## Cover
ELECTRIC COST OF SERVICE TEMPLATE
ECOST
Instructions
Tab A - Cost of service results: Presents total amount of costs by rate schedule on FERC account level.
Tab B - Cost of service allocation factors: Presents the ratios used to allocate cost by rate schedule on FERC account level.
Tab C - Cost of service parity ratios tab: Presents the ratios that indicate how much of the costs is borne byrate schedule on FERC account level.

## A-COS results
|  | FERC Acct # | Residential Schedule 16 | Small General Service Schedule 24 | Large General Service < 1,000 kW Schedule 36 | Large General Service > 1,000 kW Schedule 48 | Large General Dedicated Facilities Schedule 48 | Agricultural Pumping Schedule 40 | Street & Area Lighting Sch. 15, 51-54, 57
Total power production expenses | Steam power generation operation | 500, 501, 502, 503, 504, 505, 506, 507, 508 | 22090696.2494 | 6910744.3383 | 11686676.9194 | 4940915.9798 | 4506655.6035 | 2061982.213 | 85409.201
| Steam power generation maintenance | 510, 511, 512, 513, 514, 515 | 4851813.7706 | 1514875.8501 | 2561326.4482 | 1082908.9311 | 986028.3796 | 452026.0177 | 18508.9599
| Total steam power generation production expenses |  | 26942510.02 | 8425620.1884 | 14248003.3676 | 6023824.9108 | 5492683.9831 | 2514008.2306 | 103918.1609
| Hydraulic power generation operation | 535, 536, 537, 538, 539, 540, 540.1 | 2213774.1826 | 691203.992 | 1168676.0111 | 494107.1416 | 449902.7113 | 206249.3688 | 8445.2247
| Hydraulic power generation maintenance | 541, 542, 543, 544, 545, 545.1 | 632941.3834 | 197622.5102 | 334136.7955 | 141270.4422 | 128631.9295 | 58968.8695 | 2414.5788
| Total hydraulic power generation production expenses |  | 2846715.566 | 888826.5022 | 1502812.8066 | 635377.5838 | 578534.6407 | 265218.2383 | 10859.8035
| Other power generation operation | 546, 547, 548, 549, 550 | 9830001.6319 | 3069209.3272 | 5189367.1843 | 2194024.145 | 1997739.6163 | 915825.8543 | 37500.0184
| Other power generation maintenance | 551, 552, 553, 554 | 700170.8475 | 218613.4831 | 369627.9772 | 156275.8383 | 142294.894 | 65232.3966 | 2671.0494
| Total other power generation production expenses |  | 10530172.4794 | 3287822.8104 | 5558995.1615 | 2350299.9833 | 2140034.5103 | 981058.2508 | 40171.0678
| Other power supply expenses | 555, 556, 557 | 23214144.8027 | 7492504.1354 | 12706650.6713 | 5370078.8611 | 5031428.427 | 2233420.5707 | 109294.155
| Total other power supply production expenses |  | 23214144.8027 | 7492504.1354 | 12706650.6713 | 5370078.8611 | 5031428.427 | 2233420.5707 | 109294.155
Total power production expenses |  |  | 63533542.8681 | 20094773.6364 | 34016462.007 | 14379581.339 | 13242681.5612 | 5993705.2904 | 264243.1872
Total transmission expenses | Transmission operating expenses | 560, 561.1, 561.2, 561.3, 561.4, 561.5, 561.6, 561.7, 561.8, 562, 563, 564, 565, 566, 567 | 14358987.1799 | 4117646.1344 | 6540036.242 | 2828988.5738 | 2582087.26 | 1145540.1684 | 37179.2041
| Total transmission operating expenses |  | 14358987.1799 | 4117646.1344 | 6540036.242 | 2828988.5738 | 2582087.26 | 1145540.1684 | 37179.2041
| Transmission maintenance expenses | 568, 569, 569.1, 569.2, 569.3, 569.4, 570, 571, 572, 573 | 1296704.0772 | 371848.5478 | 590605.1418 | 255474.9142 | 233178.2204 | 103449.2606 | 3357.5088
| Total transmission maintenance expenses |  | 1296704.0772 | 371848.5478 | 590605.1418 | 255474.9142 | 233178.2204 | 103449.2606 | 3357.5088
Total transmission expenses |  |  | 15655691.2571 | 4489494.6822 | 7130641.3838 | 3084463.488 | 2815265.4804 | 1248989.4291 | 40536.7129
Total distribution expenses | Distribution operation expenses | 580, 581, 582, 583, 584, 585, 586, 587, 588, 589 | 1772174.1818 | 506828.7357 | 666430.9037 | 290074.6356 | 210826.6371 | 175977.8228 | 35732.8826
| Total distribution operation expenses |  | 1772174.1818 | 506828.7357 | 666430.9037 | 290074.6356 | 210826.6371 | 175977.8228 | 35732.8826
| Distribution maintenance expenses | 590, 591, 592, 593, 594, 595, 596, 597, 598 | 4029190.5117 | 1064319.1777 | 1105752.3018 | 479132.519 | 83297.8276 | 266133.9729 | 177352.582
| Total distribution maintenance expenses |  | 4029190.5117 | 1064319.1777 | 1105752.3018 | 479132.519 | 83297.8276 | 266133.9729 | 177352.582
Total distribution expenses |  |  | 5801364.6936 | 1571147.9134 | 1772183.2054 | 769207.1546 | 294124.4646 | 442111.7957 | 213085.4646
Total customer account expenses | Customer account expenses | 901, 902, 903, 904, 905 | 4882698.3932 | 748195.8874 | 180749.128 | 70887.9656 | 47217.5995 | 79776.2585 | 70388.7162
Total customer account expenses |  |  | 4882698.3932 | 748195.8874 | 180749.128 | 70887.9656 | 47217.5995 | 79776.2585 | 70388.7162
Total customer service and informational expenses | Customer service and informational expenses | 907, 908, 909, 910 | 516673.267 | 94712.5879 | 5224.9719 | 336.3578 | 4.8108 | 24877.6494 | 13765.0126
Total customer service and informational expenses |  |  | 516673.267 | 94712.5879 | 5224.9719 | 336.3578 | 4.8108 | 24877.6494 | 13765.0126
Total administrative and general expenses | Administrative and general operation expenses | 920, 921, 922, 923, 924, 925, 926, 927, 928, 929, 930.1, 930.2, 931 | 3186462.4276 | 979243.6024 | 1327415.9646 | 553744.0098 | 427249.1143 | 292863.0599 | 35052.1477
| Administrative and general maintenance expenses | 935 | 713198.9127 | 214831.6327 | 301869.0234 | 126441.1309 | 101060.4624 | 65423.2459 | 6466.5202
Total electric operating and maintenance expenses |  |  | 94289631.8193 | 28192399.9423 | 44734545.6841 | 18984661.4457 | 16927603.4932 | 8147746.729 | 643537.7614
Total depreciation | Depreciation expense steam production plant | 403, 403.1 | 3877812.5174 | 1210764.636 | 2047140.3544 | 865515.0438 | 788083.2558 | 361281.8283 | 14793.2876
| Depreciation expense hydraulic production plant | 403, 403.1 | 2898321.9865 | 904939.5115 | 1530056.4099 | 646895.9677 | 589022.5526 | 270026.2226 | 11056.6744
| Depreciation expense other power generation production plant | 403, 403.1 | 3887844.2301 | 1213896.8253 | 2052436.2071 | 867754.0892 | 790121.9889 | 362216.4468 | 14831.5571
| Depreciation expense transmission | 403, 403.1 | 3081545.8267 | 883677.5953 | 1403540.5935 | 607122.064 | 554135.1991 | 245841.4707 | 7978.9347
| Depreciation expense distribution | 403, 403.1 | 7777049.6365 | 2350946.9757 | 2048118.0769 | 805489.3577 | 144322.5699 | 813738.5285 | 166779.5214
| Depreciation expense general plant | 403, 403.1 | 1482528.6993 | 433336.0014 | 541484.7733 | 225724.0392 | 164319.5415 | 131584.9406 | 17188.9504
| Depreciation expense common | 403, 403.1 | 0 | 0 | 0 | 0 | 0 | 0 | 0
Total depreciation expenses |  |  | 23005102.8967 | 6997561.5451 | 9622776.415 | 4018500.5617 | 3030005.1078 | 2184689.4375 | 232628.9257
Total amortization | Intangible plant | 404, 405 | 2372421.9237 | 668866.1667 | 963228.6683 | 407006.4086 | 360565.614 | 184245.5512 | 19418.0885
| Amortization expense steam production plant | 404, 405 | 0 | 0 | 0 | 0 | 0 | 0 | 0
| Amortization expense hydraulic production plant | 404, 405 | 0 | 0 | 0 | 0 | 0 | 0 | 0
| Amortization expense other power generation production plant | 404, 405 | 33355.2282 | 9361.4882 | 13254.0729 | 5591.587 | 4916.4036 | 2574.3102 | 290.7813
| Amortization expense transmission | 404, 405 | 0 | 0 | 0 | 0 | 0 | 0 | 0
| Amortization expense distribution | 404, 405 | 0 | 0 | 0 | 0 | 0 | 0 | 0
| Amortization expense general plant | 404, 405 | 49678.162 | 14450.0657 | 22079.602 | 9469.8971 | 8328.2181 | 4139.6307 | 223.6147
| Amortization expense common plant | 404, 405 | 0 | 0 | 0 | 0 | 0 | 0 | 0
| Amortization of electric plant acquisition adjustments | 406 | 0 | 0 | 0 | 0 | 0 | 0 | 0
| Amortization of property losses, unrecovered plant and regulatory costs | 407 | 0.13949 | 0.03915 | 0.055429 | 0.023384 | 0.020561 | 0.010766 | 0.0012161
Total amortization expenses |  |  | 2455455.4534 | 692677.7598 | 998562.3986 | 422067.916 | 373810.2563 | 190959.5029 | 19932.4858
Regulatory debits and credits | Regulatory debits and credits | 407.3, 407.4 | 0 | 0 | 0 | 0 | 0 | 0 | 0
Total regulatory debits and credits |  |  | 0 | 0 | 0 | 0 | 0 | 0 | 0
Taxes | Taxes other than income | 408.1 | 10941092.7855 | 3245063.5084 | 4501789.3006 | 1882858.2256 | 1503823.2451 | 990198.6492 | 97181.291
| Income taxes - federal taxes utility operating income | 409.1 | 6992055.3882 | 2206933.9514 | 3532689.4214 | 1495980.3238 | 1325785.6187 | 649592.7031 | 46377.9605
| Income Taxes - other taxes utility operating income | 409.1 | 0 | 0 | 0 | 0 | 0 | 0 | 0
| Provision for deferred income taxes | 410.1 - 411.1 | -990870.5485 | -285338.2886 | -156658.9707 | -53893.5789 | 28224.5264 | -98896.7904 | -26774.3651
| Investment tax credit adjustment | 411.4 | 0 | 0 | 0 | 0 | 0 | 0 | 0
Total taxes |  |  | 16942277.6251 | 5166659.1712 | 7877819.7514 | 3324944.9706 | 2857833.3902 | 1540894.5619 | 116784.8864
Various utility operating income accounts | Various utility operating income accounts | 411.6, 411.7, 411.8, 411.9, 412, 413, 414 | 85.9134 | 24.6369 | 39.1307 | 16.9266 | 15.4493 | 6.8541 | 0.22245
Total various utility operating income items |  |  | 85.9134 | 24.6369 | 39.1307 | 16.9266 | 15.4493 | 6.8541 | 0.22245
Interest charges | Other interest expense | 431 | 31674.0517 | 2910.4777 | 3624.7832 | 1511.2661 | 1187.5658 | 353.7255 | 0
Total interest charges |  |  | 31674.0517 | 2910.4777 | 3624.7832 | 1511.2661 | 1187.5658 | 353.7255 | 0
Electric operating expenses |  |  | 136724227.7597 | 41052233.5329 | 63237368.163 | 26751703.0866 | 23190455.2626 | 12064650.8108 | 1012884.2817
Net operating income = electric operating revenues - electric operating expenses |  |  | 18356984.5918 | 13061127.854 | 16109004.8423 | 6277278.3002 | 3019396.6881 | 3250790.4795 | 944628.4219
Electric plant in service | Organization | 301 | 0 | 0 | 0 | 0 | 0 | 0 | 0
| Franchises and consents | 302 | 17482828.7522 | 5379988.8719 | 9005615.7079 | 3821252.4752 | 3480722.1682 | 1587460.6203 | 62908.8865
| Miscellaneous intangible plant | 303 | 30174749.2962 | 7995601.058 | 9931655.879 | 4167944.645 | 3543780.4933 | 2090685.1087 | 352556.2457
Intangible plant
| Land and land rights | 310 | 283913.1124 | 88645.8421 | 149880.8895 | 63368.4761 | 57699.3264 | 26451.1623 | 1083.087
| Structures and improvements | 311 | 20018406.315 | 6250322.3986 | 10567939.3252 | 4468042.6763 | 4068317.0612 | 1865042.8302 | 76367.2921
| Boiler plant equipment | 312 | 72602720.2765 | 22668658.1141 | 38327783.4733 | 16204689.2 | 14754965.0528 | 6764134.0063 | 276968.7585
| Engines and engine-driven generators | 313 | 0 | 0 | 0 | 0 | 0 | 0 | 0
| Turbogenerator units | 314 | 23252680.1598 | 7260155.7458 | 12275348.4573 | 5189921.9977 | 4725614.713 | 2166368.4777 | 88705.5737
| Accessory electric equipment | 315 | 6666419.1278 | 2081447.8504 | 3519276.7971 | 1487922.8992 | 1354808.4822 | 621086.2644 | 25431.4139
| Miscellaneous power plant equipment | 316 | 530593.2111 | 165666.4661 | 280106.057 | 118426.6656 | 107831.8313 | 49433.4588 | 2024.1355
| Asset retirement costs for steam production plant | 317 | 0 | 0 | 0 | 0 | 0 | 0 | 0
| Unclassified steam plant | 300 | 1771928.0094 | 553246.9045 | 935420.5024 | 395488.524 | 360106.8356 | 165084.1519 | 6759.6462
Steam production plant
| Land and land rights | 330 | 2831560.6368 | 884094.6973 | 1494812.3509 | 631995.0533 | 575454.7224 | 263806.3081 | 10801.9897
| Structures and improvements | 331 | 24625056.7542 | 7688651.2031 | 12999841.3241 | 5496231.9554 | 5004521.1866 | 2294227.8631 | 93940.9897
| Reservoirs, dams, and waterways | 332 | 39030887.8834 | 12186566.15 | 20604839.7893 | 8711566.2463 | 7932201.2248 | 3636367.2741 | 148897.1283
| Water wheels, turbines and generators | 333 | 8413935.1405 | 2627072.6271 | 4441809.9349 | 1877962.7455 | 1709954.0965 | 783896.0385 | 32097.9319
| Accessory electric equipment | 334 | 6550074.7243 | 2045121.7803 | 3457857.2925 | 1461955.2097 | 1331163.9465 | 610246.8753 | 24987.577
| Miscellaneous power plant equipment | 335 | 208503.7685 | 65100.8754 | 110071.4583 | 46537.3577 | 42373.9745 | 19425.5453 | 795.4114
| Roads, railroads and bridges | 336 | 2052799.692 | 640943.1247 | 1083695.7873 | 458178.1629 | 417188.0558 | 191251.9552 | 7831.1306
| Asset retirement costs for hydraulic production plant | 337 | 0 | 0 | 0 | 0 | 0 | 0 | 0
| Unclassified hydraulic plant | 300 | 0 | 0 | 0 | 0 | 0 | 0 | 0
Hydraulic production plant
| Land and land rights | 340 | 435309.6895 | 135916.2093 | 229804.8263 | 97159.6959 | 88467.4738 | 40556.2362 | 1660.6428
| Structures and improvements | 341 | 5521149.1977 | 1723861.6278 | 2914676.064 | 1232302.4046 | 1122056.6275 | 514385.5891 | 21062.3766
| Fuel holders, producers, and accessories | 342 | 154471.4679 | 48230.4365 | 81547.2058 | 34477.5253 | 31393.0539 | 14391.5504 | 589.2861
| Prime movers | 343 | 93086757.8665 | 29064363.9933 | 49141534.727 | 20776659.2507 | 18917911.8078 | 8672558.0257 | 355112.3657
| Generators | 344 | 12803072.5256 | 3997487.5981 | 6758884.3735 | 2857603.8238 | 2601953.301 | 1192816.1634 | 48841.849
| Accessory electric equipment | 345 | 8407515.6267 | 2625068.2702 | 4438421.0022 | 1876529.9311 | 1708649.4663 | 783297.9555 | 32073.4424
| Miscellaneous power plant equipment | 346 | 387593.4149 | 121017.8155 | 204614.8743 | 86509.5798 | 78770.1517 | 36110.6827 | 1478.6122
| Asset retirement costs for other production plant | 347 | 0 | 0 | 0 | 0 | 0 | 0 | 0
| Energy storage equipment - production | 348 | 0 | 0 | 0 | 0 | 0 | 0 | 0
| Unclassified other production plant | 300 | -52659.8729 | -16441.9274 | -27799.7325 | -11753.511 | -10702.0037 | -4906.1307 | -200.8897
Other production plant
| Land and land rights | 350 | 3954170.1493 | 1133915.1728 | 1800991.6549 | 779045.3485 | 711053.7978 | 315458.2341 | 10238.3892
| Structures and improvements | 352 | 7182396.1239 | 2059655.4106 | 3271340.1277 | 1415066.1403 | 1291565.5746 | 573001.6444 | 18597.1175
| Station equipment | 353 | 63552776.3424 | 18224672.8518 | 28946154.4431 | 12521083.5452 | 11428300.0655 | 5070152.7346 | 164554.8961
| Towers and fixtures | 354 | 22459855.2559 | 6440686.5899 | 10229709.4859 | 4425010.8376 | 4038815.9269 | 1791816.2368 | 58154.4877
| Poles and fixtures | 355 | 35454306.0166 | 10167032.2766 | 16148245.2332 | 6985160.2592 | 6375527.0988 | 2828495.574 | 91800.5472
| Overhead conductors and devices | 356 | 34927355.5522 | 10015921.6505 | 15908237.0006 | 6881341.1789 | 6280768.8777 | 2786456.1937 | 90436.1335
| Underground conduit | 357 | 17695.672 | 5074.4885 | 8059.7841 | 3486.3778 | 3182.1025 | 1411.7363 | 45.8188
| Underground conductors and devices | 358 | 31332.4659 | 8985.0353 | 14270.8855 | 6173.0808 | 5634.3223 | 2499.6609 | 81.128
| Roads and trails | 359 | 722181.0849 | 207095.815 | 328929.2211 | 142283.1577 | 129865.3279 | 57614.6097 | 1869.9173
| Asset retirement costs for transmission plant | 359.1 | 0 | 0 | 0 | 0 | 0 | 0 | 0
| Unclassified transmission plant | 300 | 1135318.9161 | 325569.0313 | 517099.623 | 223679.0242 | 204157.3318 | 90574.1753 | 2939.64
Transmission plant
| Land and land rights | 360 | 888814.0464 | 269064.1482 | 411981.0207 | 183742.221 | 0 | 102092.0266 | 3770.4273
| Structures and improvements | 361 | 2109531.6706 | 638603.0287 | 977805.2162 | 436098.0073 | 416651.5681 | 242307.5605 | 8948.8187
| Station equipment | 362 | 31395182.4042 | 9504032.9799 | 14552221.9677 | 6490244.5765 | 5242060.51 | 3606151.1502 | 133181.1216
| Storage battery equipment | 363 | 0 | 0 | 0 | 0 | 0 | 0 | 0
| Poles, towers and fixtures | 364 | 51650641.4779 | 15561719.5325 | 23734766.4833 | 10585630.1385 | 0 | 5881655.4367 | 218514.001
| Overhead conductors and devices | 365 | 43704390.2729 | 9871458.6438 | 10910120.1292 | 4865878.7747 | 0 | 2703610.6472 | 158537.9922
| Underground conduit | 366 | 12506622.6957 | 2444979.9886 | 2064893.5079 | 920935.9176 | 0 | 511696.2973 | 42330.0929
| Underground conductors and devices | 367 | 19278196.6679 | 3724009.928 | 3058291.6963 | 1363988.3407 | 0 | 757867.9148 | 64891.1824
| Line transformers | 368 | 60561908.0214 | 26816029.0701 | 9978413.8412 | 1306995.0314 | 0 | 14134433.2439 | 233651.752
| Services | 369 | 46958767.5653 | 12953607.5829 | 3400695.1201 | 918831.5817 | 0 | 0 | 0
| Meters | 370 | 8673527.0527 | 2212227.4845 | 986518.1533 | 186044.2353 | 110788.96 | 736610.9242 | 0
| Installations on customers' premises | 371 | 0 | 0 | 0 | 0 | 0 | 0 | 506969.62
| Leased property on customers' premises | 372 | 0 | 0 | 0 | 0 | 0 | 0 | 0
| Street lighting and signal systems | 373 | 0 | 0 | 0 | 0 | 0 | 0 | 4707240.67
| Asset retirement costs for distribution plant | 374 | 0 | 0 | 0 | 0 | 0 | 0 | 0
| Unclassified distribution plant | 300 | 8249720.4044 | 1123353.1871 | 0 | 0 | 0 | 0 | 24008.3184
Distribution plant
| Land and land rights | 389 | 888011.4505 | 255636.1538 | 275548.3572 | 113033.9555 | 68614.1344 | 78806.1722 | 13393.2161
| Structures and improvements | 390 | 11264919.1836 | 3287319.3894 | 3665155.6665 | 1507110.8915 | 938385.0369 | 1023807.1528 | 162744.5431
| Office furniture and equipment | 391 | 2564817.0834 | 731855.3514 | 916981.5821 | 382382.8697 | 291528.1158 | 214399.6418 | 30060.0744
| Transportation equipment | 392 | 3951588.4895 | 1168760.353 | 1370566.1777 | 567023.2361 | 370450.0585 | 366438.292 | 51998.106
| Stores equipment | 393 | 540442.1009 | 159677.8028 | 189568.3644 | 78592.7 | 52338.3598 | 49868.2985 | 6907.0214
| Tools, shop and garage equipment | 394 | 2137686.9629 | 632072.2344 | 757687.6064 | 314401.2361 | 212032.0217 | 197103.0688 | 26851.9532
| Laboratory equipment | 395 | 989183.7904 | 293036.1159 | 343306.2112 | 141901.7794 | 92383.7397 | 92041.3075 | 13122.3548
| Power operated equipment | 396 | 6092036.9658 | 1799768.3431 | 2091080.2713 | 864556.6307 | 557973.1011 | 564815.3307 | 81270.8618
| Communication equipment | 397 | 16078097.8163 | 4754004.6442 | 6152228.5878 | 2572209.5839 | 1915469.0691 | 1452603.7504 | 171485.3144
| Miscellaneous equipment | 398 | 235202.779 | 69511.0716 | 88562.4012 | 36946.2583 | 27056.8547 | 21304.4695 | 2624.8424
| Other tangible property | 399 | 29543694.9338 | 9224391.5563 | 15596445.121 | 6594055.8756 | 6004130.2119 | 2752479.6703 | 112704.8749
| Asset retirement costs for general plant | 399.1 | 0 | 0 | 0 | 0 | 0 | 0 | 0
| Unclassified general plant | 300 | 499710.8994 | 151017.5398 | 206582.2193 | 86287.5234 | 66747.9111 | 46555.1983 | 4910.2918
General plant
Total electric plant in service |  |  | 907440349.0903 | 272515532.1851 | 371830095.5278 | 155450193.3052 | 120840683.1281 | 83438306.3666 | 8891610.4083
Property under capital leases | Intangible plant | 101.1 | 0 | 0 | 0 | 0 | 0 | 0 | 0
| Steam production plant | 101.1 | 0 | 0 | 0 | 0 | 0 | 0 | 0
| Hydraulic production plant | 101.1 | 0 | 0 | 0 | 0 | 0 | 0 | 0
| Other production plant | 101.1 | 0 | 0 | 0 | 0 | 0 | 0 | 0
| Transmission plant | 101.1 | 0 | 0 | 0 | 0 | 0 | 0 | 0
| Distribution plant | 101.1 | 0 | 0 | 0 | 0 | 0 | 0 | 0
| General plant | 101.1 | 0 | 0 | 0 | 0 | 0 | 0 | 0
Total property under capital leases |  |  | 0 | 0 | 0 | 0 | 0 | 0 | 0
Electric plant purchased or sold | Electric plant purchased or sold | 102 | 0 | 0 | 0 | 0 | 0 | 0 | 0
Total electric plant purchased or sold |  |  | 0 | 0 | 0 | 0 | 0 | 0 | 0
Electric plant leased to others | Intangible plant | 104 | 0 | 0 | 0 | 0 | 0 | 0 | 0
| Steam production plant | 104 | 0 | 0 | 0 | 0 | 0 | 0 | 0
| Hydraulic production plant | 104 | 0 | 0 | 0 | 0 | 0 | 0 | 0
| Other production plant | 104 | 0 | 0 | 0 | 0 | 0 | 0 | 0
| Transmission plant | 104 | 0 | 0 | 0 | 0 | 0 | 0 | 0
| Distribution plant | 104 | 0 | 0 | 0 | 0 | 0 | 0 | 0
| General plant | 104 | 0 | 0 | 0 | 0 | 0 | 0 | 0
Total electric plant leased to others |  |  | 0 | 0 | 0 | 0 | 0 | 0 | 0
Electric plant held for future use | Steam production plant | 105 | 0 | 0 | 0 | 0 | 0 | 0 | 0
| Hydraulic production plant | 105 | 0 | 0 | 0 | 0 | 0 | 0 | 0
| Other production plant | 105 | 0 | 0 | 0 | 0 | 0 | 0 | 0
| Transmission plant | 105 | 0 | 0 | 0 | 0 | 0 | 0 | 0
| Distribution plant | 105 | 0 | 0 | 0 | 0 | 0 | 0 | 0
| General plant | 105 | 15416.4228 | 4813.4508 | 8138.5011 | 3440.895 | 3133.0614 | 1436.2926 | 58.8114
Total electric plant for future use |  |  | 15416.4228 | 4813.4508 | 8138.5011 | 3440.895 | 3133.0614 | 1436.2926 | 58.8114
Completed construction not classified | Completed construction not classified | 106 | 0 | 0 | 0 | 0 | 0 | 0 | 0
Total completed construction not classified |  |  | 0 | 0 | 0 | 0 | 0 | 0 | 0
Construction work in progress | Steam production plant | 107 | 0 | 0 | 0 | 0 | 0 | 0 | 0
| Hydraulic production plant | 107 | 0 | 0 | 0 | 0 | 0 | 0 | 0
| Other production plant | 107 | 0 | 0 | 0 | 0 | 0 | 0 | 0
| Transmission plant | 107 | 0 | 0 | 0 | 0 | 0 | 0 | 0
| Distribution plant | 107 | 0 | 0 | 0 | 0 | 0 | 0 | 0
| General plant | 107 | 0 | 0 | 0 | 0 | 0 | 0 | 0
Total construction work in progress |  |  | 0 | 0 | 0 | 0 | 0 | 0 | 0
Accumulated provision for depreciation of electric utility plant | Steam production plant | 108 | -56460219.6715 | -17628504.9913 | -29805977.8778 | -12601735.9743 | -11474343.7292 | -5260195.3539 | -215387.4798
| Hydraulic production plant | 108 | -31794700.0839 | -9927220.1275 | -16784775.7739 | -7096472.8471 | -6461599.3287 | -2962197.7143 | -121292.1303
| Other production plant | 108 | -43374823.4533 | -13542867.8137 | -22898051.6871 | -9681118.4276 | -8815014.1178 | -4041076.1087 | -165468.6072
| Transmission plant | 108 | -60319929.4301 | -17297607.4937 | -27473701.2884 | -11884152.3424 | -10846957.3342 | -4812240.6723 | -156184.203
| Distribution plant | 108 | -134987438.9822 | -41233055.8131 | -34609672.0734 | -13434547.7649 | -1764596.2409 | -14495490.7394 | -2929348.916
| General plant | 108 | -42529160.0227 | -12913965.5377 | -18846836.2344 | -7908486.5274 | -6507527.1341 | -3923707.5571 | -345400.6047
Total accumulated provision for depreciation of electric utility plant |  |  | -369466271.6438 | -112543221.7771 | -150419014.9349 | -62606513.8836 | -45870037.885 | -35494908.1457 | -3933081.9409
Accumulated provision for amortization of electric utility plant | Intangible plant | 111 | -29373763.7245 | -8000311.0386 | -10533659.2331 | -4434014.2888 | -3806926.6607 | -2151477.7741 | -303927.9758
| Steam production plant | 111 | 0 | 0 | 0 | 0 | 0 | 0 | 0
| Hydraulic production plant | 111 | 0 | 0 | 0 | 0 | 0 | 0 | 0
| Other production plant | 111 | -209999.5885 | -65567.9134 | -110861.1182 | -46871.2198 | -42677.9682 | -19564.9055 | -801.1177
| Transmission plant | 111 | -750370.0233 | -226028.4114 | -317602.0912 | -133031.0978 | -106327.618 | -68833.0306 | -6803.5478
| Distribution plant | 111 | 0 | 0 | 0 | 0 | 0 | 0 | 0
| General plant | 111 | -869071.5364 | -261783.9901 | -367843.7688 | -154075.3721 | -123147.6517 | -79721.7717 | -7879.8054
Total accumulated provision for amortization of electric utility plant |  |  | -30452834.8494 | -8327662.942 | -11012364.1201 | -4634960.8808 | -3972752.2806 | -2250764.4512 | -312608.8989
Electric plant acquisition adjustments | Electric plant acquisition adjustments | 114 | 0 | 0 | 0 | 0 | 0 | 0 | 0
Total electric plant acquisition adjustments |  |  | 0 | 0 | 0 | 0 | 0 | 0 | 0
Accumulated provision for asset acquisition adjustments | Accumulated provision for asset acquisition adjustments | 115 | 0 | 0 | 0 | 0 | 0 | 0 | 0
Total accumulated provision for asset acquisition adjustments |  |  | 0 | 0 | 0 | 0 | 0 | 0 | 0
Total net plant |  |  | 507536659.02 | 151649460.9167 | 210406854.9738 | 88212159.4358 | 71001026.0239 | 45694070.0624 | 4645978.3798
Fuel stock | Fuel stock | 151, 253 | -6.3046e-09 | -1.9685e-09 | -3.3283e-09 | -1.4072e-09 | -1.2813e-09 | -5.8737e-10 | -2.4051e-11
Total fuel stock |  |  | -6.3046e-09 | -1.9685e-09 | -3.3283e-09 | -1.4072e-09 | -1.2813e-09 | -5.8737e-10 | -2.4051e-11
Plant materials and operating supplies | Plant materials and operating supplies | 154 | 0 | 0 | 0 | 0 | 0 | 0 | 0
Total plant materials and operating supplies |  |  | 0 | 0 | 0 | 0 | 0 | 0 | 0
Prepayments | Prepayments | 165 | 2.304e-09 | 6.4032e-10 | 7.7303e-10 | 3.2201e-10 | 2.4605e-10 | 1.8236e-10 | 2.8767e-11
Total prepayments |  |  | 2.304e-09 | 6.4032e-10 | 7.7303e-10 | 3.2201e-10 | 2.4605e-10 | 1.8236e-10 | 2.8767e-11
Total current and accrued assets |  |  | -4.0006e-09 | -1.3281e-09 | -2.5552e-09 | -1.0851e-09 | -1.0352e-09 | -4.0502e-10 | 4.7158e-12
Deferred debits | Other regulatory assets | 182.3 | 68093.7428 | 21260.8256 | 35947.4441 | 15198.3002 | 13838.6109 | 6344.0488 | 259.7677
| Miscellaneous deferred debits | 186 | 54953.3827 | 17158.0271 | 29010.5019 | 12265.4149 | 11168.111 | 5119.8088 | 209.6391
| Accumulated deferred income taxes | 190 | -233306.3611 | -72845.6448 | -123171.5425 | -52076.0752 | -47418.4092 | -21736.4033 | -889.7024
Total deferred debits |  |  | -110259.2356 | -34426.7921 | -58213.5965 | -24612.3601 | -22411.6872 | -10272.5457 | -420.2956
Other non current liabilities | Accumulated provision for property insurance | 228.1 | 0 | 0 | 0 | 0 | 0 | 0 | 0
| Accumulated provision for injuries and damages | 228.2 | -127725.7632 | -38592.0104 | -52908.7022 | -22107.2164 | -17144.1323 | -11887.3833 | -1244.9361
| Accumulated provision for pensions and benefits | 228.3 | 2209.3882 | 667.5609 | 915.2097 | 382.4085 | 296.5576 | 205.6268 | 21.5348
| Accumulated miscellaneous operating provisions | 228.4 | -69043.1579 | -21557.2603 | -36448.6509 | -15410.2065 | -14031.5594 | -6432.5024 | -263.3895
| Asset retirement obligations | 230 | 0 | 0 | 0 | 0 | 0 | 0 | 0
Other non current liabilities |  |  | -194559.5329 | -59481.7098 | -88442.1434 | -37135.0144 | -30879.1341 | -18114.2589 | -1486.7909
Customer deposits | Customer deposits | 235 | -2217546.9565 | -322568.2057 | -210393.3632 | -49195.6467 | 0 | -122311.1892 | -1109.987
Current and accrued liabilities |  |  | -2217546.9565 | -322568.2057 | -210393.3632 | -49195.6467 | 0 | -122311.1892 | -1109.987
Deferred credits | Deferred credits | 253 | -1963497.9144 | -613060.5404 | -1036552.3858 | -438246.2989 | -399039.361 | -182932.0301 | -7490.4573
| Accumulated deferred income taxes - accelerated amortization property | 281 | 0.0084231 | 0.0025656 | 0.0042641 | 0.0018141 | 0.001653 | 0.00075089 | 2.8995e-05
| Accumulated deferred income taxes - other property | 282 | -126654923.2177 | -37661836.6916 | -51549843.681 | -21600831.6059 | -17256398.7496 | -11323210.8752 | -1200307.8918
| Accumulated deferred income taxes - other | 283 | -0.010485 | -0.0048873 | -0.01084 | -0.0045529 | -0.0049406 | -0.0016598 | 0.00025499
| Accumulated deferred investment tax credits | 255 | -11867.8613 | -3558.1594 | -4865.6908 | -2034.5143 | -1610.6817 | -1080.0823 | -115.1181
| Customer advances for construction | 252 | -219215.0938 | -304575.4367 | -10937.3525 | 0 | 0 | -4201.0533 | 0
| Other regulatory liabilities | 254 | -6509626.9836 | -2032492.8319 | -3436504.4804 | -1452927.4065 | -1322943.8 | -606478.5049 | -24833.2748
Total deferred credits |  |  | -135359131.0729 | -40615523.6625 | -56038703.597 | -23494039.8283 | -18979992.5956 | -12117902.5468 | -1232746.7418
Working capital allowance | Working capital allowance | N/A | 13664032.0916 | 4183922.8866 | 5708855.3131 | 2383302.2355 | 1851145.1072 | 1255400.1883 | 145477.3532
Total working capital allowance |  |  | 13664032.0916 | 4183922.8866 | 5708855.3131 | 2383302.2355 | 1851145.1072 | 1255400.1883 | 145477.3532
Total rate base |  |  | 383321874.5889 | 114802220.2923 | 159721372.534 | 66991077.0504 | 53819432.4234 | 34681119.4217 | 3555702.1425
Revenue Requirement Impact
Change in rate base
ROR

## B-COS allocation factors
Costs | Description | Factor | Residential Schedule 16 | Small General Service Schedule 24 | Large General Service < 1,000 kW Schedule 36 | Large General Service > 1,000 kW Schedule 48 | Large General Dedicated Facilities Schedule 48 | Agricultural Pumping Schedule 40 | Street & Area Lighting Sch. 15, 51-54, 57 | Total
| Net of Renewables | F10 | 0.42309 | 0.1321 | 0.22336 | 0.094433 | 0.085985 | 0.039418 | 0.001614 | 1
| 100 Summer 100 Winter System Peaks | F11 | 0.41681 | 0.13415 | 0.22168 | 0.094646 | 0.091955 | 0.038622 | 0.0021423 | 1
| 12 Coincident Peaks | F12 | 0.45425 | 0.13026 | 0.20689 | 0.089495 | 0.081685 | 0.036239 | 0.0011762 | 1
| Net of Renewables - Demand | F13 | 0.45295 | 0.12805 | 0.21441 | 0.09077 | 0.074893 | 0.038335 | 0.0005935 | 1
| Max. Schedule Peak | F20 | 0.43676 | 0.13222 | 0.20245 | 0.09029 | 0.086264 | 0.050168 | 0.0018528 | 1
| Max. Schedule Peak Excluding Sch 60 | F20A | 0.47799 | 0.1447 | 0.22156 | 0.098815 | 0 | 0.054904 | 0.0020277 | 1
| Transformers - NCP | F21 | 0.5358 | 0.23724 | 0.08828 | 0.011563 | 0 | 0.12505 | 0.0020671 | 1
| Secondary Lines - NCP | F22 | 0.8779 | 0.11954 | 0 | 0 | 0 | 0 | 0.0025549 | 1
| MWH @ Input | F30 | 0.37938 | 0.13803 | 0.23646 | 0.099797 | 0.10223 | 0.041004 | 0.0031083 | 1
| Average Customers | F40 | 0.7881 | 0.14447 | 0.0079698 | 0.00051306 | 7.3381e-06 | 0.037947 | 0.020996 | 1
| Weighted Customers Acct 902 | F41 | 0.81527 | 0.15015 | 0.010685 | 0.004393 | 0.00089627 | 0.018599 | 0 | 1
| Weighted Customers Acct 903 | F42 | 0.81602 | 0.14043 | 0.0083504 | 0.0022954 | 3.283e-05 | 0.014009 | 0.018865 | 1
| Contribution in Aid of Construction | F50 | 0.40676 | 0.56515 | 0.020295 | 0 | 0 | 0.0077952 | 0 | 1
| Security Deposits | F51 | 0.75862 | 0.11035 | 0.071975 | 0.01683 | 0 | 0.041843 | 0.00037973 | 1
| Meters | F60 | 0.67735 | 0.17276 | 0.077041 | 0.014529 | 0.0007985 | 0.057525 | 0 | 1
| Meters Excluding Sch 60 | F60A | 0.67789 | 0.1729 | 0.077102 | 0.01454 | 0 | 0.057571 | 0 | 1
| Services | F70 | 0.73108 | 0.20167 | 0.052944 | 0.014305 | 0 | 0 | 0 | 1
| Uncollectables | F80 | 0.76763 | 0.070537 | 0.087848 | 0.036626 | 0.028781 | 0.0085727 | 0 | 1
| Rate Base | F101 | 0.46924 | 0.14054 | 0.19552 | 0.082007 | 0.065883 | 0.042455 | 0.0043527 | 1
| Generation Rate Base | F101G | 0.42305 | 0.1321 | 0.22338 | 0.094442 | 0.085997 | 0.039419 | 0.0016125 | 1
| Transmission Rate Base | F101T | 0.4542 | 0.13024 | 0.20692 | 0.089514 | 0.081721 | 0.036227 | 0.0011689 | 1
| Distribution Rate Base | F101D | 0.56897 | 0.16451 | 0.1339 | 0.052179 | 0.014628 | 0.053792 | 0.012013 | 1
| Retail Rate Base | F101C | 0.69985 | 0.079454 | 0.13717 | 0.031768 | 4.6781e-05 | 0.070284 | -0.018571 | 1
| Misc Rate Base | F101Co | 0.46806 | 0.14332 | 0.19557 | 0.081645 | 0.063417 | 0.043004 | 0.0049827 | 1
| SGP - System Gross Plant | F102 | 0.47261 | 0.14245 | 0.1934 | 0.080798 | 0.062144 | 0.04389 | 0.0046949 | 1
| SGGP - System Gross Generation Plant | F102G | 0.42309 | 0.1321 | 0.22336 | 0.094433 | 0.085985 | 0.039418 | 0.001614 | 1
| SGTP - System Gross Transmission Plant | F102T | 0.45425 | 0.13026 | 0.20689 | 0.089495 | 0.081685 | 0.036239 | 0.0011762 | 1
| SGDP - System Gross Distribution Plant | F102D | 0.56187 | 0.16724 | 0.13768 | 0.053555 | 0.011335 | 0.056341 | 0.011989 | 1
| SGTP - System Gross Retail Plant | F102C | 0.47261 | 0.14245 | 0.1934 | 0.080798 | 0.062144 | 0.04389 | 0.0046949 | 1
| SGDP - System Gross Misc Plant | F102Co | 0.47261 | 0.14245 | 0.1934 | 0.080798 | 0.062144 | 0.04389 | 0.0046949 | 1
| SNP - System Net Plant | F104 | 0.47031 | 0.14053 | 0.19497 | 0.081742 | 0.065793 | 0.042343 | 0.0043053 | 1
| SNP - System Net Generation Plant | F104G | 0.42308 | 0.1321 | 0.22336 | 0.094436 | 0.08599 | 0.039417 | 0.0016134 | 1
| SNP - System Net Transmission Plant | F104T | 0.45422 | 0.13024 | 0.20691 | 0.08951 | 0.081717 | 0.036226 | 0.0011698 | 1
| SNP - System Net Distribution Plant | F104D | 0.56857 | 0.16553 | 0.13361 | 0.052046 | 0.01459 | 0.053671 | 0.011984 | 1
| SNP - System Net Retail Plant | F104C | 0.81602 | 0.14043 | 0.0083504 | 0.0022954 | 3.283e-05 | 0.014009 | 0.018865 | 1
| SNP - System Net Misc Plant | F104Co | 0.47031 | 0.14053 | 0.19497 | 0.081742 | 0.065793 | 0.042343 | 0.0043053 | 1
| STP - System Prod & Trans Plant | F105 | 0.43318 | 0.13151 | 0.21803 | 0.092834 | 0.084592 | 0.038389 | 0.0014723 | 1
| SGGP - System Gross Generation Plant | F105G | 0.42309 | 0.1321 | 0.22336 | 0.094433 | 0.085985 | 0.039418 | 0.001614 | 1
| SGTP - System Gross Transmission Plant | F105T | 0.45425 | 0.13026 | 0.20689 | 0.089495 | 0.081685 | 0.036239 | 0.0011762 | 1
| SGDP - System Gross Distribution Plant | F105D | 0.56187 | 0.16724 | 0.13768 | 0.053555 | 0.011335 | 0.056341 | 0.011989 | 1
| SGTP - System Gross Retail Plant | F105C | 0.56187 | 0.16724 | 0.13768 | 0.053555 | 0.011335 | 0.056341 | 0.011989 | 1
| SGDP - System Gross Misc Plant | F105Co | 0.56187 | 0.16724 | 0.13768 | 0.053555 | 0.011335 | 0.056341 | 0.011989 | 1
| STP - System Transmission Plant | F106 | 0.45425 | 0.13026 | 0.20689 | 0.089495 | 0.081685 | 0.036239 | 0.0011762 | 1
| STP - System Trans & Dist Plant | F107 | 0.51635 | 0.1516 | 0.16695 | 0.068755 | 0.041087 | 0.04784 | 0.007416 | 1
| SGGP - System Gross Generation Plant | F107G | 0.42309 | 0.1321 | 0.22336 | 0.094433 | 0.085985 | 0.039418 | 0.001614 | 1
| SGTP - System Gross Transmission Plant | F107T | 0.45425 | 0.13026 | 0.20689 | 0.089495 | 0.081685 | 0.036239 | 0.0011762 | 1
| SGDP - System Gross Distribution Plant | F107D | 0.56187 | 0.16724 | 0.13768 | 0.053555 | 0.011335 | 0.056341 | 0.011989 | 1
| SGTP - System Gross Retail Plant | F107C | 0.56187 | 0.16724 | 0.13768 | 0.053555 | 0.011335 | 0.056341 | 0.011989 | 1
| SGDP - System Gross Misc Plant | F107Co | 0.56187 | 0.16724 | 0.13768 | 0.053555 | 0.011335 | 0.056341 | 0.011989 | 1
| SGP - System General Plant | F108 | 0.46636 | 0.14048 | 0.19739 | 0.08268 | 0.066083 | 0.04278 | 0.0042284 | 1
| SIP - System Intangible Plant | F110 | 0.48101 | 0.135 | 0.19114 | 0.080636 | 0.070899 | 0.037124 | 0.0041933 | 1
| Account 360 | F118 | 0.47799 | 0.1447 | 0.22156 | 0.098815 | 0 | 0.054904 | 0.0020277 | 1
| Account 361 | F119 | 0.43676 | 0.13222 | 0.20245 | 0.09029 | 0.086264 | 0.050168 | 0.0018528 | 1
| Account 362 | F120 | 0.44267 | 0.134 | 0.20518 | 0.091511 | 0.073912 | 0.050846 | 0.0018778 | 1
| Account 364 | F121 | 0.47988 | 0.14458 | 0.22052 | 0.098349 | 0 | 0.054646 | 0.0020302 | 1
| Account 365 | F122 | 0.60521 | 0.1367 | 0.15108 | 0.067381 | 0 | 0.037439 | 0.0021954 | 1
| Account 366 | F123 | 0.67635 | 0.13222 | 0.11167 | 0.049803 | 0 | 0.027672 | 0.0022892 | 1
| Account 367 | F124 | 0.68248 | 0.13184 | 0.10827 | 0.048287 | 0 | 0.02683 | 0.0022973 | 1
| Account 368 | F125 | 0.5358 | 0.23724 | 0.08828 | 0.011563 | 0 | 0.12505 | 0.0020671 | 1
| Account 369 | F126 | 0.73108 | 0.20167 | 0.052944 | 0.014305 | 0 | 0 | 0 | 1
| Account 370 | F127 | 0.67207 | 0.17141 | 0.07644 | 0.014416 | 0.0085845 | 0.057076 | 0 | 1
| Account 371 | F128 | 0 | 0 | 0 | 0 | 0 | 0 | 1 | 1
| Account 372 | F129 | 0.14286 | 0.14286 | 0.14286 | 0.14286 | 0.14286 | 0.14286 | 0.14286 | 1
| Account 373 | F130 | 0 | 0 | 0 | 0 | 0 | 0 | 1 | 1
| Account 581 thru 587 & 591 thru 597 | F131 | 0.53404 | 0.14463 | 0.16314 | 0.070808 | 0.027075 | 0.040698 | 0.019615 | 1
| Account 364 + 365 | F132 | 0.5302 | 0.14142 | 0.19264 | 0.085915 | 0 | 0.047737 | 0.0020965 | 1
| Account 366 + 367 | F133 | 0.68005 | 0.13199 | 0.10961 | 0.048887 | 0 | 0.027163 | 0.0022941 | 1
| Account 364 + 365 + 369 (OH) | F134 | 0.57396 | 0.15472 | 0.16055 | 0.0704 | 0 | 0.03867 | 0.0016983 | 1
| Account 366 + 367 + 369 (UG) | F135 | 0.67832 | 0.14833 | 0.10936 | 0.043973 | 0 | 0.018452 | 0.0015584 | 1
| Account 902 + 903 + 904 | F136 | 0.80309 | 0.12306 | 0.029729 | 0.011659 | 0.0077662 | 0.013121 | 0.011577 | 1
| Total O & M Expense | F137 | 0.44493 | 0.13303 | 0.21109 | 0.089584 | 0.079877 | 0.038447 | 0.0030367 | 1
| Generation O & M Exp | F137G | 0.41931 | 0.13262 | 0.22448 | 0.094895 | 0.087392 | 0.039556 | 0.0017448 | 1
| Transmission O & M Exp | F137T | 0.45425 | 0.13026 | 0.20689 | 0.089495 | 0.081685 | 0.036239 | 0.0011762 | 1
| Distribution O & M Exp | F137D | 0.53404 | 0.14463 | 0.16314 | 0.070808 | 0.027075 | 0.040698 | 0.019615 | 1
| Retail O & M Exp (Customer) | F137C | 0.80164 | 0.12512 | 0.027631 | 0.010585 | 0.0070183 | 0.015514 | 0.012485 | 1
| Misc & Customer O & M Exp | F137Co | 0.46807 | 0.14332 | 0.19556 | 0.081642 | 0.063412 | 0.043005 | 0.0049834 | 1
| GTD O&M Exp (less fuel, purchased p & wheeling) | F138 | 0.44453 | 0.1326 | 0.21146 | 0.089804 | 0.080392 | 0.038233 | 0.0029776 | 1
| Generation O & M Exp (less fuel & purchased power) | F138G | 0.4605 | 0.12703 | 0.21214 | 0.089843 | 0.072086 | 0.038061 | 0.00033523 | 1
| Transmission O & M Exp - (less wheeling exp) | F138T | 0.45425 | 0.13026 | 0.20689 | 0.089495 | 0.081685 | 0.036239 | 0.0011762 | 1
| Distribution O & M Exp | F138D | 0.53404 | 0.14463 | 0.16314 | 0.070808 | 0.027075 | 0.040698 | 0.019615 | 1
| Retail O & M Exp (Customer) | F138C | 0.80164 | 0.12512 | 0.027631 | 0.010585 | 0.0070183 | 0.015514 | 0.012485 | 1
| Common O & M Exp | F138Co | 0.46807 | 0.14332 | 0.19556 | 0.081642 | 0.063412 | 0.043005 | 0.0049834 | 1
| Revenue Requirement Before Rev Credits | F140 | 0.45297 | 0.13595 | 0.20591 | 0.086989 | 0.074539 | 0.040145 | 0.0035022 | 1
| Revenue Requirement Before Rev Credits | F140G | 0.4207 | 0.13243 | 0.22406 | 0.094723 | 0.086884 | 0.039503 | 0.0016981 | 1
| Revenue Requirement Before Rev Credits | F140T | 0.45423 | 0.13025 | 0.2069 | 0.089501 | 0.081697 | 0.036235 | 0.0011738 | 1
| Revenue Requirement Before Rev Credits | F140D | 0.55559 | 0.1607 | 0.14403 | 0.057934 | 0.015987 | 0.052037 | 0.013725 | 1
| Revenue Requirement Before Rev Credits | F140C | 0.8065 | 0.12784 | 0.022213 | 0.009228 | 0.0068048 | 0.01329 | 0.014127 | 1
| Revenue Requirement Before Rev Credits | F140Co | 0.46807 | 0.14332 | 0.19556 | 0.081643 | 0.063414 | 0.043005 | 0.0049832 | 1
| Firm Revenues | F141 | 0.42427 | 0.14943 | 0.21722 | 0.090317 | 0.070875 | 0.042256 | 0.0056283 | 1
#VALUE!
#VALUE!

## C-COS parity ratios
Parity Ratios | Residential Schedule 16 | Small General Service Schedule 24 | Large General Service < 1,000 kW Schedule 36 | Large General Service > 1,000 kW Schedule 48 | Large General Dedicated Facilities Schedule 48 | Agricultural Pumping Schedule 40 | Street & Area Lighting Sch. 15, 51-54, 57
At current rates | 93.47% | 109.5% | 105.9% | 104.2% | 96.08% | 104.8% | 153.5%

## C-COS parity ratios for Decoupl
Parity Ratios | Residential Class | Non Residential Class | Non Decoupled Class
At current rates | 93.47% | 107.1% | 101.7%
Decoupling Deferral (No Earnings Test) | $2,241,059 Surcharge | 298,105 Sur-Credit

## Index
Description | Workpaper | COS Workbook Tab
Results of operation | WA JAM GRC.xlsx | Inputs, JAM Download
Functionalization factors | WA Func Factors - 2019.xslm | Func Factors
Coincident peaks at time of system peak | System Peak Loads.xlsx | Demand Factors
Coincident peaks at time of WCA peak net of renewables | CONF Net-Renewables System Peaks | Demand Factors
Distribution peaks at sales | WA Hourly Loads 2019.xlsx | Dist. Factors
Non coincident peaks at sales | WA Hourly Loads 2019.xlsx | Dist. Factors
Schedule peaks at sales | WA Hourly Loads 2019.xlsx | Dist. Factors
Customers per transformer | CONF CADOPS_WA dbase - cust per xfmr.accdb | Dist. Factors
Residential, irrigation and lighting customer counts | WA Jun 2019 Present Revenues.xslx | Cust Factors, MtrXfmrSvcs
Schedule 24 customer counts | Schedule 24 COS.xlsx | Cust Factors, MtrXfmrSvcs
Schedule 36 customer counts | Schedule 36 COS.xlsx | Cust Factors, MtrXfmrSvcs
Schedule 48 customer counts | Schedule 48 COS.xlsx | Cust Factors, MtrXfmrSvcs
Account 902 weightings | 2019 WA Customer Weightings (902).xlsx | Cust Factors
Account 903 weightings | 2019 Customer Weightings (903).xlsx | Cust Factors
Contribution in aid of construction | WA Customer Advances For Construction Jun 2018 to Jun 2019.xlsx | Cust Advances
Deposits charged by state | DepositReport-Summary.xlsx | Cust Advances
Average Transformer Cost | Transfomer Cost per Customer.xslx | MtrXfmrSvcs
Meter costs | Meter Costs -2019.xlsx | MtrXfmrSvcs
Service drop costs | Service Drop Cost 2018.pdf | MtrXfmrSvcs
Overhead and underground | WA OH-UG Splits.xlsx | MtrXfmrSvcs
Writeoffs | Revenue and write-off summary 12 mo ended June 2019.xlsx | Uncollectables
Adjusted Revenues | WA Jun 2019 Present Revenues.xslx | Revenues
305 Revenues | 305_Revenue_by_Rate_Schedule | Revenues
Investment to serve dedicated facilities | Cascade Kraft Dist Invest.xlsx | DistInvest
Loads at system top 200 hours | WA Hourly Loads 2019.xlsx | 200 Top Hrs
Loads at system top 100 summer and winter hours | WA Hourly Loads 2019.xlsx | 100 S_100W Hrs

## Inputs
INPUT OPTIONS
Prepared By : | PacifiCorp | [5 empty] | Capital | Embedded | Weighted
Jurisdiction : | State of Washington |  | Effective Tot Tax % | = | 28% |  | Structure | Costs | Costs
Test Period : | 12 Months Ending June 2018 |  | Effective Fed Tax % | = | 28% | Debt | 48.24% | 5.29% | 2.552%
Factor Method : | WCA |  | Federal Tax Rate | = | 28% | Preferred | 0.02% | 6.75% | 0.00135%
|  |  | State Tax Rate | = | 0% | Common | 51.74% | 9.5% | 4.915%
Factor 10: | Demand % = | 59.42% | Net to Gross Factor | = | 68.69% |  | 100% |  | 7.469%
| Energy % = | 40.58%
Factor 11: | Demand % = | 50% | Allocation Options:
| Energy % = | 50%
|  |  | Jurisdictional | [6 empty] | 5 | Func Factors | 3 | DistFunc Factors | 3 | COS Factors | 1 | Peak Method | 2 | Dist Peak Method | ROR - WorkArea
|  |  | Functional Factors - | COS Rulemaking | [6 empty] | Base Case |  | Base Case |  | Commission Peak Credit |  | Coincident Peaks |  | Distibution Peaks
[11 empty] | MSP |  | MSP |  | MSP |  | 200 Total Hours |  | Distribution Peaks - Summer/Winter Max | 0.075 | FALSE
Demand | Sec = | 1.1096 | Distribution |  |  | Sys Peak Method - | Coincident Peaks |  |  |  | WCA |  | WCA |  | WCA |  | 100 Summer / 100 Winter Hours |  | Non Coin Peaks - maximum | Target Increase - $ | 1.248e-07
Loss Factors: | Pri = | 1.0838 | Functional Factors - | WCA | [6 empty] | Option1 |  | Option1 |  | Option 4 |  |  |  | Schedule Peaks - 12 months
| Trn = | 1.0426 | [8 empty] | COS Rulemaking |  | Option2 | [5 empty] | Schedule Peaks - maximum | Target ROR - % | 8.02%
70390269
Energy | Sec = | 1.0967 | COS Factors - | WCA
Loss Factors: | Pri = | 1.0708
| Trn = | 1.0453 |  |  |  |  | 1-inc
[6 empty] | Month/Yr | 0-exc
Dist Plant - split: | Sec | Pri |  |  |  | 2018-07-01 | 1
Acct 364 = | 0.0047084 | 0.99529 |  |  |  | 2018-08-01 | 1
Acct 365 = | 0.3181 | 0.6819 | Target Rate of Return |  |  | 2018-09-01 | 1
Acct 366 = | 0.49599 | 0.50401 |  |  |  | 2018-10-01 | 1
Acct 367 = | 0.51133 | 0.48867 | Percent ROR = |  | 7.47% | 2018-11-01 | 1
Acct 368 = | 1 | 0 | Dollar Increase = |  | 3903 | 2018-12-01 | 1
[6 empty] | 2019-01-01 | 1
[6 empty] | 2019-02-01 | 1
[6 empty] | 2019-03-01 | 1
[6 empty] | 2019-04-01 | 1
[6 empty] | 2019-05-01 | 1
[6 empty] | 2019-06-01 | 1
[6 empty] | Dist Peak Method - | Distribution Peaks - Summer/Winter Max

## Summary Table
PacifiCorp
Cost Of Service By Rate Schedule
State of Washington
12 Months Ending June 2018
WCA
7.47% = Earned Return on Rate Base
| A | B | C | D | E | F | G | H | I | J | K | L | M
|  |  |  | Return on | Rate of | Total | Generation | Transmission | Distribution | Customer | Common | Increase | Percentage
Line | Schedule | Description | Annual | Rate | Return | Cost of | Cost of | Cost of | Cost of | Cost of | Cost of | (Decrease) | Change from
No. | No. |  | Revenue | Base | Index | Service | Service | Service | Service | Service | Service | to = ROR | Current Revenues
1 | 16 | Residential | 147036139.9 | 4.789% | 0.64112 | 157312041.3599 | 92266424.1305 | 27252570.4244 | 26969024.2258 | 5237053.8496 | 5586968.7296 | 10275901.4599 | 6.989%
2 | 24 | Small General Service | 51629933.3446 | 11.38% | 1.5231 | 47144154.5902 | 29104067.2371 | 7821458.2028 | 7645283.1786 | 862483.8884 | 1710862.0832 | -4485778.7544 | -8.688%
3 | 36 | Large General Service <1,000 kW | 75054316.953 | 10.09% | 1.3502 | 70875974.4677 | 49297982.0009 | 12442130.4319 | 6708494.5199 | 90679.3151 | 2336688.2 | -4178342.4852 | -5.567%
4 | 48T | Large General Service >1,000 kW | 31242308.5138 | 9.37% | 1.2544 | 29969043.8189 | 20838868.6441 | 5382389.4752 | 2723392.0669 | 48823.3072 | 975570.3255 | -1273264.6948 | -4.075%
5 | 48T | Dedicated Facilities | 24550472.56 | 5.61% | 0.75107 | 25551210.8501 | 19131138.5329 | 4913110.2753 | 703324.2187 | 45235.5263 | 758402.2969 | 1000738.2901 | 4.076%
6 | 40 | Agricultural Pumping Service | 14408337.2195 | 9.373% | 1.2549 | 13748112.5448 | 8685035.1859 | 2175989.2205 | 2285457.9064 | 88291.8021 | 513338.4299 | -660224.6746 | -4.582%
7 | 15,52,54,57 | Street Lighting | 1949413.1807 | 26.57% | 3.5566 | 1270384.0398 | 372833.934 | 68872.2496 | 672558.7143 | 96787.759 | 59331.3828 | -679029.1409 | -34.83%
12 |  | Total Washington Jurisdiction | 345870921.6715 | 7.47% | 1 | 345870921.6715 | 219696349.6654 | 60056520.2797 | 47707534.8308 | 6469355.4478 | 11941161.4478 | -1.5832e-08 | 0%
Footnotes :
| Column C : | Annual revenues based on July 2018 thru June 2019 forecasted data.
| Column D : | Calculated Return on Ratebase per July 2018 thru June 2019 Embedded Cost of Service Study
| Column E : | Rate of Return Index. Rate of return by rate schedule, divided by Washington Jurisdiction's normalized rate of return.
| Column F : | Calculated Full Cost of Service at Jurisdictional Rate of Return per the July 2018 thru June 2019 Embedded COS Study
| Column G : | Calculated Generation Cost of Service at Jurisdictional Rate of Return per the July 2018 thru June 2019 Embedded COS Study.
| Column H : | Calculated Transmission Cost of Service at Jurisdictional Rate of Return per the July 2018 thru June 2019 Embedded COS Study.
| Column I : | Calculated Distribution Cost of Service at Jurisdictional Rate of Return per the July 2018 thru June 2019 Embedded COS Study.
| Column J : | Calculated Customer Cost of Service at Jurisdictional Rate of Return per the July 2018 thru June 2019 Embedded COS Study.
| Column K : | Calculated Common Cost of Service at Jurisdictional Rate of Return per the July 2018 thru June 2019 Embedded COS Study.
| Column L : | Increase or Decrease Required to Move From Annual Revenue to Full Cost of Service Dollars.
| Column M : | Increase or Decrease Required to Move From Annual Revenue to Full Cost of Service Percent.
PacifiCorp
Cost Of Service By Rate Schedule
State of Washington
12 Months Ending June 2018
WCA
7.47% = Target Return on Rate Base
| A | B | C | D | E | F | G | H | I | J | K | L | M
|  |  |  | Return on | Rate of | Total | Generation | Transmission | Distribution | Customer | Common | Increase | Percentage
Line | Schedule | Description | Annual | Rate | Return | Cost of | Cost of | Cost of | Cost of | Cost of | Cost of | (Decrease) | Change from
No. | No. |  | Revenue | Base | Index | Service | Service | Service | Service | Service | Service | to = ROR | Current Revenues
1 | 16 | Residential | 147036139.9 | 4.789% | 0.64112 | 157313872.7741 | 92267202.8133 | 27252988.6406 | 26969598.3168 | 5237049.0139 | 5587033.9895 | 10277732.8741 | 6.99%
2 | 24 | Small General Service | 51629933.3446 | 11.38% | 1.5231 | 47144703.0859 | 29104310.3839 | 7821578.1236 | 7645449.1732 | 862483.3394 | 1710882.0659 | -4485230.2586 | -8.687%
3 | 36 | Large General Service <1,000 kW | 75054316.953 | 10.09% | 1.3502 | 70876737.5757 | 49298393.1548 | 12442320.9607 | 6708629.6259 | 90678.3673 | 2336715.4671 | -4177579.3772 | -5.566%
4 | 48T | Large General Service >1,000 kW | 31242308.5138 | 9.37% | 1.2544 | 29969363.8852 | 20839042.4772 | 5382471.8965 | 2723444.7149 | 48823.0877 | 975581.7088 | -1272944.6286 | -4.074%
5 | 48T | Dedicated Facilities | 24550472.56 | 5.61% | 0.75107 | 25551467.9857 | 19131296.8213 | 4913185.5214 | 703338.978 | 45235.526 | 758411.1389 | 1000995.4257 | 4.077%
6 | 40 | Agricultural Pumping Service | 14408337.2195 | 9.373% | 1.2549 | 13748278.2424 | 8685107.7416 | 2176022.5768 | 2285512.1818 | 88291.3164 | 513344.4257 | -660058.9771 | -4.581%
7 | 15,52,54,57 | Street Lighting | 1949413.1807 | 26.57% | 3.5566 | 1270401.028 | 372836.902 | 68873.3259 | 672570.8353 | 96787.8873 | 59332.0775 | -679012.1527 | -34.83%
12 |  | Total Washington Jurisdiction | 345870921.6715 | 7.47% | 1 | 345874824.577 | 219698190.2941 | 60057441.0455 | 47708543.8259 | 6469348.5381 | 11941300.8735 | 3902.9056 | 0.001128%
Footnotes :
| Column C : | Annual revenues based on July 2018 thru June 2019 forecasted data.
| Column D : | Calculated Return on Ratebase per July 2018 thru June 2019 Embedded Cost of Service Study
| Column E : | Rate of Return Index. Rate of return by rate schedule, divided by Washington Jurisdiction's normalized rate of return.
| Column F : | Calculated Full Cost of Service at Jurisdictional Rate of Return per the July 2018 thru June 2019 Embedded COS Study
| Column G : | Calculated Generation Cost of Service at Jurisdictional Rate of Return per the July 2018 thru June 2019 Embedded COS Study.
| Column H : | Calculated Transmission Cost of Service at Jurisdictional Rate of Return per the July 2018 thru June 2019 Embedded COS Study.
| Column I : | Calculated Distribution Cost of Service at Jurisdictional Rate of Return per the July 2018 thru June 2019 Embedded COS Study.
| Column J : | Calculated Customer Cost of Service at Jurisdictional Rate of Return per the July 2018 thru June 2019 Embedded COS Study.
| Column K : | Calculated Common Cost of Service at Jurisdictional Rate of Return per the July 2018 thru June 2019 Embedded COS Study.
| Column L : | Increase or Decrease Required to Move From Annual Revenue to Full Cost of Service Dollars.
| Column M : | Increase or Decrease Required to Move From Annual Revenue to Full Cost of Service Percent.

## Unit Costs-earned
Unit Costs @ Earned ROR
PacifiCorp
Cost Of Service By Rate Schedule
State of Washington
WCA
12 Months Ending June 2018
7.47% = Earned Return on Rate Base
| Description | Washington Jurisdiction Normalized | Residential Schedule 16 | Small General Service Schedule 24 | Large General Service < 1,000 kW Schedule 36 | Large General Service > 1,000 kW Schedule 48 | Large General Dedicated Facilities Schedule 48 | Agricultural Pumping Schedule 40 | Street & Area Lighting Sch. 15, 51-54, 57
14 | UNITS
15 | NCP kW | 18414349.8158 | 11908826.1486 | 2116571.5478 | 2318920.3231 | 859242.205 | 649800 | 523931.3887 | 37058.2025
16 | Annual KWH | 4031133626.0946 | 1524718211.8739 | 554739131.8302 | 950741261.1841 | 402864721.1335 | 420782100.8735 | 164795797.8402 | 12492401.3591
17 | Average Customers | 136274.5 | 107397.75 | 19687.3333 | 1086.0833 | 69.9167 | 1 | 5171.1667 | 2861.25
18 | Load Factor | 29.99% | 17.54% | 35.9% | 56.16% | 64.23% | 88.71% | 43.09% | 46.18%
| CP Load Factor |  | 63.44% | 73.38% |  | 522.6% | 94.63% | 102.3% | 99.19%
19
20 | GTDCCO TOTAL | 100% | 45.48% | 13.63% | 20.49% | 8.665% | 7.387% | 3.975% | 0.3673%
21 | Revenue Requirement | 345870921.6715 | 157312041.3599 | 47144154.5902 | 70875974.4677 | 29969043.8189 | 25551210.8501 | 13748112.5448 | 1270384.0398
22 | Per NCP kW | 18.7827 | 13.2097 | 22.2738 | 30.5642 | 34.8785 | 39.3217 | 26.2403 | 34.2808
23 | Per KWH | 0.0858 | 0.10317 | 0.084984 | 0.074548 | 0.07439 | 0.060723 | 0.083425 | 0.10169
24 | Per Customer | 2538.0458 | 1464.7611 | 2394.644 | 65258.3207 | 428639.4825 | 25551210.8501 | 2658.6094 | 443.9962
25
26 | GENERATION-TOTAL | 100% | 42% | 13.25% | 22.44% | 9.485% | 8.708% | 3.953% | 0.1697%
27 | Revenue Requirement | 219696349.6654 | 92266424.1305 | 29104067.2371 | 49297982.0009 | 20838868.6441 | 19131138.5329 | 8685035.1859 | 372833.934
28 | Per NCP kW | 11.9307 | 7.7477 | 13.7506 | 21.259 | 24.2526 | 29.4416 | 16.5767 | 10.0608
29 | Per KWH | 0.0545 | 0.060514 | 0.052464 | 0.051852 | 0.051727 | 0.045466 | 0.052702 | 0.029845
30 | Per Customer | 1612.1604 | 859.1095 | 1478.3143 | 45390.6072 | 298052.9484 | 19131138.5329 | 1679.5118 | 130.3046
31
32 | GENERATION-DEMAND | 100% | 44.37% | 12.92% | 21.74% | 9.197% | 7.82% | 3.867% | 0.0866%
33 | Revenue Requirement | 72614850.9111 | 32221486.7431 | 9382705.8372 | 15782891.831 | 6678210.0707 | 5678617.8268 | 2808052.4826 | 62886.1195
34 | Per NCP kW | 3.9434 | 2.7057 | 4.433 | 6.8061 | 7.7722 | 8.739 | 5.3596 | 1.697
35 | Per KWH | 0.018014 | 0.021133 | 0.016914 | 0.016601 | 0.016577 | 0.013495 | 0.01704 | 0.0050339
36 | Per Customer | 532.8572 | 300.0201 | 476.5859 | 14531.9345 | 95516.7114 | 5678617.8268 | 543.0211 | 21.9785
37
38 | GENERATION-ENERGY | 100% | 40.82% | 13.41% | 22.79% | 9.628% | 9.146% | 3.996% | 0.2107%
39 | Revenue Requirement | 147081498.7543 | 60044937.3874 | 19721361.3999 | 33515090.1698 | 14160658.5733 | 13452520.706 | 5876982.7033 | 309947.8145
40 | Per NCP kW | 7.9873 | 5.0421 | 9.3176 | 14.4529 | 16.4804 | 20.7026 | 11.2171 | 8.3638
41 | Per KWH | 0.036486 | 0.039381 | 0.035551 | 0.035252 | 0.03515 | 0.03197 | 0.035662 | 0.024811
42 | Per Customer | 1079.3032 | 559.0893 | 1001.7284 | 30858.6728 | 202536.237 | 13452520.706 | 1136.4907 | 108.326
43
44 | TRANSMISSION-TOTAL | 100% | 45.38% | 13.02% | 20.72% | 8.962% | 8.181% | 3.623% | 0.1147%
45 | Revenue Requirement | 60056520.2797 | 27252570.4244 | 7821458.2028 | 12442130.4319 | 5382389.4752 | 4913110.2753 | 2175989.2205 | 68872.2496
46 | Per NCP kW | 3.2614 | 2.2884 | 3.6953 | 5.3655 | 6.2641 | 7.561 | 4.1532 | 1.8585
47 | Per KWH | 0.014898 | 0.017874 | 0.014099 | 0.013087 | 0.01336 | 0.011676 | 0.013204 | 0.0055131
48 | Per Customer | 440.7026 | 253.7536 | 397.2838 | 11455.963 | 76982.9246 | 4913110.2753 | 420.7927 | 24.0707
49
50 | TRANSMISSION-DEMAND | 100% | 45.38% | 13.02% | 20.72% | 8.962% | 8.181% | 3.623% | 0.1147%
51 | Revenue Requirement | 60056519.8148 | 27252570.2132 | 7821458.1423 | 12442130.3357 | 5382389.4336 | 4913110.2373 | 2175989.2036 | 68872.2491
52 | Per NCP kW | 3.2614 | 2.2884 | 3.6953 | 5.3655 | 6.2641 | 7.561 | 4.1532 | 1.8585
53 | Per KWH | 0.014898 | 0.017874 | 0.014099 | 0.013087 | 0.01336 | 0.011676 | 0.013204 | 0.0055131
54 | Per Customer | 440.7026 | 253.7536 | 397.2838 | 11455.9629 | 76982.924 | 4913110.2373 | 420.7927 | 24.0707
55
56 | TRANSMISSION-ENERGY | 100% | 45.42% | 13.03% | 20.69% | 8.95% | 8.168% | 3.624% | 0.1176%
57 | Revenue Requirement | 0.46494 | 0.2112 | 0.060564 | 0.096193 | 0.04161 | 0.037978 | 0.016849 | 0.00054684
58 | Per NCP kW | 2.5249e-08 | 1.7734e-08 | 2.8614e-08 | 4.1482e-08 | 4.8426e-08 | 5.8446e-08 | 3.2159e-08 | 1.4756e-08
59 | Per KWH | 1.1534e-10 | 1.3852e-10 | 1.0917e-10 | 1.0118e-10 | 1.0328e-10 | 9.0256e-11 | 1.0224e-10 | 4.3774e-11
60 | Per Customer | 3.4118e-06 | 1.9665e-06 | 3.0763e-06 | 8.8569e-05 | 0.00059513 | 0.037978 | 3.2583e-06 | 1.9112e-07
61
62 | DISTRIBUTION-TOTAL | 100% | 56.53% | 16.03% | 14.06% | 5.709% | 1.474% | 4.791% | 1.41%
63 | Revenue Requirement | 47707534.8308 | 26969024.2258 | 7645283.1786 | 6708494.5199 | 2723392.0669 | 703324.2187 | 2285457.9064 | 672558.7143
64 | Per NCP kW | 2.5908 | 2.2646 | 3.6121 | 2.8929 | 3.1695 | 1.0824 | 4.3621 | 18.1487
65 | Per KWH | 0.011835 | 0.017688 | 0.013782 | 0.0070561 | 0.0067601 | 0.0016715 | 0.013868 | 0.053837
66 | Per Customer | 350.0841 | 251.1135 | 388.3351 | 6176.777 | 38951.9724 | 703324.2187 | 441.9618 | 235.0577
67
68 | DISTRIBUTION-SUBSTATION | 100% | 47.41% | 13.52% | 19.08% | 8.533% | 6.613% | 4.477% | 0.3704%
69 | Revenue Requirement | 8298493.0227 | 3934493.35 | 1121693.9324 | 1583115.1258 | 708147.0086 | 548762.1021 | 371542.2834 | 30739.2204
70 | Per NCP kW | 0.45065 | 0.33038 | 0.52996 | 0.68269 | 0.82415 | 0.84451 | 0.70914 | 0.82948
71 | Per KWH | 0.0020586 | 0.0025805 | 0.002022 | 0.0016651 | 0.0017578 | 0.0013041 | 0.0022546 | 0.0024606
72 | Per Customer | 60.8954 | 36.6348 | 56.9754 | 1457.6369 | 10128.4435 | 548762.1021 | 71.8488 | 10.7433
73
74 | DISTRIBUTION- P & C | 100% | 56.33% | 13.97% | 15.96% | 7.082% | 0.5787% | 3.751% | 2.325%
75 | Revenue Requirement | 25122804.7938 | 14151964.4632 | 3510583.2808 | 4009147.8187 | 1779168.0559 | 145391.8204 | 942424.5982 | 584124.7567
76 | Per NCP kW | 1.3643 | 1.1884 | 1.6586 | 1.7289 | 2.0706 | 0.22375 | 1.7988 | 15.7624
77 | Per KWH | 0.0062322 | 0.0092817 | 0.0063283 | 0.0042169 | 0.0044163 | 0.00034553 | 0.0057187 | 0.046758
78 | Per Customer | 184.3544 | 131.7715 | 178.3169 | 3691.3814 | 25446.9805 | 145391.8204 | 182.246 | 204.1502
79
80 | DISTRIBUTION-TRANSFORMER | 100% | 55.01% | 22.82% | 9.014% | 1.547% | -0.02943% | 11.25% | 0.3913%
81 | Revenue Requirement | 7921181.7491 | 4357311.9222 | 1807368.5703 | 714017.3033 | 122508.2495 | -2330.9354 | 891308.9639 | 30997.6754
82 | Per NCP kW | 0.43016 | 0.36589 | 0.85391 | 0.30791 | 0.14258 | -0.0035872 | 1.7012 | 0.83646
83 | Per KWH | 0.001965 | 0.0028578 | 0.0032581 | 0.00075101 | 0.00030409 | -5.5395e-06 | 0.0054086 | 0.0024813
84 | Per Customer | 58.1267 | 40.5717 | 91.8036 | 657.424 | 1752.2038 | -2330.9354 | 172.3613 | 10.8336
85
86 | DISTRIBUTION-METER | 100% | 66.64% | 16.82% | 7.771% | 1.687% | 0.7853% | 5.218% | 1.085%
87 | Revenue Requirement | 1498581.4188 | 998595.5752 | 252035.9645 | 116448.144 | 25275.151 | 11768.8417 | 78202.5392 | 16255.2033
88 | Per NCP kW | 0.081381 | 0.083853 | 0.11908 | 0.050217 | 0.029416 | 0.018111 | 0.14926 | 0.43864
89 | Per KWH | 0.00037175 | 0.00065494 | 0.00045433 | 0.00012248 | 6.2739e-05 | 2.7969e-05 | 0.00047454 | 0.0013012
90 | Per Customer | 10.9968 | 9.2981 | 12.8019 | 107.2184 | 361.5039 | 11768.8417 | 15.1228 | 5.6812
91
92 | DISTRIBUTION-SERVICE | 100% | 72.47% | 19.6% | 5.872% | 1.814% | -0.005499% | 0.04068% | 0.2146%
93 | Revenue Requirement | 4866473.8463 | 3526658.9152 | 953601.4306 | 285766.1281 | 88293.602 | -267.6101 | 1979.5218 | 10441.8586
94 | Per NCP kW | 0.26428 | 0.29614 | 0.45054 | 0.12323 | 0.10276 | -0.00041183 | 0.0037782 | 0.28177
95 | Per KWH | 0.0012072 | 0.002313 | 0.001719 | 0.00030057 | 0.00021916 | -6.3598e-07 | 1.2012e-05 | 0.00083586
96 | Per Customer | 35.7108 | 32.8374 | 48.4373 | 263.1162 | 1262.8406 | -267.6101 | 0.3828 | 3.6494
97
98 | CUSTOMER-TOTAL | 100% | 80.95% | 13.33% | 1.402% | 0.7547% | 0.6992% | 1.365% | 1.496%
99 | Revenue Requirement | 6469355.4478 | 5237053.8496 | 862483.8884 | 90679.3151 | 48823.3072 | 45235.5263 | 88291.8021 | 96787.759
100 | Per NCP kW | 0.35132 | 0.43976 | 0.40749 | 0.039104 | 0.056821 | 0.069615 | 0.16852 | 2.6118
101 | Per KWH | 0.0016048 | 0.0034348 | 0.0015548 | 9.5377e-05 | 0.00012119 | 0.0001075 | 0.00053576 | 0.0077477
102 | Per Customer | 47.473 | 48.7632 | 43.8091 | 83.492 | 698.3071 | 45235.5263 | 17.0739 | 33.8271
103
104 | COMMON - Total | 100% | 46.79% | 14.33% | 19.57% | 8.17% | 6.351% | 4.299% | 0.4969%
105 | Revenue Requirement | 11941161.4478 | 5586968.7296 | 1710862.0832 | 2336688.2 | 975570.3255 | 758402.2969 | 513338.4299 | 59331.3828
106 | Per NCP kW | 0.64847 | 0.46915 | 0.80832 | 1.0077 | 1.1354 | 1.1671 | 0.97978 | 1.601
107 | Per KWH | 0.0029622 | 0.0036643 | 0.0030841 | 0.0024578 | 0.0024216 | 0.0018024 | 0.003115 | 0.0047494
108 | Per Customer | 87.6258 | 52.0213 | 86.9017 | 2151.4815 | 13953.33 | 758402.2969 | 99.2694 | 20.7362

## Unit Costs-target
Unit Costs @ Target ROR
PacifiCorp
Cost Of Service By Rate Schedule
State of Washington
WCA
12 Months Ending June 2018
7.47% = Earned Return on Rate Base
| Description | Washington Jurisdiction Normalized | Residential Schedule 16 | Small General Service Schedule 24 | Large General Service < 1,000 kW Schedule 36 | Large General Service > 1,000 kW Schedule 48 | Large General Dedicated Facilities Schedule 48 | Agricultural Pumping Schedule 40 | Street & Area Lighting Sch. 15, 51-54, 57
14 | UNITS
15 | NCP kW | 18414349.8158 | 11908826.1486 | 2116571.5478 | 2318920.3231 | 859242.205 | 649800 | 523931.3887 | 37058.2025
16 | Annual KWH | 4031133626.0946 | 1524718211.8739 | 554739131.8302 | 950741261.1841 | 402864721.1335 | 420782100.8735 | 164795797.8402 | 12492401.3591
17 | Average Customers | 136274.5 | 107397.75 | 19687.3333 | 1086.0833 | 69.9167 | 1 | 5171.1667 | 2861.25
18 | Load Factor | 0.29988 | 0.17539 | 0.35903 | 0.56163 | 0.64227 | 0.88706 | 0.43087 | 0.46178
| CP Load Factor |  | 0.63436 | 0.73383 |  | 5.2261 | 0.94632 | 1.0233 | 0.99187
19
20 | GTDCCO TOTAL | 1 | 0.45483 | 0.13631 | 0.20492 | 0.086648 | 0.073875 | 0.039749 | 0.003673
21 | Revenue Requirement | 345874824.577 | 157313872.7741 | 47144703.0859 | 70876737.5757 | 29969363.8852 | 25551467.9857 | 13748278.2424 | 1270401.028
22 | Per NCP kW | 18.7829 | 13.2099 | 22.2741 | 30.5645 | 34.8788 | 39.322 | 26.2406 | 34.2812
23 | Per KWH | 0.085801 | 0.10318 | 0.084985 | 0.074549 | 0.074391 | 0.060724 | 0.083426 | 0.10169
24 | Per Customer | 2538.0744 | 1464.7781 | 2394.6719 | 65259.0233 | 428644.0603 | 25551467.9857 | 2658.6415 | 444.0021
25
26 | GENERATION-TOTAL | 1 | 0.41997 | 0.13247 | 0.22439 | 0.094853 | 0.08708 | 0.039532 | 0.001697
27 | Revenue Requirement | 219698190.2941 | 92267202.8133 | 29104310.3839 | 49298393.1548 | 20839042.4772 | 19131296.8213 | 8685107.7416 | 372836.902
28 | Per NCP kW | 11.9308 | 7.7478 | 13.7507 | 21.2592 | 24.2528 | 29.4418 | 16.5768 | 10.0608
29 | Per KWH | 0.0545 | 0.060514 | 0.052465 | 0.051853 | 0.051727 | 0.045466 | 0.052702 | 0.029845
30 | Per Customer | 1612.1739 | 859.1167 | 1478.3267 | 45390.9858 | 298055.4347 | 19131296.8213 | 1679.5258 | 130.3056
31
32 | GENERATION-DEMAND | 1 | 0.44373 | 0.12921 | 0.21735 | 0.091968 | 0.078202 | 0.03867 | 0.00086602
33 | Revenue Requirement | 72615944.602 | 32221988.7267 | 9382844.9855 | 15783124.3588 | 6678308.54 | 5678697.2821 | 2808094.1689 | 62886.5398
34 | Per NCP kW | 3.9434 | 2.7057 | 4.433 | 6.8062 | 7.7723 | 8.7391 | 5.3597 | 1.697
35 | Per KWH | 0.018014 | 0.021133 | 0.016914 | 0.016601 | 0.016577 | 0.013496 | 0.01704 | 0.005034
36 | Per Customer | 532.8652 | 300.0248 | 476.593 | 14532.1486 | 95518.1198 | 5678697.2821 | 543.0291 | 21.9787
37
38 | GENERATION-ENERGY | 1 | 0.40824 | 0.13408 | 0.22787 | 0.096278 | 0.091463 | 0.039957 | 0.0021073
39 | Revenue Requirement | 147082245.6921 | 60045214.0865 | 19721465.3983 | 33515268.796 | 14160733.9373 | 13452599.5392 | 5877013.5726 | 309950.3622
40 | Per NCP kW | 7.9874 | 5.0421 | 9.3176 | 14.453 | 16.4805 | 20.7027 | 11.2171 | 8.3639
41 | Per KWH | 0.036487 | 0.039381 | 0.035551 | 0.035252 | 0.03515 | 0.03197 | 0.035662 | 0.024811
42 | Per Customer | 1079.3086 | 559.0919 | 1001.7337 | 30858.8372 | 202537.315 | 13452599.5392 | 1136.4966 | 108.3269
43
44 | TRANSMISSION-TOTAL | 1 | 0.45378 | 0.13023 | 0.20717 | 0.089622 | 0.081808 | 0.036232 | 0.0011468
45 | Revenue Requirement | 60057441.0455 | 27252988.6406 | 7821578.1236 | 12442320.9607 | 5382471.8965 | 4913185.5214 | 2176022.5768 | 68873.3259
46 | Per NCP kW | 3.2614 | 2.2885 | 3.6954 | 5.3656 | 6.2642 | 7.5611 | 4.1533 | 1.8585
47 | Per KWH | 0.014898 | 0.017874 | 0.0141 | 0.013087 | 0.01336 | 0.011676 | 0.013204 | 0.0055132
48 | Per Customer | 440.7093 | 253.7575 | 397.2899 | 11456.1384 | 76984.1034 | 4913185.5214 | 420.7992 | 24.0711
49
50 | TRANSMISSION-DEMAND | 1 | 0.45378 | 0.13023 | 0.20717 | 0.089622 | 0.081808 | 0.036232 | 0.0011468
51 | Revenue Requirement | 60057440.5806 | 27252988.4294 | 7821578.0631 | 12442320.8645 | 5382471.8549 | 4913185.4834 | 2176022.5599 | 68873.3254
52 | Per NCP kW | 3.2614 | 2.2885 | 3.6954 | 5.3656 | 6.2642 | 7.5611 | 4.1533 | 1.8585
53 | Per KWH | 0.014898 | 0.017874 | 0.0141 | 0.013087 | 0.01336 | 0.011676 | 0.013204 | 0.0055132
54 | Per Customer | 440.7093 | 253.7575 | 397.2899 | 11456.1383 | 76984.1028 | 4913185.4834 | 420.7992 | 24.0711
55
56 | TRANSMISSION-ENERGY | 1 | 0.45425 | 0.13026 | 0.20689 | 0.089495 | 0.081685 | 0.036239 | 0.0011762
57 | Revenue Requirement | 0.46494 | 0.2112 | 0.060564 | 0.096193 | 0.04161 | 0.037978 | 0.016849 | 0.00054684
58 | Per NCP kW | 2.5249e-08 | 1.7734e-08 | 2.8614e-08 | 4.1482e-08 | 4.8426e-08 | 5.8446e-08 | 3.2159e-08 | 1.4756e-08
59 | Per KWH | 1.1534e-10 | 1.3852e-10 | 1.0917e-10 | 1.0118e-10 | 1.0328e-10 | 9.0256e-11 | 1.0224e-10 | 4.3774e-11
60 | Per Customer | 3.4118e-06 | 1.9665e-06 | 3.0763e-06 | 8.8569e-05 | 0.00059513 | 0.037978 | 3.2583e-06 | 1.9112e-07
61
62 | DISTRIBUTION-TOTAL | 1 | 0.5653 | 0.16025 | 0.14062 | 0.057085 | 0.014742 | 0.047906 | 0.014097
63 | Revenue Requirement | 47708543.8259 | 26969598.3168 | 7645449.1732 | 6708629.6259 | 2723444.7149 | 703338.978 | 2285512.1818 | 672570.8353
64 | Per NCP kW | 2.5908 | 2.2647 | 3.6122 | 2.893 | 3.1696 | 1.0824 | 4.3622 | 18.149
65 | Per KWH | 0.011835 | 0.017688 | 0.013782 | 0.0070562 | 0.0067602 | 0.0016715 | 0.013869 | 0.053838
66 | Per Customer | 350.0915 | 251.1188 | 388.3436 | 6176.9014 | 38952.7254 | 703338.978 | 441.9723 | 235.0619
67
68 | DISTRIBUTION-SUBSTATION | 1 | 0.47412 | 0.13517 | 0.19077 | 0.085335 | 0.066128 | 0.044772 | 0.0037041
69 | Revenue Requirement | 8298706.0598 | 3934587.6418 | 1121721.0689 | 1583159.4067 | 708167.0319 | 548779.1007 | 371552.5467 | 30739.2631
70 | Per NCP kW | 0.45067 | 0.33039 | 0.52997 | 0.68271 | 0.82418 | 0.84454 | 0.70916 | 0.82949
71 | Per KWH | 0.0020587 | 0.0025805 | 0.0020221 | 0.0016652 | 0.0017578 | 0.0013042 | 0.0022546 | 0.0024606
72 | Per Customer | 60.897 | 36.6357 | 56.9768 | 1457.6777 | 10128.7299 | 548779.1007 | 71.8508 | 10.7433
73
74 | DISTRIBUTION- P & C | 1 | 0.56331 | 0.13974 | 0.15958 | 0.070819 | 0.0057871 | 0.037513 | 0.023251
75 | Revenue Requirement | 25123231.8882 | 14152210.8089 | 3510636.4138 | 4009217.0202 | 1779199.8157 | 145390.9363 | 942439.4269 | 584137.4664
76 | Per NCP kW | 1.3643 | 1.1884 | 1.6586 | 1.7289 | 2.0707 | 0.22375 | 1.7988 | 15.7627
77 | Per KWH | 0.0062323 | 0.0092819 | 0.0063284 | 0.0042169 | 0.0044164 | 0.00034553 | 0.0057188 | 0.046759
78 | Per Customer | 184.3575 | 131.7738 | 178.3195 | 3691.4451 | 25447.4348 | 145390.9363 | 182.2489 | 204.1546
79
80 | DISTRIBUTION-TRANSFORMER | 1 | 0.55008 | 0.22817 | 0.09014 | 0.015466 | -0.00029438 | 0.11252 | 0.0039131
81 | Revenue Requirement | 7921380.022 | 4357416.2849 | 1807419.6882 | 714032.2076 | 122508.175 | -2331.9337 | 891338.0842 | 30997.5159
82 | Per NCP kW | 0.43017 | 0.3659 | 0.85394 | 0.30792 | 0.14258 | -0.0035887 | 1.7012 | 0.83645
83 | Per KWH | 0.0019651 | 0.0028579 | 0.0032581 | 0.00075103 | 0.00030409 | -5.5419e-06 | 0.0054087 | 0.0024813
84 | Per Customer | 58.1281 | 40.5727 | 91.8062 | 657.4378 | 1752.2027 | -2331.9337 | 172.3669 | 10.8336
85
86 | DISTRIBUTION-METER | 1 | 0.66636 | 0.16818 | 0.077705 | 0.016866 | 0.0078533 | 0.052185 | 0.010847
87 | Revenue Requirement | 1498612.4632 | 998617.1465 | 252041.3073 | 116450.1398 | 25275.3471 | 11769.0521 | 78204.3462 | 16255.1242
88 | Per NCP kW | 0.081383 | 0.083855 | 0.11908 | 0.050217 | 0.029416 | 0.018112 | 0.14926 | 0.43864
89 | Per KWH | 0.00037176 | 0.00065495 | 0.00045434 | 0.00012248 | 6.2739e-05 | 2.7969e-05 | 0.00047455 | 0.0013012
90 | Per Customer | 10.997 | 9.2983 | 12.8022 | 107.2203 | 361.5068 | 11769.0521 | 15.1232 | 5.6811
91
92 | DISTRIBUTION-SERVICE | 1 | 0.72469 | 0.19595 | 0.058721 | 0.018143 | -5.5106e-05 | 0.0004064 | 0.0021455
93 | Revenue Requirement | 4866613.3926 | 3526766.4347 | 953630.695 | 285770.8516 | 88294.3453 | -268.1774 | 1977.7777 | 10441.4657
94 | Per NCP kW | 0.26428 | 0.29615 | 0.45055 | 0.12323 | 0.10276 | -0.00041271 | 0.0037749 | 0.28176
95 | Per KWH | 0.0012073 | 0.0023131 | 0.0017191 | 0.00030058 | 0.00021917 | -6.3733e-07 | 1.2001e-05 | 0.00083583
96 | Per Customer | 35.7118 | 32.8384 | 48.4388 | 263.1206 | 1262.8512 | -268.1774 | 0.38246 | 3.6493
97
98 | CUSTOMER-TOTAL | 1 | 0.80952 | 0.13332 | 0.014017 | 0.0075468 | 0.0069923 | 0.013648 | 0.014961
99 | Revenue Requirement | 6469348.5381 | 5237049.0139 | 862483.3394 | 90678.3673 | 48823.0877 | 45235.526 | 88291.3164 | 96787.8873
100 | Per NCP kW | 0.35132 | 0.43976 | 0.40749 | 0.039104 | 0.056821 | 0.069615 | 0.16852 | 2.6118
101 | Per KWH | 0.0016048 | 0.0034348 | 0.0015548 | 9.5376e-05 | 0.00012119 | 0.0001075 | 0.00053576 | 0.0077477
102 | Per Customer | 47.4729 | 48.7631 | 43.809 | 83.4912 | 698.304 | 45235.526 | 17.0738 | 33.8271
103
104 | COMMON-TOTAL | 1 | 0.46787 | 0.14327 | 0.19568 | 0.081698 | 0.063512 | 0.042989 | 0.0049686
105 | Revenue Requirement | 11941300.8735 | 5587033.9895 | 1710882.0659 | 2336715.4671 | 975581.7088 | 758411.1389 | 513344.4257 | 59332.0775
106 | Per NCP kW | 0.64848 | 0.46915 | 0.80833 | 1.0077 | 1.1354 | 1.1671 | 0.97979 | 1.6011
107 | Per KWH | 0.0029623 | 0.0036643 | 0.0030841 | 0.0024578 | 0.0024216 | 0.0018024 | 0.003115 | 0.0047495
108 | Per Customer | 87.6268 | 52.0219 | 86.9027 | 2151.5066 | 13953.4929 | 758411.1389 | 99.2705 | 20.7364

## Function Summary
Function Summary
Rocky Mountain Power
Cost Of Service - Function Summary
State of Washington
WCA
12 Months Ending June 2018
| A | B | C | D | E | F | G | H | I | J | K | L | M
| 12 Months Ending June 2018 C: Washington | Distribution | Distribution | Distribution | Distribution | Distribution | Chk Total
|  |  | Jurisdiction | Generation | Transmission | Distribution | Customer | Common | Substations | Poles & Wires | Transformers | Meters | Services
| DESCRIPTION |  | Normalized | Function | Function | Function | Function | Function | Function | Function | Function | Function | Function | 0
14 | 12 Months Ending June 2018 A: Operating Expenses
15 | Operation & Maintenance Expenses |  | 211920126.8749 | 151531989.8893 | 34465082.4334 | 10863224.6919 | 6728508.606 | 8331321.2543 | 1969281.8743 | 8139133.0341 | 306006.8201 | 313287.345 | 135515.6184 | 0
16 | Depreciation Expense |  | 49091264.8894 | 26023928.8579 | 7780290.1516 | 15208381.5158 | 78664.364 | 0 | 1977063.6361 | 7705096.983 | 3237923.0488 | 535485.338 | 1752812.5099 | 0
17 | Amortization Expense |  | 5153465.7729 | 3773307.1765 | 666287.8829 | 180239.4461 | 533631.2674 | 0 | 25934.9648 | 84763.9597 | 41333.0386 | 4719.3288 | 23488.1542 | 0
18 | Taxes Other Than Income |  | 23162007.0054 | 10963994.8001 | 5735703.7276 | 6304269.7379 | 158038.7398 | 0 | 907132.2475 | 2964805.3038 | 1445713.6331 | 165068.8714 | 821549.6822 | 0
19 | Income Taxes - Federal |  | 16249415.367 | 14476960.9906 | 113513.6161 | 1078923.6721 | -299339.5949 | 879356.6831 | 227801.6474 | 456694.2197 | 212014.2496 | 33195.9205 | 149217.6348 | 0
20 | Income Taxes - State |  | 0 | 0 | 0 | 0 | 0 | 0 | 0 | 0 | 0 | 0 | 0 | 0
21 | Income Taxes Deferred |  | -1584208.0158 | 18900.8538 | 772576.5188 | -2316288.4223 | -17548.2526 | -41848.7135 | -332054.1145 | -1120787.2294 | -511527.65 | -61716.6021 | -290202.8263 | 0
22 | Investment Tax Credit Adj |  | 0 | 0 | 0 | 0 | 0 | 0 | 0 | 0 | 0 | 0 | 0 | 0
23 | Misc Revenues & Expense |  | 41451.0034 | -53.8266 | 0 | 242.96 | 41261.87 | 0 | 34.9599 | 114.2605 | 55.7163 | 6.3616 | 31.6617 | 0
24
25 | Total Operating Expenses |  | 304033522.8972 | 206789028.7415 | 49533454.3305 | 31318993.6015 | 7223216.9998 | 9168829.2239 | 4775195.2156 | 18229820.5314 | 4731518.8564 | 990046.5632 | 2592412.4348 | 0
26
27
28 | 12 Months Ending June 2018 A: Rate Base :
29 | Electric Plant In Service |  | 1920406770.0115 | 937350675.9045 | 415695327.011 | 554593337.7934 | 12767429.3026 | 0 | 81255483.4343 | 265569534.0021 | 123491969.9343 | 14100081.5326 | 70176268.8901 | 0
30 | Plant Held For Future Use |  | 36437.4351 | 36437.4351 | 0 | 0 | 0 | 0 | 0 | 0 | 0 | 0 | 0 | 0
31 | Electric Plant Acquisition Adj |  | 0 | 0 | 0 | 0 | 0 | 0 | 0 | 0 | 0 | 0 | 0 | 0
32 | Pensions |  | 0 | 0 | 0 | 0 | 0 | 0 | 0 | 0 | 0 | 0 | 0 | 0
33 | Prepayments |  | 4.4965e-09 | 2.2048e-09 | 9.1028e-10 | 1.3779e-09 | 3.5798e-12 | 0 | 1.9827e-10 | 6.4801e-10 | 3.1599e-10 | 3.6079e-11 | 1.7956e-10 | 0
34 | Fuel Stock |  | -1.4901e-08 | -1.4901e-08 | 0 | 0 | 0 | 0 | 0 | 0 | 0 | 0 | 0 | 0
35 | Materials & Supplies |  | 0 | 0 | 0 | 0 | 0 | 0 | 0 | 0 | 0 | 0 | 0 | 0
36 | Misc Deferred Debits |  | 290827.6256 | 290827.6256 | -1.521e-12 | -5.3386e-12 | -2.5713e-12 | -2.4996e-12 | -7.6818e-13 | -2.5106e-12 | -1.2243e-12 | -1.3978e-13 | -6.957e-13 | 0
37 | Cash Working Capital |  | 29192135.1756 | 0 | 0 | 0 | 0 | 29192135.1756 | 0 | 0 | 0 | 0 | 0 | 0
38 | Weatherization Loans |  | 6334.9556 | 0 | 0 | 0 | 0 | 6334.9556 | 0 | 0 | 0 | 0 | 0 | 0
39 | Miscellaneous Rate Base |  | 0 | 0 | 0 | 0 | 0 | 0 | 0 | 0 | 0 | 0 | 0 | 0
40
41 | Total Rate Base Additions |  | 1949932505.2033 | 937677940.9651 | 415695327.011 | 554593337.7934 | 12767429.3026 | 29198470.1312 | 81255483.4343 | 265569534.0021 | 123491969.9343 | 14100081.5326 | 70176268.8901 | 0
42
43 | 12 Months Ending June 2018 A: Rate Base Deductions :
44 | Accum Provision For Depreciation |  | -780333050.211 | -371547719.7428 | -146263962.3635 | -262024424.6399 | -496943.4648 | 0 | -24956240.9567 | -137891954.4571 | -63337432.1352 | -5471072.3369 | -30367724.754 | 0
45 | Accum Provision For Amortization |  | -60963948.4231 | -35648825.3719 | -9484317.6782 | -6903949.3066 | -8926856.0664 | 0 | -993421.1751 | -3246825.782 | -1583233.9112 | -180770.6788 | -899697.7595 | 0
46 | Accum Deferred Income Taxes |  | -267798796.8691 | -124893826.4065 | -67168581.6895 | -73853500.2234 | -1866725.6562 | -16162.8934 | -10626428.3895 | -34744369.2974 | -16928711.9384 | -1934167.4915 | -9619823.1066 | 0
47 | Unamortized ITC |  | -25132.1079 | -12672.6918 | -5052.7622 | -7406.6539 | 0 | 0 | -1065.7562 | -3483.2404 | -1698.5156 | -193.9333 | -965.2084 | 0
48 | Customer Advance For Construction |  | -538928.9362 | 0 | 0 | -538928.9362 | 0 | 0 | -77547.4143 | -253450.3495 | -123588.7649 | -14111.1334 | -70231.2741 | 0
49 | Customer Service Deposits |  | -2923125.3483 | 0 | 0 | 0 | -2923125.3483 | 0 | 0 | 0 | 0 | 0 | 0 | 0
50 | Misc Rate Base Deductions |  | -20456724.8544 | -20324401.4572 | -53662.1183 | -78661.2789 | 0 | 0 | -11318.7071 | -36993.2422 | -18038.8353 | -2059.6404 | -10250.854 | 0
51
52 | Total Rate Base Deductions |  | -1133039706.7501 | -552427445.6702 | -222975576.6117 | -343406871.039 | -14213650.5358 | -16162.8934 | -36666022.3989 | -176177076.3686 | -81992704.1005 | -7602375.2143 | -40968692.9567 | 0
53
54 | Total Rate Base |  | 816892798.4532 | 385250495.295 | 192719750.3993 | 211186466.7544 | -1446221.2332 | 29182307.2377 | 44589461.0353 | 89392457.6336 | 41499265.8337 | 6497706.3183 | 29207575.9335 | 0
55
56
57 | Return On Rate Base | 7.47% | 61019211.1777 | 28776947.6891 | 14395532.89 | 15774935.9979 | -108027.9799 | 2179822.5806 | 3330686.4063 | 6677323.2184 | 3099858.9661 | 485357.3379 | 2181710.0692 | 0
58 | Total Operating Expenses |  | 304033522.8972 | 206789028.7415 | 49533454.3305 | 31318993.6015 | 7223216.9998 | 9168829.2239 | 4775195.2156 | 18229820.5314 | 4731518.8564 | 990046.5632 | 2592412.4348 | 0
59 | Revenue Credits |  | -19181812.4034 | -15869626.7652 | -3872466.9408 | 613605.2313 | -645833.5721 | 592509.6433 | 192611.4008 | 215661.0441 | 89803.9266 | 23177.5177 | 92351.3422 | 0
60
61 | Total Revenue Requirements |  | 345870921.6715 | 219696349.6654 | 60056520.2797 | 47707534.8308 | 6469355.4478 | 11941161.4478 | 8298493.0227 | 25122804.7938 | 7921181.7491 | 1498581.4188 | 4866473.8463 | 0
62
63
64 | Return On Rate Base @ Target ROR | 7.47% | 61021892.0445 | 28778211.9985 | 14396165.3548 | 15775629.0666 | -108032.7261 | 2179918.3507 | 3330832.7393 | 6677616.5852 | 3099995.1578 | 485378.662 | 2181805.9222 | 0
65 | Total Operating Expenses Adjusted for Taxes |  | 304034744.936 | 206789605.0608 | 49533742.6315 | 31319309.528 | 7223214.8363 | 9168872.8795 | 4775261.9196 | 18229954.2589 | 4731580.9377 | 990056.2835 | 2592456.1282 | 0
66 | Revenue Credits |  | -19181812.4034 | -15869626.7652 | -3872466.9408 | 613605.2313 | -645833.5721 | 592509.6433 | 192611.4008 | 215661.0441 | 89803.9266 | 23177.5177 | 92351.3422 | 0
67
68 | Total Target Revenue Requirements |  | 345874824.577 | 219698190.2941 | 60057441.0455 | 47708543.8259 | 6469348.5381 | 11941300.8735 | 8298706.0598 | 25123231.8882 | 7921380.022 | 1498612.4632 | 4866613.3926 | 0

## Class Summary
Class Summary
PacifiCorp
Cost Of Service By Rate Schedule - All Functions
State of Washington
WCA
12 Months Ending June 2018
| A | B | C | D | E | F | G | H | I | J
Chk Total
| DESCRIPTION |  | Washington Jurisdiction Normalized | Residential Schedule 16 | Small General Service Schedule 24 | Large General Service < 1,000 kW Schedule 36 | Large General Service > 1,000 kW Schedule 48 | Large General Dedicated Facilities Schedule 48 | Agricultural Pumping Schedule 40 | Street & Area Lighting Sch. 15, 51-54, 57 | 0
13 | Operating Revenues |  | 365052734.0749 | 155081212.3515 | 54113361.3869 | 79346373.0052 | 33028981.3868 | 26209851.9506 | 15315441.2903 | 1957512.7036 | 0
14
15 | 12 Months Ending June 2018 A: Operating Expenses
16 | Operation & Maintenance Expenses |  | 211920126.8749 | 94289631.8193 | 28192399.9423 | 44734545.6841 | 18984661.4457 | 16927603.4932 | 8147746.729 | 643537.7614 | 0
17 | Depreciation Expense |  | 49091264.8894 | 23005102.8967 | 6997561.5451 | 9622776.415 | 4018500.5617 | 3030005.1078 | 2184689.4375 | 232628.9257 | 0
18 | Amortization Expense |  | 5153465.7729 | 2455455.4534 | 692677.7598 | 998562.3986 | 422067.916 | 373810.2563 | 190959.5029 | 19932.4858 | 0
19 | Taxes Other Than Income |  | 23162007.0054 | 10941092.7855 | 3245063.5084 | 4501789.3006 | 1882858.2256 | 1503823.2451 | 990198.6492 | 97181.291 | 0
20 | Income Taxes - Federal |  | 16249415.367 | 6992055.3882 | 2206933.9514 | 3532689.4214 | 1495980.3238 | 1325785.6187 | 649592.7031 | 46377.9605 | 0
21 | Income Taxes - State |  | 0 | 0 | 0 | 0 | 0 | 0 | 0 | 0 | 0
22 | Income Taxes Deferred |  | -1584208.0158 | -990870.5485 | -285338.2886 | -156658.9707 | -53893.5789 | 28224.5264 | -98896.7904 | -26774.3651 | 0
23 | Investment Tax Credit Adj |  | 0 | 0 | 0 | 0 | 0 | 0 | 0 | 0 | 0
24 | Misc Revenues & Expense |  | 41451.0034 | 31759.9651 | 2935.1146 | 3663.9138 | 1528.1927 | 1203.0151 | 360.5796 | 0.22245 | 0
25
26 | Total Operating Expenses |  | 304033522.8972 | 136724227.7597 | 41052233.5329 | 63237368.163 | 26751703.0866 | 23190455.2626 | 12064650.8108 | 1012884.2817 | 0
27
28 | Operating Revenue For Return |  | 61019211.1777 | 18356984.5918 | 13061127.854 | 16109004.8423 | 6277278.3002 | 3019396.6881 | 3250790.4795 | 944628.4219 | 0
29
30
31 | 12 Months Ending June 2018 A: Rate Base :
32 | Electric Plant In Service |  | 1920406770.0115 | 907440349.0903 | 272515532.1851 | 371830095.5278 | 155450193.3052 | 120840683.1281 | 83438306.3666 | 8891610.4083 | 0
33 | Plant Held For Future Use |  | 36437.4351 | 15416.4228 | 4813.4508 | 8138.5011 | 3440.895 | 3133.0614 | 1436.2926 | 58.8114 | 0
34 | Electric Plant Acquisition Adj |  | 0 | 0 | 0 | 0 | 0 | 0 | 0 | 0 | 0
35 | Pensions |  | 0 | 0 | 0 | 0 | 0 | 0 | 0 | 0 | 0
36 | Prepayments |  | 4.4965e-09 | 2.304e-09 | 6.4032e-10 | 7.7303e-10 | 3.2201e-10 | 2.4605e-10 | 1.8236e-10 | 2.8767e-11 | 0
37 | Fuel Stock |  | -1.4901e-08 | -6.3046e-09 | -1.9685e-09 | -3.3283e-09 | -1.4072e-09 | -1.2813e-09 | -5.8737e-10 | -2.4051e-11 | 0
38 | Materials & Supplies |  | 0 | 0 | 0 | 0 | 0 | 0 | 0 | 0 | 0
39 | Misc Deferred Debits |  | 290827.6256 | 123047.1255 | 38418.8527 | 64957.946 | 27463.7151 | 25006.7219 | 11463.8576 | 469.4068 | 0
40 | Cash Working Capital |  | 29192135.1756 | 13664032.0916 | 4183922.8866 | 5708855.3131 | 2383302.2355 | 1851145.1072 | 1255400.1883 | 145477.3532 | 0
41 | Weatherization Loans |  | 6334.9556 | 2680.2752 | 836.859 | 1414.9471 | 598.2286 | 544.7092 | 249.7116 | 10.2249 | 0
42 | Miscellaneous Rate Base |  | 0 | 0 | 0 | 0 | 0 | 0 | 0 | 0 | 0
43
44 | Total Rate Base Additions |  | 1949932505.2033 | 921245525.0055 | 276743524.2343 | 377613462.2351 | 157864998.3794 | 122720512.7278 | 84706856.4168 | 9037626.2044 | 0
45
46 | 12 Months Ending June 2018 A: Rate Base Deductions :
47 | Accum Provision For Depreciation |  | -780333050.211 | -369466271.6438 | -112543221.7771 | -150419014.9349 | -62606513.8836 | -45870037.885 | -35494908.1457 | -3933081.9409 | 0
48 | Accum Provision For Amortization |  | -60963948.4231 | -30452834.8494 | -8327662.942 | -11012364.1201 | -4634960.8808 | -3972752.2806 | -2250764.4512 | -312608.8989 | 0
49 | Accum Deferred Income Taxes |  | -267798796.8691 | -126888229.5809 | -37734682.3388 | -51673015.2301 | -21652907.6838 | -17303817.1621 | -11344947.2795 | -1201197.594 | 0
50 | Unamortized ITC |  | -25132.1079 | -11867.8613 | -3558.1594 | -4865.6908 | -2034.5143 | -1610.6817 | -1080.0823 | -115.1181 | 0
51 | Customer Advance For Construction |  | -538928.9362 | -219215.0938 | -304575.4367 | -10937.3525 | 0 | 0 | -4201.0533 | 0 | 0
52 | Customer Service Deposits |  | -2923125.3483 | -2217546.9565 | -322568.2057 | -210393.3632 | -49195.6467 | 0 | -122311.1892 | -1109.987 | 0
53 | Misc Rate Base Deductions |  | -20456724.8544 | -8667684.4309 | -2705035.0821 | -4561499.0095 | -1928308.7198 | -1752862.2951 | -807524.7939 | -33810.523 | 0
54
55 | Total Rate Base Deductions |  | -1133039706.7501 | -537923650.4166 | -161941303.9419 | -217892089.7011 | -90873921.329 | -68901080.3045 | -50025736.995 | -5481924.062 | 0
56
57 | Total Rate Base |  | 816892798.4532 | 383321874.5889 | 114802220.2923 | 159721372.534 | 66991077.0504 | 53819432.4234 | 34681119.4217 | 3555702.1425 | 0
58
59 | Calculated Return On Rate Base |  | 7.47% | 4.789% | 11.38% | 10.09% | 9.37% | 5.61% | 9.373% | 26.57%
60
61 | Return On RB @ Jurisdictional Ave. | 7.47% | 61019211.1777 | 28632886.0517 | 8575349.0996 | 11930662.357 | 5004013.6053 | 4020134.9782 | 2590565.8048 | 265599.281 | 0
62 | Total Operating Expenses |  | 304033522.8972 | 136724227.7597 | 41052233.5329 | 63237368.163 | 26751703.0866 | 23190455.2626 | 12064650.8108 | 1012884.2817 | 0
63 | Revenue Credits |  | -19181812.4034 | -8045072.4515 | -2483428.0423 | -4292056.0522 | -1786672.873 | -1659379.3906 | -907104.0708 | -8099.5229 | 0
64
65 | Total Revenue Requirements |  | 345870921.6715 | 157312041.3599 | 47144154.5902 | 70875974.4677 | 29969043.8189 | 25551210.8501 | 13748112.5448 | 1270384.0398 | 0
66 | Class Revenue |  | 345870921.6715 | 147036139.9 | 51629933.3446 | 75054316.953 | 31242308.5138 | 24550472.56 | 14408337.2195 | 1949413.1807 | 0
67 | [10 empty] | 0
68 | 12 Months Ending June 2018 A: Increase / (Decrease) Required to
69 | Earn Equal Rates of Return |  | 0 | 10275901.4599 | -4485778.7544 | -4178342.4852 | -1273264.6948 | 1000738.2901 | -660224.6746 | -679029.1409 | 0
70
71 | Percent % |  | 0% | 6.989% | -8.688% | -5.567% | -4.075% | 4.076% | -4.582% | -34.83%
72
73
74 | Return On Rate Base @ Target ROR | 7.47% | 61021892.0445 | 28634144.0318 | 8575725.8558 | 11931186.5283 | 5004233.4557 | 4020311.602 | 2590679.6208 | 265610.95 | 0
75 | Total Operating Expenses Adjusted for Taxes |  | 304034744.936 | 136724801.1938 | 41052405.2724 | 63237607.0997 | 26751803.3026 | 23190535.7743 | 12064702.6924 | 1012889.6009 | 0
76 | Revenue Credits |  | -19181812.4034 | -8045072.4515 | -2483428.0423 | -4292056.0522 | -1786672.873 | -1659379.3906 | -907104.0708 | -8099.5229 | 0
77
78 | Total Target Revenue Requirements |  | 345874824.577 | 157313872.7741 | 47144703.0859 | 70876737.5757 | 29969363.8852 | 25551467.9857 | 13748278.2424 | 1270401.028 | 0
79 | Class Revenue |  | 345870921.6715 | 147036139.9 | 51629933.3446 | 75054316.953 | 31242308.5138 | 24550472.56 | 14408337.2195 | 1949413.1807 | 0
80
81 | 12 Months Ending June 2018 A: Increase / (Decrease) Required to
82 | Earn Target Rate of Return |  | 3902.9056 | 10277732.8741 | -4485230.2586 | -4177579.3772 | -1272944.6286 | 1000995.4257 | -660058.9771 | -679012.1527 | 0
83
84 | Percent % |  | 0.001128% | 6.99% | -8.687% | -5.566% | -4.074% | 4.077% | -4.581% | -34.83%

## Generation Summary
Generation Summary
PacifiCorp
Cost Of Service By Rate Schedule - Generation Function
State of Washington
WCA
12 Months Ending June 2018
| A | B | C | D | E | F | G | H | I | J
Chk Total
| DESCRIPTION |  | Washington Jurisdiction Normalized | Residential Schedule 16 | Small General Service Schedule 24 | Large General Service < 1,000 kW Schedule 36 | Large General Service > 1,000 kW Schedule 48 | Large General Dedicated Facilities Schedule 48 | Agricultural Pumping Schedule 40 | Street & Area Lighting Sch. 15, 51-54, 57 | 0
13 | 12 Months Ending June 2018 A: Operating Expenses
14 | Operation & Maintenance Expenses |  | 151531989.8893 | 63539059.5587 | 20095784.9139 | 34016517.7957 | 14379584.9304 | 13242681.6125 | 5993970.9173 | 264390.1607 | 0
15 | Depreciation Expense |  | 26023928.8579 | 11010541.4949 | 3437807.8376 | 5812587.3071 | 2457516.773 | 2237659.3377 | 1025812.5022 | 42003.6053 | 0
16 | Amortization Expense |  | 3773307.1765 | 1608465.8358 | 498189.9166 | 836333.1832 | 354101.5543 | 322297.7492 | 147762.112 | 6156.8254 | 0
17 | Taxes Other Than Income |  | 10963994.8001 | 4638346.5943 | 1448341.9522 | 2449103.2106 | 1035464.5978 | 942870.1032 | 432189.1244 | 17679.2177 | 0
18 | Income Taxes - Federal |  | 14476960.9906 | 6124516.103 | 1912404.2217 | 3233818.721 | 1367237.1123 | 1244974.478 | 570666.5507 | 23343.8039 | 0
19 | Income Taxes - State |  | 0 | 0 | 0 | 0 | 0 | 0 | 0 | 0 | 0
20 | Income Taxes Deferred |  | 18900.8538 | 7996.0555 | 2496.7997 | 4222.0142 | 1785.0396 | 1625.4158 | 745.0517 | 30.4772 | 0
21 | Investment Tax Credit Adj |  | 0 | 0 | 0 | 0 | 0 | 0 | 0 | 0 | 0
22 | Misc Revenues & Expense |  | -53.8266 | -24.4506 | -7.0116 | -11.1364 | -4.8172 | -4.3968 | -1.9506 | -0.063309 | 0
23
24 | Total Operating Expenses |  | 206789028.7415 | 86928901.1916 | 27395018.6301 | 46352571.0955 | 19595685.1902 | 17992104.2995 | 8171144.3078 | 353604.0269 | 0
25
26
27 | 12 Months Ending June 2018 A: Rate Base :
28 | Electric Plant In Service |  | 937350675.9045 | 396586486.5629 | 123825711.245 | 209362416.829 | 88516803.9322 | 80597803.0488 | 36948534.8479 | 1512919.4386 | 0
29 | Plant Held For Future Use |  | 36437.4351 | 15416.4228 | 4813.4508 | 8138.5011 | 3440.895 | 3133.0614 | 1436.2926 | 58.8114 | 0
30 | Electric Plant Acquisition Adj |  | 0 | 0 | 0 | 0 | 0 | 0 | 0 | 0 | 0
31 | Pensions |  | 0 | 0 | 0 | 0 | 0 | 0 | 0 | 0 | 0
32 | Prepayments |  | 2.2048e-09 | 1.0301e-09 | 2.9332e-10 | 4.3922e-10 | 1.8539e-10 | 1.683e-10 | 8.0617e-11 | 7.8292e-12 | 0
33 | Fuel Stock |  | -1.4901e-08 | -6.3046e-09 | -1.9685e-09 | -3.3283e-09 | -1.4072e-09 | -1.2813e-09 | -5.8737e-10 | -2.4051e-11 | 0
34 | Materials & Supplies |  | 0 | 0 | 0 | 0 | 0 | 0 | 0 | 0 | 0
35 | Misc Deferred Debits |  | 290827.6256 | 123047.1255 | 38418.8527 | 64957.946 | 27463.7151 | 25006.7219 | 11463.8576 | 469.4068 | 0
36 | Cash Working Capital |  | 0 | 0 | 0 | 0 | 0 | 0 | 0 | 0 | 0
37 | Weatherization Loans |  | 0 | 0 | 0 | 0 | 0 | 0 | 0 | 0 | 0
38 | Miscellaneous Rate Base |  | 0 | 0 | 0 | 0 | 0 | 0 | 0 | 0 | 0
39
40 | Total Rate Base Additions |  | 937677940.9651 | 396724950.1112 | 123868943.5485 | 209435513.276 | 88547708.5423 | 80625942.8321 | 36961434.9981 | 1513447.6568 | 0
41
42 | 12 Months Ending June 2018 A: Rate Base Deductions :
43 | Accum Provision For Depreciation |  | -371547719.7428 | -157199230.2892 | -49082122.4556 | -82987221.9355 | -35086352.9577 | -31947413.8216 | -14645686.2127 | -599692.0705 | 0
44 | Accum Provision For Amortization |  | -35648825.3719 | -15088320.5629 | -4710349.0161 | -7959028.4334 | -3364915.8156 | -3062698.8025 | -1405638.6458 | -57874.0956 | 0
45 | Accum Deferred Income Taxes |  | -124893826.4065 | -52851699.4084 | -16498379.4536 | -27890802.9371 | -11792016.7929 | -10736785.9739 | -4922293.7027 | -201848.138 | 0
46 | Unamortized ITC |  | -12672.6918 | -5361.5941 | -1674.0597 | -2830.5949 | -1196.7559 | -1089.7185 | -499.5225 | -20.4462 | 0
47 | Customer Advance For Construction |  | 0 | 0 | 0 | 0 | 0 | 0 | 0 | 0 | 0
48 | Customer Service Deposits |  | 0 | 0 | 0 | 0 | 0 | 0 | 0 | 0 | 0
49 | Misc Rate Base Deductions |  | -20324401.4572 | -8599111.4879 | -2684890.0105 | -4539566.5881 | -1919293.4993 | -1747587.2668 | -801148.252 | -32804.3526 | 0
50
51 | Total Rate Base Deductions |  | -552427445.6702 | -233743723.3426 | -72977414.9955 | -123379450.489 | -52163775.8214 | -47495575.5832 | -21775266.3357 | -892239.1028 | 0
52
53 | Total Rate Base |  | 385250495.295 | 162981226.7686 | 50891528.553 | 86056062.7871 | 36383932.721 | 33130367.2488 | 15186168.6624 | 621208.554 | 0
54
55 | Calculated Return On Rate Base |  |  | 4.789% | 11.38% | 10.09% | 9.37% | 5.61% | 9.373% | 26.57%
56
57 | Return On Rate Base | 7.47% | 28776947.6891 | 12174162.7702 | 3801430.1678 | 6428105.4727 | 2717760.37 | 2474729.7067 | 1134356.9613 | 46402.2403 | 0
58 | Total Operating Expenses |  | 206789028.7415 | 86928901.1916 | 27395018.6301 | 46352571.0955 | 19595685.1902 | 17992104.2995 | 8171144.3078 | 353604.0269 | 0
59 | Revenue Credits |  | -15869626.7652 | -6836639.8313 | -2092381.5608 | -3482694.5673 | -1474576.9162 | -1335695.4734 | -620466.0832 | -27172.3332 | 0
60
61 | Total Revenue Requirements |  | 219696349.6654 | 92266424.1305 | 29104067.2371 | 49297982.0009 | 20838868.6441 | 19131138.5329 | 8685035.1859 | 372833.934 | 0
62 | [10 empty] | 0
63
64 | Return On Rate Base @ Target ROR | 7.47% | 28778211.9985 | 12174697.6396 | 3801597.1829 | 6428387.8902 | 2717879.7743 | 2474838.4335 | 1134406.7991 | 46404.279 | 0
65 | Total Op. exp. Adjusted for Taxes |  | 206789605.0608 | 86929145.005 | 27395094.7618 | 46352699.8319 | 19595739.6191 | 17992153.8612 | 8171167.0256 | 353604.9562 | 0
66 | Revenue Credits |  | -15869626.7652 | -6836639.8313 | -2092381.5608 | -3482694.5673 | -1474576.9162 | -1335695.4734 | -620466.0832 | -27172.3332 | 0
67
68 | Total Target Revenue Requirements |  | 219698190.2941 | 92267202.8133 | 29104310.3839 | 49298393.1548 | 20839042.4772 | 19131296.8213 | 8685107.7416 | 372836.902 | 0
PacifiCorp
Cost Of Service By Rate Schedule - Generation-Demand Summary
State of Washington
WCA
12 Months Ending June 2018
| A | B | C | D | E | F | G | H | I | J
Chk Total
| DESCRIPTION |  | Washington Jurisdiction Normalized | Residential Schedule 16 | Small General Service Schedule 24 | Large General Service < 1,000 kW Schedule 36 | Large General Service > 1,000 kW Schedule 48 | Large General Dedicated Facilities Schedule 48 | Agricultural Pumping Schedule 40 | Street & Area Lighting Sch. 15, 51-54, 57 | 0
| Operating Revenues |  | 66763108.3923 | 27065014.7668 | 9763236.3613 | 15742358.0216 | 6515777.781 | 4859625.0264 | 2745839.7109 | 71256.7243
83 | 12 Months Ending June 2018 A: Operating Expenses
84 | Operation & Maintenance Expenses |  | 16970600.2209 | 7688197.8368 | 2173215.0316 | 3637760.8678 | 1540042.0175 | 1270665.0448 | 650562.4611 | 10156.9613 | 0
85 | Depreciation Expense |  | 15463267.9622 | 6989529.2968 | 1982097.7179 | 3319791.8143 | 1405380.1624 | 1163486.6829 | 593308.0854 | 9674.2026 | 0
86 | Amortization Expense |  | 2242077.2932 | 955741.0936 | 296021.5661 | 496944.3387 | 210405.0949 | 191507.4579 | 87799.392 | 3658.35 | 0
87 | Taxes Other Than Income |  | 6514742.2765 | 2756078.7105 | 860596.4084 | 1455242.9581 | 615267.0732 | 560247.9602 | 256804.2772 | 10504.8888 | 0
88 | Income Taxes - Federal |  | 8602126.4621 | 3639152.0342 | 1136339.524 | 1921516.3743 | 812404.3818 | 739756.6318 | 339086.7628 | 13870.7532 | 0
89 | Income Taxes - State |  | 0 | 0 | 0 | 0 | 0 | 0 | 0 | 0 | 0
90 | Income Taxes Deferred |  | 11230.778 | 4751.2099 | 1483.584 | 2508.6964 | 1060.6602 | 965.8126 | 442.7054 | 18.1094 | 0
91 | Investment Tax Credit Adj |  | 0 | 0 | 0 | 0 | 0 | 0 | 0 | 0 | 0
92 | Misc Revenues & Expense |  | -31.9835 | -14.5284 | -4.1662 | -6.6172 | -2.8624 | -2.6126 | -1.1591 | -0.037618 | 0
93
94 | Total Operating Expenses |  | 49804013.0095 | 22033435.6533 | 6449749.6657 | 10833758.4324 | 4584556.5276 | 3926626.9777 | 1928002.525 | 47883.2277 | 0
95
96
97 | 12 Months Ending June 2018 A: Rate Base :
98 | Electric Plant In Service |  | 556968348.4464 | 250707181.6748 | 71534783.6516 | 119888805.1743 | 50748605.0864 | 42296476.5355 | 21408244.5248 | 384251.799 | 0
99 | Plant Held For Future Use |  | 21650.9131 | 9806.7434 | 2772.4778 | 4642.1125 | 1965.2483 | 1621.4985 | 829.9828 | 12.8499 | 0
100 | Electric Plant Acquisition Adj |  | 0 | 0 | 0 | 0 | 0 | 0 | 0 | 0 | 0
101 | Pensions |  | 0 | 0 | 0 | 0 | 0 | 0 | 0 | 0 | 0
102 | Prepayments |  | 1.3101e-09 | 6.1208e-10 | 1.7429e-10 | 2.6098e-10 | 1.1016e-10 | 1e-10 | 4.7902e-11 | 4.6521e-12 | 0
103 | Fuel Stock |  | -8.8542e-09 | -4.0105e-09 | -1.1338e-09 | -1.8984e-09 | -8.0369e-10 | -6.6312e-10 | -3.3942e-10 | -5.255e-12 | 0
104 | Materials & Supplies |  | 0 | 0 | 0 | 0 | 0 | 0 | 0 | 0 | 0
105 | Misc Deferred Debits |  | 172808.0925 | 73113.89 | 22828.26 | 38597.6357 | 16318.7806 | 14858.8495 | 6811.7579 | 278.9188 | 0
106 | Cash Working Capital |  | 0 | 0 | 0 | 0 | 0 | 0 | 0 | 0 | 0
107 | Weatherization Loans |  | 0 | 0 | 0 | 0 | 0 | 0 | 0 | 0 | 0
108 | Miscellaneous Rate Base |  | 0 | 0 | 0 | 0 | 0 | 0 | 0 | 0 | 0
109
110 | Total Rate Base Additions |  | 557162807.4521 | 250790102.3083 | 71560384.3894 | 119932044.9224 | 50766889.1154 | 42312956.8834 | 21415886.2655 | 384543.5677 | 0
111
112 | 12 Months Ending June 2018 A: Rate Base Deductions :
113 | Accum Provision For Depreciation |  | -220771505.4289 | -99873781.8133 | -28287442.5516 | -47372260.1056 | -20054627.9603 | -16580381.2056 | -8467734.8053 | -135276.9872 | 0
114 | Accum Provision For Amortization |  | -21182325.7846 | -8974197.8414 | -2797668.2245 | -4726569.5879 | -1998333.142 | -1816566.6516 | -834902.8655 | -34087.4719 | 0
115 | Accum Deferred Income Taxes |  | -74211189.0597 | -31404174.0074 | -9803241.6176 | -16572553.739 | -7006748.1539 | -6379736.1065 | -2924798.4395 | -119936.9958 | 0
116 | Unamortized ITC |  | -7530.0401 | -3185.8282 | -994.7166 | -1681.9231 | -711.1054 | -647.5044 | -296.8134 | -12.149 | 0
117 | Customer Advance For Construction |  | 0 | 0 | 0 | 0 | 0 | 0 | 0 | 0 | 0
118 | Customer Service Deposits |  | 0 | 0 | 0 | 0 | 0 | 0 | 0 | 0 | 0
119 | Misc Rate Base Deductions |  | -12076641.7561 | -5467706.2818 | -1546781.4097 | -2590035.006 | -1096486.9103 | -905341.0843 | -463041.9292 | -7249.1348 | 0
120
121 | Total Rate Base Deductions |  | -328249192.0695 | -145723045.7721 | -42436128.5199 | -71263100.3616 | -30156907.272 | -25682672.5524 | -12690774.8529 | -296562.7387 | 0
122
123 | Total Rate Base |  | 228913615.3826 | 105067056.5361 | 29124255.8695 | 48668944.5609 | 20609981.8434 | 16630284.331 | 8725111.4126 | 87980.829 | 0
124
125 | Calculated Return On Rate Base |  |  | 4.789% | 11.38% | 10.09% | 9.37% | 5.61% | 9.373% | 26.57%
126
127 | Return On Rate Base | 7.47% | 17099095.8237 | 7848164.3157 | 2175486.3339 | 3635410.4377 | 1539498.0062 | 1242227.6625 | 651737.1886 | 6571.8792 | 0
128 | Total Operating Expenses |  | 49804013.0095 | 22033435.6533 | 6449749.6657 | 10833758.4324 | 4584556.5276 | 3926626.9777 | 1928002.525 | 47883.2277 | 0
129 | Revenue Credits |  | 5711742.0778 | 2339886.7741 | 757469.8377 | 1313722.9609 | 554155.537 | 509763.1866 | 228312.769 | 8431.0126 | 0
130
131 | Total Revenue Requirements |  | 72614850.9111 | 32221486.7431 | 9382705.8372 | 15782891.831 | 6678210.0707 | 5678617.8268 | 2808052.4826 | 62886.1195 | 0
132 | [10 empty] | 0
133
134 | Return On Rate Base @ Target ROR | 7.47% | 17099847.0691 | 7848509.1232 | 2175581.9135 | 3635570.1587 | 1539565.6437 | 1242282.2395 | 651765.8225 | 6572.1679 | 0
135 | Total Op. exp. Adjusted for Taxes |  | 49804355.455 | 22033592.8294 | 6449793.2344 | 10833831.2392 | 4584587.3593 | 3926651.856 | 1928015.5774 | 47883.3593 | 0
136 | Revenue Credits |  | 5711742.0778 | 2339886.7741 | 757469.8377 | 1313722.9609 | 554155.537 | 509763.1866 | 228312.769 | 8431.0126 | 0
137
138 | Total Target Revenue Requirements |  | 72615944.602 | 32221988.7267 | 9382844.9855 | 15783124.3588 | 6678308.54 | 5678697.2821 | 2808094.1689 | 62886.5398 | 0
PacifiCorp
Cost Of Service By Rate Schedule - Generation-Energy Summary
State of Washington
WCA
12 Months Ending June 2018
| A | B | C | D | E | F | G | H | I | J
Chk Total
| DESCRIPTION |  | Washington Jurisdiction Normalized | Residential Schedule 16 | Small General Service Schedule 24 | Large General Service < 1,000 kW Schedule 36 | Large General Service > 1,000 kW Schedule 48 | Large General Dedicated Facilities Schedule 48 | Agricultural Pumping Schedule 40 | Street & Area Lighting Sch. 15, 51-54, 57 | 0
| Operating Revenues |  | 169156749.4968 | 67668929.8279 | 23421746.6042 | 39289562.0561 | 16489198.3387 | 14991170.765 | 6848760.7404 | 447381.1645
153 | 12 Months Ending June 2018 A: Operating Expenses
154 | Operation & Maintenance Expenses |  | 134561389.6683 | 55850861.7219 | 17922569.8823 | 30378756.9279 | 12839542.9129 | 11972016.5677 | 5343408.4561 | 254233.1994 | 0
155 | Depreciation Expense |  | 10560660.8957 | 4021012.1981 | 1455710.1197 | 2492795.4929 | 1052136.6107 | 1074172.6548 | 432504.4168 | 32329.4028 | 0
156 | Amortization Expense |  | 1531229.8832 | 652724.7422 | 202168.3505 | 339388.8445 | 143696.4594 | 130790.2913 | 59962.7199 | 2498.4754 | 0
157 | Taxes Other Than Income |  | 4449252.5236 | 1882267.8838 | 587745.5438 | 993860.2525 | 420197.5246 | 382622.143 | 175384.8472 | 7174.3288 | 0
158 | Income Taxes - Federal |  | 5874834.5285 | 2485364.0689 | 776064.6977 | 1312302.3467 | 554832.7305 | 505217.8461 | 231579.788 | 9473.0507 | 0
159 | Income Taxes - State |  | 0 | 0 | 0 | 0 | 0 | 0 | 0 | 0 | 0
160 | Income Taxes Deferred |  | 7670.0758 | 3244.8456 | 1013.2158 | 1713.3178 | 724.3794 | 659.6031 | 302.3463 | 12.3678 | 0
161 | Investment Tax Credit Adj |  | 0 | 0 | 0 | 0 | 0 | 0 | 0 | 0 | 0
162 | Misc Revenues & Expense |  | -21.8432 | -9.9222 | -2.8453 | -4.5192 | -1.9549 | -1.7842 | -0.79158 | -0.025691 | 0
163
164 | Total Operating Expenses |  | 156985015.7321 | 64895465.5383 | 20945268.9644 | 35518812.663 | 15011128.6627 | 14065477.3218 | 6243141.7827 | 305720.7992 | 0
165
166
167 | 12 Months Ending June 2018 A: Rate Base :
168 | Electric Plant In Service |  | 380382327.458 | 145879304.8881 | 52290927.5934 | 89473611.6547 | 37768198.8458 | 38301326.5133 | 15540290.3231 | 1128667.6396 | 0
169 | Plant Held For Future Use |  | 14786.522 | 5609.6794 | 2040.973 | 3496.3886 | 1475.6467 | 1511.5629 | 606.3098 | 45.9615 | 0
170 | Electric Plant Acquisition Adj |  | 0 | 0 | 0 | 0 | 0 | 0 | 0 | 0 | 0
171 | Pensions |  | 0 | 0 | 0 | 0 | 0 | 0 | 0 | 0 | 0
172 | Prepayments |  | 8.9471e-10 | 4.1802e-10 | 1.1903e-10 | 1.7824e-10 | 7.5233e-11 | 6.8296e-11 | 3.2715e-11 | 3.1771e-12 | 0
173 | Fuel Stock |  | -6.047e-09 | -2.2941e-09 | -8.3466e-10 | -1.4299e-09 | -6.0347e-10 | -6.1816e-10 | -2.4795e-10 | -1.8796e-11 | 0
174 | Materials & Supplies |  | 0 | 0 | 0 | 0 | 0 | 0 | 0 | 0 | 0
175 | Misc Deferred Debits |  | 118019.5331 | 49933.2354 | 15590.5927 | 26360.3103 | 11144.9345 | 10147.8724 | 4652.0997 | 190.488 | 0
176 | Cash Working Capital |  | 0 | 0 | 0 | 0 | 0 | 0 | 0 | 0 | 0
177 | Weatherization Loans |  | 0 | 0 | 0 | 0 | 0 | 0 | 0 | 0 | 0
178 | Miscellaneous Rate Base |  | 0 | 0 | 0 | 0 | 0 | 0 | 0 | 0 | 0
179
180 | Total Rate Base Additions |  | 380515133.5131 | 145934847.803 | 52308559.1591 | 89503468.3536 | 37780819.427 | 38312985.9487 | 15545548.7326 | 1128904.0891 | 0
181
182 | 12 Months Ending June 2018 A: Rate Base Deductions :
183 | Accum Provision For Depreciation |  | -150776214.314 | -57325448.4759 | -20794679.9041 | -35614961.8299 | -15031724.9974 | -15367032.616 | -6177951.4075 | -464415.0832 | 0
184 | Accum Provision For Amortization |  | -14466499.5873 | -6114122.7215 | -1912680.7917 | -3232458.8456 | -1366582.6736 | -1246132.1509 | -570735.7803 | -23786.6237 | 0
185 | Accum Deferred Income Taxes |  | -50682637.3468 | -21447525.401 | -6695137.836 | -11318249.1981 | -4785268.639 | -4357049.8674 | -1997495.2632 | -81911.1422 | 0
186 | Unamortized ITC |  | -5142.6516 | -2175.7659 | -679.3431 | -1148.6718 | -485.6505 | -442.2141 | -202.7091 | -8.2972 | 0
187 | Customer Advance For Construction |  | 0 | 0 | 0 | 0 | 0 | 0 | 0 | 0 | 0
188 | Customer Service Deposits |  | 0 | 0 | 0 | 0 | 0 | 0 | 0 | 0 | 0
189 | Misc Rate Base Deductions |  | -8247759.701 | -3131405.2062 | -1138108.6008 | -1949531.5821 | -822806.589 | -842246.1825 | -338106.3228 | -25555.2177 | 0
190
191 | Total Rate Base Deductions |  | -224178253.6007 | -88020677.5705 | -30541286.4757 | -52116350.1274 | -22006868.5494 | -21812903.0309 | -9084491.4828 | -595676.3641 | 0
192
193 | Total Rate Base |  | 156336879.9124 | 57914170.2325 | 21767272.6834 | 37387118.2262 | 15773950.8776 | 16500082.9178 | 6461057.2498 | 533227.725 | 0
194
195 | Calculated Return On Rate Base |  |  | 4.789% | 11.38% | 10.09% | 9.37% | 5.61% | 9.373% | 26.57%
196
197 | Return On Rate Base | 7.47% | 11677851.8654 | 4325998.4545 | 1625943.8339 | 2792695.035 | 1178262.3638 | 1232502.0442 | 482619.7728 | 39830.3611 | 0
198 | Total Operating Expenses |  | 156985015.7321 | 64895465.5383 | 20945268.9644 | 35518812.663 | 15011128.6627 | 14065477.3218 | 6243141.7827 | 305720.7992 | 0
199 | Revenue Credits |  | -21581368.8431 | -9176526.6054 | -2849851.3985 | -4796417.5282 | -2028732.4532 | -1845458.66 | -848778.8521 | -35603.3458 | 0
200
201 | Total Revenue Requirements |  | 147081498.7543 | 60044937.3874 | 19721361.3999 | 33515090.1698 | 14160658.5733 | 13452520.706 | 5876982.7033 | 309947.8145 | 0
202 | [10 empty] | 0
203
204 | Return On Rate Base @ Target ROR | 7.47% | 11678364.9295 | 4326188.5164 | 1626015.2695 | 2792817.7315 | 1178314.1306 | 1232556.194 | 482640.9766 | 39832.1111 | 0
205 | Total Op. exp. Adjusted for Taxes |  | 156985249.6057 | 64895552.1755 | 20945301.5274 | 35518868.5927 | 15011152.2599 | 14065502.0052 | 6243151.4482 | 305721.5968 | 0
206 | Revenue Credits |  | -21581368.8431 | -9176526.6054 | -2849851.3985 | -4796417.5282 | -2028732.4532 | -1845458.66 | -848778.8521 | -35603.3458 | 0
207
208 | Total Target Revenue Requirements |  | 147082245.6921 | 60045214.0865 | 19721465.3983 | 33515268.796 | 14160733.9373 | 13452599.5392 | 5877013.5726 | 309950.3622 | 0

## Transmission Summary
Transmission Summary
PacifiCorp
Cost Of Service By Rate Schedule - Transmission Function
State of Washington
WCA
12 Months Ending June 2018
| A | B | C | D | E | F | G | H | I | J
Chk Total
| DESCRIPTION |  | Washington Jurisdiction Normalized | Residential Schedule 16 | Small General Service Schedule 24 | Large General Service < 1,000 kW Schedule 36 | Large General Service > 1,000 kW Schedule 48 | Large General Dedicated Facilities Schedule 48 | Agricultural Pumping Schedule 40 | Street & Area Lighting Sch. 15, 51-54, 57 | 0
13 | 12 Months Ending June 2018 A: Operating Expenses
14 | Operation & Maintenance Expenses |  | 34465082.4334 | 15655691.2571 | 4489494.6822 | 7130641.3838 | 3084463.488 | 2815265.4804 | 1248989.4291 | 40536.7129 | 0
15 | Depreciation Expense |  | 7780290.1516 | 3534180.4489 | 1013477.0845 | 1609700.4567 | 696299.5358 | 635529.6649 | 281952.0358 | 9150.9251 | 0
16 | Amortization Expense |  | 666287.8829 | 302659.8704 | 86792.0717 | 137851.4025 | 59629.6455 | 54425.44 | 24145.7865 | 783.6662 | 0
17 | Taxes Other Than Income |  | 5735703.7276 | 2605183.9522 | 747019.5455 | 1186856.4862 | 513424.9858 | 468728.6483 | 207785.5586 | 6704.5509 | 0
18 | Income Taxes - Federal |  | 113513.6161 | 51558.4251 | 14784.0429 | 23488.7257 | 10161.042 | 9276.4701 | 4112.2225 | 132.6878 | 0
19 | Income Taxes - State |  | 0 | 0 | 0 | 0 | 0 | 0 | 0 | 0 | 0
20 | Income Taxes Deferred |  | 772576.5188 | 350907.9346 | 100620.5668 | 159864.8564 | 69156.3071 | 63135.8879 | 27987.8897 | 903.0764 | 0
21 | Investment Tax Credit Adj |  | 0 | 0 | 0 | 0 | 0 | 0 | 0 | 0 | 0
22 | Misc Revenues & Expense |  | 0 | 0 | 0 | 0 | 0 | 0 | 0 | 0 | 0
23
24 | Total Operating Expenses |  | 49533454.3305 | 22500181.8884 | 6452187.9937 | 10248403.3113 | 4433135.0041 | 4046361.5916 | 1794972.9222 | 58211.6193 | 0
25
26
27 | 12 Months Ending June 2018 A: Rate Base :
28 | Electric Plant In Service |  | 415695327.011 | 188828728.5917 | 54149354.3107 | 86005141.7999 | 37202785.1889 | 33955894.542 | 15064495.2075 | 488927.3703 | 0
29 | Plant Held For Future Use |  | 0 | 0 | 0 | 0 | 0 | 0 | 0 | 0 | 0
30 | Electric Plant Acquisition Adj |  | 0 | 0 | 0 | 0 | 0 | 0 | 0 | 0 | 0
31 | Pensions |  | 0 | 0 | 0 | 0 | 0 | 0 | 0 | 0 | 0
32 | Prepayments |  | 9.1028e-10 | 4.605e-10 | 1.199e-10 | 1.6254e-10 | 7.0137e-11 | 6.3748e-11 | 3.01e-11 | 3.3688e-12 | 0
33 | Fuel Stock |  | 0 | 0 | 0 | 0 | 0 | 0 | 0 | 0 | 0
34 | Materials & Supplies |  | 0 | 0 | 0 | 0 | 0 | 0 | 0 | 0 | 0
35 | Misc Deferred Debits |  | -1.521e-12 | -6.9091e-13 | -1.9813e-13 | -3.1469e-13 | -1.3612e-13 | -1.2424e-13 | -5.512e-14 | -1.789e-15 | 0
36 | Cash Working Capital |  | 0 | 0 | 0 | 0 | 0 | 0 | 0 | 0 | 0
37 | Weatherization Loans |  | 0 | 0 | 0 | 0 | 0 | 0 | 0 | 0 | 0
38 | Miscellaneous Rate Base |  | 0 | 0 | 0 | 0 | 0 | 0 | 0 | 0 | 0
39
40 | Total Rate Base Additions |  | 415695327.011 | 188828728.5917 | 54149354.3107 | 86005141.7999 | 37202785.1889 | 33955894.542 | 15064495.2075 | 488927.3703 | 0
41
42 | 12 Months Ending June 2018 A: Rate Base Deductions :
43 | Accum Provision For Depreciation |  | -146263962.3635 | -66440097.4879 | -19052653.7256 | -30261232.2196 | -13089939.7205 | -11947509.0495 | -5300499.2284 | -172030.9319 | 0
44 | Accum Provision For Amortization |  | -9484317.6782 | -4314811.0943 | -1240997.276 | -1957091.8566 | -845099.2288 | -766246.6624 | -347258.2008 | -12813.3593 | 0
45 | Accum Deferred Income Taxes |  | -67168581.6895 | -30512920.4706 | -8748184.6675 | -13896270.1323 | -6011402.5261 | -5488051.3895 | -2433011.4843 | -78741.0192 | 0
46 | Unamortized ITC |  | -5052.7622 | -2295.0787 | -658.0756 | -1045.4899 | -452.2705 | -412.8975 | -183.0393 | -5.9107 | 0
47 | Customer Advance For Construction |  | 0 | 0 | 0 | 0 | 0 | 0 | 0 | 0 | 0
48 | Customer Service Deposits |  | 0 | 0 | 0 | 0 | 0 | 0 | 0 | 0 | 0
49 | Misc Rate Base Deductions |  | -53662.1183 | -24375.9045 | -6990.1413 | -11102.4055 | -4802.5083 | -4383.3671 | -1944.676 | -63.1156 | 0
50
51 | Total Rate Base Deductions |  | -222975576.6117 | -101294500.0359 | -29049483.8861 | -46126742.1039 | -19951696.2543 | -18206603.366 | -8082896.6288 | -263654.3367 | 0
52
53 | Total Rate Base |  | 192719750.3993 | 87534228.5558 | 25099870.4246 | 39878399.696 | 17251088.9346 | 15749291.176 | 6981598.5787 | 225273.0336 | 0
54
55 | Calculated Return On Rate Base |  |  | 4.789% | 11.38% | 10.09% | 9.37% | 5.61% | 9.373% | 26.57%
56
57 | Return On Rate Base | 7.47% | 14395532.89 | 6538519.6046 | 1874877.9483 | 2978785.5849 | 1288599.729 | 1176420.3651 | 521502.5017 | 16827.1563 | 0
58 | Total Operating Expenses |  | 49533454.3305 | 22500181.8884 | 6452187.9937 | 10248403.3113 | 4433135.0041 | 4046361.5916 | 1794972.9222 | 58211.6193 | 0
59 | Revenue Credits |  | -3872466.9408 | -1786131.0686 | -505607.7392 | -785058.4643 | -339345.2579 | -309671.6813 | -140486.2034 | -6166.526 | 0
60
61 | Total Revenue Requirements |  | 60056520.2797 | 27252570.4244 | 7821458.2028 | 12442130.4319 | 5382389.4752 | 4913110.2753 | 2175989.2205 | 68872.2496 | 0
62 | [10 empty] | 0
63
64 | Return On Rate Base @ Target ROR | 7.47% | 14396165.3548 | 6538806.8731 | 1874960.3207 | 2978916.4573 | 1288656.3434 | 1176472.0509 | 521525.4138 | 16827.8956 | 0
65 | Total Op. exp. Adjusted for Taxes |  | 49533742.6315 | 22500312.8361 | 6452225.5421 | 10248462.9678 | 4433160.8111 | 4046385.1519 | 1794983.3664 | 58211.9563 | 0
66 | Revenue Credits |  | -3872466.9408 | -1786131.0686 | -505607.7392 | -785058.4643 | -339345.2579 | -309671.6813 | -140486.2034 | -6166.526 | 0
67
68 | Total Target Revenue Requirements |  | 60057441.0455 | 27252988.6406 | 7821578.1236 | 12442320.9607 | 5382471.8965 | 4913185.5214 | 2176022.5768 | 68873.3259 | 0
PacifiCorp
Cost Of Service By Rate Schedule - Transmission-Demand Summary
State of Washington
WCA
12 Months Ending June 2018
| A | B | C | D | E | F | G | H | I | J
Chk Total
| DESCRIPTION |  | Washington Jurisdiction Normalized | Residential Schedule 16 | Small General Service Schedule 24 | Large General Service < 1,000 kW Schedule 36 | Large General Service > 1,000 kW Schedule 48 | Large General Dedicated Facilities Schedule 48 | Agricultural Pumping Schedule 40 | Street & Area Lighting Sch. 15, 51-54, 57 | 0
| Operating Revenues |  | 63817354.5832 | 26692127.3797 | 9307817.5185 | 14270415.5708 | 6049617.2015 | 4929933.815 | 2449384.1403 | 118058.9574
83 | 12 Months Ending June 2018 A: Operating Expenses
84 | Operation & Maintenance Expenses |  | 34465081.9685 | 15655691.0459 | 4489494.6216 | 7130641.2876 | 3084463.4464 | 2815265.4424 | 1248989.4122 | 40536.7123 | 0
85 | Depreciation Expense |  | 7780290.1516 | 3534180.4489 | 1013477.0845 | 1609700.4567 | 696299.5358 | 635529.6649 | 281952.0358 | 9150.9251 | 0
86 | Amortization Expense |  | 666287.8829 | 302659.8704 | 86792.0717 | 137851.4025 | 59629.6455 | 54425.44 | 24145.7865 | 783.6662 | 0
87 | Taxes Other Than Income |  | 5735703.7276 | 2605183.9522 | 747019.5455 | 1186856.4862 | 513424.9858 | 468728.6483 | 207785.5586 | 6704.5509 | 0
88 | Income Taxes - Federal |  | 113513.6161 | 51558.4251 | 14784.0429 | 23488.7257 | 10161.042 | 9276.4701 | 4112.2225 | 132.6878 | 0
89 | Income Taxes - State |  | 0 | 0 | 0 | 0 | 0 | 0 | 0 | 0 | 0
90 | Income Taxes Deferred |  | 772576.5188 | 350907.9346 | 100620.5668 | 159864.8564 | 69156.3071 | 63135.8879 | 27987.8897 | 903.0764 | 0
91 | Investment Tax Credit Adj |  | 0 | 0 | 0 | 0 | 0 | 0 | 0 | 0 | 0
92 | Misc Revenues & Expense |  | 0 | 0 | 0 | 0 | 0 | 0 | 0 | 0 | 0
93
94 | Total Operating Expenses |  | 49533453.8656 | 22500181.6772 | 6452187.9331 | 10248403.2151 | 4433134.9625 | 4046361.5536 | 1794972.9054 | 58211.6187 | 0
95
96
97 | 12 Months Ending June 2018 A: Rate Base :
98 | Electric Plant In Service |  | 415695327.011 | 188828728.5917 | 54149354.3107 | 86005141.7999 | 37202785.1889 | 33955894.542 | 15064495.2075 | 488927.3703 | 0
99 | Plant Held For Future Use |  | 0 | 0 | 0 | 0 | 0 | 0 | 0 | 0 | 0
100 | Electric Plant Acquisition Adj |  | 0 | 0 | 0 | 0 | 0 | 0 | 0 | 0 | 0
101 | Pensions |  | 0 | 0 | 0 | 0 | 0 | 0 | 0 | 0 | 0
102 | Prepayments |  | 9.1028e-10 | 4.605e-10 | 1.199e-10 | 1.6254e-10 | 7.0137e-11 | 6.3748e-11 | 3.01e-11 | 3.3688e-12 | 0
103 | Fuel Stock |  | 0 | 0 | 0 | 0 | 0 | 0 | 0 | 0 | 0
104 | Materials & Supplies |  | 0 | 0 | 0 | 0 | 0 | 0 | 0 | 0 | 0
105 | Misc Deferred Debits |  | -1.521e-12 | -6.9091e-13 | -1.9813e-13 | -3.1469e-13 | -1.3612e-13 | -1.2424e-13 | -5.512e-14 | -1.789e-15 | 0
106 | Cash Working Capital |  | 0 | 0 | 0 | 0 | 0 | 0 | 0 | 0 | 0
107 | Weatherization Loans |  | 0 | 0 | 0 | 0 | 0 | 0 | 0 | 0 | 0
108 | Miscellaneous Rate Base |  | 0 | 0 | 0 | 0 | 0 | 0 | 0 | 0 | 0
109
110 | Total Rate Base Additions |  | 415695327.011 | 188828728.5917 | 54149354.3107 | 86005141.7999 | 37202785.1889 | 33955894.542 | 15064495.2075 | 488927.3703 | 0
111
112 | 12 Months Ending June 2018 A: Rate Base Deductions :
113 | Accum Provision For Depreciation |  | -146263962.3635 | -66440097.4879 | -19052653.7256 | -30261232.2196 | -13089939.7205 | -11947509.0495 | -5300499.2284 | -172030.9319 | 0
114 | Accum Provision For Amortization |  | -9484317.6782 | -4314811.0943 | -1240997.276 | -1957091.8566 | -845099.2288 | -766246.6624 | -347258.2008 | -12813.3593 | 0
115 | Accum Deferred Income Taxes |  | -67168581.6895 | -30512920.4706 | -8748184.6675 | -13896270.1323 | -6011402.5261 | -5488051.3895 | -2433011.4843 | -78741.0192 | 0
116 | Unamortized ITC |  | -5052.7622 | -2295.0787 | -658.0756 | -1045.4899 | -452.2705 | -412.8975 | -183.0393 | -5.9107 | 0
117 | Customer Advance For Construction |  | 0 | 0 | 0 | 0 | 0 | 0 | 0 | 0 | 0
118 | Customer Service Deposits |  | 0 | 0 | 0 | 0 | 0 | 0 | 0 | 0 | 0
119 | Misc Rate Base Deductions |  | -53662.1183 | -24375.9045 | -6990.1413 | -11102.4055 | -4802.5083 | -4383.3671 | -1944.676 | -63.1156 | 0
120
121 | Total Rate Base Deductions |  | -222975576.6117 | -101294500.0359 | -29049483.8861 | -46126742.1039 | -19951696.2543 | -18206603.366 | -8082896.6288 | -263654.3367 | 0
122
123 | Total Rate Base |  | 192719750.3993 | 87534228.5558 | 25099870.4246 | 39878399.696 | 17251088.9346 | 15749291.176 | 6981598.5787 | 225273.0336 | 0
124
125 | Calculated Return On Rate Base |  |  | 4.789% | 11.38% | 10.09% | 9.37% | 5.61% | 9.373% | 26.57%
126
127 | Return On Rate Base | 7.47% | 14395532.89 | 6538519.6046 | 1874877.9483 | 2978785.5849 | 1288599.729 | 1176420.3651 | 521502.5017 | 16827.1563 | 0
128 | Total Operating Expenses |  | 49533453.8656 | 22500181.6772 | 6452187.9331 | 10248403.2151 | 4433134.9625 | 4046361.5536 | 1794972.9054 | 58211.6187 | 0
129 | Revenue Credits |  | -3872466.9408 | -1786131.0686 | -505607.7392 | -785058.4643 | -339345.2579 | -309671.6813 | -140486.2034 | -6166.526 | 0
130
131 | Total Revenue Requirements |  | 60056519.8148 | 27252570.2132 | 7821458.1423 | 12442130.3357 | 5382389.4336 | 4913110.2373 | 2175989.2036 | 68872.2491 | 0
132 | [10 empty] | 0
133
134 | Return On Rate Base @ Target ROR | 7.47% | 14396165.3548 | 6538806.8731 | 1874960.3207 | 2978916.4573 | 1288656.3434 | 1176472.0509 | 521525.4138 | 16827.8956 | 0
135 | Total Op. exp. Adjusted for Taxes |  | 49533742.1666 | 22500312.6249 | 6452225.4815 | 10248462.8716 | 4433160.7694 | 4046385.1139 | 1794983.3496 | 58211.9557 | 0
136 | Revenue Credits |  | -3872466.9408 | -1786131.0686 | -505607.7392 | -785058.4643 | -339345.2579 | -309671.6813 | -140486.2034 | -6166.526 | 0
137
138 | Total Target Revenue Requirements |  | 60057440.5806 | 27252988.4294 | 7821578.0631 | 12442320.8645 | 5382471.8549 | 4913185.4834 | 2176022.5599 | 68873.3254 | 0
PacifiCorp
Cost Of Service By Rate Schedule - Transmission-Energy Summary
State of Washington
WCA
12 Months Ending June 2018
| A | B | C | D | E | F | G | H | I | J
Chk Total
| DESCRIPTION |  | Washington Jurisdiction Normalized | Residential Schedule 16 | Small General Service Schedule 24 | Large General Service < 1,000 kW Schedule 36 | Large General Service > 1,000 kW Schedule 48 | Large General Dedicated Facilities Schedule 48 | Agricultural Pumping Schedule 40 | Street & Area Lighting Sch. 15, 51-54, 57 | 0
| Operating Revenues |  | 0.46494 | 0.2112 | 0.060564 | 0.096193 | 0.04161 | 0.037978 | 0.016849 | 0.00054684
153 | 12 Months Ending June 2018 A: Operating Expenses
154 | Operation & Maintenance Expenses |  | 0.46494 | 0.2112 | 0.060564 | 0.096193 | 0.04161 | 0.037978 | 0.016849 | 0.00054684 | 0
155 | Depreciation Expense |  | 0 | 0 | 0 | 0 | 0 | 0 | 0 | 0 | 0
156 | Amortization Expense |  | 0 | 0 | 0 | 0 | 0 | 0 | 0 | 0 | 0
157 | Taxes Other Than Income |  | 0 | 0 | 0 | 0 | 0 | 0 | 0 | 0 | 0
158 | Income Taxes - Federal |  | 0 | 0 | 0 | 0 | 0 | 0 | 0 | 0 | 0
159 | Income Taxes - State |  | 0 | 0 | 0 | 0 | 0 | 0 | 0 | 0 | 0
160 | Income Taxes Deferred |  | 0 | 0 | 0 | 0 | 0 | 0 | 0 | 0 | 0
161 | Investment Tax Credit Adj |  | 0 | 0 | 0 | 0 | 0 | 0 | 0 | 0 | 0
162 | Misc Revenues & Expense |  | 0 | 0 | 0 | 0 | 0 | 0 | 0 | 0 | 0
163
164 | Total Operating Expenses |  | 0.46494 | 0.2112 | 0.060564 | 0.096193 | 0.04161 | 0.037978 | 0.016849 | 0.00054684 | 0
165
166
167 | 12 Months Ending June 2018 A: Rate Base :
168 | Electric Plant In Service |  | 0 | 0 | 0 | 0 | 0 | 0 | 0 | 0 | 0
169 | Plant Held For Future Use |  | 0 | 0 | 0 | 0 | 0 | 0 | 0 | 0 | 0
170 | Electric Plant Acquisition Adj |  | 0 | 0 | 0 | 0 | 0 | 0 | 0 | 0 | 0
171 | Pensions |  | 0 | 0 | 0 | 0 | 0 | 0 | 0 | 0 | 0
172 | Prepayments |  | 0 | 0 | 0 | 0 | 0 | 0 | 0 | 0 | 0
173 | Fuel Stock |  | 0 | 0 | 0 | 0 | 0 | 0 | 0 | 0 | 0
174 | Materials & Supplies |  | 0 | 0 | 0 | 0 | 0 | 0 | 0 | 0 | 0
175 | Misc Deferred Debits |  | 0 | 0 | 0 | 0 | 0 | 0 | 0 | 0 | 0
176 | Cash Working Capital |  | 0 | 0 | 0 | 0 | 0 | 0 | 0 | 0 | 0
177 | Weatherization Loans |  | 0 | 0 | 0 | 0 | 0 | 0 | 0 | 0 | 0
178 | Miscellaneous Rate Base |  | 0 | 0 | 0 | 0 | 0 | 0 | 0 | 0 | 0
179
180 | Total Rate Base Additions |  | 0 | 0 | 0 | 0 | 0 | 0 | 0 | 0 | 0
181
182 | 12 Months Ending June 2018 A: Rate Base Deductions :
183 | Accum Provision For Depreciation |  | 0 | 0 | 0 | 0 | 0 | 0 | 0 | 0 | 0
184 | Accum Provision For Amortization |  | 0 | 0 | 0 | 0 | 0 | 0 | 0 | 0 | 0
185 | Accum Deferred Income Taxes |  | 0 | 0 | 0 | 0 | 0 | 0 | 0 | 0 | 0
186 | Unamortized ITC |  | 0 | 0 | 0 | 0 | 0 | 0 | 0 | 0 | 0
187 | Customer Advance For Construction |  | 0 | 0 | 0 | 0 | 0 | 0 | 0 | 0 | 0
188 | Customer Service Deposits |  | 0 | 0 | 0 | 0 | 0 | 0 | 0 | 0 | 0
189 | Misc Rate Base Deductions |  | 0 | 0 | 0 | 0 | 0 | 0 | 0 | 0 | 0
190
191 | Total Rate Base Deductions |  | 0 | 0 | 0 | 0 | 0 | 0 | 0 | 0 | 0
192
193 | Total Rate Base |  | 0 | 0 | 0 | 0 | 0 | 0 | 0 | 0 | 0
194
195 | Calculated Return On Rate Base |  |  | 4.789% | 11.38% | 10.09% | 9.37% | 5.61% | 9.373% | 26.57%
196
197 | Return On Rate Base | 7.47% | 0 | 0 | 0 | 0 | 0 | 0 | 0 | 0 | 0
198 | Total Operating Expenses |  | 0.46494 | 0.2112 | 0.060564 | 0.096193 | 0.04161 | 0.037978 | 0.016849 | 0.00054684 | 0
199 | Revenue Credits |  | 0 | 0 | 0 | 0 | 0 | 0 | 0 | 0 | 0
200
201 | Total Revenue Requirements |  | 0.46494 | 0.2112 | 0.060564 | 0.096193 | 0.04161 | 0.037978 | 0.016849 | 0.00054684 | 0
202 | [10 empty] | 0
203
204 | Return On Rate Base @ Target ROR | 7.47% | 0 | 0 | 0 | 0 | 0 | 0 | 0 | 0 | 0
205 | Total Op. exp. Adjusted for Taxes |  | 0.46494 | 0.2112 | 0.060564 | 0.096193 | 0.04161 | 0.037978 | 0.016849 | 0.00054684 | 0
206 | Revenue Credits |  | 0 | 0 | 0 | 0 | 0 | 0 | 0 | 0 | 0
207
208 | Total Target Revenue Requirements |  | 0.46494 | 0.2112 | 0.060564 | 0.096193 | 0.04161 | 0.037978 | 0.016849 | 0.00054684 | 0

## Distribution Summary
Distribution Summary
PacifiCorp
Cost Of Service By Rate Schedule - Distribution Function
State of Washington
WCA
12 Months Ending June 2018
| A | B | C | D | E | F | G | H | I | J
Chk Total
| DESCRIPTION |  | Washington Jurisdiction Normalized | Residential Schedule 16 | Small General Service Schedule 24 | Large General Service < 1,000 kW Schedule 36 | Large General Service > 1,000 kW Schedule 48 | Large General Dedicated Facilities Schedule 48 | Agricultural Pumping Schedule 40 | Street & Area Lighting Sch. 15, 51-54, 57 | 0
13 | 12 Months Ending June 2018 A: Operating Expenses
14 | Operation & Maintenance Expenses |  | 10863224.6919 | 5801364.6936 | 1571147.9134 | 1772183.2054 | 769207.1546 | 294124.4646 | 442111.7957 | 213085.4646 | 0
15 | Depreciation Expense |  | 15208381.5158 | 8396189.651 | 2535229.5445 | 2199831.7758 | 864503.689 | 156813.5226 | 875822.9043 | 179990.4286 | 0
16 | Amortization Expense |  | 180239.4461 | 108878.6227 | 32756.2916 | 19921.8019 | 7111.8346 | -2930.4521 | 11576.0583 | 2925.289 | 0
17 | Taxes Other Than Income |  | 6304269.7379 | 3586959.4688 | 1037145.2641 | 844151.0912 | 328948.0811 | 92217.1004 | 339116.3366 | 75732.3957 | 0
18 | Income Taxes - Federal |  | 1078923.6721 | 613878.4733 | 177498.8418 | 144469.4839 | 56296.7459 | 15782.1947 | 58036.9588 | 12960.9737 | 0
19 | Income Taxes - State |  | 0 | 0 | 0 | 0 | 0 | 0 | 0 | 0 | 0
20 | Income Taxes Deferred |  | -2316288.4223 | -1317905.6472 | -381063.5756 | -310154.4636 | -120860.7283 | -33882.0214 | -124596.7062 | -27825.2801 | 0
21 | Investment Tax Credit Adj |  | 0 | 0 | 0 | 0 | 0 | 0 | 0 | 0 | 0
22 | Misc Revenues & Expense |  | 242.96 | 110.3641 | 31.6485 | 50.2671 | 21.7438 | 19.8461 | 8.8047 | 0.28576 | 0
23
24 | Total Operating Expenses |  | 31318993.6015 | 17189475.6263 | 4972745.9283 | 4670453.1617 | 1905228.5207 | 522144.655 | 1602076.1523 | 456869.5572 | 0
25
26
27 | 12 Months Ending June 2018 A: Rate Base :
28 | Electric Plant In Service |  | 554593337.7934 | 311606719.9745 | 92747497.2722 | 76355924.3214 | 29701298.2002 | 6286566.3814 | 31246419.6507 | 6648911.993 | 0
29 | Plant Held For Future Use |  | 0 | 0 | 0 | 0 | 0 | 0 | 0 | 0 | 0
30 | Electric Plant Acquisition Adj |  | 0 | 0 | 0 | 0 | 0 | 0 | 0 | 0 | 0
31 | Pensions |  | 0 | 0 | 0 | 0 | 0 | 0 | 0 | 0 | 0
32 | Prepayments |  | 1.3779e-09 | 8.1049e-10 | 2.2661e-10 | 1.7124e-10 | 6.6474e-11 | 1.4005e-11 | 7.1588e-11 | 1.7501e-11 | 0
33 | Fuel Stock |  | 0 | 0 | 0 | 0 | 0 | 0 | 0 | 0 | 0
34 | Materials & Supplies |  | 0 | 0 | 0 | 0 | 0 | 0 | 0 | 0 | 0
35 | Misc Deferred Debits |  | -5.3386e-12 | -2.9996e-12 | -8.928e-13 | -7.3501e-13 | -2.8591e-13 | -6.0515e-14 | -3.0078e-13 | -6.4003e-14 | 0
36 | Cash Working Capital |  | 0 | 0 | 0 | 0 | 0 | 0 | 0 | 0 | 0
37 | Weatherization Loans |  | 0 | 0 | 0 | 0 | 0 | 0 | 0 | 0 | 0
38 | Miscellaneous Rate Base |  | 0 | 0 | 0 | 0 | 0 | 0 | 0 | 0 | 0
39
40 | Total Rate Base Additions |  | 554593337.7934 | 311606719.9745 | 92747497.2722 | 76355924.3214 | 29701298.2002 | 6286566.3814 | 31246419.6507 | 6648911.993 | 0
41
42 | 12 Months Ending June 2018 A: Rate Base Deductions :
43 | Accum Provision For Depreciation |  | -262024424.6399 | -145421430.5398 | -44338658.2969 | -37166411.1251 | -14429080.5359 | -1975098.6991 | -15541761.1114 | -3151984.3316 | 0
44 | Accum Provision For Amortization |  | -6903949.3066 | -3765254.6421 | -1122690.8022 | -1021701.4056 | -404455.392 | -143513.7462 | -372812.8558 | -73520.4627 | 0
45 | Accum Deferred Income Taxes |  | -73853500.2234 | -41993007.1147 | -12223906.2072 | -9866872.9219 | -3843746.1413 | -1077777.4419 | -3962771.3503 | -885419.0461 | 0
46 | Unamortized ITC |  | -7406.6539 | -4211.1884 | -1226.0241 | -989.606 | -385.4878 | -108.0657 | -397.5205 | -88.7613 | 0
47 | Customer Advance For Construction |  | -538928.9362 | -219215.0938 | -304575.4367 | -10937.3525 | 0 | 0 | -4201.0533 | 0 | 0
48 | Customer Service Deposits |  | 0 | 0 | 0 | 0 | 0 | 0 | 0 | 0 | 0
49 | Misc Rate Base Deductions |  | -78661.2789 | -44197.0385 | -13154.9304 | -10830.0159 | -4212.7122 | -891.6612 | -4431.866 | -943.0548 | 0
50
51 | Total Rate Base Deductions |  | -343406871.039 | -191447315.6173 | -58004211.6975 | -48077742.427 | -18681880.2692 | -3197389.6142 | -19886375.7572 | -4111955.6565 | 0
52
53 | Total Rate Base |  | 211186466.7544 | 120159404.3572 | 34743285.5747 | 28278181.8944 | 11019417.931 | 3089176.7672 | 11360043.8934 | 2536956.3364 | 0
54
55 | Calculated Return On Rate Base |  |  | 4.789% | 11.38% | 10.09% | 9.37% | 5.61% | 9.373% | 26.57%
56
57 | Return On Rate Base | 7.47% | 15774935.9979 | 8975513.1681 | 2595209.4124 | 2112287.3846 | 823114.3561 | 230751.3665 | 848557.9976 | 189502.3126 | 0
58 | Total Operating Expenses |  | 31318993.6015 | 17189475.6263 | 4972745.9283 | 4670453.1617 | 1905228.5207 | 522144.655 | 1602076.1523 | 456869.5572 | 0
59 | Revenue Credits |  | 613605.2313 | 804035.4313 | 77327.8379 | -74246.0264 | -4950.8098 | -49571.8028 | -165176.2435 | 26186.8445 | 0
60
61 | Total Revenue Requirements |  | 47707534.8308 | 26969024.2258 | 7645283.1786 | 6708494.5199 | 2723392.0669 | 703324.2187 | 2285457.9064 | 672558.7143 | 0
62 | [10 empty] | 0
63
64 | Return On Rate Base @ Target ROR | 7.47% | 15775629.0666 | 8975907.5055 | 2595323.4324 | 2112380.1875 | 823150.5194 | 230761.5045 | 848595.2788 | 189510.6383 | 0
65 | Total Op. exp. Adjusted for Taxes |  | 31319309.528 | 17189655.3799 | 4972797.9029 | 4670495.4647 | 1905245.0053 | 522149.2763 | 1602093.1464 | 456873.3524 | 0
66 | Revenue Credits |  | 613605.2313 | 804035.4313 | 77327.8379 | -74246.0264 | -4950.8098 | -49571.8028 | -165176.2435 | 26186.8445 | 0
67
68 | Total Target Revenue Requirements |  | 47708543.8259 | 26969598.3168 | 7645449.1732 | 6708629.6259 | 2723444.7149 | 703338.978 | 2285512.1818 | 672570.8353 | 0
PacifiCorp
Cost Of Service By Rate Schedule - Distribution Substations Summary
State of Washington
WCA
12 Months Ending June 2018
| A | B | C | D | E | F | G | H | I | J
Chk Total
| DESCRIPTION |  | Washington Jurisdiction Normalized | Residential Schedule 16 | Small General Service Schedule 24 | Large General Service < 1,000 kW Schedule 36 | Large General Service > 1,000 kW Schedule 48 | Large General Dedicated Facilities Schedule 48 | Agricultural Pumping Schedule 40 | Street & Area Lighting Sch. 15, 51-54, 57 | 0
| Operating Revenues |  | 8097308.37 | 3206020.2898 | 1318887.1442 | 1829649.3566 | 783692.7401 | 488150.4819 | 444221.6727 | 26686.6848
83 | 12 Months Ending June 2018 A: Operating Expenses
84 | Operation & Maintenance Expenses |  | 1969281.8743 | 894371.5689 | 265704.7039 | 389577.5755 | 173173.2863 | 140905.0646 | 96620.6912 | 8928.9837 | 0
85 | Depreciation Expense |  | 1977063.6361 | 894025.3285 | 270189.1616 | 394932.5039 | 174894.0462 | 136316.0686 | 101390.977 | 5315.5503 | 0
86 | Amortization Expense |  | 25934.9648 | 15666.7328 | 4713.3593 | 2866.5824 | 1023.3342 | -421.6678 | 1665.699 | 420.9249 | 0
87 | Taxes Other Than Income |  | 907132.2475 | 516133.7855 | 149236.6211 | 121466.3567 | 47332.9068 | 13269.2777 | 48796.0346 | 10897.2651 | 0
88 | Income Taxes - Federal |  | 227801.6474 | 129612.9941 | 37476.7276 | 30502.9793 | 11886.3751 | 3332.219 | 12253.7999 | 2736.5524 | 0
89 | Income Taxes - State |  | 0 | 0 | 0 | 0 | 0 | 0 | 0 | 0 | 0
90 | Income Taxes Deferred |  | -332054.1145 | -188929.8364 | -54627.7946 | -44462.5396 | -17326.1247 | -4857.195 | -17861.7 | -3988.9241 | 0
91 | Investment Tax Credit Adj |  | 0 | 0 | 0 | 0 | 0 | 0 | 0 | 0 | 0
92 | Misc Revenues & Expense |  | 34.9599 | 15.8805 | 4.554 | 7.233 | 3.1288 | 2.8557 | 1.2669 | 0.041119 | 0
93
94 | Total Operating Expenses |  | 4775195.2156 | 2260896.4539 | 672697.333 | 894890.6912 | 390986.9526 | 288546.6227 | 242866.7687 | 24310.3934 | 0
95
96
97 | 12 Months Ending June 2018 A: Rate Base :
98 | Electric Plant In Service |  | 81255483.4343 | 37718283.2143 | 11077533.4693 | 15781497.6544 | 6986977.5454 | 5414076.6473 | 4056639.3291 | 220475.5743 | 0
99 | Plant Held For Future Use |  | 0 | 0 | 0 | 0 | 0 | 0 | 0 | 0 | 0
100 | Electric Plant Acquisition Adj |  | 0 | 0 | 0 | 0 | 0 | 0 | 0 | 0 | 0
101 | Pensions |  | 0 | 0 | 0 | 0 | 0 | 0 | 0 | 0 | 0
102 | Prepayments |  | 1.9827e-10 | 1.1662e-10 | 3.2607e-11 | 2.464e-11 | 9.5651e-12 | 2.0152e-12 | 1.0301e-11 | 2.5183e-12 | 0
103 | Fuel Stock |  | 0 | 0 | 0 | 0 | 0 | 0 | 0 | 0 | 0
104 | Materials & Supplies |  | 0 | 0 | 0 | 0 | 0 | 0 | 0 | 0 | 0
105 | Misc Deferred Debits |  | -7.6818e-13 | -4.3161e-13 | -1.2847e-13 | -1.0576e-13 | -4.114e-14 | -8.7076e-15 | -4.328e-14 | -9.2095e-15 | 0
106 | Cash Working Capital |  | 0 | 0 | 0 | 0 | 0 | 0 | 0 | 0 | 0
107 | Weatherization Loans |  | 0 | 0 | 0 | 0 | 0 | 0 | 0 | 0 | 0
108 | Miscellaneous Rate Base |  | 0 | 0 | 0 | 0 | 0 | 0 | 0 | 0 | 0
109
110 | Total Rate Base Additions |  | 81255483.4343 | 37718283.2143 | 11077533.4693 | 15781497.6544 | 6986977.5454 | 5414076.6473 | 4056639.3291 | 220475.5743 | 0
111
112 | 12 Months Ending June 2018 A: Rate Base Deductions :
113 | Accum Provision For Depreciation |  | -24956240.9567 | -11360165.9385 | -3431486.2768 | -4943359.1636 | -2184114.9329 | -1680360.1158 | -1283346.1505 | -73408.3787 | 0
114 | Accum Provision For Amortization |  | -993421.1751 | -541788.9856 | -161545.9162 | -147014.3777 | -58197.784 | -20650.4405 | -53644.6849 | -10578.9862 | 0
115 | Accum Deferred Income Taxes |  | -10626428.3895 | -6042190.3452 | -1758849.6502 | -1419683.1976 | -553049.3345 | -155070.282 | -570190.5047 | -127395.0751 | 0
116 | Unamortized ITC |  | -1065.7562 | -605.9552 | -176.4147 | -142.3961 | -55.4685 | -15.5498 | -57.1999 | -12.772 | 0
117 | Customer Advance For Construction |  | -77547.4143 | -31543.238 | -43825.885 | -1573.7945 | 0 | 0 | -604.4968 | 0 | 0
118 | Customer Service Deposits |  | 0 | 0 | 0 | 0 | 0 | 0 | 0 | 0 | 0
119 | Misc Rate Base Deductions |  | -11318.7071 | -6359.5881 | -1892.8856 | -1558.3497 | -606.1744 | -128.3027 | -637.7088 | -135.6978 | 0
120
121 | Total Rate Base Deductions |  | -36666022.3989 | -17982654.0505 | -5397777.0285 | -6513331.2793 | -2796023.6944 | -1856224.6908 | -1908480.7457 | -211530.9098 | 0
122
123 | Total Rate Base |  | 44589461.0353 | 19735629.1638 | 5679756.4408 | 9268166.3751 | 4190953.851 | 3557851.9566 | 2148158.5835 | 8944.6646 | 0
124
125 | Calculated Return On Rate Base |  |  | 4.789% | 11.38% | 10.09% | 9.37% | 5.61% | 9.373% | 26.57%
126
127 | Return On Rate Base | 7.47% | 3330686.4063 | 1474186.7304 | 424259.1664 | 692301.6121 | 313050.4989 | 265759.8651 | 160460.3964 | 668.1371 | 0
128 | Total Operating Expenses |  | 4775195.2156 | 2260896.4539 | 672697.333 | 894890.6912 | 390986.9526 | 288546.6227 | 242866.7687 | 24310.3934 | 0
129 | Revenue Credits |  | 192611.4008 | 199410.1657 | 24737.4331 | -4077.1775 | 4109.5571 | -5544.3856 | -31784.8817 | 5760.6899 | 0
130
131 | Total Revenue Requirements |  | 8298493.0227 | 3934493.35 | 1121693.9324 | 1583115.1258 | 708147.0086 | 548762.1021 | 371542.2834 | 30739.2204 | 0
132 | [10 empty] | 0
133
134 | Return On Rate Base @ Target ROR | 7.47% | 3330832.7393 | 1474251.4985 | 424277.8061 | 692332.0282 | 313064.2527 | 265771.5412 | 160467.4462 | 668.1664 | 0
135 | Total Op. exp. Adjusted for Taxes |  | 4775261.9196 | 2260925.9776 | 672705.8297 | 894904.556 | 390993.2221 | 288551.9451 | 242869.9823 | 24310.4068 | 0
136 | Revenue Credits |  | 192611.4008 | 199410.1657 | 24737.4331 | -4077.1775 | 4109.5571 | -5544.3856 | -31784.8817 | 5760.6899 | 0
137
138 | Total Target Revenue Requirements |  | 8298706.0598 | 3934587.6418 | 1121721.0689 | 1583159.4067 | 708167.0319 | 548779.1007 | 371552.5467 | 30739.2631 | 0
PacifiCorp
Cost Of Service By Rate Schedule - Distribution Poles & Wires
State of Washington
WCA
12 Months Ending June 2018
| A | B | C | D | E | F | G | H | I | J
Chk Total
| DESCRIPTION |  | Washington Jurisdiction Normalized | Residential Schedule 16 | Small General Service Schedule 24 | Large General Service < 1,000 kW Schedule 36 | Large General Service > 1,000 kW Schedule 48 | Large General Dedicated Facilities Schedule 48 | Agricultural Pumping Schedule 40 | Street & Area Lighting Sch. 15, 51-54, 57 | 0
| Operating Revenues |  | 25035251.079 | 12450124.11 | 3918268.7802 | 4427589.2173 | 1911210.8531 | 173255.4276 | 1073586.6884 | 1081216.0024
153 | 12 Months Ending June 2018 A: Operating Expenses
154 | Operation & Maintenance Expenses |  | 8139133.0341 | 4473750.8164 | 1184770.8149 | 1290400.1619 | 562922.6475 | 140021.5154 | 305193.3303 | 182073.7477 | 0
155 | Depreciation Expense |  | 7705096.983 | 4146854.4735 | 1074340.5352 | 1358903.763 | 601999.0135 | 11328.9763 | 348263.289 | 163406.9325 | 0
156 | Amortization Expense |  | 84763.9597 | 51204.0144 | 15404.802 | 9368.9303 | 3344.5912 | -1378.1485 | 5444.0499 | 1375.7204 | 0
157 | Taxes Other Than Income |  | 2964805.3038 | 1686894.2637 | 487754.1583 | 396991.8383 | 154699.4428 | 43368.3455 | 159481.4237 | 35615.8314 | 0
158 | Income Taxes - Federal |  | 456694.2197 | 259846.695 | 75132.9284 | 61152.035 | 23829.6731 | 6680.3957 | 24566.2824 | 5486.2099 | 0
159 | Income Taxes - State |  | 0 | 0 | 0 | 0 | 0 | 0 | 0 | 0 | 0
160 | Income Taxes Deferred |  | -1120787.2294 | -637697.7084 | -184386.0138 | -150075.0764 | -58481.1285 | -16394.5632 | -60288.8638 | -13463.8753 | 0
161 | Investment Tax Credit Adj |  | 0 | 0 | 0 | 0 | 0 | 0 | 0 | 0 | 0
162 | Misc Revenues & Expense |  | 114.2605 | 51.9026 | 14.8838 | 23.6399 | 10.2258 | 9.3333 | 4.1407 | 0.13439 | 0
163
164 | Total Operating Expenses |  | 18229820.5314 | 9980904.4571 | 2653032.1089 | 2966765.2921 | 1288324.4654 | 183635.8546 | 782663.6524 | 374494.701 | 0
165
166
167 | 12 Months Ending June 2018 A: Rate Base :
168 | Electric Plant In Service |  | 265569534.0021 | 147805815.6085 | 36744883.0713 | 43785747.3934 | 19359919.212 | 562205.0784 | 11327173.2162 | 5983790.4222 | 0
169 | Plant Held For Future Use |  | 0 | 0 | 0 | 0 | 0 | 0 | 0 | 0 | 0
170 | Electric Plant Acquisition Adj |  | 0 | 0 | 0 | 0 | 0 | 0 | 0 | 0 | 0
171 | Pensions |  | 0 | 0 | 0 | 0 | 0 | 0 | 0 | 0 | 0
172 | Prepayments |  | 6.4801e-10 | 3.8116e-10 | 1.0657e-10 | 8.0532e-11 | 3.1262e-11 | 6.5865e-12 | 3.3667e-11 | 8.2306e-12 | 0
173 | Fuel Stock |  | 0 | 0 | 0 | 0 | 0 | 0 | 0 | 0 | 0
174 | Materials & Supplies |  | 0 | 0 | 0 | 0 | 0 | 0 | 0 | 0 | 0
175 | Misc Deferred Debits |  | -2.5106e-12 | -1.4106e-12 | -4.1987e-13 | -3.4566e-13 | -1.3446e-13 | -2.8459e-14 | -1.4145e-13 | -3.01e-14 | 0
176 | Cash Working Capital |  | 0 | 0 | 0 | 0 | 0 | 0 | 0 | 0 | 0
177 | Weatherization Loans |  | 0 | 0 | 0 | 0 | 0 | 0 | 0 | 0 | 0
178 | Miscellaneous Rate Base |  | 0 | 0 | 0 | 0 | 0 | 0 | 0 | 0 | 0
179
180 | Total Rate Base Additions |  | 265569534.0021 | 147805815.6085 | 36744883.0713 | 43785747.3934 | 19359919.212 | 562205.0784 | 11327173.2162 | 5983790.4222 | 0
181
182 | 12 Months Ending June 2018 A: Rate Base Deductions :
183 | Accum Provision For Depreciation |  | -137891954.4571 | -74592950.3995 | -19195479.4998 | -24168203.2643 | -10711589.5496 | -172077.1472 | -6179752.3102 | -2871902.2864 | 0
184 | Accum Provision For Amortization |  | -3246825.782 | -1770743.8605 | -527984.9663 | -480491.1389 | -190209.4202 | -67492.4033 | -175328.4009 | -34575.5919 | 0
185 | Accum Deferred Income Taxes |  | -34744369.2974 | -19755184.4897 | -5750481.1801 | -4642228.0409 | -1808517.9149 | -507191.9663 | -1864127.7362 | -416637.9692 | 0
186 | Unamortized ITC |  | -3483.2404 | -1980.46 | -576.5811 | -465.3972 | -181.2893 | -50.8217 | -186.948 | -41.7431 | 0
187 | Customer Advance For Construction |  | -253450.3495 | -103093.6333 | -143237.3467 | -5143.6759 | 0 | 0 | -1975.6935 | 0 | 0
188 | Customer Service Deposits |  | 0 | 0 | 0 | 0 | 0 | 0 | 0 | 0 | 0
189 | Misc Rate Base Deductions |  | -36993.2422 | -20785.217 | -6186.5702 | -5093.1971 | -1981.1766 | -419.3351 | -2084.2414 | -443.5048 | 0
190
191 | Total Rate Base Deductions |  | -176177076.3686 | -96244738.0599 | -25623946.1442 | -29301624.7144 | -12712479.3505 | -747231.6737 | -8223455.3303 | -3323601.0954 | 0
192
193 | Total Rate Base |  | 89392457.6336 | 51561077.5486 | 11120936.9271 | 14484122.679 | 6647439.8615 | -185026.5954 | 3103717.8859 | 2660189.3267 | 0
194
195 | Calculated Return On Rate Base |  |  | 4.789% | 11.38% | 10.09% | 9.37% | 5.61% | 9.373% | 26.57%
196
197 | Return On Rate Base | 7.47% | 6677323.2184 | 3851443.2805 | 830697.4919 | 1081916.4303 | 496541.9422 | -13820.8795 | 231837.5403 | 198707.4125 | 0
198 | Total Operating Expenses |  | 18229820.5314 | 9980904.4571 | 2653032.1089 | 2966765.2921 | 1288324.4654 | 183635.8546 | 782663.6524 | 374494.701 | 0
199 | Revenue Credits |  | 215661.0441 | 319616.7256 | 26853.68 | -39533.9037 | -5698.3517 | -24423.1548 | -72076.5945 | 10922.6432 | 0
200
201 | Total Revenue Requirements |  | 25122804.7938 | 14151964.4632 | 3510583.2808 | 4009147.8187 | 1779168.0559 | 145391.8204 | 942424.5982 | 584124.7567 | 0
202 | [10 empty] | 0
203
204 | Return On Rate Base @ Target ROR | 7.47% | 6677616.5852 | 3851612.4929 | 830733.9885 | 1081963.9641 | 496563.7577 | -13821.4867 | 231847.7261 | 198716.1427 | 0
205 | Total Op. exp. Adjusted for Taxes |  | 18229954.2589 | 9980981.5904 | 2653048.7453 | 2966786.9597 | 1288334.4097 | 183635.5778 | 782668.2954 | 374498.6805 | 0
206 | Revenue Credits |  | 215661.0441 | 319616.7256 | 26853.68 | -39533.9037 | -5698.3517 | -24423.1548 | -72076.5945 | 10922.6432 | 0
207
208 | Total Target Revenue Requirements |  | 25123231.8882 | 14152210.8089 | 3510636.4138 | 4009217.0202 | 1779199.8157 | 145390.9363 | 942439.4269 | 584137.4664 | 0
PacifiCorp
Cost Of Service By Rate Schedule - Distribution Transformers
State of Washington
WCA
12 Months Ending June 2018
| A | B | C | D | E | F | G | H | I | J
Chk Total
| DESCRIPTION |  | Washington Jurisdiction Normalized | Residential Schedule 16 | Small General Service Schedule 24 | Large General Service < 1,000 kW Schedule 36 | Large General Service > 1,000 kW Schedule 48 | Large General Dedicated Facilities Schedule 48 | Agricultural Pumping Schedule 40 | Street & Area Lighting Sch. 15, 51-54, 57 | 0
| Operating Revenues |  | 7858720.2202 | 3628213.7907 | 2214336.8755 | 815874.6459 | 125700.4161 | 13697.5304 | 1041305.5018 | 19591.4597
223 | 12 Months Ending June 2018 A: Operating Expenses
224 | Operation & Maintenance Expenses |  | 306006.8201 | 163537.8458 | 50512.4099 | 44865.3621 | 17666.7376 | 6456.6937 | 18150.4622 | 4817.3088 | 0
225 | Depreciation Expense |  | 3237923.0488 | 1741457.0539 | 750486.6277 | 298326.9517 | 48051.8134 | 2864.4619 | 387535.702 | 9200.4382 | 0
226 | Amortization Expense |  | 41333.0386 | 24968.3652 | 7511.7689 | 4568.5261 | 1630.9068 | -672.0199 | 2654.6557 | 670.8358 | 0
227 | Taxes Other Than Income |  | 1445713.6331 | 822572.0695 | 237841.195 | 193583.205 | 75435.3391 | 21147.496 | 77767.1533 | 17367.1752 | 0
228 | Income Taxes - Federal |  | 212014.2496 | 120630.3905 | 34879.4681 | 28389.0233 | 11062.6105 | 3101.2853 | 11404.5716 | 2546.9004 | 0
229 | Income Taxes - State |  | 0 | 0 | 0 | 0 | 0 | 0 | 0 | 0 | 0
230 | Income Taxes Deferred |  | -511527.65 | -291045.4381 | -84153.8357 | -68494.3129 | -26690.8057 | -7482.4839 | -27515.8567 | -6144.917 | 0
231 | Investment Tax Credit Adj |  | 0 | 0 | 0 | 0 | 0 | 0 | 0 | 0 | 0
232 | Misc Revenues & Expense |  | 55.7163 | 25.309 | 7.2577 | 11.5274 | 4.9863 | 4.5512 | 2.0191 | 0.065532 | 0
233
234 | Total Operating Expenses |  | 4731518.8564 | 2582145.5958 | 997084.8916 | 501250.2826 | 127161.588 | 25419.9844 | 469998.7072 | 28457.8069 | 0
235
236
237 | 12 Months Ending June 2018 A: Rate Base :
238 | Electric Plant In Service |  | 123491969.9343 | 66439321.284 | 28565398.8225 | 11418611.6724 | 1867210.1768 | 118574.9416 | 14723791.9114 | 359061.1255 | 0
239 | Plant Held For Future Use |  | 0 | 0 | 0 | 0 | 0 | 0 | 0 | 0 | 0
240 | Electric Plant Acquisition Adj |  | 0 | 0 | 0 | 0 | 0 | 0 | 0 | 0 | 0
241 | Pensions |  | 0 | 0 | 0 | 0 | 0 | 0 | 0 | 0 | 0
242 | Prepayments |  | 3.1599e-10 | 1.8586e-10 | 5.1966e-11 | 3.927e-11 | 1.5244e-11 | 3.2117e-12 | 1.6417e-11 | 4.0135e-12 | 0
243 | Fuel Stock |  | 0 | 0 | 0 | 0 | 0 | 0 | 0 | 0 | 0
244 | Materials & Supplies |  | 0 | 0 | 0 | 0 | 0 | 0 | 0 | 0 | 0
245 | Misc Deferred Debits |  | -1.2243e-12 | -6.8787e-13 | -2.0474e-13 | -1.6855e-13 | -6.5565e-14 | -1.3877e-14 | -6.8976e-14 | -1.4677e-14 | 0
246 | Cash Working Capital |  | 0 | 0 | 0 | 0 | 0 | 0 | 0 | 0 | 0
247 | Weatherization Loans |  | 0 | 0 | 0 | 0 | 0 | 0 | 0 | 0 | 0
248 | Miscellaneous Rate Base |  | 0 | 0 | 0 | 0 | 0 | 0 | 0 | 0 | 0
249
250 | Total Rate Base Additions |  | 123491969.9343 | 66439321.284 | 28565398.8225 | 11418611.6724 | 1867210.1768 | 118574.9416 | 14723791.9114 | 359061.1255 | 0
251
252 | 12 Months Ending June 2018 A: Rate Base Deductions :
253 | Accum Provision For Depreciation |  | -63337432.1352 | -34045081.7578 | -14733501.4413 | -5798119.1958 | -908076.6762 | -47428.7305 | -7632783.7158 | -172440.6177 | 0
254 | Accum Provision For Amortization |  | -1583233.9112 | -863459.2418 | -257458.7487 | -234299.564 | -92750.8972 | -32910.9934 | -85494.5379 | -16859.9282 | 0
255 | Accum Deferred Income Taxes |  | -16928711.9384 | -9625906.5679 | -2802124.3789 | -2261462.1403 | -880921.7483 | -246953.5998 | -908445.4785 | -202898.0247 | 0
256 | Unamortized ITC |  | -1698.5156 | -965.7221 | -281.1554 | -226.9394 | -88.4012 | -24.7819 | -91.1606 | -20.355 | 0
257 | Customer Advance For Construction |  | -123588.7649 | -50271.0485 | -69846.1328 | -2508.1858 | 0 | 0 | -963.3979 | 0 | 0
258 | Customer Service Deposits |  | 0 | 0 | 0 | 0 | 0 | 0 | 0 | 0 | 0
259 | Misc Rate Base Deductions |  | -18038.8353 | -10135.3946 | -3016.7272 | -2483.571 | -966.0715 | -204.4784 | -1016.3285 | -216.2641 | 0
260
261 | Total Rate Base Deductions |  | -81992704.1005 | -44595819.7327 | -17866228.5844 | -8299099.5962 | -1882803.7944 | -327522.584 | -8628794.6191 | -392435.1897 | 0
262
263 | Total Rate Base |  | 41499265.8337 | 21843501.5513 | 10699170.2381 | 3119512.0761 | -15593.6176 | -208947.6423 | 6094997.2923 | -33374.0642 | 0
264
265 | Calculated Return On Rate Base |  |  | 4.789% | 11.38% | 10.09% | 9.37% | 5.61% | 9.373% | 26.57%
266
267 | Return On Rate Base | 7.47% | 3099858.9661 | 1631637.8802 | 799192.9044 | 233017.3145 | -1164.7921 | -15607.7032 | 455276.2953 | -2492.9331 | 0
268 | Total Operating Expenses |  | 4731518.8564 | 2582145.5958 | 997084.8916 | 501250.2826 | 127161.588 | 25419.9844 | 469998.7072 | 28457.8069 | 0
269 | Revenue Credits |  | 89803.9266 | 143528.4461 | 11090.7743 | -20250.2938 | -3488.5464 | -12143.2166 | -33966.0386 | 5032.8016 | 0
270
271 | Total Revenue Requirements |  | 7921181.7491 | 4357311.9222 | 1807368.5703 | 714017.3033 | 122508.2495 | -2330.9354 | 891308.9639 | 30997.6754 | 0
272 | [10 empty] | 0
273
274 | Return On Rate Base @ Target ROR | 7.47% | 3099995.1578 | 1631709.5659 | 799228.0168 | 233027.5521 | -1164.8432 | -15608.3889 | 455296.2977 | -2493.0426 | 0
275 | Total Op. exp. Adjusted for Taxes |  | 4731580.9377 | 2582178.2728 | 997100.8971 | 501254.9493 | 127161.5646 | 25419.6718 | 470007.8251 | 28457.7569 | 0
276 | Revenue Credits |  | 89803.9266 | 143528.4461 | 11090.7743 | -20250.2938 | -3488.5464 | -12143.2166 | -33966.0386 | 5032.8016 | 0
277
278 | Total Target Revenue Requirements |  | 7921380.022 | 4357416.2849 | 1807419.6882 | 714032.2076 | 122508.175 | -2331.9337 | 891338.0842 | 30997.5159 | 0
PacifiCorp
Cost Of Service By Rate Schedule - Distribution Services
State of Washington
WCA
12 Months Ending June 2018
| A | B | C | D | E | F | G | H | I | J
Chk Total
| DESCRIPTION |  | Washington Jurisdiction Normalized | Residential Schedule 16 | Small General Service Schedule 24 | Large General Service < 1,000 kW Schedule 36 | Large General Service > 1,000 kW Schedule 48 | Large General Dedicated Facilities Schedule 48 | Agricultural Pumping Schedule 40 | Street & Area Lighting Sch. 15, 51-54, 57 | 0
| Operating Revenues |  | 4418545.4397 | 2808655.8787 | 1181242.0684 | 320520.5108 | 91322.7782 | 8211.5143 | 17507.5333 | -8914.8441
293 | 12 Months Ending June 2018 A: Operating Expenses
294 | Operation & Maintenance Expenses |  | 135515.6184 | 72370.3639 | 19599.6205 | 22107.4782 | 9595.6391 | 3669.1185 | 5515.2181 | 2658.1802 | 0
295 | Depreciation Expense |  | 1752812.5099 | 1257149.5819 | 348543.835 | 104968.9387 | 30710.1688 | 1627.7759 | 8090.6118 | 1721.5978 | 0
296 | Amortization Expense |  | 23488.1542 | 14188.6692 | 4268.6817 | 2596.1373 | 926.7886 | -381.8859 | 1508.5501 | 381.2131 | 0
297 | Taxes Other Than Income |  | 821549.6822 | 467439.6138 | 135157.0281 | 110006.7239 | 42867.3269 | 12017.3997 | 44192.4172 | 9869.1725 | 0
298 | Income Taxes - Federal |  | 149217.6348 | 84900.8102 | 24548.4996 | 19980.4632 | 7785.9699 | 2182.714 | 8026.6454 | 1792.5326 | 0
299 | Income Taxes - State |  | 0 | 0 | 0 | 0 | 0 | 0 | 0 | 0 | 0
300 | Income Taxes Deferred |  | -290202.8263 | -165117.582 | -47742.641 | -38858.5899 | -15142.3824 | -4245.006 | -15610.455 | -3486.1699 | 0
301 | Investment Tax Credit Adj |  | 0 | 0 | 0 | 0 | 0 | 0 | 0 | 0 | 0
302 | Misc Revenues & Expense |  | 31.6617 | 14.3822 | 4.1243 | 6.5506 | 2.8336 | 2.5863 | 1.1474 | 0.037239 | 0
303
304 | Total Operating Expenses |  | 2592412.4348 | 1730945.8392 | 484379.1483 | 220807.7021 | 76746.3445 | 14872.7024 | 51724.135 | 12936.5635 | 0
305
306
307 | 12 Months Ending June 2018 A: Rate Base :
308 | Electric Plant In Service |  | 70176268.8901 | 50298700.791 | 13947714.6669 | 4219110.3604 | 1237182.7159 | 67382.0896 | 334912.4024 | 71265.8639 | 0
309 | Plant Held For Future Use |  | 0 | 0 | 0 | 0 | 0 | 0 | 0 | 0 | 0
310 | Electric Plant Acquisition Adj |  | 0 | 0 | 0 | 0 | 0 | 0 | 0 | 0 | 0
311 | Pensions |  | 0 | 0 | 0 | 0 | 0 | 0 | 0 | 0 | 0
312 | Prepayments |  | 1.7956e-10 | 1.0562e-10 | 2.9531e-11 | 2.2316e-11 | 8.6627e-12 | 1.8251e-12 | 9.3291e-12 | 2.2807e-12 | 0
313 | Fuel Stock |  | 0 | 0 | 0 | 0 | 0 | 0 | 0 | 0 | 0
314 | Materials & Supplies |  | 0 | 0 | 0 | 0 | 0 | 0 | 0 | 0 | 0
315 | Misc Deferred Debits |  | -6.957e-13 | -3.9089e-13 | -1.1635e-13 | -9.5784e-14 | -3.7258e-14 | -7.8861e-15 | -3.9197e-14 | -8.3406e-15 | 0
316 | Cash Working Capital |  | 0 | 0 | 0 | 0 | 0 | 0 | 0 | 0 | 0
317 | Weatherization Loans |  | 0 | 0 | 0 | 0 | 0 | 0 | 0 | 0 | 0
318 | Miscellaneous Rate Base |  | 0 | 0 | 0 | 0 | 0 | 0 | 0 | 0 | 0
319
320 | Total Rate Base Additions |  | 70176268.8901 | 50298700.791 | 13947714.6669 | 4219110.3604 | 1237182.7159 | 67382.0896 | 334912.4024 | 71265.8639 | 0
321
322 | 12 Months Ending June 2018 A: Rate Base Deductions :
323 | Accum Provision For Depreciation |  | -30367724.754 | -21798944.3266 | -6042366.3774 | -1809262.7647 | -527732.1198 | -26952.1277 | -133961.4412 | -28505.5966 | 0
324 | Accum Provision For Amortization |  | -899697.7595 | -490674.3974 | -146305.0139 | -133144.4402 | -52707.1671 | -18702.1935 | -48583.626 | -9580.9214 | 0
325 | Accum Deferred Income Taxes |  | -9619823.1066 | -5469974.7667 | -1592324.7226 | -1285081.4007 | -500584.5928 | -140330.2681 | -516230.9808 | -115296.3749 | 0
326 | Unamortized ITC |  | -965.2084 | -548.7869 | -159.771 | -128.9619 | -50.2354 | -14.0827 | -51.8034 | -11.5671 | 0
327 | Customer Advance For Construction |  | -70231.2741 | -28567.3199 | -39691.1718 | -1425.3163 | 0 | 0 | -547.4661 | 0 | 0
328 | Customer Service Deposits |  | 0 | 0 | 0 | 0 | 0 | 0 | 0 | 0 | 0
329 | Misc Rate Base Deductions |  | -10250.854 | -5759.5986 | -1714.3031 | -1411.3286 | -548.9854 | -116.1981 | -577.5448 | -122.8955 | 0
330
331 | Total Rate Base Deductions |  | -40968692.9567 | -27794469.196 | -7822561.3599 | -3230454.2124 | -1081623.1006 | -186114.8701 | -699952.8623 | -153517.3554 | 0
332
333 | Total Rate Base |  | 29207575.9335 | 22504231.595 | 6125153.3071 | 988656.148 | 155559.6153 | -118732.7805 | -365040.4599 | -82251.4915 | 0
334
335 | Calculated Return On Rate Base |  |  | 4.789% | 11.38% | 10.09% | 9.37% | 5.61% | 9.373% | 26.57%
336
337 | Return On Rate Base | 7.47% | 2181710.0692 | 1680992.2461 | 457528.8506 | 73849.3697 | 11619.7927 | -8868.949 | -27267.3244 | -6143.9165 | 0
338 | Total Operating Expenses |  | 2592412.4348 | 1730945.8392 | 484379.1483 | 220807.7021 | 76746.3445 | 14872.7024 | 51724.135 | 12936.5635 | 0
339 | Revenue Credits |  | 92351.3422 | 114720.83 | 11693.4317 | -8890.9437 | -72.5352 | -6271.3634 | -22477.2889 | 3649.2116 | 0
340
341 | Total Revenue Requirements |  | 4866473.8463 | 3526658.9152 | 953601.4306 | 285766.1281 | 88293.602 | -267.6101 | 1979.5218 | 10441.8586 | 0
342 | [10 empty] | 0
343
344 | Return On Rate Base @ Target ROR | 7.47% | 2181805.9222 | 1681066.1001 | 457548.952 | 73852.6143 | 11620.3033 | -8869.3387 | -27268.5224 | -6144.1864 | 0
345 | Total Op. exp. Adjusted for Taxes |  | 2592456.1282 | 1730979.5046 | 484388.3113 | 220809.181 | 76746.5772 | 14872.5248 | 51723.5889 | 12936.4404 | 0
346 | Revenue Credits |  | 92351.3422 | 114720.83 | 11693.4317 | -8890.9437 | -72.5352 | -6271.3634 | -22477.2889 | 3649.2116 | 0
347
348 | Total Target Revenue Requirements |  | 4866613.3926 | 3526766.4347 | 953630.695 | 285770.8516 | 88294.3453 | -268.1774 | 1977.7777 | 10441.4657 | 0
PacifiCorp
Cost Of Service By Rate Schedule - Distribution Meters
State of Washington
WCA
12 Months Ending June 2018
| A | B | C | D | E | F | G | H | I | J
Chk Total
| DESCRIPTION |  | Washington Jurisdiction Normalized | Residential Schedule 16 | Small General Service Schedule 24 | Large General Service < 1,000 kW Schedule 36 | Large General Service > 1,000 kW Schedule 48 | Large General Dedicated Facilities Schedule 48 | Agricultural Pumping Schedule 40 | Street & Area Lighting Sch. 15, 51-54, 57 | 0
| Operating Revenues |  | 1412992.6298 | 850801.3967 | 292778.6442 | 128869.6097 | 25856.4569 | 12139.78 | 90273.9762 | 12272.766
363 | 12 Months Ending June 2018 A: Operating Expenses
364 | Operation & Maintenance Expenses |  | 313287.345 | 197334.0986 | 50560.3642 | 25232.6277 | 5848.8441 | 3072.0725 | 16632.0938 | 14607.2442 | 0
365 | Depreciation Expense |  | 535485.338 | 356703.2133 | 91669.3849 | 42699.6185 | 8848.6471 | 4676.2399 | 30542.3245 | 345.9099 | 0
366 | Amortization Expense |  | 4719.3288 | 2850.8411 | 857.6797 | 521.6257 | 186.2139 | -76.73 | 303.1036 | 76.5948 | 0
367 | Taxes Other Than Income |  | 165068.8714 | 93919.7363 | 27156.2616 | 22102.9673 | 8613.0655 | 2414.5814 | 8879.3077 | 1982.9515 | 0
368 | Income Taxes - Federal |  | 33195.9205 | 18887.5835 | 5461.2181 | 4444.9831 | 1732.1172 | 485.5807 | 1785.6595 | 398.7784 | 0
369 | Income Taxes - State |  | 0 | 0 | 0 | 0 | 0 | 0 | 0 | 0 | 0
370 | Income Taxes Deferred |  | -61716.6021 | -35115.0822 | -10153.2904 | -8263.9448 | -3220.287 | -902.7733 | -3319.8307 | -741.3937 | 0
371 | Investment Tax Credit Adj |  | 0 | 0 | 0 | 0 | 0 | 0 | 0 | 0 | 0
372 | Misc Revenues & Expense |  | 6.3616 | 2.8897 | 0.82867 | 1.3162 | 0.56933 | 0.51964 | 0.23054 | 0.0074823 | 0
373
374 | Total Operating Expenses |  | 990046.5632 | 634583.2803 | 165552.4466 | 86739.1937 | 22009.1702 | 9669.4909 | 54822.889 | 16670.0925 | 0
375
376
377 | 12 Months Ending June 2018 A: Rate Base :
378 | Electric Plant In Service |  | 14100081.5326 | 9344599.0766 | 2411967.2421 | 1150957.2408 | 250008.55 | 124327.6245 | 803902.7915 | 14319.0071 | 0
379 | Plant Held For Future Use |  | 0 | 0 | 0 | 0 | 0 | 0 | 0 | 0 | 0
380 | Electric Plant Acquisition Adj |  | 0 | 0 | 0 | 0 | 0 | 0 | 0 | 0 | 0
381 | Pensions |  | 0 | 0 | 0 | 0 | 0 | 0 | 0 | 0 | 0
382 | Prepayments |  | 3.6079e-11 | 2.1222e-11 | 5.9334e-12 | 4.4837e-12 | 1.7405e-12 | 3.6671e-13 | 1.8744e-12 | 4.5825e-13 | 0
383 | Fuel Stock |  | 0 | 0 | 0 | 0 | 0 | 0 | 0 | 0 | 0
384 | Materials & Supplies |  | 0 | 0 | 0 | 0 | 0 | 0 | 0 | 0 | 0
385 | Misc Deferred Debits |  | -1.3978e-13 | -7.8539e-14 | -2.3377e-14 | -1.9245e-14 | -7.4861e-15 | -1.5845e-15 | -7.8755e-15 | -1.6758e-15 | 0
386 | Cash Working Capital |  | 0 | 0 | 0 | 0 | 0 | 0 | 0 | 0 | 0
387 | Weatherization Loans |  | 0 | 0 | 0 | 0 | 0 | 0 | 0 | 0 | 0
388 | Miscellaneous Rate Base |  | 0 | 0 | 0 | 0 | 0 | 0 | 0 | 0 | 0
389
390 | Total Rate Base Additions |  | 14100081.5326 | 9344599.0766 | 2411967.2421 | 1150957.2408 | 250008.55 | 124327.6245 | 803902.7915 | 14319.0071 | 0
391
392 | 12 Months Ending June 2018 A: Rate Base Deductions :
393 | Accum Provision For Depreciation |  | -5471072.3369 | -3624288.1174 | -935824.7016 | -447466.7366 | -97567.2573 | -48280.5779 | -311917.4937 | -5727.4523 | 0
394 | Accum Provision For Amortization |  | -180770.6788 | -98588.1569 | -29396.1571 | -26751.8848 | -10590.1235 | -3757.7155 | -9761.606 | -1925.035 | 0
395 | Accum Deferred Income Taxes |  | -1934167.4915 | -1099750.9451 | -320126.2753 | -258418.1424 | -100672.5507 | -28231.3257 | -103776.6502 | -23191.6022 | 0
396 | Unamortized ITC |  | -193.9333 | -110.2643 | -32.1018 | -25.9115 | -10.0935 | -2.8296 | -10.4085 | -2.3241 | 0
397 | Customer Advance For Construction |  | -14111.1334 | -5739.854 | -7974.9005 | -286.3799 | 0 | 0 | -109.999 | 0 | 0
398 | Customer Service Deposits |  | 0 | 0 | 0 | 0 | 0 | 0 | 0 | 0 | 0
399 | Misc Rate Base Deductions |  | -2059.6404 | -1157.2403 | -344.4443 | -283.5695 | -110.3042 | -23.347 | -116.0425 | -24.6926 | 0
400
401 | Total Rate Base Deductions |  | -7602375.2143 | -4829634.5781 | -1293698.5805 | -733232.6247 | -208950.3292 | -80295.7956 | -425692.1999 | -30871.1062 | 0
402
403 | Total Rate Base |  | 6497706.3183 | 4514964.4985 | 1118268.6616 | 417724.6161 | 41058.2208 | 44031.8288 | 378210.5917 | -16552.0991 | 0
404
405 | Calculated Return On Rate Base |  |  | 4.789% | 11.38% | 10.09% | 9.37% | 5.61% | 9.373% | 26.57%
406
407 | Return On Rate Base | 7.47% | 485357.3379 | 337253.0309 | 83530.9991 | 31202.6579 | 3066.9143 | 3289.0331 | 28251.09 | -1236.3875 | 0
408 | Total Operating Expenses |  | 990046.5632 | 634583.2803 | 165552.4466 | 86739.1937 | 22009.1702 | 9669.4909 | 54822.889 | 16670.0925 | 0
409 | Revenue Credits |  | 23177.5177 | 26759.264 | 2952.5187 | -1493.7077 | 199.0664 | -1189.6823 | -4871.4398 | 821.4983 | 0
410
411 | Total Revenue Requirements |  | 1498581.4188 | 998595.5752 | 252035.9645 | 116448.144 | 25275.151 | 11768.8417 | 78202.5392 | 16255.2033 | 0
412 | [10 empty] | 0
413
414 | Return On Rate Base @ Target ROR | 7.47% | 485378.662 | 337267.848 | 83534.669 | 31204.0288 | 3067.0491 | 3289.1776 | 28252.3312 | -1236.4418 | 0
415 | Total Op. exp. Adjusted for Taxes |  | 990056.2835 | 634590.0345 | 165554.1195 | 86739.8186 | 22009.2316 | 9669.5568 | 54823.4548 | 16670.0678 | 0
416 | Revenue Credits |  | 23177.5177 | 26759.264 | 2952.5187 | -1493.7077 | 199.0664 | -1189.6823 | -4871.4398 | 821.4983 | 0
417
418 | Total Target Revenue Requirements |  | 1498612.4632 | 998617.1465 | 252041.3073 | 116450.1398 | 25275.3471 | 11769.0521 | 78204.3462 | 16255.1242 | 0

## Customer Summary
Customer Summary
PacifiCorp
Cost Of Service By Rate Schedule - Customer Function
State of Washington
WCA
12 Months Ending June 2018
| A | B | C | D | E | F | G | H | I | J
Chk Total
| DESCRIPTION |  | Washington Jurisdiction Normalized | Residential Schedule 16 | Small General Service Schedule 24 | Large General Service < 1,000 kW Schedule 36 | Large General Service > 1,000 kW Schedule 48 | Large General Dedicated Facilities Schedule 48 | Agricultural Pumping Schedule 40 | Street & Area Lighting Sch. 15, 51-54, 57 | 0
13 | 12 Months Ending June 2018 A: Operating Expenses
14 | Operation & Maintenance Expenses |  | 6728508.606 | 5393854.9697 | 841897.1978 | 185918.3112 | 71220.7321 | 47222.359 | 104388.2811 | 84006.7553 | 0
15 | Depreciation Expense |  | 78664.364 | 64191.3018 | 11047.0785 | 656.8754 | 180.5639 | 2.5826 | 1101.9952 | 1483.9666 | 0
16 | Amortization Expense |  | 533631.2674 | 435451.1245 | 74939.4798 | 4456.011 | 1224.8816 | 17.5192 | 7475.5461 | 10066.7053 | 0
17 | Taxes Other Than Income |  | 158038.7398 | 110602.7701 | 12556.7466 | 21678.5126 | 5020.561 | 7.3933 | 11107.6296 | -2934.8733 | 0
18 | Income Taxes - Federal |  | -299339.5949 | -209491.5996 | -23783.6079 | -41061.0536 | -9509.3942 | -14.0035 | -21038.85 | 5558.9141 | 0
19 | Income Taxes - State |  | 0 | 0 | 0 | 0 | 0 | 0 | 0 | 0 | 0
20 | Income Taxes Deferred |  | -17548.2526 | -12281.0733 | -1394.2718 | -2407.1314 | -557.4714 | -0.82093 | -1233.3652 | 325.8815 | 0
21 | Investment Tax Credit Adj |  | 0 | 0 | 0 | 0 | 0 | 0 | 0 | 0 | 0
22 | Misc Revenues & Expense |  | 41261.87 | 31674.0517 | 2910.4777 | 3624.7832 | 1511.2661 | 1187.5658 | 353.7255 | 0 | 0
23
24 | Total Operating Expenses |  | 7223216.9998 | 5814001.5449 | 918173.1006 | 172866.3083 | 69091.139 | 48422.5953 | 102154.9622 | 98507.3494 | 0
25
26
27 | 12 Months Ending June 2018 A: Rate Base :
28 | Electric Plant In Service |  | 12767429.3026 | 10418413.9612 | 1792969.3572 | 106612.5776 | 29305.9839 | 419.1559 | 178856.6605 | 240851.6064 | 0
29 | Plant Held For Future Use |  | 0 | 0 | 0 | 0 | 0 | 0 | 0 | 0 | 0
30 | Electric Plant Acquisition Adj |  | 0 | 0 | 0 | 0 | 0 | 0 | 0 | 0 | 0
31 | Pensions |  | 0 | 0 | 0 | 0 | 0 | 0 | 0 | 0 | 0
32 | Prepayments |  | 3.5798e-12 | 2.9212e-12 | 5.0272e-13 | 2.9893e-14 | 8.217e-15 | 1.1753e-16 | 5.0149e-14 | 6.7531e-14 | 0
33 | Fuel Stock |  | 0 | 0 | 0 | 0 | 0 | 0 | 0 | 0 | 0
34 | Materials & Supplies |  | 0 | 0 | 0 | 0 | 0 | 0 | 0 | 0 | 0
35 | Misc Deferred Debits |  | -2.5713e-12 | -1.2152e-12 | -3.663e-13 | -4.973e-13 | -2.0776e-13 | -1.5979e-13 | -1.1285e-13 | -1.2072e-14 | 0
36 | Cash Working Capital |  | 0 | 0 | 0 | 0 | 0 | 0 | 0 | 0 | 0
37 | Weatherization Loans |  | 0 | 0 | 0 | 0 | 0 | 0 | 0 | 0 | 0
38 | Miscellaneous Rate Base |  | 0 | 0 | 0 | 0 | 0 | 0 | 0 | 0 | 0
39
40 | Total Rate Base Additions |  | 12767429.3026 | 10418413.9612 | 1792969.3572 | 106612.5776 | 29305.9839 | 419.1559 | 178856.6605 | 240851.6064 | 0
41
42 | 12 Months Ending June 2018 A: Rate Base Deductions :
43 | Accum Provision For Depreciation |  | -496943.4648 | -405513.3268 | -69787.2989 | -4149.6548 | -1140.6695 | -16.3147 | -6961.5932 | -9374.607 | 0
44 | Accum Provision For Amortization |  | -8926856.0664 | -7284448.5501 | -1253625.8477 | -74542.4245 | -20490.4444 | -293.0695 | -125054.7488 | -168400.9813 | 0
45 | Accum Deferred Income Taxes |  | -1866725.6562 | -1523037.1833 | -261895.4859 | -15908.4004 | -4422.6538 | -177.428 | -26175.661 | -35108.8438 | 0
46 | Unamortized ITC |  | 0 | 0 | 0 | 0 | 0 | 0 | 0 | 0 | 0
47 | Customer Advance For Construction |  | 0 | 0 | 0 | 0 | 0 | 0 | 0 | 0 | 0
48 | Customer Service Deposits |  | -2923125.3483 | -2217546.9565 | -322568.2057 | -210393.3632 | -49195.6467 | 0 | -122311.1892 | -1109.987 | 0
49 | Misc Rate Base Deductions |  | 0 | 0 | 0 | 0 | 0 | 0 | 0 | 0 | 0
50
51 | Total Rate Base Deductions |  | -14213650.5358 | -11430546.0168 | -1907876.8382 | -304993.8429 | -75249.4144 | -486.8122 | -280503.1922 | -213994.4191 | 0
52
53 | Total Rate Base |  | -1446221.2332 | -1012132.0556 | -114907.481 | -198381.2654 | -45943.4305 | -67.6563 | -101646.5317 | 26857.1873 | 0
54
55 | Calculated Return On Rate Base |  |  | 4.789% | 11.38% | 10.09% | 9.37% | 5.61% | 9.373% | 26.57%
56
57 | Return On Rate Base | 7.47% | -108027.9799 | -75602.943 | -8583.2117 | -14818.4295 | -3431.8235 | -5.0537 | -7592.6623 | 2006.1438 | 0
58 | Total Operating Expenses |  | 7223216.9998 | 5814001.5449 | 918173.1006 | 172866.3083 | 69091.139 | 48422.5953 | 102154.9622 | 98507.3494 | 0
59 | Revenue Credits |  | -645833.5721 | -501344.7523 | -47106.0005 | -67368.5637 | -16836.0083 | -3182.0153 | -6270.4978 | -3725.7342 | 0
60
61 | Total Revenue Requirements |  | 6469355.4478 | 5237053.8496 | 862483.8884 | 90679.3151 | 48823.3072 | 45235.5263 | 88291.8021 | 96787.759 | 0
62 | [10 empty] | 0
63
64 | Return On Rate Base @ Target ROR | 7.47% | -108032.7261 | -75606.2646 | -8583.5888 | -14819.0805 | -3431.9743 | -5.0539 | -7592.9959 | 2006.2319 | 0
65 | Total Op. exp. Adjusted for Taxes |  | 7223214.8363 | 5814000.0308 | 918172.9287 | 172866.0115 | 69091.0703 | 48422.5952 | 102154.8101 | 98507.3896 | 0
66 | Revenue Credits |  | -645833.5721 | -501344.7523 | -47106.0005 | -67368.5637 | -16836.0083 | -3182.0153 | -6270.4978 | -3725.7342 | 0
67
68 | Total Target Revenue Requirements |  | 6469348.5381 | 5237049.0139 | 862483.3394 | 90678.3673 | 48823.0877 | 45235.526 | 88291.3164 | 96787.8873 | 0
Generation Demand Summary

## Common Summary
Common Summary
PacifiCorp
Cost Of Service By Rate Schedule - Common Function
State of Washington
WCA
12 Months Ending June 2018
| A | B | C | D | E | F | G | H | I | J
Chk Total
| DESCRIPTION |  | Washington Jurisdiction Normalized | Residential Schedule 16 | Small General Service Schedule 24 | Large General Service < 1,000 kW Schedule 36 | Large General Service > 1,000 kW Schedule 48 | Large General Dedicated Facilities Schedule 48 | Agricultural Pumping Schedule 40 | Street & Area Lighting Sch. 15, 51-54, 57 | 0
13 | 12 Months Ending June 2018 A: Operating Expenses
14 | Operation & Maintenance Expenses |  | 8331321.2543 | 3899661.3403 | 1194075.2351 | 1629284.9879 | 680185.1406 | 528309.5767 | 358286.3058 | 41518.6679 | 0
15 | Depreciation Expense |  | 0 | 0 | 0 | 0 | 0 | 0 | 0 | 0 | 0
16 | Amortization Expense |  | 0 | 0 | 0 | 0 | 0 | 0 | 0 | 0 | 0
17 | Taxes Other Than Income |  | 0 | 0 | 0 | 0 | 0 | 0 | 0 | 0 | 0
18 | Income Taxes - Federal |  | 879356.6831 | 411593.9864 | 126030.4529 | 171973.5445 | 71794.8178 | 55766.4795 | 37815.821 | 4381.5811 | 0
19 | Income Taxes - State |  | 0 | 0 | 0 | 0 | 0 | 0 | 0 | 0 | 0
20 | Income Taxes Deferred |  | -41848.7135 | -19587.8182 | -5997.8077 | -8184.2462 | -3416.7259 | -2653.9349 | -1799.6605 | -208.5201 | 0
21 | Investment Tax Credit Adj |  | 0 | 0 | 0 | 0 | 0 | 0 | 0 | 0 | 0
22 | Misc Revenues & Expense |  | 0 | 0 | 0 | 0 | 0 | 0 | 0 | 0 | 0
23
24 | Total Operating Expenses |  | 9168829.2239 | 4291667.5085 | 1314107.8802 | 1793074.2862 | 748563.2326 | 581422.1212 | 394302.4664 | 45691.7288 | 0
25
26
27 | 12 Months Ending June 2018 A: Rate Base :
28 | Electric Plant In Service |  | 0 | 0 | 0 | 0 | 0 | 0 | 0 | 0 | 0
29 | Plant Held For Future Use |  | 0 | 0 | 0 | 0 | 0 | 0 | 0 | 0 | 0
30 | Electric Plant Acquisition Adj |  | 0 | 0 | 0 | 0 | 0 | 0 | 0 | 0 | 0
31 | Pensions |  | 0 | 0 | 0 | 0 | 0 | 0 | 0 | 0 | 0
32 | Prepayments |  | 0 | 0 | 0 | 0 | 0 | 0 | 0 | 0 | 0
33 | Fuel Stock |  | 0 | 0 | 0 | 0 | 0 | 0 | 0 | 0 | 0
34 | Materials & Supplies |  | 0 | 0 | 0 | 0 | 0 | 0 | 0 | 0 | 0
35 | Misc Deferred Debits |  | -2.4996e-12 | -1.1814e-12 | -3.5608e-13 | -4.8344e-13 | -2.0196e-13 | -1.5534e-13 | -1.0971e-13 | -1.1735e-14 | 0
36 | Cash Working Capital |  | 29192135.1756 | 13664032.0916 | 4183922.8866 | 5708855.3131 | 2383302.2355 | 1851145.1072 | 1255400.1883 | 145477.3532 | 0
37 | Weatherization Loans |  | 6334.9556 | 2680.2752 | 836.859 | 1414.9471 | 598.2286 | 544.7092 | 249.7116 | 10.2249 | 0
38 | Miscellaneous Rate Base |  | 0 | 0 | 0 | 0 | 0 | 0 | 0 | 0 | 0
39
40 | Total Rate Base Additions |  | 29198470.1312 | 13666712.3669 | 4184759.7457 | 5710270.2602 | 2383900.4641 | 1851689.8164 | 1255649.8999 | 145487.578 | 0
41
42 | 12 Months Ending June 2018 A: Rate Base Deductions :
43 | Accum Provision For Depreciation |  | 0 | 0 | 0 | 0 | 0 | 0 | 0 | 0 | 0
44 | Accum Provision For Amortization |  | 0 | 0 | 0 | 0 | 0 | 0 | 0 | 0 | 0
45 | Accum Deferred Income Taxes |  | -16162.8934 | -7565.4039 | -2316.5246 | -3160.8383 | -1319.5698 | -1024.9288 | -695.081 | -80.5469 | 0
46 | Unamortized ITC |  | 0 | 0 | 0 | 0 | 0 | 0 | 0 | 0 | 0
47 | Customer Advance For Construction |  | 0 | 0 | 0 | 0 | 0 | 0 | 0 | 0 | 0
48 | Customer Service Deposits |  | 0 | 0 | 0 | 0 | 0 | 0 | 0 | 0 | 0
49 | Misc Rate Base Deductions |  | 0 | 0 | 0 | 0 | 0 | 0 | 0 | 0 | 0
50
51 | Total Rate Base Deductions |  | -16162.8934 | -7565.4039 | -2316.5246 | -3160.8383 | -1319.5698 | -1024.9288 | -695.081 | -80.5469 | 0
52
53 | Total Rate Base |  | 29182307.2377 | 13659146.9629 | 4182443.221 | 5707109.4219 | 2382580.8943 | 1850664.8876 | 1254954.8189 | 145407.0311 | 0
54
55 | Calculated Return On Rate Base |  |  | 4.789% | 11.38% | 10.09% | 9.37% | 5.61% | 9.373% | 26.57%
56
57 | Return On Rate Base | 7.47% | 2179822.5806 | 1020293.4517 | 312414.7827 | 426302.3443 | 177970.9737 | 138238.5936 | 93741.0065 | 10861.428 | 0
58 | Total Operating Expenses |  | 9168829.2239 | 4291667.5085 | 1314107.8802 | 1793074.2862 | 748563.2326 | 581422.1212 | 394302.4664 | 45691.7288 | 0
59 | Revenue Credits |  | 592509.6433 | 275007.7694 | 84339.4202 | 117311.5694 | 49036.1192 | 38741.5821 | 25294.957 | 2778.2259 | 0
60
61 | Total Revenue Requirements |  | 11941161.4478 | 5586968.7296 | 1710862.0832 | 2336688.2 | 975570.3255 | 758402.2969 | 513338.4299 | 59331.3828 | 0
62 | [10 empty] | 0
63
64 | Return On Rate Base @ Target ROR | 7.47% | 2179918.3507 | 1020338.2781 | 312428.5086 | 426321.0738 | 177978.7928 | 138244.6671 | 93745.125 | 10861.9052 | 0
65 | Total Op. exp. Adjusted for Taxes |  | 9168872.8795 | 4291687.942 | 1314114.137 | 1793082.8238 | 748566.7968 | 581424.8897 | 394304.3437 | 45691.9464 | 0
66 | Revenue Credits |  | 592509.6433 | 275007.7694 | 84339.4202 | 117311.5694 | 49036.1192 | 38741.5821 | 25294.957 | 2778.2259 | 0
67
68 | Total Target Revenue Requirements |  | 11941300.8735 | 5587033.9895 | 1710882.0659 | 2336715.4671 | 975581.7088 | 758411.1389 | 513344.4257 | 59332.0775 | 0
Generation Demand Summary

## G+T+D+C+CO
G+T+D+C+CO |  |  | - | Results of Operations - Gn+Tr+Dist+Cust+Comm - TOTAL Unbundled
PacifiCorp
3 | Cost Of Service By Rate Schedule
4 | State of Washington
5 | WCA
6 | 12 Months Ending June 2018
7
8
9 |  | A |  | B | C | D | E | F | G | H | I | J | K | Chk Total
12 |  |  |  | DESCRIPTION |  | Washington Jurisdiction Normalized | Residential Schedule 16 | Small General Service Schedule 24 | Large General Service < 1,000 kW Schedule 36 | Large General Service > 1,000 kW Schedule 48 | Large General Dedicated Facilities Schedule 48 | Agricultural Pumping Schedule 40 | Street & Area Lighting Sch. 15, 51-54, 57 | 0
13
12 |  |  |  | Operating Revenues |  | 365052734.0749 | 155081212.3515 | 54113361.3869 | 79346373.0052 | 33028981.3868 | 26209851.9506 | 15315441.2903 | 1957512.7036 | 0
13
14 |  |  |  | Operating Expenses
15 |  |  |  | Operation & Maintenance Expenses |  | 211920126.8749 | 94289631.8193 | 28192399.9423 | 44734545.6841 | 18984661.4457 | 16927603.4932 | 8147746.729 | 643537.7614 | 0
16 |  |  |  | Depreciation Expense |  | 49091264.8894 | 23005102.8967 | 6997561.5451 | 9622776.415 | 4018500.5617 | 3030005.1078 | 2184689.4375 | 232628.9257 | 0
17 |  |  |  | Amortization Expense |  | 5153465.7729 | 2455455.4534 | 692677.7598 | 998562.3986 | 422067.916 | 373810.2563 | 190959.5029 | 19932.4858 | 0
18 |  |  |  | Taxes Other Than Income |  | 23162007.0054 | 10941092.7855 | 3245063.5084 | 4501789.3006 | 1882858.2256 | 1503823.2451 | 990198.6492 | 97181.291 | 0
19 |  |  |  | Income Taxes - Federal |  | 16249415.367 | 6992055.3882 | 2206933.9514 | 3532689.4214 | 1495980.3238 | 1325785.6187 | 649592.7031 | 46377.9605 | 0
20 |  |  |  | Income Taxes - State |  | 0 | 0 | 0 | 0 | 0 | 0 | 0 | 0 | 0
21 |  |  |  | Income Taxes Deferred |  | -1584208.0158 | -990870.5485 | -285338.2886 | -156658.9707 | -53893.5789 | 28224.5264 | -98896.7904 | -26774.3651 | 0
22 |  |  |  | Investment Tax Credit Adj |  | 0 | 0 | 0 | 0 | 0 | 0 | 0 | 0 | 0
23 |  |  |  | Misc Revenues & Expense |  | 41451.0034 | 31759.9651 | 2935.1146 | 3663.9138 | 1528.1927 | 1203.0151 | 360.5796 | 0.22245 | 0
24
25 |  |  |  | Total Operating Expenses |  | 304033522.8972 | 136724227.7597 | 41052233.5329 | 63237368.163 | 26751703.0866 | 23190455.2626 | 12064650.8108 | 1012884.2817 | 0
26
27 |  |  |  | Operating Revenue For Return |  | 61019211.1777 | 18356984.5918 | 13061127.854 | 16109004.8423 | 6277278.3002 | 3019396.6881 | 3250790.4795 | 944628.4219 | 0
28
29
30 |  |  |  | Rate Base :
31 |  |  |  | Electric Plant In Service |  | 1920406770.0115 | 907440349.0903 | 272515532.1851 | 371830095.5278 | 155450193.3052 | 120840683.1281 | 83438306.3666 | 8891610.4083 | 0
32 |  |  |  | Plant Held For Future Use |  | 36437.4351 | 15416.4228 | 4813.4508 | 8138.5011 | 3440.895 | 3133.0614 | 1436.2926 | 58.8114 | 0
33 |  |  |  | Electric Plant Acquisition Adj |  | 0 | 0 | 0 | 0 | 0 | 0 | 0 | 0 | 0
34 |  |  |  | Pensions |  | 0 | 0 | 0 | 0 | 0 | 0 | 0 | 0 | 0
35 |  |  |  | Prepayments |  | 4.4965e-09 | 2.304e-09 | 6.4032e-10 | 7.7303e-10 | 3.2201e-10 | 2.4605e-10 | 1.8236e-10 | 2.8767e-11 | 0
36 |  |  |  | Fuel Stock |  | -1.4901e-08 | -6.3046e-09 | -1.9685e-09 | -3.3283e-09 | -1.4072e-09 | -1.2813e-09 | -5.8737e-10 | -2.4051e-11 | 0
37 |  |  |  | Materials & Supplies |  | 0 | 0 | 0 | 0 | 0 | 0 | 0 | 0 | 0
38 |  |  |  | Misc Deferred Debits |  | 290827.6256 | 123047.1255 | 38418.8527 | 64957.946 | 27463.7151 | 25006.7219 | 11463.8576 | 469.4068 | 0
39 |  |  |  | Cash Working Capital |  | 29192135.1756 | 13664032.0916 | 4183922.8866 | 5708855.3131 | 2383302.2355 | 1851145.1072 | 1255400.1883 | 145477.3532 | 0
40 |  |  |  | Weatherization Loans |  | 6334.9556 | 2680.2752 | 836.859 | 1414.9471 | 598.2286 | 544.7092 | 249.7116 | 10.2249 | 0
41 |  |  |  | Miscellaneous Rate Base |  | 0 | 0 | 0 | 0 | 0 | 0 | 0 | 0 | 0
42
43 |  |  |  | Total Rate Base Additions |  | 1949932505.2033 | 921245525.0055 | 276743524.2343 | 377613462.2351 | 157864998.3794 | 122720512.7278 | 84706856.4168 | 9037626.2044 | 0
44
45 |  |  |  | Rate Base Deductions :
46 |  |  |  | Accum Provision For Depreciation |  | -780333050.211 | -369466271.6438 | -112543221.7771 | -150419014.9349 | -62606513.8836 | -45870037.885 | -35494908.1457 | -3933081.9409 | 0
47 |  |  |  | Accum Provision For Amortization |  | -60963948.4231 | -30452834.8494 | -8327662.942 | -11012364.1201 | -4634960.8808 | -3972752.2806 | -2250764.4512 | -312608.8989 | 0
48 |  |  |  | Accum Deferred Income Taxes |  | -267798796.8691 | -126888229.5809 | -37734682.3388 | -51673015.2301 | -21652907.6838 | -17303817.1621 | -11344947.2795 | -1201197.594 | 0
49 |  |  |  | Unamortized ITC |  | -25132.1079 | -11867.8613 | -3558.1594 | -4865.6908 | -2034.5143 | -1610.6817 | -1080.0823 | -115.1181 | 0
50 |  |  |  | Customer Advance For Construction |  | -538928.9362 | -219215.0938 | -304575.4367 | -10937.3525 | 0 | 0 | -4201.0533 | 0 | 0
51 |  |  |  | Customer Service Deposits |  | -2923125.3483 | -2217546.9565 | -322568.2057 | -210393.3632 | -49195.6467 | 0 | -122311.1892 | -1109.987 | 0
52 |  |  |  | Misc Rate Base Deductions |  | -20456724.8544 | -8667684.4309 | -2705035.0821 | -4561499.0095 | -1928308.7198 | -1752862.2951 | -807524.7939 | -33810.523 | 0
53 | [5 empty] | 0 | 0 | 0 | 0 | 0 | 0 | 0 | 0 | 0
54 |  |  |  | Total Rate Base Deductions |  | -1133039706.7501 | -537923650.4166 | -161941303.9419 | -217892089.7011 | -90873921.329 | -68901080.3045 | -50025736.995 | -5481924.062 | 0
55 | [13 empty] | 0
56 |  |  |  | Total Rate Base |  | 816892798.4532 | 383321874.5889 | 114802220.2923 | 159721372.534 | 66991077.0504 | 53819432.4234 | 34681119.4217 | 3555702.1425 | 0
57
58
59 |  |  |  | Return On Rate Base |  | 7.47% | 4.789% | 11.38% | 10.09% | 9.37% | 5.61% | 9.373% | 26.57%
60
61 |  |  |  | Return On Equity |  | 9.502% | 4.321% | 17.05% | 14.56% | 13.18% | 5.908% | 13.18% | 46.41%
PacifiCorp
Cost Of Service By Rate Schedule
State of Washington
WCA
12 Months Ending June 2018
|  | A |  | B | C | D | E | F | G | H | I | J | K
|  |  |  | DESCRIPTION | COS Factor | Washington Jurisdiction Normalized | Residential Schedule 16 | Small General Service Schedule 24 | Large General Service < 1,000 kW Schedule 36 | Large General Service > 1,000 kW Schedule 48 | Large General Dedicated Facilities Schedule 48 | Agricultural Pumping Schedule 40 | Street & Area Lighting Sch. 15, 51-54, 57
79 |  |  |  | Total Rate Base |  | 816892798.4532 | 383321874.5889 | 114802220.2923 | 159721372.534 | 66991077.0504 | 53819432.4234 | 34681119.4217 | 3555702.1425 | 0
80
81
82 |  |  |  | Return On Ratebase ($$) | 7.47% | 61019211.1777 | 28632886.0517 | 8575349.0996 | 11930662.357 | 5004013.6053 | 4020134.9782 | 2590565.8048 | 265599.281 | 0
83 |  |  |  | Operating & Maintenance Expense |  | 211920126.8749 | 94289631.8193 | 28192399.9423 | 44734545.6841 | 18984661.4457 | 16927603.4932 | 8147746.729 | 643537.7614 | 0
84 |  |  |  | Bad Debt to Produce ROR | F80 | 0 | 0 | 0 | 0 | 0 | 0 | 0 | 0 | 0
85 |  |  |  | Depreciation Expense |  | 49091264.8894 | 23005102.8967 | 6997561.5451 | 9622776.415 | 4018500.5617 | 3030005.1078 | 2184689.4375 | 232628.9257 | 0
86 |  |  |  | Amortization Expense |  | 5153465.7729 | 2455455.4534 | 692677.7598 | 998562.3986 | 422067.916 | 373810.2563 | 190959.5029 | 19932.4858 | 0
87 |  |  |  | Taxes Other Than Income |  | 23162007.0054 | 10941092.7855 | 3245063.5084 | 4501789.3006 | 1882858.2256 | 1503823.2451 | 990198.6492 | 97181.291 | 0
88 |  |  |  | Federal Income Taxes |  | 16249415.367 | 6992055.3882 | 2206933.9514 | 3532689.4214 | 1495980.3238 | 1325785.6187 | 649592.7031 | 46377.9605 | 0
89 |  |  |  | FIT Adj to Produce Target ROR | F101 | 0 | 0 | 0 | 0 | 0 | 0 | 0 | 0 | 0
90 |  |  |  | State Income Taxes |  | 0 | 0 | 0 | 0 | 0 | 0 | 0 | 0 | 0
91 |  |  |  | SIT Adj to Produce Target ROR | F101 | 0 | 0 | 0 | 0 | 0 | 0 | 0 | 0 | 0
92 |  |  |  | Deferred Income Taxes |  | -1584208.0158 | -990870.5485 | -285338.2886 | -156658.9707 | -53893.5789 | 28224.5264 | -98896.7904 | -26774.3651 | 0
93 |  |  |  | Investment Tax Credit |  | 0 | 0 | 0 | 0 | 0 | 0 | 0 | 0 | 0
94 |  |  |  | Misc Revenue & Expenses |  | 41451.0034 | 31759.9651 | 2935.1146 | 3663.9138 | 1528.1927 | 1203.0151 | 360.5796 | 0.22245 | 0
95 |  |  |  | Revenue Credits |  | -19181812.4034 | -8045072.4515 | -2483428.0423 | -4292056.0522 | -1786672.873 | -1659379.3906 | -907104.0708 | -8099.5229 | 0
96
97 |  |  |  | Total Revenue Requirements |  | 345870921.6715 | 157312041.3599 | 47144154.5902 | 70875974.4677 | 29969043.8189 | 25551210.8501 | 13748112.5448 | 1270384.0398 | 0
98 |  |  |  | Operating Revenues |  | 345870921.6715 | 147036139.9 | 51629933.3446 | 75054316.953 | 31242308.5138 | 24550472.56 | 14408337.2195 | 1949413.1807 | 0
99
100 |  |  |  | Increase / (Decrease) Required to
101 |  |  |  | Earn Equal Rates of Return |  | 0 | 10275901.4599 | -4485778.7544 | -4178342.4852 | -1273264.6948 | 1000738.2901 | -660224.6746 | -679029.1409 | 0
102
103 |  |  |  | Existing Revenues |  | 345870921.6715 | 147036139.9 | 51629933.3446 | 75054316.953 | 31242308.5138 | 24550472.56 | 14408337.2195 | 1949413.1807 | 0
104
105 |  |  |  | Percent Increase / (Decrease)
106 |  |  |  | Over Existing Rates To
107 |  |  |  | Equal Authorized RoE & RoR |  | 0% | 6.989% | -8.688% | -5.567% | -4.075% | 4.076% | -4.582% | -34.83%
[5 empty] | WCA | E: ELECTRIC REVENUES
|  | Results of Operations - Gn+Tr+Dist+Cust+Comm - TOTAL Unbundled |  |  | Method
|  | A |  | B | 0 | D | E | F | G | H | I | J | K
|  | FERC ACCT |  | DESCRIPTION | COS Factor | Washington Jurisdiction Normalized | Residential Schedule 16 | Small General Service Schedule 24 | Large General Service < 1,000 kW Schedule 36 | Large General Service > 1,000 kW Schedule 48 | Large General Dedicated Facilities Schedule 48 | Agricultural Pumping Schedule 40 | Street & Area Lighting Sch. 15, 51-54, 57 |  | Func Study Row
120 |  | 440 | Residential Sales |  | A | 147036139.9 | 147036139.9 | 0 | 0 | 0 | 0 | 0 | 0 | 0
121
122 |  | 442 | Commercial & Industrial Sales |  | A | 196885368.5908 | 0 | 51629933.3446 | 75054316.953 | 31242308.5138 | 24550472.56 | 14408337.2195 | 0 | 0
123 |  |  |  | Interruptible Demand | F10 | 0 | 0 | 0 | 0 | 0 | 0 | 0 | 0 | 0 | 100
124 |  |  |  | Interruptible Energy | F10 | 0 | 0 | 0 | 0 | 0 | 0 | 0 | 0 | 0 | 101
125 | [5 empty] | 196885368.5908 | 0 | 51629933.3446 | 75054316.953 | 31242308.5138 | 24550472.56 | 14408337.2195 | 0 | 0
126
127 |  | 444 | Public Street & Highway Lighting |  | A | 1949413.1807 | 0 | 0 | 0 | 0 | 0 | 0 | 1949413.1807 | 0
128
129 |  | 445 | Other Sales to Public Authority |  | A | 0 | 0 | 0 | 0 | 0 | 0 | 0 | 0 | 0
130
131 |  | 448 | Interdepartmental |  | A | 0 | 0 | 0 | 0 | 0 | 0 | 0 | 0 | 0 | 114
132 |  |  |  | Demand | F10 | 0 | 0 | 0 | 0 | 0 | 0 | 0 | 0 | 0 | 115
133 | [5 empty] | 0 | 0 | 0 | 0 | 0 | 0 | 0 | 0 | 0
134
135 |  | Total Sales to Ultimate Customers |  |  |  | 345870921.6715 | 147036139.9 | 51629933.3446 | 75054316.953 | 31242308.5138 | 24550472.56 | 14408337.2195 | 1949413.1807 | 0
136
137 |  | 447 | Sales for Resale |  | F10 | 0 | 0 | 0 | 0 | 0 | 0 | 0 | 0 | 0 | 121
138 | [5 empty] | 0 | 0 | 0 | 0 | 0 | 0 | 0 | 0 | 0
139
140 |  | 447NPC | Sales for Resale - NPC
141 |  |  |  | Demand | F10 | 25482211.2365 | 10781344.5746 | 3366245.9649 | 5691591.7039 | 2406360.7717 | 2191079.9184 | 1004459.0505 | 41129.2526 |  | 128
142 |  |  |  | Energy | F10 | 0 | 0 | 0 | 0 | 0 | 0 | 0 | 0 | 0 | 127
143 | [5 empty] | 25482211.2365 | 10781344.5746 | 3366245.9649 | 5691591.7039 | 2406360.7717 | 2191079.9184 | 1004459.0505 | 41129.2526 | 0
144
145 |  | 449 | Provision for Rate Refund |  | F11 | 0 | 0 | 0 | 0 | 0 | 0 | 0 | 0 | 0 | 133
146 |  |  |  |  | F10 | 0 | 0 | 0 | 0 | 0 | 0 | 0 | 0 |  | 134
147
148 |  | State Specific Revenue Credit |  |  | F140 | -17394260.4852 | -7879038.9504 | -2364686.0275 | -3581653.227 | -1513116.2062 | -1296547.1846 | -698300.9069 | -60917.9826 | 0 | 136
149
150 |  | AGA Revenue |  |  | A | 692664.83 | 1805 | 158203 | 224949 | 58296 | 12251 | 235993.83 | 1167 | 0 | 137
151
152 |  | Total Sales from Electricity |  |  |  | 354651537.2528 | 149940250.5242 | 52789696.282 | 77389204.4299 | 32193849.0793 | 25457256.2938 | 14950489.193 | 1930791.4507 | 0
153
154 |  | Other Electric Operating Revenues
155 |  | 450 | Forfeited Discounts & Interest |  | A | 785749.71 | 617850.9977 | 61681.2328 | 73312.4341 | 19862.428 | 5487.5834 | 3220.5878 | 4334.4462 | 0 | 143
156 |  |  |  | Customers | F40 | 0 | 0 | 0 | 0 | 0 | 0 | 0 | 0 | 0 | 144
157 | [5 empty] | 785749.71 | 617850.9977 | 61681.2328 | 73312.4341 | 19862.428 | 5487.5834 | 3220.5878 | 4334.4462 | 0
158
159 |  | 451 | Misc Electric Revenue |  | A | 198307.29 | 156285.7083 | 28649.0996 | 1580.4735 | 101.7431 | 1.4552 | 7525.1059 | 4163.7044 | 0 | 148
160 |  |  |  | Demand | F10 | 0 | 0 | 0 | 0 | 0 | 0 | 0 | 0 | 0 | 149
161 |  |  |  | Customer | F40 | 304.2682 | 239.7934 | 43.9571 | 2.425 | 0.15611 | 0.0022328 | 11.546 | 6.3885 | 0 | 150
162 | [5 empty] | 198611.5582 | 156525.5017 | 28693.0567 | 1582.8985 | 101.8992 | 1.4574 | 7536.6519 | 4170.0929 | 0
163
164 |  | 453 | Water Sales |  | F12 | 0 | 0 | 0 | 0 | 0 | 0 | 0 | 0 | 0 | 154
165
166 |  | 454 | Rent of Electric Property |  | A | 848493.13 | 370588.6522 | 112185.5808 | 171774.3906 | 76610.8303 | 73194.6077 | 42566.9989 | 1572.0696 | 0 | 159
167 |  |  |  | Demand | F10 | 110096.816 | 46581.1895 | 14543.9875 | 24590.728 | 10396.7688 | 9466.6401 | 4339.8017 | 177.7004 | 0 | 160
168 |  |  |  | Demand | F10 | 115081.7045 | 48690.2608 | 15202.5003 | 25704.1302 | 10867.5066 | 9895.2642 | 4536.2963 | 185.7462 | 0 | 161
169 |  |  |  | Jim Bridger Generation | F10 | 2217.13 | 938.0521 | 292.8869 | 495.2082 | 209.3702 | 190.6392 | 87.3949 | 3.5785 | 0 | 162
170 |  |  |  | Customer | F40 | 117578.281 | 92663.2849 | 16986.324 | 937.0778 | 60.3244 | 0.8628 | 4461.707 | 2468.7 | 0 | 163
171 | [5 empty] | 1193467.0615 | 559461.4395 | 159211.2795 | 223501.5347 | 98144.8003 | 92748.014 | 55992.1987 | 4407.7948 | 0
172
173 |  | 456 | Other Electric Revenue |  | A | -51761.87 | -21900.1386 | -6837.8534 | -11561.3267 | -4888.0392 | -4450.7393 | -2040.3571 | -83.5458 | 0 | 167
174 |  |  |  | Wheeling Revenue - Generation | F12 | 4102645.8637 | 1863618.2607 | 534419.3452 | 848815.5058 | 367167.5933 | 335122.8682 | 148676.8913 | 4825.3991 | 0 | 168
175 |  |  |  | Demand | F12 | 2748289.6396 | 1248404.7925 | 357998.0331 | 568606.4404 | 245959.0533 | 224492.8608 | 99596.0104 | 3232.4492 | 0 | 169
176 |  |  |  | Jim Bridger Generation | F12 | 551622.2144 | 250573.2315 | 71855.4787 | 114127.6884 | 49367.6051 | 45059.0241 | 19990.3864 | 648.8002 | 0 | 170
177 |  |  |  | System Overhead | F40 | 209864.4146 | 165393.8626 | 30318.7367 | 1672.5818 | 107.6725 | 1.54 | 7963.6606 | 4406.3604 | 0 | 171
178 |  |  |  | Demand | F12 | 26017.9136 | 11818.5826 | 3389.1486 | 5382.9673 | 2328.4814 | 2125.2621 | 942.8702 | 30.6014 | 0 | 172
179 |  |  |  | Wheeling Revenue - Energy | F12 | 636690.4466 | 289215.2972 | 82936.647 | 131727.8511 | 56980.8135 | 52007.7861 | 23073.197 | 748.8547 | 0 | 173
180 | [5 empty] | 8223368.4924 | 3807123.8884 | 1074079.536 | 1658771.708 | 717023.1801 | 654358.602 | 298202.6588 | 13808.9191 | 0
181 | [13 empty] | 0
182 |  | Total Other Electric Operating Revenues |  |  |  | 10401196.8221 | 5140961.8273 | 1323665.1049 | 1957168.5753 | 835132.3075 | 752595.6568 | 364952.0973 | 26721.253 | 0
183 | [13 empty] | 0
184 |  | Total Electric Operating Revenues |  |  |  | 365052734.0749 | 155081212.3515 | 54113361.3869 | 79346373.0052 | 33028981.3868 | 26209851.9506 | 15315441.2903 | 1957512.7036 | 0
185
186 |  | Miscellaneous Revenues
187 |  | 41160 | Gain on Sale of Utility Plant - CR |  | F12 | 0 | 0 | 0 | 0 | 0 | 0 | 0 | 0 | 0 | 187
188 |  | 41170 | Loss on Sale of Utility Plant |  | F12 | 0 | 0 | 0 | 0 | 0 | 0 | 0 | 0 | 0 | 192
189 |  | 4118 | Gain from Emission Allowances |  | F12 | -53.8266 | -24.4506 | -7.0116 | -11.1364 | -4.8172 | -4.3968 | -1.9506 | -0.063309 | 0 | 194
190 |  | 41181 | Gain from Disposition of NOX Credits |  | F12 | 0 | 0 | 0 | 0 | 0 | 0 | 0 | 0 | 0 | 199
191 |  | 4194 | Impact Housing Interest Income |  | F12 | 0 | 0 | 0 | 0 | 0 | 0 | 0 | 0 | 0 | 203
192 |  | 421 | (Gain)/Loss on Sale of Utility Plant |  | F12 | 242.96 | 110.3641 | 31.6485 | 50.2671 | 21.7438 | 19.8461 | 8.8047 | 0.28576 | 0 | 212
193
194 |  | Total Miscellaneous Revenues |  |  |  | 189.1334 | 85.9134 | 24.6369 | 39.1307 | 16.9266 | 15.4493 | 6.8541 | 0.22245 | 0
195
196 |  | Miscellaneous Expenses
197 |  | 4311 | Interest on Customer Deposits |  | F80 | 41261.87 | 31674.0517 | 2910.4777 | 3624.7832 | 1511.2661 | 1187.5658 | 353.7255 | 0 | 0 | 218
198
199 |  | Net Miscellaneous Revenues And Expense |  |  |  | 41451.0034 | 31759.9651 | 2935.1146 | 3663.9138 | 1528.1927 | 1203.0151 | 360.5796 | 0.22245 | 0
200
201 |  | Distribution - METER - Unbundled
202 | [5 empty] | E: STEAM POWER GENERATION
203
204 |  | A |  | B | C | D | E | F | G | H | I | J | K
205 |  | FERC ACCT |  | DESCRIPTION | COS Factor | Washington Jurisdiction Normalized | Residential Schedule 16 | Small General Service Schedule 24 | Large General Service < 1,000 kW Schedule 36 | Large General Service > 1,000 kW Schedule 48 | Large General Dedicated Facilities Schedule 48 | Agricultural Pumping Schedule 40 | Street & Area Lighting Sch. 15, 51-54, 57
206 |  | 500 | Operation Suprvn & Engineering |  | F10 | 3590.7074 | 1519.2031 | 474.3389 | 802.0042 | 339.0811 | 308.7458 | 141.5387 | 5.7955 | 0 | 226
|  |  |  | JBG | F10 | [9 empty] | 227
208 |  |  |  | CAGW | F10 | 6834.3089 | 2891.5481 | 902.8245 | 1526.4804 | 645.3841 | 587.6459 | 269.3951 | 11.0308 | 0 | 228
209 |  |  |  | Total 500 |  | 3201292.2832 | 1354444.2776 | 422896.472 | 715026.1974 | 302307.5234 | 275262.1101 | 126188.696 | 5167.0068 | 0
210
211 |  | 501 | Fuel Related |  | F10 | 284.8109 | 108.051 | 39.3122 | 67.3458 | 28.4232 | 29.115 | 11.6785 | 0.88529 | 0 | 232
212 |  |  |  | CAGW | F10 | 246715.5493 | 93598.4232 | 34053.9699 | 58337.8183 | 24621.4078 | 25220.6759 | 10116.3787 | 766.8755 | 0 | 233
213 |  |  |  | JBE | F10 | 437153.5417 | 165846.3859 | 60339.989 | 103368.3687 | 43626.4989 | 44688.3378 | 17925.1401 | 1358.8213 | 0 | 234
214 |  |  |  | JBG | F10 | 0 | 0 | 0 | 0 | 0 | 0 | 0 | 0 | 0 | 235
215 |  |  |  | Total 501 |  | 684153.9019 | 259552.8601 | 94433.2711 | 161773.5327 | 68276.33 | 69938.1287 | 28053.1972 | 2126.5821 | 0
216
217 |  | 501NPC | Fuel Related - NPC
218 |  |  |  | S | F10 | 0 | 0 | 0 | 0 | 0 | 0 | 0 | 0 | 0 | 239
219 |  |  |  | CAEW | F10 | 49046417.6824 | 20751194.7952 | 6479120.0451 | 10954786.5135 | 4631598.6633 | 4217240.7982 | 1933314.0942 | 79162.7729 | 0 | 240
220 |  |  | Total Fuel Related |  |  | 49730571.5843 | 21010747.6553 | 6573553.3162 | 11116560.0462 | 4699874.9933 | 4287178.9268 | 1961367.2914 | 81289.3551 | 0
221
222
223 |  | 502 | Steam Expenses |  | F10 | 161505.4114 | 68331.8051 | 21335.1555 | 36073.1198 | 15251.4349 | 13886.992 | 6366.2282 | 260.6758 | 0 | 245
224 |  |  |  | SE/CAEW/CAEE | F10 | 4060825.9473 | 1718106.9331 | 536442.4159 | 907007.7576 | 383475.8361 | 349168.8419 | 160069.8361 | 6554.3266 | 0 | 246
225 |  |  |  | Total 502 |  | 4222331.3587 | 1786438.7381 | 557777.5714 | 943080.8774 | 398727.271 | 363055.8339 | 166436.0643 | 6815.0025 | 0
226
227 |  | 503 | Steam From Other Sources |  | F10 | 0 | 0 | 0 | 0 | 0 | 0 | 0 | 0 | 0 | 250
228
229 |  | 503NPC | Steam From Other Sources-NPC
230 |  |  |  | SE | F10 | 0 | 0 | 0 | 0 | 0 | 0 | 0 | 0 | 0 | 253
231 |  |  |  | CAEW | F10 | 0 | 0 | 0 | 0 | 0 | 0 | 0 | 0 | 0 | 254
232 |  |  |  | CAEE | F10 | 0 | 0 | 0 | 0 | 0 | 0 | 0 | 0 | 0 | 255
233 |  |  |  | Total Steam From Other Sources |  | 0 | 0 | 0 | 0 | 0 | 0 | 0 | 0 | 0
234
235 |  | 505 | Electric Expenses |  | F10 | 12687.0465 | 5367.8002 | 1675.9817 | 2833.7214 | 1198.0754 | 1090.8917 | 500.0986 | 20.4774 | 0 | 259
236 |  |  |  | JBG | F10 | 0 | 0 | 0 | 0 | 0 | 0 | 0 | 0 | 0 | 260
237 |  |  |  | Total 505 |  | 12687.0465 | 5367.8002 | 1675.9817 | 2833.7214 | 1198.0754 | 1090.8917 | 500.0986 | 20.4774 | 0
238
239 |  | 506 | Misc. Steam Expense |  | F10 | 215623.0377 | 91228.5926 | 28484.1913 | 48160.5886 | 20361.9229 | 18540.2791 | 8499.4395 | 348.0237 | 0 | 264
240 |  |  |  | SE | F10 | 0 | 0 | 0 | 0 | 0 | 0 | 0 | 0 | 0 | 265
241 |  |  |  | JBG | F10 | -5184895.3718 | -2193692.8105 | -684934.0099 | -1158074.8315 | -489625.0452 | -445821.5978 | -204378.4597 | -8368.6172 | 0 | 266
242 |  |  |  | Total 506 |  | -4969272.334 | -2102464.2179 | -656449.8186 | -1109914.2429 | -469263.1223 | -427281.3187 | -195879.0202 | -8020.5935 | 0
243
244 |  | 507 | Rents |  | F10 | 3933.5299 | 1664.2489 | 519.6264 | 878.5755 | 371.4549 | 338.2233 | 155.0521 | 6.3489 | 0 | 270
245 |  |  |  | JBG | F10 | 81537.0359 | 34497.7471 | 10771.1892 | 18211.7444 | 7699.7841 | 7010.9364 | 3214.0309 | 131.6039 | 0 | 271
246 |  |  |  | Total 507 |  | 85470.5658 | 36161.996 | 11290.8156 | 19090.3199 | 8071.239 | 7349.1597 | 3369.0829 | 137.9527 | 0
247
248 |  | 510 | Maint Supervision & Engineering |  | F10 | 28126.5213 | 11900.1336 | 3715.5641 | 6282.2129 | 2656.0708 | 2418.4501 | 1108.6926 | 45.3973 | 0 | 275
249 |  |  |  | JBG | F10 | 182420.1048 | 77180.6649 | 24098.0241 | 40744.5314 | 17226.4714 | 15685.3353 | 7190.6446 | 294.4329 | 0 | 276
250 |  |  |  | Total 510 |  | 210546.6261 | 89080.7985 | 27813.5882 | 47026.7442 | 19882.5423 | 18103.7854 | 8299.3372 | 339.8302 | 0
251
252 |  | 511 | Maintenance of Structures |  | F10 | 51782.9697 | 21909.0107 | 6840.6235 | 11566.0104 | 4890.0194 | 4452.5424 | 2041.1836 | 83.5797 | 0 | 280
253 |  |  |  | JBG | F10 | 2422139.5137 | 1024790.214 | 319968.9889 | 540998.151 | 228729.8169 | 208266.9043 | 95476.014 | 3909.4248 | 0 | 281
254 |  |  |  | Total 511 |  | 2473922.4835 | 1046699.2247 | 326809.6124 | 552564.1614 | 233619.8363 | 212719.4466 | 97517.1976 | 3993.0044 | 0
255
256 |  | 512 | Maintenance of Boiler Plant |  | F10 | 0 | 0 | 0 | 0 | 0 | 0 | 0 | 0 | 0 | 285
257 |  |  |  | CAGW | F10 | 363964.9626 | 153991.019 | 48080.4266 | 81293.5715 | 34370.2907 | 31295.4128 | 14346.7887 | 587.4532 | 0 | 286
258 |  |  |  | JBG | F10 | 5459374.5843 | 2309823.0373 | 721193.2079 | 1219381.2697 | 515544.9311 | 469422.6065 | 215197.8947 | 8811.637 | 0 | 287
259 |  |  |  | Total 512 |  | 5823339.5469 | 2463814.0563 | 769273.6345 | 1300674.8412 | 549915.2219 | 500718.0194 | 229544.6834 | 9399.0902 | 0
260
261 |  | 513 | Maintenance of Electric Plant |  | F10 | 98252.895 | 41570.1097 | 12979.3843 | 21945.3232 | 9278.3122 | 8448.2443 | 3872.9374 | 158.5839 | 0 | 291
262 |  |  |  | JBG | F10 | 2300389.4799 | 973278.6299 | 303885.5903 | 513804.6129 | 217232.6001 | 197798.2659 | 90676.8652 | 3712.9156 | 0 | 292
263 |  |  |  | Total 513 |  | 2398642.3749 | 1014848.7396 | 316864.9746 | 535749.9361 | 226510.9124 | 206246.5102 | 94549.8026 | 3871.4995 | 0
264
265 |  | 514 | Maint of Misc. Steam Plant |  | F10 | 52215.2252 | 22091.895 | 6897.7252 | 11662.5571 | 4930.8386 | 4489.7097 | 2058.2223 | 84.2773 | 0 | 296
266 |  |  |  | JBG | F10 | 508822.1005 | 215279.0565 | 67216.3152 | 113648.2081 | 48049.5798 | 43750.9083 | 20056.7745 | 821.2581 | 0 | 297
267 |  |  |  | Total 514 |  | 561037.3256 | 237370.9515 | 74114.0404 | 125310.7652 | 52980.4184 | 48240.618 | 22114.9968 | 905.5355 | 0
268
269 |  | Total Steam Power Generation |  |  |  | 63750568.8615 | 26942510.02 | 8425620.1884 | 14248003.3676 | 6023824.9108 | 5492683.9831 | 2514008.2306 | 103918.1609 | 0
270
271
272 | [5 empty] | D: NUCLEAR POWER GENERATION
273
274
275 |  | 517 | Operation Super & Engineering |  | F10 | 0 | 0 | 0 | 0 | 0 | 0 | 0 | 0 | 0 | 304
276
277 |  | 518 | Nuclear Fuel Expense |  | F10 | 0 | 0 | 0 | 0 | 0 | 0 | 0 | 0 | 0 | 308
278
279 |  | 519 | Coolants and Water |  | F10 | 0 | 0 | 0 | 0 | 0 | 0 | 0 | 0 | 0 | 313
280
281 |  | 520 | Steam Expenses |  | F10 | 0 | 0 | 0 | 0 | 0 | 0 | 0 | 0 | 0 | 317
282
283 |  | 523 | Electric Expenses |  | F10 | 0 | 0 | 0 | 0 | 0 | 0 | 0 | 0 | 0 | 321
284
285 |  | 524 | Misc. Nuclear Expenses |  | F10 | 0 | 0 | 0 | 0 | 0 | 0 | 0 | 0 | 0 | 325
286
287 |  | 528 | Maint Supervision & Eng |  | F10 | 0 | 0 | 0 | 0 | 0 | 0 | 0 | 0 | 0 | 329
288
289 |  | 529 | Maintenance of Structures |  | F10 | 0 | 0 | 0 | 0 | 0 | 0 | 0 | 0 | 0 | 333
290
291 |  | 530 | Maintenance of Reactor Plant |  | F10 | 0 | 0 | 0 | 0 | 0 | 0 | 0 | 0 | 0 | 337
292
293 |  | 531 | Maintenance of Electric Plant |  | F10 | 0 | 0 | 0 | 0 | 0 | 0 | 0 | 0 | 0 | 341
294
295 |  | 532 | Maintenance of Misc Nuclear |  | F10 | 0 | 0 | 0 | 0 | 0 | 0 | 0 | 0 | 0 | 345
296
297 |  | Total Nuclear Power Generation |  |  |  | 0 | 0 | 0 | 0 | 0 | 0 | 0 | 0 | 0 | 348
298
299
300
301 |  | Distribution - METER - Unbundled |  |  |  | D: HYDRAULIC POWER GENERATION
302
303 |  | A |  | B | C | D | E | F | G | H | I | J | K
304 |  | FERC ACCT |  | DESCRIPTION | COS Factor | Washington Jurisdiction Normalized | Residential Schedule 16 | Small General Service Schedule 24 | Large General Service < 1,000 kW Schedule 36 | Large General Service > 1,000 kW Schedule 48 | Large General Dedicated Facilities Schedule 48 | Agricultural Pumping Schedule 40 | Street & Area Lighting Sch. 15, 51-54, 57
305 |  | 535 | Operation Super & Engineering
306 |  |  |  | SG | F10 | 0 | 0 | 0 | 0 | 0 | 0 | 0 | 0 | 0 | 353
307 |  |  |  | CAGW | F10 | 1634174.2764 | 691407.6571 | 215877.363 | 365001.7916 | 154319.9229 | 140513.9612 | 64415.9617 | 2637.6191 | 0 | 354
308
309 |  | 536 | Water For Power |  | F10 | 22749.8616 | 9625.3067 | 3005.2977 | 5081.3064 | 2148.3369 | 1956.1397 | 896.7552 | 36.7191 | 0 | 358
310
311 |  | 537 | Hydraulic Expenses |  | F10 | 784198.9448 | 331789.0649 | 103594.0919 | 175155.1373 | 74054.2318 | 67429.0996 | 30911.5924 | 1265.7268 | 0 | 362
312
313 |  | 538 | Electric Expenses |  | F10 | 0 | 0 | 0 | 0 | 0 | 0 | 0 | 0 | 0 | 366
314
315 |  | 539 | Misc. Hydro Expenses |  | F10 | 2441888.8799 | 1033146.0321 | 322577.9157 | 545409.2803 | 230594.8081 | 209965.0473 | 96254.4955 | 3941.301 | 0 | 372
316
317 |  | 540 | Rents (Hydro Generation) |  | F10 | 349346.6693 | 147806.1218 | 46149.3237 | 78028.4955 | 32989.8419 | 30038.4635 | 13770.5641 | 563.8587 | 0 | 375
318
319 |  | 541 | Maint Supervision & Engineering |  | F10 | 87.4126 | 36.9837 | 11.5474 | 19.5241 | 8.2546 | 7.5161 | 3.4456 | 0.14109 | 0 | 379
320
321 |  | 542 | Maintenance of Structures |  | F10 | 184691.8964 | 78141.844 | 24398.1319 | 41251.9485 | 17441.0035 | 15880.6746 | 7280.1942 | 298.0997 | 0 | 383
322
323 |  | 543 | Maint of Dams & Waterways |  | F10 | 241432.0048 | 102148.1853 | 31893.6023 | 53925.163 | 22799.1402 | 20759.455 | 9516.7786 | 389.6804 | 0 | 387
324
325 |  | 544 | Maintenance of Electric Plant |  | F10 | 387159.027 | 163804.2647 | 51144.4042 | 86474.0931 | 36560.575 | 33289.7472 | 15261.0535 | 624.8893 | 0 | 391
326
327 |  | 545 | Maint of Misc. Hydro Plant |  | F10
328 |  |  |  | SG | F10 | 0 | 0 | 0 | 0 | 0 | 0 | 0 | 0 | 0 | 395
329 |  |  |  | CAGW | F10 | 682616.1682 | 288810.1057 | 90174.8243 | 152466.0668 | 64461.469 | 58694.5365 | 26907.3975 | 1101.7683 | 0 | 396
330
331 |  | Total Hydraulic Power Generation |  |  |  | 6728345.1411 | 2846715.566 | 888826.5022 | 1502812.8066 | 635377.5838 | 578534.6407 | 265218.2383 | 10859.8035 | 0
332
333
334 | [5 empty] | D: OTHER POWER GENERATION
335
336
337 |  | 546 | Operation Super & Engineering |  | F10 | 30341.5279 | 12837.2873 | 4008.1704 | 6776.9467 | 2865.2404 | 2608.9067 | 1196.0038 | 48.9724 | 0 | 403
338
339 |  | 547 | Fuel |  | F10 | 0 | 0 | 0 | 0 | 0 | 0 | 0 | 0 | 0 | 407
340 |  |  |  | CAEW/CAEE | F10 | 0 | 0 | 0 | 0 | 0 | 0 | 0 | 0 | 0 | 408
341
342
343 |  | 547NPC | Fuel-NPC |  | F10
344 |  |  |  | CAEW | F10 | 20337840.9418 | 8604797.6395 | 2686665.3906 | 4542568.3707 | 1920562.6297 | 1748742.8567 | 801678.0103 | 32826.0444 | 0 | 411
345 |  |  |  | S | F10 | 0 | 0 | 0 | 0 | 0 | 0 | 0 | 0 | 0 | 412
346 |  |  |  | Total 547 |  | 20337840.9418 | 8604797.6395 | 2686665.3906 | 4542568.3707 | 1920562.6297 | 1748742.8567 | 801678.0103 | 32826.0444 | 0
347
348 |  | 548 | Generation Expense |  | F10 | 2143.8226 | 907.0363 | 283.2028 | 478.8345 | 202.4475 | 184.3359 | 84.5053 | 3.4602 | 0 | 417
349 |  |  |  | CAGW | F10 | 1940710.1897 | 821100.8487 | 256371.3088 | 433468.2698 | 183267.0182 | 166871.3553 | 76499.0093 | 3132.3796 | 0 | 419
350 |  |  |  | Total 548 |  | 1942854.0123 | 822007.885 | 256654.5116 | 433947.1043 | 183469.4657 | 167055.6912 | 76583.5146 | 3135.8398 | 0
351
352 |  | 549 | Miscellaneous Other |  | F10 | 112259.274 | 47496.1103 | 14829.6521 | 25073.7248 | 10600.9761 | 9652.5784 | 4425.0416 | 181.1907 | 0 | 423
353 |  |  |  | CAGE/CAGW | F10 | 367561.6102 | 155512.7353 | 48555.5502 | 82096.9025 | 34709.9328 | 31604.6694 | 14488.5616 | 593.2583 | 0 | 424
354
355 |  | 550/551 | Maint Supervision & Engineering
356 |  |  |  | CAGW | F10 | 439607.098 | 185994.6751 | 58072.8888 | 98188.6575 | 41513.4019 | 37799.4781 | 17328.4541 | 709.5425 | 0 | 429
357 |  |  |  | SG | F10 | 3203.3133 | 1355.2993 | 423.1634 | 715.4776 | 302.4984 | 275.4359 | 126.2684 | 5.1703 | 0 | 430
358 |  |  |  | Total 550 |  | 442810.4112 | 187349.9745 | 58496.0523 | 98904.1351 | 41815.9002 | 38074.9139 | 17454.7225 | 714.7127 | 0
359
360 |  | 552 | Maintenance of Structures |  | F10 | 11967.3227 | 5063.2902 | 1580.9049 | 2672.9672 | 1130.1098 | 1029.0065 | 471.7285 | 19.3157 | 0 | 436
361
362 |  | 553 | Maint of Generation & Elect Plant |  | F10 | 0 | 0 | 0 | 0 | 0 | 0 | 0 | 0 | 0 | 440
363 |  |  |  | CAGW | F10 | 1486048.8076 | 628736.8118 | 196309.7219 | 331917.1553 | 140331.9956 | 127777.4393 | 58577.1447 | 2398.539 | 0 | 441
364 |  |  |  | Total 553 |  | 1486048.8076 | 628736.8118 | 196309.7219 | 331917.1553 | 140331.9956 | 127777.4393 | 58577.1447 | 2398.539 | 0
365
366 |  | 554 | Maintenance of Misc. Other |  | F10 | 0 | 0 | 0 | 0 | 0 | 0 | 0 | 0 | 0 | 445
367 |  |  |  | CAGW | F10 | 156870.3557 | 66370.7456 | 20722.8563 | 35037.8547 | 14813.7329 | 13488.4482 | 6183.5234 | 253.1947 | 0 | 446
368 |  |  |  | Total 554 |  | 156870.3557 | 66370.7456 | 20722.8563 | 35037.8547 | 14813.7329 | 13488.4482 | 6183.5234 | 253.1947 | 0
369
370 |  | Total Other Power Generation |  |  |  | 24888554.2635 | 10530172.4794 | 3287822.8104 | 5558995.1615 | 2350299.9833 | 2140034.5103 | 981058.2508 | 40171.0678 | 0
371
372
373 | [5 empty] | D: OTHER POWER SUPPLY
374
375
376 |  | 555 | Purchased Power |  | F10 | 12483289.13 | 4735883.8241 | 1723059.4221 | 2951771.1977 | 1245791.5758 | 1276113.2827 | 511867.5354 | 38802.2922 | 0 | 451
377 |  |  |  | SG | F10 | 0 | 0 | 0 | 0 | 0 | 0 | 0 | 0 | 0 | 452
378 |  |  |  | SE | F10 | 0 | 0 | 0 | 0 | 0 | 0 | 0 | 0 | 0 | 453
379
380 |  | 555NPC | Purchased Power-NPC
381 |  |  |  | CAGW | F10 | 39666927.0766 | 16782798.2061 | 5240072.4557 | 8859825.8202 | 3745865.5516 | 3410748.2485 | 1563592.8741 | 64023.9204 | 0 | 456
382 |  |  |  | CAEW | F10 | 504189.7954 | 213319.1608 | 66604.3794 | 112613.5574 | 47612.1375 | 43352.601 | 19874.178 | 813.7814 | 0 | 457
383 |  |  |  | DGP | F10 | 0 | 0 | 0 | 0 | 0 | 0 | 0 | 0 | 0 | 458
384 |  |  |  | DGP | F10 | 248475.53 | 105128.2513 | 32824.0647 | 55498.373 | 23464.2811 | 21365.0903 | 9794.4206 | 401.0489 | 0 | 459
385 |  |  |  | Total 555 |  | 52902881.532 | 21837129.4423 | 7062560.3219 | 11979708.9483 | 5062733.546 | 4751579.2224 | 2105129.0082 | 104041.0428 | 0
386
387
388 |  | 556 | System Control & Load Dispatch |  | F10 | 120948.4985 | 51172.4601 | 15977.5143 | 27014.5108 | 11421.5254 | 10399.7186 | 4767.5538 | 195.2155 | 0 | 463
389
390 |  | 557 | Other Expenses |  | F10 | 3133691.5927 | 1325842.9003 | 413966.2991 | 699927.2122 | 295923.7897 | 269449.486 | 123524.0087 | 5057.8967 | 0 | 472
391
392
393 |  | Embedded Cost Differentials
394 |  |  |  | Company Owned Hydro | F10 | 0 | 0 | 0 | 0 | 0 | 0 | 0 | 0 | 0 | 475
395 |  |  |  | Company Owned Hydro | F10 | 0 | 0 | 0 | 0 | 0 | 0 | 0 | 0 | 0 | 476
|  |  |  | Mid-C Contract | F10 | 0 | 0 | 0 | 0 | 0 | 0 | 0 | 0 | 0 | 477
397 |  |  |  | Mid-C Contract | F10 | 0 | 0 | 0 | 0 | 0 | 0 | 0 | 0 | 0 | 478
398 |  |  |  | Existing QF Contracts | F10 | 0 | 0 | 0 | 0 | 0 | 0 | 0 | 0 | 0 | 479
399 |  |  |  | Existing QF Contracts | F10 | 0 | 0 | 0 | 0 | 0 | 0 | 0 | 0 | 0 | 479
400 | [5 empty] | 0 | 0 | 0 | 0 | 0 | 0 | 0 | 0 | 0
401
402 |  | Total Other Power Supply |  |  |  | 56157521.6232 | 23214144.8027 | 7492504.1354 | 12706650.6713 | 5370078.8611 | 5031428.427 | 2233420.5707 | 109294.155 | 0
403
404 |  | TOTAL GENERATION EXPENSE |  |  |  | 151524989.8893 | 63533542.8681 | 20094773.6364 | 34016462.007 | 14379581.339 | 13242681.5612 | 5993705.2904 | 264243.1872 | 0
405
406 |  | Distribution - METER - Unbundled |  |  |  | D: TRANSMISSION EXPENSE
407
408
409 |  | A |  | B | C | D | E | F | G | H | I | J | K
410 |  | FERC ACCT |  | DESCRIPTION | COS Factor | Washington Jurisdiction Normalized | Residential Schedule 16 | Small General Service Schedule 24 | Large General Service < 1,000 kW Schedule 36 | Large General Service > 1,000 kW Schedule 48 | Large General Dedicated Facilities Schedule 48 | Agricultural Pumping Schedule 40 | Street & Area Lighting Sch. 15, 51-54, 57
411 |  | 560 | Operation Supervision & Eng |  | F12 | 522820.5819 | 237490.1505 | 68103.7171 | 108168.7846 | 46789.9939 | 42706.3751 | 18946.6362 | 614.9246 | 0 | 491
412
413 |  | 561 | Load Dispatching |  | F12 | 1522591.5461 | 691634.0096 | 198336.0017 | 315016.0546 | 136264.8135 | 124372.2376 | 55177.6062 | 1790.8228 | 0 | 496
414
415 |  | 562 | Station Expense |  | F12 | 160168.111 | 72756.0278 | 20863.8376 | 33137.9263 | 14334.2959 | 13083.2635 | 5804.3754 | 188.3845 | 0 | 502
416
417 |  | 563 | Overhead Line Expense |  | F12 | 44655.5538 | 20284.6915 | 5816.9271 | 9238.9955 | 3996.463 | 3647.6698 | 1618.2847 | 52.5224 | 0 | 507
418
419 |  | 564 | Underground Line Expense |  | F12 | 0 | 0 | 0 | 0 | 0 | 0 | 0 | 0 | 0 | 511
420
421 |  | 565 | Transm of Electricity by Others |  | F12 | 0 | 0 | 0 | 0 | 0 | 0 | 0 | 0 | 0 | 515
422
423 |  | 565NPC | Transmission of Electricity by Others-NPC
424 |  |  | CAGW |  | F12 | 28403487.9859 | 12902224.7195 | 3699898.5427 | 5876529.884 | 2541979.1696 | 2320126.7371 | 1029321.671 | 33407.262 | 0 | 518
425 |  |  | SE |  | F12 | 0 | 0 | 0 | 0 | 0 | 0 | 0 | 0 | 0 | 519
426 |  |  | SE |  | F12 | 502042.6682 | 228051.8269 | 65397.142 | 103869.9453 | 44930.4679 | 41009.1401 | 18193.6598 | 590.4863 | 0 | 520
427 | [5 empty] | 28905530.6541 | 13130276.5464 | 3765295.6847 | 5980399.8293 | 2586909.6375 | 2361135.8772 | 1047515.3309 | 33997.7483 | 0
428
429 |  | 566 | Misc. Transmission Expense |  | F12 | 224618.852 | 102032.6414 | 29259.3277 | 46472.4402 | 20102.3354 | 18347.8946 | 8140.0232 | 264.1894 | 0 | 526
430
431 |  | 567 | Rents - Transmission |  | F12 | 230079.4638 | 104513.1128 | 29970.6386 | 47602.2116 | 20591.0346 | 18793.9423 | 8337.9118 | 270.612 | 0 | 531
432
433 |  | 568 | Maint Supervision & Engineering |  | F12 | 89411.3403 | 40614.9134 | 11646.9107 | 18498.7285 | 8001.8963 | 7303.527 | 3240.2017 | 105.1627 | 0 | 536
434
435 |  | 569 | Maintenance of Structures |  | F12 | 562261.2576 | 255405.9945 | 73241.3431 | 116328.8496 | 50319.7497 | 45928.0697 | 20375.9375 | 661.3135 | 0 | 541
436
437 |  | 570 | Maint of Station Equipment |  | F12 | 607494.3177 | 275953.017 | 79133.4973 | 125687.3281 | 54367.8967 | 49622.9129 | 22015.1506 | 714.5151 | 0 | 547
438
439 |  | 571 | Maintenance of Overhead Lines |  | F12 | 1584782.2562 | 719884.009 | 206437.0954 | 327882.9802 | 141830.5909 | 129452.2591 | 57431.3521 | 1863.9695 | 0 | 553
440
441 |  | 572 | Maint of Underground Lines |  | F12 | 618.024 | 280.7361 | 80.5051 | 127.8659 | 55.3103 | 50.483 | 22.3967 | 0.7269 | 0 | 556
442
443 |  | 573 | Maint of Misc Transmission Plant |  | F12 | 10050.475 | 4565.4072 | 1309.1962 | 2079.3896 | 899.4705 | 820.9687 | 364.2219 | 11.821 | 0 | 560
444
445
446 |  | TOTAL TRANSMISSION EXPENSE |  |  |  | 34465082.4334 | 15655691.2571 | 4489494.6822 | 7130641.3838 | 3084463.488 | 2815265.4804 | 1248989.4291 | 40536.7129 | 0
447
448
449
450
451
452
453
454
455
456
457
458 |  | Distribution - METER - Unbundled |  |  |  | D: DISTRIBUTION EXPENSE
459
460
461 |  | A |  | B | C | D | E | F | G | H | I | J | K
462 |  | FERC ACCT |  | DESCRIPTION | COS Factor | Washington Jurisdiction Normalized | Residential Schedule 16 | Small General Service Schedule 24 | Large General Service < 1,000 kW Schedule 36 | Large General Service > 1,000 kW Schedule 48 | Large General Dedicated Facilities Schedule 48 | Agricultural Pumping Schedule 40 | Street & Area Lighting Sch. 15, 51-54, 57
463 |  | 580 | Operation Supervision & Eng |  | F131 | 720034.2038 | 384524.9571 | 104138.5287 | 117463.5119 | 50984.4431 | 19495.1021 | 29303.9704 | 14123.6904 | 0 | 568
464
465 |  | 581 | Load Dispatching |  | F20 | 707037.408 | 308806.3189 | 93482.6688 | 143137.1871 | 63838.7288 | 60992.0386 | 35470.4823 | 1309.9835 | 0 | 573
466
467 |  | 582 | Station Expense |  | F120 | 286795.7897 | 126954.5373 | 38432.0146 | 58845.672 | 26244.982 | 21197.627 | 14582.4045 | 538.5523 | 0 | 578
468
469 |  | 583 | Overhead Line Expenses |  | F132 | 316203.07 | 167651.2069 | 44716.0778 | 60911.9094 | 27166.5173 | 0 | 15094.4339 | 662.9249 | 0 | 583
470
471 |  | 584 | Underground Line Expense |  | F133 | 0 | 0 | 0 | 0 | 0 | 0 | 0 | 0 | 0 | 588
472
473 |  | 585 | Street Lighting & Signal Systems |  | F130 | 14073.1525 | 0 | 0 | 0 | 0 | 0 | 0 | 14073.1525 | 0 | 593
474
475 |  | 586 | Meter Expenses |  | F127 | 277878.6055 | 186753.4859 | 47632.4328 | 21241.1517 | 4005.7994 | 2385.4453 | 15860.2904 | 0 | 0 | 598
476
477 |  | 587 | Customer Installation Expenses |  | F20 | 1192506.63 | 520840.3098 | 157670.1616 | 241418.6897 | 107671.9655 | 102870.6678 | 59825.3853 | 2209.4503 | 0 | 603
478
479 |  | 588 | Misc. Distribution Expenses |  | F131 | 31829.76 | 16998.2718 | 4603.5374 | 5192.5803 | 2253.8132 | 861.7985 | 1295.4084 | 624.3504 | 0 | 609
480
481 |  | 589 | Rents |  | F131 | 111687.1796 | 59645.0942 | 16153.314 | 18220.2016 | 7908.3863 | 3023.9577 | 4545.4477 | 2190.7781 | 0 | 614
482
483 |  | 590 | Maint Supervision & Engineering |  | F131 | 319862.7503 | 170818.5662 | 46261.7415 | 52181.135 | 22648.9577 | 8660.3622 | 13017.7824 | 6274.2054 | 0 | 619
484
485 |  | 591 | Maintenance of Structures |  | F119 | 165933.3104 | 72473.1877 | 21939.2758 | 33592.6035 | 14982.194 | 14314.1095 | 8324.5023 | 307.4376 | 0 | 624
486
487 |  | 592 | Maint of Station Equipment |  | F120 | 640606.697 | 283574.34 | 85844.3772 | 131441.7189 | 58622.5873 | 47348.4699 | 32572.2564 | 1202.9473 | 0 | 629
488
489 |  | 593 | Maintenance of Overhead Lines |  | F134 | 4212435.0563 | 2417783.4178 | 651744.9154 | 676302.6779 | 296555.4299 | 0 | 162894.532 | 7154.0832 | 0 | 634
490
491 |  | 594 | Maint of Underground Lines |  | F135 | 1172604.6756 | 795399.6848 | 173937.5938 | 128240.4967 | 51562.6038 | 0 | 21636.9445 | 1827.3521 | 0 | 639
492
493 |  | 595 | Maint of Line Transformers |  | F125 | 67534.5995 | 36184.8396 | 16022.1787 | 5961.9539 | 780.9101 | 0 | 8445.1137 | 139.6034 | 0 | 644
494
495 |  | 596 | Maint of Street Lighting & Signals |  | F130 | 151010.34 | 0 | 0 | 0 | 0 | 0 | 0 | 151010.34 | 0 | 649
496
497 |  | 597 | Maintenance of Meters |  | F127 | -5892.724 | -3960.3148 | -1010.0986 | -450.4422 | -84.9474 | -50.586 | -336.335 | 0 | 0 | 654
498
499 |  | 598 | Maint of Misc. Distribution Plant |  | F131 | 481084.1876 | 256916.7904 | 69579.1939 | 78482.1581 | 34064.7837 | 13025.472 | 19579.1765 | 9436.613 | 0 | 659
500
501 |  | TOTAL DISTRIBUTION EXPENSE |  |  |  | 10863224.6919 | 5801364.6936 | 1571147.9134 | 1772183.2054 | 769207.1546 | 294124.4646 | 442111.7957 | 213085.4646 | 0
502
503
504 | [5 empty] | D: CUSTOMER ACCOUNTS EXPENSE
505
506
507 |  | 901 | Supervision |  | F136 | 171335.5754 | 137597.3321 | 21084.6032 | 5093.6175 | 1997.6648 | 1330.6199 | 2248.1422 | 1983.5957 | 0 | 666
508
509 |  | 902 | Meter Reading Expense |  | F41 | 714413.0563 | 582441.9773 | 107271.96 | 7633.2288 | 3138.4365 | 640.3042 | 13287.1495 | 0 | 0 | 671
510
511 |  | 903 | Customer Receipts & Collections |  | F42 | 3625668.1298 | 2958599.6184 | 509163.7245 | 30275.619 | 8322.2526 | 119.031 | 50791.344 | 68396.5403 | 0 | 676
512
513 |  | 904 | Uncollectible Accounts |  | F80 | 1567756.0608 | 1203464.2767 | 110584.3965 | 137724.63 | 57420.9707 | 45121.8886 | 13439.8983 | 0 | 0 | 682
514
515 |  | 905 | Misc. Customer Accounts Exp |  | F136 | 741.1263 | 595.1887 | 91.2032 | 22.0329 | 8.6411 | 5.7557 | 9.7245 | 8.5802 | 0 | 687
516
517 |  | TOTAL CUSTOMER ACCOUNTS EXPENSE |  |  |  | 6079913.9485 | 4882698.3932 | 748195.8874 | 180749.128 | 70887.9656 | 47217.5995 | 79776.2585 | 70388.7162 | 0
518
519 |  | Distribution - METER - Unbundled |  |  |  | D: CUSTOMER SERVICE EXPENSE
520
521 |  | A |  | B | C | D | E | F | G | H | I | J | K
522 |  | FERC ACCT |  | DESCRIPTION | COS Factor | Washington Jurisdiction Normalized | Residential Schedule 16 | Small General Service Schedule 24 | Large General Service < 1,000 kW Schedule 36 | Large General Service > 1,000 kW Schedule 48 | Large General Dedicated Facilities Schedule 48 | Agricultural Pumping Schedule 40 | Street & Area Lighting Sch. 15, 51-54, 57
523 |  | 907 | Supervision |  | F40 | 18201.7523 | 14344.7765 | 2629.5746 | 145.0647 | 9.3385 | 0.13357 | 690.6963 | 382.1681 | 0 | 694
524
525 |  | 908 | Customer Assistance |  | F40 | 418506.892 | 329824.7182 | 60460.9423 | 3335.4249 | 214.7181 | 3.0711 | 15880.9527 | 8787.0647 | 0 | 699
526
527 |  | 909 | Informational & Instructional Adv |  | F40 | 216834.7634 | 170887.1852 | 31325.7305 | 1728.1342 | 111.2487 | 1.5912 | 8228.1623 | 4552.7114 | 0 | 705
528
529 |  | 910 | Misc. Customer Service |  | F40 | 2051.2497 | 1616.5871 | 296.3404 | 16.3481 | 1.0524 | 0.015052 | 77.8381 | 43.0685 | 0 | 710
530
531 |  | TOTAL CUSTOMER SERVICE EXPENSE |  |  |  | 655594.6575 | 516673.267 | 94712.5879 | 5224.9719 | 336.3578 | 4.8108 | 24877.6494 | 13765.0126 | 0
532
533
534 | [5 empty] | D: SALES EXPENSE
535
536
537 |  | 911 | Supervision |  | F40 | 0 | 0 | 0 | 0 | 0 | 0 | 0 | 0 | 0 | 717
538
539 |  | 912 | Demonstration & Selling Expense |  | F40 | 0 | 0 | 0 | 0 | 0 | 0 | 0 | 0 | 0 | 722
540
541 |  | 913 | Advertising Expense |  | F40 | 0 | 0 | 0 | 0 | 0 | 0 | 0 | 0 | 0 | 727
542
543 |  | 916 | Misc. Sales Expense |  | F40 | 0 | 0 | 0 | 0 | 0 | 0 | 0 | 0 | 0 | 732
544
545 |  | TOTAL SALES EXPENSE |  |  |  | 0 | 0 | 0 | 0 | 0 | 0 | 0 | 0 | 0
546
547
548 | [5 empty] | D: ADMINISTRATION & GENERAL EXPENSE
549
550
551 |  | 920 | Administrative & General Salaries |  | F102 | 134.4325 | 63.5347 | 19.1505 | 25.9999 | 10.8618 | 8.3542 | 5.9002 | 0.63115 | 0 | 738
552 |  |  |  | Customer - System | F42 | 0 | 0 | 0 | 0 | 0 | 0 | 0 | 0 | 0 | 739
553 |  |  |  | System Overheads | F102 | 5062142.2293 | 2392439.8844 | 721126.1269 | 979041.8203 | 409009.5166 | 314581.2089 | 222177.4552 | 23766.217 | 0 | 740
554 |  |  |  | Administrative & General Salaries |  | 5062276.6618 | 2392503.4191 | 721145.2775 | 979067.8202 | 409020.3785 | 314589.563 | 222183.3555 | 23766.8482 | 0
555
556 |  | 921 | Office Supplies & expenses |  | F102 | 11218.48 | 5302.012 | 1598.1256 | 2169.7061 | 906.4275 | 697.16 | 492.3792 | 52.6696 | 0 | 744
557 |  |  |  | Customer - System | F42 | 6427.3442 | 5244.8093 | 902.6117 | 53.6706 | 14.7531 | 0.21101 | 90.0395 | 121.2489 | 0 | 745
558 |  |  |  | System Overheads | F102 | 651368.0103 | 307845.7176 | 92790.4569 | 125977.5987 | 52629.0458 | 40478.5419 | 28588.5462 | 3058.1032 | 0 | 746
559 |  |  |  | Office Supplies & expenses |  | 669013.8344 | 318392.539 | 95291.1942 | 128200.9755 | 53550.2264 | 41175.9128 | 29170.9649 | 3232.0216 | 0
560
561 |  | 922 | A&G Expenses Transferred |  | F102 | -2159479.8938 | -1020600.6851 | -307628.1348 | -417653.442 | -174481.0374 | -134198.4806 | -94779.5865 | -10138.5274 | 0 | 749
562
563 |  | 923 | Outside Services |  | F102 | 181039.23 | 85561.696 | 25789.8954 | 35013.828 | 14627.5558 | 11250.482 | 7945.813 | 849.9598 | 0 | 754
564 |  |  |  | Customer - System | F42 | 129052.6377 | 105308.8896 | 18123.2588 | 1077.6354 | 296.2237 | 4.2368 | 1807.8756 | 2434.5179 | 0 | 755
565 |  |  |  | System Overheads | F102 | 1262326.1298 | 596593.1503 | 179824.3336 | 244139.7369 | 101993.0648 | 78445.8559 | 55403.502 | 5926.4863 | 0 | 756
|  |  |  | JBG | F102 | 0 | 0 | 0 | 0 | 0 | 0 | 0 | 0 | 0 | 757
567 |  |  |  | System Overheads | F102 | 31517.0507 | 14895.4031 | 4489.7531 | 6095.544 | 2546.5056 | 1958.5921 | 1383.2836 | 147.9692 | 0 | 758
568 |  |  |  | Outside Services |  | 1603935.0482 | 802359.139 | 228227.2408 | 286326.7443 | 119463.3498 | 91659.1668 | 66540.4741 | 9358.9333 | 0
569
570 |  | 924 | Property Insurance
571 |  |  |  | System Overheads | F102 | 370048.8475 | 174890.3096 | 52715.2103 | 71569.1659 | 29899.1007 | 22996.2748 | 16241.4463 | 1737.3398 |  | 763
572
573 |  | 925 | Injuries & Damages |  | F102 | 608190.2194 | 287439.2841 | 86639.5762 | 117626.8134 | 49140.379 | 37795.306 | 26693.4727 | 2855.3881 | 0 | 766
574 |  |  | Injuries & Damages |  | F102 | 3847.6 | 1818.4301 | 548.1088 | 744.1437 | 310.8773 | 239.1048 | 168.8712 | 18.0641 | 0 | 767
575
576 |  | 926 | Employee Pensions & Benefits |  | F138 | 6521223.7387 | 3052404.6941 | 934645.4819 | 1275299.7533 | 532405.2873 | 413526.8402 | 280443.5325 | 32498.1494 | 0 | 774
577
578 |  | 927 | Franchise Requirements |  | F102 | 0 | 0 | 0 | 0 | 0 | 0 | 0 | 0 | 0 | 779
579
580 |  | 928 | Regulatory Commission Expense |  | F141 | 1662715.7954 | 705447.2052 | 248465.0888 | 361169.0017 | 150171.6036 | 117845.1229 | 70259.4314 | 9358.3417 | 0 | 786
581 |  |  |  | Regulatory Expense | F141 | 0 | 0 | 0 | 0 | 0 | 0 | 0 | 0 | 0 | 787
582
583 |  | 929 | Duplicate Charges |  | F138 | -7939037.7986 | -3716044.2909 | -1137851.7448 | -1552569.4796 | -648158.3625 | -503433.9177 | -341416.2578 | -39563.7455 | 0 | 795
584
585 |  | 930 | Misc General Expenses
586 |  |  |  | Situs | F138 | 36281.5 | 16982.3679 | 5199.9964 | 7095.2615 | 2962.0917 | 2300.6992 | 1560.2765 | 180.8068 | 0 | 798
587 |  |  |  | Customer | F138 | 0 | 0 | 0 | 0 | 0 | 0 | 0 | 0 | 0 | 799
588 |  |  |  | Labor | F138 | 126328.1083 | 59130.6979 | 18105.8035 | 24704.9038 | 10313.6705 | 8010.7761 | 5432.7075 | 629.549 | 0 | 800
589 |  |  |  | Labor | F138 | 0 | 0 | 0 | 0 | 0 | 0 | 0 | 0 | 0 | 801
590 |  |  |  | Customer | F138 | 26893.1444 | 12587.938 | 3854.4232 | 5259.2614 | 2195.6082 | 1705.3604 | 1156.5327 | 134.0205 | 0 | 802
591
592 |  | 931 | Rents |  | F102 | 209793.5205 | 99151.3796 | 29886.0802 | 40575.0413 | 16950.8367 | 13037.3854 | 9207.839 | 984.9582 | 0 | 808
593
594 |  | 935 | Maintenance of General Plant |  | F108 | 1529290.9281 | 713198.9127 | 214831.6327 | 301869.0234 | 126441.1309 | 101060.4624 | 65423.2459 | 6466.5202 | 0 | 814
595
596 |  | TOTAL ADMINISTRATIVE & GEN EXPENSE |  |  |  | 8331321.2543 | 3899661.3403 | 1194075.2351 | 1629284.9879 | 680185.1406 | 528309.5767 | 358286.3058 | 41518.6679 | 0
597
598
599 |  | TOTAL O & M EXPENSE |  |  |  | 211920126.8749 | 94289631.8193 | 28192399.9423 | 44734545.6841 | 18984661.4457 | 16927603.4932 | 8147746.729 | 643537.7614 | 0
600
601 |  | Distribution - METER - Unbundled |  |  |  | D: DEPRECIATION EXPENSE
602
603 |  | A |  | B | C | D | E | F | G | H | I | J | K
604 |  | FERC ACCT |  | DESCRIPTION | COS Factor | Washington Jurisdiction Normalized | Residential Schedule 16 | Small General Service Schedule 24 | Large General Service < 1,000 kW Schedule 36 | Large General Service > 1,000 kW Schedule 48 | Large General Dedicated Facilities Schedule 48 | Agricultural Pumping Schedule 40 | Street & Area Lighting Sch. 15, 51-54, 57
605 |  | 403SP | Steam Depreciation |  | F10 | 9165390.9232 | 3877812.5174 | 1210764.636 | 2047140.3544 | 865515.0438 | 788083.2558 | 361281.8283 | 14793.2876 | 0 | 827
606
607 |  | 403NP | Nuclear Depreciation |  | F10 | 0 | 0 | 0 | 0 | 0 | 0 | 0 | 0 | 0 | 831
608
609 |  | 403HP | Hydro Depreciation |  | F10 | 6850319.3253 | 2898321.9865 | 904939.5115 | 1530056.4099 | 646895.9677 | 589022.5526 | 270026.2226 | 11056.6744 | 0 | 838
610
611 |  | 403OP | Other Generation Depreciation |  | F10 | 0 | 0 | 0 | 0 | 0 | 0 | 0 | 0 | 0 | 841
612 |  |  |  | Simple Cycle Combustion Turbine | F10 | 0 | 0 | 0 | 0 | 0 | 0 | 0 | 0 | 0 | 842
613 |  |  |  | System Generation | F10 | 0 | 0 | 0 | 0 | 0 | 0 | 0 | 0 | 0 | 843
614 |  |  |  | System Generation | F10 | 9189101.3446 | 3887844.2301 | 1213896.8253 | 2052436.2071 | 867754.0892 | 790121.9889 | 362216.4468 | 14831.5571 | 0 | 844
615 |  |  |  | Wind Generation | F10 | 0 | 0 | 0 | 0 | 0 | 0 | 0 | 0 | 0 | 845
616 |  |  |  | Total 403OP |  | 9189101.3446 | 3887844.2301 | 1213896.8253 | 2052436.2071 | 867754.0892 | 790121.9889 | 362216.4468 | 14831.5571 | 0
617
618 |  | 403TP | Transmission Depreciation |  | F106 | 6783841.684 | 3081545.8267 | 883677.5953 | 1403540.5935 | 607122.064 | 554135.1991 | 245841.4707 | 7978.9347 | 0 | 853
619
620 |  | 403 | Distribution Depreciation
621 |  |  |  | Land Rights | F118 | 7471.41 | 3571.295 | 1081.1119 | 1655.3584 | 738.2846 | 0 | 410.2104 | 15.1497 | 0 | 856
622 |  |  |  | Structures | F119 | 82578.9762 | 36067.2708 | 10918.38 | 16717.8175 | 7456.0933 | 7123.6119 | 4142.8022 | 153.0005 | 0 | 857
623 |  |  |  | Station Equip | F120 | 1797406.6953 | 795649.5299 | 240861.1384 | 368797.6206 | 164482.5623 | 132849.777 | 91390.852 | 3375.2152 | 0 | 858
624 |  |  |  | Poles & Towers | F121 | 3907338.7905 | 1875044.7516 | 564928.5217 | 861630.1376 | 384284.2928 | 0 | 213518.4935 | 7932.5933 | 0 | 860
625 |  |  |  | OH Conductors | F122 | 1818906.9494 | 1100814.5662 | 248639.6766 | 274801.2061 | 122560.4613 | 0 | 68097.8264 | 3993.2128 | 0 | 861
626 |  |  |  | UG Conduit | F123 | 524953.2894 | 355050.0207 | 69410.4409 | 58620.1807 | 26144.4136 | 0 | 14526.5261 | 1201.7073 | 0 | 862
627 |  |  |  | UG Conductor | F124 | 724446.6986 | 494420.8035 | 95508.3099 | 78434.8798 | 34981.7062 | 0 | 19436.759 | 1664.2402 | 0 | 863
628 |  |  |  | Line Transformer | F125 | 2985223.6575 | 1599474.0492 | 708226.4084 | 263535.5211 | 34518.4738 | 0 | 373298.3308 | 6170.8742 | 0 | 864
629 |  |  |  | Services | F126 | 1609212.0762 | 1176465.4895 | 324528.7957 | 85198.1569 | 23019.6341 | 0 | 0 | 0 | 0 | 865
630 |  |  |  | Meters | F127 | 506632.5954 | 340491.8601 | 86844.1923 | 38727.1982 | 7303.4358 | 4349.181 | 28916.7281 | 0 | 0 | 866
631 |  |  |  | Inst Cust Premises | F128 | 17629.4354 | 0 | 0 | 0 | 0 | 0 | 0 | 17629.4354 | 0 | 867
632 |  |  |  | Leased Property | F129 | 0 | 0 | 0 | 0 | 0 | 0 | 0 | 0 | 0 | 868
633 |  |  |  | Street Lighting | F130 | 124644.0927 | 0 | 0 | 0 | 0 | 0 | 0 | 124644.0927 | 0 | 869
634 |  |  | Total Distribution Expense |  |  | 14106444.6666 | 7777049.6365 | 2350946.9757 | 2048118.0769 | 805489.3577 | 144322.5699 | 813738.5285 | 166779.5214 | 0
635
636 |  | 403GP | General Depreciation
637 |  |  |  | S | F107 | 1160403.2061 | 613796.8376 | 180938.4733 | 184327.8854 | 74900.6863 | 38120.5945 | 58244.2849 | 10074.4441 | 0 | 873
638 |  |  |  | DGP | F105 | 0 | 0 | 0 | 0 | 0 | 0 | 0 | 0 | 0 | 874
639 |  |  |  | DGU | F105 | 0 | 0 | 0 | 0 | 0 | 0 | 0 | 0 | 0 | 875
640 |  |  |  | SE | F10 | 0 | 0 | 0 | 0 | 0 | 0 | 0 | 0 | 0 | 876
641 |  |  |  | CN | F42 | 78664.364 | 64191.3018 | 11047.0785 | 656.8754 | 180.5639 | 2.5826 | 1101.9952 | 1483.9666 | 0 | 877
642 |  |  |  | SG/CAGW/CAGE | F105 | 647875.1723 | 285915.1857 | 84888.4715 | 138469.9144 | 59310.0334 | 54078.1468 | 24333.6225 | 879.7979 | 0 | 878
643 |  |  |  | SO | F102 | 1005852.4818 | 473006.1774 | 142917.5983 | 195936.5311 | 81869.5435 | 63489.779 | 44022.4868 | 4610.3657 | 0 | 879
644 |  |  |  | CAEW | F105 | 119.0392 | 52.5334 | 15.5972 | 25.4422 | 10.8975 | 9.9362 | 4.471 | 0.16165 | 0 | 880
645 |  |  |  | JBG | F105 | 103252.6823 | 45566.6633 | 13528.7826 | 22068.1247 | 9452.3147 | 8618.5024 | 3878.0801 | 140.2145 | 0 | 881
646 |  |  |  | JBE | F10 | 0 | 0 | 0 | 0 | 0 | 0 | 0 | 0 | 0 | 882
647 |  |  | Total General Expense |  |  | 2996166.9457 | 1482528.6993 | 433336.0014 | 541484.7733 | 225724.0392 | 164319.5415 | 131584.9406 | 17188.9504 | 0
648
649 |  | 403GV0 | General Vehicles |  | F105 | 0 | 0 | 0 | 0 | 0 | 0 | 0 | 0 | 0 | 886
650
651 |  | 403MP | Mining Depreciation |  | F10 | 0 | 0 | 0 | 0 | 0 | 0 | 0 | 0 | 0 | 890
652
653 |  | 403EP | Experimental Plant Depreciation |  | F10 | 0 | 0 | 0 | 0 | 0 | 0 | 0 | 0 | 0 | 896
654
655
656 |  | TOTAL DEPRECIATION EXPENSE |  |  |  | 49091264.8894 | 23005102.8967 | 6997561.5451 | 9622776.415 | 4018500.5617 | 3030005.1078 | 2184689.4375 | 232628.9257 | 0
657
658 | [5 empty] | D: AMORTIZATION EXPENSE
659
660
661 |  | 404CLG | Amort of LT Plant - Cap. Lease Gen
662 |  |  |  | S | F12 | 80149.68 | 36407.8237 | 10440.4672 | 16582.5405 | 7173.021 | 6546.9922 | 2904.5659 | 94.2695 | 0 | 901
663 |  |  |  | SG/CAGW | F10 | 0 | 0 | 0 | 0 | 0 | 0 | 0 | 0 | 0 | 902
664 |  |  |  | SO | F102 | 28219.5105 | 13270.3384 | 4009.5986 | 5497.0615 | 2296.876 | 1781.2259 | 1235.0648 | 129.3453 | 0 | 903
665 |  |  |  | DGU | F10 | 0 | 0 | 0 | 0 | 0 | 0 | 0 | 0 | 0 | 904
666 |  |  |  | CN | F42 | 0 | 0 | 0 | 0 | 0 | 0 | 0 | 0 | 0 | 905
667 |  |  |  | DGP | F10 | 0 | 0 | 0 | 0 | 0 | 0 | 0 | 0 | 0 | 906
668 |  |  |  | SG | F10 | 0 | 0 | 0 | 0 | 0 | 0 | 0 | 0 | 0 | 907
669 |  |  | Total Amort. Cap. Lease General |  |  | 108369.1905 | 49678.162 | 14450.0657 | 22079.602 | 9469.8971 | 8328.2181 | 4139.6307 | 223.6147 | 0
670
671 |  | 404CLS | Amort of LT Plant - Cap Lease Steam |  | F10 | 0 | 0 | 0 | 0 | 0 | 0 | 0 | 0 | 0 | 913
672
673 |  | 404IP | Amort of LT Plant - Intangible Plant
674 |  |  |  | S | F107 | 1525.8295 | 396.1596 | 157.9773 | 489.2075 | 209.0329 | 240.3135 | 43.7591 | -10.6204 | 0 | 916
675 |  |  |  | SE | F10 | 0 | 0 | 0 | 0 | 0 | 0 | 0 | 0 | 0 | 917
676 |  |  |  | SG/CAGW | F105 | 538238.4657 | 230518.17 | 70937.3298 | 118742.6865 | 50384.7598 | 45894.73 | 20931.3105 | 829.4791 | 0 | 918
677 |  |  |  | SO | F102 | 827823.3576 | 389287.2653 | 117622.1446 | 161257.0829 | 67379.1849 | 52252.5151 | 36230.8028 | 3794.362 | 0 | 919
678 |  |  |  | CN | F42 | 533631.2674 | 435451.1245 | 74939.4798 | 4456.011 | 1224.8816 | 17.5192 | 7475.5461 | 10066.7053 | 0 | 920
679 |  |  |  | DGP | F10 | 0 | 0 | 0 | 0 | 0 | 0 | 0 | 0 | 0 | 921
680 |  |  |  | DGU | F10 | 0 | 0 | 0 | 0 | 0 | 0 | 0 | 0 | 0 | 922
681 |  |  |  | CAEW | F10 | 0 | 0 | 0 | 0 | 0 | 0 | 0 | 0 | 0 | 923
682 |  |  |  | CAGW | F105 | 3009600.5334 | 1288959.5442 | 396651.3716 | 663958.5895 | 281730.1432 | 256623.8063 | 117038.9842 | 4638.0944 | 0 | 924
683 |  |  |  | JBG | F105 | 64932.9674 | 27809.6602 | 8557.8635 | 14325.091 | 6078.4061 | 5536.7299 | 2525.1486 | 100.0682 | 0 | 925
684 |  |  | Total Amort. Intangible Plant |  |  | 4975752.421 | 2372421.9237 | 668866.1667 | 963228.6683 | 407006.4086 | 360565.614 | 184245.5512 | 19418.0885 | 0
685
686 |  | Distribution - METER - Unbundled |  |  |  | D: AMORTIZATION EXPENSE (continued)
687
688
689 |  | A |  | B | C | D | E | F | G | H | I | J | K
690 |  | FERC ACCT |  | DESCRIPTION | COS Factor | Washington Jurisdiction Normalized | Residential Schedule 16 | Small General Service Schedule 24 | Large General Service < 1,000 kW Schedule 36 | Large General Service > 1,000 kW Schedule 48 | Large General Dedicated Facilities Schedule 48 | Agricultural Pumping Schedule 40 | Street & Area Lighting Sch. 15, 51-54, 57
691 |  | 404O | Amort of LT Plant - Other Plant |  | F10 | 0 | 0 | 0 | 0 | 0 | 0 | 0 | 0 | 0 | 930
692
693 |  | 404HP | Amort of Other Electric Plant |  | F110 | 69343.8714 | 33355.2282 | 9361.4882 | 13254.0729 | 5591.587 | 4916.4036 | 2574.3102 | 290.7813 | 0 | 936
694
695 |  | 405 | Amort of Other Electric Plant |  | F110 | 0 | 0 | 0 | 0 | 0 | 0 | 0 | 0 | 0 | 944
696
697 |  | 406 | Amort of Plant Acquisition Adj |  | F10 | 0 | 0 | 0 | 0 | 0 | 0 | 0 | 0 | 0 | 952
698
699 |  | 407 | Amort of Prop Losses, Unrec Plant, |  | F110 | 0.29 | 0.13949 | 0.03915 | 0.055429 | 0.023384 | 0.020561 | 0.010766 | 0.0012161 | 0 | 961
700
701
702 |  | TOTAL AMORTIZATION EXPENSE |  |  |  | 5153465.7729 | 2455455.4534 | 692677.7598 | 998562.3986 | 422067.916 | 373810.2563 | 190959.5029 | 19932.4858 | 0
703
704
705 | [5 empty] | D: TAX OTHER THAN INCOME
706
707
708 |  | 408 | Total Taxes Other Than Income |  | F101 | 23162007.0054 | 10941092.7855 | 3245063.5084 | 4501789.3006 | 1882858.2256 | 1503823.2451 | 990198.6492 | 97181.291 | 0 | 974
709
710
711 | [5 empty] | D: DEFERRED ITC
712
713
714 |  | 41140 | Deferred I T C - Federal |  | F101 | 0 | 0 | 0 | 0 | 0 | 0 | 0 | 0 | 0 | 979
715
716 |  | 41141 | Deferred I T C - Idaho |  | F101 | 0 | 0 | 0 | 0 | 0 | 0 | 0 | 0 | 0 | 984
717
718 |  | TOTAL DEFERRED ITC |  |  |  | 0 | 0 | 0 | 0 | 0 | 0 | 0 | 0 | 0
719
720
721 | [5 empty] | D: DEFERRED INCOME TAXES
722
723
724 |  | 41010 | Deferred Income Tax - Federal-DR |  | F101 | 23265176.8981 | 10852776.4209 | 3222599.2193 | 4609609.6682 | 1932687.8825 | 1582296.1804 | 979522.0591 | 85685.4677 | 0 | 1032
725
726 |  | 41011 | Deferred Income Tax - State-DR |  | F101 | 0 | 0 | 0 | 0 | 0 | 0 | 0 | 0 | 0 | 1047
727
728 |  | 41110 | Deferred Income Tax - Federal-CR |  | F101 | -24849384.9139 | -11843646.9694 | -3507937.5079 | -4766268.6389 | -1986581.4614 | -1554071.654 | -1078418.8495 | -112459.8328 | 0 | 1063
729
730 |  | 41111 | Deferred Income Tax - State-CR |  | F101 | 0 | 0 | 0 | 0 | 0 | 0 | 0 | 0 | 0 | 1078
731
732 |  | TOTAL DEFERRED INCOME TAXES |  |  |  | -1584208.0158 | -990870.5485 | -285338.2886 | -156658.9707 | -53893.5789 | 28224.5264 | -98896.7904 | -26774.3651 | 0
733
734
735
736
737
738 |  | 40911 | State Income Taxes |  | F101 | 0 | 0 | 0 | 0 | 0 | 0 | 0 | 0 | 0 | 1175
739
740 |  | 40910 | Federal Income Tax |  | F101 | 16249415.367 | 6992055.3882 | 2206933.9514 | 3532689.4214 | 1495980.3238 | 1325785.6187 | 649592.7031 | 46377.9605 | 0 | 1208
741
742
743 |  | TOTAL OPERATING EXPENSES |  |  |  | 304033522.8972 | 136724227.7597 | 41052233.5329 | 63237368.163 | 26751703.0866 | 23190455.2626 | 12064650.8108 | 1012884.2817 | 0
744
745
746 |  | Distribution - METER - Unbundled |  |  |  | D: STEAM GENERATION PLANT
747
748 |  | A |  | B | C | D | E | F | G | H | I | J | K
749 |  | FERC ACCT |  | DESCRIPTION | COS Factor | Washington Jurisdiction Normalized | Residential Schedule 16 | Small General Service Schedule 24 | Large General Service < 1,000 kW Schedule 36 | Large General Service > 1,000 kW Schedule 48 | Large General Dedicated Facilities Schedule 48 | Agricultural Pumping Schedule 40 | Street & Area Lighting Sch. 15, 51-54, 57
750 |  | 310 | Land and Land Rights |  | F10 | 402445.4118 | 170271.8267 | 53163.7632 | 89888.391 | 38004.1136 | 34604.1422 | 15863.613 | 649.5621 | 0 | 1217
751 |  |  |  | JBG | F10 | 268596.484 | 113641.2856 | 35482.0789 | 59992.4985 | 25364.3625 | 23095.1842 | 10587.5494 | 433.5249 | 0 | 1219
752 |  |  |  | Total 310 |  | 671041.8958 | 283913.1124 | 88645.8421 | 149880.8895 | 63368.4761 | 57699.3264 | 26451.1623 | 1083.087 | 0
753
754 |  | 311 | Structures and Improvements |  | F10 | 14154147.9293 | 5988520.5632 | 1869788.4148 | 3161406.6057 | 1336618.1615 | 1217039.9579 | 557928.8963 | 22845.33 | 0 | 1225
755 |  |  |  | JBG | F10 | 33160289.9694 | 14029885.7519 | 4380533.9838 | 7406532.7195 | 3131424.5149 | 2851277.1033 | 1307113.934 | 53521.962 | 0 | 1226
756 |  |  |  | Total 311 |  | 47314437.8986 | 20018406.315 | 6250322.3986 | 10567939.3252 | 4468042.6763 | 4068317.0612 | 1865042.8302 | 76367.2921 | 0
757
758 |  | 312 | Boiler Plant Equipment
759 |  |  |  | SG | F10 | 0 | 0 | 0 | 0 | 0 | 0 | 0 | 0 | 0 | 1230
760 |  |  |  | S | F10 | -284706.257 | -120457.2174 | -37610.2089 | -63590.7047 | -26885.6561 | -24480.378 | -11222.5652 | -459.5267 | 0 | 1231
761 |  |  |  | CAGW | F10 | -1229371.7233 | -520138.5404 | -162402.2172 | -274586.9201 | -116093.2174 | -105707.141 | -48459.4348 | -1984.2525 | 0 | 1232
762 |  |  |  | JBG | F10 | 173113996.8617 | 73243316.0343 | 22868670.5402 | 38665961.0982 | 16347668.0735 | 14885152.5717 | 6823816.0063 | 279412.5376 | 0 | 1233
763 |  |  |  | Total 312 |  | 171599918.8814 | 72602720.2765 | 22668658.1141 | 38327783.4733 | 16204689.2 | 14754965.0528 | 6764134.0063 | 276968.7585 | 0
764
765 |  | 314 | Turbogenerator Units |  | F10 | 8794346.9483 | 3720826.418 | 1161749.0591 | 1964265.6466 | 830476.261 | 756179.1563 | 346655.9987 | 14194.4085 | 0 | 1239
766 |  |  |  | JBG | F10 | 46164448.1767 | 19531853.7418 | 6098406.6867 | 10311082.8106 | 4359445.7367 | 3969435.5567 | 1819712.4791 | 74511.1652 | 0 | 1240
767 |  |  |  | Total 314 |  | 54958795.125 | 23252680.1598 | 7260155.7458 | 12275348.4573 | 5189921.9977 | 4725614.713 | 2166368.4777 | 88705.5737 | 0
768
769 |  | 315 | Accessory Electric Equipment |  | F10 | 2094522.0937 | 886177.5849 | 276690.1381 | 467823.0025 | 197791.9324 | 180096.8234 | 82561.9745 | 3380.6379 | 0 | 1246
770 |  |  |  | JBG | F10 | 13661870.7413 | 5780241.5429 | 1804757.7123 | 3051453.7945 | 1290130.9668 | 1174711.6587 | 538524.2899 | 22050.776 | 0 | 1247
771 |  |  |  | Total 315 |  | 15756392.835 | 6666419.1278 | 2081447.8504 | 3519276.7971 | 1487922.8992 | 1354808.4822 | 621086.2644 | 25431.4139 | 0
772
773 |  | 316 | Misc Power Plant Equipment |  | F10 | 93430.6351 | 39529.8454 | 12342.355 | 20868.245 | 8822.9319 | 8033.6038 | 3682.8533 | 150.8006 | 0 | 1253
774 |  |  |  | JBG | F10 | 1160651.1905 | 491063.3657 | 153324.1111 | 259237.812 | 109603.7337 | 99798.2276 | 45750.6055 | 1873.3349 | 0 | 1255
775 |  |  |  | Total 316 |  | 1254081.8255 | 530593.2111 | 165666.4661 | 280106.057 | 118426.6656 | 107831.8313 | 49433.4588 | 2024.1355 | 0
776
777 |  | S00 | Unclassified Steam Plant - Acct 300 |  | F10 | 4188034.574 | 1771928.0094 | 553246.9045 | 935420.5024 | 395488.524 | 360106.8356 | 165084.1519 | 6759.6462 | 0 | 1262
778
779
780
781 |  | Total Steam Generation Plant |  |  |  | 295742703.0353 | 125126660.212 | 39068143.3216 | 66055755.5018 | 27927860.4389 | 25429343.3024 | 11657600.3517 | 477339.9068 | 0
782
783
784 | [5 empty] | D: NUCLEAR GENERATION
785
786
787 |  | 320 | Land and Land Rights |  | F10 | 0 | 0 | 0 | 0 | 0 | 0 | 0 | 0 | 0 | 1268
788
789 |  | 321 | Structures and Improvements |  | F10 | 0 | 0 | 0 | 0 | 0 | 0 | 0 | 0 | 0 | 1272
790
791 |  | 322 | Reactor Plant Equipment |  | F10 | 0 | 0 | 0 | 0 | 0 | 0 | 0 | 0 | 0 | 1276
792
793 |  | 323 | Turbogenerator Units |  | F10 | 0 | 0 | 0 | 0 | 0 | 0 | 0 | 0 | 0 | 1280
794
795 |  | 324 | Land and Land Rights |  | F10 | 0 | 0 | 0 | 0 | 0 | 0 | 0 | 0 | 0 | 1284
796
797 |  | 325 | Misc. Power Plant Equipment |  | F10 | 0 | 0 | 0 | 0 | 0 | 0 | 0 | 0 | 0 | 1288
798
799 |  | N00 | Unclassified Nuclear Plt - Acct 300 |  | F10 | 0 | 0 | 0 | 0 | 0 | 0 | 0 | 0 | 0 | 1294
800
801 |  | Total Nuclear Generation Plant |  |  |  | 0 | 0 | 0 | 0 | 0 | 0 | 0 | 0 | 0
802
803
804 | [5 empty] | D: HYDRAULIC GENERATION PLANT
805
806
807 |  | 330 | Land and Land Rights |  | F10 | 6692525.7585 | 2831560.6368 | 884094.6973 | 1494812.3509 | 631995.0533 | 575454.7224 | 263806.3081 | 10801.9897 | 0 | 1302
808
809 |  | 331 | Structures and Improvements |  | F10 | 58202471.2762 | 24625056.7542 | 7688651.2031 | 12999841.3241 | 5496231.9554 | 5004521.1866 | 2294227.8631 | 93940.9897 | 0 | 1307
810
811 |  | 332 | Reservoirs, Dams & Waterways |  | F10 | 92251325.6962 | 39030887.8834 | 12186566.15 | 20604839.7893 | 8711566.2463 | 7932201.2248 | 3636367.2741 | 148897.1283 | 0 | 1312
812
813 |  | 333 | Water Wheel, Turbines, & Generators |  | F10 | 19886728.5149 | 8413935.1405 | 2627072.6271 | 4441809.9349 | 1877962.7455 | 1709954.0965 | 783896.0385 | 32097.9319 | 0 | 1317
814
815 |  | 334 | Accessory Electric Equipment |  | F10 | 15481407.4056 | 6550074.7243 | 2045121.7803 | 3457857.2925 | 1461955.2097 | 1331163.9465 | 610246.8753 | 24987.577 | 0 | 1322
816
817 |  | 335 | Misc. Power Plant Equipment |  | F10 | 492808.3911 | 208503.7685 | 65100.8754 | 110071.4583 | 46537.3577 | 42373.9745 | 19425.5453 | 795.4114 | 0 | 1327
818
819 |  | 336 | Roads, Railroads & Bridges |  | F10 | 4851887.9085 | 2052799.692 | 640943.1247 | 1083695.7873 | 458178.1629 | 417188.0558 | 191251.9552 | 7831.1306 | 0 | 1333
820
821 |  | H00 | Unclassified Hydro Plant - Acct 300 |  | F10 | 0 | 0 | 0 | 0 | 0 | 0 | 0 | 0 | 0 | 1339
822
823 |  | Total Hydraulic Plant |  |  |  | 197859154.951 | 83712818.5997 | 26137550.4578 | 44192927.9374 | 18684426.7308 | 17012857.2071 | 7799221.8597 | 319352.1585 | 0
824
825 |  | Distribution - METER - Unbundled
826 |  | A |  | B | C | D | E | F | G | H | I | J | K
827 |  | FERC ACCT |  | DESCRIPTION | COS Factor | Washington Jurisdiction Normalized | Residential Schedule 16 | Small General Service Schedule 24 | Large General Service < 1,000 kW Schedule 36 | Large General Service > 1,000 kW Schedule 48 | Large General Dedicated Facilities Schedule 48 | Agricultural Pumping Schedule 40 | Street & Area Lighting Sch. 15, 51-54, 57
828 |  | 340 | Land and Land Rights |  | F10 | 1028874.7738 | 435309.6895 | 135916.2093 | 229804.8263 | 97159.6959 | 88467.4738 | 40556.2362 | 1660.6428 | 0 | 1347
829 |  |  |  | Total 340 |  | 1028874.7738 | 435309.6895 | 135916.2093 | 229804.8263 | 97159.6959 | 88467.4738 | 40556.2362 | 1660.6428 | 0
830
831 |  | 341 | Structures and Improvements |  | F10 | 13049493.8874 | 5521149.1977 | 1723861.6278 | 2914676.064 | 1232302.4046 | 1122056.6275 | 514385.5891 | 21062.3766 | 0 | 1352
832 |  |  |  | Total 341 |  | 13049493.8874 | 5521149.1977 | 1723861.6278 | 2914676.064 | 1232302.4046 | 1122056.6275 | 514385.5891 | 21062.3766 | 0
833
834 |  | 342 | Fuel Holders, Producers & Access |  | F10 | 365100.5259 | 154471.4679 | 48230.4365 | 81547.2058 | 34477.5253 | 31393.0539 | 14391.5504 | 589.2861 | 0 | 1357
835 |  |  |  | Total 342 |  | 365100.5259 | 154471.4679 | 48230.4365 | 81547.2058 | 34477.5253 | 31393.0539 | 14391.5504 | 589.2861 | 0
836
837 |  | 343 | Prime Movers |  | F10 | 220014898.0367 | 93086757.8665 | 29064363.9933 | 49141534.727 | 20776659.2507 | 18917911.8078 | 8672558.0257 | 355112.3657 | 0 | 1365
838 |  |  |  | Total 343 |  | 220014898.0367 | 93086757.8665 | 29064363.9933 | 49141534.727 | 20776659.2507 | 18917911.8078 | 8672558.0257 | 355112.3657 | 0
839
840 |  | 344 | Generators |  | F10 | 30260659.6344 | 12803072.5256 | 3997487.5981 | 6758884.3735 | 2857603.8238 | 2601953.301 | 1192816.1634 | 48841.849 | 0 | 1372
841 |  |  |  | Total 344 |  | 30260659.6344 | 12803072.5256 | 3997487.5981 | 6758884.3735 | 2857603.8238 | 2601953.301 | 1192816.1634 | 48841.849 | 0
842
843 |  | 345 | Accessory Electric Plant |  | F10 | 19871555.6944 | 8407515.6267 | 2625068.2702 | 4438421.0022 | 1876529.9311 | 1708649.4663 | 783297.9555 | 32073.4424 | 0 | 1377
844 |  |  |  | Total 345 |  | 19871555.6944 | 8407515.6267 | 2625068.2702 | 4438421.0022 | 1876529.9311 | 1708649.4663 | 783297.9555 | 32073.4424 | 0
845
846 |  | 346 | Misc. Power Plant Equipment |  | F10 | 916095.1313 | 387593.4149 | 121017.8155 | 204614.8743 | 86509.5798 | 78770.1517 | 36110.6827 | 1478.6122 | 0 | 1382
847
848 |  | O00 | Unclassified Other Prod - Acct 300 |  | F10 | -124464.068 | -52659.8729 | -16441.9274 | -27799.7325 | -11753.511 | -10702.0037 | -4906.1307 | -200.8897 | 0 | 1387
849
850 |  | Total Other Generation Plant |  |  |  | 285382213.6159 | 120743209.9159 | 37699504.0235 | 63741683.3406 | 26949488.7002 | 24538499.8783 | 11249210.0724 | 460617.6851 | 0
851
852 |  | Experimental Plant
853 |  | 103 | Experimental Plant |  | F10 | 0 | 0 | 0 | 0 | 0 | 0 | 0 | 0 | 0 | 1393
854
855 |  | TOTAL GENERATION PLANT |  |  |  | 778984071.6022 | 329582688.7276 | 102905197.803 | 173990366.7798 | 73561775.8698 | 66980700.3879 | 30706032.2838 | 1257309.7503 | 0
856
857 | [5 empty] | D: TRANSMISSION PLANT
858 |  | 350 | Land and Land Rights
859 |  |  |  | Demand | F12 | 8704872.7465 | 3954170.1493 | 1133915.1728 | 1800991.6549 | 779045.3485 | 711053.7978 | 315458.2341 | 10238.3892 | 0 | 1402
860 |  |  |  | Direct Assigned | A | 0 | 0 | 0 | 0 | 0 | 0 | 0 | 0 | 0
861 | [5 empty] | 8704872.7465 | 3954170.1493 | 1133915.1728 | 1800991.6549 | 779045.3485 | 711053.7978 | 315458.2341 | 10238.3892 | 0
862 |  | 352 | Structures and Improvements
863 |  |  |  | Demand | F12 | 15811622.1388 | 7182396.1239 | 2059655.4106 | 3271340.1277 | 1415066.1403 | 1291565.5746 | 573001.6444 | 18597.1175 | 0 | 1409
864 |  |  |  | Direct Assigned | A | 0 | 0 | 0 | 0 | 0 | 0 | 0 | 0 | 0
865 | [5 empty] | 15811622.1388 | 7182396.1239 | 2059655.4106 | 3271340.1277 | 1415066.1403 | 1291565.5746 | 573001.6444 | 18597.1175 | 0
866 |  | 353 | Station Equipment
867 |  |  |  | Demand | F12 | 139907694.8787 | 63552776.3424 | 18224672.8518 | 28946154.4431 | 12521083.5452 | 11428300.0655 | 5070152.7346 | 164554.8961 | 0 | 1415
868 |  |  |  | Direct Assigned | A | 0 | 0 | 0 | 0 | 0 | 0 | 0 | 0 | 0
869 | [5 empty] | 139907694.8787 | 63552776.3424 | 18224672.8518 | 28946154.4431 | 12521083.5452 | 11428300.0655 | 5070152.7346 | 164554.8961 | 0
870 |  | 354 | Towers and Fixtures
871 |  |  |  | Demand | F12 | 49444048.8207 | 22459855.2559 | 6440686.5899 | 10229709.4859 | 4425010.8376 | 4038815.9269 | 1791816.2368 | 58154.4877 | 0 | 1421
872 |  |  |  | Direct Assigned | A | 0 | 0 | 0 | 0 | 0 | 0 | 0 | 0 | 0
873 | [5 empty] | 49444048.8207 | 22459855.2559 | 6440686.5899 | 10229709.4859 | 4425010.8376 | 4038815.9269 | 1791816.2368 | 58154.4877 | 0
874 |  | 355 | Poles and Fixtures
875 |  |  |  | Demand | F12 | 78050567.0057 | 35454306.0166 | 10167032.2766 | 16148245.2332 | 6985160.2592 | 6375527.0988 | 2828495.574 | 91800.5472 | 0 | 1428
876 |  |  |  | Direct Assigned | A | 0 | 0 | 0 | 0 | 0 | 0 | 0 | 0 | 0
877 | [5 empty] | 78050567.0057 | 35454306.0166 | 10167032.2766 | 16148245.2332 | 6985160.2592 | 6375527.0988 | 2828495.574 | 91800.5472 | 0
878 |  | 356 | Overhead Conductors
879 |  |  |  | Demand | F12 | 76890516.5871 | 34927355.5522 | 10015921.6505 | 15908237.0006 | 6881341.1789 | 6280768.8777 | 2786456.1937 | 90436.1335 | 0 | 1434
880 |  |  |  | Direct Assigned | A | 0 | 0 | 0 | 0 | 0 | 0 | 0 | 0 | 0
881 | [5 empty] | 76890516.5871 | 34927355.5522 | 10015921.6505 | 15908237.0006 | 6881341.1789 | 6280768.8777 | 2786456.1937 | 90436.1335 | 0
882 |  | 357 | Underground Conduit
883 |  |  |  | Demand | F12 | 38955.98 | 17695.672 | 5074.4885 | 8059.7841 | 3486.3778 | 3182.1025 | 1411.7363 | 45.8188 | 0 | 1440
884 |  |  |  | Direct Assigned | A | 0 | 0 | 0 | 0 | 0 | 0 | 0 | 0 | 0
885 | [5 empty] | 38955.98 | 17695.672 | 5074.4885 | 8059.7841 | 3486.3778 | 3182.1025 | 1411.7363 | 45.8188 | 0
886 |  | 358 | Underground Conductors
887 |  |  |  | Demand | F12 | 68976.5787 | 31332.4659 | 8985.0353 | 14270.8855 | 6173.0808 | 5634.3223 | 2499.6609 | 81.128 | 0 | 1446
888 |  |  |  | Direct Assigned | A | 0 | 0 | 0 | 0 | 0 | 0 | 0 | 0 | 0
889 | [5 empty] | 68976.5787 | 31332.4659 | 8985.0353 | 14270.8855 | 6173.0808 | 5634.3223 | 2499.6609 | 81.128 | 0
890 |  | 359 | Roads and Trails
891 |  |  |  | Demand | F12 | 1589839.1336 | 722181.0849 | 207095.815 | 328929.2211 | 142283.1577 | 129865.3279 | 57614.6097 | 1869.9173 | 0 | 1452
892 |  |  |  | Direct Assigned | A | 0 | 0 | 0 | 0 | 0 | 0 | 0 | 0 | 0
893 | [5 empty] | 1589839.1336 | 722181.0849 | 207095.815 | 328929.2211 | 142283.1577 | 129865.3279 | 57614.6097 | 1869.9173 | 0
894
895 |  | T00 | Unclassified Trans Plant - Acct 300 |  | F10 | 2499337.7418 | 1135318.9161 | 325569.0313 | 517099.623 | 223679.0242 | 204157.3318 | 90574.1753 | 2939.64 | 0 | 1457
896 |  | TS0 | Unclassified Trans Sub - Acct 300 |  | F10 | 0 | 0 | 0 | 0 | 0 | 0 | 0 | 0 | 0 | 1461
897
898 |  | TOTAL TRANSMISSION PLANT |  |  |  | 373006431.6116 | 169437387.5794 | 48588608.3222 | 77173037.4592 | 33382328.9502 | 30468870.4258 | 13517480.7997 | 438718.0751 | 0
899 |  | Distribution - METER - Unbundled |  |  |  | D: DISTRIBUTION PLANT
900 |  | A |  | B | C | D | E | F | G | H | I | J | K
901 |  | FERC ACCT |  | DESCRIPTION | COS Factor | Washington Jurisdiction Normalized | Residential Schedule 16 | Small General Service Schedule 24 | Large General Service < 1,000 kW Schedule 36 | Large General Service > 1,000 kW Schedule 48 | Large General Dedicated Facilities Schedule 48 | Agricultural Pumping Schedule 40 | Street & Area Lighting Sch. 15, 51-54, 57
902
903 |  | 360 | Land and Land Rights
904 |  |  |  | Demand Primary | F20A | 1859463.89 | 888814.0464 | 269064.1482 | 411981.0207 | 183742.221 | 0 | 102092.0266 | 3770.4273 | 0 | 1467
905 |  |  |  | Assigned | A | 0 | 0 | 0 | 0 | 0 | 0 | 0 | 0 | 0
906 | [5 empty] | 1859463.89 | 888814.0464 | 269064.1482 | 411981.0207 | 183742.221 | 0 | 102092.0266 | 3770.4273 | 0
907 |  | 361 | Structures and Improvements
908 |  |  |  | Demand Primary | F20 | 4829945.87 | 2109531.6706 | 638603.0287 | 977805.2162 | 436098.0073 | 416651.5681 | 242307.5605 | 8948.8187 | 0 | 1473
909 |  |  |  | Assigned | A | 0 | 0 | 0 | 0 | 0 | 0 | 0 | 0 | 0
910 | [5 empty] | 4829945.87 | 2109531.6706 | 638603.0287 | 977805.2162 | 436098.0073 | 416651.5681 | 242307.5605 | 8948.8187 | 0
911 |  | 362 | Station Equipment
912 |  |  |  | Demand Primary | F20A | 65681014.2 | 31395182.4042 | 9504032.9799 | 14552221.9677 | 6490244.5765 | 0 | 3606151.1502 | 133181.1216 | 0 | 1479
913 |  |  |  | Assigned | A | 5242060.51 | 0 | 0 | 0 | 0 | 5242060.51 | 0 | 0 | 0
914 | [5 empty] | 70923074.71 | 31395182.4042 | 9504032.9799 | 14552221.9677 | 6490244.5765 | 5242060.51 | 3606151.1502 | 133181.1216 | 0
915 |  | 364 | Poles, Towers & Fixtures
916 |  |  |  | Demand Primary | F20A | 107126151.4485 | 51205741.9628 | 15501138.1717 | 23734766.4833 | 10585630.1385 | 0 | 5881655.4367 | 217219.2554 | 0 | 1485
917 |  |  |  | Demand Secondary | F22 | 506775.6215 | 444899.5151 | 60581.3608 | 0 | 0 | 0 | 0 | 1294.7456 | 0
918 |  |  |  | Assigned | A | 0 | 0 | 0 | 0 | 0 | 0 | 0 | 0 | 0
919 | [5 empty] | 107632927.07 | 51650641.4779 | 15561719.5325 | 23734766.4833 | 10585630.1385 | 0 | 5881655.4367 | 218514.001 | 0
920 |  | 365 | Overhead Conductors
921 |  |  |  | Demand Primary | F20A | 49242497.587 | 23537657.1542 | 7125382.0724 | 10910120.1292 | 4865878.7747 | 0 | 2703610.6472 | 99848.8092 | 0 | 1492
922 |  |  |  | Demand Secondary | F22 | 22971498.873 | 20166733.1187 | 2746076.5714 | 0 | 0 | 0 | 0 | 58689.183 | 0
923 |  |  |  | Assigned | A | 0 | 0 | 0 | 0 | 0 | 0 | 0 | 0 | 0
924 | [5 empty] | 72213996.46 | 43704390.2729 | 9871458.6438 | 10910120.1292 | 4865878.7747 | 0 | 2703610.6472 | 158537.9922 | 0
925 |  | 366 | Underground Conduit
926 |  |  |  | Demand Primary | F20A | 9319834.4633 | 4454832.2908 | 1348578.6598 | 2064893.5079 | 920935.9176 | 0 | 511696.2973 | 18897.7899 | 0 | 1499
927 |  |  |  | Demand Secondary | F22 | 9171624.0367 | 8051790.4049 | 1096401.3288 | 0 | 0 | 0 | 0 | 23432.303 | 0
928 |  |  |  | Assigned | A | 0 | 0 | 0 | 0 | 0 | 0 | 0 | 0 | 0
929 | [5 empty] | 18491458.5 | 12506622.6957 | 2444979.9886 | 2064893.5079 | 920935.9176 | 0 | 511696.2973 | 42330.0929 | 0
930 |  | 367 | Underground Conductors
931 |  |  |  | Demand Primary | F20A | 13803507.174 | 6598004.474 | 1997365.4338 | 3058291.6963 | 1363988.3407 | 0 | 757867.9148 | 27989.3146 | 0 | 1506
932 |  |  |  | Demand Secondary | F22 | 14443738.556 | 12680192.194 | 1726644.4942 | 0 | 0 | 0 | 0 | 36901.8678 | 0
933 |  |  |  | Assigned | A | 0 | 0 | 0 | 0 | 0 | 0 | 0 | 0 | 0
934 | [5 empty] | 28247245.73 | 19278196.6679 | 3724009.928 | 3058291.6963 | 1363988.3407 | 0 | 757867.9148 | 64891.1824 | 0
935 |  | 368 | Line Transformers
936 |  |  |  | Demand Secondary | F21 | 113031430.96 | 60561908.0214 | 26816029.0701 | 9978413.8412 | 1306995.0314 | 0 | 14134433.2439 | 233651.752 | 0 | 1513
937 |  |  |  | Assigned | A | 0 | 0 | 0 | 0 | 0 | 0 | 0 | 0 | 0
938 | [5 empty] | 113031430.96 | 60561908.0214 | 26816029.0701 | 9978413.8412 | 1306995.0314 | 0 | 14134433.2439 | 233651.752 | 0
939 |  | 369 | Services
940 |  |  |  | Customer | F70 | 64231901.85 | 46958767.5653 | 12953607.5829 | 3400695.1201 | 918831.5817 | 0 | 0 | 0 | 0 | 1519
941 |  |  |  | Assigned | A | 0 | 0 | 0 | 0 | 0 | 0 | 0 | 0 | 0
942 | [5 empty] | 64231901.85 | 46958767.5653 | 12953607.5829 | 3400695.1201 | 918831.5817 | 0 | 0 | 0 | 0
943 |  | 370 | Meters
944 |  |  |  | Customer | F60A | 12794927.85 | 8673527.0527 | 2212227.4845 | 986518.1533 | 186044.2353 | 0 | 736610.9242 | 0 | 0 | 1526
945 |  |  |  | Assigned | A | 110788.96 | 0 | 0 | 0 | 0 | 110788.96 | 0 | 0 | 0
946 | [5 empty] | 12905716.81 | 8673527.0527 | 2212227.4845 | 986518.1533 | 186044.2353 | 110788.96 | 736610.9242 | 0 | 0
947 |  | 371 | Install on Customers' Premises
948 |  |  |  | Demand Primary | F20 | 0 | 0 | 0 | 0 | 0 | 0 | 0 | 0 | 0 | 1532
949 |  |  |  | Demand Secondary | F22 | 0 | 0 | 0 | 0 | 0 | 0 | 0 | 0 | 0
950 |  |  |  | Assigned | A | 506969.62 | 0 | 0 | 0 | 0 | 0 | 0 | 506969.62 | 0
951 | [5 empty] | 506969.62 | 0 | 0 | 0 | 0 | 0 | 0 | 506969.62 | 0
952 |  | 372 | Leased Property
953 |  |  |  | Demand Primary | F20 | 0 | 0 | 0 | 0 | 0 | 0 | 0 | 0 | 0 | 1539
954 |  |  |  | Demand Secondary | F22 | 0 | 0 | 0 | 0 | 0 | 0 | 0 | 0 | 0
955 |  |  |  | Assigned | A | 0 | 0 | 0 | 0 | 0 | 0 | 0 | 0 | 0
956 | [5 empty] | 0 | 0 | 0 | 0 | 0 | 0 | 0 | 0 | 0
957
958 |  | 373 | Street Lights |  | A | 4707240.67 | 0 | 0 | 0 | 0 | 0 | 0 | 4707240.67 | 0 | 1548
959
960
961 |  | D00 | Unclassified Dist Plant - Acct 300 |  | F22 | 9397081.91 | 8249720.4044 | 1123353.1871 | 0 | 0 | 0 | 0 | 24008.3184 | 0 | 1551
962 |  | DS0 | Unclassified Dist Sub - Acct 300 |  | F20 | 0 | 0 | 0 | 0 | 0 | 0 | 0 | 0 | 0 | 1555
963 |  | TOTAL DISTRIBUTION PLANT |  |  |  | 508978454.05 | 285977302.2793 | 85119085.5743 | 70075707.1358 | 27258388.8248 | 5769501.0381 | 28676425.2014 | 6102043.9963 | 0
964
965 |  | Distribution - METER - Unbundled |  |  |  | DISTRIBUTION PLANT D: GENERAL PLANT
966
967 |  | A |  | B | C | D | E | F | G | H | I | J | K
968 |  | FERC ACCT |  | DESCRIPTION | COS Factor | Washington Jurisdiction Normalized | Residential Schedule 16 | Small General Service Schedule 24 | Large General Service < 1,000 kW Schedule 36 | Large General Service > 1,000 kW Schedule 48 | Large General Dedicated Facilities Schedule 48 | Agricultural Pumping Schedule 40 | Street & Area Lighting Sch. 15, 51-54, 57
969 |  | 389 | Land and Land Rights
970 |  |  |  | S | F107 | 1098826.35 | 581225.6767 | 171336.9638 | 174546.5167 | 70926.0775 | 36097.7232 | 55153.5489 | 9539.8432 | 0 | 1562
971 |  |  |  | CN | F42 | 79108.9715 | 64554.1082 | 11109.5161 | 660.5881 | 181.5844 | 2.5972 | 1108.2236 | 1492.3539 | 0 | 1563
972 |  |  |  | DGU | F105 | 0 | 0 | 0 | 0 | 0 | 0 | 0 | 0 | 0 | 1564
973 |  |  |  | SG/CAGE/CAGW | F105 | 0 | 0 | 0 | 0 | 0 | 0 | 0 | 0 | 0 | 1565
974 |  |  |  | SO | F102 | 515108.1183 | 242231.6656 | 73189.6739 | 100341.2525 | 41926.2936 | 32513.8141 | 22544.3997 | 2361.019 | 0 | 1566
975 |  |  | Total Land & Land Rights |  |  | 1693043.4398 | 888011.4505 | 255636.1538 | 275548.3572 | 113033.9555 | 68614.1344 | 78806.1722 | 13393.2161 | 0
976
977 |  | 390 | Structures and Improvements
978 |  |  |  | S | F107 | 13879283.72 | 7341465.8034 | 2164158.452 | 2204698.3375 | 895867.807 | 455950.6075 | 696644.8827 | 120497.8298 | 0 | 1570
979 |  |  |  | DGP | F105 | 0 | 0 | 0 | 0 | 0 | 0 | 0 | 0 | 0 | 1571
980 |  |  |  | DGU | F105 | 0 | 0 | 0 | 0 | 0 | 0 | 0 | 0 | 0 | 1572
981 |  |  |  | CN | F42 | 570594.232 | 465613.4584 | 80130.3026 | 4764.6649 | 1309.7253 | 18.7327 | 7993.3537 | 10763.9944 | 0 | 1573
982 |  |  |  | SG/CAGE/CAGW | F105 | 749389.2043 | 330714.5615 | 98189.4458 | 160166.4386 | 68603.1826 | 62551.524 | 28146.4004 | 1017.6514 | 0 | 1574
983 |  |  |  | JBG | F105 | 5046.5983 | 2227.1251 | 661.2354 | 1078.606 | 461.9932 | 421.2396 | 189.5458 | 6.8532 | 0 | 1575
984 |  |  |  | SO | F102 | 6645128.1092 | 3124898.2351 | 944179.9536 | 1294447.6196 | 540868.1834 | 419442.9331 | 290832.9701 | 30458.2144 | 0 | 1576
985
986 |  |  | Total Structures and Improvements |  |  | 21849441.8638 | 11264919.1836 | 3287319.3894 | 3665155.6665 | 1507110.8915 | 938385.0369 | 1023807.1528 | 162744.5431 | 0
987
988 |  | 391 | Office Furniture & Equipment
989 |  |  |  | S | F107 | 376030.09 | 198901.6222 | 58633.3354 | 59731.6786 | 24271.6598 | 12353.0257 | 18874.1324 | 3264.636 | 0 | 1580
990 |  |  |  | SGP | F105 | 0 | 0 | 0 | 0 | 0 | 0 | 0 | 0 | 0 | 1581
991 |  |  |  | SGU | F105 | 0 | 0 | 0 | 0 | 0 | 0 | 0 | 0 | 0 | 1582
992 |  |  |  | CN | F42 | 388568.0288 | 317077.3443 | 54567.8031 | 3244.6813 | 891.9077 | 12.7567 | 5443.3808 | 7330.1549 | 0 | 1583
993 |  |  |  | SG/CAGE/CAGW | F105 | 133038.3328 | 58711.4328 | 17431.4763 | 28434.1913 | 12179.0559 | 11104.7109 | 4996.803 | 180.6627 | 0 | 1584
994 |  |  |  | SE | F10 | 0 | 0 | 0 | 0 | 0 | 0 | 0 | 0 | 0 | 1585
995 |  |  |  | SO | F102 | 4195985.8236 | 1973179.2193 | 596191.0192 | 817363.3031 | 341524.6768 | 264852.1702 | 183642.9636 | 19232.4713 | 0 | 1586
996 |  |  |  | JBG | F105 | 38402.4434 | 16947.4649 | 5031.7173 | 8207.7278 | 3515.5695 | 3205.4523 | 1442.362 | 52.1495 | 0 | 1587
997 |  |  |  | JBE | F10 | 0 | 0 | 0 | 0 | 0 | 0 | 0 | 0 | 0 | 1588
998 |  |  | Total Office Furniture & Equipment |  |  | 5132024.7186 | 2564817.0834 | 731855.3514 | 916981.5821 | 382382.8697 | 291528.1158 | 214399.6418 | 30060.0744 | 0
999
1000 |  | 392 | Transportation Equipment
1001 |  |  |  | S | F107 | 5370178.65 | 2840563.2245 | 837357.1539 | 853042.8645 | 346629.5716 | 176416.6125 | 269546.1489 | 46623.0741 | 0 | 1592
1002 |  |  |  | SO | F102 | 623707.5252 | 293300.9737 | 88620.1338 | 121496.0356 | 50765.5459 | 39368.6486 | 27297.3988 | 2858.7888 | 0 | 1593
1003 |  |  |  | SG/CAGE/CAGW | F105 | 1288822.8037 | 568773.1635 | 168869.2552 | 275459.2103 | 117985.8818 | 107578.0517 | 48407.0527 | 1750.1884 | 0 | 1594
1004 |  |  |  | CN | F42 | 0 | 0 | 0 | 0 | 0 | 0 | 0 | 0 | 0 | 1595
1005 |  |  |  | SG-U | F105 | 0 | 0 | 0 | 0 | 0 | 0 | 0 | 0 | 0 | 1596
1006 |  |  |  | SE | F10 | 0 | 0 | 0 | 0 | 0 | 0 | 0 | 0 | 0 | 1597
1007 |  |  |  | SGP | F105 | 0 | 0 | 0 | 0 | 0 | 0 | 0 | 0 | 0 | 1598
1008 |  |  |  | JBG | F105 | 564115.734 | 248951.1279 | 73913.81 | 120568.0673 | 51642.2367 | 47086.7457 | 21187.6916 | 766.0548 | 0 | 1599
1009 |  |  |  | CAGE | F10 | 0 | 0 | 0 | 0 | 0 | 0 | 0 | 0 | 0 | 1600
1010 |  |  | Total Transportation Equipment |  |  | 7846824.7129 | 3951588.4895 | 1168760.353 | 1370566.1777 | 567023.2361 | 370450.0585 | 366438.292 | 51998.106 | 0
1011
1012 |  | 393 | Stores Equipment
1013 |  |  |  | S | F107 | 735616.12 | 389105.1367 | 114702.5939 | 116851.2489 | 47481.9028 | 24165.8448 | 36922.8856 | 6386.5072 | 0 | 1604
1014 |  |  |  | SG-P | F105 | 0 | 0 | 0 | 0 | 0 | 0 | 0 | 0 | 0 | 1605
1015 |  |  |  | SG-U | F105 | 0 | 0 | 0 | 0 | 0 | 0 | 0 | 0 | 0 | 1606
1016 |  |  |  | SO | F102 | 17481.4862 | 8220.7392 | 2483.8752 | 3405.3321 | 1422.8739 | 1103.4378 | 765.1008 | 80.1271 | 0 | 1607
1017 |  |  |  | SG/CAGE/CAGW | F105 | 168265.4105 | 74257.5702 | 22047.1383 | 35963.2503 | 15403.9351 | 14045.1154 | 6319.9011 | 228.5001 | 0 | 1608
1018 |  |  |  | JBG | F105 | 156031.6312 | 68858.6548 | 20444.1955 | 33348.5331 | 14283.9881 | 13023.9617 | 5860.4111 | 211.887 | 0 | 1609
1019 |  |  | Total Stores Equipment |  |  | 1077394.6479 | 540442.1009 | 159677.8028 | 189568.3644 | 78592.7 | 52338.3598 | 49868.2985 | 6907.0214 | 0 | 1610
1020
1021 |  | 394 | Tools, Shop & Garage Equipment
1022 |  |  |  | S | F107 | 2783033.76 | 1472089.453 | 433950.7827 | 442079.7231 | 179636.8171 | 91425.8948 | 139689.2135 | 24161.8757 | 0 | 1613
1023 |  |  |  | SG-P | F105 | 0 | 0 | 0 | 0 | 0 | 0 | 0 | 0 | 0 | 1614
1024 |  |  |  | SG/CAGE/CAGW | F105 | 626909.1279 | 276662.6156 | 82141.3752 | 133988.8562 | 57390.6871 | 52328.1109 | 23546.1563 | 851.3266 | 0 | 1615
1025 |  |  |  | SO | F102 | 204669.6437 | 96246.7236 | 29080.6996 | 39868.9278 | 16658.7155 | 12918.8233 | 8957.6423 | 938.1116 | 0 | 1616
1026 |  |  |  | SE | F10 | 0 | 0 | 0 | 0 | 0 | 0 | 0 | 0 | 0 | 1617
1027 |  |  |  | SG-U | F105 | 0 | 0 | 0 | 0 | 0 | 0 | 0 | 0 | 0 | 1618
1028 |  |  |  | JBG | F105 | 663222.5518 | 292688.1708 | 86899.3768 | 141750.0993 | 60715.0164 | 55359.1927 | 24910.0566 | 900.6393 | 0 | 1619
1029 |  |  |  | CAGE | F102 | 0 | 0 | 0 | 0 | 0 | 0 | 0 | 0 | 0 | 1620
1030 |  |  | Total Tools, Shop & Garage Equipment |  |  | 4277835.0833 | 2137686.9629 | 632072.2344 | 757687.6064 | 314401.2361 | 212032.0217 | 197103.0688 | 26851.9532 | 0
1031
1032 |  | 395 | Laboratory Equipment
1033 |  |  |  | S | F107 | 1286977.21 | 680748.3273 | 200674.8088 | 204433.9299 | 83070.6738 | 42278.6977 | 64597.4321 | 11173.3403 | 0 | 1624
1034 |  |  |  | SGP | F105 | 0 | 0 | 0 | 0 | 0 | 0 | 0 | 0 | 0 | 1625
1035 |  |  |  | SGU | F105 | 0 | 0 | 0 | 0 | 0 | 0 | 0 | 0 | 0 | 1626
1036 |  |  |  | SO | F102 | 318799.9634 | 149916.9657 | 45297.0251 | 62101.1133 | 25948.1464 | 20122.7711 | 13952.7092 | 1461.2326 | 0 | 1627
1037 |  |  |  | SE | F10 | 0 | 0 | 0 | 0 | 0 | 0 | 0 | 0 | 0 | 1628
1038 |  |  |  | SG/CAGE/CAGW | F105 | 301466.5828 | 133040.866 | 39499.9508 | 64432.2451 | 27597.8983 | 25163.4185 | 11322.8201 | 409.3839 | 0 | 1629
1039 |  |  |  | JBG | F105 | 57731.5428 | 25477.6313 | 7564.3313 | 12338.9229 | 5285.0609 | 4818.8524 | 2168.3461 | 78.398 | 0 | 1630
1040 |  |  |  | CAGE | F102 | 0 | 0 | 0 | 0 | 0 | 0 | 0 | 0 | 0 | 1631
1041 |  |  | Total Laboratory Equipment |  |  | 1964975.299 | 989183.7904 | 293036.1159 | 343306.2112 | 141901.7794 | 92383.7397 | 92041.3075 | 13122.3548 | 0
1042
1043 |  | 396 | Power Operated Equipment
1044 |  |  |  | S | F107 | 8720370.33 | 4612651.6226 | 1359743.3077 | 1385214.5656 | 562874.7997 | 286474.3044 | 437702.8014 | 75708.9286 | 0 | 1635
1045 |  |  |  | SG-P | F105 | 0 | 0 | 0 | 0 | 0 | 0 | 0 | 0 | 0 | 1636
1046 |  |  |  | SG/CAGE/CAGW | F105 | 742930.3649 | 327864.1972 | 97343.1701 | 158785.9953 | 68011.9051 | 62012.4046 | 27903.8121 | 1008.8805 | 0 | 1637
1047 |  |  |  | SO | F102 | 321910.0558 | 151379.4992 | 45738.9258 | 62706.9484 | 26201.2868 | 20319.0813 | 14088.8266 | 1475.4878 | 0 | 1638
1048 |  |  |  | SG-U | F105 | 0 | 0 | 0 | 0 | 0 | 0 | 0 | 0 | 0 | 1639
1049 |  |  |  | SE | F10 | 0 | 0 | 0 | 0 | 0 | 0 | 0 | 0 | 0 | 1640
1050 |  |  |  | JBG | F105 | 2266290.7537 | 1000141.6469 | 296942.9394 | 484372.7621 | 207468.6391 | 189167.3108 | 85119.8906 | 3077.5649 | 0 | 1641
1051 |  |  |  | CAGE | F102 | 0 | 0 | 0 | 0 | 0 | 0 | 0 | 0 | 0 | 1642
1052 |  |  | Total Power Operated Equipment |  |  | 12051501.5044 | 6092036.9658 | 1799768.3431 | 2091080.2713 | 864556.6307 | 557973.1011 | 564815.3307 | 81270.8618 | 0
1053
1054 |  | 397 | Communication Equipment
1055 |  |  |  | S | F107 | 13709486.05 | 7251651.0974 | 2137682.3694 | 2177726.2942 | 884907.8562 | 450372.5567 | 688122.2039 | 119023.6722 | 0 | 1646
1056 |  |  |  | SGP | F105 | 0 | 0 | 0 | 0 | 0 | 0 | 0 | 0 | 0 | 1647
1057 |  |  |  | SGU | F105 | 0 | 0 | 0 | 0 | 0 | 0 | 0 | 0 | 0 | 1648
1058 |  |  |  | SO | F102 | 6551912.1265 | 3081063.0441 | 930935.2635 | 1276289.4735 | 533281.0371 | 413559.1059 | 286753.2472 | 30030.9551 | 0 | 1649
1059 |  |  |  | CN | F42 | 269784.7503 | 220148.406 | 37886.7021 | 2252.7987 | 619.256 | 8.8571 | 3779.3669 | 5089.3636 | 0 | 1650
1060 |  |  |  | SG/CAGE/CAGW | F105 | 11465971.8134 | 5060072.6819 | 1502340.0542 | 2450614.2596 | 1049657.7122 | 957064.7762 | 430651.8325 | 15570.4968 | 0 | 1651
1061 |  |  |  | SE | F10 | 0 | 0 | 0 | 0 | 0 | 0 | 0 | 0 | 0 | 1652
1062 |  |  |  | JBG | F105 | 1087577.4785 | 460146.3915 | 143670.9422 | 242916.3975 | 102703.1664 | 93515.0074 | 42870.1823 | 1755.3912 | 0 | 1653
|  |  |  | CAGE | F105 | 11366.5474 | 5016.1955 | 1489.3129 | 2429.3644 | 1040.5559 | 948.7658 | 426.9175 | 15.4355 | 0 | 1654
1064 |  |  |  | CAGE | F105 | 0 | 0 | 0 | 0 | 0 | 0 | 0 | 0 | 0 | 1655
1065 |  |  | Total Communication Equipment |  |  | 33096098.7661 | 16078097.8163 | 4754004.6442 | 6152228.5878 | 2572209.5839 | 1915469.0691 | 1452603.7504 | 171485.3144 | 0
1066
1067 |  | Distribution - METER - Unbundled |  |  |  | D: GENERAL PLANT
1068
1069 |  | A |  | B | C | D | E | F | G | H | I | J | K
1070 |  | FERC ACCT |  | DESCRIPTION | COS Factor | Washington Jurisdiction Normalized | Residential Schedule 16 | Small General Service Schedule 24 | Large General Service < 1,000 kW Schedule 36 | Large General Service > 1,000 kW Schedule 48 | Large General Dedicated Facilities Schedule 48 | Agricultural Pumping Schedule 40 | Street & Area Lighting Sch. 15, 51-54, 57
1071 |  | 398 | Misc. Equipment
1072 |  |  |  | S | F107 | 183867.35 | 97256.8822 | 28669.9291 | 29206.9857 | 11868.1081 | 6040.2562 | 9228.8803 | 1596.3084 | 0 | 1659
1073 |  |  |  | SGP | F105 | 0 | 0 | 0 | 0 | 0 | 0 | 0 | 0 | 0 | 1660
1074 |  |  |  | SGU | F105 | 0 | 0 | 0 | 0 | 0 | 0 | 0 | 0 | 0 | 1661
|  |  |  | CN | F42 | 5145.9474 | 4199.1703 | 722.6612 | 42.9705 | 11.8119 | 0.16894 | 72.0887 | 97.0759 | 0 | 1662
1076 |  |  |  | SO | F102 | 165758.2796 | 77948.4981 | 23551.9379 | 32289.1308 | 13491.5954 | 10462.7236 | 7254.6341 | 759.7598 | 0 | 1663
1077 |  |  |  | SE | F10 | 0 | 0 | 0 | 0 | 0 | 0 | 0 | 0 | 0 | 1664
1078 |  |  |  | SG | F105 | 90894.1487 | 40112.6922 | 11909.4938 | 19426.7438 | 8320.947 | 7586.9355 | 3413.9044 | 123.4319 | 0 | 1665
1079 |  |  |  | JBG | F105 | 35542.9511 | 15685.5362 | 4657.0496 | 7596.5705 | 3253.796 | 2966.7705 | 1334.962 | 48.2664 | 0 | 1666
1080 |  |  | Total Misc. Equipment |  |  | 481208.6767 | 235202.779 | 69511.0716 | 88562.4012 | 36946.2583 | 27056.8547 | 21304.4695 | 2624.8424 | 0
1081
1082 |  | 399 | Coal Mine |  | F10 | 69827902.2438 | 29543694.9338 | 9224391.5563 | 15596445.121 | 6594055.8756 | 6004130.2119 | 2752479.6703 | 112704.8749 | 0 | 1674
1083 |  | 399L | WIDCO Capital Lease |  | F10 | 0 | 0 | 0 | 0 | 0 | 0 | 0 | 0 | 0 | 1677
1084 |  |  | Remove Capital Lease |  | F10 | 0 | 0 | 0 | 0 | 0 | 0 | 0 | 0 | 0 | 1680
1085
1086 |  | 390L | General Capital Lease
1087 |  |  |  | S | F10 | 0 | 0 | 0 | 0 | 0 | 0 | 0 | 0 | 0 | 1685
1088 |  |  |  | SG | F10 | 786711.7528 | 332852.2164 | 103926.0384 | 175716.3868 | 74291.5237 | 67645.1626 | 31010.6424 | 1269.7825 | 0 | 1686
1089 |  |  |  | SO-U | F10 | -110492.7649 | -46748.7127 | -14596.2931 | -24679.1653 | -10434.1594 | -9500.6856 | -4355.4092 | -178.3395 | 0 | 1687
1091 |  |  | Remove Capital Lease |  |  | -676218.9879 | -286103.5037 | -89329.7453 | -151037.2214 | -63857.3643 | -58144.477 | -26655.2332 | -1091.443
1092
1093 |  | 392L | General Vehicles Capital Lease |  | F10 | 0 | 0 | 0 | 0 | 0 | 0 | 0 | 0 | 0 | 1694
1094 |  |  | Remove Capital Lease |  | F10 | 0 | 0 | 0 | 0 | 0 | 0 | 0 | 0 | 0 | 1697
1095
1096 |  | G00 | Unclassified Gen Plant - Acct 300 |  | F102 | 1061811.5831 | 499710.8994 | 151017.5398 | 206582.2193 | 86287.5234 | 66747.9111 | 46555.1983 | 4910.2918 | 0 | 1707
1097 |  | GV0 | Unclassified Gen Veh - Acct 300 |  | F102 | 0 | 0 | 0 | 0 | 0 | 0 | 0 | 0 | 0 | 1715
1098
1099 |  | TOTAL GENERAL PLANT |  |  |  | 160360062.5394 | 74785392.4557 | 22527050.5556 | 31653712.5662 | 13258502.5401 | 10597108.6149 | 6860222.3528 | 678073.4542 | 0
1100
1101
1102
1103 | [5 empty] | D: INTANGIBLE PLANT
1104
1105 |  | 301 | Organization
1106 |  |  |  | S | F107 | 0 | 0 | 0 | 0 | 0 | 0 | 0 | 0 | 0 | 1720
1107 |  |  |  | SO | F102 | 0 | 0 | 0 | 0 | 0 | 0 | 0 | 0 | 0 | 1721
1108 |  |  |  | SG/CAGE/CAGW | F105 | 0 | 0 | 0 | 0 | 0 | 0 | 0 | 0 | 0 | 1722
1109 |  |  | Total Organization |  |  | 0 | 0 | 0 | 0 | 0 | 0 | 0 | 0 | 0
1110
1111 |  | 302 | Franchise & Consent
1112 |  |  |  | S | F107 | 0 | 0 | 0 | 0 | 0 | 0 | 0 | 0 | 0 | 1725
1113 |  |  |  | SG/CAGE/CAGW | F105 | 40820777.4823 | 17482828.7522 | 5379988.8719 | 9005615.7079 | 3821252.4752 | 3480722.1682 | 1587460.6203 | 62908.8865 | 0 | 1726
1114 |  |  |  | DGP | F105 | 0 | 0 | 0 | 0 | 0 | 0 | 0 | 0 | 0 | 1727
1115 |  |  |  | DGU | F105 | 0 | 0 | 0 | 0 | 0 | 0 | 0 | 0 | 0 | 1728
1116 |  |  | Total Franchise & Consent |  |  | 40820777.4823 | 17482828.7522 | 5379988.8719 | 9005615.7079 | 3821252.4752 | 3480722.1682 | 1587460.6203 | 62908.8865 | 0
1117
1118 |  | 303 | Miscellaneous Intangible Plant
1119 |  |  |  | S | F107 | 2036363.08 | 528712.2368 | 210835.5951 | 652893.4082 | 278974.1145 | 320721.0077 | 58400.6024 | -14173.8847 | 0 | 1732
1120 |  |  |  | SG/CAGW | F105 | 17315136.0895 | 7415771.5199 | 2282054.513 | 3819953.2485 | 1620878.1587 | 1476433.8592 | 673360.4397 | 26684.3504 | 0 | 1733
1121 |  |  |  | SO | F102 | 26840951.8119 | 12622065.6045 | 3813724.6143 | 5228523.154 | 2184670.7256 | 1694210.7616 | 1174730.36 | 123026.5919 | 0 | 1734
1122 |  |  |  | SE | F105 | 131151.8779 | 56170.0674 | 17285.2083 | 28933.8784 | 12277.1899 | 11183.1101 | 5100.3056 | 202.1181 | 0 | 1735
1123 |  |  |  | CN | F42 | 11454227.3726 | 9346821.474 | 1608552.372 | 95646.8742 | 26291.6986 | 376.0434 | 160460.2467 | 216078.6637 | 0 | 1736
1124 |  |  |  | DGU | F10 | 0 | 0 | 0 | 0 | 0 | 0 | 0 | 0 | 0 | 1737
1125 |  |  |  | DGP | F105 | 0 | 0 | 0 | 0 | 0 | 0 | 0 | 0 | 0 | 1738
1126 |  |  |  | JBG | F105 | 479142.4941 | 205208.3936 | 63148.7553 | 105705.3157 | 44852.7577 | 40855.7113 | 18633.1542 | 738.4063 | 0 | 1739
1127 |  |  | Total Miscellaneous Intangible Plant |  |  | 58256972.726 | 30174749.2962 | 7995601.058 | 9931655.879 | 4167944.645 | 3543780.4933 | 2090685.1087 | 352556.2457 | 0
1128
1129 |  | I00 | Unclass Intangible Plant - Acct 300 |  | F102 | 0 | 0 | 0 | 0 | 0 | 0 | 0 | 0 | 0 | 1750
1130
1131 |  | TOTAL INTANGIBLE PLANT |  |  |  | 99077750.2083 | 47657578.0484 | 13375589.93 | 18937271.5869 | 7989197.1203 | 7024502.6615 | 3678145.729 | 415465.1322 | 0
1132
1133
1134 |  | TOTAL ELECTRIC PLANT IN SERVICE |  |  |  | 1920406770.0115 | 907440349.0903 | 272515532.1851 | 371830095.5278 | 155450193.3052 | 120840683.1281 | 83438306.3666 | 8891610.4083 | 0
1135
1136
1137 |  | Distribution - METER - Unbundled |  |  |  | D: MISC RATE BASE
1138
1139 |  | A |  | B | C | D | E | F | G | H | I | J | K
1140 |  | FERC ACCT |  | DESCRIPTION | COS Factor | Washington Jurisdiction Normalized | Residential Schedule 16 | Small General Service Schedule 24 | Large General Service < 1,000 kW Schedule 36 | Large General Service > 1,000 kW Schedule 48 | Large General Dedicated Facilities Schedule 48 | Agricultural Pumping Schedule 40 | Street & Area Lighting Sch. 15, 51-54, 57
1141 |  | 105 | Plant Held For Future Use
1142 |  |  |  | S | F20 | 0 | 0 | 0 | 0 | 0 | 0 | 0 | 0 | 0 | 1758
1143 |  |  |  | SG/CAGE/CAGW | F10 | 36437.4351 | 15416.4228 | 4813.4508 | 8138.5011 | 3440.895 | 3133.0614 | 1436.2926 | 58.8114 | 0 | 1759
1144 |  |  |  | DNPT | F10 | 0 | 0 | 0 | 0 | 0 | 0 | 0 | 0 | 0 | 1760
1145 |  |  |  | DNPPOP | F10 | 0 | 0 | 0 | 0 | 0 | 0 | 0 | 0 | 0 | 1761
1146 |  |  |  | SE/CAEE/CAEW | F10 | 0 | 0 | 0 | 0 | 0 | 0 | 0 | 0 | 0 | 1762
1147 |  |  |  | DNPG | F102 | 0 | 0 | 0 | 0 | 0 | 0 | 0 | 0 | 0 | 1763
1148 |  |  | Total Plant Held For Future Use |  |  | 36437.4351 | 15416.4228 | 4813.4508 | 8138.5011 | 3440.895 | 3133.0614 | 1436.2926 | 58.8114 | 0
1149
1150 |  | 114 | Electric Plant Acquisition Adjust |  | F10 | 0 | 0 | 0 | 0 | 0 | 0 | 0 | 0 | 0 | 1770
1151
1152 |  | 128 | Pensions |  | F102 | 0 | 0 | 0 | 0 | 0 | 0 | 0 | 0 | 0 | 1774
1153
1154 |  | 124 | Weatherization |  | F10 | 6334.9556 | 2680.2752 | 836.859 | 1414.9471 | 598.2286 | 544.7092 | 249.7116 | 10.2249 | 0 | 1796
1155
1156 |  | 151 | Fuel Stock |  | F10 | 0 | 0 | 0 | 0 | 0 | 0 | 0 | 0 | 0 | 1799
1157 |  |  |  | JBG | F10 | -1.4901e-08 | -6.3046e-09 | -1.9685e-09 | -3.3283e-09 | -1.4072e-09 | -1.2813e-09 | -5.8737e-10 | -2.4051e-11 | 0 | 1800
1158 |  |  |  | Total Fuel Stock |  | -1.4901e-08 | -6.3046e-09 | -1.9685e-09 | -3.3283e-09 | -1.4072e-09 | -1.2813e-09 | -5.8737e-10 | -2.4051e-11 | 0
1159
1160 |  | 152 | Fuel Stock - Undistributed |  | F10 | 0 | 0 | 0 | 0 | 0 | 0 | 0 | 0 | 0 | 1805
1161
1162 |  | 25316 | DG&T Working Capital Deposit |  | F10 | 0 | 0 | 0 | 0 | 0 | 0 | 0 | 0 | 0 | 1810
1163
1164 |  | 25317 | DG&T Working Capital Deposit |  | F10 | 0 | 0 | 0 | 0 | 0 | 0 | 0 | 0 | 0 | 1814
1165
1166 |  | 25319 | Provo Working Capital Deposit |  | F10 | 0 | 0 | 0 | 0 | 0 | 0 | 0 | 0 | 0 | 1818
1167
1168 |  | 154 | Materials and Supplies |  | F102 | 0 | 0 | 0 | 0 | 0 | 0 | 0 | 0 | 0 | 1823
1169 |  |  |  | SG/CAGE/CAGW | F102 | 0 | 0 | 0 | 0 | 0 | 0 | 0 | 0 | 0 | 1824
1170 |  |  |  | SE/CAEE/CAEW | F102 | 0 | 0 | 0 | 0 | 0 | 0 | 0 | 0 | 0 | 1825
1171 |  |  |  | SO | F102 | 0 | 0 | 0 | 0 | 0 | 0 | 0 | 0 | 0 | 1826
1172 |  |  |  | DNPPS | F102 | 0 | 0 | 0 | 0 | 0 | 0 | 0 | 0 | 0 | 1827
1173 |  |  |  | DNPPH | F102 | 0 | 0 | 0 | 0 | 0 | 0 | 0 | 0 | 0 | 1828
1174 |  |  |  | DNPD | F102 | 0 | 0 | 0 | 0 | 0 | 0 | 0 | 0 | 0 | 1829
1175 |  |  |  | DNPT | F102 | 0 | 0 | 0 | 0 | 0 | 0 | 0 | 0 | 0 | 1830
1176 |  |  |  | DGU | F102 | 0 | 0 | 0 | 0 | 0 | 0 | 0 | 0 | 0 | 1831
1177 |  |  |  | DGP | F102 | 0 | 0 | 0 | 0 | 0 | 0 | 0 | 0 | 0 | 1832
1178 |  |  |  | JBG | F10 | 0 | 0 | 0 | 0 | 0 | 0 | 0 | 0 | 0 | 1833
1179 |  |  |  | SNPP | F102 | 0 | 0 | 0 | 0 | 0 | 0 | 0 | 0 | 0 | 1834
1180 |  |  |  | CAGE | F102 | 0 | 0 | 0 | 0 | 0 | 0 | 0 | 0 | 0 | 1835
1181 |  |  | Total Materials and Supplies |  |  | 0 | 0 | 0 | 0 | 0 | 0 | 0 | 0 | 0
1182
1183 |  | 163 | Stores Expense Undistributed |  | F102 | 0 | 0 | 0 | 0 | 0 | 0 | 0 | 0 | 0 | 1839
1184
1185 |  | 25318 | Provo Working Capital Deposit |  | F102 | 0 | 0 | 0 | 0 | 0 | 0 | 0 | 0 | 0 | 1844
1186
1187 |  | 165 | Prepayments |  | F102 | 0 | 0 | 0 | 0 | 0 | 0 | 0 | 0 | 0 | 1851
1188 |  |  |  | GPS | F42 | 5.2387e-10 | 4.2748e-10 | 7.3569e-11 | 4.3745e-12 | 1.2025e-12 | 1.7199e-14 | 7.3388e-12 | 9.8825e-12 | 0 | 1852
1189 |  |  |  | SG | F102 | -2.1828e-10 | -9.4291e-11 | -2.8721e-11 | -4.773e-11 | -2.0305e-11 | -1.8501e-11 | -8.4063e-12 | -3.2507e-13 | 0 | 1853
1190 |  |  |  | SE | F102 | 0 | 0 | 0 | 0 | 0 | 0 | 0 | 0 | 0 | 1854
1191 |  |  |  | SO | F102 | 4.191e-09 | 1.9708e-09 | 5.9548e-10 | 8.1638e-10 | 3.4111e-10 | 2.6453e-10 | 1.8342e-10 | 1.9209e-11 | 0 | 1855
1192 |  |  |  | Total Prepayments |  | 4.4965e-09 | 2.304e-09 | 6.4032e-10 | 7.7303e-10 | 3.2201e-10 | 2.4605e-10 | 1.8236e-10 | 2.8767e-11 | 0
1193
1194 |  | 182 | Misc Regulatory Assets |  | F102 | 160942.74 | 68093.7428 | 21260.8256 | 35947.4441 | 15198.3002 | 13838.6109 | 6344.0488 | 259.7677 | 0 | 1859
1195 |  |  |  | SG/CAGW | F102 | 0 | 0 | 0 | 0 | 0 | 0 | 0 | 0 | 0 | 1860
1196 |  |  |  | CAGE | F102 | 0 | 0 | 0 | 0 | 0 | 0 | 0 | 0 | 0 | 1861
1197 |  |  |  | CAEW | F102 | 0 | 0 | 0 | 0 | 0 | 0 | 0 | 0 | 0 | 1862
1198 |  |  |  | CAEE | F10 | 0 | 0 | 0 | 0 | 0 | 0 | 0 | 0 | 0 | 1863
1199 |  |  |  | SE | F102 | 0 | 0 | 0 | 0 | 0 | 0 | 0 | 0 | 0 | 1864
1200 |  |  |  | SO | F102 | 0 | 0 | 0 | 0 | 0 | 0 | 0 | 0 | 0 | 1865
1201 |  |  |  | Total Misc Regulatory Assets |  | 160942.74 | 68093.7428 | 21260.8256 | 35947.4441 | 15198.3002 | 13838.6109 | 6344.0488 | 259.7677 | 0
1202
1203 |  | 186 | Misc Deferred Debits |  | F102 | 0 | 0 | 0 | 0 | 0 | 0 | 0 | 0 | 0 | 1869
1204 |  |  |  | CAEW | F102 | 0 | 0 | 0 | 0 | 0 | 0 | 0 | 0 | 0 | 1870
1205 |  |  |  | CAEE | F102 | 0 | 0 | 0 | 0 | 0 | 0 | 0 | 0 | 0 | 1871
1206 |  |  |  | SG | F102 | 2.794e-09 | 1.1821e-09 | 3.6909e-10 | 6.2405e-10 | 2.6384e-10 | 2.4024e-10 | 1.1013e-10 | 4.5096e-12 | 0 | 1872
1207 |  |  |  | SO | F102 | -2.0009e-11 | -9.505e-12 | -2.8805e-12 | -3.8348e-12 | -1.5946e-12 | -1.1945e-12 | -8.969e-13 | -1.0264e-13 | 0 | 1873
1208 |  |  |  | SE | F10 | 0 | 0 | 0 | 0 | 0 | 0 | 0 | 0 | 0 | 1874
1209 |  |  |  | JBE | F102 | 129884.8856 | 54953.3827 | 17158.0271 | 29010.5019 | 12265.4149 | 11168.111 | 5119.8088 | 209.6391 | 0 | 1875
1210 |  |  |  | EXCTAX | F102 | 0 | 0 | 0 | 0 | 0 | 0 | 0 | 0 | 0 | 1876
1211 |  |  |  | Total Misc Deferred Debits |  | 129884.8856 | 54953.3827 | 17158.0271 | 29010.5019 | 12265.4149 | 11168.111 | 5119.8088 | 209.6391
1212
1213 |  | CWC | Cash Working Capital |  | F137 | 29192135.1756 | 13664032.0916 | 4183922.8866 | 5708855.3131 | 2383302.2355 | 1851145.1072 | 1255400.1883 | 145477.3532 | 0 | 1884
1214
1215 |  | OWC | Other Working Capital |  | F137 | 0 | 0 | 0 | 0 | 0 | 0 | 0 | 0 | 0 | 1897
1216 |  |  |  | Total Other Working Capital |  | 0 | 0 | 0 | 0 | 0 | 0 | 0 | 0 | 0
1217
1218 |  | 18222 | Nuclear Plant |  | F10 | 0 | 0 | 0 | 0 | 0 | 0 | 0 | 0 | 0 | 1911
1219
1220 |  | 1869 | Misc Deferred Debits-Trojan |  | F10 | 0 | 0 | 0 | 0 | 0 | 0 | 0 | 0 | 0 | 1916
1221
1222 |  | 141 | Impact Housing - Notes Receivable |  | F10 | 0 | 0 | 0 | 0 | 0 | 0 | 0 | 0 | 0 | 1919
1223 |  | TOTAL RATE BASE ADDITIONS |  |  |  | 29525735.1918 | 13805175.9152 | 4227992.0492 | 5783366.7073 | 2414805.0743 | 1879829.5997 | 1268550.0501 | 146015.7962 | 0
1224
1225 |  | Distribution - METER - Unbundled
1226
1227 |  | A |  | B | C | D | E | F | G | H | I | J | K
1228 |  | FERC ACCT |  | DESCRIPTION | COS Factor | Washington Jurisdiction Normalized | Residential Schedule 16 | Small General Service Schedule 24 | Large General Service < 1,000 kW Schedule 36 | Large General Service > 1,000 kW Schedule 48 | Large General Dedicated Facilities Schedule 48 | Agricultural Pumping Schedule 40 | Street & Area Lighting Sch. 15, 51-54, 57
1229
1230 |  | 235 | Customer Service Deposits |  | F51 | -2923125.3483 | -2217546.9565 | -322568.2057 | -210393.3632 | -49195.6467 | 0 | -122311.1892 | -1109.987 | 0 | 1931
1231
1232 |  | 2281 | Accum Prov for Property Insurance |  | F102 | 0 | 0 | 0 | 0 | 0 | 0 | 0 | 0 | 0 | 1935
1233
1234 |  | 2282 | Accum Prov for Injuries & Damages |  | F102 | -271610.1439 | -127725.7632 | -38592.0104 | -52908.7022 | -22107.2164 | -17144.1323 | -11887.3833 | -1244.9361 | 0 | 1939
1235
1236 |  | 2283 | Accum Prov for Pension & Benefits |  | F102 | 4698.2866 | 2209.3882 | 667.5609 | 915.2097 | 382.4085 | 296.5576 | 205.6268 | 21.5348 | 0 | 1944
1237
1238 |  | 254 | Reg Liabilities - Insurance Provision |  | F10 | -15385807.2821 | -6509626.9836 | -2032492.8319 | -3436504.4804 | -1452927.4065 | -1322943.8 | -606478.5049 | -24833.2748 | 0 | 1950
1239
1240 |  | 22844 | Accum Hydro Relicensing Obligation |  | F10 | -163186.727 | -69043.1579 | -21557.2603 | -36448.6509 | -15410.2065 | -14031.5594 | -6432.5024 | -263.3895 | 0 | 1954
1241
1242
1243 |  | 22842 | Accum Misc Oper Prov - Trojan |  | F10 | 0 | 0 | 0 | 0 | 0 | 0 | 0 | 0 | 0 | 1959
1244
1245 |  | 252 | Customer Advances for Const |  | F50 | -538928.9362 | -219215.0938 | -304575.4367 | -10937.3525 | 0 | 0 | -4201.0533 | 0 | 0 | 1967
1246
1247 |  | 25398 | SO2 Emissions |  | F10 | -33.3874 | -14.126 | -4.4105 | -7.4573 | -3.1529 | -2.8708 | -1.3161 | -0.053889 | 0 | 1970
1248
1249 |  | 25399 | Other Deferred Credits |  | F10 | -4640785.6006 | -1963483.7885 | -613056.1299 | -1036544.9285 | -438243.146 | -399036.4902 | -182930.7141 | -7490.4035 | 0 | 1979
1250
1251 |  | 190 | Accum Deferred Income Taxes |  | F104 | 4294948.4358 | 1817117.527 | 567361.7089 | 959327.2963 | 405596.9376 | 369320.4831 | 169294.9921 | 6929.4909 | 0 | 1982
1252 |  |  |  | SG/CAGW | F104 | -0.02148 | -0.009088 | -0.0028376 | -0.0047979 | -0.0020285 | -0.0018471 | -0.0008467 | -3.4657e-05 | 0 | 1983
1253 |  |  |  | DOP | F138 | 0.044546 | 0.023361 | 0.0059585 | 0.0077013 | 0.0032754 | 0.0022879 | 0.0016191 | 0.00034235 | 0 | 1984
1254 |  |  |  | CN | F104 | 0 | 0 | 0 | 0 | 0 | 0 | 0 | 0 | 0 | 1985
1255 |  |  |  | BADDEBT | F42 | -0.00097184 | -0.00079303 | -0.00013648 | -8.1152e-06 | -2.2307e-06 | -3.1905e-08 | -1.3614e-05 | -1.8333e-05 | 0 | 1986
1256 |  |  |  | JBG | F104 | 0 | 0 | 0 | 0 | 0 | 0 | 0 | 0 | 0 | 1987
1257 |  |  |  | JBE | F104 | -4846392.7427 | -2050423.9637 | -640207.3761 | -1082498.8742 | -457673.0278 | -416738.9052 | -191031.4019 | -7819.1938 | 0 | 1988
1258 |  |  |  | SE/CAEW | F104 | 0 | 0 | 0 | 0 | 0 | 0 | 0 | 0 | 0 | 1989
1259 |  |  |  | SNP | F104 | 0.14513 | 0.0614 | 0.019171 | 0.032415 | 0.013705 | 0.012479 | 0.0057204 | 0.00023415 | 0 | 1990
1260 |  |  |  | SNPD | F104 | 0.0011605 | 0.00065985 | 0.0001921 | 0.00015506 | 6.0402e-05 | 1.6933e-05 | 6.2287e-05 | 1.3908e-05 | 0 | 1991
1261 |  |  |  | Total Accum Deferred Income Taxes |  | -551444.1384 | -233306.3611 | -72845.6448 | -123171.5425 | -52076.0752 | -47418.4092 | -21736.4033 | -889.7024 | 0
1262
1263 |  | 281 | Accum Deferred Income Taxes |  | F104 | 0.0195 | 0.0084231 | 0.0025656 | 0.0042641 | 0.0018141 | 0.001653 | 0.00075089 | 2.8995e-05 | 0 | 1998
1264
1265 |  | 282 | Accum Deferred Income Taxes |  | F104 | -270741900 | -128101058.9732 | -38122736.2144 | -52347483.5893 | -21938079.5121 | -17565722.6198 | -11462511.1777 | -1204307.9136 | 0 | 2001
1266 |  |  |  | SNP | F104 | -448055.0244 | -189564.2404 | -59187.9665 | -100078.3645 | -42312.4395 | -38528.029 | -17661.0902 | -722.8942 | 0 | 2002
1267 |  |  |  | CAGW | F104 | 1175105.943 | 497166.7616 | 155231.2271 | 262473.7465 | 110972.0824 | 101046.7765 | 46319.4272 | 1895.9217 | 0 | 2003
1268 |  |  |  | CN | F104 | -20404.6491 | -9547.0846 | -2856.6372 | -4008.64 | -1682.8143 | -1365.7251 | -859.9024 | -83.8456 | 0 | 2004
1269 |  |  |  | JBG | F104 | 1826506.3899 | 772762.892 | 241281.0776 | 407971.7051 | 172487.6118 | 157060.3774 | 71995.8317 | 2946.8944 | 0 | 2005
1270 |  |  |  | CIAC | F104 | 5085.9527 | 2379.6548 | 712.03 | 999.172 | 419.4492 | 340.4133 | 214.3346 | 20.8989 | 0 | 2006
1271 |  |  |  | SNPD | F42 | -47201.395 | -38517.0469 | -6628.637 | -394.1484 | -108.3447 | -1.5496 | -661.236 | -890.4323 | 0 | 2007
1272 |  |  |  | SO | F138 | -129380.8971 | -67851.527 | -17306.2098 | -22368.0959 | -9513.1152 | -6645.1241 | -4702.4921 | -994.333 | 0 | 2008
1273 |  |  |  | JBE | F104 | 0.038311 | 0.018127 | 0.0053945 | 0.0074074 | 0.0031043 | 0.0024856 | 0.001622 | 0.00017041 | 0 | 2009
1274 |  |  |  | SE | F104 | 11514.6601 | 4871.6512 | 1521.084 | 2571.9349 | 1087.3963 | 990.1399 | 453.8761 | 18.5778 | 0 | 2010
1275 |  |  |  | SG | F104 | 1121376.2687 | 474434.6766 | 148133.5494 | 250472.5912 | 105898.0771 | 96426.5885 | 44201.552 | 1809.234 | 0 | 2011
1276 |  |  |  | Total Accum Deferred Income Taxes |  | -267247352.713 | -126654923.2177 | -37661836.6916 | -51549843.681 | -21600831.6059 | -17256398.7496 | -11323210.8752 | -1200307.8918 | 0
1277
1278
1279 |  | 283 | Accum Deferred Income Taxes |  | F104 | -0.039167 | -0.018532 | -0.005515 | -0.0075728 | -0.0031737 | -0.0025411 | -0.0016582 | -0.00017422 | 0 | 2015
1280 |  |  |  | SG/CAGW | F104 | -0.04125 | -0.017452 | -0.0054491 | -0.0092137 | -0.0038955 | -0.0035471 | -0.001626 | -6.6553e-05 | 0 | 2016
1281 |  |  |  | SE | F104 | -0.042619 | -0.018032 | -0.00563 | -0.0095195 | -0.0040248 | -0.0036648 | -0.0016799 | -6.8762e-05 | 0 | 2017
1282 |  |  |  | SO | F138 | 0.056139 | 0.029441 | 0.0075093 | 0.0097057 | 0.0041278 | 0.0028834 | 0.0020404 | 0.00043145 | 0 | 2018
1283 |  |  |  | GPS | F104 | 0.025414 | 0.012025 | 0.0035785 | 0.0049138 | 0.0020593 | 0.0016489 | 0.001076 | 0.00011305 | 0 | 2019
1284 |  |  |  | SNP | F104 | 0.0043724 | 0.0020647 | 0.00061903 | 0.00084651 | 0.00035396 | 0.00028022 | 0.00018791 | 2.0028e-05 | 0 | 2020
1285 |  |  |  | TROJD | F104 | 0 | 0 | 0 | 0 | 0 | 0 | 0 | 0 | 0 | 2021
1286 |  |  |  | SNPD | F104 | 0 | 0 | 0 | 0 | 0 | 0 | 0 | 0 | 0 | 2022
1287 |  |  |  | JBE | F104 | 0 | 0 | 0 | 0 | 0 | 0 | 0 | 0 | 0 | 2023
1288 |  |  |  | Total Accum Deferred Income Taxes |  | -0.03711 | -0.010485 | -0.0048873 | -0.01084 | -0.0045529 | -0.0049406 | -0.0016598 | 0.00025499 | 0
1289
1290 |  | 255 | Accum Investment Tax Credit |  | F104 | -25132.1079 | -11867.8613 | -3558.1594 | -4865.6908 | -2034.5143 | -1610.6817 | -1080.0823 | -115.1181 | 0 | 2037
1291 |  | TOTAL RATE BASE DEDUCTIONS |  |  |  | -291742708.116 | -138004543.9234 | -41070419.2228 | -56460710.6461 | -23632446.5646 | -19058290.1389 | -12280064.3982 | -1236233.2221 | 0
1292
1293 | [5 empty] | D: ACCUMULATED DEPRECIATION
1294 | [5 empty] | D: GENERATION PLANT
1295
1296 |  | 108SP | Steam Prod Accumulated Depr |  | F10 | -133446365.0778 | -56460219.6715 | -17628504.9913 | -29805977.8778 | -12601735.9743 | -11474343.7292 | -5260195.3539 | -215387.4798 | 0 | 2048
1297
1298 |  | 108NP | Nuclear Prod Accumulated Depr |  | F10 | 0 | 0 | 0 | 0 | 0 | 0 | 0 | 0 | 0 | 2054
1299
1300 |  | 108HP | Hydraulic Prod Accum Depr |  | F10 | -75148258.0058 | -31794700.0839 | -9927220.1275 | -16784775.7739 | -7096472.8471 | -6461599.3287 | -2962197.7143 | -121292.1303 | 0 | 2062
1301
1302 |  | 108OP | Other Generation - Accum Depr |  | F10 | 0 | 0 | 0 | 0 | 0 | 0 | 0 | 0 | 0 | 2065
1303 |  |  |  | SGU | F10 | 0 | 0 | 0 | 0 | 0 | 0 | 0 | 0 | 0 | 2066
1304 |  |  |  | SG-P | F10 | 0 | 0 | 0 | 0 | 0 | 0 | 0 | 0 | 0 | 2067
1305 |  |  |  | SG | F10 | 0 | 0 | 0 | 0 | 0 | 0 | 0 | 0 | 0 | 2068
1306 |  |  |  | CAEW | F10 | -102518420.2153 | -43374823.4533 | -13542867.8137 | -22898051.6871 | -9681118.4276 | -8815014.1178 | -4041076.1087 | -165468.6072 | 0 | 2069
1307 |  |  |  | CAGE | F10 | 0 | 0 | 0 | 0 | 0 | 0 | 0 | 0 | 0 | 2070
1308 |  |  |  | Total Other Generation - Accum Depr |  | -102518420.2153 | -43374823.4533 | -13542867.8137 | -22898051.6871 | -9681118.4276 | -8815014.1178 | -4041076.1087 | -165468.6072 | 0
1309
1310 |  | 108EP | Experimental Plant - Accum Depr |  | F10 | 0 | 0 | 0 | 0 | 0 | 0 | 0 | 0 | 0 | 2076
1311
1312
1313
1314 |  | TOTAL GENERATION PLANT DEPRECIATION |  |  |  | -311113043.2989 | -131629743.2087 | -41098592.9326 | -69488805.3388 | -29379327.249 | -26750957.1757 | -12263469.177 | -502148.2172 | 0
1315
1316
1317 | [5 empty] | D: TRANSMISSION PLANT
1318
1319 |  | 108TP | Transmission Plant Accum Depr |  | F106 | -132790772.7641 | -60319929.4301 | -17297607.4937 | -27473701.2884 | -11884152.3424 | -10846957.3342 | -4812240.6723 | -156184.203 | 0 | 2087
1320
1321
1322 | [5 empty] | D: DISTRIBUTION PLANT
1323
1324 |  | 108360 | Land and Land Rights |  | F118 | -184487.56 | -88184.092 | -26695.3225 | -40874.8853 | -18230.0685 | 0 | -10129.1071 | -374.0847 | 0 | 2091
1325
1326 |  | 108361 | Structures and Improvements |  | F119 | -1132596.13 | -494673.7439 | -149748.9492 | -229290.0239 | -102262.6192 | -97702.5346 | -56819.8097 | -2098.4495 | 0 | 2095
1327
1328 |  | 108362 | Station Equipment |  | F120 | -22022296.84 | -9748506.0973 | -2951093.6506 | -4518604.8851 | -2015283.3646 | -1627710.2068 | -1119744.6163 | -41354.0192 | 0 | 2099
1329
1330 |  | Distribution - METER - Unbundled
1331
1332 |  | A |  | B | C | D | E | F | G | H | I | J | K
1333 |  | FERC ACCT |  | DESCRIPTION | COS Factor | Washington Jurisdiction Normalized | Residential Schedule 16 | Small General Service Schedule 24 | Large General Service < 1,000 kW Schedule 36 | Large General Service > 1,000 kW Schedule 48 | Large General Dedicated Facilities Schedule 48 | Agricultural Pumping Schedule 40 | Street & Area Lighting Sch. 15, 51-54, 57
1334
1335 |  | 108364 | Poles, Towers & Fixtures |  | F121 | -68568934.7 | -32904702.6697 | -9913792.7351 | -15120536.9715 | -6743711.2553 | 0 | -3746983.9254 | -139207.143 | 0 | 2103
1336
1337 |  | 108365 | Overhead Conductors |  | F122 | -33307044.13 | -20157644.319 | -4552983.1445 | -5032041.8537 | -2244274.6147 | 0 | -1246978.1975 | -73122.0007 | 0 | 2107
1338
1339 |  | 108366 | Underground Conduit |  | F123 | -10841847.81 | -7332839.6397 | -1433532.1865 | -1210681.1994 | -539959.9529 | 0 | -300015.9982 | -24818.8332 | 0 | 2111
1340
1341 |  | 108367 | Underground Conductors |  | F124 | -13085107.16 | -8930331.5326 | -1725090.9854 | -1416707.1351 | -631846.863 | 0 | -351070.7901 | -30059.8537 | 0 | 2115
1342
1343 |  | 108368 | Line Transformers |  | F125 | -59153326.48 | -31694178.2212 | -14033771.9253 | -5222055.199 | -683996.5056 | 0 | -7397046.4426 | -122278.1863 | 0 | 2119
1344
1345 |  | 108369 | Services |  | F126 | -27990040.41 | -20463006.1371 | -5644733.9913 | -1481905.2697 | -400395.0119 | 0 | 0 | 0 | 0 | 2123
1346
1347 |  | 108370 | Meters |  | F127 | -4993339 | -3355866.3604 | -855930.8978 | -381692.8298 | -71982.2037 | -42865.2544 | -285001.454 | 0 | 0 | 2127
1348
1349 |  | 108371 | Install on Customers' Premises |  | F128 | -361159.78 | 0 | 0 | 0 | 0 | 0 | 0 | -361159.78 | 0 | 2131
1350
1351 |  | 108372 | Leased Property |  | F129 | 0 | 0 | 0 | 0 | 0 | 0 | 0 | 0 | 0 | 2135
1352
1353 |  | 108373 | Street Lights |  | F130 | -2138770.53 | 0 | 0 | 0 | 0 | 0 | 0 | -2138770.53 | 0 | 2139
1354
1355 |  | 108D00 | Unclassified Dist Plant - Acct 300 |  | F121 | 0 | 0 | 0 | 0 | 0 | 0 | 0 | 0 | 0 | 2143
1356
1357 |  | 108DS | Unclassified Dist Sub - Acct 300 |  | F120 | 0 | 0 | 0 | 0 | 0 | 0 | 0 | 0 | 0 | 2147
1358
1359 |  | 108D | Unclassified Dist Sub - Acct 300 |  | F102 | 324800 | 182493.8306 | 54317.9751 | 44718.1791 | 17394.6945 | 3681.7549 | 18299.6015 | 3893.9642 | 0 | 2151
1360
1361
1362 |  | TOTAL DISTRIBUTION PLANT DEPR |  |  |  | -243454150.53 | -134987438.9822 | -41233055.8131 | -34609672.0734 | -13434547.7649 | -1764596.2409 | -14495490.7394 | -2929348.916 | 0
1363
1364 | [5 empty] | D: GENERAL PLANT
1365 |  | 108GP | General Plant Accumulated Depr
1366 |  |  |  | S | F107 | -23711590.21 | -12542277.5543 | -3697282.9001 | -3766541.8886 | -1530514.8847 | -778953.3077 | -1190159.2557 | -205860.4189 | 0 | 2157
1367 |  |  |  | SG-P | F105 | 2759.9292 | 1217.9903 | 361.6224 | 589.8778 | 252.659 | 230.3713 | 103.6605 | 3.7479 | 0 | 2158
1368 |  |  |  | SG-U | F105 | 0 | 0 | 0 | 0 | 0 | 0 | 0 | 0 | 0 | 2159
1369 |  |  |  | CAGW | F105 | -6705051.0144 | -2959020.4844 | -878535.7986 | -1433065.9358 | -613817.0076 | -559670.6719 | -251835.8281 | -9105.288 | 0 | 2160
1370 |  |  |  | CN | F42 | -496943.4648 | -405513.3268 | -69787.2989 | -4149.6548 | -1140.6695 | -16.3147 | -6961.5932 | -9374.607 | 0 | 2161
1371 |  |  |  | SO | F102 | -7161924.807 | -3367923.9619 | -1017609.551 | -1395117.8014 | -582931.9159 | -452063.331 | -313451.2727 | -32826.973 | 0 | 2162
1372 |  |  |  | SE | F10 | 0 | 0 | 0 | 0 | 0 | 0 | 0 | 0 | 0 | 2163
1373 |  |  |  | JBG | F105 | -1473766.4619 | -650391.0471 | -193101.677 | -314987.091 | -134916.6349 | -123015.3006 | -55353.3741 | -2001.3372 | 0 | 2164
1374 |  |  |  | CAGE | F105 | 0 | 0 | 0 | 0 | 0 | 0 | 0 | 0 | 0 | 2165
1375 |  |  |  | CAGE | F105 | 0 | 0 | 0 | 0 | 0 | 0 | 0 | 0 | 0 | 2166
1376 |  |  | Total General Plant Accumulated Depr |  |  | -39546516.029 | -19923908.3843 | -5855955.6033 | -6913272.4938 | -2863068.4536 | -1913488.5545 | -1817657.6633 | -259164.8761 | 0
1377
1378 |  | 108MP | Mining Plant Accumulated Depr. |  | F10 | -53428567.5891 | -22605251.6384 | -7058009.9344 | -11933563.7406 | -5045418.0738 | -4594038.5796 | -2106049.8938 | -86235.7286 | 0 | 2173
1379
1380 |  | 1081390 | Accum Depr - Capital Lease |  | F10 | 0 | 0 | 0 | 0 | 0 | 0 | 0 | 0 | 0 | 2180
1381 |  |  | Remove Capital Lease |  | F10 | 0 | 0 | 0 | 0 | 0 | 0 | 0 | 0 | 0 | 2183
1382
1383 |  | 1081399L | Accum Depr - Capital Lease |  | F10 | 0 | 0 | 0 | 0 | 0 | 0 | 0 | 0 | 0 | 2187
1384 |  |  |  | SE | F10 | 0 | 0 | 0 | 0 | 0 | 0 | 0 | 0 | 0 | 2188
1385 |  |  | Remove Capital Lease |  | F10 | 0 | 0 | 0 | 0 | 0 | 0 | 0 | 0 | 0 | 2191
1386
1387 |  | TOTAL GENERAL PLANT ACCUM DEPR |  |  |  | -92975083.6181 | -42529160.0227 | -12913965.5377 | -18846836.2344 | -7908486.5274 | -6507527.1341 | -3923707.5571 | -345400.6047 | 0
1388
1389
1390 |  | TOTAL ACCUM DEPR - PLANT IN SERVICE |  |  |  | -780333050.211 | -369466271.6438 | -112543221.7771 | -150419014.9349 | -62606513.8836 | -45870037.885 | -35494908.1457 | -3933081.9409 | 0
1391
1392
1393 | [5 empty] | D: ACCUMULATED AMORTIZATION
1394
1395 |  | 111CLS | Accum Prov for Amort-Steam |  | F10 | 0 | 0 | 0 | 0 | 0 | 0 | 0 | 0 | 0 | 2204
1396
1397 |  | 111CLG | Accum Prov for Amort-General
1398 |  |  |  | S | F108 | -1608995.82 | -750370.0233 | -226028.4114 | -317602.0912 | -133031.0978 | -106327.618 | -68833.0306 | -6803.5478 | 0 | 2208
1399 |  |  |  | CN | F108 | 0 | 0 | 0 | 0 | 0 | 0 | 0 | 0 | 0 | 2209
1400 |  |  |  | SG | F108 | 0 | 0 | 0 | 0 | 0 | 0 | 0 | 0 | 0 | 2210
1401 |  |  |  | SO | F108 | -254528.0762 | -118701.5131 | -35755.5787 | -50241.6776 | -21044.2743 | -16820.0338 | -10888.7411 | -1076.2576 | 0 | 2211
1402 |  |  |  | SE | F108 | 0 | 0 | 0 | 0 | 0 | 0 | 0 | 0 | 0 | 2212
1403 |  |  | Total Accum Prov for Amort-General |  |  | -1863523.8962 | -869071.5364 | -261783.9901 | -367843.7688 | -154075.3721 | -123147.6517 | -79721.7717 | -7879.8054 | 0 | 2213
1404
1405 |  | 111CLH | Accum Prov for Amort-Hydro |  | F10 | -496343.8314 | -209999.5885 | -65567.9134 | -110861.1182 | -46871.2198 | -42677.9682 | -19564.9055 | -801.1177 | 0 | 2219
1406
1407 |  | 111IP | Accum Prov for Amort-Intangible
1408 |  |  |  | S | F107 | -1511.8 | -392.517 | -156.5248 | -484.7094 | -207.1109 | -238.1039 | -43.3567 | 10.5227 | 0 | 2223
1409 |  |  |  | DGP | F105 | 0 | 0 | 0 | 0 | 0 | 0 | 0 | 0 | 0 | 2224
1410 |  |  |  | DGU | F105 | 0 | 0 | 0 | 0 | 0 | 0 | 0 | 0 | 0 | 2225
1411 |  |  |  | SE | F10 | 0 | 0 | 0 | 0 | 0 | 0 | 0 | 0 | 0 | 2226
1412 |  |  |  | SG | F105 | -1425188.5231 | -610383.4475 | -187833.2278 | -314415.8672 | -133412.5783 | -121523.5376 | -55423.5073 | -2196.3576 | 0 | 2227
1413 |  |  |  | CN | F42 | -8926856.0664 | -7284448.5501 | -1253625.8477 | -74542.4245 | -20490.4444 | -293.0695 | -125054.7488 | -168400.9813 | 0 | 2228
1414 |  |  |  | JBG | F105 | -245479.0957 | -105134.4256 | -32353.0046 | -54156.0092 | -22979.4154 | -20931.6084 | -9546.3247 | -378.3078 | 0 | 2229
1415 |  |  |  | CAGE | F105 | -28618541.2696 | -12256823.2898 | -3771790.8148 | -6313637.336 | -2678995.3158 | -2440257.0741 | -1112933.4147 | -44104.0244 | 0 | 2230
1416 |  |  |  | CAGE | F105 | 0 | 0 | 0 | 0 | 0 | 0 | 0 | 0 | 0 | 2231
1417 |  |  |  | SO | F102 | -19386503.9407 | -9116581.4944 | -2754551.6188 | -3776422.8869 | -1577929.424 | -1223683.2672 | -848476.4219 | -88858.8275 | 0 | 2232
1418 |  |  | Total Accum Prov for Amort-Intangible |  |  | -58604080.6956 | -29373763.7245 | -8000311.0386 | -10533659.2331 | -4434014.2888 | -3806926.6607 | -2151477.7741 | -303927.9758 | 0
1419
1420 |  | 111390 | Accum Prov for Amort-Capital Lease |  | F10 | 0 | 0 | 0 | 0 | 0 | 0 | 0 | 0 | 0 | 2243
1421
1422
1423 |  | TOTAL ACCUM PROV FOR AMORTIZATION |  |  |  | -60963948.4231 | -30452834.8494 | -8327662.942 | -11012364.1201 | -4634960.8808 | -3972752.2806 | -2250764.4512 | -312608.8989 | 0

## Generation
Generation Total |  |  | - | Generation - Total - Unbundled
PacifiCorp
3 | Cost Of Service By Rate Schedule
4 | State of Washington
5 | WCA
6 | 12 Months Ending June 2018
7
8
9 |  | A |  | B | C | D | E | F | G | H | I | J | K | Chk Total
12 |  |  |  | DESCRIPTION |  | Washington Jurisdiction Normalized | Residential Schedule 16 | Small General Service Schedule 24 | Large General Service < 1,000 kW Schedule 36 | Large General Service > 1,000 kW Schedule 48 | Large General Dedicated Facilities Schedule 48 | Agricultural Pumping Schedule 40 | Street & Area Lighting Sch. 15, 51-54, 57 | 0
13
12 |  |  |  | Operating Revenues |  | 235919857.8891 | 94733944.5947 | 33184982.9655 | 55031920.0777 | 23004976.1197 | 19850795.7914 | 9594600.4513 | 518637.8887 | 0
13
14 |  |  |  | Operating Expenses
15 |  |  |  | Operation & Maintenance Expenses |  | 151531989.8893 | 63539059.5587 | 20095784.9139 | 34016517.7957 | 14379584.9304 | 13242681.6125 | 5993970.9173 | 264390.1607 | 0
16 |  |  |  | Depreciation Expense |  | 26023928.8579 | 11010541.4949 | 3437807.8376 | 5812587.3071 | 2457516.773 | 2237659.3377 | 1025812.5022 | 42003.6053 | 0
17 |  |  |  | Amortization Expense |  | 3773307.1765 | 1608465.8358 | 498189.9166 | 836333.1832 | 354101.5543 | 322297.7492 | 147762.112 | 6156.8254 | 0
18 |  |  |  | Taxes Other Than Income |  | 10963994.8001 | 4638346.5943 | 1448341.9522 | 2449103.2106 | 1035464.5978 | 942870.1032 | 432189.1244 | 17679.2177 | 0
19 |  |  |  | Income Taxes - Federal |  | 14476960.9906 | 6124516.103 | 1912404.2217 | 3233818.721 | 1367237.1123 | 1244974.478 | 570666.5507 | 23343.8039 | 0
20 |  |  |  | Income Taxes - State |  | 0 | 0 | 0 | 0 | 0 | 0 | 0 | 0 | 0
21 |  |  |  | Income Taxes Deferred |  | 18900.8538 | 7996.0555 | 2496.7997 | 4222.0142 | 1785.0396 | 1625.4158 | 745.0517 | 30.4772 | 0
22 |  |  |  | Investment Tax Credit Adj |  | 0 | 0 | 0 | 0 | 0 | 0 | 0 | 0 | 0
23 |  |  |  | Misc Revenues & Expense |  | -53.8266 | -24.4506 | -7.0116 | -11.1364 | -4.8172 | -4.3968 | -1.9506 | -0.063309 | 0
24
25 |  |  |  | Total Operating Expenses |  | 206789028.7415 | 86928901.1916 | 27395018.6301 | 46352571.0955 | 19595685.1902 | 17992104.2995 | 8171144.3078 | 353604.0269 | 0
26
27 |  |  |  | Operating Revenue For Return |  | 29130829.1476 | 7805043.4031 | 5789964.3354 | 8679348.9822 | 3409290.9295 | 1858691.4919 | 1423456.1436 | 165033.8618 | 0
28
29
30 |  |  |  | Rate Base :
31 |  |  |  | Electric Plant In Service |  | 937350675.9045 | 396586486.5629 | 123825711.245 | 209362416.829 | 88516803.9322 | 80597803.0488 | 36948534.8479 | 1512919.4386 | 0
32 |  |  |  | Plant Held For Future Use |  | 36437.4351 | 15416.4228 | 4813.4508 | 8138.5011 | 3440.895 | 3133.0614 | 1436.2926 | 58.8114 | 0
33 |  |  |  | Electric Plant Acquisition Adj |  | 0 | 0 | 0 | 0 | 0 | 0 | 0 | 0 | 0
34 |  |  |  | Pensions |  | 0 | 0 | 0 | 0 | 0 | 0 | 0 | 0 | 0
35 |  |  |  | Prepayments |  | 2.2048e-09 | 1.0301e-09 | 2.9332e-10 | 4.3922e-10 | 1.8539e-10 | 1.683e-10 | 8.0617e-11 | 7.8292e-12 | 0
36 |  |  |  | Fuel Stock |  | -1.4901e-08 | -6.3046e-09 | -1.9685e-09 | -3.3283e-09 | -1.4072e-09 | -1.2813e-09 | -5.8737e-10 | -2.4051e-11 | 0
37 |  |  |  | Materials & Supplies |  | 0 | 0 | 0 | 0 | 0 | 0 | 0 | 0 | 0
38 |  |  |  | Misc Deferred Debits |  | 290827.6256 | 123047.1255 | 38418.8527 | 64957.946 | 27463.7151 | 25006.7219 | 11463.8576 | 469.4068 | 0
39 |  |  |  | Cash Working Capital |  | 0 | 0 | 0 | 0 | 0 | 0 | 0 | 0 | 0
40 |  |  |  | Weatherization Loans |  | 0 | 0 | 0 | 0 | 0 | 0 | 0 | 0 | 0
41 |  |  |  | Miscellaneous Rate Base |  | 0 | 0 | 0 | 0 | 0 | 0 | 0 | 0 | 0
42
43 |  |  |  | Total Rate Base Additions |  | 937677940.9651 | 396724950.1112 | 123868943.5485 | 209435513.276 | 88547708.5423 | 80625942.8321 | 36961434.9981 | 1513447.6568 | 0
44
45 |  |  |  | Rate Base Deductions :
46 |  |  |  | Accum Provision For Depreciation |  | -371547719.7428 | -157199230.2892 | -49082122.4556 | -82987221.9355 | -35086352.9577 | -31947413.8216 | -14645686.2127 | -599692.0705 | 0
47 |  |  |  | Accum Provision For Amortization |  | -35648825.3719 | -15088320.5629 | -4710349.0161 | -7959028.4334 | -3364915.8156 | -3062698.8025 | -1405638.6458 | -57874.0956 | 0
48 |  |  |  | Accum Deferred Income Taxes |  | -124893826.4065 | -52851699.4084 | -16498379.4536 | -27890802.9371 | -11792016.7929 | -10736785.9739 | -4922293.7027 | -201848.138 | 0
49 |  |  |  | Unamortized ITC |  | -12672.6918 | -5361.5941 | -1674.0597 | -2830.5949 | -1196.7559 | -1089.7185 | -499.5225 | -20.4462 | 0
50 |  |  |  | Customer Advance For Construction |  | 0 | 0 | 0 | 0 | 0 | 0 | 0 | 0 | 0
51 |  |  |  | Customer Service Deposits |  | 0 | 0 | 0 | 0 | 0 | 0 | 0 | 0 | 0
52 |  |  |  | Misc Rate Base Deductions |  | -20324401.4572 | -8599111.4879 | -2684890.0105 | -4539566.5881 | -1919293.4993 | -1747587.2668 | -801148.252 | -32804.3526 | 0
53 | [13 empty] | 0
54 |  |  |  | Total Rate Base Deductions |  | -552427445.6702 | -233743723.3426 | -72977414.9955 | -123379450.489 | -52163775.8214 | -47495575.5832 | -21775266.3357 | -892239.1028 | 0
55 | [13 empty] | 0
56 |  |  |  | Total Rate Base |  | 385250495.295 | 162981226.7686 | 50891528.553 | 86056062.7871 | 36383932.721 | 33130367.2488 | 15186168.6624 | 621208.554 | 0
57
58
59 |  |  |  | Return On Rate Base |  | 7.562% | 4.789% | 11.38% | 10.09% | 9.37% | 5.61% | 9.373% | 26.57%
60
61 |  |  |  | Return On Equity |  | 9.68% | 4.321% | 17.05% | 14.56% | 13.18% | 5.908% | 13.18% | 46.41%
PacifiCorp
Cost Of Service By Rate Schedule
State of Washington
WCA
12 Months Ending June 2018
|  | A |  | B | C | D | E | F | G | H | I | J | K
|  |  |  | DESCRIPTION | COS Factor | Washington Jurisdiction Normalized | Residential Schedule 16 | Small General Service Schedule 24 | Large General Service < 1,000 kW Schedule 36 | Large General Service > 1,000 kW Schedule 48 | Large General Dedicated Facilities Schedule 48 | Agricultural Pumping Schedule 40 | Street & Area Lighting Sch. 15, 51-54, 57
79 |  |  |  | Total Rate Base |  | 385250495.295 | 162981226.7686 | 50891528.553 | 86056062.7871 | 36383932.721 | 33130367.2488 | 15186168.6624 | 621208.554 | 0
80
81
82 |  |  |  | Return On Ratebase ($$) | 7.47% | 28776947.6891 | 12174162.7702 | 3801430.1678 | 6428105.4727 | 2717760.37 | 2474729.7067 | 1134356.9613 | 46402.2403 | 0
83 |  |  |  | Operating & Maintenance Expense |  | 151531989.8893 | 63539059.5587 | 20095784.9139 | 34016517.7957 | 14379584.9304 | 13242681.6125 | 5993970.9173 | 264390.1607 | 0
84 |  |  |  | Bad Debt to Produce ROR | F80 | 0 | 0 | 0 | 0 | 0 | 0 | 0 | 0 | 0
85 |  |  |  | Depreciation Expense |  | 26023928.8579 | 11010541.4949 | 3437807.8376 | 5812587.3071 | 2457516.773 | 2237659.3377 | 1025812.5022 | 42003.6053 | 0
86 |  |  |  | Amortization Expense |  | 3773307.1765 | 1608465.8358 | 498189.9166 | 836333.1832 | 354101.5543 | 322297.7492 | 147762.112 | 6156.8254 | 0
87 |  |  |  | Taxes Other Than Income |  | 10963994.8001 | 4638346.5943 | 1448341.9522 | 2449103.2106 | 1035464.5978 | 942870.1032 | 432189.1244 | 17679.2177 | 0
88 |  |  |  | Federal Income Taxes |  | 14476960.9906 | 6124516.103 | 1912404.2217 | 3233818.721 | 1367237.1123 | 1244974.478 | 570666.5507 | 23343.8039 | 0
89 |  |  |  | FIT Adj to Produce Target ROR | F101 | 0 | 0 | 0 | 0 | 0 | 0 | 0 | 0 | 0
90 |  |  |  | State Income Taxes |  | 0 | 0 | 0 | 0 | 0 | 0 | 0 | 0 | 0
91 |  |  |  | SIT Adj to Produce Target ROR | F101 | 0 | 0 | 0 | 0 | 0 | 0 | 0 | 0 | 0
92 |  |  |  | Deferred Income Taxes |  | 18900.8538 | 7996.0555 | 2496.7997 | 4222.0142 | 1785.0396 | 1625.4158 | 745.0517 | 30.4772 | 0
93 |  |  |  | Investment Tax Credit |  | 0 | 0 | 0 | 0 | 0 | 0 | 0 | 0 | 0
94 |  |  |  | Misc Revenue & Expenses |  | -53.8266 | -24.4506 | -7.0116 | -11.1364 | -4.8172 | -4.3968 | -1.9506 | -0.063309 | 0
95 |  |  |  | Revenue Credits |  | -15869626.7652 | -6836639.8313 | -2092381.5608 | -3482694.5673 | -1474576.9162 | -1335695.4734 | -620466.0832 | -27172.3332 | 0
96
97 |  |  |  | Total Revenue Requirements |  | 219696349.6654 | 92266424.1305 | 29104067.2371 | 49297982.0009 | 20838868.6441 | 19131138.5329 | 8685035.1859 | 372833.934 | 0
98 |  |  |  | Operating Revenues |  | 220050231.1239 | 87897304.7635 | 31092601.4046 | 51549225.5104 | 21530399.2036 | 18515100.3181 | 8974134.3682 | 491465.5555 | 0
99
100 |  |  |  | Increase / (Decrease) Required to
101 |  |  |  | Earn Equal Rates of Return |  | -353881.4585 | 4369119.3671 | -1988534.1675 | -2251243.5096 | -691530.5595 | 616038.2148 | -289099.1822 | -118631.6215 | 0
102
103 |  |  |  | Existing Revenues |  | 220050231.1239 | 87897304.7635 | 31092601.4046 | 51549225.5104 | 21530399.2036 | 18515100.3181 | 8974134.3682 | 491465.5555 | 0
104 |  |  |  | check |  | 0 | 0 | 0 | 0 | 0 | 0 | 0 | 0 | 0
105 |  |  |  | Percent Increase / (Decrease)
106 |  |  |  | Over Existing Rates To
107 |  |  |  | Equal Authorized RoE & RoR |  | -0.1608% | 4.971% | -6.396% | -4.367% | -3.212% | 3.327% | -3.221% | -24.14%
[5 empty] | WCA | E: ELECTRIC REVENUES
|  | Generation - Total - Unbundled |  |  | Method
|  | A |  | B | 0 | D | E | F | G | H | I | J | K
|  | FERC ACCT |  | DESCRIPTION | COS Factor | Washington Jurisdiction Normalized | Residential Schedule 16 | Small General Service Schedule 24 | Large General Service < 1,000 kW Schedule 36 | Large General Service > 1,000 kW Schedule 48 | Large General Dedicated Facilities Schedule 48 | Agricultural Pumping Schedule 40 | Street & Area Lighting Sch. 15, 51-54, 57 |  | Func Study Row
120 |  | 440 | Residential Sales |  | A | 87897304.7635 | 87897304.7635 | 0 | 0 | 0 | 0 | 0 | 0 | 0
121
122 |  | 442 | Commercial & Industrial Sales |  | A | 110131061.6013 | 0 | 31092601.4046 | 51549225.5104 | 0 | 18515100.3181 | 8974134.3682 | 0 | 0
123 |  |  |  | Interruptible Demand | F10 | 0 | 0 | 0 | 0 | 0 | 0 | 0 | 0 | 0 | 100
124 |  |  |  | Interruptible Energy | F10 | 0 | 0 | 0 | 0 | 0 | 0 | 0 | 0 | 0 | 101
125 | [5 empty] | 110131061.6013 | 0 | 31092601.4046 | 51549225.5104 | 0 | 18515100.3181 | 8974134.3682 | 0 | 0
126
127 |  | 444 | Public Street & Highway Lighting |  | A | 22021864.7591 | 0 | 0 | 0 | 21530399.2036 | 0 | 0 | 491465.5555 | 0
128
129 |  | 445 | Other Sales to Public Authority |  | A | 0 | 0 | 0 | 0 | 0 | 0 | 0 | 0 | 0
130
131 |  | 448 | Interdepartmental |  | A | 0 | 0 | 0 | 0 | 0 | 0 | 0 | 0 | 0 | 114
132 |  |  |  | Demand | F10 | 0 | 0 | 0 | 0 | 0 | 0 | 0 | 0 | 0 | 115
133 | [5 empty] | 0 | 0 | 0 | 0 | 0 | 0 | 0 | 0 | 0
134
135 |  | Total Sales to Ultimate Customers |  |  |  | 220050231.1239 | 87897304.7635 | 31092601.4046 | 51549225.5104 | 21530399.2036 | 18515100.3181 | 8974134.3682 | 491465.5555 | 0
136
137 |  | 447 | Sales for Resale |  | F10 | 0 | 0 | 0 | 0 | 0 | 0 | 0 | 0 | 0 | 121
138 | [5 empty] | 0 | 0 | 0 | 0 | 0 | 0 | 0 | 0 | 0
139
140 |  | 447NPC | Sales for Resale - NPC
141 |  |  |  | Demand | F10 | 25482211.2365 | 10781344.5746 | 3366245.9649 | 5691591.7039 | 2406360.7717 | 2191079.9184 | 1004459.0505 | 41129.2526 | 0 | 130
142 |  |  |  | Energy | F10 | 0 | 0 | 0 | 0 | 0 | 0 | 0 | 0 | 0 | 127
143 | [5 empty] | 25482211.2365 | 10781344.5746 | 3366245.9649 | 5691591.7039 | 2406360.7717 | 2191079.9184 | 1004459.0505 | 41129.2526 | 0
144
145 |  | 449 | Provision for Rate Refund |  | F11 | 0 | 0 | 0 | 0 | 0 | 0 | 0 | 0 | 0 | 133
146 |  |  |  |  | F10 | 0 | 0 | 0 | 0 | 0 | 0 | 0 | 0 |  | 134
147
148 |  | State Specific Revenue Credit |  |  | F140G | -11224394.6504 | -4722124.6371 | -1486467.8605 | -2514926.615 | -1063204.9788 | -975216.4791 | -443394.3316 | -19059.7482 | 0 | 136
149
150 |  | AGA Revenue |  |  | A | 0 | 0 | 0 | 0 | 0 | 0 | 0 | 0 | 0 | 137
151
152 |  | Total Sales from Electricity |  |  |  | 234308047.71 | 93956524.7009 | 32972379.509 | 54725890.5993 | 22873554.9964 | 19730963.7574 | 9535199.0871 | 513535.0599 | 0
153
154 |  | Other Electric Operating Revenues
155 |  | 450 | Forfeited Discounts & Interest |  | A | 0 | 0 | 0 | 0 | 0 | 0 | 0 | 0 | 0 | 143
156 |  |  |  | Customers | F40 | 0 | 0 | 0 | 0 | 0 | 0 | 0 | 0 | 0 | 144
157 | [5 empty] | 0 | 0 | 0 | 0 | 0 | 0 | 0 | 0 | 0
158
159 |  | 451 | Misc Electric Revenue |  | A | 0 | 0 | 0 | 0 | 0 | 0 | 0 | 0 | 0 | 148
160 |  |  |  | Demand | F10 | 0 | 0 | 0 | 0 | 0 | 0 | 0 | 0 | 0 | 149
161 |  |  |  | Customer | F40 | 143.7889 | 113.3199 | 20.7729 | 1.146 | 0.073772 | 0.0010551 | 5.4563 | 3.019 | 0 | 150
162 | [5 empty] | 143.7889 | 113.3199 | 20.7729 | 1.146 | 0.073772 | 0.0010551 | 5.4563 | 3.019 | 0
163
164 |  | 453 | Water Sales |  | F12 | 0 | 0 | 0 | 0 | 0 | 0 | 0 | 0 | 0 | 154
165
166 |  | 454 | Rent of Electric Property |  | A | 0 | 0 | 0 | 0 | 0 | 0 | 0 | 0 | 0 | 159
167 |  |  |  | Demand | F10 | 110096.816 | 46581.1895 | 14543.9875 | 24590.728 | 10396.7688 | 9466.6401 | 4339.8017 | 177.7004 | 0 | 160
168 |  |  |  | Demand | F10 | 115081.7045 | 48690.2608 | 15202.5003 | 25704.1302 | 10867.5066 | 9895.2642 | 4536.2963 | 185.7462 | 0 | 161
169 |  |  |  | Jim Bridger Generation | F10 | 2217.13 | 938.0521 | 292.8869 | 495.2082 | 209.3702 | 190.6392 | 87.3949 | 3.5785 | 0 | 162
170 |  |  |  | Customer | F40 | 55564.3129 | 43790.1602 | 8027.2769 | 442.8376 | 28.5077 | 0.40774 | 2108.4819 | 1166.6408 | 0 | 163
171 | [5 empty] | 282959.9635 | 139999.6626 | 38066.6516 | 51232.9039 | 21502.1533 | 19552.9512 | 11071.9748 | 1533.666 | 0
172
173 |  | 456 | Other Electric Revenue |  | A | 0 | 0 | 0 | 0 | 0 | 0 | 0 | 0 | 0 | 167
174 |  |  |  | Customer | F12 | 0 | 0 | 0 | 0 | 0 | 0 | 0 | 0 | 0 | 168
175 |  |  |  | Demand | F12 | 488305.5671 | 221811.7775 | 63607.7181 | 101027.8125 | 43701.0617 | 39887.0309 | 17695.8373 | 574.3292 | 0 | 169
176 |  |  |  | Jim Bridger Generation | F12 | 98010.1203 | 44520.8912 | 12767.006 | 20277.7702 | 8771.4468 | 8005.9147 | 3551.8152 | 115.2763 | 0 | 170
177 |  |  |  | System Overhead | F40 | 101077.5297 | 79659.0651 | 14602.49 | 805.5698 | 51.8586 | 0.74172 | 3835.558 | 2122.2465 | 0 | 171
178 |  |  |  | Demand | F12 | 4622.7631 | 2099.8804 | 602.1709 | 956.425 | 413.7157 | 377.6084 | 167.5256 | 5.4371 | 0 | 172
179 |  |  |  | Wheeling Revenue - Energy | F12 | 636690.4466 | 289215.2972 | 82936.647 | 131727.8511 | 56980.8135 | 52007.7861 | 23073.197 | 748.8547 | 0 | 173
180 | [5 empty] | 1328706.4267 | 637306.9113 | 174516.0319 | 254795.4285 | 109918.8963 | 100279.0818 | 48323.9331 | 3566.1438 | 0
181 | [13 empty] | 0
182 |  | Total Other Electric Operating Revenues |  |  |  | 1611810.1791 | 777419.8938 | 212603.4564 | 306029.4784 | 131421.1233 | 119832.0341 | 59401.3643 | 5102.8288 | 0
183 | [13 empty] | 0
184 |  | Total Electric Operating Revenues |  |  |  | 235919857.8891 | 94733944.5947 | 33184982.9655 | 55031920.0777 | 23004976.1197 | 19850795.7914 | 9594600.4513 | 518637.8887 | 0
185
186 |  | Miscellaneous Revenues
187 |  | 41160 | Gain on Sale of Utility Plant - CR |  | F12 | 0 | 0 | 0 | 0 | 0 | 0 | 0 | 0 | 0 | 187
188 |  | 41170 | Loss on Sale of Utility Plant |  | F12 | 0 | 0 | 0 | 0 | 0 | 0 | 0 | 0 | 0 | 192
189 |  | 4118 | Gain from Emission Allowances |  | F12 | -53.8266 | -24.4506 | -7.0116 | -11.1364 | -4.8172 | -4.3968 | -1.9506 | -0.063309 | 0 | 196
190 |  | 41181 | Gain from Disposition of NOX Credits |  | F12 | 0 | 0 | 0 | 0 | 0 | 0 | 0 | 0 | 0 | 199
191 |  | 4194 | Impact Housing Interest Income |  | F12 | 0 | 0 | 0 | 0 | 0 | 0 | 0 | 0 | 0 | 203
192 |  | 421 | (Gain)/Loss on Sale of Utility Plant |  | F12 | 0 | 0 | 0 | 0 | 0 | 0 | 0 | 0 | 0 | 212
193
194 |  | Total Miscellaneous Revenues |  |  |  | -53.8266 | -24.4506 | -7.0116 | -11.1364 | -4.8172 | -4.3968 | -1.9506 | -0.063309 | 0
195
196 |  | Miscellaneous Expenses
197 |  | 4311 | Interest on Customer Deposits |  | F80 | 0 | 0 | 0 | 0 | 0 | 0 | 0 | 0 | 0 | 218
198
199 |  | Net Miscellaneous Revenues And Expense |  |  |  | -53.8266 | -24.4506 | -7.0116 | -11.1364 | -4.8172 | -4.3968 | -1.9506 | -0.063309 | 0
200
201 |  | Distribution - METER - Unbundled
202 | [5 empty] | E: STEAM POWER GENERATION
203
204 |  | A |  | B | C | D | E | F | G | H | I | J | K
205 |  | FERC ACCT |  | DESCRIPTION | COS Factor | Washington Jurisdiction Normalized | Residential Schedule 16 | Small General Service Schedule 24 | Large General Service < 1,000 kW Schedule 36 | Large General Service > 1,000 kW Schedule 48 | Large General Dedicated Facilities Schedule 48 | Agricultural Pumping Schedule 40 | Street & Area Lighting Sch. 15, 51-54, 57
206 |  | 500 | Operation Suprvn & Engineering |  | F10 | 3590.7074 | 1519.2031 | 474.3389 | 802.0042 | 339.0811 | 308.7458 | 141.5387 | 5.7955 | 0 | 226
|  |  |  | JBG | F10 | 3190867.2669 | 1350033.5264 | 421519.3086 | 712697.7128 | 301323.0582 | 274365.7183 | 125777.7622 | 5150.1804 | 0 | 227
208 |  |  |  | CAGW | F10 | 6834.3089 | 2891.5481 | 902.8245 | 1526.4804 | 645.3841 | 587.6459 | 269.3951 | 11.0308 | 0 | 228
209 |  |  |  | Total 500 |  | 3201292.2832 | 1354444.2776 | 422896.472 | 715026.1974 | 302307.5234 | 275262.1101 | 126188.696 | 5167.0068 | 0
210
211 |  | 501 | Fuel Related |  | F30 | 284.8109 | 108.051 | 39.3122 | 67.3458 | 28.4232 | 29.115 | 11.6785 | 0.88529 | 0 | 232
212 |  |  |  | CAGW | F30 | 246715.5493 | 93598.4232 | 34053.9699 | 58337.8183 | 24621.4078 | 25220.6759 | 10116.3787 | 766.8755 | 0 | 233
213 |  |  |  | JBE | F30 | 437153.5417 | 165846.3859 | 60339.989 | 103368.3687 | 43626.4989 | 44688.3378 | 17925.1401 | 1358.8213 | 0 | 234
214 |  |  |  | JBG | F30 | 0 | 0 | 0 | 0 | 0 | 0 | 0 | 0 | 0 | 235
215 |  |  |  | Total 501 |  | 684153.9019 | 259552.8601 | 94433.2711 | 161773.5327 | 68276.33 | 69938.1287 | 28053.1972 | 2126.5821 | 0
216
217 |  | 501NPC | Fuel Related - NPC
218 |  |  |  | S | F10 | 0 | 0 | 0 | 0 | 0 | 0 | 0 | 0 | 0 | 239
219 |  |  |  | CAEW | F10 | 49046417.6824 | 20751194.7952 | 6479120.0451 | 10954786.5135 | 4631598.6633 | 4217240.7982 | 1933314.0942 | 79162.7729 | 0 | 240
220 |  |  | Total Fuel Related |  |  | 49730571.5843 | 21010747.6553 | 6573553.3162 | 11116560.0462 | 4699874.9933 | 4287178.9268 | 1961367.2914 | 81289.3551 | 0
221
222
223 |  | 502 | Steam Expenses |  | F10 | 161505.4114 | 68331.8051 | 21335.1555 | 36073.1198 | 15251.4349 | 13886.992 | 6366.2282 | 260.6758 | 0 | 245
224 |  |  |  | SE/CAEW/CAEE | F10 | 4060825.9473 | 1718106.9331 | 536442.4159 | 907007.7576 | 383475.8361 | 349168.8419 | 160069.8361 | 6554.3266 | 0 | 246
225 |  |  |  | Total 502 |  | 4222331.3587 | 1786438.7381 | 557777.5714 | 943080.8774 | 398727.271 | 363055.8339 | 166436.0643 | 6815.0025 | 0
226
227 |  | 503 | Steam From Other Sources |  | F30 | 0 | 0 | 0 | 0 | 0 | 0 | 0 | 0 | 0 | 250
228
229 |  | 503NPC | Steam From Other Sources-NPC
230 |  |  |  | SE | F10 | 0 | 0 | 0 | 0 | 0 | 0 | 0 | 0 | 0 | 252
231 |  |  |  | CAEW | F10 | 0 | 0 | 0 | 0 | 0 | 0 | 0 | 0 | 0 | 253
232 |  |  |  | CAEE | F10 | 0 | 0 | 0 | 0 | 0 | 0 | 0 | 0 | 0 | 254
233 |  |  |  | Total Steam From Other Sources |  | 0 | 0 | 0 | 0 | 0 | 0 | 0 | 0 | 0
234
235 |  | 505 | Electric Expenses |  | F10 | 12687.0465 | 5367.8002 | 1675.9817 | 2833.7214 | 1198.0754 | 1090.8917 | 500.0986 | 20.4774 | 0 | 259
236 |  |  |  | JBG | F10 | 0 | 0 | 0 | 0 | 0 | 0 | 0 | 0 | 0 | 260
237 |  |  |  | Total 505 |  | 12687.0465 | 5367.8002 | 1675.9817 | 2833.7214 | 1198.0754 | 1090.8917 | 500.0986 | 20.4774 | 0
238
239 |  | 506 | Misc. Steam Expense |  | F10 | 215623.0377 | 91228.5926 | 28484.1913 | 48160.5886 | 20361.9229 | 18540.2791 | 8499.4395 | 348.0237 | 0 | 264
240 |  |  |  | SE | F10 | 0 | 0 | 0 | 0 | 0 | 0 | 0 | 0 | 0 | 265
241 |  |  |  | JBG | F10 | -5184895.3718 | -2193692.8105 | -684934.0099 | -1158074.8315 | -489625.0452 | -445821.5978 | -204378.4597 | -8368.6172 | 0 | 266
242 |  |  |  | Total 506 |  | -4969272.334 | -2102464.2179 | -656449.8186 | -1109914.2429 | -469263.1223 | -427281.3187 | -195879.0202 | -8020.5935 | 0
243
244 |  | 507 | Rents |  | F10 | 3933.5299 | 1664.2489 | 519.6264 | 878.5755 | 371.4549 | 338.2233 | 155.0521 | 6.3489 | 0 | 270
245 |  |  |  | JBG | F10 | 81537.0359 | 34497.7471 | 10771.1892 | 18211.7444 | 7699.7841 | 7010.9364 | 3214.0309 | 131.6039 | 0 | 271
246 |  |  |  | Total 507 |  | 85470.5658 | 36161.996 | 11290.8156 | 19090.3199 | 8071.239 | 7349.1597 | 3369.0829 | 137.9527 | 0
247
248 |  | 510 | Maint Supervision & Engineering |  | F10 | 28126.5213 | 11900.1336 | 3715.5641 | 6282.2129 | 2656.0708 | 2418.4501 | 1108.6926 | 45.3973 | 0 | 275
249 |  |  |  | JBG | F10 | 182420.1048 | 77180.6649 | 24098.0241 | 40744.5314 | 17226.4714 | 15685.3353 | 7190.6446 | 294.4329 | 0 | 276
250 |  |  |  | Total 510 |  | 210546.6261 | 89080.7985 | 27813.5882 | 47026.7442 | 19882.5423 | 18103.7854 | 8299.3372 | 339.8302 | 0
251
252 |  | 511 | Maintenance of Structures |  | F10 | 51782.9697 | 21909.0107 | 6840.6235 | 11566.0104 | 4890.0194 | 4452.5424 | 2041.1836 | 83.5797 | 0 | 280
253 |  |  |  | JBG | F10 | 2422139.5137 | 1024790.214 | 319968.9889 | 540998.151 | 228729.8169 | 208266.9043 | 95476.014 | 3909.4248 | 0 | 281
254 |  |  |  | Total 511 |  | 2473922.4835 | 1046699.2247 | 326809.6124 | 552564.1614 | 233619.8363 | 212719.4466 | 97517.1976 | 3993.0044 | 0
255
256 |  | 512 | Maintenance of Boiler Plant |  | F10 | 0 | 0 | 0 | 0 | 0 | 0 | 0 | 0 | 0 | 285
257 |  |  |  |  | F10 | 363964.9626 | 153991.019 | 48080.4266 | 81293.5715 | 34370.2907 | 31295.4128 | 14346.7887 | 587.4532 | 0 | 286
258 |  |  |  | JBG | F10 | 5459374.5843 | 2309823.0373 | 721193.2079 | 1219381.2697 | 515544.9311 | 469422.6065 | 215197.8947 | 8811.637 | 0 | 287
259 |  |  |  | Total 512 |  | 5823339.5469 | 2463814.0563 | 769273.6345 | 1300674.8412 | 549915.2219 | 500718.0194 | 229544.6834 | 9399.0902 | 0
260
261 |  | 513 | Maintenance of Electric Plant |  | F10 | 98252.895 | 41570.1097 | 12979.3843 | 21945.3232 | 9278.3122 | 8448.2443 | 3872.9374 | 158.5839 | 0 | 291
262 |  |  |  | JBG | F10 | 2300389.4799 | 973278.6299 | 303885.5903 | 513804.6129 | 217232.6001 | 197798.2659 | 90676.8652 | 3712.9156 | 0 | 292
263 |  |  |  | Total 513 |  | 2398642.3749 | 1014848.7396 | 316864.9746 | 535749.9361 | 226510.9124 | 206246.5102 | 94549.8026 | 3871.4995 | 0
264
265 |  | 514 | Maint of Misc. Steam Plant |  | F10 | 52215.2252 | 22091.895 | 6897.7252 | 11662.5571 | 4930.8386 | 4489.7097 | 2058.2223 | 84.2773 | 0 | 296
266 |  |  |  | JBG | F10 | 508822.1005 | 215279.0565 | 67216.3152 | 113648.2081 | 48049.5798 | 43750.9083 | 20056.7745 | 821.2581 | 0 | 297
267 |  |  |  | Total 514 |  | 561037.3256 | 237370.9515 | 74114.0404 | 125310.7652 | 52980.4184 | 48240.618 | 22114.9968 | 905.5355 | 0
268
269 |  | Total Steam Power Generation |  |  |  | 63750568.8615 | 26942510.02 | 8425620.1884 | 14248003.3676 | 6023824.9108 | 5492683.9831 | 2514008.2306 | 103918.1609 | 0
270
271
272 | [5 empty] | D: NUCLEAR POWER GENERATION
273
274
275 |  | 517 | Operation Super & Engineering |  | F10 | 0 | 0 | 0 | 0 | 0 | 0 | 0 | 0 | 0 | 304
276
277 |  | 518 | Nuclear Fuel Expense |  | F10 | 0 | 0 | 0 | 0 | 0 | 0 | 0 | 0 | 0 | 308
278
279 |  | 519 | Coolants and Water |  | F10 | 0 | 0 | 0 | 0 | 0 | 0 | 0 | 0 | 0 | 313
280
281 |  | 520 | Steam Expenses |  | F10 | 0 | 0 | 0 | 0 | 0 | 0 | 0 | 0 | 0 | 317
282
283 |  | 523 | Electric Expenses |  | F10 | 0 | 0 | 0 | 0 | 0 | 0 | 0 | 0 | 0 | 321
284
285 |  | 524 | Misc. Nuclear Expenses |  | F10 | 0 | 0 | 0 | 0 | 0 | 0 | 0 | 0 | 0 | 325
286
287 |  | 528 | Maint Supervision & Eng |  | F10 | 0 | 0 | 0 | 0 | 0 | 0 | 0 | 0 | 0 | 329
288
289 |  | 529 | Maintenance of Structures |  | F10 | 0 | 0 | 0 | 0 | 0 | 0 | 0 | 0 | 0 | 333
290
291 |  | 530 | Maintenance of Reactor Plant |  | F10 | 0 | 0 | 0 | 0 | 0 | 0 | 0 | 0 | 0 | 337
292
293 |  | 531 | Maintenance of Electric Plant |  | F10 | 0 | 0 | 0 | 0 | 0 | 0 | 0 | 0 | 0 | 341
294
295 |  | 532 | Maintenance of Misc Nuclear |  | F10 | 0 | 0 | 0 | 0 | 0 | 0 | 0 | 0 | 0 | 345
296
297 |  | Total Nuclear Power Generation |  |  |  | 0 | 0 | 0 | 0 | 0 | 0 | 0 | 0 | 0 | 348
298
299
300
301 |  | Distribution - METER - Unbundled |  |  |  | D: HYDRAULIC POWER GENERATION
302
303 |  | A |  | B | C | D | E | F | G | H | I | J | K
304 |  | FERC ACCT |  | DESCRIPTION | COS Factor | Washington Jurisdiction Normalized | Residential Schedule 16 | Small General Service Schedule 24 | Large General Service < 1,000 kW Schedule 36 | Large General Service > 1,000 kW Schedule 48 | Large General Dedicated Facilities Schedule 48 | Agricultural Pumping Schedule 40 | Street & Area Lighting Sch. 15, 51-54, 57
305 |  | 535 | Operation Super & Engineering
306 |  |  |  | SG | F10 | 0 | 0 | 0 | 0 | 0 | 0 | 0 | 0 | 0 | 353
307 |  |  |  | CAGW | F10 | 1634174.2764 | 691407.6571 | 215877.363 | 365001.7916 | 154319.9229 | 140513.9612 | 64415.9617 | 2637.6191 | 0 | 354
308
309 |  | 536 | Water For Power |  | F10 | 22749.8616 | 9625.3067 | 3005.2977 | 5081.3064 | 2148.3369 | 1956.1397 | 896.7552 | 36.7191 | 0 | 358
310
311 |  | 537 | Hydraulic Expenses |  | F10 | 784198.9448 | 331789.0649 | 103594.0919 | 175155.1373 | 74054.2318 | 67429.0996 | 30911.5924 | 1265.7268 | 0 | 362
312
313 |  | 538 | Electric Expenses |  | F10 | 0 | 0 | 0 | 0 | 0 | 0 | 0 | 0 | 0 | 366
314
315 |  | 539 | Misc. Hydro Expenses |  | F10 | 2441888.8799 | 1033146.0321 | 322577.9157 | 545409.2803 | 230594.8081 | 209965.0473 | 96254.4955 | 3941.301 | 0 | 372
316
317 |  | 540 | Rents (Hydro Generation) |  | F10 | 349346.6693 | 147806.1218 | 46149.3237 | 78028.4955 | 32989.8419 | 30038.4635 | 13770.5641 | 563.8587 | 0 | 375
318
319 |  | 541 | Maint Supervision & Engineering |  | F10 | 87.4126 | 36.9837 | 11.5474 | 19.5241 | 8.2546 | 7.5161 | 3.4456 | 0.14109 | 0 | 379
320
321 |  | 542 | Maintenance of Structures |  | F10 | 184691.8964 | 78141.844 | 24398.1319 | 41251.9485 | 17441.0035 | 15880.6746 | 7280.1942 | 298.0997 | 0 | 383
322
323 |  | 543 | Maint of Dams & Waterways |  | F10 | 241432.0048 | 102148.1853 | 31893.6023 | 53925.163 | 22799.1402 | 20759.455 | 9516.7786 | 389.6804 | 0 | 387
324
325 |  | 544 | Maintenance of Electric Plant |  | F10 | 387159.027 | 163804.2647 | 51144.4042 | 86474.0931 | 36560.575 | 33289.7472 | 15261.0535 | 624.8893 | 0 | 391
326
327 |  | 545 | Maint of Misc. Hydro Plant |  | F10
|  |  |  | SG | F10 | 0 | 0 | 0 | 0 | 0 | 0 | 0 | 0 | 0 | 395
|  |  |  | CAGW | F10 | 682616.1682 | 288810.1057 | 90174.8243 | 152466.0668 | 64461.469 | 58694.5365 | 26907.3975 | 1101.7683 | 0 | 396
330
331 |  | Total Hydraulic Power Generation |  |  |  | 6728345.1411 | 2846715.566 | 888826.5022 | 1502812.8066 | 635377.5838 | 578534.6407 | 265218.2383 | 10859.8035 | 0
332
333
334 | [5 empty] | D: OTHER POWER GENERATION
335
336
337 |  | 546 | Operation Super & Engineering |  | F10 | 30341.5279 | 12837.2873 | 4008.1704 | 6776.9467 | 2865.2404 | 2608.9067 | 1196.0038 | 48.9724 | 0 | 403
338
339 |  | 547 | Fuel |  | F10 | 0 | 0 | 0 | 0 | 0 | 0 | 0 | 0 | 0 | 407
340 |  |  |  | CAEW/CAEE | F10 | 0 | 0 | 0 | 0 | 0 | 0 | 0 | 0 | 0 | 408
341
342
343 |  | 547NPC | Fuel-NPC |  | F10
344 |  |  |  | CAEW | F10 | 20337840.9418 | 8604797.6395 | 2686665.3906 | 4542568.3707 | 1920562.6297 | 1748742.8567 | 801678.0103 | 32826.0444 | 0 | 411
345 |  |  |  | S | F10 | 0 | 0 | 0 | 0 | 0 | 0 | 0 | 0 | 0 | 412
346 |  |  |  | Total 547 |  | 20337840.9418 | 8604797.6395 | 2686665.3906 | 4542568.3707 | 1920562.6297 | 1748742.8567 | 801678.0103 | 32826.0444 | 0
347
348 |  | 548 | Generation Expense |  | F10 | 2143.8226 | 907.0363 | 283.2028 | 478.8345 | 202.4475 | 184.3359 | 84.5053 | 3.4602 | 0 | 417
349 |  |  |  | CAGW | F10 | 1940710.1897 | 821100.8487 | 256371.3088 | 433468.2698 | 183267.0182 | 166871.3553 | 76499.0093 | 3132.3796 | 0 | 419
350 |  |  |  | Total 548 |  | 1942854.0123 | 822007.885 | 256654.5116 | 433947.1043 | 183469.4657 | 167055.6912 | 76583.5146 | 3135.8398 | 0
351
352 |  | 549 | Miscellaneous Other |  | F10 | 112259.274 | 47496.1103 | 14829.6521 | 25073.7248 | 10600.9761 | 9652.5784 | 4425.0416 | 181.1907 | 0 | 423
353 |  |  |  | CAGE/CAGW | F10 | 367561.6102 | 155512.7353 | 48555.5502 | 82096.9025 | 34709.9328 | 31604.6694 | 14488.5616 | 593.2583 | 0 | 424
354
355 |  | 550/551 | Maint Supervision & Engineering
356 |  |  |  | CAGW | F10 | 439607.098 | 185994.6751 | 58072.8888 | 98188.6575 | 41513.4019 | 37799.4781 | 17328.4541 | 709.5425 | 0 | 429
357 |  |  |  | SG | F10 | 3203.3133 | 1355.2993 | 423.1634 | 715.4776 | 302.4984 | 275.4359 | 126.2684 | 5.1703 | 0 | 430
358 |  |  |  | Total 550 |  | 442810.4112 | 187349.9745 | 58496.0523 | 98904.1351 | 41815.9002 | 38074.9139 | 17454.7225 | 714.7127 | 0
359
360 |  | 552 | Maintenance of Structures |  | F10 | 11967.3227 | 5063.2902 | 1580.9049 | 2672.9672 | 1130.1098 | 1029.0065 | 471.7285 | 19.3157 | 0 | 436
361
362 |  | 553 | Maint of Generation & Elect Plant |  | F10 | 0 | 0 | 0 | 0 | 0 | 0 | 0 | 0 | 0 | 440
363 |  |  |  | CAGW | F10 | 1486048.8076 | 628736.8118 | 196309.7219 | 331917.1553 | 140331.9956 | 127777.4393 | 58577.1447 | 2398.539 | 0 | 441
364 |  |  |  | Total 553 |  | 1486048.8076 | 628736.8118 | 196309.7219 | 331917.1553 | 140331.9956 | 127777.4393 | 58577.1447 | 2398.539 | 0
365
366 |  | 554 | Maintenance of Misc. Other |  | F10 | 0 | 0 | 0 | 0 | 0 | 0 | 0 | 0 | 0 | 445
367 |  |  |  | CAGW | F10 | 156870.3557 | 66370.7456 | 20722.8563 | 35037.8547 | 14813.7329 | 13488.4482 | 6183.5234 | 253.1947 | 0 | 446
368 |  |  |  | Total 554 |  | 156870.3557 | 66370.7456 | 20722.8563 | 35037.8547 | 14813.7329 | 13488.4482 | 6183.5234 | 253.1947 | 0
369
370 |  | Total Other Power Generation |  |  |  | 24888554.2635 | 10530172.4794 | 3287822.8104 | 5558995.1615 | 2350299.9833 | 2140034.5103 | 981058.2508 | 40171.0678 | 0
371
372
373 | [5 empty] | D: OTHER POWER SUPPLY
374
375
376 |  | 555 | Purchased Power |  | F30 | 12483289.13 | 4735883.8241 | 1723059.4221 | 2951771.1977 | 1245791.5758 | 1276113.2827 | 511867.5354 | 38802.2922 | 0 | 451
377 |  |  |  | SG | F30 | 0 | 0 | 0 | 0 | 0 | 0 | 0 | 0 | 0 | 452
378 |  |  |  | SE | F30 | 0 | 0 | 0 | 0 | 0 | 0 | 0 | 0 | 0 | 453
379
380 |  | 555NPC | Purchased Power-NPC
381 |  |  |  | CAGW | F10 | 39666927.0766 | 16782798.2061 | 5240072.4557 | 8859825.8202 | 3745865.5516 | 3410748.2485 | 1563592.8741 | 64023.9204 | 0 | 456
382 |  |  |  | CAEW | F10 | 504189.7954 | 213319.1608 | 66604.3794 | 112613.5574 | 47612.1375 | 43352.601 | 19874.178 | 813.7814 | 0 | 457
383 |  |  |  | DGP | F10 | 0 | 0 | 0 | 0 | 0 | 0 | 0 | 0 | 0 | 458
384 |  |  |  | DGP | F10 | 248475.53 | 105128.2513 | 32824.0647 | 55498.373 | 23464.2811 | 21365.0903 | 9794.4206 | 401.0489 | 0 | 459
385 |  |  |  | Total 555 |  | 52902881.532 | 21837129.4423 | 7062560.3219 | 11979708.9483 | 5062733.546 | 4751579.2224 | 2105129.0082 | 104041.0428 | 0
386
387
388 |  | 556 | System Control & Load Dispatch |  | F10 | 120948.4985 | 51172.4601 | 15977.5143 | 27014.5108 | 11421.5254 | 10399.7186 | 4767.5538 | 195.2155 | 0 | 463
389
390 |  | 557 | Other Expenses |  | F10 | 3133691.5927 | 1325842.9003 | 413966.2991 | 699927.2122 | 295923.7897 | 269449.486 | 123524.0087 | 5057.8967 | 0 | 472
391
392
393 |  | Embedded Cost Differentials
394 |  |  |  | Company Owned Hydro | F10 | 0 | 0 | 0 | 0 | 0 | 0 | 0 | 0 | 0 | 475
395 |  |  |  | Company Owned Hydro | F10 | 0 | 0 | 0 | 0 | 0 | 0 | 0 | 0 | 0 | 476
|  |  |  | Mid-C Contract | F10 | 0 | 0 | 0 | 0 | 0 | 0 | 0 | 0 | 0 | 477
397 |  |  |  | Mid-C Contract | F10 | 0 | 0 | 0 | 0 | 0 | 0 | 0 | 0 | 0 | 478
398 |  |  |  | Existing QF Contracts | F10 | 0 | 0 | 0 | 0 | 0 | 0 | 0 | 0 | 0 | 479
399 |  |  |  | Existing QF Contracts | F10 | 0 | 0 | 0 | 0 | 0 | 0 | 0 | 0 | 0 | 479
400 | [5 empty] | 0 | 0 | 0 | 0 | 0 | 0 | 0 | 0 | 0
401
402 |  | Total Other Power Supply |  |  |  | 56157521.6232 | 23214144.8027 | 7492504.1354 | 12706650.6713 | 5370078.8611 | 5031428.427 | 2233420.5707 | 109294.155 | 0
403
404 |  | TOTAL GENERATION EXPENSE |  |  |  | 151524989.8893 | 63533542.8681 | 20094773.6364 | 34016462.007 | 14379581.339 | 13242681.5612 | 5993705.2904 | 264243.1872 | 0
405
406 |  | Distribution - METER - Unbundled |  |  |  | D: TRANSMISSION EXPENSE
407
408
409 |  | A |  | B | C | D | E | F | G | H | I | J | K
410 |  | FERC ACCT |  | DESCRIPTION | COS Factor | Washington Jurisdiction Normalized | Residential Schedule 16 | Small General Service Schedule 24 | Large General Service < 1,000 kW Schedule 36 | Large General Service > 1,000 kW Schedule 48 | Large General Dedicated Facilities Schedule 48 | Agricultural Pumping Schedule 40 | Street & Area Lighting Sch. 15, 51-54, 57
411 |  | 560 | Operation Supervision & Eng |  | F12 | 0 | 0 | 0 | 0 | 0 | 0 | 0 | 0 | 0 | 491
412
413 |  | 561 | Load Dispatching |  | F12 | 0 | 0 | 0 | 0 | 0 | 0 | 0 | 0 | 0 | 496
414
415 |  | 562 | Station Expense |  | F12 | 0 | 0 | 0 | 0 | 0 | 0 | 0 | 0 | 0 | 502
416
417 |  | 563 | Overhead Line Expense |  | F12 | 0 | 0 | 0 | 0 | 0 | 0 | 0 | 0 | 0 | 507
418
419 |  | 564 | Underground Line Expense |  | F12 | 0 | 0 | 0 | 0 | 0 | 0 | 0 | 0 | 0 | 511
420
421 |  | 565 | Transm of Electricity by Others |  | F12 | 0 | 0 | 0 | 0 | 0 | 0 | 0 | 0 | 0 | 515
422
423 |  | 565NPC | Transmission of Electricity by Others-NPC
424 |  |  | CAGW |  | F12 | 0 | 0 | 0 | 0 | 0 | 0 | 0 | 0 | 0 | 518
425 |  |  | SE |  | F12 | 0 | 0 | 0 | 0 | 0 | 0 | 0 | 0 | 0 | 519
426 |  |  | SE |  | F12 | 0 | 0 | 0 | 0 | 0 | 0 | 0 | 0 | 0 | 520
427 | [5 empty] | 0 | 0 | 0 | 0 | 0 | 0 | 0 | 0 | 0
428
429 |  | 566 | Misc. Transmission Expense |  | F12 | 0 | 0 | 0 | 0 | 0 | 0 | 0 | 0 | 0 | 526
430
431 |  | 567 | Rents - Transmission |  | F12 | 0 | 0 | 0 | 0 | 0 | 0 | 0 | 0 | 0 | 531
432
433 |  | 568 | Maint Supervision & Engineering |  | F12 | 0 | 0 | 0 | 0 | 0 | 0 | 0 | 0 | 0 | 536
434
435 |  | 569 | Maintenance of Structures |  | F12 | 0 | 0 | 0 | 0 | 0 | 0 | 0 | 0 | 0 | 541
436
437 |  | 570 | Maint of Station Equipment |  | F12 | 0 | 0 | 0 | 0 | 0 | 0 | 0 | 0 | 0 | 547
438
439 |  | 571 | Maintenance of Overhead Lines |  | F12 | 0 | 0 | 0 | 0 | 0 | 0 | 0 | 0 | 0 | 553
440
441 |  | 572 | Maint of Underground Lines |  | F12 | 0 | 0 | 0 | 0 | 0 | 0 | 0 | 0 | 0 | 556
442
443 |  | 573 | Maint of Misc Transmission Plant |  | F12 | 0 | 0 | 0 | 0 | 0 | 0 | 0 | 0 | 0 | 560
444
445
446 |  | TOTAL TRANSMISSION EXPENSE |  |  |  | 0 | 0 | 0 | 0 | 0 | 0 | 0 | 0 | 0
447
448
449
450
451
452
453
454
455
456
457
458 |  | Distribution - METER - Unbundled |  |  |  | D: DISTRIBUTION EXPENSE
459
460
461 |  | A |  | B | C | D | E | F | G | H | I | J | K
462 |  | FERC ACCT |  | DESCRIPTION | COS Factor | Washington Jurisdiction Normalized | Residential Schedule 16 | Small General Service Schedule 24 | Large General Service < 1,000 kW Schedule 36 | Large General Service > 1,000 kW Schedule 48 | Large General Dedicated Facilities Schedule 48 | Agricultural Pumping Schedule 40 | Street & Area Lighting Sch. 15, 51-54, 57
463 |  | 580 | Operation Supervision & Eng |  | F131 | 0 | 0 | 0 | 0 | 0 | 0 | 0 | 0 | 0 | 568
464
465 |  | 581 | Load Dispatching |  | F20 | 0 | 0 | 0 | 0 | 0 | 0 | 0 | 0 | 0 | 573
466
467 |  | 582 | Station Expense |  | F120 | 0 | 0 | 0 | 0 | 0 | 0 | 0 | 0 | 0 | 578
468
469 |  | 583 | Overhead Line Expenses |  | F132 | 0 | 0 | 0 | 0 | 0 | 0 | 0 | 0 | 0 | 583
470
471 |  | 584 | Underground Line Expense |  | F133 | 0 | 0 | 0 | 0 | 0 | 0 | 0 | 0 | 0 | 588
472
473 |  | 585 | Street Lighting & Signal Systems |  | F130 | 0 | 0 | 0 | 0 | 0 | 0 | 0 | 0 | 0 | 593
474
475 |  | 586 | Meter Expenses |  | F127 | 0 | 0 | 0 | 0 | 0 | 0 | 0 | 0 | 0 | 598
476
477 |  | 587 | Customer Installation Expenses |  | F20 | 0 | 0 | 0 | 0 | 0 | 0 | 0 | 0 | 0 | 603
478
479 |  | 588 | Misc. Distribution Expenses |  | F131 | 0 | 0 | 0 | 0 | 0 | 0 | 0 | 0 | 0 | 609
480
481 |  | 589 | Rents |  | F131 | 0 | 0 | 0 | 0 | 0 | 0 | 0 | 0 | 0 | 614
482
483 |  | 590 | Maint Supervision & Engineering |  | F131 | 0 | 0 | 0 | 0 | 0 | 0 | 0 | 0 | 0 | 619
484
485 |  | 591 | Maintenance of Structures |  | F119 | 0 | 0 | 0 | 0 | 0 | 0 | 0 | 0 | 0 | 624
486
487 |  | 592 | Maint of Station Equipment |  | F120 | 0 | 0 | 0 | 0 | 0 | 0 | 0 | 0 | 0 | 629
488
489 |  | 593 | Maintenance of Overhead Lines |  | F134 | 0 | 0 | 0 | 0 | 0 | 0 | 0 | 0 | 0 | 634
490
491 |  | 594 | Maint of Underground Lines |  | F135 | 0 | 0 | 0 | 0 | 0 | 0 | 0 | 0 | 0 | 639
492
493 |  | 595 | Maint of Line Transformers |  | F125 | 0 | 0 | 0 | 0 | 0 | 0 | 0 | 0 | 0 | 644
494
495 |  | 596 | Maint of Street Lighting & Signals |  | F130 | 0 | 0 | 0 | 0 | 0 | 0 | 0 | 0 | 0 | 649
496
497 |  | 597 | Maintenance of Meters |  | F127 | 0 | 0 | 0 | 0 | 0 | 0 | 0 | 0 | 0 | 654
498
499 |  | 598 | Maint of Misc. Distribution Plant |  | F131 | 0 | 0 | 0 | 0 | 0 | 0 | 0 | 0 | 0 | 659
500
501 |  | TOTAL DISTRIBUTION EXPENSE |  |  |  | 0 | 0 | 0 | 0 | 0 | 0 | 0 | 0 | 0
502
503
504 | [5 empty] | D: CUSTOMER ACCOUNTS EXPENSE
505
506
507 |  | 901 | Supervision |  | F136 | 0 | 0 | 0 | 0 | 0 | 0 | 0 | 0 | 0 | 666
508
509 |  | 902 | Meter Reading Expense |  | F41 | 0 | 0 | 0 | 0 | 0 | 0 | 0 | 0 | 0 | 671
510
511 |  | 903 | Customer Receipts & Collections |  | F42 | 0 | 0 | 0 | 0 | 0 | 0 | 0 | 0 | 0 | 676
512
513 |  | 904 | Uncollectible Accounts |  | F80 | 0 | 0 | 0 | 0 | 0 | 0 | 0 | 0 | 0 | 682
514
515 |  | 905 | Misc. Customer Accounts Exp |  | F136 | 0 | 0 | 0 | 0 | 0 | 0 | 0 | 0 | 0 | 687
516
517 |  | TOTAL CUSTOMER ACCOUNTS EXPENSE |  |  |  | 0 | 0 | 0 | 0 | 0 | 0 | 0 | 0 | 0
518
519 |  | Distribution - METER - Unbundled |  |  |  | D: CUSTOMER SERVICE EXPENSE
520
521 |  | A |  | B | C | D | E | F | G | H | I | J | K
522 |  | FERC ACCT |  | DESCRIPTION | COS Factor | Washington Jurisdiction Normalized | Residential Schedule 16 | Small General Service Schedule 24 | Large General Service < 1,000 kW Schedule 36 | Large General Service > 1,000 kW Schedule 48 | Large General Dedicated Facilities Schedule 48 | Agricultural Pumping Schedule 40 | Street & Area Lighting Sch. 15, 51-54, 57
523 |  | 907 | Supervision |  | F40 | 0 | 0 | 0 | 0 | 0 | 0 | 0 | 0 | 0 | 694
524
525 |  | 908 | Customer Assistance |  | F40 | 7000 | 5516.6906 | 1011.2775 | 55.7887 | 3.5914 | 0.051367 | 265.6269 | 146.9736 | 0 | 699
526
527 |  | 909 | Informational & Instructional Adv |  | F40 | 0 | 0 | 0 | 0 | 0 | 0 | 0 | 0 | 0 | 705
528
529 |  | 910 | Misc. Customer Service |  | F40 | 0 | 0 | 0 | 0 | 0 | 0 | 0 | 0 | 0 | 710
530
531 |  | TOTAL CUSTOMER SERVICE EXPENSE |  |  |  | 7000 | 5516.6906 | 1011.2775 | 55.7887 | 3.5914 | 0.051367 | 265.6269 | 146.9736 | 0
532
533
534 | [5 empty] | D: SALES EXPENSE
535
536
537 |  | 911 | Supervision |  | F40 | 0 | 0 | 0 | 0 | 0 | 0 | 0 | 0 | 0 | 717
538
539 |  | 912 | Demonstration & Selling Expense |  | F40 | 0 | 0 | 0 | 0 | 0 | 0 | 0 | 0 | 0 | 722
540
541 |  | 913 | Advertising Expense |  | F40 | 0 | 0 | 0 | 0 | 0 | 0 | 0 | 0 | 0 | 727
542
543 |  | 916 | Misc. Sales Expense |  | F40 | 0 | 0 | 0 | 0 | 0 | 0 | 0 | 0 | 0 | 732
544
545 |  | TOTAL SALES EXPENSE |  |  |  | 0 | 0 | 0 | 0 | 0 | 0 | 0 | 0 | 0
546
547
548 | [5 empty] | D: ADMINISTRATION & GENERAL EXPENSE
549
550
551 |  | 920 | Administrative & General Salaries |  | F102G | 0 | 0 | 0 | 0 | 0 | 0 | 0 | 0 | 0 | 738
552 |  |  |  | Customer - System | F42 | 0 | 0 | 0 | 0 | 0 | 0 | 0 | 0 | 0 | 739
553 |  |  |  | System Overheads | F102G | 0 | 0 | 0 | 0 | 0 | 0 | 0 | 0 | 0 | 740
554 |  |  |  | Administrative & General Salaries |  | 0 | 0 | 0 | 0 | 0 | 0 | 0 | 0 | 0
555
556 |  | 921 | Office Supplies & expenses |  | F102G | 0 | 0 | 0 | 0 | 0 | 0 | 0 | 0 | 0 | 744
557 |  |  |  | Customer - System | F42 | 0 | 0 | 0 | 0 | 0 | 0 | 0 | 0 | 0 | 745
558 |  |  |  | System Overheads | F102G | 0 | 0 | 0 | 0 | 0 | 0 | 0 | 0 | 0 | 746
559 |  |  |  | Office Supplies & expenses |  | 0 | 0 | 0 | 0 | 0 | 0 | 0 | 0 | 0
560
561 |  | 922 | A&G Expenses Transferred |  | F102G | 0 | 0 | 0 | 0 | 0 | 0 | 0 | 0 | 0 | 750
562
563 |  | 923 | Outside Services |  | F102G | 0 | 0 | 0 | 0 | 0 | 0 | 0 | 0 | 0 | 754
564 |  |  |  | Customer - System | F42 | 0 | 0 | 0 | 0 | 0 | 0 | 0 | 0 | 0 | 755
565 |  |  |  | System Overheads | F102G | 0 | 0 | 0 | 0 | 0 | 0 | 0 | 0 | 0 | 756
|  |  |  | JBG | F102G | 0 | 0 | 0 | 0 | 0 | 0 | 0 | 0 | 0 | 757
567 |  |  |  | System Overheads | F102G | 0 | 0 | 0 | 0 | 0 | 0 | 0 | 0 | 0 | 758
568 |  |  |  | Outside Services |  | 0 | 0 | 0 | 0 | 0 | 0 | 0 | 0 | 0
569
570 |  | 924 | Property Insurance
571 |  |  |  | System Overheads | F102G | 0 | 0 | 0 | 0 | 0 | 0 | 0 | 0 |  | 763
572
573 |  | 925 | Injuries & Damages |  | F102G | 0 | 0 | 0 | 0 | 0 | 0 | 0 | 0 | 0 | 766
574 |  |  | Injuries & Damages |  | F102G | 0 | 0 | 0 | 0 | 0 | 0 | 0 | 0 | 0 | 767
575
576 |  | 926 | Employee Pensions & Benefits |  | F138G | 0 | 0 | 0 | 0 | 0 | 0 | 0 | 0 | 0 | 774
577
578 |  | 927 | Franchise Requirements |  | F102 | 0 | 0 | 0 | 0 | 0 | 0 | 0 | 0 | 0 | 779
579
580 |  | 928 | Regulatory Commission Expense |  | F141 | 0 | 0 | 0 | 0 | 0 | 0 | 0 | 0 | 0 | 786
581 |  |  |  | Regulatory Expense | F141 | 0 | 0 | 0 | 0 | 0 | 0 | 0 | 0 | 0 | 787
582
583 |  | 929 | Duplicate Charges |  | F138G | 0 | 0 | 0 | 0 | 0 | 0 | 0 | 0 | 0 | 795
584
585 |  | 930 | Misc General Expenses
586 |  |  |  | Situs | F138G | 0 | 0 | 0 | 0 | 0 | 0 | 0 | 0 | 0 | 798
587 |  |  |  | Customer | F138G | 0 | 0 | 0 | 0 | 0 | 0 | 0 | 0 | 0 | 799
588 |  |  |  | Labor | F138G | 0 | 0 | 0 | 0 | 0 | 0 | 0 | 0 | 0 | 800
589 |  |  |  | Labor | F138G | 0 | 0 | 0 | 0 | 0 | 0 | 0 | 0 | 0 | 801
590 |  |  |  | Customer | F138G | 0 | 0 | 0 | 0 | 0 | 0 | 0 | 0 | 0 | 802
591
592 |  | 931 | Rents |  | F102G | 0 | 0 | 0 | 0 | 0 | 0 | 0 | 0 | 0 | 808
593
594 |  | 935 | Maintenance of General Plant |  | F108 | 0 | 0 | 0 | 0 | 0 | 0 | 0 | 0 | 0 | 814
595
596 |  | TOTAL ADMINISTRATIVE & GEN EXPENSE |  |  |  | 0 | 0 | 0 | 0 | 0 | 0 | 0 | 0 | 0
597
598
599 |  | TOTAL O & M EXPENSE |  |  |  | 151531989.8893 | 63539059.5587 | 20095784.9139 | 34016517.7957 | 14379584.9304 | 13242681.6125 | 5993970.9173 | 264390.1607 | 0
600
601 |  | Distribution - METER - Unbundled |  |  |  | D: DEPRECIATION EXPENSE
602
603 |  | A |  | B | C | D | E | F | G | H | I | J | K
604 |  | FERC ACCT |  | DESCRIPTION | COS Factor | Washington Jurisdiction Normalized | Residential Schedule 16 | Small General Service Schedule 24 | Large General Service < 1,000 kW Schedule 36 | Large General Service > 1,000 kW Schedule 48 | Large General Dedicated Facilities Schedule 48 | Agricultural Pumping Schedule 40 | Street & Area Lighting Sch. 15, 51-54, 57
605 |  | 403SP | Steam Depreciation |  | F10 | 9165390.9232 | 3877812.5174 | 1210764.636 | 2047140.3544 | 865515.0438 | 788083.2558 | 361281.8283 | 14793.2876 | 0 | 827
606
607 |  | 403NP | Nuclear Depreciation |  | F10 | 0 | 0 | 0 | 0 | 0 | 0 | 0 | 0 | 0 | 831
608
609 |  | 403HP | Hydro Depreciation |  | F10 | 6850319.3253 | 2898321.9865 | 904939.5115 | 1530056.4099 | 646895.9677 | 589022.5526 | 270026.2226 | 11056.6744 | 0 | 838
610
611 |  | 403OP | Other Generation Depreciation |  | F10 | 0 | 0 | 0 | 0 | 0 | 0 | 0 | 0 | 0 | 841
612 |  |  |  | SG | F10 | 0 | 0 | 0 | 0 | 0 | 0 | 0 | 0 | 0 | 842
613 |  |  |  | CAEW | F10 | 0 | 0 | 0 | 0 | 0 | 0 | 0 | 0 | 0 | 843
614 |  |  |  | CAGW | F10 | 9189101.3446 | 3887844.2301 | 1213896.8253 | 2052436.2071 | 867754.0892 | 790121.9889 | 362216.4468 | 14831.5571 | 0 | 844
615 |  |  |  | CAGE | F10 | 0 | 0 | 0 | 0 | 0 | 0 | 0 | 0 | 0 | 845
616 |  |  |  | Total 403OP |  | 9189101.3446 | 3887844.2301 | 1213896.8253 | 2052436.2071 | 867754.0892 | 790121.9889 | 362216.4468 | 14831.5571 | 0
617
618 |  | 403TP | Transmission Depreciation |  | F106 | 0 | 0 | 0 | 0 | 0 | 0 | 0 | 0 | 0 | 853
619
620 |  | 403 | Distribution Depreciation
621 |  |  |  | Land Rights | F118 | 0 | 0 | 0 | 0 | 0 | 0 | 0 | 0 | 0 | 856
622 |  |  |  | Structures | F119 | 0 | 0 | 0 | 0 | 0 | 0 | 0 | 0 | 0 | 857
623 |  |  |  | Station Equip | F120 | 0 | 0 | 0 | 0 | 0 | 0 | 0 | 0 | 0 | 858
624 |  |  |  | Poles & Towers | F121 | 0 | 0 | 0 | 0 | 0 | 0 | 0 | 0 | 0 | 860
625 |  |  |  | OH Conductors | F122 | 0 | 0 | 0 | 0 | 0 | 0 | 0 | 0 | 0 | 861
626 |  |  |  | UG Conduit | F123 | 0 | 0 | 0 | 0 | 0 | 0 | 0 | 0 | 0 | 862
627 |  |  |  | UG Conductor | F124 | 0 | 0 | 0 | 0 | 0 | 0 | 0 | 0 | 0 | 863
628 |  |  |  | Line Transformer | F125 | 0 | 0 | 0 | 0 | 0 | 0 | 0 | 0 | 0 | 864
629 |  |  |  | Services | F126 | 0 | 0 | 0 | 0 | 0 | 0 | 0 | 0 | 0 | 865
630 |  |  |  | Meters | F127 | 0 | 0 | 0 | 0 | 0 | 0 | 0 | 0 | 0 | 866
631 |  |  |  | Inst Cust Premises | F128 | 0 | 0 | 0 | 0 | 0 | 0 | 0 | 0 | 0 | 867
632 |  |  |  | Leased Property | F129 | 0 | 0 | 0 | 0 | 0 | 0 | 0 | 0 | 0 | 868
633 |  |  |  | Street Lighting | F130 | 0 | 0 | 0 | 0 | 0 | 0 | 0 | 0 | 0 | 869
634 |  |  | Total Distribution Expense |  |  | 0 | 0 | 0 | 0 | 0 | 0 | 0 | 0 | 0
635
636 |  | 403GP | General Depreciation
637 |  |  |  | S | F107G | 0 | 0 | 0 | 0 | 0 | 0 | 0 | 0 | 0 | 873
638 |  |  |  | DGP | F105G | 0 | 0 | 0 | 0 | 0 | 0 | 0 | 0 | 0 | 874
639 |  |  |  | DGU | F105G | 0 | 0 | 0 | 0 | 0 | 0 | 0 | 0 | 0 | 875
640 |  |  |  | SE | F10 | 0 | 0 | 0 | 0 | 0 | 0 | 0 | 0 | 0 | 876
641 |  |  |  | CN | F42 | 0 | 0 | 0 | 0 | 0 | 0 | 0 | 0 | 0 | 877
642 |  |  |  | SG/CAGW/CAGE | F105G | 269002.4195 | 113813.0341 | 35535.7037 | 60083.1664 | 25402.6962 | 23130.0884 | 10603.5505 | 434.1801 | 0 | 878
643 |  |  |  | SO | F102G | 507194.1649 | 214590.2884 | 67001.262 | 113284.5998 | 47895.849 | 43610.9307 | 19992.6044 | 818.6306 | 0 | 879
644 |  |  |  | CAEW | F105G | 49.4259 | 20.9118 | 6.5293 | 11.0396 | 4.6674 | 4.2499 | 1.9483 | 0.079775 | 0 | 880
645 |  |  |  | JBG | F105G | 42871.2545 | 18138.5266 | 5663.3699 | 9575.5299 | 4048.4597 | 3686.2713 | 1689.9012 | 69.1958 | 0 | 881
646 |  |  |  | JBE | F10 | 0 | 0 | 0 | 0 | 0 | 0 | 0 | 0 | 0 | 882
647 |  |  | Total General Expense |  |  | 819117.2648 | 346562.7608 | 108206.8648 | 182954.3357 | 77351.6723 | 70431.5404 | 32288.0045 | 1322.0862 | 0
648
649 |  | 403GV0 | General Vehicles |  | F105G | 0 | 0 | 0 | 0 | 0 | 0 | 0 | 0 | 0 | 886
650
651 |  | 403MP | Mining Depreciation |  | F10 | 0 | 0 | 0 | 0 | 0 | 0 | 0 | 0 | 0 | 890
652
653 |  | 403EP | Experimental Plant Depreciation |  | F10 | 0 | 0 | 0 | 0 | 0 | 0 | 0 | 0 | 0 | 896
654
655
656 |  | TOTAL DEPRECIATION EXPENSE |  |  |  | 26023928.8579 | 11010541.4949 | 3437807.8376 | 5812587.3071 | 2457516.773 | 2237659.3377 | 1025812.5022 | 42003.6053 | 0
657
658 | [5 empty] | D: AMORTIZATION EXPENSE
659
660
661 |  | 404CLG | Amort of LT Plant - Cap. Lease Gen
662 |  |  |  | S | F12 | 256452.3045 | 116492.9203 | 33406.0207 | 53058.6114 | 22951.2804 | 20948.1965 | 9293.6443 | 301.6309 | 0 | 901
663 |  |  |  | SG/CAGW | F10 | 0 | 0 | 0 | 0 | 0 | 0 | 0 | 0 | 0 | 902
664 |  |  |  | SO | F102G | 14229.4932 | 6020.3986 | 1879.7417 | 3178.2354 | 1343.7332 | 1223.5185 | 560.8989 | 22.9669 | 0 | 903
665 |  |  |  | DGU | F10 | [9 empty] | 904
666 |  |  |  | CN | F42 | 0 | 0 | 0 | 0 | 0 | 0 | 0 | 0 | 0 | 905
667 |  |  |  | DGP | F10 | 0 | 0 | 0 | 0 | 0 | 0 | 0 | 0 | 0 | 906
668 |  |  |  | SG | F10 | 0 | 0 | 0 | 0 | 0 | 0 | 0 | 0 | 0 | 907
669 |  |  | Total Amort. Cap. Lease General |  |  | 270681.7976 | 122513.3189 | 35285.7624 | 56236.8468 | 24295.0136 | 22171.715 | 9854.5432 | 324.5978 | 0
670
671 |  | 404CLS | Amort of LT Plant - Cap Lease Steam |  | F10 | 0 | 0 | 0 | 0 | 0 | 0 | 0 | 0 | 0 | 913
672
673 |  | 404IP | Amort of LT Plant - Intangible Plant
674 |  |  |  | S | F107G | 4882.1468 | 2065.602 | 644.9404 | 1090.4543 | 461.0356 | 419.7899 | 192.4447 | 7.88 | 0 | 916
675 |  |  |  | SE | F10 | 0 | 0 | 0 | 0 | 0 | 0 | 0 | 0 | 0 | 917
676 |  |  |  | SG/CAGW | F105G | 448581.4939 | 189791.679 | 59258.4227 | 100193.1381 | 42360.8807 | 38571.1387 | 17682.2073 | 724.0275 | 0 | 918
677 |  |  |  | SO | F102G | 417424.2089 | 176609.2506 | 55142.4892 | 93233.9875 | 39418.6059 | 35892.0893 | 16454.0479 | 673.7385 | 0 | 919
678 |  |  |  | CN | F42 | 0 | 0 | 0 | 0 | 0 | 0 | 0 | 0 | 0 | 920
679 |  |  |  | DGP | F10 | 0 | 0 | 0 | 0 | 0 | 0 | 0 | 0 | 0 | 921
680 |  |  |  | DGU | F10 | 0 | 0 | 0 | 0 | 0 | 0 | 0 | 0 | 0 | 922
681 |  |  |  | CAEW | F10 | 0 | 0 | 0 | 0 | 0 | 0 | 0 | 0 | 0 | 923
682 |  |  |  | CAGW | F105G | 2508276.8873 | 1061234.3316 | 331347.891 | 560237.406 | 236864.0245 | 215673.3992 | 98871.3812 | 4048.4538 | 0 | 924
683 |  |  |  | JBG | F105G | 54116.7705 | 22896.4255 | 7148.9228 | 12087.2776 | 5110.4071 | 4653.2135 | 2133.1775 | 87.3465 | 0 | 925
684 |  |  | Total Amort. Intangible Plant |  |  | 3433281.5074 | 1452597.2887 | 453542.666 | 766842.2635 | 324214.9537 | 295209.6306 | 135333.2586 | 5541.4462 | 0
685
686 |  | Distribution - METER - Unbundled |  |  |  | D: AMORTIZATION EXPENSE (continued)
687
688
689 |  | A |  | B | C | D | E | F | G | H | I | J | K
690 |  | FERC ACCT |  | DESCRIPTION | COS Factor | Washington Jurisdiction Normalized | Residential Schedule 16 | Small General Service Schedule 24 | Large General Service < 1,000 kW Schedule 36 | Large General Service > 1,000 kW Schedule 48 | Large General Dedicated Facilities Schedule 48 | Agricultural Pumping Schedule 40 | Street & Area Lighting Sch. 15, 51-54, 57
691 |  | 404O | Amort of LT Plant - Other Plant |  | F10 | 0 | 0 | 0 | 0 | 0 | 0 | 0 | 0 | 0 | 930
692
693 |  | 404HP | Amort of Other Electric Plant |  | F110 | 69343.8714 | 33355.2282 | 9361.4882 | 13254.0729 | 5591.587 | 4916.4036 | 2574.3102 | 290.7813 | 0 | 936
694
695 |  | 405 | Amort of Other Electric Plant |  | F110 | 0 | 0 | 0 | 0 | 0 | 0 | 0 | 0 | 0 | 944
696
697 |  | 406 | Amort of Plant Acquisition Adj |  | F10 | 0 | 0 | 0 | 0 | 0 | 0 | 0 | 0 | 0 | 952
698
699 |  | 407 | Amort of Prop Losses, Unrec Plant, |  | F110 | 0 | 0 | 0 | 0 | 0 | 0 | 0 | 0 | 0 | 961
700
701
702 |  | TOTAL AMORTIZATION EXPENSE |  |  |  | 3773307.1765 | 1608465.8358 | 498189.9166 | 836333.1832 | 354101.5543 | 322297.7492 | 147762.112 | 6156.8254 | 0
703
704
705 | [5 empty] | D: TAX OTHER THAN INCOME
706
707
708 |  | 408 | Total Taxes Other Than Income |  | F101G | 10963994.8001 | 4638346.5943 | 1448341.9522 | 2449103.2106 | 1035464.5978 | 942870.1032 | 432189.1244 | 17679.2177 | 0 | 974
709
710
711 | [5 empty] | D: DEFERRED ITC
712
713
714 |  | 41140 | Deferred I T C - Federal |  | F101G | 0 | 0 | 0 | 0 | 0 | 0 | 0 | 0 | 0 | 979
715
716 |  | 41141 | Deferred I T C - Idaho |  | F101G | 0 | 0 | 0 | 0 | 0 | 0 | 0 | 0 | 0 | 984
717
718 |  | TOTAL DEFERRED ITC |  |  |  | 0 | 0 | 0 | 0 | 0 | 0 | 0 | 0 | 0
719
720
721 | [5 empty] | D: DEFERRED INCOME TAXES
722
723
724 |  | 41010 | Deferred Income Tax - Federal-DR |  | F101G | 11753861.9155 | 4972501.9374 | 1552683.2712 | 2625541.2812 | 1110061.4441 | 1010796.2653 | 463324.854 | 18952.8622 | 0 | 1032
725
726 |  | 41011 | Deferred Income Tax - State-DR |  | F101G | 0 | 0 | 0 | 0 | 0 | 0 | 0 | 0 | 0 | 1047
727
728 |  | 41110 | Deferred Income Tax - Federal-CR |  | F101G | -11734961.0617 | -4964505.8819 | -1550186.4715 | -2621319.267 | -1108276.4045 | -1009170.8495 | -462579.8022 | -18922.385 | 0 | 1063
729
730 |  | 41111 | Deferred Income Tax - State-CR |  | F101G | 0 | 0 | 0 | 0 | 0 | 0 | 0 | 0 | 0 | 1078
731
732 |  | TOTAL DEFERRED INCOME TAXES |  |  |  | 18900.8538 | 7996.0555 | 2496.7997 | 4222.0142 | 1785.0396 | 1625.4158 | 745.0517 | 30.4772 | 0
733
734
735
736
737
738 |  | 40911 | State Income Taxes |  | F101G | 0 | 0 | 0 | 0 | 0 | 0 | 0 | 0 | 0 | 1175
739
740 |  | 40910 | Federal Income Tax |  | F101G | 14476960.9906 | 6124516.103 | 1912404.2217 | 3233818.721 | 1367237.1123 | 1244974.478 | 570666.5507 | 23343.8039 | 0 | 1208
741
742
743 |  | TOTAL OPERATING EXPENSES |  |  |  | 206789028.7415 | 86928901.1916 | 27395018.6301 | 46352571.0955 | 19595685.1902 | 17992104.2995 | 8171144.3078 | 353604.0269 | 0
744
745
746 |  | Distribution - METER - Unbundled |  |  |  | D: STEAM GENERATION PLANT
747
748 |  | A |  | B | C | D | E | F | G | H | I | J | K
749 |  | FERC ACCT |  | DESCRIPTION | COS Factor | Washington Jurisdiction Normalized | Residential Schedule 16 | Small General Service Schedule 24 | Large General Service < 1,000 kW Schedule 36 | Large General Service > 1,000 kW Schedule 48 | Large General Dedicated Facilities Schedule 48 | Agricultural Pumping Schedule 40 | Street & Area Lighting Sch. 15, 51-54, 57
750 |  | 310 | Land and Land Rights |  | F10 | 402445.4118 | 170271.8267 | 53163.7632 | 89888.391 | 38004.1136 | 34604.1422 | 15863.613 | 649.5621 | 0 | 1217
751 |  |  |  | JBG | F10 | 268596.484 | 113641.2856 | 35482.0789 | 59992.4985 | 25364.3625 | 23095.1842 | 10587.5494 | 433.5249 | 0 | 1219
752 |  |  |  | Total 310 |  | 671041.8958 | 283913.1124 | 88645.8421 | 149880.8895 | 63368.4761 | 57699.3264 | 26451.1623 | 1083.087 | 0
753
754 |  | 311 | Structures and Improvements |  | F10 | 14154147.9293 | 5988520.5632 | 1869788.4148 | 3161406.6057 | 1336618.1615 | 1217039.9579 | 557928.8963 | 22845.33 | 0 | 1225
755 |  |  |  | JBG | F10 | 33160289.9694 | 14029885.7519 | 4380533.9838 | 7406532.7195 | 3131424.5149 | 2851277.1033 | 1307113.934 | 53521.962 | 0 | 1226
756 |  |  |  | Total 311 |  | 47314437.8986 | 20018406.315 | 6250322.3986 | 10567939.3252 | 4468042.6763 | 4068317.0612 | 1865042.8302 | 76367.2921 | 0
757
758 |  | 312 | Boiler Plant Equipment
759 |  |  |  | SG | F10 | 0 | 0 | 0 | 0 | 0 | 0 | 0 | 0 | 0 | 1230
760 |  |  |  | S | F10 | -284706.257 | -120457.2174 | -37610.2089 | -63590.7047 | -26885.6561 | -24480.378 | -11222.5652 | -459.5267 | 0 | 1231
761 |  |  |  | CAGW | F10 | -1229371.7233 | -520138.5404 | -162402.2172 | -274586.9201 | -116093.2174 | -105707.141 | -48459.4348 | -1984.2525 | 0 | 1232
762 |  |  |  | JBG | F10 | 173113996.8617 | 73243316.0343 | 22868670.5402 | 38665961.0982 | 16347668.0735 | 14885152.5717 | 6823816.0063 | 279412.5376 | 0 | 1233
763 |  |  |  | Total 312 |  | 171599918.8814 | 72602720.2765 | 22668658.1141 | 38327783.4733 | 16204689.2 | 14754965.0528 | 6764134.0063 | 276968.7585 | 0
764
765 |  | 314 | Turbogenerator Units |  | F10 | 8794346.9483 | 3720826.418 | 1161749.0591 | 1964265.6466 | 830476.261 | 756179.1563 | 346655.9987 | 14194.4085 | 0 | 1239
766 |  |  |  | JBG | F10 | 46164448.1767 | 19531853.7418 | 6098406.6867 | 10311082.8106 | 4359445.7367 | 3969435.5567 | 1819712.4791 | 74511.1652 | 0 | 1240
767 |  |  |  | Total 314 |  | 54958795.125 | 23252680.1598 | 7260155.7458 | 12275348.4573 | 5189921.9977 | 4725614.713 | 2166368.4777 | 88705.5737 | 0
768
769 |  | 315 | Accessory Electric Equipment |  | F10 | 2094522.0937 | 886177.5849 | 276690.1381 | 467823.0025 | 197791.9324 | 180096.8234 | 82561.9745 | 3380.6379 | 0 | 1246
770 |  |  |  | JBG | F10 | 13661870.7413 | 5780241.5429 | 1804757.7123 | 3051453.7945 | 1290130.9668 | 1174711.6587 | 538524.2899 | 22050.776 | 0 | 1247
771 |  |  |  | Total 316 |  | 15756392.835 | 6666419.1278 | 2081447.8504 | 3519276.7971 | 1487922.8992 | 1354808.4822 | 621086.2644 | 25431.4139 | 0
772
773 |  | 316 | Misc Power Plant Equipment |  | F10 | 93430.6351 | 39529.8454 | 12342.355 | 20868.245 | 8822.9319 | 8033.6038 | 3682.8533 | 150.8006 | 0 | 1253
774 |  |  |  | JBG | F10 | 1160651.1905 | 491063.3657 | 153324.1111 | 259237.812 | 109603.7337 | 99798.2276 | 45750.6055 | 1873.3349 | 0 | 1255
775 |  |  |  | Total 316 |  | 1254081.8255 | 530593.2111 | 165666.4661 | 280106.057 | 118426.6656 | 107831.8313 | 49433.4588 | 2024.1355 | 0
776
777 |  | S00 | Unclassified Steam Plant - Acct 300 |  | F10 | 4188034.574 | 1771928.0094 | 553246.9045 | 935420.5024 | 395488.524 | 360106.8356 | 165084.1519 | 6759.6462 | 0 | 1262
778
779
780
781 |  | Total Steam Generation Plant |  |  |  | 295742703.0353 | 125126660.212 | 39068143.3216 | 66055755.5018 | 27927860.4389 | 25429343.3024 | 11657600.3517 | 477339.9068 | 0
782
783
784 | [5 empty] | D: NUCLEAR GENERATION
785
786
787 |  | 320 | Land and Land Rights |  | F10 | 0 | 0 | 0 | 0 | 0 | 0 | 0 | 0 | 0 | 1268
788
789 |  | 321 | Structures and Improvements |  | F10 | 0 | 0 | 0 | 0 | 0 | 0 | 0 | 0 | 0 | 1272
790
791 |  | 322 | Reactor Plant Equipment |  | F10 | 0 | 0 | 0 | 0 | 0 | 0 | 0 | 0 | 0 | 1276
792
793 |  | 323 | Turbogenerator Units |  | F10 | 0 | 0 | 0 | 0 | 0 | 0 | 0 | 0 | 0 | 1280
794
795 |  | 324 | Land and Land Rights |  | F10 | 0 | 0 | 0 | 0 | 0 | 0 | 0 | 0 | 0 | 1284
796
797 |  | 325 | Misc. Power Plant Equipment |  | F10 | 0 | 0 | 0 | 0 | 0 | 0 | 0 | 0 | 0 | 1288
798
799 |  | N00 | Unclassified Nuclear Plt - Acct 300 |  | F10 | 0 | 0 | 0 | 0 | 0 | 0 | 0 | 0 | 0 | 1294
800
801 |  | Total Nuclear Generation Plant |  |  |  | 0 | 0 | 0 | 0 | 0 | 0 | 0 | 0 | 0
802
803
804 | [5 empty] | D: HYDRAULIC GENERATION PLANT
805
806
807 |  | 330 | Land and Land Rights |  | F10 | 6692525.7585 | 2831560.6368 | 884094.6973 | 1494812.3509 | 631995.0533 | 575454.7224 | 263806.3081 | 10801.9897 | 0 | 1302
808
809 |  | 331 | Structures and Improvements |  | F10 | 58202471.2762 | 24625056.7542 | 7688651.2031 | 12999841.3241 | 5496231.9554 | 5004521.1866 | 2294227.8631 | 93940.9897 | 0 | 1307
810
811 |  | 332 | Reservoirs, Dams & Waterways |  | F10 | 92251325.6962 | 39030887.8834 | 12186566.15 | 20604839.7893 | 8711566.2463 | 7932201.2248 | 3636367.2741 | 148897.1283 | 0 | 1312
812
813 |  | 333 | Water Wheel, Turbines, & Generators |  | F10 | 19886728.5149 | 8413935.1405 | 2627072.6271 | 4441809.9349 | 1877962.7455 | 1709954.0965 | 783896.0385 | 32097.9319 | 0 | 1317
814
815 |  | 334 | Accessory Electric Equipment |  | F10 | 15481407.4056 | 6550074.7243 | 2045121.7803 | 3457857.2925 | 1461955.2097 | 1331163.9465 | 610246.8753 | 24987.577 | 0 | 1322
816
817 |  | 335 | Misc. Power Plant Equipment |  | F10 | 492808.3911 | 208503.7685 | 65100.8754 | 110071.4583 | 46537.3577 | 42373.9745 | 19425.5453 | 795.4114 | 0 | 1327
818
819 |  | 336 | Roads, Railroads & Bridges |  | F10 | 4851887.9085 | 2052799.692 | 640943.1247 | 1083695.7873 | 458178.1629 | 417188.0558 | 191251.9552 | 7831.1306 | 0 | 1333
820
821 |  | H00 | Unclassified Hydro Plant - Acct 300 |  | F10 | 0 | 0 | 0 | 0 | 0 | 0 | 0 | 0 | 0 | 1339
822
823 |  | Total Hydraulic Plant |  |  |  | 197859154.951 | 83712818.5997 | 26137550.4578 | 44192927.9374 | 18684426.7308 | 17012857.2071 | 7799221.8597 | 319352.1585 | 0
824
825 |  | Distribution - METER - Unbundled
826 |  | A |  | B | C | D | E | F | G | H | I | J | K
827 |  | FERC ACCT |  | DESCRIPTION | COS Factor | Washington Jurisdiction Normalized | Residential Schedule 16 | Small General Service Schedule 24 | Large General Service < 1,000 kW Schedule 36 | Large General Service > 1,000 kW Schedule 48 | Large General Dedicated Facilities Schedule 48 | Agricultural Pumping Schedule 40 | Street & Area Lighting Sch. 15, 51-54, 57
828 |  | 340 | Land and Land Rights |  | F10 | 1028874.7738 | 435309.6895 | 135916.2093 | 229804.8263 | 97159.6959 | 88467.4738 | 40556.2362 | 1660.6428 | 0 | 1347
829 |  |  |  | Total 340 |  | 1028874.7738 | 435309.6895 | 135916.2093 | 229804.8263 | 97159.6959 | 88467.4738 | 40556.2362 | 1660.6428 | 0
830
831 |  | 341 | Structures and Improvements |  | F10 | 13049493.8874 | 5521149.1977 | 1723861.6278 | 2914676.064 | 1232302.4046 | 1122056.6275 | 514385.5891 | 21062.3766 | 0 | 1352
832 |  |  |  | Total 341 |  | 13049493.8874 | 5521149.1977 | 1723861.6278 | 2914676.064 | 1232302.4046 | 1122056.6275 | 514385.5891 | 21062.3766 | 0
833
834 |  | 342 | Fuel Holders, Producers & Access |  | F10 | 365100.5259 | 154471.4679 | 48230.4365 | 81547.2058 | 34477.5253 | 31393.0539 | 14391.5504 | 589.2861 | 0 | 1357
835 |  |  |  | Total 342 |  | 365100.5259 | 154471.4679 | 48230.4365 | 81547.2058 | 34477.5253 | 31393.0539 | 14391.5504 | 589.2861 | 0
836
837 |  | 343 | Prime Movers |  | F10 | 220014898.0367 | 93086757.8665 | 29064363.9933 | 49141534.727 | 20776659.2507 | 18917911.8078 | 8672558.0257 | 355112.3657 | 0 | 1365
838 |  |  |  | Total 343 |  | 220014898.0367 | 93086757.8665 | 29064363.9933 | 49141534.727 | 20776659.2507 | 18917911.8078 | 8672558.0257 | 355112.3657 | 0
839
840 |  | 344 | Generators |  | F10 | 30260659.6344 | 12803072.5256 | 3997487.5981 | 6758884.3735 | 2857603.8238 | 2601953.301 | 1192816.1634 | 48841.849 | 0 | 1372
841 |  |  |  | Total 344 |  | 30260659.6344 | 12803072.5256 | 3997487.5981 | 6758884.3735 | 2857603.8238 | 2601953.301 | 1192816.1634 | 48841.849 | 0
842
843 |  | 345 | Accessory Electric Plant |  | F10 | 19871555.6944 | 8407515.6267 | 2625068.2702 | 4438421.0022 | 1876529.9311 | 1708649.4663 | 783297.9555 | 32073.4424 | 0 | 1377
844 |  |  |  | Total 345 |  | 19871555.6944 | 8407515.6267 | 2625068.2702 | 4438421.0022 | 1876529.9311 | 1708649.4663 | 783297.9555 | 32073.4424 | 0
845
846 |  | 346 | Misc. Power Plant Equipment |  | F10 | 916095.1313 | 387593.4149 | 121017.8155 | 204614.8743 | 86509.5798 | 78770.1517 | 36110.6827 | 1478.6122 | 0 | 1382
847
848 |  | O00 | Unclassified Other Prod - Acct 300 |  | F10 | -124464.068 | -52659.8729 | -16441.9274 | -27799.7325 | -11753.511 | -10702.0037 | -4906.1307 | -200.8897 | 0 | 1387
849
850 |  | Total Other Generation Plant |  |  |  | 285382213.6159 | 120743209.9159 | 37699504.0235 | 63741683.3406 | 26949488.7002 | 24538499.8783 | 11249210.0724 | 460617.6851 | 0
851
852 |  | Experimental Plant
853 |  | 103 | Experimental Plant |  | F10 | 0 | 0 | 0 | 0 | 0 | 0 | 0 | 0 | 0 | 1393
854
855 |  | TOTAL GENERATION PLANT |  |  |  | 778984071.6022 | 329582688.7276 | 102905197.803 | 173990366.7798 | 73561775.8698 | 66980700.3879 | 30706032.2838 | 1257309.7503 | 0
856
857 | [5 empty] | D: TRANSMISSION PLANT
858 |  | 350 | Land and Land Rights
859 |  |  |  | Demand | F12 | 0 | 0 | 0 | 0 | 0 | 0 | 0 | 0 | 0 | 1402
860 |  |  |  | Direct Assigned | A | 0 | 0 | 0 | 0 | 0 | 0 | 0 | 0 | 0
861 | [5 empty] | 0 | 0 | 0 | 0 | 0 | 0 | 0 | 0 | 0
862 |  | 352 | Structures and Improvements
863 |  |  |  | Demand | F12 | 0 | 0 | 0 | 0 | 0 | 0 | 0 | 0 | 0 | 1409
864 |  |  |  | Direct Assigned | A | 0 | 0 | 0 | 0 | 0 | 0 | 0 | 0 | 0
865 | [5 empty] | 0 | 0 | 0 | 0 | 0 | 0 | 0 | 0 | 0
866 |  | 353 | Station Equipment
867 |  |  |  | Demand | F12 | 0 | 0 | 0 | 0 | 0 | 0 | 0 | 0 | 0 | 1415
868 |  |  |  | Direct Assigned | A | 0 | 0 | 0 | 0 | 0 | 0 | 0 | 0 | 0
869 | [5 empty] | 0 | 0 | 0 | 0 | 0 | 0 | 0 | 0 | 0
870 |  | 354 | Towers and Fixtures
871 |  |  |  | Demand | F12 | 0 | 0 | 0 | 0 | 0 | 0 | 0 | 0 | 0 | 1421
872 |  |  |  | Direct Assigned | A | 0 | 0 | 0 | 0 | 0 | 0 | 0 | 0 | 0
873 | [5 empty] | 0 | 0 | 0 | 0 | 0 | 0 | 0 | 0 | 0
874 |  | 355 | Poles and Fixtures
875 |  |  |  | Demand | F12 | 0 | 0 | 0 | 0 | 0 | 0 | 0 | 0 | 0 | 1428
876 |  |  |  | Direct Assigned | A | 0 | 0 | 0 | 0 | 0 | 0 | 0 | 0 | 0
877 | [5 empty] | 0 | 0 | 0 | 0 | 0 | 0 | 0 | 0 | 0
878 |  | 356 | Overhead Conductors
879 |  |  |  | Demand | F12 | 0 | 0 | 0 | 0 | 0 | 0 | 0 | 0 | 0 | 1434
880 |  |  |  | Direct Assigned | A | 0 | 0 | 0 | 0 | 0 | 0 | 0 | 0 | 0
881 | [5 empty] | 0 | 0 | 0 | 0 | 0 | 0 | 0 | 0 | 0
882 |  | 357 | Underground Conduit
883 |  |  |  | Demand | F12 | 0 | 0 | 0 | 0 | 0 | 0 | 0 | 0 | 0 | 1440
884 |  |  |  | Direct Assigned | A | 0 | 0 | 0 | 0 | 0 | 0 | 0 | 0 | 0
885 | [5 empty] | 0 | 0 | 0 | 0 | 0 | 0 | 0 | 0 | 0
886 |  | 358 | Underground Conductors
887 |  |  |  | Demand | F12 | 0 | 0 | 0 | 0 | 0 | 0 | 0 | 0 | 0 | 1446
888 |  |  |  | Direct Assigned | A | 0 | 0 | 0 | 0 | 0 | 0 | 0 | 0 | 0
889 | [5 empty] | 0 | 0 | 0 | 0 | 0 | 0 | 0 | 0 | 0
890 |  | 359 | Roads and Trails
891 |  |  |  | Demand | F12 | 0 | 0 | 0 | 0 | 0 | 0 | 0 | 0 | 0 | 1452
892 |  |  |  | Direct Assigned | A | 0 | 0 | 0 | 0 | 0 | 0 | 0 | 0 | 0
893 | [5 empty] | 0 | 0 | 0 | 0 | 0 | 0 | 0 | 0 | 0
894
895 |  | T00 | Unclassified Trans Plant - Acct 300 |  | F10 | 0 | 0 | 0 | 0 | 0 | 0 | 0 | 0 | 0 | 1457
896 |  | TS0 | Unclassified Trans Sub - Acct 300 |  | F10 | 0 | 0 | 0 | 0 | 0 | 0 | 0 | 0 | 0 | 1461
897
898 |  | TOTAL TRANSMISSION PLANT |  |  |  | 0 | 0 | 0 | 0 | 0 | 0 | 0 | 0 | 0
899 |  | Distribution - METER - Unbundled |  |  |  | D: DISTRIBUTION PLANT
900 |  | A |  | B | C | D | E | F | G | H | I | J | K
901 |  | FERC ACCT |  | DESCRIPTION | COS Factor | Washington Jurisdiction Normalized | Residential Schedule 16 | Small General Service Schedule 24 | Large General Service < 1,000 kW Schedule 36 | Large General Service > 1,000 kW Schedule 48 | Large General Dedicated Facilities Schedule 48 | Agricultural Pumping Schedule 40 | Street & Area Lighting Sch. 15, 51-54, 57
902
903 |  | 360 | Land and Land Rights
904 |  |  |  | Demand Primary | F20A | 0 | 0 | 0 | 0 | 0 | 0 | 0 | 0 | 0 | 1467
905 |  |  |  | Assigned | A | 0 | 0 | 0 | 0 | 0 | 0 | 0 | 0 | 0
906 | [5 empty] | 0 | 0 | 0 | 0 | 0 | 0 | 0 | 0 | 0
907 |  | 361 | Structures and Improvements
908 |  |  |  | Demand Primary | F20 | 0 | 0 | 0 | 0 | 0 | 0 | 0 | 0 | 0 | 1473
909 |  |  |  | Assigned | A | 0 | 0 | 0 | 0 | 0 | 0 | 0 | 0 | 0
910 | [5 empty] | 0 | 0 | 0 | 0 | 0 | 0 | 0 | 0 | 0
911 |  | 362 | Station Equipment
912 |  |  |  | Demand Primary | F20A | 0 | 0 | 0 | 0 | 0 | 0 | 0 | 0 | 0 | 1479
913 |  |  |  | Assigned | A | 0 | 0 | 0 | 0 | 0 | 0 | 0 | 0 | 0
914 | [5 empty] | 0 | 0 | 0 | 0 | 0 | 0 | 0 | 0 | 0
915 |  | 364 | Poles, Towers & Fixtures |  | F20A
916 |  |  |  | Demand Primary | F20A | 0 | 0 | 0 | 0 | 0 | 0 | 0 | 0 | 0 | 1485
917 |  |  |  | Demand Secondary | F22 | 0 | 0 | 0 | 0 | 0 | 0 | 0 | 0 | 0
918 |  |  |  | Assigned | A | 0 | 0 | 0 | 0 | 0 | 0 | 0 | 0 | 0
919 | [5 empty] | 0 | 0 | 0 | 0 | 0 | 0 | 0 | 0 | 0
920 |  | 365 | Overhead Conductors
921 |  |  |  | Demand Primary | F20A | 0 | 0 | 0 | 0 | 0 | 0 | 0 | 0 | 0 | 1492
922 |  |  |  | Demand Secondary | F22 | 0 | 0 | 0 | 0 | 0 | 0 | 0 | 0 | 0
923 |  |  |  | Assigned | A | 0 | 0 | 0 | 0 | 0 | 0 | 0 | 0 | 0
924 | [5 empty] | 0 | 0 | 0 | 0 | 0 | 0 | 0 | 0 | 0
925 |  | 366 | Underground Conduit
926 |  |  |  | Demand Primary | F20A | 0 | 0 | 0 | 0 | 0 | 0 | 0 | 0 | 0 | 1499
927 |  |  |  | Demand Secondary | F22 | 0 | 0 | 0 | 0 | 0 | 0 | 0 | 0 | 0
928 |  |  |  | Assigned | A | 0 | 0 | 0 | 0 | 0 | 0 | 0 | 0 | 0
929 | [5 empty] | 0 | 0 | 0 | 0 | 0 | 0 | 0 | 0 | 0
930 |  | 367 | Underground Conductors
931 |  |  |  | Demand Primary | F20A | 0 | 0 | 0 | 0 | 0 | 0 | 0 | 0 | 0 | 1506
932 |  |  |  | Demand Secondary | F22 | 0 | 0 | 0 | 0 | 0 | 0 | 0 | 0 | 0
933 |  |  |  | Assigned | A | 0 | 0 | 0 | 0 | 0 | 0 | 0 | 0 | 0
934 | [5 empty] | 0 | 0 | 0 | 0 | 0 | 0 | 0 | 0 | 0
935 |  | 368 | Line Transformers
936 |  |  |  | Demand Secondary | F21 | 0 | 0 | 0 | 0 | 0 | 0 | 0 | 0 | 0 | 1513
937 |  |  |  | Assigned | A | 0 | 0 | 0 | 0 | 0 | 0 | 0 | 0 | 0
938 | [5 empty] | 0 | 0 | 0 | 0 | 0 | 0 | 0 | 0 | 0
939 |  | 369 | Services
940 |  |  |  | Customer | F70 | 0 | 0 | 0 | 0 | 0 | 0 | 0 | 0 | 0 | 1519
941 |  |  |  | Assigned | A | 0 | 0 | 0 | 0 | 0 | 0 | 0 | 0 | 0
942 | [5 empty] | 0 | 0 | 0 | 0 | 0 | 0 | 0 | 0 | 0
943 |  | 370 | Meters
944 |  |  |  | Customer | F60A | 0 | 0 | 0 | 0 | 0 | 0 | 0 | 0 | 0 | 1526
945 |  |  |  | Assigned | A | 0 | 0 | 0 | 0 | 0 | 0 | 0 | 0 | 0
946 | [5 empty] | 0 | 0 | 0 | 0 | 0 | 0 | 0 | 0 | 0
947 |  | 371 | Install on Customers' Premises
948 |  |  |  | Demand Primary | F20 | 0 | 0 | 0 | 0 | 0 | 0 | 0 | 0 | 0 | 1532
949 |  |  |  | Demand Secondary | F22 | 0 | 0 | 0 | 0 | 0 | 0 | 0 | 0 | 0
950 |  |  |  | Assigned | A | 0 | 0 | 0 | 0 | 0 | 0 | 0 | 0 | 0
951 | [5 empty] | 0 | 0 | 0 | 0 | 0 | 0 | 0 | 0 | 0
952 |  | 372 | Leased Property
953 |  |  |  | Demand Primary | F20 | 0 | 0 | 0 | 0 | 0 | 0 | 0 | 0 | 0 | 1539
954 |  |  |  | Demand Secondary | F22 | 0 | 0 | 0 | 0 | 0 | 0 | 0 | 0 | 0
955 |  |  |  | Assigned | A | 0 | 0 | 0 | 0 | 0 | 0 | 0 | 0 | 0
956 | [5 empty] | 0 | 0 | 0 | 0 | 0 | 0 | 0 | 0 | 0
957
958 |  | 373 | Street Lights |  | A | 0 | 0 | 0 | 0 | 0 | 0 | 0 | 0 | 0 | 1548
959
960
961 |  | D00 | Unclassified Dist Plant - Acct 300 |  | F22 | 0 | 0 | 0 | 0 | 0 | 0 | 0 | 0 | 0 | 1551
962 |  | DS0 | Unclassified Dist Sub - Acct 300 |  | F20 | 0 | 0 | 0 | 0 | 0 | 0 | 0 | 0 | 0 | 1555
963 |  | TOTAL DISTRIBUTION PLANT |  |  |  | 0 | 0 | 0 | 0 | 0 | 0 | 0 | 0 | 0
964
965 |  | Distribution - METER - Unbundled |  |  |  | DISTRIBUTION PLANT D: GENERAL PLANT
966
967 |  | A |  | B | C | D | E | F | G | H | I | J | K
968 |  | FERC ACCT |  | DESCRIPTION | COS Factor | Washington Jurisdiction Normalized | Residential Schedule 16 | Small General Service Schedule 24 | Large General Service < 1,000 kW Schedule 36 | Large General Service > 1,000 kW Schedule 48 | Large General Dedicated Facilities Schedule 48 | Agricultural Pumping Schedule 40 | Street & Area Lighting Sch. 15, 51-54, 57
969 |  | 389 | Land and Land Rights
970 |  |  |  | S | F107G | 0 | 0 | 0 | 0 | 0 | 0 | 0 | 0 | 0 | 1562
971 |  |  |  | CN | F42 | 0 | 0 | 0 | 0 | 0 | 0 | 0 | 0 | 0 | 1563
972 |  |  |  | DGU | F105G | 0 | 0 | 0 | 0 | 0 | 0 | 0 | 0 | 0 | 1564
973 |  |  |  | SG/CAGE/CAGW | F105G | 0 | 0 | 0 | 0 | 0 | 0 | 0 | 0 | 0 | 1565
974 |  |  |  | SO | F102G | 259739.71 | 109894.0467 | 34312.0831 | 58014.2894 | 24527.991 | 22333.6373 | 10238.4326 | 419.2297 | 0 | 1566
975 |  |  | Total Land & Land Rights |  |  | 259739.71 | 109894.0467 | 34312.0831 | 58014.2894 | 24527.991 | 22333.6373 | 10238.4326 | 419.2297 | 0
976
977 |  | 390 | Structures and Improvements
978 |  |  |  | S | F107G | 0 | 0 | 0 | 0 | 0 | 0 | 0 | 0 | 0 | 1570
979 |  |  |  | DGP | F105G | 0 | 0 | 0 | 0 | 0 | 0 | 0 | 0 | 0 | 1571
980 |  |  |  | DGU | F105G | 0 | 0 | 0 | 0 | 0 | 0 | 0 | 0 | 0 | 1572
981 |  |  |  | CN | F42 | 0 | 0 | 0 | 0 | 0 | 0 | 0 | 0 | 0 | 1573
982 |  |  |  | SG/CAGE/CAGW | F105G | 311151.7739 | 131646.1298 | 41103.7093 | 69497.456 | 29382.9847 | 26754.2874 | 12264.9959 | 502.2107 | 0 | 1574
983 |  |  |  | JBG | F105G | 2095.3838 | 886.5422 | 276.804 | 468.0155 | 197.8733 | 180.1709 | 82.5959 | 3.382 | 0 | 1575
984 |  |  |  | SO | F102G | 3350759.9404 | 1417682.9934 | 442641.4185 | 748410.6187 | 316422.1975 | 288114.0396 | 132080.4194 | 5408.2533 | 0 | 1576
985
986 |  |  | Total Structures and Improvements |  |  | 3664007.0981 | 1550215.6654 | 484021.9318 | 818376.0902 | 346003.0555 | 315048.4979 | 144428.0112 | 5913.846 | 0
987
988 |  | 391 | Office Furniture & Equipment
989 |  |  |  | S | F107G | 0 | 0 | 0 | 0 | 0 | 0 | 0 | 0 | 0 | 1580
990 |  |  |  | SGP | F105G | 0 | 0 | 0 | 0 | 0 | 0 | 0 | 0 | 0 | 1581
991 |  |  |  | SGU | F105G | 0 | 0 | 0 | 0 | 0 | 0 | 0 | 0 | 0 | 1582
992 |  |  |  | CN | F42 | 0 | 0 | 0 | 0 | 0 | 0 | 0 | 0 | 0 | 1583
993 |  |  |  | SG/CAGE/CAGW | F105G | 55238.4702 | 23371.0087 | 7297.1013 | 12337.8154 | 5216.3325 | 4749.6625 | 2177.3927 | 89.157 | 0 | 1584
994 |  |  |  | SE | F10 | 0 | 0 | 0 | 0 | 0 | 0 | 0 | 0 | 0 | 1585
995 |  |  |  | SO | F102G | 2115796.8631 | 895178.7904 | 279500.5734 | 472574.839 | 199800.9719 | 181926.1278 | 83400.5844 | 3414.9761 | 0 | 1586
996 |  |  |  | JBG | F105G | 15944.97 | 6746.2048 | 2106.3592 | 3561.3965 | 1505.7308 | 1371.0232 | 628.5196 | 25.7358 | 0 | 1587
997 |  |  |  | JBE | F10 | 0 | 0 | 0 | 0 | 0 | 0 | 0 | 0 | 0 | 1588
998 |  |  | Total Office Furniture & Equipment |  |  | 2186980.3033 | 925296.0039 | 288904.034 | 488474.051 | 206523.0353 | 188046.8135 | 86206.4967 | 3529.8689 | 0
999
1000 |  | 392 | Transportation Equipment
1001 |  |  |  | S | F107G | 0 | 0 | 0 | 0 | 0 | 0 | 0 | 0 | 0 | 1592
1002 |  |  |  | SO | F102G | 314500.2106 | 133062.8299 | 41546.0438 | 70245.3477 | 29699.1875 | 27042.2017 | 12396.9847 | 507.6152 | 0 | 1593
1003 |  |  |  | SG/CAGE/CAGW | F105G | 535128.4743 | 226409.0985 | 70691.4345 | 119523.8811 | 50533.7687 | 46012.8536 | 21093.7204 | 863.7176 | 0 | 1594
1004 |  |  |  | CN | F42 | 0 | 0 | 0 | 0 | 0 | 0 | 0 | 0 | 0 | 1595
1005 |  |  |  | SG-U | F105G | 0 | 0 | 0 | 0 | 0 | 0 | 0 | 0 | 0 | 1596
1006 |  |  |  | SE | F10 | 0 | 0 | 0 | 0 | 0 | 0 | 0 | 0 | 0 | 1597
1007 |  |  |  | SGP | F105G | 0 | 0 | 0 | 0 | 0 | 0 | 0 | 0 | 0 | 1598
1008 |  |  |  | JBG | F105G | 234224.8998 | 99098.9098 | 30941.5308 | 52315.4166 | 22118.5519 | 20139.7543 | 9232.6886 | 378.0478 | 0 | 1599
1009 |  |  |  | CAGE | F10 | 0 | 0 | 0 | 0 | 0 | 0 | 0 | 0 | 0 | 1600
1010 |  |  | Total Transportation Equipment |  |  | 1083853.5847 | 458570.8382 | 143179.0092 | 242084.6454 | 102351.5081 | 93194.8096 | 42723.3937 | 1749.3807 | 0
1011
1012 |  | 393 | Stores Equipment
1013 |  |  |  | S | F107G | 0 | 0 | 0 | 0 | 0 | 0 | 0 | 0 | 0 | 1604
1014 |  |  |  | SG-P | F105G | 0 | 0 | 0 | 0 | 0 | 0 | 0 | 0 | 0 | 1605
1015 |  |  |  | SG-U | F105G | 0 | 0 | 0 | 0 | 0 | 0 | 0 | 0 | 0 | 1606
1016 |  |  |  | SO | F102G | 8814.9186 | 3729.5301 | 1164.4666 | 1968.8604 | 832.4189 | 757.948 | 347.4669 | 14.2276 | 0 | 1607
1017 |  |  |  | SG/CAGE/CAGW | F105G | 69865.0056 | 29559.3931 | 9229.293 | 15604.7324 | 6597.5597 | 6007.3205 | 2753.9422 | 112.7648 | 0 | 1608
1018 |  |  |  | JBG | F105G | 64785.4527 | 27410.2699 | 8558.2749 | 14470.1863 | 6117.8824 | 5570.5568 | 2553.7161 | 104.5662 | 0 | 1609
1019 |  |  | Total Stores Equipment |  |  | 143465.3769 | 60699.1932 | 18952.0345 | 32043.7791 | 13547.861 | 12335.8253 | 5655.1253 | 231.5585 | 0 | 1610
1020
1021 |  | 394 | Tools, Shop & Garage Equipment
1022 |  |  |  | S | F107G | 0 | 0 | 0 | 0 | 0 | 0 | 0 | 0 | 0 | 1613
1023 |  |  |  | SG-P | F105G | 0 | 0 | 0 | 0 | 0 | 0 | 0 | 0 | 0 | 1614
1024 |  |  |  | SG/CAGE/CAGW | F105G | 260297.1674 | 110129.9031 | 34385.7243 | 58138.8006 | 24580.6334 | 22381.5701 | 10260.4065 | 420.1295 | 0 | 1615
1025 |  |  |  | SO | F102G | 103203.2538 | 43664.5717 | 13633.3356 | 23051.013 | 9745.7893 | 8873.8993 | 4068.0709 | 166.574 | 0 | 1616
1026 |  |  |  | SE | F10 | 0 | 0 | 0 | 0 | 0 | 0 | 0 | 0 | 0 | 1617
1027 |  |  |  | SG-U | F105G | 0 | 0 | 0 | 0 | 0 | 0 | 0 | 0 | 0 | 1618
1028 |  |  |  | JBG | F105G | 275374.7616 | 116509.1273 | 36377.5016 | 61506.464 | 26004.4553 | 23678.0123 | 10854.7358 | 444.4653 | 0 | 1619
1029 |  |  |  | CAGE | F102G | 0 | 0 | 0 | 0 | 0 | 0 | 0 | 0 | 0 | 1620
1030 |  |  | Total Tools, Shop & Garage Equipment |  |  | 638875.1829 | 270303.6021 | 84396.5614 | 142696.2777 | 60330.878 | 54933.4817 | 25183.2132 | 1031.1687 | 0
1031
1032 |  | 395 | Laboratory Equipment
1033 |  |  |  | S | F107G | 0 | 0 | 0 | 0 | 0 | 0 | 0 | 0 | 0 | 1624
1034 |  |  |  | SGP | F105G | 0 | 0 | 0 | 0 | 0 | 0 | 0 | 0 | 0 | 1625
1035 |  |  |  | SGU | F105G | 0 | 0 | 0 | 0 | 0 | 0 | 0 | 0 | 0 | 1626
1036 |  |  |  | SO | F102G | 160752.6791 | 68013.3293 | 21235.7182 | 35904.9929 | 15180.3522 | 13822.2685 | 6336.557 | 259.4609 | 0 | 1627
1037 |  |  |  | SE | F10 | 0 | 0 | 0 | 0 | 0 | 0 | 0 | 0 | 0 | 1628
1038 |  |  |  | SG/CAGE/CAGW | F105G | 125171.0879 | 52959.008 | 16535.326 | 27957.6493 | 11820.277 | 10762.7966 | 4934.0001 | 202.0309 | 0 | 1629
1039 |  |  |  | JBG | F105G | 23970.5508 | 10141.7716 | 3166.5529 | 5353.954 | 2263.6102 | 2061.1003 | 944.8723 | 38.6894 | 0 | 1630
1040 |  |  |  | CAGE | F102G | 0 | 0 | 0 | 0 | 0 | 0 | 0 | 0 | 0 | 1631
1041 |  |  | Total Laboratory Equipment |  |  | 309894.3177 | 131114.109 | 40937.5971 | 69216.5963 | 29264.2394 | 26646.1654 | 12215.4294 | 500.1811 | 0
1042
1043 |  | 396 | Power Operated Equipment
1044 |  |  |  | S | F107G | 0 | 0 | 0 | 0 | 0 | 0 | 0 | 0 | 0 | 1635
1045 |  |  |  | SG-P | F105G | 0 | 0 | 0 | 0 | 0 | 0 | 0 | 0 | 0 | 1636
1046 |  |  |  | SG/CAGE/CAGW | F105G | 308470.0174 | 130511.4975 | 40749.4445 | 68898.471 | 29129.7385 | 26523.6974 | 12159.2863 | 497.8823 | 0 | 1637
1047 |  |  |  | SO | F102G | 162320.9217 | 68676.8417 | 21442.8859 | 36255.2685 | 15328.446 | 13957.1134 | 6398.374 | 261.9921 | 0 | 1638
1048 |  |  |  | SG-U | F105G | 0 | 0 | 0 | 0 | 0 | 0 | 0 | 0 | 0 | 1639
1049 |  |  |  | SE | F10 | 0 | 0 | 0 | 0 | 0 | 0 | 0 | 0 | 0 | 1640
1050 |  |  |  | JBG | F105G | 940980.1797 | 398122.1041 | 124305.1752 | 210173.0864 | 88859.5487 | 80909.8848 | 37091.6028 | 1518.7776 | 0 | 1641
1051 |  |  |  | CAGE | F102G | 0 | 0 | 0 | 0 | 0 | 0 | 0 | 0 | 0 | 1642
1052 |  |  | Total Power Operated Equipment |  |  | 1411771.1188 | 597310.4434 | 186497.5056 | 315326.8259 | 133317.7332 | 121390.6956 | 55649.2631 | 2278.652 | 0
1053
1054 |  | 397 | Communication Equipment
1055 |  |  |  | S | F107G | 0 | 0 | 0 | 0 | 0 | 0 | 0 | 0 | 0 | 1646
1056 |  |  |  | SGP | F105G | 0 | 0 | 0 | 0 | 0 | 0 | 0 | 0 | 0 | 1647
1057 |  |  |  | SGU | F105G | 0 | 0 | 0 | 0 | 0 | 0 | 0 | 0 | 0 | 1648
1058 |  |  |  | SO | F102G | 3303756.4251 | 1397796.1363 | 436432.1696 | 737912.1257 | 311983.5161 | 284072.4571 | 130227.6326 | 5332.3878 | 0 | 1649
1059 |  |  |  | CN | F42 | 0 | 0 | 0 | 0 | 0 | 0 | 0 | 0 | 0 | 1650
1060 |  |  |  | SG/CAGE/CAGW | F105G | 4760753.7557 | 2014241.4722 | 628904.1391 | 1063340.4742 | 449572.0946 | 409351.9143 | 187659.6247 | 7684.0366 | 0 | 1651
1061 |  |  |  | SE | F10 | 0 | 0 | 0 | 0 | 0 | 0 | 0 | 0 | 0 | 1652
1062 |  |  |  | JBG | F105G | 1087577.4785 | 460146.3915 | 143670.9422 | 242916.3975 | 102703.1664 | 93515.0074 | 42870.1823 | 1755.3912 | 0 | 1653
|  |  |  | CAGE | F105G | 4719.472 | 1996.7755 | 623.4507 | 1054.12 | 445.6737 | 405.8023 | 186.0324 | 7.6174 | 0 | 1654
1064 |  |  |  | CAGE | F105G | 0 | 0 | 0 | 0 | 0 | 0 | 0 | 0 | 0 | 1655
1065 |  |  | Total Communication Equipment |  |  | 9156807.1313 | 3874180.7754 | 1209630.7016 | 2045223.1174 | 864704.4509 | 787345.1812 | 360943.4719 | 14779.433 | 0
1066
1067 |  | Distribution - METER - Unbundled |  |  |  | D: GENERAL PLANT
1068
1069 |  | A |  | B | C | D | E | F | G | H | I | J | K
1070 |  | FERC ACCT |  | DESCRIPTION | COS Factor | Washington Jurisdiction Normalized | Residential Schedule 16 | Small General Service Schedule 24 | Large General Service < 1,000 kW Schedule 36 | Large General Service > 1,000 kW Schedule 48 | Large General Dedicated Facilities Schedule 48 | Agricultural Pumping Schedule 40 | Street & Area Lighting Sch. 15, 51-54, 57
1071 |  | 398 | Misc. Equipment
1072 |  |  |  | S | F107G | 0 | 0 | 0 | 0 | 0 | 0 | 0 | 0 | 0 | 1659
1073 |  |  |  | SGP | F105G | 0 | 0 | 0 | 0 | 0 | 0 | 0 | 0 | 0 | 1660
1074 |  |  |  | SGU | F105G | 0 | 0 | 0 | 0 | 0 | 0 | 0 | 0 | 0 | 1661
|  |  |  | CN | F42 | 0 | 0 | 0 | 0 | 0 | 0 | 0 | 0 | 0 | 1662
1076 |  |  |  | SO | F102G | 83582.4674 | 35363.1548 | 11041.3944 | 18668.6027 | 7892.9402 | 7186.8122 | 3294.6578 | 134.9053 | 0 | 1663
1077 |  |  |  | SE | F10 | 0 | 0 | 0 | 0 | 0 | 0 | 0 | 0 | 0 | 1664
1078 |  |  |  | SG | F105G | 37739.9026 | 15967.4877 | 4985.5091 | 8429.4143 | 3563.8909 | 3245.0537 | 1487.6333 | 60.9136 | 0 | 1665
1079 |  |  |  | JBG | F105G | 14757.6883 | 6243.8742 | 1949.5172 | 3296.2107 | 1393.6123 | 1268.9352 | 581.7193 | 23.8195 | 0 | 1666
1080 |  |  | Total Misc. Equipment |  |  | 136080.0582 | 57574.5167 | 17976.4206 | 30394.2277 | 12850.4434 | 11700.801 | 5364.0104 | 219.6384 | 0
1081
1082 |  | 399 | Coal Mine |  | F10 | 69827902.2438 | 29543694.9338 | 9224391.5563 | 15596445.121 | 6594055.8756 | 6004130.2119 | 2752479.6703 | 112704.8749 | 0 | 1674
1083 |  | 399L | WIDCO Capital Lease |  | F10 | 0 | 0 | 0 | 0 | 0 | 0 | 0 | 0 | 0 | 1677
1084 |  |  | Remove Capital Lease |  | F10 | 0 | 0 | 0 | 0 | 0 | 0 | 0 | 0 | 0 | 1680
1085
1086 |  | 390L | General Capital Lease
1087 |  |  |  | S | F10 | 0 | 0 | 0 | 0 | 0 | 0 | 0 | 0 | 0 | 1685
1088 |  |  |  | SG | F10 | 786711.7528 | 332852.2164 | 103926.0384 | 175716.3868 | 74291.5237 | 67645.1626 | 31010.6424 | 1269.7825 | 0 | 1686
1089 |  |  |  | SO-U | F10 | -55715.2134 | -23572.7154 | -7360.08 | -12444.2986 | -5261.3528 | -4790.6551 | -2196.185 | -89.9265 | 0 | 1687
1091 |  |  | Remove Capital Lease |  |  | -730996.5395 | -309279.501 | -96565.9584 | -163272.0882 | -69030.1709 | -62854.5075 | -28814.4574 | -1179.8561
1092
1093 |  | 392L | General Vehicles Capital Lease |  | F10 | 0 | 0 | 0 | 0 | 0 | 0 | 0 | 0 | 0 | 1694
1094 |  |  | Remove Capital Lease |  | F10 | 0 | 0 | 0 | 0 | 0 | 0 | 0 | 0 | 0 | 1697
1095
1096 |  | G00 | Unclassified Gen Plant - Acct 300 |  | F102G | 536610.1072 | 227035.967 | 70887.1609 | 119854.8119 | 50673.6837 | 46140.2513 | 21152.1235 | 866.109 | 0 | 1707
1097 |  | GV0 | Unclassified Gen Veh - Acct 300 |  | F102G | 0 | 0 | 0 | 0 | 0 | 0 | 0 | 0 | 0 | 1715
1098
1099 |  | TOTAL GENERAL PLANT |  |  |  | 89355986.233 | 37805890.0948 | 11804086.5961 | 19958149.8331 | 8438150.755 | 7683246.3717 | 3522238.6414 | 144223.9409 | 0
1100
1101
1102
1103 | [5 empty] | D: INTANGIBLE PLANT
1104
1105 |  | 301 | Organization
1106 |  |  |  | S | F107G | 0 | 0 | 0 | 0 | 0 | 0 | 0 | 0 | 0 | 1720
1107 |  |  |  | SO | F102G | 0 | 0 | 0 | 0 | 0 | 0 | 0 | 0 | 0 | 1721
1108 |  |  |  | SG/CAGE/CAGW | F105G | 0 | 0 | 0 | 0 | 0 | 0 | 0 | 0 | 0 | 1722
1109 |  |  | Total Organization |  |  | 0 | 0 | 0 | 0 | 0 | 0 | 0 | 0 | 0
1110
1111 |  | 302 | Franchise & Consent
1112 |  |  |  | S | F107G | 0 | 0 | 0 | 0 | 0 | 0 | 0 | 0 | 0 | 1725
1113 |  |  |  | SG/CAGE/CAGW | F105G | 34021064.106 | 14394073.2426 | 4494243.7964 | 7598791.3461 | 3212709.9691 | 2925290.4967 | 1341043.9711 | 54911.284 | 0 | 1726
1114 |  |  |  | DGP | F105G | 0 | 0 | 0 | 0 | 0 | 0 | 0 | 0 | 0 | 1727
1115 |  |  |  | DGU | F105G | 0 | 0 | 0 | 0 | 0 | 0 | 0 | 0 | 0 | 1728
1116 |  |  | Total Franchise & Consent |  |  | 34021064.106 | 14394073.2426 | 4494243.7964 | 7598791.3461 | 3212709.9691 | 2925290.4967 | 1341043.9711 | 54911.284 | 0
1117
1118 |  | 303 | Miscellaneous Intangible Plant
1119 |  |  |  | S | F107G | 6515684.2119 | 2756740.2207 | 860733.6107 | 1455313.8211 | 615295.3816 | 560249.0576 | 256835.5594 | 10516.5607 | 0 | 1732
1120 |  |  |  | SG/CAGW | F105G | 14430870.533 | 6105599.953 | 1906343.9688 | 3223214.1176 | 1362749.8975 | 1240833.8639 | 568836.7614 | 23291.9708 | 0 | 1733
1121 |  |  |  | SO | F102G | 13534364.5172 | 5726294.5552 | 1787913.9106 | 3022974.5798 | 1278090.176 | 1163748.0761 | 533498.2434 | 21844.9762 | 0 | 1734
1122 |  |  |  | SE | F105G | 109305.2783 | 46246.2955 | 14439.424 | 24413.9337 | 10322.0216 | 9398.58 | 4308.6008 | 176.4229 | 0 | 1735
1123 |  |  |  | CN | F42 | 0 | 0 | 0 | 0 | 0 | 0 | 0 | 0 | 0 | 1736
1124 |  |  |  | DGU | F10 | 0 | 0 | 0 | 0 | 0 | 0 | 0 | 0 | 0 | 1737
1125 |  |  |  | DGP | F105G | 0 | 0 | 0 | 0 | 0 | 0 | 0 | 0 | 0 | 1738
1126 |  |  |  | JBG | F105G | 399329.4228 | 168953.4737 | 52752.1354 | 89192.4177 | 37709.8616 | 34336.2148 | 15740.7867 | 644.5328 | 0 | 1739
1127 |  |  | Total Miscellaneous Intangible Plant |  |  | 34989553.9633 | 14803834.498 | 4622183.0496 | 7815108.87 | 3304167.3383 | 3008565.7925 | 1379219.9517 | 56474.4633 | 0
1128
1129 |  | I00 | Unclass Intangible Plant - Acct 300 |  | F102G | 0 | 0 | 0 | 0 | 0 | 0 | 0 | 0 | 0 | 1750
1130
1131 |  | TOTAL INTANGIBLE PLANT |  |  |  | 69010618.0693 | 29197907.7406 | 9116426.846 | 15413900.2161 | 6516877.3074 | 5933856.2892 | 2720263.9227 | 111385.7473 | 0
1132
1133
1134 |  | TOTAL ELECTRIC PLANT IN SERVICE |  |  |  | 937350675.9045 | 396586486.5629 | 123825711.245 | 209362416.829 | 88516803.9322 | 80597803.0488 | 36948534.8479 | 1512919.4386 | 0
1135
1136
1137 |  | Distribution - METER - Unbundled |  |  |  | D: MISC RATE BASE
1138
1139 |  | A |  | B | C | D | E | F | G | H | I | J | K
1140 |  | FERC ACCT |  | DESCRIPTION | COS Factor | Washington Jurisdiction Normalized | Residential Schedule 16 | Small General Service Schedule 24 | Large General Service < 1,000 kW Schedule 36 | Large General Service > 1,000 kW Schedule 48 | Large General Dedicated Facilities Schedule 48 | Agricultural Pumping Schedule 40 | Street & Area Lighting Sch. 15, 51-54, 57
1141 |  | 105 | Plant Held For Future Use
1142 |  |  |  | S | F20 | 0 | 0 | 0 | 0 | 0 | 0 | 0 | 0 | 0 | 1758
1143 |  |  |  | SG/CAGE/CAGW | F10 | 36437.4351 | 15416.4228 | 4813.4508 | 8138.5011 | 3440.895 | 3133.0614 | 1436.2926 | 58.8114 | 0 | 1759
1144 |  |  |  | DNPT | F10 | 0 | 0 | 0 | 0 | 0 | 0 | 0 | 0 | 0 | 1760
1145 |  |  |  | DNPPOP | F10 | 0 | 0 | 0 | 0 | 0 | 0 | 0 | 0 | 0 | 1761
1146 |  |  |  | SE/CAEE/CAEW | F10 | 0 | 0 | 0 | 0 | 0 | 0 | 0 | 0 | 0 | 1762
1147 |  |  |  | DNPG | F102 | 0 | 0 | 0 | 0 | 0 | 0 | 0 | 0 | 0 | 1763
1148 |  |  | Total Plant Held For Future Use |  |  | 36437.4351 | 15416.4228 | 4813.4508 | 8138.5011 | 3440.895 | 3133.0614 | 1436.2926 | 58.8114 | 0
1149
1150 |  | 114 | Electric Plant Acquisition Adjust |  | F10 | 0 | 0 | 0 | 0 | 0 | 0 | 0 | 0 | 0 | 1770
1151
1152 |  | 128 | Pensions |  | F102G | 0 | 0 | 0 | 0 | 0 | 0 | 0 | 0 | 0 | 1774
1153
1154 |  | 124 | Weatherization |  | F10 | 0 | 0 | 0 | 0 | 0 | 0 | 0 | 0 | 0 | 1796
1155
1156 |  | 151 | Fuel Stock |  | F10 | 0 | 0 | 0 | 0 | 0 | 0 | 0 | 0 | 0 | 1799
1157 |  |  |  | JBG | F10 | -1.4901e-08 | -6.3046e-09 | -1.9685e-09 | -3.3283e-09 | -1.4072e-09 | -1.2813e-09 | -5.8737e-10 | -2.4051e-11 | 0 | 1800
1158 |  |  |  | Total Fuel Stock |  | -1.4901e-08 | -6.3046e-09 | -1.9685e-09 | -3.3283e-09 | -1.4072e-09 | -1.2813e-09 | -5.8737e-10 | -2.4051e-11 | 0
1159
1160 |  | 152 | Fuel Stock - Undistributed |  | F10 | 0 | 0 | 0 | 0 | 0 | 0 | 0 | 0 | 0 | 1805
1161
1162 |  | 25316 | DG&T Working Capital Deposit |  | F10 | 0 | 0 | 0 | 0 | 0 | 0 | 0 | 0 | 0 | 1810
1163
1164 |  | 25317 | DG&T Working Capital Deposit |  | F10 | 0 | 0 | 0 | 0 | 0 | 0 | 0 | 0 | 0 | 1814
1165
1166 |  | 25319 | Provo Working Capital Deposit |  | F10 | 0 | 0 | 0 | 0 | 0 | 0 | 0 | 0 | 0 | 1818
1167
1168 |  | 154 | Materials and Supplies |  | F102G | 0 | 0 | 0 | 0 | 0 | 0 | 0 | 0 | 0 | 1823
1169 |  |  |  | SG/CAGE/CAGW | F102G | 0 | 0 | 0 | 0 | 0 | 0 | 0 | 0 | 0 | 1824
1170 |  |  |  | SE/CAEE/CAEW | F102G | 0 | 0 | 0 | 0 | 0 | 0 | 0 | 0 | 0 | 1825
1171 |  |  |  | SO | F102G | 0 | 0 | 0 | 0 | 0 | 0 | 0 | 0 | 0 | 1826
1172 |  |  |  | DNPPS | F102G | 0 | 0 | 0 | 0 | 0 | 0 | 0 | 0 | 0 | 1827
1173 |  |  |  | DNPPH | F102G | 0 | 0 | 0 | 0 | 0 | 0 | 0 | 0 | 0 | 1828
1174 |  |  |  | DNPD | F102G | 0 | 0 | 0 | 0 | 0 | 0 | 0 | 0 | 0 | 1829
1175 |  |  |  | DNPT | F102G | 0 | 0 | 0 | 0 | 0 | 0 | 0 | 0 | 0 | 1830
1176 |  |  |  | DGU | F102G | 0 | 0 | 0 | 0 | 0 | 0 | 0 | 0 | 0 | 1831
1177 |  |  |  | DGP | F102G | 0 | 0 | 0 | 0 | 0 | 0 | 0 | 0 | 0 | 1832
1178 |  |  |  | JBG | F10 | 0 | 0 | 0 | 0 | 0 | 0 | 0 | 0 | 0 | 1833
1179 |  |  |  | SNPP | F102G | 0 | 0 | 0 | 0 | 0 | 0 | 0 | 0 | 0 | 1834
1180 |  |  |  | CAGE | F102G | 0 | 0 | 0 | 0 | 0 | 0 | 0 | 0 | 0 | 1835
1181 |  |  | Total Materials and Supplies |  |  | 0 | 0 | 0 | 0 | 0 | 0 | 0 | 0 | 0
1182
1183 |  | 163 | Stores Expense Undistributed |  | F102G | 0 | 0 | 0 | 0 | 0 | 0 | 0 | 0 | 0 | 1839
1184
1185 |  | 25318 | Provo Working Capital Deposit |  | F102G | 0 | 0 | 0 | 0 | 0 | 0 | 0 | 0 | 0 | 1844
1186
1187 |  | 165 | Prepayments |  | F102G | 0 | 0 | 0 | 0 | 0 | 0 | 0 | 0 | 0 | 1851
1188 |  |  |  | GPS | F42 | 2.4757e-10 | 2.0202e-10 | 3.4766e-11 | 2.0673e-12 | 5.6826e-13 | 8.1276e-15 | 3.4681e-12 | 4.6702e-12 | 0 | 1852
1189 |  |  |  | SG | F102G | -1.5606e-10 | -6.6027e-11 | -2.0615e-11 | -3.4856e-11 | -1.4737e-11 | -1.3419e-11 | -6.1515e-12 | -2.5188e-13 | 0 | 1853
1190 |  |  |  | SE | F102G | 0 | 0 | 0 | 0 | 0 | 0 | 0 | 0 | 0 | 1854
1191 |  |  |  | SO | F102G | 2.1133e-09 | 8.941e-10 | 2.7917e-10 | 4.7201e-10 | 1.9956e-10 | 1.8171e-10 | 8.3301e-11 | 3.4109e-12 | 0 | 1855
1192 |  |  |  | Total Prepayments |  | 2.2048e-09 | 1.0301e-09 | 2.9332e-10 | 4.3922e-10 | 1.8539e-10 | 1.683e-10 | 8.0617e-11 | 7.8292e-12 | 0
1193
1194 |  | 182 | Misc Regulatory Assets |  | F102G | 160942.74 | 68093.7428 | 21260.8256 | 35947.4441 | 15198.3002 | 13838.6109 | 6344.0488 | 259.7677 | 0 | 1859
1195 |  |  |  | SG/CAGW | F102G | 0 | 0 | 0 | 0 | 0 | 0 | 0 | 0 | 0 | 1860
1196 |  |  |  | CAGE | F102G | 0 | 0 | 0 | 0 | 0 | 0 | 0 | 0 | 0 | 1861
1197 |  |  |  | CAEW | F102G | 0 | 0 | 0 | 0 | 0 | 0 | 0 | 0 | 0 | 1862
1198 |  |  |  | CAEE | F10 | 0 | 0 | 0 | 0 | 0 | 0 | 0 | 0 | 0 | 1863
1199 |  |  |  | SE | F102G | 0 | 0 | 0 | 0 | 0 | 0 | 0 | 0 | 0 | 1864
1200 |  |  |  | SO | F102G | 0 | 0 | 0 | 0 | 0 | 0 | 0 | 0 | 0 | 1865
1201 |  |  |  | Total Misc Regulatory Assets |  | 160942.74 | 68093.7428 | 21260.8256 | 35947.4441 | 15198.3002 | 13838.6109 | 6344.0488 | 259.7677 | 0
1202
1203 |  | 186 | Misc Deferred Debits |  | F102G | 0 | 0 | 0 | 0 | 0 | 0 | 0 | 0 | 0 | 1869
1204 |  |  |  | CAEW | F102G | 0 | 0 | 0 | 0 | 0 | 0 | 0 | 0 | 0 | 1870
1205 |  |  |  | CAEE | F102G | 0 | 0 | 0 | 0 | 0 | 0 | 0 | 0 | 0 | 1871
1206 |  |  |  | SG | F102G | 2.794e-09 | 1.1821e-09 | 3.6909e-10 | 6.2405e-10 | 2.6384e-10 | 2.4024e-10 | 1.1013e-10 | 4.5096e-12 | 0 | 1872
1207 |  |  |  | SO | F102G | -8.0784e-12 | -3.4179e-12 | -1.0672e-12 | -1.8044e-12 | -7.6287e-13 | -6.9462e-13 | -3.1843e-13 | -1.3039e-14 | 0 | 1873
1208 |  |  |  | SE | F10 | 0 | 0 | 0 | 0 | 0 | 0 | 0 | 0 | 0 | 1874
1209 |  |  |  | JBE | F102G | 129884.8856 | 54953.3827 | 17158.0271 | 29010.5019 | 12265.4149 | 11168.111 | 5119.8088 | 209.6391 | 0 | 1875
1210 |  |  |  | EXCTAX | F102G | 0 | 0 | 0 | 0 | 0 | 0 | 0 | 0 | 0 | 1876
1211 |  |  |  | Total Misc Deferred Debits |  | 129884.8856 | 54953.3827 | 17158.0271 | 29010.5019 | 12265.4149 | 11168.111 | 5119.8088 | 209.6391 | 0
1212
1213 |  | CWC | Cash Working Capital |  | F137G | 0 | 0 | 0 | 0 | 0 | 0 | 0 | 0 | 0 | 1884
1214
1215 |  | OWC | Other Working Capital |  | F137G | 0 | 0 | 0 | 0 | 0 | 0 | 0 | 0 | 0 | 1897
1216 |  |  |  | Total Other Working Capital |  | 0 | 0 | 0 | 0 | 0 | 0 | 0 | 0 | 0
1217
1218 |  | 18222 | Nuclear Plant |  | F10 | 0 | 0 | 0 | 0 | 0 | 0 | 0 | 0 | 0 | 1911
1219
1220 |  | 1869 | Misc Deferred Debits-Trojan |  | F10 | 0 | 0 | 0 | 0 | 0 | 0 | 0 | 0 | 0 | 1916
1221
1222 |  | 141 | Impact Housing - Notes Receivable |  | F10 | 0 | 0 | 0 | 0 | 0 | 0 | 0 | 0 | 0 | 1919
1223 |  | TOTAL RATE BASE ADDITIONS |  |  |  | 327265.0607 | 138463.5483 | 43232.3035 | 73096.447 | 30904.6101 | 28139.7833 | 12900.1502 | 528.2182 | 0
1224
1225 |  | Distribution - METER - Unbundled
1226
1227 |  | A |  | B | C | D | E | F | G | H | I | J | K
1228 |  | FERC ACCT |  | DESCRIPTION | COS Factor | Washington Jurisdiction Normalized | Residential Schedule 16 | Small General Service Schedule 24 | Large General Service < 1,000 kW Schedule 36 | Large General Service > 1,000 kW Schedule 48 | Large General Dedicated Facilities Schedule 48 | Agricultural Pumping Schedule 40 | Street & Area Lighting Sch. 15, 51-54, 57
1229
1230 |  | 235 | Customer Service Deposits |  | F51 | 0 | 0 | 0 | 0 | 0 | 0 | 0 | 0 | 0 | 1931
1231
1232 |  | 2281 | Accum Prov for Property Insurance |  | F102G | 0 | 0 | 0 | 0 | 0 | 0 | 0 | 0 | 0 | 1935
1233
1234 |  | 2282 | Accum Prov for Injuries & Damages |  | F102G | -136957.5386 | -57945.7725 | -18092.3373 | -30590.2178 | -12933.3065 | -11776.2509 | -5398.599 | -221.0546 | 0 | 1939
1235
1236 |  | 2283 | Accum Prov for Pension & Benefits |  | F102G | 2369.0786 | 1002.3405 | 312.9595 | 529.1467 | 223.7191 | 203.7045 | 93.3845 | 3.8238 | 0 | 1944
1237
1238 |  | 254 | Reg Liabilities - Insurance Provision |  | F10 | -15385807.2821 | -6509626.9836 | -2032492.8319 | -3436504.4804 | -1452927.4065 | -1322943.8 | -606478.5049 | -24833.2748 | 0 | 1950
1239
1240 |  | 22844 | Accum Hydro Relicensing Obligation |  | F10 | -163186.727 | -69043.1579 | -21557.2603 | -36448.6509 | -15410.2065 | -14031.5594 | -6432.5024 | -263.3895 | 0 | 1954
1241
1242
1243 |  | 22842 | Accum Misc Oper Prov - Trojan |  | F10 | 0 | 0 | 0 | 0 | 0 | 0 | 0 | 0 | 0 | 1959
1244
1245 |  | 252 | Customer Advances for Const |  | F50 | 0 | 0 | 0 | 0 | 0 | 0 | 0 | 0 | 0 | 1967
1246
1247 |  | 25398 | SO2 Emissions |  | F10 | -33.3874 | -14.126 | -4.4105 | -7.4573 | -3.1529 | -2.8708 | -1.3161 | -0.053889 | 0 | 1970
1248
1249 |  | 25399 | Other Deferred Credits |  | F10 | -4640785.6006 | -1963483.7885 | -613056.1299 | -1036544.9285 | -438243.146 | -399036.4902 | -182930.7141 | -7490.4035 | 0 | 1979
1250
1251 |  | 190 | Accum Deferred Income Taxes |  | F104G | 4294948.4358 | 1817117.527 | 567361.7089 | 959327.2963 | 405596.9376 | 369320.4831 | 169294.9921 | 6929.4909 | 0 | 1982
1252 |  |  |  | SG/CAGW | F104G | -0.02148 | -0.009088 | -0.0028376 | -0.0047979 | -0.0020285 | -0.0018471 | -0.0008467 | -3.4657e-05 | 0 | 1983
1253 |  |  |  | DOP | F138G | 0.017985 | 0.0082822 | 0.0022846 | 0.0038154 | 0.0016158 | 0.0012965 | 0.00068452 | 6.029e-06 | 0 | 1984
1254 |  |  |  | CN | F104G | 0 | 0 | 0 | 0 | 0 | 0 | 0 | 0 | 0 | 1985
1255 |  |  |  | BADDEBT | F42 | 0 | 0 | 0 | 0 | 0 | 0 | 0 | 0 | 0 | 1986
1256 |  |  |  | JBG | F104G | 0 | 0 | 0 | 0 | 0 | 0 | 0 | 0 | 0 | 1987
1257 |  |  |  | JBE | F104G | -4846392.7427 | -2050423.9637 | -640207.3761 | -1082498.8742 | -457673.0278 | -416738.9052 | -191031.4019 | -7819.1938 | 0 | 1988
1258 |  |  |  | SE/CAEW | F104G | 0 | 0 | 0 | 0 | 0 | 0 | 0 | 0 | 0 | 1989
1259 |  |  |  | SNP | F104G | 0.14513 | 0.0614 | 0.019171 | 0.032415 | 0.013705 | 0.012479 | 0.0057204 | 0.00023415 | 0 | 1990
1260 |  |  |  | SNPD | F104G | 0 | 0 | 0 | 0 | 0 | 0 | 0 | 0 | 0 | 1991
1261 |  |  |  | Total Accum Deferred Income Taxes |  | -551444.1652 | -233306.376 | -72845.6486 | -123171.5465 | -52076.0769 | -47418.4102 | -21736.4043 | -889.7027 | 0
1262
1263 |  | 281 | Accum Deferred Income Taxes |  | F104G | 0.013941 | 0.0058983 | 0.0018416 | 0.0031139 | 0.0013166 | 0.0011988 | 0.00054952 | 2.2493e-05 | 0 | 1998
1264
1265 |  | 282 | Accum Deferred Income Taxes |  | F104G | -127945293.4434 | -54131414.7752 | -16901544.0854 | -28578087.5528 | -12082617.5168 | -11001952.2438 | -5043249.706 | -206427.5634 | 0 | 2001
1266 |  |  |  | SNP | F104G | -448055.0244 | -189564.2404 | -59187.9665 | -100078.3645 | -42312.4395 | -38528.029 | -17661.0902 | -722.8942 | 0 | 2002
1267 |  |  |  | CAGW | F104G | 1175105.943 | 497166.7616 | 155231.2271 | 262473.7465 | 110972.0824 | 101046.7765 | 46319.4272 | 1895.9217 | 0 | 2003
1268 |  |  |  | CN | F104G | -9989.6622 | -4226.4513 | -1319.6321 | -2231.3087 | -943.3819 | -859.0061 | -393.7649 | -16.1174 | 0 | 2004
1269 |  |  |  | JBG | F104G | 1826506.3899 | 772762.892 | 241281.0776 | 407971.7051 | 172487.6118 | 157060.3774 | 71995.8317 | 2946.8944 | 0 | 2005
1270 |  |  |  | CIAC | F104G | 2489.9693 | 1053.4624 | 328.9244 | 556.1639 | 235.1423 | 214.1112 | 98.1477 | 4.0173 | 0 | 2006
1271 |  |  |  | SNPD | F42 | -23800.9773 | -19421.9548 | -3342.4444 | -198.7466 | -54.6321 | -0.78139 | -333.4237 | -448.9944 | 0 | 2007
1272 |  |  |  | SO | F138G | -52236.3314 | -24055.0412 | -6635.5344 | -11081.552 | -4693.0523 | -3765.4937 | -1988.1469 | -17.511 | 0 | 2008
1273 |  |  |  | JBE | F104G | 0.018105 | 0.0076598 | 0.0023916 | 0.0040439 | 0.0017097 | 0.0015568 | 0.00071364 | 2.921e-05 | 0 | 2009
1274 |  |  |  | SE | F104G | 11514.6601 | 4871.6512 | 1521.084 | 2571.9349 | 1087.3963 | 990.1399 | 453.8761 | 18.5778 | 0 | 2010
1275 |  |  |  | SG | F104G | 1121376.2687 | 474434.6766 | 148133.5494 | 250472.5912 | 105898.0771 | 96426.5885 | 44201.552 | 1809.234 | 0 | 2011
1276 |  |  |  | Total Accum Deferred Income Taxes |  | -124342382.1898 | -52618393.0114 | -16425533.7981 | -27767631.3788 | -11739940.711 | -10689367.559 | -4900557.2964 | -200958.4351 | 0
1277
1278
1279 |  | 283 | Accum Deferred Income Taxes |  | F104G | -0.018509 | -0.0078309 | -0.002445 | -0.0041342 | -0.0017479 | -0.0015916 | -0.00072958 | -2.9863e-05 | 0 | 2015
1280 |  |  |  | SG/CAGW | F104G | -0.04125 | -0.017452 | -0.0054491 | -0.0092137 | -0.0038955 | -0.0035471 | -0.001626 | -6.6553e-05 | 0 | 2016
1281 |  |  |  | SE | F104G | -0.042619 | -0.018032 | -0.00563 | -0.0095195 | -0.0040248 | -0.0036648 | -0.0016799 | -6.8762e-05 | 0 | 2017
1282 |  |  |  | SO | F138G | 0.022666 | 0.010438 | 0.0028792 | 0.0048084 | 0.0020363 | 0.0016339 | 0.00086267 | 7.5981e-06 | 0 | 2018
1283 |  |  |  | GPS | F104G | 0.01201 | 0.0050812 | 0.0015865 | 0.0026826 | 0.0011342 | 0.0010327 | 0.0004734 | 1.9377e-05 | 0 | 2019
1284 |  |  |  | SNP | F104G | 0.0022047 | 0.00093279 | 0.00029125 | 0.00049246 | 0.00020821 | 0.00018958 | 8.6905e-05 | 3.5571e-06 | 0 | 2020
1285 |  |  |  | TROJD | F104G | 0 | 0 | 0 | 0 | 0 | 0 | 0 | 0 | 0 | 2021
1286 |  |  |  | SNPD | F104G | 0 | 0 | 0 | 0 | 0 | 0 | 0 | 0 | 0 | 2022
1287 |  |  |  | JBE | F104G | 0 | 0 | 0 | 0 | 0 | 0 | 0 | 0 | 0 | 2023
1288 |  |  |  | Total Accum Deferred Income Taxes |  | -0.065498 | -0.026863 | -0.0087672 | -0.014884 | -0.0062895 | -0.0059473 | -0.0026125 | -0.00013465 | 0
1289
1290 |  | 255 | Accum Investment Tax Credit |  | F104G | -12672.6918 | -5361.5941 | -1674.0597 | -2830.5949 | -1196.7559 | -1089.7185 | -499.5225 | -20.4462 | 0 | 2037
1291 |  | TOTAL RATE BASE DEDUCTIONS |  |  |  | -145230900.5555 | -61456172.4905 | -19184943.5238 | -32433200.1201 | -13712507.0481 | -12485462.9592 | -5723941.4772 | -234672.9367 | 0
1292
1293 | [5 empty] | D: ACCUMULATED DEPRECIATION
1294 | [5 empty] | D: GENERATION PLANT
1295
1296 |  | 108SP | Steam Prod Accumulated Depr |  | F10 | -133446365.0778 | -56460219.6715 | -17628504.9913 | -29805977.8778 | -12601735.9743 | -11474343.7292 | -5260195.3539 | -215387.4798 | 0 | 2048
1297
1298 |  | 108NP | Nuclear Prod Accumulated Depr |  | F10 | 0 | 0 | 0 | 0 | 0 | 0 | 0 | 0 | 0 | 2054
1299
1300 |  | 108HP | Hydraulic Prod Accum Depr |  | F10 | -75148258.0058 | -31794700.0839 | -9927220.1275 | -16784775.7739 | -7096472.8471 | -6461599.3287 | -2962197.7143 | -121292.1303 | 0 | 2062
1301
1302 |  | 108OP | Other Generation - Accum Depr |  | F10 | 0 | 0 | 0 | 0 | 0 | 0 | 0 | 0 | 0 | 2065
1303 |  |  |  | SGU | F10 | 0 | 0 | 0 | 0 | 0 | 0 | 0 | 0 | 0 | 2066
1304 |  |  |  | SG-P | F10 | 0 | 0 | 0 | 0 | 0 | 0 | 0 | 0 | 0 | 2067
1305 |  |  |  | SG | F10 | 0 | 0 | 0 | 0 | 0 | 0 | 0 | 0 | 0 | 2068
1306 |  |  |  | CAEW | F10 | -102518420.2153 | -43374823.4533 | -13542867.8137 | -22898051.6871 | -9681118.4276 | -8815014.1178 | -4041076.1087 | -165468.6072 | 0 | 2069
1307 |  |  |  | CAGE | F10 | 0 | 0 | 0 | 0 | 0 | 0 | 0 | 0 | 0 | 2070
1308 |  |  |  | Total Other Generation - Accum Depr |  | -102518420.2153 | -43374823.4533 | -13542867.8137 | -22898051.6871 | -9681118.4276 | -8815014.1178 | -4041076.1087 | -165468.6072 | 0
1309
1310 |  | 108EP | Experimental Plant - Accum Depr |  | F10 | 0 | 0 | 0 | 0 | 0 | 0 | 0 | 0 | 0 | 2076
1311
1312
1313
1314 |  | TOTAL GENERATION PLANT DEPRECIATION |  |  |  | -311113043.2989 | -131629743.2087 | -41098592.9326 | -69488805.3388 | -29379327.249 | -26750957.1757 | -12263469.177 | -502148.2172 | 0
1315
1316
1317 | [5 empty] | D: TRANSMISSION PLANT
1318
1319 |  | 108TP | Transmission Plant Accum Depr |  | F106 | 0 | 0 | 0 | 0 | 0 | 0 | 0 | 0 | 0 | 2087
1320
1321
1322 | [5 empty] | D: DISTRIBUTION PLANT
1323
1324 |  | 108360 | Land and Land Rights |  | F118 | 0 | 0 | 0 | 0 | 0 | 0 | 0 | 0 | 0 | 2091
1325
1326 |  | 108361 | Structures and Improvements |  | F119 | 0 | 0 | 0 | 0 | 0 | 0 | 0 | 0 | 0 | 2095
1327
1328 |  | 108362 | Station Equipment |  | F120 | 0 | 0 | 0 | 0 | 0 | 0 | 0 | 0 | 0 | 2099
1329
1330 |  | Distribution - METER - Unbundled
1331
1332 |  | A |  | B | C | D | E | F | G | H | I | J | K
1333 |  | FERC ACCT |  | DESCRIPTION | COS Factor | Washington Jurisdiction Normalized | Residential Schedule 16 | Small General Service Schedule 24 | Large General Service < 1,000 kW Schedule 36 | Large General Service > 1,000 kW Schedule 48 | Large General Dedicated Facilities Schedule 48 | Agricultural Pumping Schedule 40 | Street & Area Lighting Sch. 15, 51-54, 57
1334
1335 |  | 108364 | Poles, Towers & Fixtures |  | F121 | 0 | 0 | 0 | 0 | 0 | 0 | 0 | 0 | 0 | 2103
1336
1337 |  | 108365 | Overhead Conductors |  | F122 | 0 | 0 | 0 | 0 | 0 | 0 | 0 | 0 | 0 | 2107
1338
1339 |  | 108366 | Underground Conduit |  | F123 | 0 | 0 | 0 | 0 | 0 | 0 | 0 | 0 | 0 | 2111
1340
1341 |  | 108367 | Underground Conductors |  | F124 | 0 | 0 | 0 | 0 | 0 | 0 | 0 | 0 | 0 | 2115
1342
1343 |  | 108368 | Line Transformers |  | F125 | 0 | 0 | 0 | 0 | 0 | 0 | 0 | 0 | 0 | 2119
1344
1345 |  | 108369 | Services |  | F126 | 0 | 0 | 0 | 0 | 0 | 0 | 0 | 0 | 0 | 2123
1346
1347 |  | 108370 | Meters |  | F127 | 0 | 0 | 0 | 0 | 0 | 0 | 0 | 0 | 0 | 2127
1348
1349 |  | 108371 | Install on Customers' Premises |  | F128 | 0 | 0 | 0 | 0 | 0 | 0 | 0 | 0 | 0 | 2131
1350
1351 |  | 108372 | Leased Property |  | F129 | 0 | 0 | 0 | 0 | 0 | 0 | 0 | 0 | 0 | 2135
1352
1353 |  | 108373 | Street Lights |  | F130 | 0 | 0 | 0 | 0 | 0 | 0 | 0 | 0 | 0 | 2139
1354
1355 |  | 108D00 | Unclassified Dist Plant - Acct 300 |  | F121 | 0 | 0 | 0 | 0 | 0 | 0 | 0 | 0 | 0 | 2143
1356
1357 |  | 108DS | Unclassified Dist Sub - Acct 300 |  | F120 | 0 | 0 | 0 | 0 | 0 | 0 | 0 | 0 | 0 | 2147
1358
1359 |  | 108D | Unclassified Dist Sub - Acct 300 |  | F102G | 0 | 0 | 0 | 0 | 0 | 0 | 0 | 0 | 0 | 2151
1360
1361
1362 |  | TOTAL DISTRIBUTION PLANT DEPR |  |  |  | 0 | 0 | 0 | 0 | 0 | 0 | 0 | 0 | 0
1363
1364 | [5 empty] | D: GENERAL PLANT
1365 |  | 108GP | General Plant Accumulated Depr
1366 |  |  |  | S | F107G | 0 | 0 | 0 | 0 | 0 | 0 | 0 | 0 | 0 | 2157
1367 |  |  |  | SG-P | F105G | 1145.9424 | 484.8402 | 151.3811 | 255.9525 | 108.2147 | 98.5335 | 45.1708 | 1.8496 | 0 | 2158
1368 |  |  |  | SG-U | F105G | 0 | 0 | 0 | 0 | 0 | 0 | 0 | 0 | 0 | 2159
1369 |  |  |  | CAGW | F105G | -2783985.2843 | -1177884.6177 | -367769.4664 | -621818.3893 | -262899.986 | -239380.099 | -109739.2683 | -4493.4575 | 0 | 2160
1370 |  |  |  | CN | F42 | 0 | 0 | 0 | 0 | 0 | 0 | 0 | 0 | 0 | 2161
1371 |  |  |  | SO | F102G | -3611351.1049 | -1527937.2846 | -477065.9803 | -806615.0852 | -341030.5939 | -310520.8889 | -142352.4147 | -5828.8573 | 0 | 2162
1372 |  |  |  | SE | F10 | 0 | 0 | 0 | 0 | 0 | 0 | 0 | 0 | 0 | 2163
1373 |  |  |  | JBG | F105G | -611918.408 | -258898.38 | -80835.523 | -136675.3341 | -57785.2698 | -52615.6119 | -24120.6298 | -987.6595 | 0 | 2164
1374 |  |  |  | CAGE | F105G | 0 | 0 | 0 | 0 | 0 | 0 | 0 | 0 | 0 | 2165
1375 |  |  |  | CAGE | F105G | 0 | 0 | 0 | 0 | 0 | 0 | 0 | 0 | 0 | 2166
1376 |  |  | Total General Plant Accumulated Depr |  |  | -7006108.8549 | -2964235.4421 | -925519.5887 | -1564852.8562 | -661607.635 | -602418.0663 | -276167.142 | -11308.1246 | 0
1377
1378 |  | 108MP | Mining Plant Accumulated Depr. |  | F10 | -53428567.5891 | -22605251.6384 | -7058009.9344 | -11933563.7406 | -5045418.0738 | -4594038.5796 | -2106049.8938 | -86235.7286 | 0 | 2173
1379
1380 |  | 1081390 | Accum Depr - Capital Lease |  | F10 | 0 | 0 | 0 | 0 | 0 | 0 | 0 | 0 | 0 | 2180
1381 |  |  | Remove Capital Lease |  | F10 | 0 | 0 | 0 | 0 | 0 | 0 | 0 | 0 | 0 | 2183
1382
1383 |  | 1081399L | Accum Depr - Capital Lease |  | F10 | 0 | 0 | 0 | 0 | 0 | 0 | 0 | 0 | 0 | 2187
1384 |  |  |  | SE | F10 | 0 | 0 | 0 | 0 | 0 | 0 | 0 | 0 | 0 | 2188
1385 |  |  | Remove Capital Lease |  | F10 | 0 | 0 | 0 | 0 | 0 | 0 | 0 | 0 | 0 | 2191
1386
1387 |  | TOTAL GENERAL PLANT ACCUM DEPR |  |  |  | -60434676.444 | -25569487.0805 | -7983529.5231 | -13498416.5967 | -5707025.7087 | -5196456.6459 | -2382217.0358 | -97543.8532 | 0
1388
1389
1390 |  | TOTAL ACCUM DEPR - PLANT IN SERVICE |  |  |  | -371547719.7428 | -157199230.2892 | -49082122.4556 | -82987221.9355 | -35086352.9577 | -31947413.8216 | -14645686.2127 | -599692.0705 | 0
1391
1392
1393 | [5 empty] | D: ACCUMULATED AMORTIZATION
1394
1395 |  | 111CLS | Accum Prov for Amort-Steam |  | F10 | 0 | 0 | 0 | 0 | 0 | 0 | 0 | 0 | 0 | 2204
1396
1397 |  | 111CLG | Accum Prov for Amort-General
1398 |  |  |  | S | F108 | 0 | 0 | 0 | 0 | 0 | 0 | 0 | 0 | 0 | 2208
1399 |  |  |  | CN | F108 | 0 | 0 | 0 | 0 | 0 | 0 | 0 | 0 | 0 | 2209
1400 |  |  |  | SG | F108 | 0 | 0 | 0 | 0 | 0 | 0 | 0 | 0 | 0 | 2210
1401 |  |  |  | SO | F108 | -128344.024 | -59854.4179 | -18029.5035 | -25334.0188 | -10611.4299 | -8481.3858 | -5490.5725 | -542.6954 | 0 | 2211
1402 |  |  |  | SE | F108 | 0 | 0 | 0 | 0 | 0 | 0 | 0 | 0 | 0 | 2212
1403 |  |  | Total Accum Prov for Amort-General |  |  | -128344.024 | -59854.4179 | -18029.5035 | -25334.0188 | -10611.4299 | -8481.3858 | -5490.5725 | -542.6954 | 0 | 2213
1404
1405 |  | 111CLH | Accum Prov for Amort-Hydro |  | F10 | -496343.8314 | -209999.5885 | -65567.9134 | -110861.1182 | -46871.2198 | -42677.9682 | -19564.9055 | -801.1177 | 0 | 2219
1406
1407 |  | 111IP | Accum Prov for Amort-Intangible
1408 |  |  |  | S | F107G | -4837.2569 | -2046.6094 | -639.0103 | -1080.4279 | -456.7965 | -415.93 | -190.6752 | -7.8075 | 0 | 2223
1409 |  |  |  | DGP | F105G | 0 | 0 | 0 | 0 | 0 | 0 | 0 | 0 | 0 | 2224
1410 |  |  |  | DGU | F105G | 0 | 0 | 0 | 0 | 0 | 0 | 0 | 0 | 0 | 2225
1411 |  |  |  | SE | F10 | 0 | 0 | 0 | 0 | 0 | 0 | 0 | 0 | 0 | 2226
1412 |  |  |  | SG | F105G | -1187788.0114 | -502544.764 | -156908.934 | -265298.9699 | -112166.3442 | -102131.5786 | -46820.286 | -1917.1348 | 0 | 2227
1413 |  |  |  | CN | F42 | 0 | 0 | 0 | 0 | 0 | 0 | 0 | 0 | 0 | 2228
1414 |  |  |  | JBG | F105G | -204588.4613 | -86559.9408 | -27026.5039 | -45695.9554 | -19319.8951 | -17591.4745 | -8064.478 | -330.2135 | 0 | 2229
1415 |  |  |  | CAGE | F105G | -23851413.1089 | -10091365.3423 | -3150814.5973 | -5327343.9937 | -2252359.6685 | -2050856.2543 | -940176.17 | -38497.0827 | 0 | 2230
1416 |  |  |  | CAGE | F105G | 0 | 0 | 0 | 0 | 0 | 0 | 0 | 0 | 0 | 2231
1417 |  |  |  | SO | F102G | -9775510.6781 | -4135949.8999 | -1291362.5536 | -2183413.9495 | -923130.4615 | -840544.211 | -385331.5586 | -15778.0439 | 0 | 2232
1418 |  |  | Total Accum Prov for Amort-Intangible |  |  | -35024137.5165 | -14818466.5565 | -4626751.5992 | -7822833.2963 | -3307433.1658 | -3011539.4484 | -1380583.1679 | -56530.2825 | 0
1419
1420 |  | 111390 | Accum Prov for Amort-Capital Lease |  | F10 | 0 | 0 | 0 | 0 | 0 | 0 | 0 | 0 | 0 | 2243
1421
1422
1423 |  | TOTAL ACCUM PROV FOR AMORTIZATION |  |  |  | -35648825.3719 | -15088320.5629 | -4710349.0161 | -7959028.4334 | -3364915.8156 | -3062698.8025 | -1405638.6458 | -57874.0956 | 0

## Transmission
Transmission Total |  |  | - | Transmission - Total - Unbundled
PacifiCorp
3 | Cost Of Service By Rate Schedule
4 | State of Washington
5 | WCA
6 | 12 Months Ending June 2018
7
8
9 |  | A |  | B | C |  | D | E | F | G | H | I | J | K | Chk Total
12 |  |  |  | DESCRIPTION |  |  | Washington Jurisdiction Normalized | Residential Schedule 16 | Small General Service Schedule 24 | Large General Service < 1,000 kW Schedule 36 | Large General Service > 1,000 kW Schedule 48 | Large General Dedicated Facilities Schedule 48 | Agricultural Pumping Schedule 40 | Street & Area Lighting Sch. 15, 51-54, 57 | 0
13
12 |  |  |  | Operating Revenues |  |  | 63817355.0482 | 26692127.5909 | 9307817.579 | 14270415.667 | 6049617.2431 | 4929933.853 | 2449384.1572 | 118058.9579 | 0
13
14 |  |  |  | Operating Expenses
15 |  |  |  | Operation & Maintenance Expenses |  |  | 34465082.4334 | 15655691.2571 | 4489494.6822 | 7130641.3838 | 3084463.488 | 2815265.4804 | 1248989.4291 | 40536.7129 | 0
16 |  |  |  | Depreciation Expense |  |  | 7780290.1516 | 3534180.4489 | 1013477.0845 | 1609700.4567 | 696299.5358 | 635529.6649 | 281952.0358 | 9150.9251 | 0
17 |  |  |  | Amortization Expense |  |  | 666287.8829 | 302659.8704 | 86792.0717 | 137851.4025 | 59629.6455 | 54425.44 | 24145.7865 | 783.6662 | 0
18 |  |  |  | Taxes Other Than Income |  |  | 5735703.7276 | 2605183.9522 | 747019.5455 | 1186856.4862 | 513424.9858 | 468728.6483 | 207785.5586 | 6704.5509 | 0
19 |  |  |  | Income Taxes - Federal |  |  | 113513.6161 | 51558.4251 | 14784.0429 | 23488.7257 | 10161.042 | 9276.4701 | 4112.2225 | 132.6878 | 0
20 |  |  |  | Income Taxes - State |  |  | 0 | 0 | 0 | 0 | 0 | 0 | 0 | 0 | 0
21 |  |  |  | Income Taxes Deferred |  |  | 772576.5188 | 350907.9346 | 100620.5668 | 159864.8564 | 69156.3071 | 63135.8879 | 27987.8897 | 903.0764 | 0
22 |  |  |  | Investment Tax Credit Adj |  |  | 0 | 0 | 0 | 0 | 0 | 0 | 0 | 0 | 0
23 |  |  |  | Misc Revenues & Expense |  |  | 0 | 0 | 0 | 0 | 0 | 0 | 0 | 0 | 0
24
25 |  |  |  | Total Operating Expenses |  |  | 49533454.3305 | 22500181.8884 | 6452187.9937 | 10248403.3113 | 4433135.0041 | 4046361.5916 | 1794972.9222 | 58211.6193 | 0
26
27 |  |  |  | Operating Revenue For Return |  |  | 14283900.7177 | 4191945.7025 | 2855629.5854 | 4022012.3557 | 1616482.239 | 883572.2615 | 654411.235 | 59847.3386 | 0
28
29
30 |  |  |  | Rate Base :
31 |  |  |  | Electric Plant In Service |  |  | 415695327.011 | 188828728.5917 | 54149354.3107 | 86005141.7999 | 37202785.1889 | 33955894.542 | 15064495.2075 | 488927.3703 | 0
32 |  |  |  | Plant Held For Future Use |  |  | 0 | 0 | 0 | 0 | 0 | 0 | 0 | 0 | 0
33 |  |  |  | Electric Plant Acquisition Adj |  |  | 0 | 0 | 0 | 0 | 0 | 0 | 0 | 0 | 0
34 |  |  |  | Pensions |  |  | 0 | 0 | 0 | 0 | 0 | 0 | 0 | 0 | 0
35 |  |  |  | Prepayments |  |  | 9.1028e-10 | 4.605e-10 | 1.199e-10 | 1.6254e-10 | 7.0137e-11 | 6.3748e-11 | 3.01e-11 | 3.3688e-12 | 0
36 |  |  |  | Fuel Stock |  |  | 0 | 0 | 0 | 0 | 0 | 0 | 0 | 0 | 0
37 |  |  |  | Materials & Supplies |  |  | 0 | 0 | 0 | 0 | 0 | 0 | 0 | 0 | 0
38 |  |  |  | Misc Deferred Debits |  |  | -1.521e-12 | -6.9091e-13 | -1.9813e-13 | -3.1469e-13 | -1.3612e-13 | -1.2424e-13 | -5.512e-14 | -1.789e-15 | 0
39 |  |  |  | Cash Working Capital |  |  | 0 | 0 | 0 | 0 | 0 | 0 | 0 | 0 | 0
40 |  |  |  | Weatherization Loans |  |  | 0 | 0 | 0 | 0 | 0 | 0 | 0 | 0 | 0
41 |  |  |  | Miscellaneous Rate Base |  |  | 0 | 0 | 0 | 0 | 0 | 0 | 0 | 0 | 0
42
43 |  |  |  | Total Rate Base Additions |  |  | 415695327.011 | 188828728.5917 | 54149354.3107 | 86005141.7999 | 37202785.1889 | 33955894.542 | 15064495.2075 | 488927.3703 | 0
44
45 |  |  |  | Rate Base Deductions :
46 |  |  |  | Accum Provision For Depreciation |  |  | -146263962.3635 | -66440097.4879 | -19052653.7256 | -30261232.2196 | -13089939.7205 | -11947509.0495 | -5300499.2284 | -172030.9319 | 0
47 |  |  |  | Accum Provision For Amortization |  |  | -9484317.6782 | -4314811.0943 | -1240997.276 | -1957091.8566 | -845099.2288 | -766246.6624 | -347258.2008 | -12813.3593 | 0
48 |  |  |  | Accum Deferred Income Taxes |  |  | -67168581.6895 | -30512920.4706 | -8748184.6675 | -13896270.1323 | -6011402.5261 | -5488051.3895 | -2433011.4843 | -78741.0192 | 0
49 |  |  |  | Unamortized ITC |  |  | -5052.7622 | -2295.0787 | -658.0756 | -1045.4899 | -452.2705 | -412.8975 | -183.0393 | -5.9107 | 0
50 |  |  |  | Customer Advance For Construction |  |  | 0 | 0 | 0 | 0 | 0 | 0 | 0 | 0 | 0
51 |  |  |  | Customer Service Deposits |  |  | 0 | 0 | 0 | 0 | 0 | 0 | 0 | 0 | 0
52 |  |  |  | Misc Rate Base Deductions |  |  | -53662.1183 | -24375.9045 | -6990.1413 | -11102.4055 | -4802.5083 | -4383.3671 | -1944.676 | -63.1156 | 0
53 | [14 empty] | 0
54 |  |  |  | Total Rate Base Deductions |  |  | -222975576.6117 | -101294500.0359 | -29049483.8861 | -46126742.1039 | -19951696.2543 | -18206603.366 | -8082896.6288 | -263654.3367 | 0
55 | [14 empty] | 0
56 |  |  |  | Total Rate Base |  |  | 192719750.3993 | 87534228.5558 | 25099870.4246 | 39878399.696 | 17251088.9346 | 15749291.176 | 6981598.5787 | 225273.0336 | 0
57
58
59 |  |  |  | Return On Rate Base |  |  | 7.412% | 4.789% | 11.38% | 10.09% | 9.37% | 5.61% | 9.373% | 26.57%
60
61 |  |  |  | Return On Equity |  |  | 9.39% | 4.321% | 17.05% | 14.56% | 13.18% | 5.908% | 13.18% | 46.41%
PacifiCorp
Cost Of Service By Rate Schedule
State of Washington
WCA
12 Months Ending June 2018
|  | A |  | B | C |  | D | E | F | G | H | I | J | K
|  |  |  | DESCRIPTION | COS Factor |  | Washington Jurisdiction Normalized | Residential Schedule 16 | Small General Service Schedule 24 | Large General Service < 1,000 kW Schedule 36 | Large General Service > 1,000 kW Schedule 48 | Large General Dedicated Facilities Schedule 48 | Agricultural Pumping Schedule 40 | Street & Area Lighting Sch. 15, 51-54, 57
79 |  |  |  | Total Rate Base |  |  | 192719750.3993 | 87534228.5558 | 25099870.4246 | 39878399.696 | 17251088.9346 | 15749291.176 | 6981598.5787 | 225273.0336 | 0
80
81
82 |  |  |  | Return On Ratebase ($$) | 7.47% |  | 14395532.89 | 6538519.6046 | 1874877.9483 | 2978785.5849 | 1288599.729 | 1176420.3651 | 521502.5017 | 16827.1563 | 0
83 |  |  |  | Operating & Maintenance Expense |  |  | 34465082.4334 | 15655691.2571 | 4489494.6822 | 7130641.3838 | 3084463.488 | 2815265.4804 | 1248989.4291 | 40536.7129 | 0
84 |  |  |  | Bad Debt to Produce ROR | F80 |  | 0 | 0 | 0 | 0 | 0 | 0 | 0 | 0 | 0
85 |  |  |  | Depreciation Expense |  |  | 7780290.1516 | 3534180.4489 | 1013477.0845 | 1609700.4567 | 696299.5358 | 635529.6649 | 281952.0358 | 9150.9251 | 0
86 |  |  |  | Amortization Expense |  |  | 666287.8829 | 302659.8704 | 86792.0717 | 137851.4025 | 59629.6455 | 54425.44 | 24145.7865 | 783.6662 | 0
87 |  |  |  | Taxes Other Than Income |  |  | 5735703.7276 | 2605183.9522 | 747019.5455 | 1186856.4862 | 513424.9858 | 468728.6483 | 207785.5586 | 6704.5509 | 0
88 |  |  |  | Federal Income Taxes |  |  | 113513.6161 | 51558.4251 | 14784.0429 | 23488.7257 | 10161.042 | 9276.4701 | 4112.2225 | 132.6878 | 0
89 |  |  |  | FIT Adj to Produce Target ROR | F101 |  | 0 | 0 | 0 | 0 | 0 | 0 | 0 | 0 | 0
90 |  |  |  | State Income Taxes |  |  | 0 | 0 | 0 | 0 | 0 | 0 | 0 | 0 | 0
91 |  |  |  | SIT Adj to Produce Target ROR | F101 |  | 0 | 0 | 0 | 0 | 0 | 0 | 0 | 0 | 0
92 |  |  |  | Deferred Income Taxes |  |  | 772576.5188 | 350907.9346 | 100620.5668 | 159864.8564 | 69156.3071 | 63135.8879 | 27987.8897 | 903.0764 | 0
93 |  |  |  | Investment Tax Credit |  |  | 0 | 0 | 0 | 0 | 0 | 0 | 0 | 0 | 0
94 |  |  |  | Misc Revenue & Expenses |  |  | 0 | 0 | 0 | 0 | 0 | 0 | 0 | 0 | 0
95 |  |  |  | Revenue Credits |  |  | -3872466.9408 | -1786131.0686 | -505607.7392 | -785058.4643 | -339345.2579 | -309671.6813 | -140486.2034 | -6166.526 | 0
96
97 |  |  |  | Total Revenue Requirements |  |  | 60056520.2797 | 27252570.4244 | 7821458.2028 | 12442130.4319 | 5382389.4752 | 4913110.2753 | 2175989.2205 | 68872.2496 | 0
98 |  |  |  | Operating Revenues |  |  | 59944888.1074 | 24905996.5223 | 8802209.8399 | 13485357.2027 | 5710271.9852 | 4620262.1717 | 2308897.9537 | 111892.432 | 0
99
100 |  |  |  | Increase / (Decrease) Required to
101 |  |  |  | Earn Equal Rates of Return |  |  | 111632.1723 | 2346573.9021 | -980751.6371 | -1043226.7708 | -327882.51 | 292848.1036 | -132908.7333 | -43020.1823 | 0
102
103 |  |  |  | Existing Revenues |  |  | 59944888.1074 | 24905996.5223 | 8802209.8399 | 13485357.2027 | 5710271.9852 | 4620262.1717 | 2308897.9537 | 111892.432 | 0
104 |  |  |  | check |  |  | 0 | 0 | 0 | 0 | 0 | 0 | 0 | 0 | 0
105 |  |  |  | Percent Increase / (Decrease)
106 |  |  |  | Over Existing Rates To
107 |  |  |  | Equal Authorized RoE & RoR |  |  | 0.1862% | 9.422% | -11.14% | -7.736% | -5.742% | 6.338% | -5.756% | -38.45%
[5 empty] | WCA |  | E: ELECTRIC REVENUES
|  | Transmission - Total - Unbundled |  |  | Method
|  | A |  | B | 0 |  | D | E | F | G | H | I | J | K
|  | FERC ACCT |  | DESCRIPTION | COS Factor |  | Washington Jurisdiction Normalized | Residential Schedule 16 | Small General Service Schedule 24 | Large General Service < 1,000 kW Schedule 36 | Large General Service > 1,000 kW Schedule 48 | Large General Dedicated Facilities Schedule 48 | Agricultural Pumping Schedule 40 | Street & Area Lighting Sch. 15, 51-54, 57 |  | Func Study Row
120 |  | 440 | Residential Sales |  | A |  | 24905996.5223 | 24905996.5223 | 0 | 0 | 0 | 0 | 0 | 0 | 0
121
122 |  | 442 | Commercial & Industrial Sales |  | A |  | 29216727.168 | 0 | 8802209.8399 | 13485357.2027 | 0 | 4620262.1717 | 2308897.9537 | 0 | 0
123 |  |  |  | Interruptible Demand | F10 |  | 0 | 0 | 0 | 0 | 0 | 0 | 0 | 0 | 0 | 100
124 |  |  |  | Interruptible Energy | F10 |  | 0 | 0 | 0 | 0 | 0 | 0 | 0 | 0 | 0 | 101
125 | [6 empty] | 29216727.168 | 0 | 8802209.8399 | 13485357.2027 | 0 | 4620262.1717 | 2308897.9537 | 0 | 0
126
127 |  | 444 | Public Street & Highway Lighting |  | A |  | 5822164.4171 | 0 | 0 | 0 | 5710271.9852 | 0 | 0 | 111892.432 | 0
128
129 |  | 445 | Other Sales to Public Authority |  | A |  | 0 | 0 | 0 | 0 | 0 | 0 | 0 | 0 | 0
130
131 |  | 448 | Interdepartmental |  | A | 0 | 0 | 0 | 0 | 0 | 0 | 0 | 0 | 0 | 0 | 114
132 |  |  |  | Demand | F10 |  | 0 | 0 | 0 | 0 | 0 | 0 | 0 | 0 | 0 | 115
133 | [6 empty] | 0 | 0 | 0 | 0 | 0 | 0 | 0 | 0 | 0
134
135 |  | Total Sales to Ultimate Customers |  |  |  |  | 59944888.1074 | 24905996.5223 | 8802209.8399 | 13485357.2027 | 5710271.9852 | 4620262.1717 | 2308897.9537 | 111892.432 | 0
136
137 |  | 447 | Sales for Resale |  | F10 |  | 0 | 0 | 0 | 0 | 0 | 0 | 0 | 0 | 0 | 121
138 | [6 empty] | 0 | 0 | 0 | 0 | 0 | 0 | 0 | 0 | 0
139
140 |  | 447NPC | Sales for Resale - NPC
141 |  |  |  | Demand | F10 |  | 0 | 0 | 0 | 0 | 0 | 0 | 0 | 0 | 0 | 0
142 |  |  |  | Energy | F10 |  | 0 | 0 | 0 | 0 | 0 | 0 | 0 | 0 | 0 | 127
143 | [6 empty] | 0 | 0 | 0 | 0 | 0 | 0 | 0 | 0 | 0
144
145 |  | 449 | Provision for Rate Refund |  | F11 |  | 0 | 0 | 0 | 0 | 0 | 0 | 0 | 0 | 0 | 133
146 |  |  |  |  | F10 |  | 0 | 0 | 0 | 0 | 0 | 0 | 0 | 0 |  | 134
147
148 |  | State Specific Revenue Credit |  |  | F140T |  | -3046128.2781 | -1383654.1704 | -396773.2345 | -630257.351 | -272632.7872 | -248858.374 | -110376.8666 | -3575.4944 | 0 | 136
149
150 |  | AGA Revenue |  |  | A | 0 | 0 | 0 | 0 | 0 | 0 | 0 | 0 | 0 | 0 | 137
151
152 |  | Total Sales from Electricity |  |  |  |  | 56898759.8292 | 23522342.3519 | 8405436.6054 | 12855099.8517 | 5437639.1979 | 4371403.7977 | 2198521.0871 | 108316.9375 | 0
153
154 |  | Other Electric Operating Revenues
155 |  | 450 | Forfeited Discounts & Interest |  | A | 0 | 0 | 0 | 0 | 0 | 0 | 0 | 0 | 0 | 0 | 143
156 |  |  |  | Customers | F40 |  | 0 | 0 | 0 | 0 | 0 | 0 | 0 | 0 | 0 | 144
157 | [6 empty] | 0 | 0 | 0 | 0 | 0 | 0 | 0 | 0 | 0
158
159 |  | 451 | Misc Electric Revenue |  | A | 0 | 0 | 0 | 0 | 0 | 0 | 0 | 0 | 0 | 0 | 148
160 |  |  |  | Demand | F10 |  | 0 | 0 | 0 | 0 | 0 | 0 | 0 | 0 | 0 | 149
161 |  |  |  | Customer | F40 |  | 75.46 | 59.4699 | 10.9016 | 0.6014 | 0.038715 | 0.00055374 | 2.8635 | 1.5844 | 0 | 150
162 | [6 empty] | 75.46 | 59.4699 | 10.9016 | 0.6014 | 0.038715 | 0.00055374 | 2.8635 | 1.5844 | 0
163
164 |  | 453 | Water Sales |  | F12 |  | 0 | 0 | 0 | 0 | 0 | 0 | 0 | 0 | 0 | 154
165
166 |  | 454 | Rent of Electric Property |  | A | 0 | 0 | 0 | 0 | 0 | 0 | 0 | 0 | 0 | 0 | 159
167 |  |  |  | Demand | F10 |  | 0 | 0 | 0 | 0 | 0 | 0 | 0 | 0 | 0 | 160
168 |  |  |  | Demand | F10 |  | 0 | 0 | 0 | 0 | 0 | 0 | 0 | 0 | 0 | 161
169 |  |  |  | Jim Bridger Generation | F10 |  | 0 | 0 | 0 | 0 | 0 | 0 | 0 | 0 | 0 | 162
170 |  |  |  | Customer | F40 |  | 29159.9764 | 22980.9381 | 4212.6896 | 232.3998 | 14.9607 | 0.21398 | 1106.5247 | 612.2494 | 0 | 163
171 | [6 empty] | 29159.9764 | 22980.9381 | 4212.6896 | 232.3998 | 14.9607 | 0.21398 | 1106.5247 | 612.2494 | 0
172
173 |  | 456 | Other Electric Revenue |  | A | 0 | 0 | 0 | 0 | 0 | 0 | 0 | 0 | 0 | 0 | 167
174 |  |  |  | Customer | F12 |  | 4102645.8637 | 1863618.2607 | 534419.3452 | 848815.5058 | 367167.5933 | 335122.8682 | 148676.8913 | 4825.3991 | 0 | 168
175 |  |  |  | Demand | F12 |  | 2259984.0726 | 1026593.015 | 294390.315 | 467578.6279 | 202257.9917 | 184605.8299 | 81900.1731 | 2658.12 | 0 | 169
176 |  |  |  | Jim Bridger Generation | F12 |  | 453612.0941 | 206052.3403 | 59088.4727 | 93849.9183 | 40596.1583 | 37053.1094 | 16438.5712 | 533.5238 | 0 | 170
177 |  |  |  | System Overhead | F40 |  | 51722.6019 | 40762.5129 | 7472.2718 | 412.2199 | 26.5367 | 0.37955 | 1962.7017 | 1085.9794 | 0 | 171
178 |  |  |  | Demand | F12 |  | 21395.1504 | 9718.7021 | 2786.9776 | 4426.5423 | 1914.7658 | 1747.6537 | 775.3446 | 25.1643 | 0 | 172
179 |  |  |  | Wheeling Revenue - Energy | F12 |  | 0 | 0 | 0 | 0 | 0 | 0 | 0 | 0 | 0 | 173
180 | [6 empty] | 6889359.7826 | 3146744.831 | 898157.3825 | 1415082.8142 | 611963.0457 | 558529.8408 | 249753.6819 | 9128.1866 | 0
181 | [14 empty] | 0
182 |  | Total Other Electric Operating Revenues |  |  |  |  | 6918595.2189 | 3169785.239 | 902380.9737 | 1415315.8153 | 611978.0452 | 558530.0553 | 250863.07 | 9742.0204 | 0
183 | [14 empty] | 0
184 |  | Total Electric Operating Revenues |  |  |  |  | 63817355.0482 | 26692127.5909 | 9307817.579 | 14270415.667 | 6049617.2431 | 4929933.853 | 2449384.1572 | 118058.9579 | 0
185
186 |  | Miscellaneous Revenues
187 |  | 41160 | Gain on Sale of Utility Plant - CR |  | F12 |  | 0 | 0 | 0 | 0 | 0 | 0 | 0 | 0 | 0 | 187
188 |  | 41170 | Loss on Sale of Utility Plant |  | F12 |  | 0 | 0 | 0 | 0 | 0 | 0 | 0 | 0 | 0 | 192
189 |  | 4118 | Gain from Emission Allowances |  | F12 |  | 0 | 0 | 0 | 0 | 0 | 0 | 0 | 0 | 0 | 194
190 |  | 41181 | Gain from Disposition of NOX Credits |  | F12 |  | 0 | 0 | 0 | 0 | 0 | 0 | 0 | 0 | 0 | 199
191 |  | 4194 | Impact Housing Interest Income |  | F12 |  | 0 | 0 | 0 | 0 | 0 | 0 | 0 | 0 | 0 | 203
192 |  | 421 | (Gain)/Loss on Sale of Utility Plant |  | F12 |  | 0 | 0 | 0 | 0 | 0 | 0 | 0 | 0 | 0 | 212
193
194 |  | Total Miscellaneous Revenues |  |  |  |  | 0 | 0 | 0 | 0 | 0 | 0 | 0 | 0 | 0
195
196 |  | Miscellaneous Expenses
197 |  | 4311 | Interest on Customer Deposits |  | F80 |  | 0 | 0 | 0 | 0 | 0 | 0 | 0 | 0 | 0 | 218
198
199 |  | Net Miscellaneous Revenues And Expense |  |  |  |  | 0 | 0 | 0 | 0 | 0 | 0 | 0 | 0 | 0
200
201 |  | Distribution - METER - Unbundled
202 | [6 empty] | E: STEAM POWER GENERATION
203
204 |  | A |  | B | C |  | D | E | F | G | H | I | J | K
205 |  | FERC ACCT |  | DESCRIPTION | COS Factor |  | Washington Jurisdiction Normalized | Residential Schedule 16 | Small General Service Schedule 24 | Large General Service < 1,000 kW Schedule 36 | Large General Service > 1,000 kW Schedule 48 | Large General Dedicated Facilities Schedule 48 | Agricultural Pumping Schedule 40 | Street & Area Lighting Sch. 15, 51-54, 57
206 |  | 500 | Operation Suprvn & Engineering |  | F10 |  | 0 | 0 | 0 | 0 | 0 | 0 | 0 | 0 | 0 | 226
|  |  |  | JBG | F10 |  | 0 | 0 | 0 | 0 | 0 | 0 | 0 | 0 | 0 | 227
208 |  |  |  | CAGW | F10 |  | 0 | 0 | 0 | 0 | 0 | 0 | 0 | 0 | 0 | 228
209 |  |  |  | Total 500 |  |  | 0 | 0 | 0 | 0 | 0 | 0 | 0 | 0 | 0
210
211 |  | 501 | Fuel Related |  | F10 |  | 0 | 0 | 0 | 0 | 0 | 0 | 0 | 0 | 0 | 232
212 |  |  |  | CAGW | F10 |  | 0 | 0 | 0 | 0 | 0 | 0 | 0 | 0 | 0 | 233
213 |  |  |  | JBE | F10 |  | 0 | 0 | 0 | 0 | 0 | 0 | 0 | 0 | 0 | 234
214 |  |  |  | JBG | F10 |  | 0 | 0 | 0 | 0 | 0 | 0 | 0 | 0 | 0 | 235
215 |  |  |  | Total 501 |  |  | 0 | 0 | 0 | 0 | 0 | 0 | 0 | 0 | 0
216
217 |  | 501NPC | Fuel Related - NPC
218 |  |  |  | S | F10 |  | 0 | 0 | 0 | 0 | 0 | 0 | 0 | 0 | 0 | 239
219 |  |  |  | CAEW | F10 |  | 0 | 0 | 0 | 0 | 0 | 0 | 0 | 0 | 0 | 240
220 |  |  | Total Fuel Related |  |  |  | 0 | 0 | 0 | 0 | 0 | 0 | 0 | 0 | 0
221
222
223 |  | 502 | Steam Expenses |  | F10 |  | 0 | 0 | 0 | 0 | 0 | 0 | 0 | 0 | 0 | 245
224 |  |  |  | SE/CAEW/CAEE | F10 |  | 0 | 0 | 0 | 0 | 0 | 0 | 0 | 0 | 0 | 246
225 |  |  |  | Total 502 |  |  | 0 | 0 | 0 | 0 | 0 | 0 | 0 | 0 | 0
226
227 |  | 503 | Steam From Other Sources |  | F10 |  | 0 | 0 | 0 | 0 | 0 | 0 | 0 | 0 | 0 | 250
228
229 |  | 503NPC | Steam From Other Sources-NPC
230 |  |  |  | SE | F10 |  | 0 | 0 | 0 | 0 | 0 | 0 | 0 | 0 | 0 | 252
231 |  |  |  | CAEW | F10 |  | 0 | 0 | 0 | 0 | 0 | 0 | 0 | 0 | 0 | 253
232 |  |  |  | CAEE | F10 |  | 0 | 0 | 0 | 0 | 0 | 0 | 0 | 0 | 0 | 254
233 |  |  |  | Total Steam From Other Sources |  |  | 0 | 0 | 0 | 0 | 0 | 0 | 0 | 0 | 0
234
235 |  | 505 | Electric Expenses |  | F10 |  | 0 | 0 | 0 | 0 | 0 | 0 | 0 | 0 | 0 | 259
236 |  |  |  | JBG | F10 |  | 0 | 0 | 0 | 0 | 0 | 0 | 0 | 0 | 0 | 260
237 |  |  |  | Total 505 |  |  | 0 | 0 | 0 | 0 | 0 | 0 | 0 | 0 | 0
238
239 |  | 506 | Misc. Steam Expense |  | F10 |  | 0 | 0 | 0 | 0 | 0 | 0 | 0 | 0 | 0 | 264
240 |  |  |  | SE | F10 |  | 0 | 0 | 0 | 0 | 0 | 0 | 0 | 0 | 0 | 265
241 |  |  |  | JBG | F10 |  | 0 | 0 | 0 | 0 | 0 | 0 | 0 | 0 | 0 | 266
242 |  |  |  | Total 506 |  |  | 0 | 0 | 0 | 0 | 0 | 0 | 0 | 0 | 0
243
244 |  | 507 | Rents |  | F10 |  | 0 | 0 | 0 | 0 | 0 | 0 | 0 | 0 | 0 | 270
245 |  |  |  | JBG | F10 |  | 0 | 0 | 0 | 0 | 0 | 0 | 0 | 0 | 0 | 271
246 |  |  |  | Total 507 |  |  | 0 | 0 | 0 | 0 | 0 | 0 | 0 | 0 | 0
247
248 |  | 510 | Maint Supervision & Engineering |  | F10 |  | 0 | 0 | 0 | 0 | 0 | 0 | 0 | 0 | 0 | 275
249 |  |  |  | JBG | F10 |  | 0 | 0 | 0 | 0 | 0 | 0 | 0 | 0 | 0 | 276
250 |  |  |  | Total 510 |  |  | 0 | 0 | 0 | 0 | 0 | 0 | 0 | 0 | 0
251
252 |  | 511 | Maintenance of Structures |  | F10 |  | 0 | 0 | 0 | 0 | 0 | 0 | 0 | 0 | 0 | 280
253 |  |  |  | JBG | F10 |  | 0 | 0 | 0 | 0 | 0 | 0 | 0 | 0 | 0 | 281
254 |  |  |  | Total 511 |  |  | 0 | 0 | 0 | 0 | 0 | 0 | 0 | 0 | 0
255
256 |  | 512 | Maintenance of Boiler Plant |  | F10 |  | 0 | 0 | 0 | 0 | 0 | 0 | 0 | 0 | 0 | 285
257 |  |  |  |  | F10 |  | 0 | 0 | 0 | 0 | 0 | 0 | 0 | 0 | 0 | 286
258 |  |  |  | JBG | F10 |  | 0 | 0 | 0 | 0 | 0 | 0 | 0 | 0 | 0 | 287
259 |  |  |  | Total 512 |  |  | 0 | 0 | 0 | 0 | 0 | 0 | 0 | 0 | 0
260
261 |  | 513 | Maintenance of Electric Plant |  | F10 |  | 0 | 0 | 0 | 0 | 0 | 0 | 0 | 0 | 0 | 291
262 |  |  |  | JBG | F10 |  | 0 | 0 | 0 | 0 | 0 | 0 | 0 | 0 | 0 | 292
263 |  |  |  | Total 513 |  |  | 0 | 0 | 0 | 0 | 0 | 0 | 0 | 0 | 0
264
265 |  | 514 | Maint of Misc. Steam Plant |  | F10 |  | 0 | 0 | 0 | 0 | 0 | 0 | 0 | 0 | 0 | 296
266 |  |  |  | JBG | F10 |  | 0 | 0 | 0 | 0 | 0 | 0 | 0 | 0 | 0 | 297
267 |  |  |  | Total 514 |  |  | 0 | 0 | 0 | 0 | 0 | 0 | 0 | 0 | 0
268
269 |  | Total Steam Power Generation |  |  |  |  | 0 | 0 | 0 | 0 | 0 | 0 | 0 | 0 | 0
270
271
272 | [6 empty] | D: NUCLEAR POWER GENERATION
273
274
275 |  | 517 | Operation Super & Engineering |  | F10 |  | 0 | 0 | 0 | 0 | 0 | 0 | 0 | 0 | 0 | 304
276
277 |  | 518 | Nuclear Fuel Expense |  | F10 |  | 0 | 0 | 0 | 0 | 0 | 0 | 0 | 0 | 0 | 308
278
279 |  | 519 | Coolants and Water |  | F10 |  | 0 | 0 | 0 | 0 | 0 | 0 | 0 | 0 | 0 | 313
280
281 |  | 520 | Steam Expenses |  | F10 |  | 0 | 0 | 0 | 0 | 0 | 0 | 0 | 0 | 0 | 317
282
283 |  | 523 | Electric Expenses |  | F10 |  | 0 | 0 | 0 | 0 | 0 | 0 | 0 | 0 | 0 | 321
284
285 |  | 524 | Misc. Nuclear Expenses |  | F10 |  | 0 | 0 | 0 | 0 | 0 | 0 | 0 | 0 | 0 | 325
286
287 |  | 528 | Maint Supervision & Eng |  | F10 |  | 0 | 0 | 0 | 0 | 0 | 0 | 0 | 0 | 0 | 329
288
289 |  | 529 | Maintenance of Structures |  | F10 |  | 0 | 0 | 0 | 0 | 0 | 0 | 0 | 0 | 0 | 333
290
291 |  | 530 | Maintenance of Reactor Plant |  | F10 |  | 0 | 0 | 0 | 0 | 0 | 0 | 0 | 0 | 0 | 337
292
293 |  | 531 | Maintenance of Electric Plant |  | F10 |  | 0 | 0 | 0 | 0 | 0 | 0 | 0 | 0 | 0 | 341
294
295 |  | 532 | Maintenance of Misc Nuclear |  | F10 |  | 0 | 0 | 0 | 0 | 0 | 0 | 0 | 0 | 0 | 345
296
297 |  | Total Nuclear Power Generation |  |  |  |  | 0 | 0 | 0 | 0 | 0 | 0 | 0 | 0 | 0 | 348
298
299
300
301 |  | Distribution - METER - Unbundled |  |  |  |  | D: HYDRAULIC POWER GENERATION
302
303 |  | A |  | B | C |  | D | E | F | G | H | I | J | K
304 |  | FERC ACCT |  | DESCRIPTION | COS Factor |  | Washington Jurisdiction Normalized | Residential Schedule 16 | Small General Service Schedule 24 | Large General Service < 1,000 kW Schedule 36 | Large General Service > 1,000 kW Schedule 48 | Large General Dedicated Facilities Schedule 48 | Agricultural Pumping Schedule 40 | Street & Area Lighting Sch. 15, 51-54, 57
305 |  | 535 | Operation Super & Engineering
306 |  |  |  | SG | F10 |  | 0 | 0 | 0 | 0 | 0 | 0 | 0 | 0 | 0 | 353
307 |  |  |  | CAGW | F10 |  | 0 | 0 | 0 | 0 | 0 | 0 | 0 | 0 | 0 | 354
308
309 |  | 536 | Water For Power |  | F10 |  | 0 | 0 | 0 | 0 | 0 | 0 | 0 | 0 | 0 | 358
310
311 |  | 537 | Hydraulic Expenses |  | F10 |  | 0 | 0 | 0 | 0 | 0 | 0 | 0 | 0 | 0 | 362
312
313 |  | 538 | Electric Expenses |  | F10 |  | 0 | 0 | 0 | 0 | 0 | 0 | 0 | 0 | 0 | 366
314
315 |  | 539 | Misc. Hydro Expenses |  | F10 |  | 0 | 0 | 0 | 0 | 0 | 0 | 0 | 0 | 0 | 372
316
317 |  | 540 | Rents (Hydro Generation) |  | F10 |  | 0 | 0 | 0 | 0 | 0 | 0 | 0 | 0 | 0 | 375
318
319 |  | 541 | Maint Supervision & Engineering |  | F10 |  | 0 | 0 | 0 | 0 | 0 | 0 | 0 | 0 | 0 | 379
320
321 |  | 542 | Maintenance of Structures |  | F10 |  | 0 | 0 | 0 | 0 | 0 | 0 | 0 | 0 | 0 | 383
322
323 |  | 543 | Maint of Dams & Waterways |  | F10 |  | 0 | 0 | 0 | 0 | 0 | 0 | 0 | 0 | 0 | 387
324
325 |  | 544 | Maintenance of Electric Plant |  | F10 |  | 0 | 0 | 0 | 0 | 0 | 0 | 0 | 0 | 0 | 391
326
327 |  | 545 | Maint of Misc. Hydro Plant |  | F10
|  |  |  | SG | F10 |  | 0 | 0 | 0 | 0 | 0 | 0 | 0 | 0 | 0 | 395
|  |  |  | CAGW | F10 |  | 0 | 0 | 0 | 0 | 0 | 0 | 0 | 0 | 0 | 396
330
331 |  | Total Hydraulic Power Generation |  |  |  |  | 0 | 0 | 0 | 0 | 0 | 0 | 0 | 0 | 0
332
333
334 | [6 empty] | D: OTHER POWER GENERATION
335
336
337 |  | 546 | Operation Super & Engineering |  | F10 |  | 0 | 0 | 0 | 0 | 0 | 0 | 0 | 0 | 0 | 403
338
339 |  | 547 | Fuel |  | F10 |  | 0 | 0 | 0 | 0 | 0 | 0 | 0 | 0 | 0 | 407
340 |  |  |  | CAEW/CAEE | F10 |  | 0 | 0 | 0 | 0 | 0 | 0 | 0 | 0 | 0 | 408
341
342
343 |  | 547NPC | Fuel-NPC |  | F10
344 |  |  |  | CAEW | F10 |  | 0 | 0 | 0 | 0 | 0 | 0 | 0 | 0 | 0 | 411
345 |  |  |  | S | F10 |  | 0 | 0 | 0 | 0 | 0 | 0 | 0 | 0 | 0 | 412
346 |  |  |  | Total 547 |  |  | 0 | 0 | 0 | 0 | 0 | 0 | 0 | 0 | 0
347
348 |  | 548 | Generation Expense |  | F10 |  | 0 | 0 | 0 | 0 | 0 | 0 | 0 | 0 | 0 | 417
349 |  |  |  | CAGW | F10 |  | 0 | 0 | 0 | 0 | 0 | 0 | 0 | 0 | 0 | 419
350 |  |  |  | Total 548 |  |  | 0 | 0 | 0 | 0 | 0 | 0 | 0 | 0 | 0
351
352 |  | 549 | Miscellaneous Other |  | F10 |  | 0 | 0 | 0 | 0 | 0 | 0 | 0 | 0 | 0 | 423
353 |  |  |  | CAGE/CAGW | F10 |  | 0 | 0 | 0 | 0 | 0 | 0 | 0 | 0 | 0 | 424
354
355 |  | 550/551 | Maint Supervision & Engineering
356 |  |  |  | CAGW | F10 |  | 0 | 0 | 0 | 0 | 0 | 0 | 0 | 0 | 0 | 429
357 |  |  |  | SG | F10 |  | 0 | 0 | 0 | 0 | 0 | 0 | 0 | 0 | 0 | 430
358 |  |  |  | Total 550 |  |  | 0 | 0 | 0 | 0 | 0 | 0 | 0 | 0 | 0
359
360 |  | 552 | Maintenance of Structures |  | F10 |  | 0 | 0 | 0 | 0 | 0 | 0 | 0 | 0 | 0 | 436
361
362 |  | 553 | Maint of Generation & Elect Plant |  | F10 |  | 0 | 0 | 0 | 0 | 0 | 0 | 0 | 0 | 0 | 440
363 |  |  |  | CAGW | F10 |  | 0 | 0 | 0 | 0 | 0 | 0 | 0 | 0 | 0 | 441
364 |  |  |  | Total 553 |  |  | 0 | 0 | 0 | 0 | 0 | 0 | 0 | 0 | 0
365
366 |  | 554 | Maintenance of Misc. Other |  | F10 |  | 0 | 0 | 0 | 0 | 0 | 0 | 0 | 0 | 0 | 445
367 |  |  |  | CAGW | F10 |  | 0 | 0 | 0 | 0 | 0 | 0 | 0 | 0 | 0 | 446
368 |  |  |  | Total 554 |  |  | 0 | 0 | 0 | 0 | 0 | 0 | 0 | 0 | 0
369
370 |  | Total Other Power Generation |  |  |  |  | 0 | 0 | 0 | 0 | 0 | 0 | 0 | 0 | 0
371
372
373 | [6 empty] | D: OTHER POWER SUPPLY
374
375
376 |  | 555 | Purchased Power |  | F10 |  | 0 | 0 | 0 | 0 | 0 | 0 | 0 | 0 | 0 | 451
377 |  |  |  | SG | F10 |  | 0 | 0 | 0 | 0 | 0 | 0 | 0 | 0 | 0 | 452
378 |  |  |  | SE | F10 |  | 0 | 0 | 0 | 0 | 0 | 0 | 0 | 0 | 0 | 453
379
380 |  | 555NPC | Purchased Power-NPC
381 |  |  |  | CAGW | F10 |  | 0 | 0 | 0 | 0 | 0 | 0 | 0 | 0 | 0 | 456
382 |  |  |  | CAEW | F10 |  | 0 | 0 | 0 | 0 | 0 | 0 | 0 | 0 | 0 | 457
383 |  |  |  | DGP | F10 |  | 0 | 0 | 0 | 0 | 0 | 0 | 0 | 0 | 0 | 458
384 |  |  |  | DGP | F10 |  | 0 | 0 | 0 | 0 | 0 | 0 | 0 | 0 | 0 | 459
385 |  |  |  | Total 555 |  |  | 0 | 0 | 0 | 0 | 0 | 0 | 0 | 0 | 0
386
387
388 |  | 556 | System Control & Load Dispatch |  | F10 |  | 0 | 0 | 0 | 0 | 0 | 0 | 0 | 0 | 0 | 463
389
390 |  | 557 | Other Expenses |  | F10 |  | 0 | 0 | 0 | 0 | 0 | 0 | 0 | 0 | 0 | 472
391
392
393 |  | Embedded Cost Differentials
394 |  |  |  | Company Owned Hydro | F10 |  | 0 | 0 | 0 | 0 | 0 | 0 | 0 | 0 | 0 | 475
395 |  |  |  | Company Owned Hydro | F10 |  | 0 | 0 | 0 | 0 | 0 | 0 | 0 | 0 | 0 | 476
|  |  |  | Mid-C Contract | F10 |  | 0 | 0 | 0 | 0 | 0 | 0 | 0 | 0 | 0 | 477
397 |  |  |  | Mid-C Contract | F10 |  | 0 | 0 | 0 | 0 | 0 | 0 | 0 | 0 | 0 | 478
398 |  |  |  | Existing QF Contracts | F10 |  | 0 | 0 | 0 | 0 | 0 | 0 | 0 | 0 | 0 | 479
399 |  |  |  | Existing QF Contracts | F10 |  | 0 | 0 | 0 | 0 | 0 | 0 | 0 | 0 | 0 | 479
400 | [6 empty] | 0 | 0 | 0 | 0 | 0 | 0 | 0 | 0 | 0
401
402 |  | Total Other Power Supply |  |  |  |  | 0 | 0 | 0 | 0 | 0 | 0 | 0 | 0 | 0
403
404 |  | TOTAL GENERATION EXPENSE |  |  |  |  | 0 | 0 | 0 | 0 | 0 | 0 | 0 | 0 | 0
405
406 |  | Distribution - METER - Unbundled |  |  |  |  | D: TRANSMISSION EXPENSE
407
408
409 |  | A |  | B | C |  | D | E | F | G | H | I | J | K
410 |  | FERC ACCT |  | DESCRIPTION | COS Factor |  | Washington Jurisdiction Normalized | Residential Schedule 16 | Small General Service Schedule 24 | Large General Service < 1,000 kW Schedule 36 | Large General Service > 1,000 kW Schedule 48 | Large General Dedicated Facilities Schedule 48 | Agricultural Pumping Schedule 40 | Street & Area Lighting Sch. 15, 51-54, 57
411 |  | 560 | Operation Supervision & Eng |  | F12 |  | 522820.5819 | 237490.1505 | 68103.7171 | 108168.7846 | 46789.9939 | 42706.3751 | 18946.6362 | 614.9246 | 0 | 491
412
413 |  | 561 | Load Dispatching |  | F12 |  | 1522591.5461 | 691634.0096 | 198336.0017 | 315016.0546 | 136264.8135 | 124372.2376 | 55177.6062 | 1790.8228 | 0 | 496
414
415 |  | 562 | Station Expense |  | F12 |  | 160168.111 | 72756.0278 | 20863.8376 | 33137.9263 | 14334.2959 | 13083.2635 | 5804.3754 | 188.3845 | 0 | 502
416
417 |  | 563 | Overhead Line Expense |  | F12 |  | 44655.5538 | 20284.6915 | 5816.9271 | 9238.9955 | 3996.463 | 3647.6698 | 1618.2847 | 52.5224 | 0 | 507
418
419 |  | 564 | Underground Line Expense |  | F12 |  | 0 | 0 | 0 | 0 | 0 | 0 | 0 | 0 | 0 | 511
420
421 |  | 565 | Transm of Electricity by Others |  | F12 |  | 0 | 0 | 0 | 0 | 0 | 0 | 0 | 0 | 0 | 515
422
423 |  | 565NPC | Transmission of Electricity by Others-NPC
424 |  |  | CAGW |  | F12 |  | 28403487.9859 | 12902224.7195 | 3699898.5427 | 5876529.884 | 2541979.1696 | 2320126.7371 | 1029321.671 | 33407.262 | 0 | 518
425 |  |  | SE |  | F12 |  | 0 | 0 | 0 | 0 | 0 | 0 | 0 | 0 | 0 | 519
426 |  |  | SE |  | F12 |  | 502042.6682 | 228051.8269 | 65397.142 | 103869.9453 | 44930.4679 | 41009.1401 | 18193.6598 | 590.4863 | 0 | 520
427 | [6 empty] | 28905530.6541 | 13130276.5464 | 3765295.6847 | 5980399.8293 | 2586909.6375 | 2361135.8772 | 1047515.3309 | 33997.7483 | 0
428
429 |  | 566 | Misc. Transmission Expense |  | F12 |  | 224618.852 | 102032.6414 | 29259.3277 | 46472.4402 | 20102.3354 | 18347.8946 | 8140.0232 | 264.1894 | 0 | 526
430
431 |  | 567 | Rents - Transmission |  | F12 |  | 230079.4638 | 104513.1128 | 29970.6386 | 47602.2116 | 20591.0346 | 18793.9423 | 8337.9118 | 270.612 | 0 | 531
432
433 |  | 568 | Maint Supervision & Engineering |  | F12 |  | 89411.3403 | 40614.9134 | 11646.9107 | 18498.7285 | 8001.8963 | 7303.527 | 3240.2017 | 105.1627 | 0 | 536
434
435 |  | 569 | Maintenance of Structures |  | F12 |  | 562261.2576 | 255405.9945 | 73241.3431 | 116328.8496 | 50319.7497 | 45928.0697 | 20375.9375 | 661.3135 | 0 | 541
436
437 |  | 570 | Maint of Station Equipment |  | F12 |  | 607494.3177 | 275953.017 | 79133.4973 | 125687.3281 | 54367.8967 | 49622.9129 | 22015.1506 | 714.5151 | 0 | 547
438
439 |  | 571 | Maintenance of Overhead Lines |  | F12 |  | 1584782.2562 | 719884.009 | 206437.0954 | 327882.9802 | 141830.5909 | 129452.2591 | 57431.3521 | 1863.9695 | 0 | 553
440
441 |  | 572 | Maint of Underground Lines |  | F12 |  | 618.024 | 280.7361 | 80.5051 | 127.8659 | 55.3103 | 50.483 | 22.3967 | 0.7269 | 0 | 556
442
443 |  | 573 | Maint of Misc Transmission Plant |  | F12 |  | 10050.475 | 4565.4072 | 1309.1962 | 2079.3896 | 899.4705 | 820.9687 | 364.2219 | 11.821 | 0 | 560
444
445
446 |  | TOTAL TRANSMISSION EXPENSE |  |  |  |  | 34465082.4334 | 15655691.2571 | 4489494.6822 | 7130641.3838 | 3084463.488 | 2815265.4804 | 1248989.4291 | 40536.7129 | 0
447
448
449
450
451
452
453
454
455
456
457
458 |  | Distribution - METER - Unbundled |  |  |  |  | D: DISTRIBUTION EXPENSE
459
460
461 |  | A |  | B | C |  | D | E | F | G | H | I | J | K
462 |  | FERC ACCT |  | DESCRIPTION | COS Factor |  | Washington Jurisdiction Normalized | Residential Schedule 16 | Small General Service Schedule 24 | Large General Service < 1,000 kW Schedule 36 | Large General Service > 1,000 kW Schedule 48 | Large General Dedicated Facilities Schedule 48 | Agricultural Pumping Schedule 40 | Street & Area Lighting Sch. 15, 51-54, 57
463 |  | 580 | Operation Supervision & Eng |  | F131 |  | 0 | 0 | 0 | 0 | 0 | 0 | 0 | 0 | 0 | 568
464
465 |  | 581 | Load Dispatching |  | F20 |  | 0 | 0 | 0 | 0 | 0 | 0 | 0 | 0 | 0 | 573
466
467 |  | 582 | Station Expense |  | F120 |  | 0 | 0 | 0 | 0 | 0 | 0 | 0 | 0 | 0 | 578
468
469 |  | 583 | Overhead Line Expenses |  | F132 |  | 0 | 0 | 0 | 0 | 0 | 0 | 0 | 0 | 0 | 583
470
471 |  | 584 | Underground Line Expense |  | F133 |  | 0 | 0 | 0 | 0 | 0 | 0 | 0 | 0 | 0 | 588
472
473 |  | 585 | Street Lighting & Signal Systems |  | F130 |  | 0 | 0 | 0 | 0 | 0 | 0 | 0 | 0 | 0 | 593
474
475 |  | 586 | Meter Expenses |  | F127 |  | 0 | 0 | 0 | 0 | 0 | 0 | 0 | 0 | 0 | 598
476
477 |  | 587 | Customer Installation Expenses |  | F20 |  | 0 | 0 | 0 | 0 | 0 | 0 | 0 | 0 | 0 | 603
478
479 |  | 588 | Misc. Distribution Expenses |  | F131 |  | 0 | 0 | 0 | 0 | 0 | 0 | 0 | 0 | 0 | 609
480
481 |  | 589 | Rents |  | F131 |  | 0 | 0 | 0 | 0 | 0 | 0 | 0 | 0 | 0 | 614
482
483 |  | 590 | Maint Supervision & Engineering |  | F131 |  | 0 | 0 | 0 | 0 | 0 | 0 | 0 | 0 | 0 | 619
484
485 |  | 591 | Maintenance of Structures |  | F119 |  | 0 | 0 | 0 | 0 | 0 | 0 | 0 | 0 | 0 | 624
486
487 |  | 592 | Maint of Station Equipment |  | F120 |  | 0 | 0 | 0 | 0 | 0 | 0 | 0 | 0 | 0 | 629
488
489 |  | 593 | Maintenance of Overhead Lines |  | F134 |  | 0 | 0 | 0 | 0 | 0 | 0 | 0 | 0 | 0 | 634
490
491 |  | 594 | Maint of Underground Lines |  | F135 |  | 0 | 0 | 0 | 0 | 0 | 0 | 0 | 0 | 0 | 639
492
493 |  | 595 | Maint of Line Transformers |  | F125 |  | 0 | 0 | 0 | 0 | 0 | 0 | 0 | 0 | 0 | 644
494
495 |  | 596 | Maint of Street Lighting & Signals |  | F130 |  | 0 | 0 | 0 | 0 | 0 | 0 | 0 | 0 | 0 | 649
496
497 |  | 597 | Maintenance of Meters |  | F127 |  | 0 | 0 | 0 | 0 | 0 | 0 | 0 | 0 | 0 | 654
498
499 |  | 598 | Maint of Misc. Distribution Plant |  | F131 |  | 0 | 0 | 0 | 0 | 0 | 0 | 0 | 0 | 0 | 659
500
501 |  | TOTAL DISTRIBUTION EXPENSE |  |  |  |  | 0 | 0 | 0 | 0 | 0 | 0 | 0 | 0 | 0
502
503
504 | [6 empty] | D: CUSTOMER ACCOUNTS EXPENSE
505
506
507 |  | 901 | Supervision |  | F136 |  | 0 | 0 | 0 | 0 | 0 | 0 | 0 | 0 | 0 | 666
508
509 |  | 902 | Meter Reading Expense |  | F41 |  | 0 | 0 | 0 | 0 | 0 | 0 | 0 | 0 | 0 | 671
510
511 |  | 903 | Customer Receipts & Collections |  | F42 |  | 0 | 0 | 0 | 0 | 0 | 0 | 0 | 0 | 0 | 676
512
513 |  | 904 | Uncollectible Accounts |  | F80 |  | 0 | 0 | 0 | 0 | 0 | 0 | 0 | 0 | 0 | 682
514
515 |  | 905 | Misc. Customer Accounts Exp |  | F136 |  | 0 | 0 | 0 | 0 | 0 | 0 | 0 | 0 | 0 | 687
516
517 |  | TOTAL CUSTOMER ACCOUNTS EXPENSE |  |  |  |  | 0 | 0 | 0 | 0 | 0 | 0 | 0 | 0 | 0
518
519 |  | Distribution - METER - Unbundled |  |  |  |  | D: CUSTOMER SERVICE EXPENSE
520
521 |  | A |  | B | C |  | D | E | F | G | H | I | J | K
522 |  | FERC ACCT |  | DESCRIPTION | COS Factor |  | Washington Jurisdiction Normalized | Residential Schedule 16 | Small General Service Schedule 24 | Large General Service < 1,000 kW Schedule 36 | Large General Service > 1,000 kW Schedule 48 | Large General Dedicated Facilities Schedule 48 | Agricultural Pumping Schedule 40 | Street & Area Lighting Sch. 15, 51-54, 57
523 |  | 907 | Supervision |  | F40 |  | 0 | 0 | 0 | 0 | 0 | 0 | 0 | 0 | 0 | 694
524
525 |  | 908 | Customer Assistance |  | F40 |  | 0 | 0 | 0 | 0 | 0 | 0 | 0 | 0 | 0 | 699
526
527 |  | 909 | Informational & Instructional Adv |  | F40 |  | 0 | 0 | 0 | 0 | 0 | 0 | 0 | 0 | 0 | 705
528
529 |  | 910 | Misc. Customer Service |  | F40 |  | 0 | 0 | 0 | 0 | 0 | 0 | 0 | 0 | 0 | 710
530
531 |  | TOTAL CUSTOMER SERVICE EXPENSE |  |  |  |  | 0 | 0 | 0 | 0 | 0 | 0 | 0 | 0 | 0
532
533
534 | [6 empty] | D: SALES EXPENSE
535
536
537 |  | 911 | Supervision |  | F40 |  | 0 | 0 | 0 | 0 | 0 | 0 | 0 | 0 | 0 | 717
538
539 |  | 912 | Demonstration & Selling Expense |  | F40 |  | 0 | 0 | 0 | 0 | 0 | 0 | 0 | 0 | 0 | 722
540
541 |  | 913 | Advertising Expense |  | F40 |  | 0 | 0 | 0 | 0 | 0 | 0 | 0 | 0 | 0 | 727
542
543 |  | 916 | Misc. Sales Expense |  | F40 |  | 0 | 0 | 0 | 0 | 0 | 0 | 0 | 0 | 0 | 732
544
545 |  | TOTAL SALES EXPENSE |  |  |  |  | 0 | 0 | 0 | 0 | 0 | 0 | 0 | 0 | 0
546
547
548 | [6 empty] | D: ADMINISTRATION & GENERAL EXPENSE
549
550
551 |  | 920 | Administrative & General Salaries |  | F102T |  | 0 | 0 | 0 | 0 | 0 | 0 | 0 | 0 | 0 | 738
552 |  |  |  | Customer - System | F42 |  | 0 | 0 | 0 | 0 | 0 | 0 | 0 | 0 | 0 | 739
553 |  |  |  | System Overheads | F102T |  | 0 | 0 | 0 | 0 | 0 | 0 | 0 | 0 | 0 | 740
554 |  |  |  | Administrative & General Salaries |  |  | 0 | 0 | 0 | 0 | 0 | 0 | 0 | 0 | 0
555
556 |  | 921 | Office Supplies & expenses |  | F102T |  | 0 | 0 | 0 | 0 | 0 | 0 | 0 | 0 | 0 | 744
557 |  |  |  | Customer - System | F42 |  | 0 | 0 | 0 | 0 | 0 | 0 | 0 | 0 | 0 | 745
558 |  |  |  | System Overheads | F102T |  | 0 | 0 | 0 | 0 | 0 | 0 | 0 | 0 | 0 | 746
559 |  |  |  | Office Supplies & expenses |  |  | 0 | 0 | 0 | 0 | 0 | 0 | 0 | 0 | 0
560
561 |  | 922 | A&G Expenses Transferred |  | F102T |  | 0 | 0 | 0 | 0 | 0 | 0 | 0 | 0 | 0 | 750
562
563 |  | 923 | Outside Services |  | F102T |  | 0 | 0 | 0 | 0 | 0 | 0 | 0 | 0 | 0 | 754
564 |  |  |  | Customer - System | F42 |  | 0 | 0 | 0 | 0 | 0 | 0 | 0 | 0 | 0 | 755
565 |  |  |  | System Overheads | F102T |  | 0 | 0 | 0 | 0 | 0 | 0 | 0 | 0 | 0 | 756
|  |  |  | JBG | F102T |  | 0 | 0 | 0 | 0 | 0 | 0 | 0 | 0 | 0 | 757
567 |  |  |  | System Overheads | F102T |  | 0 | 0 | 0 | 0 | 0 | 0 | 0 | 0 | 0 | 758
568 |  |  |  | Outside Services |  |  | 0 | 0 | 0 | 0 | 0 | 0 | 0 | 0 | 0
569
570 |  | 924 | Property Insurance
571 |  |  |  | System Overheads | F102T |  | 0 | 0 | 0 | 0 | 0 | 0 | 0 | 0 |  | 763
572
573 |  | 925 | Injuries & Damages |  | F102T |  | 0 | 0 | 0 | 0 | 0 | 0 | 0 | 0 | 0 | 766
574 |  |  | Injuries & Damages |  | F102T |  | 0 | 0 | 0 | 0 | 0 | 0 | 0 | 0 | 0 | 767
575
576 |  | 926 | Employee Pensions & Benefits |  | F138T |  | 0 | 0 | 0 | 0 | 0 | 0 | 0 | 0 | 0 | 774
577
578 |  | 927 | Franchise Requirements |  | F102 |  | 0 | 0 | 0 | 0 | 0 | 0 | 0 | 0 | 0 | 779
579
580 |  | 928 | Regulatory Commission Expense |  | F141 |  | 0 | 0 | 0 | 0 | 0 | 0 | 0 | 0 | 0 | 786
581 |  |  |  | Regulatory Expense | F141 |  | 0 | 0 | 0 | 0 | 0 | 0 | 0 | 0 | 0 | 787
582
583 |  | 929 | Duplicate Charges |  | F138T |  | 0 | 0 | 0 | 0 | 0 | 0 | 0 | 0 | 0 | 795
584
585 |  | 930 | Misc General Expenses
586 |  |  |  | Situs | F138T |  | 0 | 0 | 0 | 0 | 0 | 0 | 0 | 0 | 0 | 798
587 |  |  |  | Customer | F138T |  | 0 | 0 | 0 | 0 | 0 | 0 | 0 | 0 | 0 | 799
588 |  |  |  | Labor | F138T |  | 0 | 0 | 0 | 0 | 0 | 0 | 0 | 0 | 0 | 800
589 |  |  |  | Labor | F138T |  | 0 | 0 | 0 | 0 | 0 | 0 | 0 | 0 | 0 | 801
590 |  |  |  | Customer | F138T |  | 0 | 0 | 0 | 0 | 0 | 0 | 0 | 0 | 0 | 802
591
592 |  | 931 | Rents |  | F102T |  | 0 | 0 | 0 | 0 | 0 | 0 | 0 | 0 | 0 | 808
593
594 |  | 935 | Maintenance of General Plant |  | F108 |  | 0 | 0 | 0 | 0 | 0 | 0 | 0 | 0 | 0 | 814
595
596 |  | TOTAL ADMINISTRATIVE & GEN EXPENSE |  |  |  |  | 0 | 0 | 0 | 0 | 0 | 0 | 0 | 0 | 0
597
598
599 |  | TOTAL O & M EXPENSE |  |  |  |  | 34465082.4334 | 15655691.2571 | 4489494.6822 | 7130641.3838 | 3084463.488 | 2815265.4804 | 1248989.4291 | 40536.7129 | 0
600
601 |  | Distribution - METER - Unbundled |  |  |  |  | D: DEPRECIATION EXPENSE
602
603 |  | A |  | B | C |  | D | E | F | G | H | I | J | K
604 |  | FERC ACCT |  | DESCRIPTION | COS Factor |  | Washington Jurisdiction Normalized | Residential Schedule 16 | Small General Service Schedule 24 | Large General Service < 1,000 kW Schedule 36 | Large General Service > 1,000 kW Schedule 48 | Large General Dedicated Facilities Schedule 48 | Agricultural Pumping Schedule 40 | Street & Area Lighting Sch. 15, 51-54, 57
605 |  | 403SP | Steam Depreciation |  | F10 |  | 0 | 0 | 0 | 0 | 0 | 0 | 0 | 0 | 0 | 827
606
607 |  | 403NP | Nuclear Depreciation |  | F10 |  | 0 | 0 | 0 | 0 | 0 | 0 | 0 | 0 | 0 | 831
608
609 |  | 403HP | Hydro Depreciation |  | F10 |  | 0 | 0 | 0 | 0 | 0 | 0 | 0 | 0 | 0 | 838
610
611 |  | 403OP | Other Generation Depreciation |  | F10 |  | 0 | 0 | 0 | 0 | 0 | 0 | 0 | 0 | 0 | 841
612 |  |  |  | SG | F10 |  | 0 | 0 | 0 | 0 | 0 | 0 | 0 | 0 | 0 | 842
613 |  |  |  | CAEW | F10 |  | 0 | 0 | 0 | 0 | 0 | 0 | 0 | 0 | 0 | 843
614 |  |  |  | CAGW | F10 |  | 0 | 0 | 0 | 0 | 0 | 0 | 0 | 0 | 0 | 844
615 |  |  |  | CAGE | F10 |  | 0 | 0 | 0 | 0 | 0 | 0 | 0 | 0 | 0 | 845
616 |  |  |  | Total 403OP |  |  | 0 | 0 | 0 | 0 | 0 | 0 | 0 | 0 | 0
617
618 |  | 403TP | Transmission Depreciation |  | F106 |  | 6783841.684 | 3081545.8267 | 883677.5953 | 1403540.5935 | 607122.064 | 554135.1991 | 245841.4707 | 7978.9347 | 0 | 853
619
620 |  | 403 | Distribution Depreciation
621 |  |  |  | Land Rights | F118 |  | 0 | 0 | 0 | 0 | 0 | 0 | 0 | 0 | 0 | 856
622 |  |  |  | Structures | F119 |  | 0 | 0 | 0 | 0 | 0 | 0 | 0 | 0 | 0 | 857
623 |  |  |  | Station Equip | F120 |  | 0 | 0 | 0 | 0 | 0 | 0 | 0 | 0 | 0 | 858
624 |  |  |  | Poles & Towers | F121 |  | 0 | 0 | 0 | 0 | 0 | 0 | 0 | 0 | 0 | 860
625 |  |  |  | OH Conductors | F122 |  | 0 | 0 | 0 | 0 | 0 | 0 | 0 | 0 | 0 | 861
626 |  |  |  | UG Conduit | F123 |  | 0 | 0 | 0 | 0 | 0 | 0 | 0 | 0 | 0 | 862
627 |  |  |  | UG Conductor | F124 |  | 0 | 0 | 0 | 0 | 0 | 0 | 0 | 0 | 0 | 863
628 |  |  |  | Line Transformer | F125 |  | 0 | 0 | 0 | 0 | 0 | 0 | 0 | 0 | 0 | 864
629 |  |  |  | Services | F126 |  | 0 | 0 | 0 | 0 | 0 | 0 | 0 | 0 | 0 | 865
630 |  |  |  | Meters | F127 |  | 0 | 0 | 0 | 0 | 0 | 0 | 0 | 0 | 0 | 866
631 |  |  |  | Inst Cust Premises | F128 |  | 0 | 0 | 0 | 0 | 0 | 0 | 0 | 0 | 0 | 867
632 |  |  |  | Leased Property | F129 |  | 0 | 0 | 0 | 0 | 0 | 0 | 0 | 0 | 0 | 868
633 |  |  |  | Street Lighting | F130 |  | 0 | 0 | 0 | 0 | 0 | 0 | 0 | 0 | 0 | 869
634 |  |  | Total Distribution Expense |  |  |  | 0 | 0 | 0 | 0 | 0 | 0 | 0 | 0 | 0
635
636 |  | 403GP | General Depreciation
637 |  |  |  | S | F107T |  | 354899.9565 | 161212.5593 | 46230.0205 | 73426.9045 | 31761.8842 | 28989.8508 | 12861.3154 | 417.4218 | 0 | 873
638 |  |  |  | DGP | F105T |  | 0 | 0 | 0 | 0 | 0 | 0 | 0 | 0 | 0 | 874
639 |  |  |  | DGU | F105T |  | 0 | 0 | 0 | 0 | 0 | 0 | 0 | 0 | 0 | 875
640 |  |  |  | SE | F10 |  | 0 | 0 | 0 | 0 | 0 | 0 | 0 | 0 | 0 | 876
641 |  |  |  | CN | F42 |  | 0 | 0 | 0 | 0 | 0 | 0 | 0 | 0 | 0 | 877
642 |  |  |  | SG/CAGW/CAGE | F105T |  | 378872.7528 | 172102.1516 | 49352.7677 | 78386.748 | 33907.3372 | 30948.0584 | 13730.072 | 445.6179 | 0 | 878
643 |  |  |  | SO | F102T |  | 202224.7173 | 91860.1528 | 26342.2203 | 41839.2134 | 18098.1652 | 16518.6393 | 7328.4761 | 237.8502 | 0 | 879
644 |  |  |  | CAEW | F105T |  | 69.6133 | 31.6217 | 9.068 | 14.4026 | 6.2301 | 5.6863 | 2.5227 | 0.081877 | 0 | 880
645 |  |  |  | JBG | F105T |  | 60381.4279 | 27428.1367 | 7865.4128 | 12492.5948 | 5403.855 | 4932.231 | 2188.1789 | 71.0187 | 0 | 881
646 |  |  |  | JBE | F10 |  | 0 | 0 | 0 | 0 | 0 | 0 | 0 | 0 | 0 | 882
647 |  |  | Total General Expense |  |  |  | 996448.4677 | 452634.6221 | 129799.4892 | 206159.8632 | 89177.4718 | 81394.4658 | 36110.5651 | 1171.9904 | 0
648
649 |  | 403GV0 | General Vehicles |  | F105T |  | 0 | 0 | 0 | 0 | 0 | 0 | 0 | 0 | 0 | 886
650
651 |  | 403MP | Mining Depreciation |  | F10 |  | 0 | 0 | 0 | 0 | 0 | 0 | 0 | 0 | 0 | 890
652
653 |  | 403EP | Experimental Plant Depreciation |  | F10 |  | 0 | 0 | 0 | 0 | 0 | 0 | 0 | 0 | 0 | 896
654
655
656 |  | TOTAL DEPRECIATION EXPENSE |  |  |  |  | 7780290.1516 | 3534180.4489 | 1013477.0845 | 1609700.4567 | 696299.5358 | 635529.6649 | 281952.0358 | 9150.9251 | 0
657
658 | [6 empty] | D: AMORTIZATION EXPENSE
659
660
661 |  | 404CLG | Amort of LT Plant - Cap. Lease Gen
662 |  |  |  | S | F12 |  | -105604.2975 | -47970.5302 | -13756.2396 | -21848.9648 | -9451.0901 | -8626.2418 | -3827.0227 | -124.2084 | 0 | 901
663 |  |  |  | SG/CAGW | F10 |  | 0 | 0 | 0 | 0 | 0 | 0 | 0 | 0 | 0 | 902
664 |  |  |  | SO | F102T |  | 5673.4786 | 2577.1657 | 739.0393 | 1173.8124 | 507.7498 | 463.4357 | 205.6027 | 6.673 | 0 | 903
665 |  |  |  | DGU | F10 | [10 empty] | 904
666 |  |  |  | CN | F42 |  | 0 | 0 | 0 | 0 | 0 | 0 | 0 | 0 | 0 | 905
667 |  |  |  | DGP | F10 |  | 0 | 0 | 0 | 0 | 0 | 0 | 0 | 0 | 0 | 906
668 |  |  |  | SG | F10 |  | 0 | 0 | 0 | 0 | 0 | 0 | 0 | 0 | 0 | 907
669 |  |  | Total Amort. Cap. Lease General |  |  |  | -99930.8189 | -45393.3644 | -13017.2003 | -20675.1524 | -8943.3403 | -8162.8061 | -3621.4199 | -117.5354 | 0
670
671 |  | 404CLS | Amort of LT Plant - Cap Lease Steam |  | F10 |  | 0 | 0 | 0 | 0 | 0 | 0 | 0 | 0 | 0 | 913
672
673 |  | 404IP | Amort of LT Plant - Intangible Plant
674 |  |  |  | S | F107T |  | -2010.4155 | -913.227 | -261.881 | -415.9442 | -179.9228 | -164.2199 | -72.856 | -2.3646 | 0 | 916
675 |  |  |  | SE | F10 |  | 0 | 0 | 0 | 0 | 0 | 0 | 0 | 0 | 0 | 917
676 |  |  |  | SG/CAGW | F105T |  | 89656.9718 | 40726.491 | 11678.9072 | 18549.5484 | 8023.8791 | 7323.5913 | 3249.1032 | 105.4516 | 0 | 918
677 |  |  |  | SO | F102T |  | 166432.3024 | 75601.5236 | 21679.8244 | 34433.954 | 14894.9117 | 13594.9513 | 6031.3852 | 195.7523 | 0 | 919
678 |  |  |  | CN | F42 |  | 0 | 0 | 0 | 0 | 0 | 0 | 0 | 0 | 0 | 920
679 |  |  |  | DGP | F10 |  | 0 | 0 | 0 | 0 | 0 | 0 | 0 | 0 | 0 | 921
680 |  |  |  | DGU | F10 |  | 0 | 0 | 0 | 0 | 0 | 0 | 0 | 0 | 0 | 922
681 |  |  |  | CAEW | F10 |  | 0 | 0 | 0 | 0 | 0 | 0 | 0 | 0 | 0 | 923
682 |  |  |  | CAGW | F105T |  | 501323.6461 | 227725.2126 | 65303.4806 | 103721.1834 | 44866.1188 | 40950.4071 | 18167.603 | 589.6406 | 0 | 924
683 |  |  |  | JBG | F105T |  | 10816.1969 | 4913.2347 | 1408.9407 | 2237.8133 | 967.999 | 883.5164 | 391.9711 | 12.7217 | 0 | 925
684 |  |  | Total Amort. Intangible Plant |  |  |  | 766218.7018 | 348053.2348 | 99809.272 | 158526.5549 | 68572.9858 | 62588.2461 | 27767.2064 | 901.2016 | 0
685
686 |  | Distribution - METER - Unbundled |  |  |  |  | D: AMORTIZATION EXPENSE (continued)
687
688
689 |  | A |  | B | C |  | D | E | F | G | H | I | J | K
690 |  | FERC ACCT |  | DESCRIPTION | COS Factor |  | Washington Jurisdiction Normalized | Residential Schedule 16 | Small General Service Schedule 24 | Large General Service < 1,000 kW Schedule 36 | Large General Service > 1,000 kW Schedule 48 | Large General Dedicated Facilities Schedule 48 | Agricultural Pumping Schedule 40 | Street & Area Lighting Sch. 15, 51-54, 57
691 |  | 404O | Amort of LT Plant - Other Plant |  | F10 |  | 0 | 0 | 0 | 0 | 0 | 0 | 0 | 0 | 0 | 930
692
693 |  | 404HP | Amort of Other Electric Plant |  | F110 |  | 0 | 0 | 0 | 0 | 0 | 0 | 0 | 0 | 0 | 936
694
695 |  | 405 | Amort of Other Electric Plant |  | F110 |  | 0 | 0 | 0 | 0 | 0 | 0 | 0 | 0 | 0 | 944
696
697 |  | 406 | Amort of Plant Acquisition Adj |  | F10 |  | 0 | 0 | 0 | 0 | 0 | 0 | 0 | 0 | 0 | 952
698
699 |  | 407 | Amort of Prop Losses, Unrec Plant, |  | F110 |  | 0 | 0 | 0 | 0 | 0 | 0 | 0 | 0 | 0 | 961
700
701
702 |  | TOTAL AMORTIZATION EXPENSE |  |  |  |  | 666287.8829 | 302659.8704 | 86792.0717 | 137851.4025 | 59629.6455 | 54425.44 | 24145.7865 | 783.6662 | 0
703
704
705 | [6 empty] | D: TAX OTHER THAN INCOME
706
707
708 |  | 408 | Total Taxes Other Than Income |  | F101T |  | 5735703.7276 | 2605183.9522 | 747019.5455 | 1186856.4862 | 513424.9858 | 468728.6483 | 207785.5586 | 6704.5509 | 0 | 974
709
710
711 | [6 empty] | D: DEFERRED ITC
712
713
714 |  | 41140 | Deferred I T C - Federal |  | F101T |  | 0 | 0 | 0 | 0 | 0 | 0 | 0 | 0 | 0 | 979
715
716 |  | 41141 | Deferred I T C - Idaho |  | F101T |  | 0 | 0 | 0 | 0 | 0 | 0 | 0 | 0 | 0 | 984
717
718 |  | TOTAL DEFERRED ITC |  |  |  |  | 0 | 0 | 0 | 0 | 0 | 0 | 0 | 0 | 0
719
720
721 | [6 empty] | D: DEFERRED INCOME TAXES
722
723
724 |  | 41010 | Deferred Income Tax - Federal-DR |  | F101T |  | 6032322.1352 | 2739909.4458 | 785651.2041 | 1248234.043 | 539976.4447 | 492968.6635 | 218531.0616 | 7051.2727 | 0 | 1032
725
726 |  | 41011 | Deferred Income Tax - State-DR |  | F101T |  | 0 | 0 | 0 | 0 | 0 | 0 | 0 | 0 | 0 | 1047
727
728 |  | 41110 | Deferred Income Tax - Federal-CR |  | F101T |  | -5259745.6164 | -2389001.5111 | -685030.6373 | -1088369.1866 | -470820.1376 | -429832.7756 | -190543.1719 | -6148.1963 | 0 | 1063
729
730 |  | 41111 | Deferred Income Tax - State-CR |  | F101T |  | 0 | 0 | 0 | 0 | 0 | 0 | 0 | 0 | 0 | 1078
731
732 |  | TOTAL DEFERRED INCOME TAXES |  |  |  |  | 772576.5188 | 350907.9346 | 100620.5668 | 159864.8564 | 69156.3071 | 63135.8879 | 27987.8897 | 903.0764 | 0
733
734
735
736
737
738 |  | 40911 | State Income Taxes |  | F101T |  | 0 | 0 | 0 | 0 | 0 | 0 | 0 | 0 | 0 | 1175
739
740 |  | 40910 | Federal Income Tax |  | F101T |  | 113513.6161 | 51558.4251 | 14784.0429 | 23488.7257 | 10161.042 | 9276.4701 | 4112.2225 | 132.6878 | 0 | 1208
741
742
743 |  | TOTAL OPERATING EXPENSES |  |  |  |  | 49533454.3305 | 22500181.8884 | 6452187.9937 | 10248403.3113 | 4433135.0041 | 4046361.5916 | 1794972.9222 | 58211.6193 | 0
744
745
746 |  | Distribution - METER - Unbundled |  |  |  |  | D: STEAM GENERATION PLANT
747
748 |  | A |  | B | C |  | D | E | F | G | H | I | J | K
749 |  | FERC ACCT |  | DESCRIPTION | COS Factor |  | Washington Jurisdiction Normalized | Residential Schedule 16 | Small General Service Schedule 24 | Large General Service < 1,000 kW Schedule 36 | Large General Service > 1,000 kW Schedule 48 | Large General Dedicated Facilities Schedule 48 | Agricultural Pumping Schedule 40 | Street & Area Lighting Sch. 15, 51-54, 57
750 |  | 310 | Land and Land Rights |  | F10 |  | 0 | 0 | 0 | 0 | 0 | 0 | 0 | 0 | 0 | 1217
751 |  |  |  | JBG | F10 |  | 0 | 0 | 0 | 0 | 0 | 0 | 0 | 0 | 0 | 1219
752 |  |  |  | Total 310 |  |  | 0 | 0 | 0 | 0 | 0 | 0 | 0 | 0 | 0
753
754 |  | 311 | Structures and Improvements |  | F10 |  | 0 | 0 | 0 | 0 | 0 | 0 | 0 | 0 | 0 | 1225
755 |  |  |  | JBG | F10 |  | 0 | 0 | 0 | 0 | 0 | 0 | 0 | 0 | 0 | 1226
756 |  |  |  | Total 311 |  |  | 0 | 0 | 0 | 0 | 0 | 0 | 0 | 0 | 0
757
758 |  | 312 | Boiler Plant Equipment
759 |  |  |  | SG | F10 |  | 0 | 0 | 0 | 0 | 0 | 0 | 0 | 0 | 0 | 1230
760 |  |  |  | S | F10 |  | 0 | 0 | 0 | 0 | 0 | 0 | 0 | 0 | 0 | 1231
761 |  |  |  | CAGW | F10 |  | 0 | 0 | 0 | 0 | 0 | 0 | 0 | 0 | 0 | 1232
762 |  |  |  | JBG | F10 |  | 0 | 0 | 0 | 0 | 0 | 0 | 0 | 0 | 0 | 1233
763 |  |  |  | Total 312 |  |  | 0 | 0 | 0 | 0 | 0 | 0 | 0 | 0 | 0
764
765 |  | 314 | Turbogenerator Units |  | F10 |  | 0 | 0 | 0 | 0 | 0 | 0 | 0 | 0 | 0 | 1239
766 |  |  |  | JBG | F10 |  | 0 | 0 | 0 | 0 | 0 | 0 | 0 | 0 | 0 | 1240
767 |  |  |  | Total 314 |  |  | 0 | 0 | 0 | 0 | 0 | 0 | 0 | 0 | 0
768
769 |  | 315 | Accessory Electric Equipment |  | F10 |  | 0 | 0 | 0 | 0 | 0 | 0 | 0 | 0 | 0 | 1246
770 |  |  |  | JBG | F10 |  | 0 | 0 | 0 | 0 | 0 | 0 | 0 | 0 | 0 | 1247
771 |  |  |  | Total 316 |  |  | 0 | 0 | 0 | 0 | 0 | 0 | 0 | 0 | 0
772
773 |  | 316 | Misc Power Plant Equipment |  | F10 |  | 0 | 0 | 0 | 0 | 0 | 0 | 0 | 0 | 0 | 1253
774 |  |  |  | JBG | F10 |  | 0 | 0 | 0 | 0 | 0 | 0 | 0 | 0 | 0 | 1255
775 |  |  |  | Total 316 |  |  | 0 | 0 | 0 | 0 | 0 | 0 | 0 | 0 | 0
776
777 |  | S00 | Unclassified Steam Plant - Acct 300 |  | F10 |  | 0 | 0 | 0 | 0 | 0 | 0 | 0 | 0 | 0 | 1262
778
779
780
781 |  | Total Steam Generation Plant |  |  |  |  | 0 | 0 | 0 | 0 | 0 | 0 | 0 | 0 | 0
782
783
784 | [6 empty] | D: NUCLEAR GENERATION
785
786
787 |  | 320 | Land and Land Rights |  | F10 |  | 0 | 0 | 0 | 0 | 0 | 0 | 0 | 0 | 0 | 1268
788
789 |  | 321 | Structures and Improvements |  | F10 |  | 0 | 0 | 0 | 0 | 0 | 0 | 0 | 0 | 0 | 1272
790
791 |  | 322 | Reactor Plant Equipment |  | F10 |  | 0 | 0 | 0 | 0 | 0 | 0 | 0 | 0 | 0 | 1276
792
793 |  | 323 | Turbogenerator Units |  | F10 |  | 0 | 0 | 0 | 0 | 0 | 0 | 0 | 0 | 0 | 1280
794
795 |  | 324 | Land and Land Rights |  | F10 |  | 0 | 0 | 0 | 0 | 0 | 0 | 0 | 0 | 0 | 1284
796
797 |  | 325 | Misc. Power Plant Equipment |  | F10 |  | 0 | 0 | 0 | 0 | 0 | 0 | 0 | 0 | 0 | 1288
798
799 |  | N00 | Unclassified Nuclear Plt - Acct 300 |  | F10 |  | 0 | 0 | 0 | 0 | 0 | 0 | 0 | 0 | 0 | 1294
800
801 |  | Total Nuclear Generation Plant |  |  |  |  | 0 | 0 | 0 | 0 | 0 | 0 | 0 | 0 | 0
802
803
804 | [6 empty] | D: HYDRAULIC GENERATION PLANT
805
806
807 |  | 330 | Land and Land Rights |  | F10 |  | 0 | 0 | 0 | 0 | 0 | 0 | 0 | 0 | 0 | 1302
808
809 |  | 331 | Structures and Improvements |  | F10 |  | 0 | 0 | 0 | 0 | 0 | 0 | 0 | 0 | 0 | 1307
810
811 |  | 332 | Reservoirs, Dams & Waterways |  | F10 |  | 0 | 0 | 0 | 0 | 0 | 0 | 0 | 0 | 0 | 1312
812
813 |  | 333 | Water Wheel, Turbines, & Generators |  | F10 |  | 0 | 0 | 0 | 0 | 0 | 0 | 0 | 0 | 0 | 1317
814
815 |  | 334 | Accessory Electric Equipment |  | F10 |  | 0 | 0 | 0 | 0 | 0 | 0 | 0 | 0 | 0 | 1322
816
817 |  | 335 | Misc. Power Plant Equipment |  | F10 |  | 0 | 0 | 0 | 0 | 0 | 0 | 0 | 0 | 0 | 1327
818
819 |  | 336 | Roads, Railroads & Bridges |  | F10 |  | 0 | 0 | 0 | 0 | 0 | 0 | 0 | 0 | 0 | 1333
820
821 |  | H00 | Unclassified Hydro Plant - Acct 300 |  | F10 |  | 0 | 0 | 0 | 0 | 0 | 0 | 0 | 0 | 0 | 1339
822
823 |  | Total Hydraulic Plant |  |  |  |  | 0 | 0 | 0 | 0 | 0 | 0 | 0 | 0 | 0
824
825 |  | Distribution - METER - Unbundled
826 |  | A |  | B | C |  | D | E | F | G | H | I | J | K
827 |  | FERC ACCT |  | DESCRIPTION | COS Factor |  | Washington Jurisdiction Normalized | Residential Schedule 16 | Small General Service Schedule 24 | Large General Service < 1,000 kW Schedule 36 | Large General Service > 1,000 kW Schedule 48 | Large General Dedicated Facilities Schedule 48 | Agricultural Pumping Schedule 40 | Street & Area Lighting Sch. 15, 51-54, 57
828 |  | 340 | Land and Land Rights |  | F10 |  | 0 | 0 | 0 | 0 | 0 | 0 | 0 | 0 | 0 | 1347
829 |  |  |  | Total 340 |  |  | 0 | 0 | 0 | 0 | 0 | 0 | 0 | 0 | 0
830
831 |  | 341 | Structures and Improvements |  | F10 |  | 0 | 0 | 0 | 0 | 0 | 0 | 0 | 0 | 0 | 1352
832 |  |  |  | Total 341 |  |  | 0 | 0 | 0 | 0 | 0 | 0 | 0 | 0 | 0
833
834 |  | 342 | Fuel Holders, Producers & Access |  | F10 |  | 0 | 0 | 0 | 0 | 0 | 0 | 0 | 0 | 0 | 1357
835 |  |  |  | Total 342 |  |  | 0 | 0 | 0 | 0 | 0 | 0 | 0 | 0 | 0
836
837 |  | 343 | Prime Movers |  | F10 |  | 0 | 0 | 0 | 0 | 0 | 0 | 0 | 0 | 0 | 1365
838 |  |  |  | Total 343 |  |  | 0 | 0 | 0 | 0 | 0 | 0 | 0 | 0 | 0
839
840 |  | 344 | Generators |  | F10 |  | 0 | 0 | 0 | 0 | 0 | 0 | 0 | 0 | 0 | 1372
841 |  |  |  | Total 344 |  |  | 0 | 0 | 0 | 0 | 0 | 0 | 0 | 0 | 0
842
843 |  | 345 | Accessory Electric Plant |  | F10 |  | 0 | 0 | 0 | 0 | 0 | 0 | 0 | 0 | 0 | 1377
844 |  |  |  | Total 345 |  |  | 0 | 0 | 0 | 0 | 0 | 0 | 0 | 0 | 0
845
846 |  | 346 | Misc. Power Plant Equipment |  | F10 |  | 0 | 0 | 0 | 0 | 0 | 0 | 0 | 0 | 0 | 1382
847
848 |  | O00 | Unclassified Other Prod - Acct 300 |  | F10 |  | 0 | 0 | 0 | 0 | 0 | 0 | 0 | 0 | 0 | 1387
849
850 |  | Total Other Generation Plant |  |  |  |  | 0 | 0 | 0 | 0 | 0 | 0 | 0 | 0 | 0
851
852 |  | Experimental Plant
853 |  | 103 | Experimental Plant |  | F10 |  | 0 | 0 | 0 | 0 | 0 | 0 | 0 | 0 | 0 | 1393
854
855 |  | TOTAL GENERATION PLANT |  |  |  |  | 0 | 0 | 0 | 0 | 0 | 0 | 0 | 0 | 0
856
857 | [6 empty] | D: TRANSMISSION PLANT
858 |  | 350 | Land and Land Rights
859 |  |  |  | Demand | F12 |  | 8704872.7465 | 3954170.1493 | 1133915.1728 | 1800991.6549 | 779045.3485 | 711053.7978 | 315458.2341 | 10238.3892 | 0 | 1402
860 |  |  |  | Direct Assigned | A | 1 | 0 | 0 | 0 | 0 | 0 | 0 | 0 | 0 | 0
861 | [6 empty] | 8704872.7465 | 3954170.1493 | 1133915.1728 | 1800991.6549 | 779045.3485 | 711053.7978 | 315458.2341 | 10238.3892 | 0
862 |  | 352 | Structures and Improvements
863 |  |  |  | Demand | F12 |  | 15811622.1388 | 7182396.1239 | 2059655.4106 | 3271340.1277 | 1415066.1403 | 1291565.5746 | 573001.6444 | 18597.1175 | 0 | 1409
864 |  |  |  | Direct Assigned | A | 1 | 0 | 0 | 0 | 0 | 0 | 0 | 0 | 0 | 0
865 | [6 empty] | 15811622.1388 | 7182396.1239 | 2059655.4106 | 3271340.1277 | 1415066.1403 | 1291565.5746 | 573001.6444 | 18597.1175 | 0
866 |  | 353 | Station Equipment
867 |  |  |  | Demand | F12 |  | 139907694.8787 | 63552776.3424 | 18224672.8518 | 28946154.4431 | 12521083.5452 | 11428300.0655 | 5070152.7346 | 164554.8961 | 0 | 1415
868 |  |  |  | Direct Assigned | A | 1 | 0 | 0 | 0 | 0 | 0 | 0 | 0 | 0 | 0
869 | [6 empty] | 139907694.8787 | 63552776.3424 | 18224672.8518 | 28946154.4431 | 12521083.5452 | 11428300.0655 | 5070152.7346 | 164554.8961 | 0
870 |  | 354 | Towers and Fixtures
871 |  |  |  | Demand | F12 |  | 49444048.8207 | 22459855.2559 | 6440686.5899 | 10229709.4859 | 4425010.8376 | 4038815.9269 | 1791816.2368 | 58154.4877 | 0 | 1421
872 |  |  |  | Direct Assigned | A | 1 | 0 | 0 | 0 | 0 | 0 | 0 | 0 | 0 | 0
873 | [6 empty] | 49444048.8207 | 22459855.2559 | 6440686.5899 | 10229709.4859 | 4425010.8376 | 4038815.9269 | 1791816.2368 | 58154.4877 | 0
874 |  | 355 | Poles and Fixtures
875 |  |  |  | Demand | F12 |  | 78050567.0057 | 35454306.0166 | 10167032.2766 | 16148245.2332 | 6985160.2592 | 6375527.0988 | 2828495.574 | 91800.5472 | 0 | 1428
876 |  |  |  | Direct Assigned | A | 1 | 0 | 0 | 0 | 0 | 0 | 0 | 0 | 0 | 0
877 | [6 empty] | 78050567.0057 | 35454306.0166 | 10167032.2766 | 16148245.2332 | 6985160.2592 | 6375527.0988 | 2828495.574 | 91800.5472 | 0
878 |  | 356 | Overhead Conductors
879 |  |  |  | Demand | F12 |  | 76890516.5871 | 34927355.5522 | 10015921.6505 | 15908237.0006 | 6881341.1789 | 6280768.8777 | 2786456.1937 | 90436.1335 | 0 | 1434
880 |  |  |  | Direct Assigned | A | 1 | 0 | 0 | 0 | 0 | 0 | 0 | 0 | 0 | 0
881 | [6 empty] | 76890516.5871 | 34927355.5522 | 10015921.6505 | 15908237.0006 | 6881341.1789 | 6280768.8777 | 2786456.1937 | 90436.1335 | 0
882 |  | 357 | Underground Conduit
883 |  |  |  | Demand | F12 |  | 38955.98 | 17695.672 | 5074.4885 | 8059.7841 | 3486.3778 | 3182.1025 | 1411.7363 | 45.8188 | 0 | 1440
884 |  |  |  | Direct Assigned | A | 1 | 0 | 0 | 0 | 0 | 0 | 0 | 0 | 0 | 0
885 | [6 empty] | 38955.98 | 17695.672 | 5074.4885 | 8059.7841 | 3486.3778 | 3182.1025 | 1411.7363 | 45.8188 | 0
886 |  | 358 | Underground Conductors
887 |  |  |  | Demand | F12 |  | 68976.5787 | 31332.4659 | 8985.0353 | 14270.8855 | 6173.0808 | 5634.3223 | 2499.6609 | 81.128 | 0 | 1446
888 |  |  |  | Direct Assigned | A | 1 | 0 | 0 | 0 | 0 | 0 | 0 | 0 | 0 | 0
889 | [6 empty] | 68976.5787 | 31332.4659 | 8985.0353 | 14270.8855 | 6173.0808 | 5634.3223 | 2499.6609 | 81.128 | 0
890 |  | 359 | Roads and Trails
891 |  |  |  | Demand | F12 |  | 1589839.1336 | 722181.0849 | 207095.815 | 328929.2211 | 142283.1577 | 129865.3279 | 57614.6097 | 1869.9173 | 0 | 1452
892 |  |  |  | Direct Assigned | A | 1 | 0 | 0 | 0 | 0 | 0 | 0 | 0 | 0 | 0
893 | [6 empty] | 1589839.1336 | 722181.0849 | 207095.815 | 328929.2211 | 142283.1577 | 129865.3279 | 57614.6097 | 1869.9173 | 0
894
895 |  | T00 | Unclassified Trans Plant - Acct 300 |  | F12 |  | 2499337.7418 | 1135318.9161 | 325569.0313 | 517099.623 | 223679.0242 | 204157.3318 | 90574.1753 | 2939.64 | 0 | 1457
896 |  | TS0 | Unclassified Trans Sub - Acct 300 |  | F12 |  | 0 | 0 | 0 | 0 | 0 | 0 | 0 | 0 | 0 | 1461
897
898 |  | TOTAL TRANSMISSION PLANT |  |  |  |  | 373006431.6116 | 169437387.5794 | 48588608.3222 | 77173037.4592 | 33382328.9502 | 30468870.4258 | 13517480.7997 | 438718.0751 | 0
899 |  | Distribution - METER - Unbundled |  |  |  |  | D: DISTRIBUTION PLANT
900 |  | A |  | B | C |  | D | E | F | G | H | I | J | K
901 |  | FERC ACCT |  | DESCRIPTION | COS Factor |  | Washington Jurisdiction Normalized | Residential Schedule 16 | Small General Service Schedule 24 | Large General Service < 1,000 kW Schedule 36 | Large General Service > 1,000 kW Schedule 48 | Large General Dedicated Facilities Schedule 48 | Agricultural Pumping Schedule 40 | Street & Area Lighting Sch. 15, 51-54, 57
902
903 |  | 360 | Land and Land Rights
904 |  |  |  | Demand Primary | F20A |  | 0 | 0 | 0 | 0 | 0 | 0 | 0 | 0 | 0 | 1467
905 |  |  |  | Assigned | A | 0 | 0 | 0 | 0 | 0 | 0 | 0 | 0 | 0 | 0
906 | [6 empty] | 0 | 0 | 0 | 0 | 0 | 0 | 0 | 0 | 0
907 |  | 361 | Structures and Improvements
908 |  |  |  | Demand Primary | F20 |  | 0 | 0 | 0 | 0 | 0 | 0 | 0 | 0 | 0 | 1473
909 |  |  |  | Assigned | A | 0 | 0 | 0 | 0 | 0 | 0 | 0 | 0 | 0 | 0
910 | [6 empty] | 0 | 0 | 0 | 0 | 0 | 0 | 0 | 0 | 0
911 |  | 362 | Station Equipment
912 |  |  |  | Demand Primary | F20A |  | 0 | 0 | 0 | 0 | 0 | 0 | 0 | 0 | 0 | 1479
913 |  |  |  | Assigned | A | 0 | 0 | 0 | 0 | 0 | 0 | 0 | 0 | 0 | 0
914 | [6 empty] | 0 | 0 | 0 | 0 | 0 | 0 | 0 | 0 | 0
915 |  | 364 | Poles, Towers & Fixtures
916 |  |  |  | Demand Primary | F20A | 0 | 0 | 0 | 0 | 0 | 0 | 0 | 0 | 0 | 0 | 1485
917 |  |  |  | Demand Secondary | F22 | 0 | 0 | 0 | 0 | 0 | 0 | 0 | 0 | 0 | 0
918 |  |  |  | Assigned | A | 0 | 0 | 0 | 0 | 0 | 0 | 0 | 0 | 0 | 0
919 | [6 empty] | 0 | 0 | 0 | 0 | 0 | 0 | 0 | 0 | 0
920 |  | 365 | Overhead Conductors
921 |  |  |  | Demand Primary | F20A | 0 | 0 | 0 | 0 | 0 | 0 | 0 | 0 | 0 | 0 | 1492
922 |  |  |  | Demand Secondary | F22 | 0 | 0 | 0 | 0 | 0 | 0 | 0 | 0 | 0 | 0
923 |  |  |  | Assigned | A | 0 | 0 | 0 | 0 | 0 | 0 | 0 | 0 | 0 | 0
924 | [6 empty] | 0 | 0 | 0 | 0 | 0 | 0 | 0 | 0 | 0
925 |  | 366 | Underground Conduit
926 |  |  |  | Demand Primary | F20A | 0 | 0 | 0 | 0 | 0 | 0 | 0 | 0 | 0 | 0 | 1499
927 |  |  |  | Demand Secondary | F22 | 0 | 0 | 0 | 0 | 0 | 0 | 0 | 0 | 0 | 0
928 |  |  |  | Assigned | A | 0 | 0 | 0 | 0 | 0 | 0 | 0 | 0 | 0 | 0
929 | [6 empty] | 0 | 0 | 0 | 0 | 0 | 0 | 0 | 0 | 0
930 |  | 367 | Underground Conductors
931 |  |  |  | Demand Primary | F20A | 0 | 0 | 0 | 0 | 0 | 0 | 0 | 0 | 0 | 0 | 1506
932 |  |  |  | Demand Secondary | F22 | 0 | 0 | 0 | 0 | 0 | 0 | 0 | 0 | 0 | 0
933 |  |  |  | Assigned | A | 0 | 0 | 0 | 0 | 0 | 0 | 0 | 0 | 0 | 0
934 | [6 empty] | 0 | 0 | 0 | 0 | 0 | 0 | 0 | 0 | 0
935 |  | 368 | Line Transformers
936 |  |  |  | Demand Secondary | F21 |  | 0 | 0 | 0 | 0 | 0 | 0 | 0 | 0 | 0 | 1513
937 |  |  |  | Assigned | A | 0 | 0 | 0 | 0 | 0 | 0 | 0 | 0 | 0 | 0
938 | [6 empty] | 0 | 0 | 0 | 0 | 0 | 0 | 0 | 0 | 0
939 |  | 369 | Services
940 |  |  |  | Customer | F70 |  | 0 | 0 | 0 | 0 | 0 | 0 | 0 | 0 | 0 | 1519
941 |  |  |  | Assigned | A | 0 | 0 | 0 | 0 | 0 | 0 | 0 | 0 | 0 | 0
942 | [6 empty] | 0 | 0 | 0 | 0 | 0 | 0 | 0 | 0 | 0
943 |  | 370 | Meters
944 |  |  |  | Customer | F60A |  | 0 | 0 | 0 | 0 | 0 | 0 | 0 | 0 | 0 | 1526
945 |  |  |  | Assigned | A | 0 | 0 | 0 | 0 | 0 | 0 | 0 | 0 | 0 | 0
946 | [6 empty] | 0 | 0 | 0 | 0 | 0 | 0 | 0 | 0 | 0
947 |  | 371 | Install on Customers' Premises
948 |  |  |  | Demand Primary | F20 | 0 | 0 | 0 | 0 | 0 | 0 | 0 | 0 | 0 | 0 | 1532
949 |  |  |  | Demand Secondary | F22 | 0 | 0 | 0 | 0 | 0 | 0 | 0 | 0 | 0 | 0
950 |  |  |  | Assigned | A | 0 | 0 | 0 | 0 | 0 | 0 | 0 | 0 | 0 | 0
951 | [6 empty] | 0 | 0 | 0 | 0 | 0 | 0 | 0 | 0 | 0
952 |  | 372 | Leased Property
953 |  |  |  | Demand Primary | F20 | 0 | 0 | 0 | 0 | 0 | 0 | 0 | 0 | 0 | 0 | 1539
954 |  |  |  | Demand Secondary | F22 | 0 | 0 | 0 | 0 | 0 | 0 | 0 | 0 | 0 | 0
955 |  |  |  | Assigned | A | 0 | 0 | 0 | 0 | 0 | 0 | 0 | 0 | 0 | 0
956 | [6 empty] | 0 | 0 | 0 | 0 | 0 | 0 | 0 | 0 | 0
957
958 |  | 373 | Street Lights |  | A | 0 | 0 | 0 | 0 | 0 | 0 | 0 | 0 | 0 | 0 | 1548
959
960
961 |  | D00 | Unclassified Dist Plant - Acct 300 |  | F22 |  | 0 | 0 | 0 | 0 | 0 | 0 | 0 | 0 | 0 | 1551
962 |  | DS0 | Unclassified Dist Sub - Acct 300 |  | F20 |  | 0 | 0 | 0 | 0 | 0 | 0 | 0 | 0 | 0 | 1555
963 |  | TOTAL DISTRIBUTION PLANT |  |  |  |  | 0 | 0 | 0 | 0 | 0 | 0 | 0 | 0 | 0
964
965 |  | Distribution - METER - Unbundled |  |  |  |  | DISTRIBUTION PLANT D: GENERAL PLANT
966
967 |  | A |  | B | C |  | D | E | F | G | H | I | J | K
968 |  | FERC ACCT |  | DESCRIPTION | COS Factor |  | Washington Jurisdiction Normalized | Residential Schedule 16 | Small General Service Schedule 24 | Large General Service < 1,000 kW Schedule 36 | Large General Service > 1,000 kW Schedule 48 | Large General Dedicated Facilities Schedule 48 | Agricultural Pumping Schedule 40 | Street & Area Lighting Sch. 15, 51-54, 57
969 |  | 389 | Land and Land Rights
970 |  |  |  | S | F107T |  | 336067.172 | 152657.8065 | 43776.8221 | 69530.502 | 30076.4382 | 27451.5028 | 12178.829 | 395.2713 | 0 | 1562
971 |  |  |  | CN | F42 |  | 0 | 0 | 0 | 0 | 0 | 0 | 0 | 0 | 0 | 1563
972 |  |  |  | DGU | F105T |  | 0 | 0 | 0 | 0 | 0 | 0 | 0 | 0 | 0 | 1564
973 |  |  |  | SG/CAGE/CAGW | F105T |  | 0 | 0 | 0 | 0 | 0 | 0 | 0 | 0 | 0 | 1565
974 |  |  |  | SO | F102T |  | 103561.5018 | 47042.5945 | 13490.1407 | 21426.3213 | 9268.2695 | 8459.3769 | 3752.9932 | 121.8057 | 0 | 1566
975 |  |  | Total Land & Land Rights |  |  |  | 439628.6737 | 199700.401 | 57266.9628 | 90956.8233 | 39344.7076 | 35910.8797 | 15931.8222 | 517.077 | 0
976
977 |  | 390 | Structures and Improvements
978 |  |  |  | S | F107T |  | 4244866.9241 | 1928221.8785 | 552945.362 | 878240.2832 | 379895.7123 | 346740.1346 | 153830.8787 | 4992.6749 | 0 | 1570
979 |  |  |  | DGP | F105T |  | 0 | 0 | 0 | 0 | 0 | 0 | 0 | 0 | 0 | 1571
980 |  |  |  | DGU | F105T |  | 0 | 0 | 0 | 0 | 0 | 0 | 0 | 0 | 0 | 1572
981 |  |  |  | CN | F42 |  | 0 | 0 | 0 | 0 | 0 | 0 | 0 | 0 | 0 | 1573
982 |  |  |  | SG/CAGE/CAGW | F105T |  | 438237.4304 | 199068.4317 | 57085.7365 | 90668.9825 | 39220.1979 | 35797.2366 | 15881.4046 | 515.4407 | 0 | 1574
983 |  |  |  | JBG | F105T |  | 2951.2145 | 1340.583 | 384.4315 | 610.5905 | 264.1199 | 241.0687 | 106.9499 | 3.4711 | 0 | 1575
984 |  |  |  | SO | F102T |  | 1335990.2944 | 606870.7832 | 174028.9272 | 276409.2527 | 119564.8753 | 109129.7943 | 48415.313 | 1571.3485 | 0 | 1576
985
986 |  |  | Total Structures and Improvements |  |  |  | 6022045.8634 | 2735501.6764 | 784444.4571 | 1245929.109 | 538944.9053 | 491908.2342 | 218234.5462 | 7082.9352 | 0
987
988 |  | 391 | Office Furniture & Equipment
989 |  |  |  | S | F107T |  | 115005.7686 | 52241.1287 | 14980.8952 | 23794.079 | 10292.4777 | 9394.1969 | 4167.7251 | 135.2661 | 0 | 1580
990 |  |  |  | SGP | F105T |  | 0 | 0 | 0 | 0 | 0 | 0 | 0 | 0 | 0 | 1581
991 |  |  |  | SGU | F105T |  | 0 | 0 | 0 | 0 | 0 | 0 | 0 | 0 | 0 | 1582
992 |  |  |  | CN | F42 |  | 0 | 0 | 0 | 0 | 0 | 0 | 0 | 0 | 0 | 1583
993 |  |  |  | SG/CAGE/CAGW | F105T |  | 77799.8626 | 35340.4241 | 10134.375 | 16096.3758 | 6962.7234 | 6355.0484 | 2819.4102 | 91.5057 | 0 | 1584
994 |  |  |  | SE | F10 |  | 0 | 0 | 0 | 0 | 0 | 0 | 0 | 0 | 0 | 1585
995 |  |  |  | SO | F102T |  | 843594.923 | 383201.2207 | 109888.4626 | 174535.2816 | 75497.7953 | 68908.6896 | 30571.2642 | 992.209 | 0 | 1586
996 |  |  |  | JBG | F105T |  | 22457.4734 | 10201.2601 | 2925.3581 | 4646.3312 | 2009.8387 | 1834.4291 | 813.8424 | 26.4138 | 0 | 1587
997 |  |  |  | JBE | F10 |  | 0 | 0 | 0 | 0 | 0 | 0 | 0 | 0 | 0 | 1588
998 |  |  | Total Office Furniture & Equipment |  |  |  | 1058858.0275 | 480984.0335 | 137929.0908 | 219072.0677 | 94762.8351 | 86492.364 | 38372.242 | 1245.3945 | 0
999
1000 |  | 392 | Transportation Equipment
1001 |  |  |  | S | F107T |  | 1642425.8044 | 746068.4696 | 213945.8662 | 339809.1223 | 146989.4185 | 134160.8476 | 59520.3122 | 1931.768 | 0 | 1592
1002 |  |  |  | SO | F102T |  | 125395.2048 | 56960.5082 | 16334.2451 | 25943.5978 | 11222.2836 | 10242.8535 | 4544.2307 | 147.4858 | 0 | 1593
1003 |  |  |  | SG/CAGE/CAGW | F105T |  | 753694.3294 | 342364.065 | 98177.8207 | 155935.3292 | 67452.1132 | 61565.1981 | 27313.3323 | 886.4708 | 0 | 1594
1004 |  |  |  | CN | F42 |  | 0 | 0 | 0 | 0 | 0 | 0 | 0 | 0 | 0 | 1595
1005 |  |  |  | SG-U | F105T |  | 0 | 0 | 0 | 0 | 0 | 0 | 0 | 0 | 0 | 1596
1006 |  |  |  | SE | F10 |  | 0 | 0 | 0 | 0 | 0 | 0 | 0 | 0 | 0 | 1597
1007 |  |  |  | SGP | F105T |  | 0 | 0 | 0 | 0 | 0 | 0 | 0 | 0 | 0 | 1598
1008 |  |  |  | JBG | F105T |  | 329890.8342 | 149852.2181 | 42972.2792 | 68252.6507 | 29523.6849 | 26946.9913 | 11955.003 | 388.0069 | 0 | 1599
1009 |  |  |  | CAGE | F10 |  | 0 | 0 | 0 | 0 | 0 | 0 | 0 | 0 | 0 | 1600
1010 |  |  | Total Transportation Equipment |  |  |  | 2851406.1727 | 1295245.2609 | 371430.2113 | 589940.7 | 255187.5002 | 232915.8906 | 103332.8783 | 3353.7315 | 0
1011
1012 |  | 393 | Stores Equipment
1013 |  |  |  | S | F107T |  | 224982.2541 | 102197.7161 | 29306.6652 | 46547.6261 | 20134.8582 | 18377.579 | 8153.1927 | 264.6168 | 0 | 1604
1014 |  |  |  | SG-P | F105T |  | 0 | 0 | 0 | 0 | 0 | 0 | 0 | 0 | 0 | 1605
1015 |  |  |  | SG-U | F105T |  | 0 | 0 | 0 | 0 | 0 | 0 | 0 | 0 | 0 | 1606
1016 |  |  |  | SO | F102T |  | 3514.6193 | 1596.5085 | 457.8218 | 727.156 | 314.542 | 287.0902 | 127.3672 | 4.1338 | 0 | 1607
1017 |  |  |  | SG/CAGE/CAGW | F105T |  | 98400.4049 | 44698.1771 | 12817.8453 | 20358.518 | 8806.3755 | 8037.7949 | 3565.9588 | 115.7354 | 0 | 1608
1018 |  |  |  | JBG | F105T |  | 91246.1785 | 41448.3848 | 11885.9206 | 18878.3467 | 8166.1057 | 7453.405 | 3306.6949 | 107.3208 | 0 | 1609
1019 |  |  | Total Stores Equipment |  |  |  | 418143.4569 | 189940.7865 | 54468.2529 | 86511.6468 | 37421.8814 | 34155.869 | 15153.2136 | 491.8068 | 0 | 1610
1020
1021 |  | 394 | Tools, Shop & Garage Equipment
1022 |  |  |  | S | F107T |  | 851168.4173 | 386641.4646 | 110875.002 | 176102.1971 | 76175.5876 | 69527.3272 | 30845.7221 | 1001.1167 | 0 | 1613
1023 |  |  |  | SG-P | F105T |  | 0 | 0 | 0 | 0 | 0 | 0 | 0 | 0 | 0 | 1614
1024 |  |  |  | SG/CAGE/CAGW | F105T |  | 366611.9604 | 166532.7125 | 47755.651 | 75850.0555 | 32810.0537 | 29946.5408 | 13285.7498 | 431.1971 | 0 | 1615
1025 |  |  |  | SO | F102T |  | 41148.4403 | 18691.5925 | 5360.083 | 8513.3924 | 3682.5927 | 3361.1927 | 1491.1894 | 48.3975 | 0 | 1616
1026 |  |  |  | SE | F10 |  | 0 | 0 | 0 | 0 | 0 | 0 | 0 | 0 | 0 | 1617
1027 |  |  |  | SG-U | F105T |  | 0 | 0 | 0 | 0 | 0 | 0 | 0 | 0 | 0 | 1618
1028 |  |  |  | JBG | F105T |  | 387847.7902 | 176179.0435 | 50521.8752 | 80243.6353 | 34710.561 | 31681.1804 | 14055.3208 | 456.174 | 0 | 1619
1029 |  |  |  | CAGE | F102T |  | 0 | 0 | 0 | 0 | 0 | 0 | 0 | 0 | 0 | 1620
1030 |  |  | Total Tools, Shop & Garage Equipment |  |  |  | 1646776.6083 | 748044.8131 | 214512.6111 | 340709.2803 | 147378.7951 | 134516.2411 | 59677.9822 | 1936.8853 | 0
1031
1032 |  | 395 | Laboratory Equipment
1033 |  |  |  | S | F107T |  | 393611.5942 | 178797.2394 | 51272.6805 | 81436.1355 | 35226.3945 | 32151.9943 | 14264.1968 | 462.9532 | 0 | 1624
1034 |  |  |  | SGP | F105T |  | 0 | 0 | 0 | 0 | 0 | 0 | 0 | 0 | 0 | 1625
1035 |  |  |  | SGU | F105T |  | 0 | 0 | 0 | 0 | 0 | 0 | 0 | 0 | 0 | 1626
1036 |  |  |  | SO | F102T |  | 64094.1228 | 29114.6206 | 8349.0363 | 13260.7315 | 5736.1239 | 5235.5009 | 2322.7242 | 75.3854 | 0 | 1627
1037 |  |  |  | SE | F10 |  | 0 | 0 | 0 | 0 | 0 | 0 | 0 | 0 | 0 | 1628
1038 |  |  |  | SG/CAGE/CAGW | F105T |  | 176295.4948 | 80081.858 | 22964.6248 | 36474.5958 | 15777.6212 | 14400.6219 | 6388.82 | 207.353 | 0 | 1629
1039 |  |  |  | JBG | F105T |  | 33760.9921 | 15335.8597 | 4397.7784 | 6984.9688 | 3021.4507 | 2757.7522 | 1223.4737 | 39.7086 | 0 | 1630
1040 |  |  |  | CAGE | F102T |  | 0 | 0 | 0 | 0 | 0 | 0 | 0 | 0 | 0 | 1631
1041 |  |  | Total Laboratory Equipment |  |  |  | 667762.2038 | 303329.5776 | 86984.1199 | 138156.4316 | 59761.5903 | 54545.8693 | 24199.2148 | 785.4003 | 0
1042
1043 |  | 396 | Power Operated Equipment
1044 |  |  |  | S | F107T |  | 2667054.8947 | 1211504.0803 | 347416.2231 | 551799.4057 | 238688.924 | 217857.2355 | 96652.1225 | 3136.9035 | 0 | 1635
1045 |  |  |  | SG-P | F105T |  | 0 | 0 | 0 | 0 | 0 | 0 | 0 | 0 | 0 | 1636
1046 |  |  |  | SG/CAGE/CAGW | F105T |  | 434460.3475 | 197352.6997 | 56593.7256 | 89887.5243 | 38882.1666 | 35488.7072 | 15744.5259 | 510.9982 | 0 | 1637
1047 |  |  |  | SO | F102T |  | 64719.4009 | 29398.6518 | 8430.4863 | 13390.0982 | 5792.0833 | 5286.5765 | 2345.3838 | 76.1209 | 0 | 1638
1048 |  |  |  | SG-U | F105T |  | 0 | 0 | 0 | 0 | 0 | 0 | 0 | 0 | 0 | 1639
1049 |  |  |  | SE | F10 |  | 0 | 0 | 0 | 0 | 0 | 0 | 0 | 0 | 0 | 1640
1050 |  |  |  | JBG | F105T |  | 1325310.574 | 602019.5427 | 172637.7642 | 274199.6757 | 118609.0903 | 108257.426 | 48028.2878 | 1558.7873 | 0 | 1641
1051 |  |  |  | CAGE | F102T |  | 0 | 0 | 0 | 0 | 0 | 0 | 0 | 0 | 0 | 1642
1052 |  |  | Total Power Operated Equipment |  |  |  | 4491545.2171 | 2040274.9746 | 585078.1992 | 929276.7039 | 401972.2644 | 366889.9451 | 162770.32 | 5282.8099 | 0
1053
1054 |  | 397 | Communication Equipment
1055 |  |  |  | S | F107T |  | 4192935.677 | 1904632.2186 | 546180.6877 | 867495.9857 | 375248.1088 | 342498.1529 | 151948.9282 | 4931.595 | 0 | 1646
1056 |  |  |  | SGP | F105T |  | 0 | 0 | 0 | 0 | 0 | 0 | 0 | 0 | 0 | 1647
1057 |  |  |  | SGU | F105T |  | 0 | 0 | 0 | 0 | 0 | 0 | 0 | 0 | 0 | 1648
1058 |  |  |  | SO | F102T |  | 1317249.3994 | 598357.7711 | 171587.6985 | 272531.8617 | 117887.653 | 107598.9524 | 47736.1567 | 1549.306 | 0 | 1649
1059 |  |  |  | CN | F42 |  | 0 | 0 | 0 | 0 | 0 | 0 | 0 | 0 | 0 | 1650
1060 |  |  |  | SG/CAGE/CAGW | F105T |  | 6705218.0577 | 3045831.2098 | 873435.9151 | 1387273.7853 | 600085.6176 | 547712.8619 | 242992.2078 | 7886.4602 | 0 | 1651
1061 |  |  |  | SE | F10 |  | 0 | 0 | 0 | 0 | 0 | 0 | 0 | 0 | 0 | 1652
1062 |  |  |  | JBG | F105T |  | 0 | 0 | 0 | 0 | 0 | 0 | 0 | 0 | 0 | 1653
|  |  |  | CAGE | F105T |  | 6647.0754 | 3019.42 | 865.8621 | 1375.2444 | 594.8821 | 542.9635 | 240.8852 | 7.8181 | 0 | 1654
1064 |  |  |  | CAGE | F105T |  | 0 | 0 | 0 | 0 | 0 | 0 | 0 | 0 | 0 | 1655
1065 |  |  | Total Communication Equipment |  |  |  | 12222050.2095 | 5551840.6195 | 1592070.1634 | 2528676.8771 | 1093816.2615 | 998352.9307 | 442918.1779 | 14375.1793 | 0
1066
1067 |  | Distribution - METER - Unbundled |  |  |  |  | D: GENERAL PLANT
1068
1069 |  | A |  | B | C |  | D | E | F | G | H | I | J | K
1070 |  | FERC ACCT |  | DESCRIPTION | COS Factor |  | Washington Jurisdiction Normalized | Residential Schedule 16 | Small General Service Schedule 24 | Large General Service < 1,000 kW Schedule 36 | Large General Service > 1,000 kW Schedule 48 | Large General Dedicated Facilities Schedule 48 | Agricultural Pumping Schedule 40 | Street & Area Lighting Sch. 15, 51-54, 57
1071 |  | 398 | Misc. Equipment
1072 |  |  |  | S | F107T |  | 56234.3452 | 25544.3331 | 7325.205 | 11634.5855 | 5032.7106 | 4593.4784 | 2037.8916 | 66.141 | 0 | 1659
1073 |  |  |  | SGP | F105T |  | 0 | 0 | 0 | 0 | 0 | 0 | 0 | 0 | 0 | 1660
1074 |  |  |  | SGU | F105T |  | 0 | 0 | 0 | 0 | 0 | 0 | 0 | 0 | 0 | 1661
|  |  |  | CN | F42 |  | 0 | 0 | 0 | 0 | 0 | 0 | 0 | 0 | 0 | 1662
1076 |  |  |  | SO | F102T |  | 33325.385 | 15137.9861 | 4341.0353 | 6894.8441 | 2982.4659 | 2722.1698 | 1207.6876 | 39.1962 | 0 | 1663
1077 |  |  |  | SE | F10 |  | 0 | 0 | 0 | 0 | 0 | 0 | 0 | 0 | 0 | 1664
1078 |  |  |  | SG | F105T |  | 53154.246 | 24145.2045 | 6923.9847 | 10997.3295 | 4757.0561 | 4341.8818 | 1926.2711 | 62.5183 | 0 | 1665
1079 |  |  |  | JBG | F105T |  | 20785.2628 | 9441.6619 | 2707.5324 | 4300.3598 | 1860.1837 | 1697.8353 | 753.2428 | 24.447 | 0 | 1666
1080 |  |  | Total Misc. Equipment |  |  |  | 163499.2391 | 74269.1857 | 21297.7574 | 33827.1189 | 14632.4163 | 13355.3652 | 5925.0931 | 192.3025 | 0
1081
1082 |  | 399 | Coal Mine |  | F10 |  | 0 | 0 | 0 | 0 | 0 | 0 | 0 | 0 | 0 | 1674
1083 |  | 399L | WIDCO Capital Lease |  | F10 |  | 0 | 0 | 0 | 0 | 0 | 0 | 0 | 0 | 0 | 1677
1084 |  |  | Remove Capital Lease |  | F10 |  | 0 | 0 | 0 | 0 | 0 | 0 | 0 | 0 | 0 | 1680
1085
1086 |  | 390L | General Capital Lease
1087 |  |  |  | S | F10 |  | 0 | 0 | 0 | 0 | 0 | 0 | 0 | 0 | 0 | 1685
1088 |  |  |  | SG | F10 |  | 0 | 0 | 0 | 0 | 0 | 0 | 0 | 0 | 0 | 1686
1089 |  |  |  | SO-U | F10 |  | -22214.359 | -9398.7393 | -2934.5568 | -4961.699 | -2097.7678 | -1910.0947 | -875.6467 | -35.8548 | 0 | 1687
1091 |  |  | Remove Capital Lease |  |  |  | 22214.359 | 9398.7393 | 2934.5568 | 4961.699 | 2097.7678 | 1910.0947 | 875.6467 | 35.8548
1092
1093 |  | 392L | General Vehicles Capital Lease |  | F10 |  | 0 | 0 | 0 | 0 | 0 | 0 | 0 | 0 | 0 | 1694
1094 |  |  | Remove Capital Lease |  | F10 |  | 0 | 0 | 0 | 0 | 0 | 0 | 0 | 0 | 0 | 1697
1095
1096 |  | G00 | Unclassified Gen Plant - Acct 300 |  | F102T |  | 208307.7048 | 94623.3371 | 27134.6031 | 43097.751 | 18642.5641 | 17015.5255 | 7548.9192 | 245.0048 | 0 | 1707
1097 |  | GV0 | Unclassified Gen Veh - Acct 300 |  | F102T |  | 0 | 0 | 0 | 0 | 0 | 0 | 0 | 0 | 0 | 1715
1098
1099 |  | TOTAL GENERAL PLANT |  |  |  |  | 30190023.3769 | 13713754.666 | 3932616.4291 | 6246154.5097 | 2701865.7213 | 2466059.1144 | 1094064.4095 | 35508.527 | 0
1100
1101
1102
1103 | [6 empty] | D: INTANGIBLE PLANT
1104
1105 |  | 301 | Organization
1106 |  |  |  | S | F107T |  | 0 | 0 | 0 | 0 | 0 | 0 | 0 | 0 | 0 | 1720
1107 |  |  |  | SO | F102T |  | 0 | 0 | 0 | 0 | 0 | 0 | 0 | 0 | 0 | 1721
1108 |  |  |  | SG/CAGE/CAGW | F105T |  | 0 | 0 | 0 | 0 | 0 | 0 | 0 | 0 | 0 | 1722
1109 |  |  | Total Organization |  |  |  | 0 | 0 | 0 | 0 | 0 | 0 | 0 | 0 | 0
1110
1111 |  | 302 | Franchise & Consent
1112 |  |  |  | S | F107T |  | 0 | 0 | 0 | 0 | 0 | 0 | 0 | 0 | 0 | 1725
1113 |  |  |  | SG/CAGE/CAGW | F105T |  | 6799713.3762 | 3088755.5096 | 885745.0755 | 1406824.3618 | 608542.5061 | 555431.6715 | 246416.6492 | 7997.6025 | 0 | 1726
1114 |  |  |  | DGP | F105T |  | 0 | 0 | 0 | 0 | 0 | 0 | 0 | 0 | 0 | 1727
1115 |  |  |  | DGU | F105T |  | 0 | 0 | 0 | 0 | 0 | 0 | 0 | 0 | 0 | 1728
1116 |  |  | Total Franchise & Consent |  |  |  | 6799713.3762 | 3088755.5096 | 885745.0755 | 1406824.3618 | 608542.5061 | 555431.6715 | 246416.6492 | 7997.6025 | 0
1117
1118 |  | 303 | Miscellaneous Intangible Plant
1119 |  |  |  | S | F107T |  | -2683088.5967 | -1218787.3558 | -349504.8071 | -555116.693 | -240123.8653 | -219166.9415 | -97233.1722 | -3155.7618 | 0 | 1732
1120 |  |  |  | SG/CAGW | F105T |  | 2884265.5564 | 1310171.5669 | 375710.5442 | 596739.1309 | 258128.2611 | 235599.9952 | 104523.6783 | 3392.3797 | 0 | 1733
1121 |  |  |  | SO | F102T |  | 5396322.0156 | 2451267.9337 | 702936.3426 | 1116470.1886 | 482945.551 | 440796.25 | 195558.7707 | 6346.9791 | 0 | 1734
1122 |  |  |  | SE | F105T |  | 21846.5995 | 9923.7719 | 2845.7844 | 4519.9447 | 1955.1684 | 1784.5301 | 791.7048 | 25.6953 | 0 | 1735
1123 |  |  |  | CN | F42 |  | 0 | 0 | 0 | 0 | 0 | 0 | 0 | 0 | 0 | 1736
1124 |  |  |  | DGU | F10 |  | 0 | 0 | 0 | 0 | 0 | 0 | 0 | 0 | 0 | 1737
1125 |  |  |  | DGP | F105T |  | 0 | 0 | 0 | 0 | 0 | 0 | 0 | 0 | 0 | 1738
1126 |  |  |  | JBG | F105T |  | 79813.0714 | 36254.9199 | 10396.6198 | 16512.898 | 7142.8961 | 6519.4965 | 2892.3674 | 93.8735 | 0 | 1739
1127 |  |  | Total Miscellaneous Intangible Plant |  |  |  | 5699158.6463 | 2588830.8366 | 742384.4839 | 1179125.4692 | 510048.0114 | 465533.3303 | 206533.3491 | 6703.1657 | 0
1128
1129 |  | I00 | Unclass Intangible Plant - Acct 300 |  | F102T |  | 0 | 0 | 0 | 0 | 0 | 0 | 0 | 0 | 0 | 1750
1130
1131 |  | TOTAL INTANGIBLE PLANT |  |  |  |  | 12498872.0225 | 5677586.3462 | 1628129.5594 | 2585949.831 | 1118590.5175 | 1020965.0018 | 452949.9983 | 14700.7682 | 0
1132
1133
1134 |  | TOTAL ELECTRIC PLANT IN SERVICE |  |  |  |  | 415695327.011 | 188828728.5917 | 54149354.3107 | 86005141.7999 | 37202785.1889 | 33955894.542 | 15064495.2075 | 488927.3703 | 0
1135
1136
1137 |  | Distribution - METER - Unbundled |  |  |  |  | D: MISC RATE BASE
1138
1139 |  | A |  | B | C |  | D | E | F | G | H | I | J | K
1140 |  | FERC ACCT |  | DESCRIPTION | COS Factor |  | Washington Jurisdiction Normalized | Residential Schedule 16 | Small General Service Schedule 24 | Large General Service < 1,000 kW Schedule 36 | Large General Service > 1,000 kW Schedule 48 | Large General Dedicated Facilities Schedule 48 | Agricultural Pumping Schedule 40 | Street & Area Lighting Sch. 15, 51-54, 57
1141 |  | 105 | Plant Held For Future Use
1142 |  |  |  | S | F20 |  | 0 | 0 | 0 | 0 | 0 | 0 | 0 | 0 | 0 | 1758
1143 |  |  |  | SG/CAGE/CAGW | F10 |  | 0 | 0 | 0 | 0 | 0 | 0 | 0 | 0 | 0 | 1759
1144 |  |  |  | DNPT | F10 |  | 0 | 0 | 0 | 0 | 0 | 0 | 0 | 0 | 0 | 1760
1145 |  |  |  | DNPPOP | F10 |  | 0 | 0 | 0 | 0 | 0 | 0 | 0 | 0 | 0 | 1761
1146 |  |  |  | SE/CAEE/CAEW | F10 |  | 0 | 0 | 0 | 0 | 0 | 0 | 0 | 0 | 0 | 1762
1147 |  |  |  | DNPG | F102 |  | 0 | 0 | 0 | 0 | 0 | 0 | 0 | 0 | 0 | 1763
1148 |  |  | Total Plant Held For Future Use |  |  |  | 0 | 0 | 0 | 0 | 0 | 0 | 0 | 0 | 0
1149
1150 |  | 114 | Electric Plant Acquisition Adjust |  | F10 |  | 0 | 0 | 0 | 0 | 0 | 0 | 0 | 0 | 0 | 1770
1151
1152 |  | 128 | Pensions |  | F102T |  | 0 | 0 | 0 | 0 | 0 | 0 | 0 | 0 | 0 | 1774
1153
1154 |  | 124 | Weatherization |  | F10 |  | 0 | 0 | 0 | 0 | 0 | 0 | 0 | 0 | 0 | 1796
1155
1156 |  | 151 | Fuel Stock |  | F10 |  | 0 | 0 | 0 | 0 | 0 | 0 | 0 | 0 | 0 | 1799
1157 |  |  |  | JBG | F10 |  | 0 | 0 | 0 | 0 | 0 | 0 | 0 | 0 | 0 | 1800
1158 |  |  |  | Total Fuel Stock |  |  | 0 | 0 | 0 | 0 | 0 | 0 | 0 | 0 | 0
1159
1160 |  | 152 | Fuel Stock - Undistributed |  | F10 |  | 0 | 0 | 0 | 0 | 0 | 0 | 0 | 0 | 0 | 1805
1161
1162 |  | 25316 | DG&T Working Capital Deposit |  | F10 |  | 0 | 0 | 0 | 0 | 0 | 0 | 0 | 0 | 0 | 1810
1163
1164 |  | 25317 | DG&T Working Capital Deposit |  | F10 |  | 0 | 0 | 0 | 0 | 0 | 0 | 0 | 0 | 0 | 1814
1165
1166 |  | 25319 | Provo Working Capital Deposit |  | F10 |  | 0 | 0 | 0 | 0 | 0 | 0 | 0 | 0 | 0 | 1818
1167
1168 |  | 154 | Materials and Supplies |  | F102T |  | 0 | 0 | 0 | 0 | 0 | 0 | 0 | 0 | 0 | 1823
1169 |  |  |  | SG/CAGE/CAGW | F102T |  | 0 | 0 | 0 | 0 | 0 | 0 | 0 | 0 | 0 | 1824
1170 |  |  |  | SE/CAEE/CAEW | F102T |  | 0 | 0 | 0 | 0 | 0 | 0 | 0 | 0 | 0 | 1825
1171 |  |  |  | SO | F102T |  | 0 | 0 | 0 | 0 | 0 | 0 | 0 | 0 | 0 | 1826
1172 |  |  |  | DNPPS | F102T |  | 0 | 0 | 0 | 0 | 0 | 0 | 0 | 0 | 0 | 1827
1173 |  |  |  | DNPPH | F102T |  | 0 | 0 | 0 | 0 | 0 | 0 | 0 | 0 | 0 | 1828
1174 |  |  |  | DNPD | F102T |  | 0 | 0 | 0 | 0 | 0 | 0 | 0 | 0 | 0 | 1829
1175 |  |  |  | DNPT | F102T |  | 0 | 0 | 0 | 0 | 0 | 0 | 0 | 0 | 0 | 1830
1176 |  |  |  | DGU | F102T |  | 0 | 0 | 0 | 0 | 0 | 0 | 0 | 0 | 0 | 1831
1177 |  |  |  | DGP | F102T |  | 0 | 0 | 0 | 0 | 0 | 0 | 0 | 0 | 0 | 1832
1178 |  |  |  | JBG | F10 |  | 0 | 0 | 0 | 0 | 0 | 0 | 0 | 0 | 0 | 1833
1179 |  |  |  | SNPP | F102T |  | 0 | 0 | 0 | 0 | 0 | 0 | 0 | 0 | 0 | 1834
1180 |  |  |  | CAGE | F102T |  | 0 | 0 | 0 | 0 | 0 | 0 | 0 | 0 | 0 | 1835
1181 |  |  | Total Materials and Supplies |  |  |  | 0 | 0 | 0 | 0 | 0 | 0 | 0 | 0 | 0
1182
1183 |  | 163 | Stores Expense Undistributed |  | F102T |  | 0 | 0 | 0 | 0 | 0 | 0 | 0 | 0 | 0 | 1839
1184
1185 |  | 25318 | Provo Working Capital Deposit |  | F102T |  | 0 | 0 | 0 | 0 | 0 | 0 | 0 | 0 | 0 | 1844
1186
1187 |  | 165 | Prepayments |  | F102T |  | 0 | 0 | 0 | 0 | 0 | 0 | 0 | 0 | 0 | 1851
1188 |  |  |  | GPS | F42 |  | 1.2992e-10 | 1.0602e-10 | 1.8245e-11 | 1.0849e-12 | 2.9822e-13 | 4.2654e-15 | 1.8201e-12 | 2.4509e-12 | 0 | 1852
1189 |  |  |  | SG | F102T |  | -6.2222e-11 | -2.8264e-11 | -8.1051e-12 | -1.2873e-11 | -5.5686e-12 | -5.0826e-12 | -2.2549e-12 | -7.3183e-14 | 0 | 1853
1190 |  |  |  | SE | F102T |  | 0 | 0 | 0 | 0 | 0 | 0 | 0 | 0 | 0 | 1854
1191 |  |  |  | SO | F102T |  | 8.4258e-10 | 3.8274e-10 | 1.0976e-10 | 1.7433e-10 | 7.5407e-11 | 6.8826e-11 | 3.0535e-11 | 9.9102e-13 | 0 | 1855
1192 |  |  |  | Total Prepayments |  |  | 9.1028e-10 | 4.605e-10 | 1.199e-10 | 1.6254e-10 | 7.0137e-11 | 6.3748e-11 | 3.01e-11 | 3.3688e-12 | 0
1193
1194 |  | 182 | Misc Regulatory Assets |  | F102T |  | 0 | 0 | 0 | 0 | 0 | 0 | 0 | 0 | 0 | 1859
1195 |  |  |  | SG/CAGW | F102T |  | 0 | 0 | 0 | 0 | 0 | 0 | 0 | 0 | 0 | 1860
1196 |  |  |  | CAGE | F102T |  | 0 | 0 | 0 | 0 | 0 | 0 | 0 | 0 | 0 | 1861
1197 |  |  |  | CAEW | F102T |  | 0 | 0 | 0 | 0 | 0 | 0 | 0 | 0 | 0 | 1862
1198 |  |  |  | CAEE | F10 |  | 0 | 0 | 0 | 0 | 0 | 0 | 0 | 0 | 0 | 1863
1199 |  |  |  | SE | F102T |  | 0 | 0 | 0 | 0 | 0 | 0 | 0 | 0 | 0 | 1864
1200 |  |  |  | SO | F102T |  | 0 | 0 | 0 | 0 | 0 | 0 | 0 | 0 | 0 | 1865
1201 |  |  |  | Total Misc Regulatory Assets |  |  | 0 | 0 | 0 | 0 | 0 | 0 | 0 | 0 | 0
1202
1203 |  | 186 | Misc Deferred Debits |  | F102T |  | 0 | 0 | 0 | 0 | 0 | 0 | 0 | 0 | 0 | 1869
1204 |  |  |  | CAEW | F102T |  | 0 | 0 | 0 | 0 | 0 | 0 | 0 | 0 | 0 | 1870
1205 |  |  |  | CAEE | F102T |  | 0 | 0 | 0 | 0 | 0 | 0 | 0 | 0 | 0 | 1871
1206 |  |  |  | SG | F102T |  | 0 | 0 | 0 | 0 | 0 | 0 | 0 | 0 | 0 | 1872
1207 |  |  |  | SO | F102T |  | -1.521e-12 | -6.9091e-13 | -1.9813e-13 | -3.1469e-13 | -1.3612e-13 | -1.2424e-13 | -5.512e-14 | -1.789e-15 | 0 | 1873
1208 |  |  |  | SE | F10 |  | 0 | 0 | 0 | 0 | 0 | 0 | 0 | 0 | 0 | 1874
1209 |  |  |  | JBE | F102T |  | 0 | 0 | 0 | 0 | 0 | 0 | 0 | 0 | 0 | 1875
1210 |  |  |  | EXCTAX | F102T |  | 0 | 0 | 0 | 0 | 0 | 0 | 0 | 0 | 0 | 1876
1211 |  |  |  | Total Misc Deferred Debits |  |  | -1.521e-12 | -6.9091e-13 | -1.9813e-13 | -3.1469e-13 | -1.3612e-13 | -1.2424e-13 | -5.512e-14 | -1.789e-15 | 0
1212
1213 |  | CWC | Cash Working Capital |  | F137T |  | 0 | 0 | 0 | 0 | 0 | 0 | 0 | 0 | 0 | 1884
1214
1215 |  | OWC | Other Working Capital |  | F137T |  | 0 | 0 | 0 | 0 | 0 | 0 | 0 | 0 | 0 | 1897
1216 |  |  |  | Total Other Working Capital |  |  | 0 | 0 | 0 | 0 | 0 | 0 | 0 | 0 | 0
1217
1218 |  | 18222 | Nuclear Plant |  | F10 |  | 0 | 0 | 0 | 0 | 0 | 0 | 0 | 0 | 0 | 1911
1219
1220 |  | 1869 | Misc Deferred Debits-Trojan |  | F10 |  | 0 | 0 | 0 | 0 | 0 | 0 | 0 | 0 | 0 | 1916
1221
1222 |  | 141 | Impact Housing - Notes Receivable |  | F10 |  | 0 | 0 | 0 | 0 | 0 | 0 | 0 | 0 | 0 | 1919
1223 |  | TOTAL RATE BASE ADDITIONS |  |  |  |  | 9.0876e-10 | 4.598e-10 | 1.197e-10 | 1.6222e-10 | 7.0001e-11 | 6.3623e-11 | 3.0045e-11 | 3.367e-12 | 0
1224
1225 |  | Distribution - METER - Unbundled
1226
1227 |  | A |  | B | C |  | D | E | F | G | H | I | J | K
1228 |  | FERC ACCT |  | DESCRIPTION | COS Factor |  | Washington Jurisdiction Normalized | Residential Schedule 16 | Small General Service Schedule 24 | Large General Service < 1,000 kW Schedule 36 | Large General Service > 1,000 kW Schedule 48 | Large General Dedicated Facilities Schedule 48 | Agricultural Pumping Schedule 40 | Street & Area Lighting Sch. 15, 51-54, 57
1229
1230 |  | 235 | Customer Service Deposits |  | F51 |  | 0 | 0 | 0 | 0 | 0 | 0 | 0 | 0 | 0 | 1931
1231
1232 |  | 2281 | Accum Prov for Property Insurance |  | F102T |  | 0 | 0 | 0 | 0 | 0 | 0 | 0 | 0 | 0 | 1935
1233
1234 |  | 2282 | Accum Prov for Injuries & Damages |  | F102T |  | -54606.6998 | -24804.9786 | -7113.1845 | -11297.8344 | -4887.0439 | -4460.5249 | -1978.9069 | -64.2266 | 0 | 1939
1235
1236 |  | 2283 | Accum Prov for Pension & Benefits |  | F102T |  | 944.5815 | 429.0742 | 123.0432 | 195.4289 | 84.5356 | 77.1577 | 34.2309 | 1.111 | 0 | 1944
1237
1238 |  | 254 | Reg Liabilities - Insurance Provision |  | F10 |  | 0 | 0 | 0 | 0 | 0 | 0 | 0 | 0 | 0 | 1950
1239
1240 |  | 22844 | Accum Hydro Relicensing Obligation |  | F10 |  | 0 | 0 | 0 | 0 | 0 | 0 | 0 | 0 | 0 | 1954
1241
1242
1243 |  | 22842 | Accum Misc Oper Prov - Trojan |  | F10 |  | 0 | 0 | 0 | 0 | 0 | 0 | 0 | 0 | 0 | 1959
1244
1245 |  | 252 | Customer Advances for Const |  | F50 |  | 0 | 0 | 0 | 0 | 0 | 0 | 0 | 0 | 0 | 1967
1246
1247 |  | 25398 | SO2 Emissions |  | F10 |  | 0 | 0 | 0 | 0 | 0 | 0 | 0 | 0 | 0 | 1970
1248
1249 |  | 25399 | Other Deferred Credits |  | F10 |  | 0 | 0 | 0 | 0 | 0 | 0 | 0 | 0 | 0 | 1979
1250
1251 |  | 190 | Accum Deferred Income Taxes |  | F104T |  | 0 | 0 | 0 | 0 | 0 | 0 | 0 | 0 | 0 | 1982
1252 |  |  |  | SG/CAGW | F104T |  | 0 | 0 | 0 | 0 | 0 | 0 | 0 | 0 | 0 | 1983
1253 |  |  |  | DOP | F138T |  | 0.0033862 | 0.0015382 | 0.0004411 | 0.00070059 | 0.00030305 | 0.0002766 | 0.00012271 | 3.9828e-06 | 0 | 1984
1254 |  |  |  | CN | F104T |  | 0 | 0 | 0 | 0 | 0 | 0 | 0 | 0 | 0 | 1985
1255 |  |  |  | BADDEBT | F42 |  | 0 | 0 | 0 | 0 | 0 | 0 | 0 | 0 | 0 | 1986
1256 |  |  |  | JBG | F104T |  | 0 | 0 | 0 | 0 | 0 | 0 | 0 | 0 | 0 | 1987
1257 |  |  |  | JBE | F104T |  | 0 | 0 | 0 | 0 | 0 | 0 | 0 | 0 | 0 | 1988
1258 |  |  |  | SE/CAEW | F104T |  | 0 | 0 | 0 | 0 | 0 | 0 | 0 | 0 | 0 | 1989
1259 |  |  |  | SNP | F104T |  | 0 | 0 | 0 | 0 | 0 | 0 | 0 | 0 | 0 | 1990
1260 |  |  |  | SNPD | F104T |  | 0 | 0 | 0 | 0 | 0 | 0 | 0 | 0 | 0 | 1991
1261 |  |  |  | Total Accum Deferred Income Taxes |  |  | 0.0033862 | 0.0015382 | 0.0004411 | 0.00070059 | 0.00030305 | 0.0002766 | 0.00012271 | 3.9828e-06 | 0
1262
1263 |  | 281 | Accum Deferred Income Taxes |  | F104T |  | 0.0055585 | 0.0025248 | 0.00072395 | 0.0011501 | 0.00049754 | 0.00045423 | 0.00020136 | 6.5023e-06 | 0 | 1998
1264
1265 |  | 282 | Accum Deferred Income Taxes |  | F104T |  | -67145286.8493 | -30498905.8593 | -8745053.7972 | -13893334.6113 | -6010145.1961 | -5486923.2856 | -2432378.312 | -78545.7877 | 0 | 2001
1266 |  |  |  |  | F104T |  | 0 | 0 | 0 | 0 | 0 | 0 | 0 | 0 | 0 | 2002
1267 |  |  |  |  | F104T |  | 0 | 0 | 0 | 0 | 0 | 0 | 0 | 0 | 0 | 2003
1268 |  |  |  |  | F104T |  | -5288.1559 | -2401.9998 | -688.7335 | -1094.1962 | -473.3405 | -432.1332 | -191.5666 | -6.186 | 0 | 2004
1269 |  |  |  |  | F104T |  | 0 | 0 | 0 | 0 | 0 | 0 | 0 | 0 | 0 | 2005
1270 |  |  |  | DITBAL | F104T |  | 1318.0972 | 598.7095 | 171.67 | 272.7334 | 117.9823 | 107.7112 | 47.7489 | 1.5419 | 0 | 2006
1271 |  |  |  | DGP | F42 |  | -9489.7502 | -7743.7786 | -1332.6748 | -79.2428 | -21.7825 | -0.31155 | -132.9402 | -179.0197 | 0 | 2007
1272 |  |  |  | SO | F138T |  | -9835.0515 | -4467.5515 | -1281.1347 | -2034.8196 | -880.1911 | -803.372 | -356.4151 | -11.5677 | 0 | 2008
1273 |  |  |  | JBE | F104T |  | 0.0095013 | 0.0043157 | 0.0012375 | 0.001966 | 0.00085046 | 0.00077642 | 0.00034419 | 1.1115e-05 | 0 | 2009
1274 |  |  |  | SE | F104T |  | 0 | 0 | 0 | 0 | 0 | 0 | 0 | 0 | 0 | 2010
1275 |  |  |  | SG | F104T |  | 0 | 0 | 0 | 0 | 0 | 0 | 0 | 0 | 0 | 2011
1276 |  |  |  | Total Accum Deferred Income Taxes |  |  | -67168581.7002 | -30512920.4754 | -8748184.6689 | -13896270.1345 | -6011402.527 | -5488051.3903 | -2433011.4847 | -78741.0192 | 0
1277
1278
1279 |  | 283 | Accum Deferred Income Taxes |  | F104T |  | -0.0097135 | -0.0044121 | -0.0012651 | -0.0020099 | -0.00086945 | -0.00079376 | -0.00035188 | -1.1363e-05 | 0 | 2015
1280 |  |  |  | SG/CAGW | F104T |  | 0 | 0 | 0 | 0 | 0 | 0 | 0 | 0 | 0 | 2016
1281 |  |  |  | SE | F104T |  | 0 | 0 | 0 | 0 | 0 | 0 | 0 | 0 | 0 | 2017
1282 |  |  |  | SO | F138T |  | 0.0042675 | 0.0019385 | 0.00055589 | 0.00088292 | 0.00038192 | 0.00034859 | 0.00015465 | 5.0193e-06 | 0 | 2018
1283 |  |  |  | GPS | F104T |  | 0.0063028 | 0.0028629 | 0.00082088 | 0.0013041 | 0.00056416 | 0.00051505 | 0.00022832 | 7.3729e-06 | 0 | 2019
1284 |  |  |  | SNP | F104T |  | 0.00087906 | 0.00039929 | 0.00011449 | 0.00018189 | 7.8684e-05 | 7.1834e-05 | 3.1844e-05 | 1.0283e-06 | 0 | 2020
1285 |  |  |  | TROJD | F104T |  | 0 | 0 | 0 | 0 | 0 | 0 | 0 | 0 | 0 | 2021
1286 |  |  |  | SNPD | F104T |  | 0 | 0 | 0 | 0 | 0 | 0 | 0 | 0 | 0 | 2022
1287 |  |  |  | JBE | F104T |  | 0 | 0 | 0 | 0 | 0 | 0 | 0 | 0 | 0 | 2023
1288 |  |  |  | Total Accum Deferred Income Taxes |  |  | 0.0017358 | 0.00078856 | 0.00022617 | 0.00035908 | 0.00015531 | 0.00014171 | 6.294e-05 | 2.0578e-06 | 0
1289
1290 |  | 255 | Accum Investment Tax Credit |  | F104T |  | -5052.7622 | -2295.0787 | -658.0756 | -1045.4899 | -452.2705 | -412.8975 | -183.0393 | -5.9107 | 0 | 2037
1291 |  | TOTAL RATE BASE DEDUCTIONS |  |  |  |  | -67227296.57 | -30539591.4538 | -8755832.8844 | -13908418.0277 | -6016657.3049 | -5492847.654 | -2435139.1997 | -78810.0455 | 0
1292
1293 | [6 empty] | D: ACCUMULATED DEPRECIATION
1294 | [6 empty] | D: GENERATION PLANT
1295
1296 |  | 108SP | Steam Prod Accumulated Depr |  | F10 |  | 0 | 0 | 0 | 0 | 0 | 0 | 0 | 0 | 0 | 2048
1297
1298 |  | 108NP | Nuclear Prod Accumulated Depr |  | F10 |  | 0 | 0 | 0 | 0 | 0 | 0 | 0 | 0 | 0 | 2054
1299
1300 |  | 108HP | Hydraulic Prod Accum Depr |  | F10 |  | 0 | 0 | 0 | 0 | 0 | 0 | 0 | 0 | 0 | 2062
1301
1302 |  | 108OP | Other Generation - Accum Depr |  | F10 |  | 0 | 0 | 0 | 0 | 0 | 0 | 0 | 0 | 0 | 2065
1303 |  |  |  | SGU | F10 |  | 0 | 0 | 0 | 0 | 0 | 0 | 0 | 0 | 0 | 2066
1304 |  |  |  | SG-P | F10 |  | 0 | 0 | 0 | 0 | 0 | 0 | 0 | 0 | 0 | 2067
1305 |  |  |  | SG | F10 |  | 0 | 0 | 0 | 0 | 0 | 0 | 0 | 0 | 0 | 2068
1306 |  |  |  | CAEW | F10 |  | 0 | 0 | 0 | 0 | 0 | 0 | 0 | 0 | 0 | 2069
1307 |  |  |  | CAGE | F10 |  | 0 | 0 | 0 | 0 | 0 | 0 | 0 | 0 | 0 | 2070
1308 |  |  |  | Total Other Generation - Accum Depr |  |  | 0 | 0 | 0 | 0 | 0 | 0 | 0 | 0 | 0
1309
1310 |  | 108EP | Experimental Plant - Accum Depr |  | F10 |  | 0 | 0 | 0 | 0 | 0 | 0 | 0 | 0 | 0 | 2076
1311
1312
1313
1314 |  | TOTAL GENERATION PLANT DEPRECIATION |  |  |  |  | 0 | 0 | 0 | 0 | 0 | 0 | 0 | 0 | 0
1315
1316
1317 | [6 empty] | D: TRANSMISSION PLANT
1318
1319 |  | 108TP | Transmission Plant Accum Depr |  | F106 |  | -132790772.7641 | -60319929.4301 | -17297607.4937 | -27473701.2884 | -11884152.3424 | -10846957.3342 | -4812240.6723 | -156184.203 | 0 | 2087
1320
1321
1322 | [6 empty] | D: DISTRIBUTION PLANT
1323
1324 |  | 108360 | Land and Land Rights |  | F118 |  | 0 | 0 | 0 | 0 | 0 | 0 | 0 | 0 | 0 | 2091
1325
1326 |  | 108361 | Structures and Improvements |  | F119 |  | 0 | 0 | 0 | 0 | 0 | 0 | 0 | 0 | 0 | 2095
1327
1328 |  | 108362 | Station Equipment |  | F120 |  | 0 | 0 | 0 | 0 | 0 | 0 | 0 | 0 | 0 | 2099
1329
1330 |  | Distribution - METER - Unbundled
1331
1332 |  | A |  | B | C |  | D | E | F | G | H | I | J | K
1333 |  | FERC ACCT |  | DESCRIPTION | COS Factor |  | Washington Jurisdiction Normalized | Residential Schedule 16 | Small General Service Schedule 24 | Large General Service < 1,000 kW Schedule 36 | Large General Service > 1,000 kW Schedule 48 | Large General Dedicated Facilities Schedule 48 | Agricultural Pumping Schedule 40 | Street & Area Lighting Sch. 15, 51-54, 57
1334
1335 |  | 108364 | Poles, Towers & Fixtures |  | F121 |  | 0 | 0 | 0 | 0 | 0 | 0 | 0 | 0 | 0 | 2103
1336
1337 |  | 108365 | Overhead Conductors |  | F122 |  | 0 | 0 | 0 | 0 | 0 | 0 | 0 | 0 | 0 | 2107
1338
1339 |  | 108366 | Underground Conduit |  | F123 |  | 0 | 0 | 0 | 0 | 0 | 0 | 0 | 0 | 0 | 2111
1340
1341 |  | 108367 | Underground Conductors |  | F124 |  | 0 | 0 | 0 | 0 | 0 | 0 | 0 | 0 | 0 | 2115
1342
1343 |  | 108368 | Line Transformers |  | F125 |  | 0 | 0 | 0 | 0 | 0 | 0 | 0 | 0 | 0 | 2119
1344
1345 |  | 108369 | Services |  | F126 |  | 0 | 0 | 0 | 0 | 0 | 0 | 0 | 0 | 0 | 2123
1346
1347 |  | 108370 | Meters |  | F127 |  | 0 | 0 | 0 | 0 | 0 | 0 | 0 | 0 | 0 | 2127
1348
1349 |  | 108371 | Install on Customers' Premises |  | F128 |  | 0 | 0 | 0 | 0 | 0 | 0 | 0 | 0 | 0 | 2131
1350
1351 |  | 108372 | Leased Property |  | F129 |  | 0 | 0 | 0 | 0 | 0 | 0 | 0 | 0 | 0 | 2135
1352
1353 |  | 108373 | Street Lights |  | F130 |  | 0 | 0 | 0 | 0 | 0 | 0 | 0 | 0 | 0 | 2139
1354
1355 |  | 108D00 | Unclassified Dist Plant - Acct 300 |  | F121 |  | 0 | 0 | 0 | 0 | 0 | 0 | 0 | 0 | 0 | 2143
1356
1357 |  | 108DS | Unclassified Dist Sub - Acct 300 |  | F120 |  | 0 | 0 | 0 | 0 | 0 | 0 | 0 | 0 | 0 | 2147
1358
1359 |  | 108D | Unclassified Dist Sub - Acct 300 |  | F102T |  | 0 | 0 | 0 | 0 | 0 | 0 | 0 | 0 | 0 | 2151
1360
1361
1362 |  | TOTAL DISTRIBUTION PLANT DEPR |  |  |  |  | 0 | 0 | 0 | 0 | 0 | 0 | 0 | 0 | 0
1363
1364 | [6 empty] | D: GENERAL PLANT
1365 |  | 108GP | General Plant Accumulated Depr
1366 |  |  |  | S | F107T |  | -7251998.5204 | -3294205.0857 | -944660.697 | -1500399.7412 | -649019.9086 | -592376.3896 | -262807.1327 | -8529.5656 | 0 | 2157
1367 |  |  |  | SG-P | F105T |  | 1613.9868 | 733.1501 | 210.2413 | 333.9252 | 144.4443 | 131.8378 | 58.4897 | 1.8983 | 0 | 2158
1368 |  |  |  | SG-U | F105T |  | 0 | 0 | 0 | 0 | 0 | 0 | 0 | 0 | 0 | 2159
1369 |  |  |  | CAGW | F105T |  | -3921065.7301 | -1781135.8667 | -510766.3322 | -811247.5465 | -350917.0217 | -320290.5729 | -142096.5598 | -4611.8304 | 0 | 2160
1370 |  |  |  | CN | F42 |  | 0 | 0 | 0 | 0 | 0 | 0 | 0 | 0 | 0 | 2161
1371 |  |  |  | SO | F102T |  | -1439891.2818 | -654067.5884 | -187563.29 | -297905.8118 | -128863.5271 | -117616.9019 | -52180.609 | -1693.5535 | 0 | 2162
1372 |  |  |  | SE | F10 |  | 0 | 0 | 0 | 0 | 0 | 0 | 0 | 0 | 0 | 2163
1373 |  |  |  | JBG | F105T |  | -861848.0539 | -391492.667 | -112266.1541 | -178311.7569 | -77131.365 | -70399.6887 | -31232.7444 | -1013.6777 | 0 | 2164
1374 |  |  |  | CAGE | F105T |  | 0 | 0 | 0 | 0 | 0 | 0 | 0 | 0 | 0 | 2165
1375 |  |  |  | CAGE | F105T |  | 0 | 0 | 0 | 0 | 0 | 0 | 0 | 0 | 0 | 2166
1376 |  |  | Total General Plant Accumulated Depr |  |  |  | -13473189.5994 | -6120168.0578 | -1755046.232 | -2787530.9312 | -1205787.3782 | -1100551.7153 | -488258.5561 | -15846.7289 | 0
1377
1378 |  | 108MP | Mining Plant Accumulated Depr. |  | F10 |  | 0 | 0 | 0 | 0 | 0 | 0 | 0 | 0 | 0 | 2173
1379
1380 |  | 1081390 | Accum Depr - Capital Lease |  | F10 |  | 0 | 0 | 0 | 0 | 0 | 0 | 0 | 0 | 0 | 2180
1381 |  |  | Remove Capital Lease |  | F10 |  | 0 | 0 | 0 | 0 | 0 | 0 | 0 | 0 | 0 | 2183
1382
1383 |  | 1081399L | Accum Depr - Capital Lease |  | F10 |  | 0 | 0 | 0 | 0 | 0 | 0 | 0 | 0 | 0 | 2187
1384 |  |  |  | SE | F10 |  | 0 | 0 | 0 | 0 | 0 | 0 | 0 | 0 | 0 | 2188
1385 |  |  | Remove Capital Lease |  | F10 |  | 0 | 0 | 0 | 0 | 0 | 0 | 0 | 0 | 0 | 2191
1386
1387 |  | TOTAL GENERAL PLANT ACCUM DEPR |  |  |  |  | -13473189.5994 | -6120168.0578 | -1755046.232 | -2787530.9312 | -1205787.3782 | -1100551.7153 | -488258.5561 | -15846.7289 | 0
1388
1389
1390 |  | TOTAL ACCUM DEPR - PLANT IN SERVICE |  |  |  |  | -146263962.3635 | -66440097.4879 | -19052653.7256 | -30261232.2196 | -13089939.7205 | -11947509.0495 | -5300499.2284 | -172030.9319 | 0
1391
1392
1393 | [6 empty] | D: ACCUMULATED AMORTIZATION
1394
1395 |  | 111CLS | Accum Prov for Amort-Steam |  | F10 |  | 0 | 0 | 0 | 0 | 0 | 0 | 0 | 0 | 0 | 2204
1396
1397 |  | 111CLG | Accum Prov for Amort-General
1398 |  |  |  | S | F108 |  | -492098.3874 | -229494.6164 | -69128.9656 | -97136.0366 | -40686.4877 | -32519.4439 | -21052.0269 | -2080.8102 | 0 | 2208
1399 |  |  |  | CN | F108 |  | 0 | 0 | 0 | 0 | 0 | 0 | 0 | 0 | 0 | 2209
1400 |  |  |  | SG | F108 |  | 0 | 0 | 0 | 0 | 0 | 0 | 0 | 0 | 0 | 2210
1401 |  |  |  | SO | F108 |  | -51172.3828 | -23864.7121 | -7188.5907 | -10100.9932 | -4230.9111 | -3381.6356 | -2189.1606 | -216.3795 | 0 | 2211
1402 |  |  |  | SE | F108 |  | 0 | 0 | 0 | 0 | 0 | 0 | 0 | 0 | 0 | 2212
1403 |  |  | Total Accum Prov for Amort-General |  |  |  | -543270.7702 | -253359.3285 | -76317.5563 | -107237.0298 | -44917.3988 | -35901.0795 | -23241.1875 | -2297.1897 | 0 | 2213
1404
1405 |  | 111CLH | Accum Prov for Amort-Hydro |  | F10 |  | 0 | 0 | 0 | 0 | 0 | 0 | 0 | 0 | 0 | 2219
1406
1407 |  | 111IP | Accum Prov for Amort-Intangible
1408 |  |  |  | S | F107T |  | 1991.9303 | 904.8302 | 259.4731 | 412.1197 | 178.2684 | 162.71 | 72.1861 | 2.3428 | 0 | 2223
1409 |  |  |  | DGP | F105T |  | 0 | 0 | 0 | 0 | 0 | 0 | 0 | 0 | 0 | 2224
1410 |  |  |  | DGU | F105T |  | 0 | 0 | 0 | 0 | 0 | 0 | 0 | 0 | 0 | 2225
1411 |  |  |  | SE | F10 |  | 0 | 0 | 0 | 0 | 0 | 0 | 0 | 0 | 0 | 2226
1412 |  |  |  | SG | F105T |  | -237400.5117 | -107838.6835 | -30924.2938 | -49116.8973 | -21246.2341 | -19391.959 | -8603.2213 | -279.2228 | 0 | 2227
1413 |  |  |  | CN | F42 |  | 0 | 0 | 0 | 0 | 0 | 0 | 0 | 0 | 0 | 2228
1414 |  |  |  | JBG | F105T |  | -40890.6345 | -18574.4848 | -5326.5007 | -8460.0538 | -3659.5203 | -3340.1339 | -1481.8467 | -48.0942 | 0 | 2229
1415 |  |  |  | CAGE | F105T |  | -4767128.1608 | -2165457.9475 | -620976.2176 | -986293.3423 | -426635.6473 | -389400.8197 | -172757.2447 | -5606.9416 | 0 | 2230
1416 |  |  |  | CAGE | F105T |  | 0 | 0 | 0 | 0 | 0 | 0 | 0 | 0 | 0 | 2231
1417 |  |  |  | SO | F102T |  | -3897619.5313 | -1770485.4801 | -507712.1807 | -806396.6532 | -348818.6966 | -318375.3802 | -141246.8867 | -4584.2538 | 0 | 2232
1418 |  |  | Total Accum Prov for Amort-Intangible |  |  |  | -8941046.908 | -4061451.7658 | -1164679.7197 | -1849854.8268 | -800181.83 | -730345.5829 | -324017.0133 | -10516.1696 | 0
1419
1420 |  | 111390 | Accum Prov for Amort-Capital Lease |  | F10 |  | 0 | 0 | 0 | 0 | 0 | 0 | 0 | 0 | 0 | 2243
1421
1422
1423 |  | TOTAL ACCUM PROV FOR AMORTIZATION |  |  |  |  | -9484317.6782 | -4314811.0943 | -1240997.276 | -1957091.8566 | -845099.2288 | -766246.6624 | -347258.2008 | -12813.3593 | 0

## Distribution
Distribution Total |  |  | - | Distribution - Total - Unbundled
PacifiCorp
3 | Cost Of Service By Rate Schedule
4 | State of Washington
5 | WCA
6 | 12 Months Ending June 2018
7
8
9 |  | A |  | B | C |  | D | E | F | G | H | I | J | K | Chk Total
12 |  |  |  | DESCRIPTION |  |  | Washington Jurisdiction Normalized | Residential Schedule 16 | Small General Service Schedule 24 | Large General Service < 1,000 kW Schedule 36 | Large General Service > 1,000 kW Schedule 48 | Large General Dedicated Facilities Schedule 48 | Agricultural Pumping Schedule 40 | Street & Area Lighting Sch. 15, 51-54, 57 | 0
13
12 |  |  |  | Operating Revenues |  |  | 46822817.7387 | 22943815.4659 | 8925513.5125 | 7522503.3404 | 2937783.2444 | 695454.7342 | 2666895.3724 | 1130852.0689 | 0
13
14 |  |  |  | Operating Expenses
15 |  |  |  | Operation & Maintenance Expenses |  |  | 10863224.6919 | 5801364.6936 | 1571147.9134 | 1772183.2054 | 769207.1546 | 294124.4646 | 442111.7957 | 213085.4646 | 0
16 |  |  |  | Depreciation Expense |  |  | 15208381.5158 | 8396189.651 | 2535229.5445 | 2199831.7758 | 864503.689 | 156813.5226 | 875822.9043 | 179990.4286 | 0
17 |  |  |  | Amortization Expense |  |  | 180239.4461 | 108878.6227 | 32756.2916 | 19921.8019 | 7111.8346 | -2930.4521 | 11576.0583 | 2925.289 | 0
18 |  |  |  | Taxes Other Than Income |  |  | 6304269.7379 | 3586959.4688 | 1037145.2641 | 844151.0912 | 328948.0811 | 92217.1004 | 339116.3366 | 75732.3957 | 0
19 |  |  |  | Income Taxes - Federal |  |  | 1078923.6721 | 613878.4733 | 177498.8418 | 144469.4839 | 56296.7459 | 15782.1947 | 58036.9588 | 12960.9737 | 0
20 |  |  |  | Income Taxes - State |  |  | 0 | 0 | 0 | 0 | 0 | 0 | 0 | 0 | 0
21 |  |  |  | Income Taxes Deferred |  |  | -2316288.4223 | -1317905.6472 | -381063.5756 | -310154.4636 | -120860.7283 | -33882.0214 | -124596.7062 | -27825.2801 | 0
22 |  |  |  | Investment Tax Credit Adj |  |  | 0 | 0 | 0 | 0 | 0 | 0 | 0 | 0 | 0
23 |  |  |  | Misc Revenues & Expense |  |  | 242.96 | 110.3641 | 31.6485 | 50.2671 | 21.7438 | 19.8461 | 8.8047 | 0.28576 | 0
24
25 |  |  |  | Total Operating Expenses |  |  | 31318993.6015 | 17189475.6263 | 4972745.9283 | 4670453.1617 | 1905228.5207 | 522144.655 | 1602076.1523 | 456869.5572 | 0
26
27 |  |  |  | Operating Revenue For Return |  |  | 15503824.1372 | 5754339.8396 | 3952767.5841 | 2852050.1786 | 1032554.7238 | 173310.0793 | 1064819.2201 | 673982.5116 | 0
28
29
30 |  |  |  | Rate Base :
31 |  |  |  | Electric Plant In Service |  |  | 554593337.7934 | 311606719.9745 | 92747497.2722 | 76355924.3214 | 29701298.2002 | 6286566.3814 | 31246419.6507 | 6648911.993 | 0
32 |  |  |  | Plant Held For Future Use |  |  | 0 | 0 | 0 | 0 | 0 | 0 | 0 | 0 | 0
33 |  |  |  | Electric Plant Acquisition Adj |  |  | 0 | 0 | 0 | 0 | 0 | 0 | 0 | 0 | 0
34 |  |  |  | Pensions |  |  | 0 | 0 | 0 | 0 | 0 | 0 | 0 | 0 | 0
35 |  |  |  | Prepayments |  |  | 1.3779e-09 | 8.1049e-10 | 2.2661e-10 | 1.7124e-10 | 6.6474e-11 | 1.4005e-11 | 7.1588e-11 | 1.7501e-11 | 0
36 |  |  |  | Fuel Stock |  |  | 0 | 0 | 0 | 0 | 0 | 0 | 0 | 0 | 0
37 |  |  |  | Materials & Supplies |  |  | 0 | 0 | 0 | 0 | 0 | 0 | 0 | 0 | 0
38 |  |  |  | Misc Deferred Debits |  |  | -5.3386e-12 | -2.9996e-12 | -8.928e-13 | -7.3501e-13 | -2.8591e-13 | -6.0515e-14 | -3.0078e-13 | -6.4003e-14 | 0
39 |  |  |  | Cash Working Capital |  |  | 0 | 0 | 0 | 0 | 0 | 0 | 0 | 0 | 0
40 |  |  |  | Weatherization Loans |  |  | 0 | 0 | 0 | 0 | 0 | 0 | 0 | 0 | 0
41 |  |  |  | Miscellaneous Rate Base |  |  | 0 | 0 | 0 | 0 | 0 | 0 | 0 | 0 | 0
42
43 |  |  |  | Total Rate Base Additions |  |  | 554593337.7934 | 311606719.9745 | 92747497.2722 | 76355924.3214 | 29701298.2002 | 6286566.3814 | 31246419.6507 | 6648911.993 | 0
44
45 |  |  |  | Rate Base Deductions :
46 |  |  |  | Accum Provision For Depreciation |  |  | -262024424.6399 | -145421430.5398 | -44338658.2969 | -37166411.1251 | -14429080.5359 | -1975098.6991 | -15541761.1114 | -3151984.3316 | 0
47 |  |  |  | Accum Provision For Amortization |  |  | -6903949.3066 | -3765254.6421 | -1122690.8022 | -1021701.4056 | -404455.392 | -143513.7462 | -372812.8558 | -73520.4627 | 0
48 |  |  |  | Accum Deferred Income Taxes |  |  | -73853500.2234 | -41993007.1147 | -12223906.2072 | -9866872.9219 | -3843746.1413 | -1077777.4419 | -3962771.3503 | -885419.0461 | 0
49 |  |  |  | Unamortized ITC |  |  | -7406.6539 | -4211.1884 | -1226.0241 | -989.606 | -385.4878 | -108.0657 | -397.5205 | -88.7613 | 0
50 |  |  |  | Customer Advance For Construction |  |  | -538928.9362 | -219215.0938 | -304575.4367 | -10937.3525 | 0 | 0 | -4201.0533 | 0 | 0
51 |  |  |  | Customer Service Deposits |  |  | 0 | 0 | 0 | 0 | 0 | 0 | 0 | 0 | 0
52 |  |  |  | Misc Rate Base Deductions |  |  | -78661.2789 | -44197.0385 | -13154.9304 | -10830.0159 | -4212.7122 | -891.6612 | -4431.866 | -943.0548 | 0
53 | [14 empty] | 0
54 |  |  |  | Total Rate Base Deductions |  |  | -343406871.039 | -191447315.6173 | -58004211.6975 | -48077742.427 | -18681880.2692 | -3197389.6142 | -19886375.7572 | -4111955.6565 | 0
55 | [14 empty] | 0
56 |  |  |  | Total Rate Base |  |  | 211186466.7544 | 120159404.3572 | 34743285.5747 | 28278181.8944 | 11019417.931 | 3089176.7672 | 11360043.8934 | 2536956.3364 | 0
57
58
59 |  |  |  | Return On Rate Base |  |  | 7.341% | 4.789% | 11.38% | 10.09% | 9.37% | 5.61% | 9.373% | 26.57%
60
61 |  |  |  | Return On Equity |  |  | 9.254% | 4.321% | 17.05% | 14.56% | 13.18% | 5.908% | 13.18% | 46.41%
PacifiCorp
Cost Of Service By Rate Schedule
State of Washington
WCA
12 Months Ending June 2018
|  | A |  | B | C |  | D | E | F | G | H | I | J | K
|  |  |  | DESCRIPTION | COS Factor |  | Washington Jurisdiction Normalized | Residential Schedule 16 | Small General Service Schedule 24 | Large General Service < 1,000 kW Schedule 36 | Large General Service > 1,000 kW Schedule 48 | Large General Dedicated Facilities Schedule 48 | Agricultural Pumping Schedule 40 | Street & Area Lighting Sch. 15, 51-54, 57
79 |  |  |  | Total Rate Base |  |  | 211186466.7544 | 120159404.3572 | 34743285.5747 | 28278181.8944 | 11019417.931 | 3089176.7672 | 11360043.8934 | 2536956.3364 | 0
80
81
82 |  |  |  | Return On Ratebase ($$) | 7.47% |  | 15774935.9979 | 8975513.1681 | 2595209.4124 | 2112287.3846 | 823114.3561 | 230751.3665 | 848557.9976 | 189502.3126 | 0
83 |  |  |  | Operating & Maintenance Expense |  |  | 10863224.6919 | 5801364.6936 | 1571147.9134 | 1772183.2054 | 769207.1546 | 294124.4646 | 442111.7957 | 213085.4646 | 0
84 |  |  |  | Bad Debt to Produce ROR | F80 |  | 0 | 0 | 0 | 0 | 0 | 0 | 0 | 0 | 0
85 |  |  |  | Depreciation Expense |  |  | 15208381.5158 | 8396189.651 | 2535229.5445 | 2199831.7758 | 864503.689 | 156813.5226 | 875822.9043 | 179990.4286 | 0
86 |  |  |  | Amortization Expense |  |  | 180239.4461 | 108878.6227 | 32756.2916 | 19921.8019 | 7111.8346 | -2930.4521 | 11576.0583 | 2925.289 | 0
87 |  |  |  | Taxes Other Than Income |  |  | 6304269.7379 | 3586959.4688 | 1037145.2641 | 844151.0912 | 328948.0811 | 92217.1004 | 339116.3366 | 75732.3957 | 0
88 |  |  |  | Federal Income Taxes |  |  | 1078923.6721 | 613878.4733 | 177498.8418 | 144469.4839 | 56296.7459 | 15782.1947 | 58036.9588 | 12960.9737 | 0
89 |  |  |  | FIT Adj to Produce Target ROR | F101 |  | 0 | 0 | 0 | 0 | 0 | 0 | 0 | 0 | 0
90 |  |  |  | State Income Taxes |  |  | 0 | 0 | 0 | 0 | 0 | 0 | 0 | 0 | 0
91 |  |  |  | SIT Adj to Produce Target ROR | F101 |  | 0 | 0 | 0 | 0 | 0 | 0 | 0 | 0 | 0
92 |  |  |  | Deferred Income Taxes |  |  | -2316288.4223 | -1317905.6472 | -381063.5756 | -310154.4636 | -120860.7283 | -33882.0214 | -124596.7062 | -27825.2801 | 0
93 |  |  |  | Investment Tax Credit |  |  | 0 | 0 | 0 | 0 | 0 | 0 | 0 | 0 | 0
94 |  |  |  | Misc Revenue & Expenses |  |  | 242.96 | 110.3641 | 31.6485 | 50.2671 | 21.7438 | 19.8461 | 8.8047 | 0.28576 | 0
95 |  |  |  | Revenue Credits |  |  | 613605.2313 | 804035.4313 | 77327.8379 | -74246.0264 | -4950.8098 | -49571.8028 | -165176.2435 | 26186.8445 | 0
96
97 |  |  |  | Total Revenue Requirements |  |  | 47707534.8308 | 26969024.2258 | 7645283.1786 | 6708494.5199 | 2723392.0669 | 703324.2187 | 2285457.9064 | 672558.7143 | 0
98 |  |  |  | Operating Revenues |  |  | 47436422.97 | 23747850.8973 | 9002841.3503 | 7448257.314 | 2932832.4346 | 645882.9315 | 2501719.1289 | 1157038.9134 | 0
99
100 |  |  |  | Increase / (Decrease) Required to
101 |  |  |  | Earn Equal Rates of Return |  |  | 271111.8607 | 3221173.3285 | -1357558.1717 | -739762.794 | -209440.3677 | 57441.2872 | -216261.2225 | -484480.199 | 0
102
103 |  |  |  | Existing Revenues |  |  | 47436422.97 | 23747850.8973 | 9002841.3503 | 7448257.314 | 2932832.4346 | 645882.9315 | 2501719.1289 | 1157038.9134 | 0
104 |  |  |  | check |  |  | 0 | 0 | 0 | 0 | 0 | 0 | 0 | 0 | 0
105 |  |  |  | Percent Increase / (Decrease)
106 |  |  |  | Over Existing Rates To
107 |  |  |  | Equal Authorized RoE & RoR |  |  | 0.5715% | 13.56% | -15.08% | -9.932% | -7.141% | 8.893% | -8.645% | -41.87%
[5 empty] | WCA |  | E: ELECTRIC REVENUES
|  | Distribution - Total - Unbundled |  |  | Method
|  | A |  | B | 0 |  | D | E | F | G | H | I | J | K
|  | FERC ACCT |  | DESCRIPTION | COS Factor |  | Washington Jurisdiction Normalized | Residential Schedule 16 | Small General Service Schedule 24 | Large General Service < 1,000 kW Schedule 36 | Large General Service > 1,000 kW Schedule 48 | Large General Dedicated Facilities Schedule 48 | Agricultural Pumping Schedule 40 | Street & Area Lighting Sch. 15, 51-54, 57 |  | Func Study Row
120 |  | 440 | Residential Sales |  | A |  | 23747850.8973 | 23747850.8973 | 0 | 0 | 0 | 0 | 0 | 0 | 0
121
122 |  | 442 | Commercial & Industrial Sales |  | A |  | 19598700.7247 | 0 | 9002841.3503 | 7448257.314 | 0 | 645882.9315 | 2501719.1289 | 0 | 0
123 |  |  |  | Interruptible Demand | F10 |  | 0 | 0 | 0 | 0 | 0 | 0 | 0 | 0 | 0 | 100
124 |  |  |  | Interruptible Energy | F10 |  | 0 | 0 | 0 | 0 | 0 | 0 | 0 | 0 | 0 | 101
125 | [6 empty] | 19598700.7247 | 0 | 9002841.3503 | 7448257.314 | 0 | 645882.9315 | 2501719.1289 | 0 | 0
126
127 |  | 444 | Public Street & Highway Lighting |  | A |  | 4089871.348 | 0 | 0 | 0 | 2932832.4346 | 0 | 0 | 1157038.9134 | 0
128
129 |  | 445 | Other Sales to Public Authority |  | A |  | 0 | 0 | 0 | 0 | 0 | 0 | 0 | 0 | 0
130
131 |  | 448 | Interdepartmental |  | A | 0 | 0 | 0 | 0 | 0 | 0 | 0 | 0 | 0 | 0 | 114
132 |  |  |  | Demand | F10 |  | 0 | 0 | 0 | 0 | 0 | 0 | 0 | 0 | 0 | 115
133 | [6 empty] | 0 | 0 | 0 | 0 | 0 | 0 | 0 | 0 | 0
134
135 |  | Total Sales to Ultimate Customers |  |  |  |  | 47436422.97 | 23747850.8973 | 9002841.3503 | 7448257.314 | 2932832.4346 | 645882.9315 | 2501719.1289 | 1157038.9134 | 0
136
137 |  | 447 | Sales for Resale |  | F10 |  | 0 | 0 | 0 | 0 | 0 | 0 | 0 | 0 | 0 | 121
138 | [6 empty] | 0 | 0 | 0 | 0 | 0 | 0 | 0 | 0 | 0
139
140 |  | 447NPC | Sales for Resale - NPC
141 |  |  |  | Demand | F10 |  | 0 | 0 | 0 | 0 | 0 | 0 | 0 | 0 | 0 | 0
142 |  |  |  | Energy | F10 |  | 0 | 0 | 0 | 0 | 0 | 0 | 0 | 0 | 0 | 127
143 | [6 empty] | 0 | 0 | 0 | 0 | 0 | 0 | 0 | 0 | 0
144
145 |  | 449 | Provision for Rate Refund |  | F11 |  | 0 | 0 | 0 | 0 | 0 | 0 | 0 | 0 | 0 | 133
146 |  |  |  |  | F10 |  | 0 | 0 | 0 | 0 | 0 | 0 | 0 | 0 |  | 134
147
148 |  | State Specific Revenue Credit |  |  | F140D |  | -2243960.9467 | -1246725.7144 | -360602.6589 | -323188.2543 | -130001.784 | -35874.4595 | -116769.3453 | -30798.7302 | 0 | 136
149
150 |  | AGA Revenue |  |  | A | 1 | 692664.83 | 1805 | 158203 | 224949 | 58296 | 12251 | 235993.83 | 1167 | 0 | 137
151
152 |  | Total Sales from Electricity |  |  |  |  | 45885126.8534 | 22502930.1829 | 8800441.6915 | 7350018.0596 | 2861126.6506 | 622259.472 | 2620943.6136 | 1127407.1832 | 0
153
154 |  | Other Electric Operating Revenues
155 |  | 450 | Forfeited Discounts & Interest |  | A | 0 | 0 | 0 | 0 | 0 | 0 | 0 | 0 | 0 | 0 | 143
156 |  |  |  | Customers | F40 |  | 0 | 0 | 0 | 0 | 0 | 0 | 0 | 0 | 0 | 144
157 | [6 empty] | 0 | 0 | 0 | 0 | 0 | 0 | 0 | 0 | 0
158
159 |  | 451 | Misc Electric Revenue |  | A | 0 | 0 | 0 | 0 | 0 | 0 | 0 | 0 | 0 | 0 | 148
160 |  |  |  | Demand | F10 |  | 0 | 0 | 0 | 0 | 0 | 0 | 0 | 0 | 0 | 149
161 |  |  |  | Customer | F40 |  | 82.9401 | 65.365 | 11.9822 | 0.66102 | 0.042553 | 0.00060863 | 3.1473 | 1.7414 | 0 | 150
162 | [6 empty] | 82.9401 | 65.365 | 11.9822 | 0.66102 | 0.042553 | 0.00060863 | 3.1473 | 1.7414 | 0
163
164 |  | 453 | Water Sales |  | F12 |  | 0 | 0 | 0 | 0 | 0 | 0 | 0 | 0 | 0 | 154
165
166 |  | 454 | Rent of Electric Property |  | A | 1 | 848493.13 | 370588.6522 | 112185.5808 | 171774.3906 | 76610.8303 | 73194.6077 | 42566.9989 | 1572.0696 | 0 | 159
167 |  |  |  | Demand | F10 |  | 0 | 0 | 0 | 0 | 0 | 0 | 0 | 0 | 0 | 160
168 |  |  |  | Demand | F10 |  | 0 | 0 | 0 | 0 | 0 | 0 | 0 | 0 | 0 | 161
169 |  |  |  | Jim Bridger Generation | F10 |  | 0 | 0 | 0 | 0 | 0 | 0 | 0 | 0 | 0 | 162
170 |  |  |  | Customer | F40 |  | 32050.5321 | 25258.9812 | 4630.2831 | 255.437 | 16.4438 | 0.23519 | 1216.2117 | 672.9402 | 0 | 163
171 | [6 empty] | 880543.6621 | 395847.6334 | 116815.8639 | 172029.8276 | 76627.274 | 73194.8429 | 43783.2106 | 2245.0098 | 0
172
173 |  | 456 | Other Electric Revenue |  | A | 0 | 0 | 0 | 0 | 0 | 0 | 0 | 0 | 0 | 0 | 167
174 |  |  |  | Customer | F12 |  | 0 | 0 | 0 | 0 | 0 | 0 | 0 | 0 | 0 | 168
175 |  |  |  | Demand | F12 |  | 0 | 0 | 0 | 0 | 0 | 0 | 0 | 0 | 0 | 169
176 |  |  |  | Jim Bridger Generation | F12 |  | 0 | 0 | 0 | 0 | 0 | 0 | 0 | 0 | 0 | 170
177 |  |  |  | System Overhead | F40 |  | 57064.2831 | 44972.2847 | 8243.9749 | 454.7921 | 29.2773 | 0.41875 | 2165.4009 | 1198.1345 | 0 | 171
178 |  |  |  | Demand | F12 |  | 0 | 0 | 0 | 0 | 0 | 0 | 0 | 0 | 0 | 172
179 |  |  |  | Wheeling Revenue - Energy | F12 |  | 0 | 0 | 0 | 0 | 0 | 0 | 0 | 0 | 0 | 173
180 | [6 empty] | 57064.2831 | 44972.2847 | 8243.9749 | 454.7921 | 29.2773 | 0.41875 | 2165.4009 | 1198.1345 | 0
181 | [14 empty] | 0
182 |  | Total Other Electric Operating Revenues |  |  |  |  | 937690.8853 | 440885.2831 | 125071.821 | 172485.2807 | 76656.5938 | 73195.2622 | 45951.7588 | 3444.8857 | 0
183 | [14 empty] | 0
184 |  | Total Electric Operating Revenues |  |  |  |  | 46822817.7387 | 22943815.4659 | 8925513.5125 | 7522503.3404 | 2937783.2444 | 695454.7342 | 2666895.3724 | 1130852.0689 | 0
185
186 |  | Miscellaneous Revenues
187 |  | 41160 | Gain on Sale of Utility Plant - CR |  | F12 |  | 0 | 0 | 0 | 0 | 0 | 0 | 0 | 0 | 0 | 187
188 |  | 41170 | Loss on Sale of Utility Plant |  | F12 |  | 0 | 0 | 0 | 0 | 0 | 0 | 0 | 0 | 0 | 192
189 |  | 4118 | Gain from Emission Allowances |  | F12 |  | 0 | 0 | 0 | 0 | 0 | 0 | 0 | 0 | 0 | 194
190 |  | 41181 | Gain from Disposition of NOX Credits |  | F12 |  | 0 | 0 | 0 | 0 | 0 | 0 | 0 | 0 | 0 | 199
191 |  | 4194 | Impact Housing Interest Income |  | F12 |  | 0 | 0 | 0 | 0 | 0 | 0 | 0 | 0 | 0 | 203
192 |  | 421 | (Gain)/Loss on Sale of Utility Plant |  | F12 |  | 242.96 | 110.3641 | 31.6485 | 50.2671 | 21.7438 | 19.8461 | 8.8047 | 0.28576 | 0 | 212
193
194 |  | Total Miscellaneous Revenues |  |  |  |  | 242.96 | 110.3641 | 31.6485 | 50.2671 | 21.7438 | 19.8461 | 8.8047 | 0.28576 | 0
195
196 |  | Miscellaneous Expenses
197 |  | 4311 | Interest on Customer Deposits |  | F80 |  | 0 | 0 | 0 | 0 | 0 | 0 | 0 | 0 | 0 | 218
198
199 |  | Net Miscellaneous Revenues And Expense |  |  |  |  | 242.96 | 110.3641 | 31.6485 | 50.2671 | 21.7438 | 19.8461 | 8.8047 | 0.28576 | 0
200
201 |  | Distribution - METER - Unbundled
202 | [6 empty] | E: STEAM POWER GENERATION
203
204 |  | A |  | B | C |  | D | E | F | G | H | I | J | K
205 |  | FERC ACCT |  | DESCRIPTION | COS Factor |  | Washington Jurisdiction Normalized | Residential Schedule 16 | Small General Service Schedule 24 | Large General Service < 1,000 kW Schedule 36 | Large General Service > 1,000 kW Schedule 48 | Large General Dedicated Facilities Schedule 48 | Agricultural Pumping Schedule 40 | Street & Area Lighting Sch. 15, 51-54, 57
206 |  | 500 | Operation Suprvn & Engineering |  | F10 |  | 0 | 0 | 0 | 0 | 0 | 0 | 0 | 0 | 0 | 226
|  |  |  | JBG | F10 |  | 0 | 0 | 0 | 0 | 0 | 0 | 0 | 0 | 0 | 227
208 |  |  |  | CAGW | F10 |  | 0 | 0 | 0 | 0 | 0 | 0 | 0 | 0 | 0 | 228
209 |  |  |  | Total 500 |  |  | 0 | 0 | 0 | 0 | 0 | 0 | 0 | 0 | 0
210
211 |  | 501 | Fuel Related |  | F10 |  | 0 | 0 | 0 | 0 | 0 | 0 | 0 | 0 | 0 | 232
212 |  |  |  | CAGW | F10 |  | 0 | 0 | 0 | 0 | 0 | 0 | 0 | 0 | 0 | 233
213 |  |  |  | JBE | F10 |  | 0 | 0 | 0 | 0 | 0 | 0 | 0 | 0 | 0 | 234
214 |  |  |  | JBG | F10 |  | 0 | 0 | 0 | 0 | 0 | 0 | 0 | 0 | 0 | 235
215 |  |  |  | Total 501 |  |  | 0 | 0 | 0 | 0 | 0 | 0 | 0 | 0 | 0
216
217 |  | 501NPC | Fuel Related - NPC
218 |  |  |  | S | F10 |  | 0 | 0 | 0 | 0 | 0 | 0 | 0 | 0 | 0 | 239
219 |  |  |  | CAEW | F10 |  | 0 | 0 | 0 | 0 | 0 | 0 | 0 | 0 | 0 | 240
220 |  |  | Total Fuel Related |  |  |  | 0 | 0 | 0 | 0 | 0 | 0 | 0 | 0 | 0
221
222
223 |  | 502 | Steam Expenses |  | F10 |  | 0 | 0 | 0 | 0 | 0 | 0 | 0 | 0 | 0 | 245
224 |  |  |  | SE/CAEW/CAEE | F10 |  | 0 | 0 | 0 | 0 | 0 | 0 | 0 | 0 | 0 | 246
225 |  |  |  | Total 502 |  |  | 0 | 0 | 0 | 0 | 0 | 0 | 0 | 0 | 0
226
227 |  | 503 | Steam From Other Sources |  | F10 |  | 0 | 0 | 0 | 0 | 0 | 0 | 0 | 0 | 0 | 250
228
229 |  | 503NPC | Steam From Other Sources-NPC
230 |  |  |  | SE | F10 |  | 0 | 0 | 0 | 0 | 0 | 0 | 0 | 0 | 0 | 252
231 |  |  |  | CAEW | F10 |  | 0 | 0 | 0 | 0 | 0 | 0 | 0 | 0 | 0 | 253
232 |  |  |  | CAEE | F10 |  | 0 | 0 | 0 | 0 | 0 | 0 | 0 | 0 | 0 | 254
233 |  |  |  | Total Steam From Other Sources |  |  | 0 | 0 | 0 | 0 | 0 | 0 | 0 | 0 | 0
234
235 |  | 505 | Electric Expenses |  | F10 |  | 0 | 0 | 0 | 0 | 0 | 0 | 0 | 0 | 0 | 259
236 |  |  |  | JBG | F10 |  | 0 | 0 | 0 | 0 | 0 | 0 | 0 | 0 | 0 | 260
237 |  |  |  | Total 505 |  |  | 0 | 0 | 0 | 0 | 0 | 0 | 0 | 0 | 0
238
239 |  | 506 | Misc. Steam Expense |  | F10 |  | 0 | 0 | 0 | 0 | 0 | 0 | 0 | 0 | 0 | 264
240 |  |  |  | SE | F10 |  | 0 | 0 | 0 | 0 | 0 | 0 | 0 | 0 | 0 | 265
241 |  |  |  | JBG | F10 |  | 0 | 0 | 0 | 0 | 0 | 0 | 0 | 0 | 0 | 266
242 |  |  |  | Total 506 |  |  | 0 | 0 | 0 | 0 | 0 | 0 | 0 | 0 | 0
243
244 |  | 507 | Rents |  | F10 |  | 0 | 0 | 0 | 0 | 0 | 0 | 0 | 0 | 0 | 270
245 |  |  |  | JBG | F10 |  | 0 | 0 | 0 | 0 | 0 | 0 | 0 | 0 | 0 | 271
246 |  |  |  | Total 507 |  |  | 0 | 0 | 0 | 0 | 0 | 0 | 0 | 0 | 0
247
248 |  | 510 | Maint Supervision & Engineering |  | F10 |  | 0 | 0 | 0 | 0 | 0 | 0 | 0 | 0 | 0 | 275
249 |  |  |  | JBG | F10 |  | 0 | 0 | 0 | 0 | 0 | 0 | 0 | 0 | 0 | 276
250 |  |  |  | Total 510 |  |  | 0 | 0 | 0 | 0 | 0 | 0 | 0 | 0 | 0
251
252 |  | 511 | Maintenance of Structures |  | F10 |  | 0 | 0 | 0 | 0 | 0 | 0 | 0 | 0 | 0 | 280
253 |  |  |  | JBG | F10 |  | 0 | 0 | 0 | 0 | 0 | 0 | 0 | 0 | 0 | 281
254 |  |  |  | Total 511 |  |  | 0 | 0 | 0 | 0 | 0 | 0 | 0 | 0 | 0
255
256 |  | 512 | Maintenance of Boiler Plant |  | F10 |  | 0 | 0 | 0 | 0 | 0 | 0 | 0 | 0 | 0 | 285
257 |  |  |  |  | F10 |  | 0 | 0 | 0 | 0 | 0 | 0 | 0 | 0 | 0 | 286
258 |  |  |  | JBG | F10 |  | 0 | 0 | 0 | 0 | 0 | 0 | 0 | 0 | 0 | 287
259 |  |  |  | Total 512 |  |  | 0 | 0 | 0 | 0 | 0 | 0 | 0 | 0 | 0
260
261 |  | 513 | Maintenance of Electric Plant |  | F10 |  | 0 | 0 | 0 | 0 | 0 | 0 | 0 | 0 | 0 | 291
262 |  |  |  | JBG | F10 |  | 0 | 0 | 0 | 0 | 0 | 0 | 0 | 0 | 0 | 292
263 |  |  |  | Total 513 |  |  | 0 | 0 | 0 | 0 | 0 | 0 | 0 | 0 | 0
264
265 |  | 514 | Maint of Misc. Steam Plant |  | F10 |  | 0 | 0 | 0 | 0 | 0 | 0 | 0 | 0 | 0 | 296
266 |  |  |  | JBG | F10 |  | 0 | 0 | 0 | 0 | 0 | 0 | 0 | 0 | 0 | 297
267 |  |  |  | Total 514 |  |  | 0 | 0 | 0 | 0 | 0 | 0 | 0 | 0 | 0
268
269 |  | Total Steam Power Generation |  |  |  |  | 0 | 0 | 0 | 0 | 0 | 0 | 0 | 0 | 0
270
271
272 | [6 empty] | D: NUCLEAR POWER GENERATION
273
274
275 |  | 517 | Operation Super & Engineering |  | F10 |  | 0 | 0 | 0 | 0 | 0 | 0 | 0 | 0 | 0 | 304
276
277 |  | 518 | Nuclear Fuel Expense |  | F10 |  | 0 | 0 | 0 | 0 | 0 | 0 | 0 | 0 | 0 | 308
278
279 |  | 519 | Coolants and Water |  | F10 |  | 0 | 0 | 0 | 0 | 0 | 0 | 0 | 0 | 0 | 313
280
281 |  | 520 | Steam Expenses |  | F10 |  | 0 | 0 | 0 | 0 | 0 | 0 | 0 | 0 | 0 | 317
282
283 |  | 523 | Electric Expenses |  | F10 |  | 0 | 0 | 0 | 0 | 0 | 0 | 0 | 0 | 0 | 321
284
285 |  | 524 | Misc. Nuclear Expenses |  | F10 |  | 0 | 0 | 0 | 0 | 0 | 0 | 0 | 0 | 0 | 325
286
287 |  | 528 | Maint Supervision & Eng |  | F10 |  | 0 | 0 | 0 | 0 | 0 | 0 | 0 | 0 | 0 | 329
288
289 |  | 529 | Maintenance of Structures |  | F10 |  | 0 | 0 | 0 | 0 | 0 | 0 | 0 | 0 | 0 | 333
290
291 |  | 530 | Maintenance of Reactor Plant |  | F10 |  | 0 | 0 | 0 | 0 | 0 | 0 | 0 | 0 | 0 | 337
292
293 |  | 531 | Maintenance of Electric Plant |  | F10 |  | 0 | 0 | 0 | 0 | 0 | 0 | 0 | 0 | 0 | 341
294
295 |  | 532 | Maintenance of Misc Nuclear |  | F10 |  | 0 | 0 | 0 | 0 | 0 | 0 | 0 | 0 | 0 | 345
296
297 |  | Total Nuclear Power Generation |  |  |  |  | 0 | 0 | 0 | 0 | 0 | 0 | 0 | 0 | 0 | 348
298
299
300
301 |  | Distribution - METER - Unbundled |  |  |  |  | D: HYDRAULIC POWER GENERATION
302
303 |  | A |  | B | C |  | D | E | F | G | H | I | J | K
304 |  | FERC ACCT |  | DESCRIPTION | COS Factor |  | Washington Jurisdiction Normalized | Residential Schedule 16 | Small General Service Schedule 24 | Large General Service < 1,000 kW Schedule 36 | Large General Service > 1,000 kW Schedule 48 | Large General Dedicated Facilities Schedule 48 | Agricultural Pumping Schedule 40 | Street & Area Lighting Sch. 15, 51-54, 57
305 |  | 535 | Operation Super & Engineering
306 |  |  |  | SG | F10 |  | 0 | 0 | 0 | 0 | 0 | 0 | 0 | 0 | 0 | 353
307 |  |  |  | CAGW | F10 |  | 0 | 0 | 0 | 0 | 0 | 0 | 0 | 0 | 0 | 354
308
309 |  | 536 | Water For Power |  | F10 |  | 0 | 0 | 0 | 0 | 0 | 0 | 0 | 0 | 0 | 358
310
311 |  | 537 | Hydraulic Expenses |  | F10 |  | 0 | 0 | 0 | 0 | 0 | 0 | 0 | 0 | 0 | 362
312
313 |  | 538 | Electric Expenses |  | F10 |  | 0 | 0 | 0 | 0 | 0 | 0 | 0 | 0 | 0 | 366
314
315 |  | 539 | Misc. Hydro Expenses |  | F10 |  | 0 | 0 | 0 | 0 | 0 | 0 | 0 | 0 | 0 | 372
316
317 |  | 540 | Rents (Hydro Generation) |  | F10 |  | 0 | 0 | 0 | 0 | 0 | 0 | 0 | 0 | 0 | 375
318
319 |  | 541 | Maint Supervision & Engineering |  | F10 |  | 0 | 0 | 0 | 0 | 0 | 0 | 0 | 0 | 0 | 379
320
321 |  | 542 | Maintenance of Structures |  | F10 |  | 0 | 0 | 0 | 0 | 0 | 0 | 0 | 0 | 0 | 383
322
323 |  | 543 | Maint of Dams & Waterways |  | F10 |  | 0 | 0 | 0 | 0 | 0 | 0 | 0 | 0 | 0 | 387
324
325 |  | 544 | Maintenance of Electric Plant |  | F10 |  | 0 | 0 | 0 | 0 | 0 | 0 | 0 | 0 | 0 | 391
326
327 |  | 545 | Maint of Misc. Hydro Plant |  | F10
|  |  |  | SG | F10 |  | 0 | 0 | 0 | 0 | 0 | 0 | 0 | 0 | 0 | 395
|  |  |  | CAGW | F10 |  | 0 | 0 | 0 | 0 | 0 | 0 | 0 | 0 | 0 | 396
330
331 |  | Total Hydraulic Power Generation |  |  |  |  | 0 | 0 | 0 | 0 | 0 | 0 | 0 | 0 | 0
332
333
334 | [6 empty] | D: OTHER POWER GENERATION
335
336
337 |  | 546 | Operation Super & Engineering |  | F10 |  | 0 | 0 | 0 | 0 | 0 | 0 | 0 | 0 | 0 | 403
338
339 |  | 547 | Fuel |  | F10 |  | 0 | 0 | 0 | 0 | 0 | 0 | 0 | 0 | 0 | 407
340 |  |  |  | CAEW/CAEE | F10 |  | 0 | 0 | 0 | 0 | 0 | 0 | 0 | 0 | 0 | 408
341
342
343 |  | 547NPC | Fuel-NPC |  | F10
344 |  |  |  | CAEW | F10 |  | 0 | 0 | 0 | 0 | 0 | 0 | 0 | 0 | 0 | 411
345 |  |  |  | S | F10 |  | 0 | 0 | 0 | 0 | 0 | 0 | 0 | 0 | 0 | 412
346 |  |  |  | Total 547 |  |  | 0 | 0 | 0 | 0 | 0 | 0 | 0 | 0 | 0
347
348 |  | 548 | Generation Expense |  | F10 |  | 0 | 0 | 0 | 0 | 0 | 0 | 0 | 0 | 0 | 417
349 |  |  |  | CAGW | F10 |  | 0 | 0 | 0 | 0 | 0 | 0 | 0 | 0 | 0 | 419
350 |  |  |  | Total 548 |  |  | 0 | 0 | 0 | 0 | 0 | 0 | 0 | 0 | 0
351
352 |  | 549 | Miscellaneous Other |  | F10 |  | 0 | 0 | 0 | 0 | 0 | 0 | 0 | 0 | 0 | 423
353 |  |  |  | CAGE/CAGW | F10 |  | 0 | 0 | 0 | 0 | 0 | 0 | 0 | 0 | 0 | 424
354
355 |  | 550/551 | Maint Supervision & Engineering
356 |  |  |  | CAGW | F10 |  | 0 | 0 | 0 | 0 | 0 | 0 | 0 | 0 | 0 | 429
357 |  |  |  | SG | F10 |  | 0 | 0 | 0 | 0 | 0 | 0 | 0 | 0 | 0 | 430
358 |  |  |  | Total 550 |  |  | 0 | 0 | 0 | 0 | 0 | 0 | 0 | 0 | 0
359
360 |  | 552 | Maintenance of Structures |  | F10 |  | 0 | 0 | 0 | 0 | 0 | 0 | 0 | 0 | 0 | 436
361
362 |  | 553 | Maint of Generation & Elect Plant |  | F10 |  | 0 | 0 | 0 | 0 | 0 | 0 | 0 | 0 | 0 | 440
363 |  |  |  | CAGW | F10 |  | 0 | 0 | 0 | 0 | 0 | 0 | 0 | 0 | 0 | 441
364 |  |  |  | Total 553 |  |  | 0 | 0 | 0 | 0 | 0 | 0 | 0 | 0 | 0
365
366 |  | 554 | Maintenance of Misc. Other |  | F10 |  | 0 | 0 | 0 | 0 | 0 | 0 | 0 | 0 | 0 | 445
367 |  |  |  | CAGW | F10 |  | 0 | 0 | 0 | 0 | 0 | 0 | 0 | 0 | 0 | 446
368 |  |  |  | Total 554 |  |  | 0 | 0 | 0 | 0 | 0 | 0 | 0 | 0 | 0
369
370 |  | Total Other Power Generation |  |  |  |  | 0 | 0 | 0 | 0 | 0 | 0 | 0 | 0 | 0
371
372
373 | [6 empty] | D: OTHER POWER SUPPLY
374
375
376 |  | 555 | Purchased Power |  | F10 |  | 0 | 0 | 0 | 0 | 0 | 0 | 0 | 0 | 0 | 451
377 |  |  |  | SG | F10 |  | 0 | 0 | 0 | 0 | 0 | 0 | 0 | 0 | 0 | 452
378 |  |  |  | SE | F10 |  | 0 | 0 | 0 | 0 | 0 | 0 | 0 | 0 | 0 | 453
379
380 |  | 555NPC | Purchased Power-NPC
381 |  |  |  | CAGW | F10 |  | 0 | 0 | 0 | 0 | 0 | 0 | 0 | 0 | 0 | 456
382 |  |  |  | CAEW | F10 |  | 0 | 0 | 0 | 0 | 0 | 0 | 0 | 0 | 0 | 457
383 |  |  |  | DGP | F10 |  | 0 | 0 | 0 | 0 | 0 | 0 | 0 | 0 | 0 | 458
384 |  |  |  | DGP | F10 |  | 0 | 0 | 0 | 0 | 0 | 0 | 0 | 0 | 0 | 459
385 |  |  |  | Total 555 |  |  | 0 | 0 | 0 | 0 | 0 | 0 | 0 | 0 | 0
386
387
388 |  | 556 | System Control & Load Dispatch |  | F10 |  | 0 | 0 | 0 | 0 | 0 | 0 | 0 | 0 | 0 | 463
389
390 |  | 557 | Other Expenses |  | F10 |  | 0 | 0 | 0 | 0 | 0 | 0 | 0 | 0 | 0 | 472
391
392
393 |  | Embedded Cost Differentials
394 |  |  |  | Company Owned Hydro | F10 |  | 0 | 0 | 0 | 0 | 0 | 0 | 0 | 0 | 0 | 475
395 |  |  |  | Company Owned Hydro | F10 |  | 0 | 0 | 0 | 0 | 0 | 0 | 0 | 0 | 0 | 476
|  |  |  | Mid-C Contract | F10 |  | 0 | 0 | 0 | 0 | 0 | 0 | 0 | 0 | 0 | 477
397 |  |  |  | Mid-C Contract | F10 |  | 0 | 0 | 0 | 0 | 0 | 0 | 0 | 0 | 0 | 478
398 |  |  |  | Existing QF Contracts | F10 |  | 0 | 0 | 0 | 0 | 0 | 0 | 0 | 0 | 0 | 479
399 |  |  |  | Existing QF Contracts | F10 |  | 0 | 0 | 0 | 0 | 0 | 0 | 0 | 0 | 0 | 479
400 | [6 empty] | 0 | 0 | 0 | 0 | 0 | 0 | 0 | 0 | 0
401
402 |  | Total Other Power Supply |  |  |  |  | 0 | 0 | 0 | 0 | 0 | 0 | 0 | 0 | 0
403
404 |  | TOTAL GENERATION EXPENSE |  |  |  |  | 0 | 0 | 0 | 0 | 0 | 0 | 0 | 0 | 0
405
406 |  | Distribution - METER - Unbundled |  |  |  |  | D: TRANSMISSION EXPENSE
407
408
409 |  | A |  | B | C |  | D | E | F | G | H | I | J | K
410 |  | FERC ACCT |  | DESCRIPTION | COS Factor |  | Washington Jurisdiction Normalized | Residential Schedule 16 | Small General Service Schedule 24 | Large General Service < 1,000 kW Schedule 36 | Large General Service > 1,000 kW Schedule 48 | Large General Dedicated Facilities Schedule 48 | Agricultural Pumping Schedule 40 | Street & Area Lighting Sch. 15, 51-54, 57
411 |  | 560 | Operation Supervision & Eng |  | F12 |  | 0 | 0 | 0 | 0 | 0 | 0 | 0 | 0 | 0 | 491
412
413 |  | 561 | Load Dispatching |  | F12 |  | 0 | 0 | 0 | 0 | 0 | 0 | 0 | 0 | 0 | 496
414
415 |  | 562 | Station Expense |  | F12 |  | 0 | 0 | 0 | 0 | 0 | 0 | 0 | 0 | 0 | 502
416
417 |  | 563 | Overhead Line Expense |  | F12 |  | 0 | 0 | 0 | 0 | 0 | 0 | 0 | 0 | 0 | 507
418
419 |  | 564 | Underground Line Expense |  | F12 |  | 0 | 0 | 0 | 0 | 0 | 0 | 0 | 0 | 0 | 511
420
421 |  | 565 | Transm of Electricity by Others |  | F12 |  | 0 | 0 | 0 | 0 | 0 | 0 | 0 | 0 | 0 | 515
422
423 |  | 565NPC | Transmission of Electricity by Others-NPC
424 |  |  | CAGW |  | F12 |  | 0 | 0 | 0 | 0 | 0 | 0 | 0 | 0 | 0 | 518
425 |  |  | SE |  | F12 |  | 0 | 0 | 0 | 0 | 0 | 0 | 0 | 0 | 0 | 519
426 |  |  | SE |  | F12 |  | 0 | 0 | 0 | 0 | 0 | 0 | 0 | 0 | 0 | 520
427 | [6 empty] | 0 | 0 | 0 | 0 | 0 | 0 | 0 | 0 | 0
428
429 |  | 566 | Misc. Transmission Expense |  | F12 |  | 0 | 0 | 0 | 0 | 0 | 0 | 0 | 0 | 0 | 526
430
431 |  | 567 | Rents - Transmission |  | F12 |  | 0 | 0 | 0 | 0 | 0 | 0 | 0 | 0 | 0 | 531
432
433 |  | 568 | Maint Supervision & Engineering |  | F12 |  | 0 | 0 | 0 | 0 | 0 | 0 | 0 | 0 | 0 | 536
434
435 |  | 569 | Maintenance of Structures |  | F12 |  | 0 | 0 | 0 | 0 | 0 | 0 | 0 | 0 | 0 | 541
436
437 |  | 570 | Maint of Station Equipment |  | F12 |  | 0 | 0 | 0 | 0 | 0 | 0 | 0 | 0 | 0 | 547
438
439 |  | 571 | Maintenance of Overhead Lines |  | F12 |  | 0 | 0 | 0 | 0 | 0 | 0 | 0 | 0 | 0 | 553
440
441 |  | 572 | Maint of Underground Lines |  | F12 |  | 0 | 0 | 0 | 0 | 0 | 0 | 0 | 0 | 0 | 556
442
443 |  | 573 | Maint of Misc Transmission Plant |  | F12 |  | 0 | 0 | 0 | 0 | 0 | 0 | 0 | 0 | 0 | 560
444
445
446 |  | TOTAL TRANSMISSION EXPENSE |  |  |  |  | 0 | 0 | 0 | 0 | 0 | 0 | 0 | 0 | 0
447
448
449
450
451
452
453
454
455
456
457
458 |  | Distribution - METER - Unbundled |  |  |  |  | D: DISTRIBUTION EXPENSE
459
460
461 |  | A |  | B | C |  | D | E | F | G | H | I | J | K
462 |  | FERC ACCT |  | DESCRIPTION | COS Factor |  | Washington Jurisdiction Normalized | Residential Schedule 16 | Small General Service Schedule 24 | Large General Service < 1,000 kW Schedule 36 | Large General Service > 1,000 kW Schedule 48 | Large General Dedicated Facilities Schedule 48 | Agricultural Pumping Schedule 40 | Street & Area Lighting Sch. 15, 51-54, 57
463 |  | 580 | Operation Supervision & Eng |  | F131 |  | 720034.2038 | 384524.9571 | 104138.5287 | 117463.5119 | 50984.4431 | 19495.1021 | 29303.9704 | 14123.6904 | 0 | 568
464
465 |  | 581 | Load Dispatching |  | F20 |  | 707037.408 | 308806.3189 | 93482.6688 | 143137.1871 | 63838.7288 | 60992.0386 | 35470.4823 | 1309.9835 | 0 | 573
466
467 |  | 582 | Station Expense |  | F120 |  | 286795.7897 | 126954.5373 | 38432.0146 | 58845.672 | 26244.982 | 21197.627 | 14582.4045 | 538.5523 | 0 | 578
468
469 |  | 583 | Overhead Line Expenses |  | F132 |  | 316203.07 | 167651.2069 | 44716.0778 | 60911.9094 | 27166.5173 | 0 | 15094.4339 | 662.9249 | 0 | 583
470
471 |  | 584 | Underground Line Expense |  | F133 |  | 0 | 0 | 0 | 0 | 0 | 0 | 0 | 0 | 0 | 588
472
473 |  | 585 | Street Lighting & Signal Systems |  | F130 |  | 14073.1525 | 0 | 0 | 0 | 0 | 0 | 0 | 14073.1525 | 0 | 593
474
475 |  | 586 | Meter Expenses |  | F127 |  | 277878.6055 | 186753.4859 | 47632.4328 | 21241.1517 | 4005.7994 | 2385.4453 | 15860.2904 | 0 | 0 | 598
476
477 |  | 587 | Customer Installation Expenses |  | F20 |  | 1192506.63 | 520840.3098 | 157670.1616 | 241418.6897 | 107671.9655 | 102870.6678 | 59825.3853 | 2209.4503 | 0 | 603
478
479 |  | 588 | Misc. Distribution Expenses |  | F131 |  | 31829.76 | 16998.2718 | 4603.5374 | 5192.5803 | 2253.8132 | 861.7985 | 1295.4084 | 624.3504 | 0 | 609
480
481 |  | 589 | Rents |  | F131 |  | 111687.1796 | 59645.0942 | 16153.314 | 18220.2016 | 7908.3863 | 3023.9577 | 4545.4477 | 2190.7781 | 0 | 614
482
483 |  | 590 | Maint Supervision & Engineering |  | F131 |  | 319862.7503 | 170818.5662 | 46261.7415 | 52181.135 | 22648.9577 | 8660.3622 | 13017.7824 | 6274.2054 | 0 | 619
484
485 |  | 591 | Maintenance of Structures |  | F119 |  | 165933.3104 | 72473.1877 | 21939.2758 | 33592.6035 | 14982.194 | 14314.1095 | 8324.5023 | 307.4376 | 0 | 624
486
487 |  | 592 | Maint of Station Equipment |  | F120 |  | 640606.697 | 283574.34 | 85844.3772 | 131441.7189 | 58622.5873 | 47348.4699 | 32572.2564 | 1202.9473 | 0 | 629
488
489 |  | 593 | Maintenance of Overhead Lines |  | F134 |  | 4212435.0563 | 2417783.4178 | 651744.9154 | 676302.6779 | 296555.4299 | 0 | 162894.532 | 7154.0832 | 0 | 634
490
491 |  | 594 | Maint of Underground Lines |  | F135 |  | 1172604.6756 | 795399.6848 | 173937.5938 | 128240.4967 | 51562.6038 | 0 | 21636.9445 | 1827.3521 | 0 | 639
492
493 |  | 595 | Maint of Line Transformers |  | F125 |  | 67534.5995 | 36184.8396 | 16022.1787 | 5961.9539 | 780.9101 | 0 | 8445.1137 | 139.6034 | 0 | 644
494
495 |  | 596 | Maint of Street Lighting & Signals |  | F130 |  | 151010.34 | 0 | 0 | 0 | 0 | 0 | 0 | 151010.34 | 0 | 649
496
497 |  | 597 | Maintenance of Meters |  | F127 |  | -5892.724 | -3960.3148 | -1010.0986 | -450.4422 | -84.9474 | -50.586 | -336.335 | 0 | 0 | 654
498
499 |  | 598 | Maint of Misc. Distribution Plant |  | F131 |  | 481084.1876 | 256916.7904 | 69579.1939 | 78482.1581 | 34064.7837 | 13025.472 | 19579.1765 | 9436.613 | 0 | 659
500
501 |  | TOTAL DISTRIBUTION EXPENSE |  |  |  |  | 10863224.6919 | 5801364.6936 | 1571147.9134 | 1772183.2054 | 769207.1546 | 294124.4646 | 442111.7957 | 213085.4646 | 0
502
503
504 | [6 empty] | D: CUSTOMER ACCOUNTS EXPENSE
505
506
507 |  | 901 | Supervision |  | F136 |  | 0 | 0 | 0 | 0 | 0 | 0 | 0 | 0 | 0 | 666
508
509 |  | 902 | Meter Reading Expense |  | F41 |  | 0 | 0 | 0 | 0 | 0 | 0 | 0 | 0 | 0 | 671
510
511 |  | 903 | Customer Receipts & Collections |  | F42 |  | 0 | 0 | 0 | 0 | 0 | 0 | 0 | 0 | 0 | 676
512
513 |  | 904 | Uncollectible Accounts |  | F80 |  | 0 | 0 | 0 | 0 | 0 | 0 | 0 | 0 | 0 | 682
514
515 |  | 905 | Misc. Customer Accounts Exp |  | F136 |  | 0 | 0 | 0 | 0 | 0 | 0 | 0 | 0 | 0 | 687
516
517 |  | TOTAL CUSTOMER ACCOUNTS EXPENSE |  |  |  |  | 0 | 0 | 0 | 0 | 0 | 0 | 0 | 0 | 0
518
519 |  | Distribution - METER - Unbundled |  |  |  |  | D: CUSTOMER SERVICE EXPENSE
520
521 |  | A |  | B | C |  | D | E | F | G | H | I | J | K
522 |  | FERC ACCT |  | DESCRIPTION | COS Factor |  | Washington Jurisdiction Normalized | Residential Schedule 16 | Small General Service Schedule 24 | Large General Service < 1,000 kW Schedule 36 | Large General Service > 1,000 kW Schedule 48 | Large General Dedicated Facilities Schedule 48 | Agricultural Pumping Schedule 40 | Street & Area Lighting Sch. 15, 51-54, 57
523 |  | 907 | Supervision |  | F40 |  | 0 | 0 | 0 | 0 | 0 | 0 | 0 | 0 | 0 | 694
524
525 |  | 908 | Customer Assistance |  | F40 |  | 0 | 0 | 0 | 0 | 0 | 0 | 0 | 0 | 0 | 699
526
527 |  | 909 | Informational & Instructional Adv |  | F40 |  | 0 | 0 | 0 | 0 | 0 | 0 | 0 | 0 | 0 | 705
528
529 |  | 910 | Misc. Customer Service |  | F40 |  | 0 | 0 | 0 | 0 | 0 | 0 | 0 | 0 | 0 | 710
530
531 |  | TOTAL CUSTOMER SERVICE EXPENSE |  |  |  |  | 0 | 0 | 0 | 0 | 0 | 0 | 0 | 0 | 0
532
533
534 | [6 empty] | D: SALES EXPENSE
535
536
537 |  | 911 | Supervision |  | F40 |  | 0 | 0 | 0 | 0 | 0 | 0 | 0 | 0 | 0 | 717
538
539 |  | 912 | Demonstration & Selling Expense |  | F40 |  | 0 | 0 | 0 | 0 | 0 | 0 | 0 | 0 | 0 | 722
540
541 |  | 913 | Advertising Expense |  | F40 |  | 0 | 0 | 0 | 0 | 0 | 0 | 0 | 0 | 0 | 727
542
543 |  | 916 | Misc. Sales Expense |  | F40 |  | 0 | 0 | 0 | 0 | 0 | 0 | 0 | 0 | 0 | 732
544
545 |  | TOTAL SALES EXPENSE |  |  |  |  | 0 | 0 | 0 | 0 | 0 | 0 | 0 | 0 | 0
546
547
548 | [6 empty] | D: ADMINISTRATION & GENERAL EXPENSE
549
550
551 |  | 920 | Administrative & General Salaries |  | F102D |  | 0 | 0 | 0 | 0 | 0 | 0 | 0 | 0 | 0 | 738
552 |  |  |  | Customer - System | F42 |  | 0 | 0 | 0 | 0 | 0 | 0 | 0 | 0 | 0 | 739
553 |  |  |  | System Overheads | F102D |  | 0 | 0 | 0 | 0 | 0 | 0 | 0 | 0 | 0 | 740
554 |  |  |  | Administrative & General Salaries |  |  | 0 | 0 | 0 | 0 | 0 | 0 | 0 | 0 | 0
555
556 |  | 921 | Office Supplies & expenses |  | F102D |  | 0 | 0 | 0 | 0 | 0 | 0 | 0 | 0 | 0 | 744
557 |  |  |  | Customer - System | F42 |  | 0 | 0 | 0 | 0 | 0 | 0 | 0 | 0 | 0 | 745
558 |  |  |  | System Overheads | F102D |  | 0 | 0 | 0 | 0 | 0 | 0 | 0 | 0 | 0 | 746
559 |  |  |  | Office Supplies & expenses |  |  | 0 | 0 | 0 | 0 | 0 | 0 | 0 | 0 | 0
560
561 |  | 922 | A&G Expenses Transferred |  | F102D |  | 0 | 0 | 0 | 0 | 0 | 0 | 0 | 0 | 0 | 750
562
563 |  | 923 | Outside Services |  | F102D |  | 0 | 0 | 0 | 0 | 0 | 0 | 0 | 0 | 0 | 754
564 |  |  |  | Customer - System | F42 |  | 0 | 0 | 0 | 0 | 0 | 0 | 0 | 0 | 0 | 755
565 |  |  |  | System Overheads | F102D |  | 0 | 0 | 0 | 0 | 0 | 0 | 0 | 0 | 0 | 756
|  |  |  | JBG | F102D |  | 0 | 0 | 0 | 0 | 0 | 0 | 0 | 0 | 0 | 757
567 |  |  |  | System Overheads | F102D |  | 0 | 0 | 0 | 0 | 0 | 0 | 0 | 0 | 0 | 758
568 |  |  |  | Outside Services |  |  | 0 | 0 | 0 | 0 | 0 | 0 | 0 | 0 | 0
569
570 |  | 924 | Property Insurance
571 |  |  |  | System Overheads | F102D |  | 0 | 0 | 0 | 0 | 0 | 0 | 0 | 0 |  | 763
572
573 |  | 925 | Injuries & Damages |  | F102D |  | 0 | 0 | 0 | 0 | 0 | 0 | 0 | 0 | 0 | 766
574 |  |  | Injuries & Damages |  | F102D |  | 0 | 0 | 0 | 0 | 0 | 0 | 0 | 0 | 0 | 767
575
576 |  | 926 | Employee Pensions & Benefits |  | F138D |  | 0 | 0 | 0 | 0 | 0 | 0 | 0 | 0 | 0 | 774
577
578 |  | 927 | Franchise Requirements |  | F102 |  | 0 | 0 | 0 | 0 | 0 | 0 | 0 | 0 | 0 | 779
579
580 |  | 928 | Regulatory Commission Expense |  | F141 |  | 0 | 0 | 0 | 0 | 0 | 0 | 0 | 0 | 0 | 786
581 |  |  |  | Regulatory Expense | F141 |  | 0 | 0 | 0 | 0 | 0 | 0 | 0 | 0 | 0 | 787
582
583 |  | 929 | Duplicate Charges |  | F138D |  | 0 | 0 | 0 | 0 | 0 | 0 | 0 | 0 | 0 | 795
584
585 |  | 930 | Misc General Expenses
586 |  |  |  | Situs | F138D |  | 0 | 0 | 0 | 0 | 0 | 0 | 0 | 0 | 0 | 798
587 |  |  |  | Customer | F138D |  | 0 | 0 | 0 | 0 | 0 | 0 | 0 | 0 | 0 | 799
588 |  |  |  | Labor | F138D |  | 0 | 0 | 0 | 0 | 0 | 0 | 0 | 0 | 0 | 800
589 |  |  |  | Labor | F138D |  | 0 | 0 | 0 | 0 | 0 | 0 | 0 | 0 | 0 | 801
590 |  |  |  | Customer | F138D |  | 0 | 0 | 0 | 0 | 0 | 0 | 0 | 0 | 0 | 802
591
592 |  | 931 | Rents |  | F102D |  | 0 | 0 | 0 | 0 | 0 | 0 | 0 | 0 | 0 | 808
593
594 |  | 935 | Maintenance of General Plant |  | F108 |  | 0 | 0 | 0 | 0 | 0 | 0 | 0 | 0 | 0 | 814
595
596 |  | TOTAL ADMINISTRATIVE & GEN EXPENSE |  |  |  |  | 0 | 0 | 0 | 0 | 0 | 0 | 0 | 0 | 0
597
598
599 |  | TOTAL O & M EXPENSE |  |  |  |  | 10863224.6919 | 5801364.6936 | 1571147.9134 | 1772183.2054 | 769207.1546 | 294124.4646 | 442111.7957 | 213085.4646 | 0
600
601 |  | Distribution - METER - Unbundled |  |  |  |  | D: DEPRECIATION EXPENSE
602
603 |  | A |  | B | C |  | D | E | F | G | H | I | J | K
604 |  | FERC ACCT |  | DESCRIPTION | COS Factor |  | Washington Jurisdiction Normalized | Residential Schedule 16 | Small General Service Schedule 24 | Large General Service < 1,000 kW Schedule 36 | Large General Service > 1,000 kW Schedule 48 | Large General Dedicated Facilities Schedule 48 | Agricultural Pumping Schedule 40 | Street & Area Lighting Sch. 15, 51-54, 57
605 |  | 403SP | Steam Depreciation |  | F10 |  | 0 | 0 | 0 | 0 | 0 | 0 | 0 | 0 | 0 | 827
606
607 |  | 403NP | Nuclear Depreciation |  | F10 |  | 0 | 0 | 0 | 0 | 0 | 0 | 0 | 0 | 0 | 831
608
609 |  | 403HP | Hydro Depreciation |  | F10 |  | 0 | 0 | 0 | 0 | 0 | 0 | 0 | 0 | 0 | 838
610
611 |  | 403OP | Other Generation Depreciation |  | F10 |  | 0 | 0 | 0 | 0 | 0 | 0 | 0 | 0 | 0 | 841
612 |  |  |  | SG | F10 |  | 0 | 0 | 0 | 0 | 0 | 0 | 0 | 0 | 0 | 842
613 |  |  |  | CAEW | F10 |  | 0 | 0 | 0 | 0 | 0 | 0 | 0 | 0 | 0 | 843
614 |  |  |  | CAGW | F10 |  | 0 | 0 | 0 | 0 | 0 | 0 | 0 | 0 | 0 | 844
615 |  |  |  | CAGE | F10 |  | 0 | 0 | 0 | 0 | 0 | 0 | 0 | 0 | 0 | 845
616 |  |  |  | Total 403OP |  |  | 0 | 0 | 0 | 0 | 0 | 0 | 0 | 0 | 0
617
618 |  | 403TP | Transmission Depreciation |  | F106 |  | 0 | 0 | 0 | 0 | 0 | 0 | 0 | 0 | 0 | 853
619
620 |  | 403 | Distribution Depreciation
621 |  |  |  | Land Rights | F118 |  | 7471.41 | 3571.295 | 1081.1119 | 1655.3584 | 738.2846 | 0 | 410.2104 | 15.1497 | 0 | 856
622 |  |  |  | Structures | F119 |  | 82578.9762 | 36067.2708 | 10918.38 | 16717.8175 | 7456.0933 | 7123.6119 | 4142.8022 | 153.0005 | 0 | 857
623 |  |  |  | Station Equip | F120 |  | 1797406.6953 | 795649.5299 | 240861.1384 | 368797.6206 | 164482.5623 | 132849.777 | 91390.852 | 3375.2152 | 0 | 858
624 |  |  |  | Poles & Towers | F121 |  | 3907338.7905 | 1875044.7516 | 564928.5217 | 861630.1376 | 384284.2928 | 0 | 213518.4935 | 7932.5933 | 0 | 860
625 |  |  |  | OH Conductors | F122 |  | 1818906.9494 | 1100814.5662 | 248639.6766 | 274801.2061 | 122560.4613 | 0 | 68097.8264 | 3993.2128 | 0 | 861
626 |  |  |  | UG Conduit | F123 |  | 524953.2894 | 355050.0207 | 69410.4409 | 58620.1807 | 26144.4136 | 0 | 14526.5261 | 1201.7073 | 0 | 862
627 |  |  |  | UG Conductor | F124 |  | 724446.6986 | 494420.8035 | 95508.3099 | 78434.8798 | 34981.7062 | 0 | 19436.759 | 1664.2402 | 0 | 863
628 |  |  |  | Line Transformer | F125 |  | 2985223.6575 | 1599474.0492 | 708226.4084 | 263535.5211 | 34518.4738 | 0 | 373298.3308 | 6170.8742 | 0 | 864
629 |  |  |  | Services | F126 |  | 1609212.0762 | 1176465.4895 | 324528.7957 | 85198.1569 | 23019.6341 | 0 | 0 | 0 | 0 | 865
630 |  |  |  | Meters | F127 |  | 506632.5954 | 340491.8601 | 86844.1923 | 38727.1982 | 7303.4358 | 4349.181 | 28916.7281 | 0 | 0 | 866
631 |  |  |  | Inst Cust Premises | F128 |  | 17629.4354 | 0 | 0 | 0 | 0 | 0 | 0 | 17629.4354 | 0 | 867
632 |  |  |  | Leased Property | F129 |  | 0 | 0 | 0 | 0 | 0 | 0 | 0 | 0 | 0 | 868
633 |  |  |  | Street Lighting | F130 |  | 124644.0927 | 0 | 0 | 0 | 0 | 0 | 0 | 124644.0927 | 0 | 869
634 |  |  | Total Distribution Expense |  |  |  | 14106444.6666 | 7777049.6365 | 2350946.9757 | 2048118.0769 | 805489.3577 | 144322.5699 | 813738.5285 | 166779.5214 | 0
635
636 |  | 403GP | General Depreciation
637 |  |  |  | S | F107D |  | 805503.2496 | 452584.2783 | 134708.4528 | 110900.9809 | 43138.8021 | 9130.7437 | 45382.9696 | 9657.0223 | 0 | 873
638 |  |  |  | DGP | F105D |  | 0 | 0 | 0 | 0 | 0 | 0 | 0 | 0 | 0 | 874
639 |  |  |  | DGU | F105D |  | 0 | 0 | 0 | 0 | 0 | 0 | 0 | 0 | 0 | 875
640 |  |  |  | SE | F10 |  | 0 | 0 | 0 | 0 | 0 | 0 | 0 | 0 | 0 | 876
641 |  |  |  | CN | F42 |  | 0 | 0 | 0 | 0 | 0 | 0 | 0 | 0 | 0 | 877
642 |  |  |  | SG/CAGW/CAGE | F105D |  | 0 | 0 | 0 | 0 | 0 | 0 | 0 | 0 | 0 | 878
643 |  |  |  | SO | F102D |  | 296433.5996 | 166555.7362 | 49574.116 | 40812.718 | 15875.5292 | 3360.209 | 16701.4063 | 3553.8849 | 0 | 879
644 |  |  |  | CAEW | F105D |  | 0 | 0 | 0 | 0 | 0 | 0 | 0 | 0 | 0 | 880
645 |  |  |  | JBG | F105D |  | 0 | 0 | 0 | 0 | 0 | 0 | 0 | 0 | 0 | 881
646 |  |  |  | JBE | F10 |  | 0 | 0 | 0 | 0 | 0 | 0 | 0 | 0 | 0 | 882
647 |  |  | Total General Expense |  |  |  | 1101936.8492 | 619140.0145 | 184282.5688 | 151713.6989 | 59014.3313 | 12490.9527 | 62084.3758 | 13210.9072 | 0
648
649 |  | 403GV0 | General Vehicles |  | F105D |  | 0 | 0 | 0 | 0 | 0 | 0 | 0 | 0 | 0 | 886
650
651 |  | 403MP | Mining Depreciation |  | F10 |  | 0 | 0 | 0 | 0 | 0 | 0 | 0 | 0 | 0 | 890
652
653 |  | 403EP | Experimental Plant Depreciation |  | F10 |  | 0 | 0 | 0 | 0 | 0 | 0 | 0 | 0 | 0 | 896
654
655
656 |  | TOTAL DEPRECIATION EXPENSE |  |  |  |  | 15208381.5158 | 8396189.651 | 2535229.5445 | 2199831.7758 | 864503.689 | 156813.5226 | 875822.9043 | 179990.4286 | 0
657
658 | [6 empty] | D: AMORTIZATION EXPENSE
659
660
661 |  | 404CLG | Amort of LT Plant - Cap. Lease Gen
662 |  |  |  | S | F12 |  | -70698.327 | -32114.5664 | -9209.3139 | -14627.1061 | -6327.1692 | -5774.9625 | -2562.0558 | -83.1531 | 0 | 901
663 |  |  |  | SG/CAGW | F10 |  | 0 | 0 | 0 | 0 | 0 | 0 | 0 | 0 | 0 | 902
664 |  |  |  | SO | F102D |  | 8316.5387 | 4672.774 | 1390.8176 | 1145.0138 | 445.393 | 94.2717 | 468.5633 | 99.7054 | 0 | 903
665 |  |  |  | DGU | F10 | [10 empty] | 904
666 |  |  |  | CN | F42 |  | 0 | 0 | 0 | 0 | 0 | 0 | 0 | 0 | 0 | 905
667 |  |  |  | DGP | F10 |  | 0 | 0 | 0 | 0 | 0 | 0 | 0 | 0 | 0 | 906
668 |  |  |  | SG | F10 |  | 0 | 0 | 0 | 0 | 0 | 0 | 0 | 0 | 0 | 907
669 |  |  | Total Amort. Cap. Lease General |  |  |  | -62381.7883 | -27441.7924 | -7818.4964 | -13482.0923 | -5881.7762 | -5680.6908 | -2093.4925 | 16.5523 | 0
670
671 |  | 404CLS | Amort of LT Plant - Cap Lease Steam |  | F10 |  | 0 | 0 | 0 | 0 | 0 | 0 | 0 | 0 | 0 | 913
672
673 |  | 404IP | Amort of LT Plant - Intangible Plant
674 |  |  |  | S | F107D |  | -1345.9018 | -756.2154 | -225.0821 | -185.3026 | -72.0799 | -15.2564 | -75.8296 | -16.1358 | 0 | 916
675 |  |  |  | SE | F10 |  | 0 | 0 | 0 | 0 | 0 | 0 | 0 | 0 | 0 | 917
676 |  |  |  | SG/CAGW | F105D |  | 0 | 0 | 0 | 0 | 0 | 0 | 0 | 0 | 0 | 918
677 |  |  |  | SO | F102D |  | 243966.8462 | 137076.4911 | 40799.8309 | 33589.1414 | 13065.6673 | 2765.4746 | 13745.3697 | 2924.8712 | 0 | 919
678 |  |  |  | CN | F42 |  | 0 | 0 | 0 | 0 | 0 | 0 | 0 | 0 | 0 | 920
679 |  |  |  | DGP | F10 |  | 0 | 0 | 0 | 0 | 0 | 0 | 0 | 0 | 0 | 921
680 |  |  |  | DGU | F10 |  | 0 | 0 | 0 | 0 | 0 | 0 | 0 | 0 | 0 | 922
681 |  |  |  | CAEW | F10 |  | 0 | 0 | 0 | 0 | 0 | 0 | 0 | 0 | 0 | 923
682 |  |  |  | CAGW | F105D |  | 0 | 0 | 0 | 0 | 0 | 0 | 0 | 0 | 0 | 924
683 |  |  |  | JBG | F105D |  | 0 | 0 | 0 | 0 | 0 | 0 | 0 | 0 | 0 | 925
684 |  |  | Total Amort. Intangible Plant |  |  |  | 242620.9444 | 136320.2757 | 40574.7488 | 33403.8388 | 12993.5874 | 2750.2182 | 13669.5401 | 2908.7355 | 0
685
686 |  | Distribution - METER - Unbundled |  |  |  |  | D: AMORTIZATION EXPENSE (continued)
687
688
689 |  | A |  | B | C |  | D | E | F | G | H | I | J | K
690 |  | FERC ACCT |  | DESCRIPTION | COS Factor |  | Washington Jurisdiction Normalized | Residential Schedule 16 | Small General Service Schedule 24 | Large General Service < 1,000 kW Schedule 36 | Large General Service > 1,000 kW Schedule 48 | Large General Dedicated Facilities Schedule 48 | Agricultural Pumping Schedule 40 | Street & Area Lighting Sch. 15, 51-54, 57
691 |  | 404O | Amort of LT Plant - Other Plant |  | F10 |  | 0 | 0 | 0 | 0 | 0 | 0 | 0 | 0 | 0 | 930
692
693 |  | 404HP | Amort of Other Electric Plant |  | F110 |  | 0 | 0 | 0 | 0 | 0 | 0 | 0 | 0 | 0 | 936
694
695 |  | 405 | Amort of Other Electric Plant |  | F110 |  | 0 | 0 | 0 | 0 | 0 | 0 | 0 | 0 | 0 | 944
696
697 |  | 406 | Amort of Plant Acquisition Adj |  | F10 |  | 0 | 0 | 0 | 0 | 0 | 0 | 0 | 0 | 0 | 952
698
699 |  | 407 | Amort of Prop Losses, Unrec Plant, |  | F110 |  | 0.29 | 0.13949 | 0.03915 | 0.055429 | 0.023384 | 0.020561 | 0.010766 | 0.0012161 | 0 | 961
700
701
702 |  | TOTAL AMORTIZATION EXPENSE |  |  |  |  | 180239.4461 | 108878.6227 | 32756.2916 | 19921.8019 | 7111.8346 | -2930.4521 | 11576.0583 | 2925.289 | 0
703
704
705 | [6 empty] | D: TAX OTHER THAN INCOME
706
707
708 |  | 408 | Total Taxes Other Than Income |  | F101D |  | 6304269.7379 | 3586959.4688 | 1037145.2641 | 844151.0912 | 328948.0811 | 92217.1004 | 339116.3366 | 75732.3957 | 0 | 974
709
710
711 | [6 empty] | D: DEFERRED ITC
712
713
714 |  | 41140 | Deferred I T C - Federal |  | F101D |  | 0 | 0 | 0 | 0 | 0 | 0 | 0 | 0 | 0 | 979
715
716 |  | 41141 | Deferred I T C - Idaho |  | F101D |  | 0 | 0 | 0 | 0 | 0 | 0 | 0 | 0 | 0 | 984
717
718 |  | TOTAL DEFERRED ITC |  |  |  |  | 0 | 0 | 0 | 0 | 0 | 0 | 0 | 0 | 0
719
720
721 | [6 empty] | D: DEFERRED INCOME TAXES
722
723
724 |  | 41010 | Deferred Income Tax - Federal-DR |  | F101D |  | 5258946.794 | 2992198.9038 | 865174.2372 | 704180.7948 | 274404.5747 | 76926.4078 | 282886.8125 | 63175.0632 | 0 | 1032
725
726 |  | 41011 | Deferred Income Tax - State-DR |  | F101D |  | 0 | 0 | 0 | 0 | 0 | 0 | 0 | 0 | 0 | 1047
727
728 |  | 41110 | Deferred Income Tax - Federal-CR |  | F101D |  | -7575235.2163 | -4310104.551 | -1246237.8128 | -1014335.2585 | -395265.303 | -110808.4291 | -407483.5186 | -91000.3433 | 0 | 1063
729
730 |  | 41111 | Deferred Income Tax - State-CR |  | F101D |  | 0 | 0 | 0 | 0 | 0 | 0 | 0 | 0 | 0 | 1078
731
732 |  | TOTAL DEFERRED INCOME TAXES |  |  |  |  | -2316288.4223 | -1317905.6472 | -381063.5756 | -310154.4636 | -120860.7283 | -33882.0214 | -124596.7062 | -27825.2801 | 0
733
734
735
736
737
738 |  | 40911 | State Income Taxes |  | F101D |  | 0 | 0 | 0 | 0 | 0 | 0 | 0 | 0 | 0 | 1175
739
740 |  | 40910 | Federal Income Tax |  | F101D |  | 1078923.6721 | 613878.4733 | 177498.8418 | 144469.4839 | 56296.7459 | 15782.1947 | 58036.9588 | 12960.9737 | 0 | 1208
741
742
743 |  | TOTAL OPERATING EXPENSES |  |  |  |  | 31318993.6015 | 17189475.6263 | 4972745.9283 | 4670453.1617 | 1905228.5207 | 522144.655 | 1602076.1523 | 456869.5572 | 0
744
745
746 |  | Distribution - METER - Unbundled |  |  |  |  | D: STEAM GENERATION PLANT
747
748 |  | A |  | B | C |  | D | E | F | G | H | I | J | K
749 |  | FERC ACCT |  | DESCRIPTION | COS Factor |  | Washington Jurisdiction Normalized | Residential Schedule 16 | Small General Service Schedule 24 | Large General Service < 1,000 kW Schedule 36 | Large General Service > 1,000 kW Schedule 48 | Large General Dedicated Facilities Schedule 48 | Agricultural Pumping Schedule 40 | Street & Area Lighting Sch. 15, 51-54, 57
750 |  | 310 | Land and Land Rights |  | F10 |  | 0 | 0 | 0 | 0 | 0 | 0 | 0 | 0 | 0 | 1217
751 |  |  |  | JBG | F10 |  | 0 | 0 | 0 | 0 | 0 | 0 | 0 | 0 | 0 | 1219
752 |  |  |  | Total 310 |  |  | 0 | 0 | 0 | 0 | 0 | 0 | 0 | 0 | 0
753
754 |  | 311 | Structures and Improvements |  | F10 |  | 0 | 0 | 0 | 0 | 0 | 0 | 0 | 0 | 0 | 1225
755 |  |  |  | JBG | F10 |  | 0 | 0 | 0 | 0 | 0 | 0 | 0 | 0 | 0 | 1226
756 |  |  |  | Total 311 |  |  | 0 | 0 | 0 | 0 | 0 | 0 | 0 | 0 | 0
757
758 |  | 312 | Boiler Plant Equipment
759 |  |  |  | SG | F10 |  | 0 | 0 | 0 | 0 | 0 | 0 | 0 | 0 | 0 | 1230
760 |  |  |  | S | F10 |  | 0 | 0 | 0 | 0 | 0 | 0 | 0 | 0 | 0 | 1231
761 |  |  |  | CAGW | F10 |  | 0 | 0 | 0 | 0 | 0 | 0 | 0 | 0 | 0 | 1232
762 |  |  |  | JBG | F10 |  | 0 | 0 | 0 | 0 | 0 | 0 | 0 | 0 | 0 | 1233
763 |  |  |  | Total 312 |  |  | 0 | 0 | 0 | 0 | 0 | 0 | 0 | 0 | 0
764
765 |  | 314 | Turbogenerator Units |  | F10 |  | 0 | 0 | 0 | 0 | 0 | 0 | 0 | 0 | 0 | 1239
766 |  |  |  | JBG | F10 |  | 0 | 0 | 0 | 0 | 0 | 0 | 0 | 0 | 0 | 1240
767 |  |  |  | Total 314 |  |  | 0 | 0 | 0 | 0 | 0 | 0 | 0 | 0 | 0
768
769 |  | 315 | Accessory Electric Equipment |  | F10 |  | 0 | 0 | 0 | 0 | 0 | 0 | 0 | 0 | 0 | 1246
770 |  |  |  | JBG | F10 |  | 0 | 0 | 0 | 0 | 0 | 0 | 0 | 0 | 0 | 1247
771 |  |  |  | Total 316 |  |  | 0 | 0 | 0 | 0 | 0 | 0 | 0 | 0 | 0
772
773 |  | 316 | Misc Power Plant Equipment |  | F10 |  | 0 | 0 | 0 | 0 | 0 | 0 | 0 | 0 | 0 | 1253
774 |  |  |  | JBG | F10 |  | 0 | 0 | 0 | 0 | 0 | 0 | 0 | 0 | 0 | 1255
775 |  |  |  | Total 316 |  |  | 0 | 0 | 0 | 0 | 0 | 0 | 0 | 0 | 0
776
777 |  | S00 | Unclassified Steam Plant - Acct 300 |  | F10 |  | 0 | 0 | 0 | 0 | 0 | 0 | 0 | 0 | 0 | 1262
778
779
780
781 |  | Total Steam Generation Plant |  |  |  |  | 0 | 0 | 0 | 0 | 0 | 0 | 0 | 0 | 0
782
783
784 | [6 empty] | D: NUCLEAR GENERATION
785
786
787 |  | 320 | Land and Land Rights |  | F10 |  | 0 | 0 | 0 | 0 | 0 | 0 | 0 | 0 | 0 | 1268
788
789 |  | 321 | Structures and Improvements |  | F10 |  | 0 | 0 | 0 | 0 | 0 | 0 | 0 | 0 | 0 | 1272
790
791 |  | 322 | Reactor Plant Equipment |  | F10 |  | 0 | 0 | 0 | 0 | 0 | 0 | 0 | 0 | 0 | 1276
792
793 |  | 323 | Turbogenerator Units |  | F10 |  | 0 | 0 | 0 | 0 | 0 | 0 | 0 | 0 | 0 | 1280
794
795 |  | 324 | Land and Land Rights |  | F10 |  | 0 | 0 | 0 | 0 | 0 | 0 | 0 | 0 | 0 | 1284
796
797 |  | 325 | Misc. Power Plant Equipment |  | F10 |  | 0 | 0 | 0 | 0 | 0 | 0 | 0 | 0 | 0 | 1288
798
799 |  | N00 | Unclassified Nuclear Plt - Acct 300 |  | F10 |  | 0 | 0 | 0 | 0 | 0 | 0 | 0 | 0 | 0 | 1294
800
801 |  | Total Nuclear Generation Plant |  |  |  |  | 0 | 0 | 0 | 0 | 0 | 0 | 0 | 0 | 0
802
803
804 | [6 empty] | D: HYDRAULIC GENERATION PLANT
805
806
807 |  | 330 | Land and Land Rights |  | F10 |  | 0 | 0 | 0 | 0 | 0 | 0 | 0 | 0 | 0 | 1302
808
809 |  | 331 | Structures and Improvements |  | F10 |  | 0 | 0 | 0 | 0 | 0 | 0 | 0 | 0 | 0 | 1307
810
811 |  | 332 | Reservoirs, Dams & Waterways |  | F10 |  | 0 | 0 | 0 | 0 | 0 | 0 | 0 | 0 | 0 | 1312
812
813 |  | 333 | Water Wheel, Turbines, & Generators |  | F10 |  | 0 | 0 | 0 | 0 | 0 | 0 | 0 | 0 | 0 | 1317
814
815 |  | 334 | Accessory Electric Equipment |  | F10 |  | 0 | 0 | 0 | 0 | 0 | 0 | 0 | 0 | 0 | 1322
816
817 |  | 335 | Misc. Power Plant Equipment |  | F10 |  | 0 | 0 | 0 | 0 | 0 | 0 | 0 | 0 | 0 | 1327
818
819 |  | 336 | Roads, Railroads & Bridges |  | F10 |  | 0 | 0 | 0 | 0 | 0 | 0 | 0 | 0 | 0 | 1333
820
821 |  | H00 | Unclassified Hydro Plant - Acct 300 |  | F10 |  | 0 | 0 | 0 | 0 | 0 | 0 | 0 | 0 | 0 | 1339
822
823 |  | Total Hydraulic Plant |  |  |  |  | 0 | 0 | 0 | 0 | 0 | 0 | 0 | 0 | 0
824
825 |  | Distribution - METER - Unbundled
826 |  | A |  | B | C |  | D | E | F | G | H | I | J | K
827 |  | FERC ACCT |  | DESCRIPTION | COS Factor |  | Washington Jurisdiction Normalized | Residential Schedule 16 | Small General Service Schedule 24 | Large General Service < 1,000 kW Schedule 36 | Large General Service > 1,000 kW Schedule 48 | Large General Dedicated Facilities Schedule 48 | Agricultural Pumping Schedule 40 | Street & Area Lighting Sch. 15, 51-54, 57
828 |  | 340 | Land and Land Rights |  | F10 |  | 0 | 0 | 0 | 0 | 0 | 0 | 0 | 0 | 0 | 1347
829 |  |  |  | Total 340 |  |  | 0 | 0 | 0 | 0 | 0 | 0 | 0 | 0 | 0
830
831 |  | 341 | Structures and Improvements |  | F10 |  | 0 | 0 | 0 | 0 | 0 | 0 | 0 | 0 | 0 | 1352
832 |  |  |  | Total 341 |  |  | 0 | 0 | 0 | 0 | 0 | 0 | 0 | 0 | 0
833
834 |  | 342 | Fuel Holders, Producers & Access |  | F10 |  | 0 | 0 | 0 | 0 | 0 | 0 | 0 | 0 | 0 | 1357
835 |  |  |  | Total 342 |  |  | 0 | 0 | 0 | 0 | 0 | 0 | 0 | 0 | 0
836
837 |  | 343 | Prime Movers |  | F10 |  | 0 | 0 | 0 | 0 | 0 | 0 | 0 | 0 | 0 | 1365
838 |  |  |  | Total 343 |  |  | 0 | 0 | 0 | 0 | 0 | 0 | 0 | 0 | 0
839
840 |  | 344 | Generators |  | F10 |  | 0 | 0 | 0 | 0 | 0 | 0 | 0 | 0 | 0 | 1372
841 |  |  |  | Total 344 |  |  | 0 | 0 | 0 | 0 | 0 | 0 | 0 | 0 | 0
842
843 |  | 345 | Accessory Electric Plant |  | F10 |  | 0 | 0 | 0 | 0 | 0 | 0 | 0 | 0 | 0 | 1377
844 |  |  |  | Total 345 |  |  | 0 | 0 | 0 | 0 | 0 | 0 | 0 | 0 | 0
845
846 |  | 346 | Misc. Power Plant Equipment |  | F10 |  | 0 | 0 | 0 | 0 | 0 | 0 | 0 | 0 | 0 | 1382
847
848 |  | O00 | Unclassified Other Prod - Acct 300 |  | F10 |  | 0 | 0 | 0 | 0 | 0 | 0 | 0 | 0 | 0 | 1387
849
850 |  | Total Other Generation Plant |  |  |  |  | 0 | 0 | 0 | 0 | 0 | 0 | 0 | 0 | 0
851
852 |  | Experimental Plant
853 |  | 103 | Experimental Plant |  | F10 |  | 0 | 0 | 0 | 0 | 0 | 0 | 0 | 0 | 0 | 1393
854
855 |  | TOTAL GENERATION PLANT |  |  |  |  | 0 | 0 | 0 | 0 | 0 | 0 | 0 | 0 | 0
856
857 | [6 empty] | D: TRANSMISSION PLANT
858 |  | 350 | Land and Land Rights
859 |  |  |  | Demand | F12 |  | 0 | 0 | 0 | 0 | 0 | 0 | 0 | 0 | 0 | 1402
860 |  |  |  | Direct Assigned | A | 0 | 0 | 0 | 0 | 0 | 0 | 0 | 0 | 0 | 0
861 | [6 empty] | 0 | 0 | 0 | 0 | 0 | 0 | 0 | 0 | 0
862 |  | 352 | Structures and Improvements
863 |  |  |  | Demand | F12 |  | 0 | 0 | 0 | 0 | 0 | 0 | 0 | 0 | 0 | 1409
864 |  |  |  | Direct Assigned | A | 0 | 0 | 0 | 0 | 0 | 0 | 0 | 0 | 0 | 0
865 | [6 empty] | 0 | 0 | 0 | 0 | 0 | 0 | 0 | 0 | 0
866 |  | 353 | Station Equipment
867 |  |  |  | Demand | F12 |  | 0 | 0 | 0 | 0 | 0 | 0 | 0 | 0 | 0 | 1415
868 |  |  |  | Direct Assigned | A | 0 | 0 | 0 | 0 | 0 | 0 | 0 | 0 | 0 | 0
869 | [6 empty] | 0 | 0 | 0 | 0 | 0 | 0 | 0 | 0 | 0
870 |  | 354 | Towers and Fixtures
871 |  |  |  | Demand | F12 |  | 0 | 0 | 0 | 0 | 0 | 0 | 0 | 0 | 0 | 1421
872 |  |  |  | Direct Assigned | A | 0 | 0 | 0 | 0 | 0 | 0 | 0 | 0 | 0 | 0
873 | [6 empty] | 0 | 0 | 0 | 0 | 0 | 0 | 0 | 0 | 0
874 |  | 355 | Poles and Fixtures
875 |  |  |  | Demand | F12 |  | 0 | 0 | 0 | 0 | 0 | 0 | 0 | 0 | 0 | 1428
876 |  |  |  | Direct Assigned | A | 0 | 0 | 0 | 0 | 0 | 0 | 0 | 0 | 0 | 0
877 | [6 empty] | 0 | 0 | 0 | 0 | 0 | 0 | 0 | 0 | 0
878 |  | 356 | Overhead Conductors
879 |  |  |  | Demand | F12 |  | 0 | 0 | 0 | 0 | 0 | 0 | 0 | 0 | 0 | 1434
880 |  |  |  | Direct Assigned | A | 0 | 0 | 0 | 0 | 0 | 0 | 0 | 0 | 0 | 0
881 | [6 empty] | 0 | 0 | 0 | 0 | 0 | 0 | 0 | 0 | 0
882 |  | 357 | Underground Conduit
883 |  |  |  | Demand | F12 |  | 0 | 0 | 0 | 0 | 0 | 0 | 0 | 0 | 0 | 1440
884 |  |  |  | Direct Assigned | A | 0 | 0 | 0 | 0 | 0 | 0 | 0 | 0 | 0 | 0
885 | [6 empty] | 0 | 0 | 0 | 0 | 0 | 0 | 0 | 0 | 0
886 |  | 358 | Underground Conductors
887 |  |  |  | Demand | F12 |  | 0 | 0 | 0 | 0 | 0 | 0 | 0 | 0 | 0 | 1446
888 |  |  |  | Direct Assigned | A | 0 | 0 | 0 | 0 | 0 | 0 | 0 | 0 | 0 | 0
889 | [6 empty] | 0 | 0 | 0 | 0 | 0 | 0 | 0 | 0 | 0
890 |  | 359 | Roads and Trails
891 |  |  |  | Demand | F12 |  | 0 | 0 | 0 | 0 | 0 | 0 | 0 | 0 | 0 | 1452
892 |  |  |  | Direct Assigned | A | 0 | 0 | 0 | 0 | 0 | 0 | 0 | 0 | 0 | 0
893 | [6 empty] | 0 | 0 | 0 | 0 | 0 | 0 | 0 | 0 | 0
894
895 |  | T00 | Unclassified Trans Plant - Acct 300 |  | F10 |  | 0 | 0 | 0 | 0 | 0 | 0 | 0 | 0 | 0 | 1457
896 |  | TS0 | Unclassified Trans Sub - Acct 300 |  | F10 |  | 0 | 0 | 0 | 0 | 0 | 0 | 0 | 0 | 0 | 1461
897
898 |  | TOTAL TRANSMISSION PLANT |  |  |  |  | 0 | 0 | 0 | 0 | 0 | 0 | 0 | 0 | 0
899 |  | Distribution - METER - Unbundled |  |  |  |  | D: DISTRIBUTION PLANT
900 |  | A |  | B | C |  | D | E | F | G | H | I | J | K
901 |  | FERC ACCT |  | DESCRIPTION | COS Factor |  | Washington Jurisdiction Normalized | Residential Schedule 16 | Small General Service Schedule 24 | Large General Service < 1,000 kW Schedule 36 | Large General Service > 1,000 kW Schedule 48 | Large General Dedicated Facilities Schedule 48 | Agricultural Pumping Schedule 40 | Street & Area Lighting Sch. 15, 51-54, 57
902
903 |  | 360 | Land and Land Rights
904 |  |  |  | Demand Primary | F20A |  | 1859463.89 | 888814.0464 | 269064.1482 | 411981.0207 | 183742.221 | 0 | 102092.0266 | 3770.4273 | 0 | 1467
905 |  |  |  | Assigned | A | 1 | 0 | 0 | 0 | 0 | 0 | 0 | 0 | 0 | 0
906 | [6 empty] | 1859463.89 | 888814.0464 | 269064.1482 | 411981.0207 | 183742.221 | 0 | 102092.0266 | 3770.4273 | 0
907 |  | 361 | Structures and Improvements
908 |  |  |  | Demand Primary | F20 |  | 4829945.87 | 2109531.6706 | 638603.0287 | 977805.2162 | 436098.0073 | 416651.5681 | 242307.5605 | 8948.8187 | 0 | 1473
909 |  |  |  | Assigned | A | 1 | 0 | 0 | 0 | 0 | 0 | 0 | 0 | 0 | 0
910 | [6 empty] | 4829945.87 | 2109531.6706 | 638603.0287 | 977805.2162 | 436098.0073 | 416651.5681 | 242307.5605 | 8948.8187 | 0
911 |  | 362 | Station Equipment
912 |  |  |  | Demand Primary | F20A |  | 65681014.2 | 31395182.4042 | 9504032.9799 | 14552221.9677 | 6490244.5765 | 0 | 3606151.1502 | 133181.1216 | 0 | 1479
913 |  |  |  | Assigned | A | 1 | 5242060.51 | 0 | 0 | 0 | 0 | 5242060.51 | 0 | 0 | 0
914 | [6 empty] | 70923074.71 | 31395182.4042 | 9504032.9799 | 14552221.9677 | 6490244.5765 | 5242060.51 | 3606151.1502 | 133181.1216 | 0
915 |  | 364 | Poles, Towers & Fixtures
916 |  |  |  | Demand Primary | F20A | 1 | 107126151.4485 | 51205741.9628 | 15501138.1717 | 23734766.4833 | 10585630.1385 | 0 | 5881655.4367 | 217219.2554 | 0 | 1485
917 |  |  |  | Demand Secondary | F22 | 1 | 506775.6215 | 444899.5151 | 60581.3608 | 0 | 0 | 0 | 0 | 1294.7456 | 0
918 |  |  |  | Assigned | A | 1 | 0 | 0 | 0 | 0 | 0 | 0 | 0 | 0 | 0
919 | [6 empty] | 107632927.07 | 51650641.4779 | 15561719.5325 | 23734766.4833 | 10585630.1385 | 0 | 5881655.4367 | 218514.001 | 0
920 |  | 365 | Overhead Conductors
921 |  |  |  | Demand Primary | F20A | 1 | 49242497.587 | 23537657.1542 | 7125382.0724 | 10910120.1292 | 4865878.7747 | 0 | 2703610.6472 | 99848.8092 | 0 | 1492
922 |  |  |  | Demand Secondary | F22 | 1 | 22971498.873 | 20166733.1187 | 2746076.5714 | 0 | 0 | 0 | 0 | 58689.183 | 0
923 |  |  |  | Assigned | A | 1 | 0 | 0 | 0 | 0 | 0 | 0 | 0 | 0 | 0
924 | [6 empty] | 72213996.46 | 43704390.2729 | 9871458.6438 | 10910120.1292 | 4865878.7747 | 0 | 2703610.6472 | 158537.9922 | 0
925 |  | 366 | Underground Conduit
926 |  |  |  | Demand Primary | F20A | 1 | 9319834.4633 | 4454832.2908 | 1348578.6598 | 2064893.5079 | 920935.9176 | 0 | 511696.2973 | 18897.7899 | 0 | 1499
927 |  |  |  | Demand Secondary | F22 | 1 | 9171624.0367 | 8051790.4049 | 1096401.3288 | 0 | 0 | 0 | 0 | 23432.303 | 0
928 |  |  |  | Assigned | A | 1 | 0 | 0 | 0 | 0 | 0 | 0 | 0 | 0 | 0
929 | [6 empty] | 18491458.5 | 12506622.6957 | 2444979.9886 | 2064893.5079 | 920935.9176 | 0 | 511696.2973 | 42330.0929 | 0
930 |  | 367 | Underground Conductors
931 |  |  |  | Demand Primary | F20A | 1 | 13803507.174 | 6598004.474 | 1997365.4338 | 3058291.6963 | 1363988.3407 | 0 | 757867.9148 | 27989.3146 | 0 | 1506
932 |  |  |  | Demand Secondary | F22 | 1 | 14443738.556 | 12680192.194 | 1726644.4942 | 0 | 0 | 0 | 0 | 36901.8678 | 0
933 |  |  |  | Assigned | A | 1 | 0 | 0 | 0 | 0 | 0 | 0 | 0 | 0 | 0
934 | [6 empty] | 28247245.73 | 19278196.6679 | 3724009.928 | 3058291.6963 | 1363988.3407 | 0 | 757867.9148 | 64891.1824 | 0
935 |  | 368 | Line Transformers
936 |  |  |  | Demand Secondary | F21 |  | 113031430.96 | 60561908.0214 | 26816029.0701 | 9978413.8412 | 1306995.0314 | 0 | 14134433.2439 | 233651.752 | 0 | 1513
937 |  |  |  | Assigned | A | 1 | 0 | 0 | 0 | 0 | 0 | 0 | 0 | 0 | 0
938 | [6 empty] | 113031430.96 | 60561908.0214 | 26816029.0701 | 9978413.8412 | 1306995.0314 | 0 | 14134433.2439 | 233651.752 | 0
939 |  | 369 | Services
940 |  |  |  | Customer | F70 |  | 64231901.85 | 46958767.5653 | 12953607.5829 | 3400695.1201 | 918831.5817 | 0 | 0 | 0 | 0 | 1519
941 |  |  |  | Assigned | A | 1 | 0 | 0 | 0 | 0 | 0 | 0 | 0 | 0 | 0
942 | [6 empty] | 64231901.85 | 46958767.5653 | 12953607.5829 | 3400695.1201 | 918831.5817 | 0 | 0 | 0 | 0
943 |  | 370 | Meters
944 |  |  |  | Customer | F60A |  | 12794927.85 | 8673527.0527 | 2212227.4845 | 986518.1533 | 186044.2353 | 0 | 736610.9242 | 0 | 0 | 1526
945 |  |  |  | Assigned | A | 1 | 110788.96 | 0 | 0 | 0 | 0 | 110788.96 | 0 | 0 | 0
946 | [6 empty] | 12905716.81 | 8673527.0527 | 2212227.4845 | 986518.1533 | 186044.2353 | 110788.96 | 736610.9242 | 0 | 0
947 |  | 371 | Install on Customers' Premises
948 |  |  |  | Demand Primary | F20 | 1 | 0 | 0 | 0 | 0 | 0 | 0 | 0 | 0 | 0 | 1532
949 |  |  |  | Demand Secondary | F22 | 1 | 0 | 0 | 0 | 0 | 0 | 0 | 0 | 0 | 0
950 |  |  |  | Assigned | A | 1 | 506969.62 | 0 | 0 | 0 | 0 | 0 | 0 | 506969.62 | 0
951 | [6 empty] | 506969.62 | 0 | 0 | 0 | 0 | 0 | 0 | 506969.62 | 0
952 |  | 372 | Leased Property
953 |  |  |  | Demand Primary | F20 | 0 | 0 | 0 | 0 | 0 | 0 | 0 | 0 | 0 | 0 | 1539
954 |  |  |  | Demand Secondary | F22 | 0 | 0 | 0 | 0 | 0 | 0 | 0 | 0 | 0 | 0
955 |  |  |  | Assigned | A | 0 | 0 | 0 | 0 | 0 | 0 | 0 | 0 | 0 | 0
956 | [6 empty] | 0 | 0 | 0 | 0 | 0 | 0 | 0 | 0 | 0
957
958 |  | 373 | Street Lights |  | A | 1 | 4707240.67 | 0 | 0 | 0 | 0 | 0 | 0 | 4707240.67 | 0 | 1548
959
960
961 |  | D00 | Unclassified Dist Plant - Acct 300 |  | F22 |  | 9397081.91 | 8249720.4044 | 1123353.1871 | 0 | 0 | 0 | 0 | 24008.3184 | 0 | 1551
962 |  | DS0 | Unclassified Dist Sub - Acct 300 |  | F20 |  | 0 | 0 | 0 | 0 | 0 | 0 | 0 | 0 | 0 | 1555
963 |  | TOTAL DISTRIBUTION PLANT |  |  |  |  | 508978454.05 | 285977302.2793 | 85119085.5743 | 70075707.1358 | 27258388.8248 | 5769501.0381 | 28676425.2014 | 6102043.9963 | 0
964
965 |  | Distribution - METER - Unbundled |  |  |  |  | DISTRIBUTION PLANT D: GENERAL PLANT
966
967 |  | A |  | B | C |  | D | E | F | G | H | I | J | K
968 |  | FERC ACCT |  | DESCRIPTION | COS Factor |  | Washington Jurisdiction Normalized | Residential Schedule 16 | Small General Service Schedule 24 | Large General Service < 1,000 kW Schedule 36 | Large General Service > 1,000 kW Schedule 48 | Large General Dedicated Facilities Schedule 48 | Agricultural Pumping Schedule 40 | Street & Area Lighting Sch. 15, 51-54, 57
969 |  | 389 | Land and Land Rights
970 |  |  |  | S | F107D |  | 762759.178 | 428567.8702 | 127560.1418 | 105016.0146 | 40849.6393 | 8646.2204 | 42974.7199 | 9144.5719 | 0 | 1562
971 |  |  |  | CN | F42 |  | 0 | 0 | 0 | 0 | 0 | 0 | 0 | 0 | 0 | 1563
972 |  |  |  | DGU | F105D |  | 0 | 0 | 0 | 0 | 0 | 0 | 0 | 0 | 0 | 1564
973 |  |  |  | SG/CAGE/CAGW | F105D |  | 0 | 0 | 0 | 0 | 0 | 0 | 0 | 0 | 0 | 1565
974 |  |  |  | SO | F102D |  | 151806.9065 | 85295.0243 | 25387.45 | 20900.6417 | 8130.0331 | 1720.8 | 8552.9738 | 1819.9836 | 0 | 1566
975 |  |  | Total Land & Land Rights |  |  |  | 914566.0846 | 513862.8945 | 152947.5918 | 125916.6564 | 48979.6724 | 10367.0203 | 51527.6938 | 10964.5555 | 0
976
977 |  | 390 | Structures and Improvements
978 |  |  |  | S | F107D |  | 9634416.7959 | 5413243.9249 | 1611213.09 | 1326458.0542 | 515972.0948 | 109210.473 | 542814.004 | 115505.1549 | 0 | 1570
979 |  |  |  | DGP | F105D |  | 0 | 0 | 0 | 0 | 0 | 0 | 0 | 0 | 0 | 1571
980 |  |  |  | DGU | F105D |  | 0 | 0 | 0 | 0 | 0 | 0 | 0 | 0 | 0 | 1572
981 |  |  |  | CN | F42 |  | 0 | 0 | 0 | 0 | 0 | 0 | 0 | 0 | 0 | 1573
982 |  |  |  | SG/CAGE/CAGW | F105D |  | 0 | 0 | 0 | 0 | 0 | 0 | 0 | 0 | 0 | 1574
983 |  |  |  | JBG | F105D |  | 0 | 0 | 0 | 0 | 0 | 0 | 0 | 0 | 0 | 1575
984 |  |  |  | SO | F102D |  | 1958377.8744 | 1100344.4584 | 327509.6078 | 269627.7481 | 104881.1107 | 22199.0992 | 110337.2376 | 23478.6126 | 0 | 1576
985
986 |  |  | Total Structures and Improvements |  |  |  | 11592794.6703 | 6513588.3834 | 1938722.6979 | 1596085.8023 | 620853.2054 | 131409.5722 | 653151.2417 | 138983.7675 | 0
987
988 |  | 391 | Office Furniture & Equipment
989 |  |  |  | S | F107D |  | 261024.3214 | 146660.4935 | 43652.4402 | 35937.5996 | 13979.182 | 2958.8288 | 14706.4073 | 3129.37 | 0 | 1580
990 |  |  |  | SGP | F105D |  | 0 | 0 | 0 | 0 | 0 | 0 | 0 | 0 | 0 | 1581
991 |  |  |  | SGU | F105D |  | 0 | 0 | 0 | 0 | 0 | 0 | 0 | 0 | 0 | 1582
992 |  |  |  | CN | F42 |  | 0 | 0 | 0 | 0 | 0 | 0 | 0 | 0 | 0 | 1583
993 |  |  |  | SG/CAGE/CAGW | F105D |  | 0 | 0 | 0 | 0 | 0 | 0 | 0 | 0 | 0 | 1584
994 |  |  |  | SE | F10 |  | 0 | 0 | 0 | 0 | 0 | 0 | 0 | 0 | 0 | 1585
995 |  |  |  | SO | F102D |  | 1236594.0375 | 694799.2082 | 206801.9832 | 170253.1825 | 66225.9096 | 14017.3528 | 69671.115 | 14825.2861 | 0 | 1586
996 |  |  |  | JBG | F105D |  | 0 | 0 | 0 | 0 | 0 | 0 | 0 | 0 | 0 | 1587
997 |  |  |  | JBE | F10 |  | 0 | 0 | 0 | 0 | 0 | 0 | 0 | 0 | 0 | 1588
998 |  |  | Total Office Furniture & Equipment |  |  |  | 1497618.3589 | 841459.7017 | 250454.4234 | 206190.7821 | 80205.0916 | 16976.1816 | 84377.5223 | 17954.6561 | 0
999
1000 |  | 392 | Transportation Equipment
1001 |  |  |  | S | F107D |  | 3727752.8456 | 2094494.7549 | 623411.2877 | 513233.7422 | 199640.1531 | 42255.7649 | 210025.8366 | 44691.3061 | 0 | 1592
1002 |  |  |  | SO | F102D |  | 183812.1098 | 103277.6355 | 30739.8448 | 25307.0901 | 9844.0748 | 2083.5934 | 10356.1834 | 2203.6877 | 0 | 1593
1003 |  |  |  | SG/CAGE/CAGW | F105D |  | 0 | 0 | 0 | 0 | 0 | 0 | 0 | 0 | 0 | 1594
1004 |  |  |  | CN | F42 |  | 0 | 0 | 0 | 0 | 0 | 0 | 0 | 0 | 0 | 1595
1005 |  |  |  | SG-U | F105D |  | 0 | 0 | 0 | 0 | 0 | 0 | 0 | 0 | 0 | 1596
1006 |  |  |  | SE | F10 |  | 0 | 0 | 0 | 0 | 0 | 0 | 0 | 0 | 0 | 1597
1007 |  |  |  | SGP | F105D |  | 0 | 0 | 0 | 0 | 0 | 0 | 0 | 0 | 0 | 1598
1008 |  |  |  | JBG | F105D |  | 0 | 0 | 0 | 0 | 0 | 0 | 0 | 0 | 0 | 1599
1009 |  |  |  | CAGE | F10 |  | 0 | 0 | 0 | 0 | 0 | 0 | 0 | 0 | 0 | 1600
1010 |  |  | Total Transportation Equipment |  |  |  | 3911564.9554 | 2197772.3904 | 654151.1326 | 538540.8323 | 209484.2279 | 44339.3584 | 220382.02 | 46894.9938 | 0
1011
1012 |  | 393 | Stores Equipment
1013 |  |  |  | S | F107D |  | 510633.8659 | 286907.4207 | 85395.9286 | 70303.6228 | 27347.0446 | 5788.2659 | 28769.693 | 6121.8904 | 0 | 1604
1014 |  |  |  | SG-P | F105D |  | 0 | 0 | 0 | 0 | 0 | 0 | 0 | 0 | 0 | 1605
1015 |  |  |  | SG-U | F105D |  | 0 | 0 | 0 | 0 | 0 | 0 | 0 | 0 | 0 | 1606
1016 |  |  |  | SO | F102D |  | 5151.9482 | 2894.7006 | 861.5868 | 709.3157 | 275.9131 | 58.3997 | 290.2666 | 61.7657 | 0 | 1607
1017 |  |  |  | SG/CAGE/CAGW | F105D |  | 0 | 0 | 0 | 0 | 0 | 0 | 0 | 0 | 0 | 1608
1018 |  |  |  | JBG | F105D |  | 0 | 0 | 0 | 0 | 0 | 0 | 0 | 0 | 0 | 1609
1019 |  |  | Total Stores Equipment |  |  |  | 515785.8141 | 289802.1213 | 86257.5154 | 71012.9385 | 27622.9576 | 5846.6655 | 29059.9596 | 6183.6561 | 0 | 1610
1020
1021 |  | 394 | Tools, Shop & Garage Equipment
1022 |  |  |  | S | F107D |  | 1931865.3427 | 1085447.9884 | 323075.7808 | 265977.526 | 103461.2295 | 21898.5676 | 108843.4914 | 23160.759 | 0 | 1613
1023 |  |  |  | SG-P | F105D |  | 0 | 0 | 0 | 0 | 0 | 0 | 0 | 0 | 0 | 1614
1024 |  |  |  | SG/CAGE/CAGW | F105D |  | 0 | 0 | 0 | 0 | 0 | 0 | 0 | 0 | 0 | 1615
1025 |  |  |  | SO | F102D |  | 60317.9495 | 33890.5593 | 10087.281 | 8304.5224 | 3230.3334 | 683.7312 | 3398.3819 | 723.1402 | 0 | 1616
1026 |  |  |  | SE | F10 |  | 0 | 0 | 0 | 0 | 0 | 0 | 0 | 0 | 0 | 1617
1027 |  |  |  | SG-U | F105D |  | 0 | 0 | 0 | 0 | 0 | 0 | 0 | 0 | 0 | 1618
1028 |  |  |  | JBG | F105D |  | 0 | 0 | 0 | 0 | 0 | 0 | 0 | 0 | 0 | 1619
1029 |  |  |  | CAGE | F102D |  | 0 | 0 | 0 | 0 | 0 | 0 | 0 | 0 | 0 | 1620
1030 |  |  | Total Tools, Shop & Garage Equipment |  |  |  | 1992183.2922 | 1119338.5477 | 333163.0618 | 274282.0484 | 106691.563 | 22582.2989 | 112241.8733 | 23883.8992 | 0
1031
1032 |  | 395 | Laboratory Equipment
1033 |  |  |  | S | F107D |  | 893365.6158 | 501951.088 | 149402.1283 | 122997.7944 | 47844.2793 | 10126.7034 | 50333.2352 | 10710.3871 | 0 | 1624
1034 |  |  |  | SGP | F105D |  | 0 | 0 | 0 | 0 | 0 | 0 | 0 | 0 | 0 | 1625
1035 |  |  |  | SGU | F105D |  | 0 | 0 | 0 | 0 | 0 | 0 | 0 | 0 | 0 | 1626
1036 |  |  |  | SO | F102D |  | 93953.1615 | 52789.0158 | 15712.2706 | 12935.3889 | 5031.6704 | 1065.0016 | 5293.428 | 1126.3862 | 0 | 1627
1037 |  |  |  | SE | F10 |  | 0 | 0 | 0 | 0 | 0 | 0 | 0 | 0 | 0 | 1628
1038 |  |  |  | SG/CAGE/CAGW | F105D |  | 0 | 0 | 0 | 0 | 0 | 0 | 0 | 0 | 0 | 1629
1039 |  |  |  | JBG | F105D |  | 0 | 0 | 0 | 0 | 0 | 0 | 0 | 0 | 0 | 1630
1040 |  |  |  | CAGE | F102D |  | 0 | 0 | 0 | 0 | 0 | 0 | 0 | 0 | 0 | 1631
1041 |  |  | Total Laboratory Equipment |  |  |  | 987318.7774 | 554740.1038 | 165114.3989 | 135933.1833 | 52875.9497 | 11191.705 | 55626.6633 | 11836.7734 | 0
1042
1043 |  | 396 | Power Operated Equipment
1044 |  |  |  | S | F107D |  | 6053315.4353 | 3401147.5422 | 1012327.0847 | 833415.1599 | 324185.8757 | 68617.069 | 341050.6789 | 72572.025 | 0 | 1635
1045 |  |  |  | SG-P | F105D |  | 0 | 0 | 0 | 0 | 0 | 0 | 0 | 0 | 0 | 1636
1046 |  |  |  | SG/CAGE/CAGW | F105D |  | 0 | 0 | 0 | 0 | 0 | 0 | 0 | 0 | 0 | 1637
1047 |  |  |  | SO | F102D |  | 94869.7332 | 53304.0056 | 15865.5536 | 13061.5817 | 5080.7575 | 1075.3913 | 5345.0687 | 1137.3748 | 0 | 1638
1048 |  |  |  | SG-U | F105D |  | 0 | 0 | 0 | 0 | 0 | 0 | 0 | 0 | 0 | 1639
1049 |  |  |  | SE | F10 |  | 0 | 0 | 0 | 0 | 0 | 0 | 0 | 0 | 0 | 1640
1050 |  |  |  | JBG | F105D |  | 0 | 0 | 0 | 0 | 0 | 0 | 0 | 0 | 0 | 1641
1051 |  |  |  | CAGE | F102D |  | 0 | 0 | 0 | 0 | 0 | 0 | 0 | 0 | 0 | 1642
1052 |  |  | Total Power Operated Equipment |  |  |  | 6148185.1685 | 3454451.5478 | 1028192.6383 | 846476.7415 | 329266.6331 | 69692.4603 | 346395.7476 | 73709.3999 | 0
1053
1054 |  | 397 | Communication Equipment
1055 |  |  |  | S | F107D |  | 9516550.373 | 5347018.8787 | 1591501.6817 | 1310230.3085 | 509659.7474 | 107874.4038 | 536173.2757 | 114092.0772 | 0 | 1646
1056 |  |  |  | SGP | F105D |  | 0 | 0 | 0 | 0 | 0 | 0 | 0 | 0 | 0 | 1647
1057 |  |  |  | SGU | F105D |  | 0 | 0 | 0 | 0 | 0 | 0 | 0 | 0 | 0 | 1648
1058 |  |  |  | SO | F102D |  | 1930906.302 | 1084909.1367 | 322915.3954 | 265845.4861 | 103409.868 | 21887.6965 | 108789.458 | 23149.2613 | 0 | 1649
1059 |  |  |  | CN | F42 |  | 0 | 0 | 0 | 0 | 0 | 0 | 0 | 0 | 0 | 1650
1060 |  |  |  | SG/CAGE/CAGW | F105D |  | 0 | 0 | 0 | 0 | 0 | 0 | 0 | 0 | 0 | 1651
1061 |  |  |  | SE | F10 |  | 0 | 0 | 0 | 0 | 0 | 0 | 0 | 0 | 0 | 1652
1062 |  |  |  | JBG | F105D |  | 0 | 0 | 0 | 0 | 0 | 0 | 0 | 0 | 0 | 1653
|  |  |  | CAGE | F105D |  | 0 | 0 | 0 | 0 | 0 | 0 | 0 | 0 | 0 | 1654
1064 |  |  |  | CAGE | F105D |  | 0 | 0 | 0 | 0 | 0 | 0 | 0 | 0 | 0 | 1655
1065 |  |  | Total Communication Equipment |  |  |  | 11447456.675 | 6431928.0155 | 1914417.0771 | 1576075.7946 | 613069.6155 | 129762.1002 | 644962.7336 | 137241.3385 | 0
1066
1067 |  | Distribution - METER - Unbundled |  |  |  |  | D: GENERAL PLANT
1068
1069 |  | A |  | B | C |  | D | E | F | G | H | I | J | K
1070 |  | FERC ACCT |  | DESCRIPTION | COS Factor |  | Washington Jurisdiction Normalized | Residential Schedule 16 | Small General Service Schedule 24 | Large General Service < 1,000 kW Schedule 36 | Large General Service > 1,000 kW Schedule 48 | Large General Dedicated Facilities Schedule 48 | Agricultural Pumping Schedule 40 | Street & Area Lighting Sch. 15, 51-54, 57
1071 |  | 398 | Misc. Equipment
1072 |  |  |  | S | F107D |  | 127633.0048 | 71712.5491 | 21344.7241 | 17572.4001 | 6835.3975 | 1446.7778 | 7190.9887 | 1530.1673 | 0 | 1659
1073 |  |  |  | SGP | F105D |  | 0 | 0 | 0 | 0 | 0 | 0 | 0 | 0 | 0 | 1660
1074 |  |  |  | SGU | F105D |  | 0 | 0 | 0 | 0 | 0 | 0 | 0 | 0 | 0 | 1661
|  |  |  | CN | F42 |  | 0 | 0 | 0 | 0 | 0 | 0 | 0 | 0 | 0 | 1662
1076 |  |  |  | SO | F102D |  | 48850.4273 | 27447.3571 | 8169.5083 | 6725.684 | 2616.1892 | 553.7417 | 2752.2887 | 585.6583 | 0 | 1663
1077 |  |  |  | SE | F10 |  | 0 | 0 | 0 | 0 | 0 | 0 | 0 | 0 | 0 | 1664
1078 |  |  |  | SG | F105D |  | 0 | 0 | 0 | 0 | 0 | 0 | 0 | 0 | 0 | 1665
1079 |  |  |  | JBG | F105D |  | 0 | 0 | 0 | 0 | 0 | 0 | 0 | 0 | 0 | 1666
1080 |  |  | Total Misc. Equipment |  |  |  | 176483.432 | 99159.9062 | 29514.2323 | 24298.0841 | 9451.5867 | 2000.5195 | 9943.2774 | 2115.8256 | 0
1081
1082 |  | 399 | Coal Mine |  | F10 |  | 0 | 0 | 0 | 0 | 0 | 0 | 0 | 0 | 0 | 1674
1083 |  | 399L | WIDCO Capital Lease |  | F10 |  | 0 | 0 | 0 | 0 | 0 | 0 | 0 | 0 | 0 | 1677
1084 |  |  | Remove Capital Lease |  | F10 |  | 0 | 0 | 0 | 0 | 0 | 0 | 0 | 0 | 0 | 1680
1085
1086 |  | 390L | General Capital Lease
1087 |  |  |  | S | F10 |  | 0 | 0 | 0 | 0 | 0 | 0 | 0 | 0 | 0 | 1685
1088 |  |  |  | SG | F10 |  | 0 | 0 | 0 | 0 | 0 | 0 | 0 | 0 | 0 | 1686
1089 |  |  |  | SO-U | F10 |  | -32563.1925 | -13777.258 | -4301.6563 | -7273.1677 | -3075.0388 | -2799.9359 | -1283.5775 | -52.5582 | 0 | 1687
1091 |  |  | Remove Capital Lease |  |  |  | 32563.1925 | 13777.258 | 4301.6563 | 7273.1677 | 3075.0388 | 2799.9359 | 1283.5775 | 52.5582
1092
1093 |  | 392L | General Vehicles Capital Lease |  | F10 |  | 0 | 0 | 0 | 0 | 0 | 0 | 0 | 0 | 0 | 1694
1094 |  |  | Remove Capital Lease |  | F10 |  | 0 | 0 | 0 | 0 | 0 | 0 | 0 | 0 | 0 | 1697
1095
1096 |  | G00 | Unclassified Gen Plant - Acct 300 |  | F102D |  | 316893.771 | 178051.5954 | 52995.7758 | 43629.6565 | 16971.2756 | 3592.1343 | 17854.1556 | 3799.178 | 0 | 1707
1097 |  | GV0 | Unclassified Gen Veh - Acct 300 |  | F102D |  | 0 | 0 | 0 | 0 | 0 | 0 | 0 | 0 | 0 | 1715
1098
1099 |  | TOTAL GENERAL PLANT |  |  |  |  | 39500850.9995 | 22194155.2077 | 6605930.5453 | 5438442.52 | 2115471.7786 | 447760.0162 | 2225522.8882 | 473568.0435 | 0
1100
1101
1102
1103 | [6 empty] | D: INTANGIBLE PLANT
1104
1105 |  | 301 | Organization
1106 |  |  |  | S | F107D |  | 0 | 0 | 0 | 0 | 0 | 0 | 0 | 0 | 0 | 1720
1107 |  |  |  | SO | F102D |  | 0 | 0 | 0 | 0 | 0 | 0 | 0 | 0 | 0 | 1721
1108 |  |  |  | SG/CAGE/CAGW | F105D |  | 0 | 0 | 0 | 0 | 0 | 0 | 0 | 0 | 0 | 1722
1109 |  |  | Total Organization |  |  |  | 0 | 0 | 0 | 0 | 0 | 0 | 0 | 0 | 0
1110
1111 |  | 302 | Franchise & Consent
1112 |  |  |  | S | F107D |  | 0 | 0 | 0 | 0 | 0 | 0 | 0 | 0 | 0 | 1725
1113 |  |  |  | SG/CAGE/CAGW | F105D |  | 0 | 0 | 0 | 0 | 0 | 0 | 0 | 0 | 0 | 1726
1114 |  |  |  | DGP | F105D |  | 0 | 0 | 0 | 0 | 0 | 0 | 0 | 0 | 0 | 1727
1115 |  |  |  | DGU | F105D |  | 0 | 0 | 0 | 0 | 0 | 0 | 0 | 0 | 0 | 1728
1116 |  |  | Total Franchise & Consent |  |  |  | 0 | 0 | 0 | 0 | 0 | 0 | 0 | 0 | 0
1117
1118 |  | 303 | Miscellaneous Intangible Plant
1119 |  |  |  | S | F107D |  | -1796232.5352 | -1009240.6282 | -300393.2085 | -247303.72 | -96197.4018 | -20361.1084 | -101201.7847 | -21534.6836 | 0 | 1732
1120 |  |  |  | SG/CAGW | F105D |  | 0 | 0 | 0 | 0 | 0 | 0 | 0 | 0 | 0 | 1733
1121 |  |  |  | SO | F102D |  | 7910265.2791 | 4444503.1157 | 1322874.3611 | 1089078.3856 | 423634.9986 | 89666.4355 | 445673.3459 | 94834.6367 | 0 | 1734
1122 |  |  |  | SE | F105D |  | 0 | 0 | 0 | 0 | 0 | 0 | 0 | 0 | 0 | 1735
1123 |  |  |  | CN | F42 |  | 0 | 0 | 0 | 0 | 0 | 0 | 0 | 0 | 0 | 1736
1124 |  |  |  | DGU | F10 |  | 0 | 0 | 0 | 0 | 0 | 0 | 0 | 0 | 0 | 1737
1125 |  |  |  | DGP | F105D |  | 0 | 0 | 0 | 0 | 0 | 0 | 0 | 0 | 0 | 1738
1126 |  |  |  | JBG | F105D |  | 0 | 0 | 0 | 0 | 0 | 0 | 0 | 0 | 0 | 1739
1127 |  |  | Total Miscellaneous Intangible Plant |  |  |  | 6114032.7439 | 3435262.4875 | 1022481.1526 | 841774.6656 | 327437.5968 | 69305.3271 | 344471.5611 | 73299.9531 | 0
1128
1129 |  | I00 | Unclass Intangible Plant - Acct 300 |  | F102D |  | 0 | 0 | 0 | 0 | 0 | 0 | 0 | 0 | 0 | 1750
1130
1131 |  | TOTAL INTANGIBLE PLANT |  |  |  |  | 6114032.7439 | 3435262.4875 | 1022481.1526 | 841774.6656 | 327437.5968 | 69305.3271 | 344471.5611 | 73299.9531 | 0
1132
1133
1134 |  | TOTAL ELECTRIC PLANT IN SERVICE |  |  |  |  | 554593337.7934 | 311606719.9745 | 92747497.2722 | 76355924.3214 | 29701298.2002 | 6286566.3814 | 31246419.6507 | 6648911.993 | 0
1135
1136
1137 |  | Distribution - METER - Unbundled |  |  |  |  | D: MISC RATE BASE
1138
1139 |  | A |  | B | C |  | D | E | F | G | H | I | J | K
1140 |  | FERC ACCT |  | DESCRIPTION | COS Factor |  | Washington Jurisdiction Normalized | Residential Schedule 16 | Small General Service Schedule 24 | Large General Service < 1,000 kW Schedule 36 | Large General Service > 1,000 kW Schedule 48 | Large General Dedicated Facilities Schedule 48 | Agricultural Pumping Schedule 40 | Street & Area Lighting Sch. 15, 51-54, 57
1141 |  | 105 | Plant Held For Future Use
1142 |  |  |  | S | F20 |  | 0 | 0 | 0 | 0 | 0 | 0 | 0 | 0 | 0 | 1758
1143 |  |  |  | SG/CAGE/CAGW | F10 |  | 0 | 0 | 0 | 0 | 0 | 0 | 0 | 0 | 0 | 1759
1144 |  |  |  | DNPT | F10 |  | 0 | 0 | 0 | 0 | 0 | 0 | 0 | 0 | 0 | 1760
1145 |  |  |  | DNPPOP | F10 |  | 0 | 0 | 0 | 0 | 0 | 0 | 0 | 0 | 0 | 1761
1146 |  |  |  | SE/CAEE/CAEW | F10 |  | 0 | 0 | 0 | 0 | 0 | 0 | 0 | 0 | 0 | 1762
1147 |  |  |  | DNPG | F102 |  | 0 | 0 | 0 | 0 | 0 | 0 | 0 | 0 | 0 | 1763
1148 |  |  | Total Plant Held For Future Use |  |  |  | 0 | 0 | 0 | 0 | 0 | 0 | 0 | 0 | 0
1149
1150 |  | 114 | Electric Plant Acquisition Adjust |  | F10 |  | 0 | 0 | 0 | 0 | 0 | 0 | 0 | 0 | 0 | 1770
1151
1152 |  | 128 | Pensions |  | F102D |  | 0 | 0 | 0 | 0 | 0 | 0 | 0 | 0 | 0 | 1774
1153
1154 |  | 124 | Weatherization |  | F10 |  | 0 | 0 | 0 | 0 | 0 | 0 | 0 | 0 | 0 | 1796
1155
1156 |  | 151 | Fuel Stock |  | F10 |  | 0 | 0 | 0 | 0 | 0 | 0 | 0 | 0 | 0 | 1799
1157 |  |  |  | JBG | F10 |  | 0 | 0 | 0 | 0 | 0 | 0 | 0 | 0 | 0 | 1800
1158 |  |  |  | Total Fuel Stock |  |  | 0 | 0 | 0 | 0 | 0 | 0 | 0 | 0 | 0
1159
1160 |  | 152 | Fuel Stock - Undistributed |  | F10 |  | 0 | 0 | 0 | 0 | 0 | 0 | 0 | 0 | 0 | 1805
1161
1162 |  | 25316 | DG&T Working Capital Deposit |  | F10 |  | 0 | 0 | 0 | 0 | 0 | 0 | 0 | 0 | 0 | 1810
1163
1164 |  | 25317 | DG&T Working Capital Deposit |  | F10 |  | 0 | 0 | 0 | 0 | 0 | 0 | 0 | 0 | 0 | 1814
1165
1166 |  | 25319 | Provo Working Capital Deposit |  | F10 |  | 0 | 0 | 0 | 0 | 0 | 0 | 0 | 0 | 0 | 1818
1167
1168 |  | 154 | Materials and Supplies |  | F102D |  | 0 | 0 | 0 | 0 | 0 | 0 | 0 | 0 | 0 | 1823
1169 |  |  |  | SG/CAGE/CAGW | F102D |  | 0 | 0 | 0 | 0 | 0 | 0 | 0 | 0 | 0 | 1824
1170 |  |  |  | SE/CAEE/CAEW | F102D |  | 0 | 0 | 0 | 0 | 0 | 0 | 0 | 0 | 0 | 1825
1171 |  |  |  | SO | F102D |  | 0 | 0 | 0 | 0 | 0 | 0 | 0 | 0 | 0 | 1826
1172 |  |  |  | DNPPS | F102D |  | 0 | 0 | 0 | 0 | 0 | 0 | 0 | 0 | 0 | 1827
1173 |  |  |  | DNPPH | F102D |  | 0 | 0 | 0 | 0 | 0 | 0 | 0 | 0 | 0 | 1828
1174 |  |  |  | DNPD | F102D |  | 0 | 0 | 0 | 0 | 0 | 0 | 0 | 0 | 0 | 1829
1175 |  |  |  | DNPT | F102D |  | 0 | 0 | 0 | 0 | 0 | 0 | 0 | 0 | 0 | 1830
1176 |  |  |  | DGU | F102D |  | 0 | 0 | 0 | 0 | 0 | 0 | 0 | 0 | 0 | 1831
1177 |  |  |  | DGP | F102D |  | 0 | 0 | 0 | 0 | 0 | 0 | 0 | 0 | 0 | 1832
1178 |  |  |  | JBG | F10 |  | 0 | 0 | 0 | 0 | 0 | 0 | 0 | 0 | 0 | 1833
1179 |  |  |  | SNPP | F102D |  | 0 | 0 | 0 | 0 | 0 | 0 | 0 | 0 | 0 | 1834
1180 |  |  |  | CAGE | F102D |  | 0 | 0 | 0 | 0 | 0 | 0 | 0 | 0 | 0 | 1835
1181 |  |  | Total Materials and Supplies |  |  |  | 0 | 0 | 0 | 0 | 0 | 0 | 0 | 0 | 0
1182
1183 |  | 163 | Stores Expense Undistributed |  | F102D |  | 0 | 0 | 0 | 0 | 0 | 0 | 0 | 0 | 0 | 1839
1184
1185 |  | 25318 | Provo Working Capital Deposit |  | F102D |  | 0 | 0 | 0 | 0 | 0 | 0 | 0 | 0 | 0 | 1844
1186
1187 |  | 165 | Prepayments |  | F102D |  | 0 | 0 | 0 | 0 | 0 | 0 | 0 | 0 | 0 | 1851
1188 |  |  |  | GPS | F42 |  | 1.428e-10 | 1.1653e-10 | 2.0054e-11 | 1.1924e-12 | 3.2778e-13 | 4.6882e-15 | 2.0005e-12 | 2.6939e-12 | 0 | 1852
1189 |  |  |  | SG | F102D |  | 0 | 0 | 0 | 0 | 0 | 0 | 0 | 0 | 0 | 1853
1190 |  |  |  | SE | F102D |  | 0 | 0 | 0 | 0 | 0 | 0 | 0 | 0 | 0 | 1854
1191 |  |  |  | SO | F102D |  | 1.2351e-09 | 6.9397e-10 | 2.0655e-10 | 1.7005e-10 | 6.6146e-11 | 1.4001e-11 | 6.9588e-11 | 1.4807e-11 | 0 | 1855
1192 |  |  |  | Total Prepayments |  |  | 1.3779e-09 | 8.1049e-10 | 2.2661e-10 | 1.7124e-10 | 6.6474e-11 | 1.4005e-11 | 7.1588e-11 | 1.7501e-11 | 0
1193
1194 |  | 182 | Misc Regulatory Assets |  | F102D |  | 0 | 0 | 0 | 0 | 0 | 0 | 0 | 0 | 0 | 1859
1195 |  |  |  | SG/CAGW | F102D |  | 0 | 0 | 0 | 0 | 0 | 0 | 0 | 0 | 0 | 1860
1196 |  |  |  | CAGE | F102D |  | 0 | 0 | 0 | 0 | 0 | 0 | 0 | 0 | 0 | 1861
1197 |  |  |  | CAEW | F102D |  | 0 | 0 | 0 | 0 | 0 | 0 | 0 | 0 | 0 | 1862
1198 |  |  |  | CAEE | F10 |  | 0 | 0 | 0 | 0 | 0 | 0 | 0 | 0 | 0 | 1863
1199 |  |  |  | SE | F102D |  | 0 | 0 | 0 | 0 | 0 | 0 | 0 | 0 | 0 | 1864
1200 |  |  |  | SO | F102D |  | 0 | 0 | 0 | 0 | 0 | 0 | 0 | 0 | 0 | 1865
1201 |  |  |  | Total Misc Regulatory Assets |  |  | 0 | 0 | 0 | 0 | 0 | 0 | 0 | 0 | 0
1202
1203 |  | 186 | Misc Deferred Debits |  | F102D |  | 0 | 0 | 0 | 0 | 0 | 0 | 0 | 0 | 0 | 1869
1204 |  |  |  | CAEW | F102D |  | 0 | 0 | 0 | 0 | 0 | 0 | 0 | 0 | 0 | 1870
1205 |  |  |  | CAEE | F102D |  | 0 | 0 | 0 | 0 | 0 | 0 | 0 | 0 | 0 | 1871
1206 |  |  |  | SG | F102D |  | 0 | 0 | 0 | 0 | 0 | 0 | 0 | 0 | 0 | 1872
1207 |  |  |  | SO | F102D |  | -5.3386e-12 | -2.9996e-12 | -8.928e-13 | -7.3501e-13 | -2.8591e-13 | -6.0515e-14 | -3.0078e-13 | -6.4003e-14 | 0 | 1873
1208 |  |  |  | SE | F10 |  | 0 | 0 | 0 | 0 | 0 | 0 | 0 | 0 | 0 | 1874
1209 |  |  |  | JBE | F102D |  | 0 | 0 | 0 | 0 | 0 | 0 | 0 | 0 | 0 | 1875
1210 |  |  |  | EXCTAX | F102D |  | 0 | 0 | 0 | 0 | 0 | 0 | 0 | 0 | 0 | 1876
1211 |  |  |  | Total Misc Deferred Debits |  |  | -5.3386e-12 | -2.9996e-12 | -8.928e-13 | -7.3501e-13 | -2.8591e-13 | -6.0515e-14 | -3.0078e-13 | -6.4003e-14 | 0
1212
1213 |  | CWC | Cash Working Capital |  | F137D |  | 0 | 0 | 0 | 0 | 0 | 0 | 0 | 0 | 0 | 1884
1214
1215 |  | OWC | Other Working Capital |  | F137D |  | 0 | 0 | 0 | 0 | 0 | 0 | 0 | 0 | 0 | 1897
1216 |  |  |  | Total Other Working Capital |  |  | 0 | 0 | 0 | 0 | 0 | 0 | 0 | 0 | 0
1217
1218 |  | 18222 | Nuclear Plant |  | F10 |  | 0 | 0 | 0 | 0 | 0 | 0 | 0 | 0 | 0 | 1911
1219
1220 |  | 1869 | Misc Deferred Debits-Trojan |  | F10 |  | 0 | 0 | 0 | 0 | 0 | 0 | 0 | 0 | 0 | 1916
1221
1222 |  | 141 | Impact Housing - Notes Receivable |  | F10 |  | 0 | 0 | 0 | 0 | 0 | 0 | 0 | 0 | 0 | 1919
1223 |  | TOTAL RATE BASE ADDITIONS |  |  |  |  | 1.3726e-09 | 8.0749e-10 | 2.2572e-10 | 1.7051e-10 | 6.6188e-11 | 1.3945e-11 | 7.1287e-11 | 1.7437e-11 | 0
1224
1225 |  | Distribution - METER - Unbundled
1226
1227 |  | A |  | B | C |  | D | E | F | G | H | I | J | K
1228 |  | FERC ACCT |  | DESCRIPTION | COS Factor |  | Washington Jurisdiction Normalized | Residential Schedule 16 | Small General Service Schedule 24 | Large General Service < 1,000 kW Schedule 36 | Large General Service > 1,000 kW Schedule 48 | Large General Dedicated Facilities Schedule 48 | Agricultural Pumping Schedule 40 | Street & Area Lighting Sch. 15, 51-54, 57
1229
1230 |  | 235 | Customer Service Deposits |  | F51 |  | 0 | 0 | 0 | 0 | 0 | 0 | 0 | 0 | 0 | 1931
1231
1232 |  | 2281 | Accum Prov for Property Insurance |  | F102D |  | 0 | 0 | 0 | 0 | 0 | 0 | 0 | 0 | 0 | 1935
1233
1234 |  | 2282 | Accum Prov for Injuries & Damages |  | F102D |  | -80045.9054 | -44975.012 | -13386.4886 | -11020.6501 | -4286.866 | -907.3566 | -4509.8774 | -959.6548 | 0 | 1939
1235
1236 |  | 2283 | Accum Prov for Pension & Benefits |  | F102D |  | 1384.6265 | 777.9735 | 231.5582 | 190.6342 | 74.1538 | 15.6954 | 78.0114 | 16.6 | 0 | 1944
1237
1238 |  | 254 | Reg Liabilities - Insurance Provision |  | F10 |  | 0 | 0 | 0 | 0 | 0 | 0 | 0 | 0 | 0 | 1950
1239
1240 |  | 22844 | Accum Hydro Relicensing Obligation |  | F10 |  | 0 | 0 | 0 | 0 | 0 | 0 | 0 | 0 | 0 | 1954
1241
1242
1243 |  | 22842 | Accum Misc Oper Prov - Trojan |  | F10 |  | 0 | 0 | 0 | 0 | 0 | 0 | 0 | 0 | 0 | 1959
1244
1245 |  | 252 | Customer Advances for Const |  | F50 |  | -538928.9362 | -219215.0938 | -304575.4367 | -10937.3525 | 0 | 0 | -4201.0533 | 0 | 0 | 1967
1246
1247 |  | 25398 | SO2 Emissions |  | F10 |  | 0 | 0 | 0 | 0 | 0 | 0 | 0 | 0 | 0 | 1970
1248
1249 |  | 25399 | Other Deferred Credits |  | F10 |  | 0 | 0 | 0 | 0 | 0 | 0 | 0 | 0 | 0 | 1979
1250
1251 |  | 190 | Accum Deferred Income Taxes |  | F104D |  | 0 | 0 | 0 | 0 | 0 | 0 | 0 | 0 | 0 | 1982
1252 |  |  |  | SG/CAGW | F104D |  | 0 | 0 | 0 | 0 | 0 | 0 | 0 | 0 | 0 | 1983
1253 |  |  |  | DOP | F138D |  | 0.011885 | 0.0063472 | 0.001719 | 0.0019389 | 0.00084158 | 0.0003218 | 0.00048371 | 0.00023313 | 0 | 1984
1254 |  |  |  | CN | F104D |  | 0 | 0 | 0 | 0 | 0 | 0 | 0 | 0 | 0 | 1985
1255 |  |  |  | BADDEBT | F42 |  | 0 | 0 | 0 | 0 | 0 | 0 | 0 | 0 | 0 | 1986
1256 |  |  |  | JBG | F104D |  | 0 | 0 | 0 | 0 | 0 | 0 | 0 | 0 | 0 | 1987
1257 |  |  |  | JBE | F104D |  | 0 | 0 | 0 | 0 | 0 | 0 | 0 | 0 | 0 | 1988
1258 |  |  |  | SE/CAEW | F104D |  | 0 | 0 | 0 | 0 | 0 | 0 | 0 | 0 | 0 | 1989
1259 |  |  |  | SNP | F104D |  | 0 | 0 | 0 | 0 | 0 | 0 | 0 | 0 | 0 | 1990
1260 |  |  |  | SNPD | F104D |  | 0.0011605 | 0.00065985 | 0.0001921 | 0.00015506 | 6.0402e-05 | 1.6933e-05 | 6.2287e-05 | 1.3908e-05 | 0 | 1991
1261 |  |  |  | Total Accum Deferred Income Taxes |  |  | 0.013046 | 0.007007 | 0.0019111 | 0.002094 | 0.00090198 | 0.00033873 | 0.00054599 | 0.00024704 | 0
1262
1263 |  | 281 | Accum Deferred Income Taxes |  | F104D |  | 0 | 0 | 0 | 0 | 0 | 0 | 0 | 0 | 0 | 1998
1264
1265 |  | 282 | Accum Deferred Income Taxes |  | F104D |  | -73801231.7288 | -41961038.7767 | -12216324.7879 | -9860612.5323 | -3841070.1612 | -1076786.3518 | -3960965.6042 | -884433.5146 | 0 | 2001
1266 |  |  |  |  | F104D |  | 0 | 0 | 0 | 0 | 0 | 0 | 0 | 0 | 0 | 2002
1267 |  |  |  |  | F104D |  | 0 | 0 | 0 | 0 | 0 | 0 | 0 | 0 | 0 | 2003
1268 |  |  |  |  | F104D |  | -5111.959 | -2906.4977 | -846.1831 | -683.0109 | -266.0578 | -74.5853 | -274.3625 | -61.2617 | 0 | 2004
1269 |  |  |  |  | F104D |  | 0 | 0 | 0 | 0 | 0 | 0 | 0 | 0 | 0 | 2005
1270 |  |  |  | DITBAL | F104D |  | 1274.1793 | 724.4579 | 210.915 | 170.2436 | 66.3161 | 18.5907 | 68.3861 | 15.2698 | 0 | 2006
1271 |  |  |  | DGP | F42 |  | -13910.6675 | -11351.3135 | -1953.5178 | -116.159 | -31.9301 | -0.45669 | -194.8721 | -262.4183 | 0 | 2007
1272 |  |  |  | SO | F138D |  | -34520.0834 | -18435.0042 | -4992.6388 | -5631.4689 | -2444.3106 | -934.6397 | -1404.8992 | -677.122 | 0 | 2008
1273 |  |  |  | JBE | F104D |  | 0.010443 | 0.0059376 | 0.0017287 | 0.0013953 | 0.00054353 | 0.00015237 | 0.00056049 | 0.00012515 | 0 | 2009
1274 |  |  |  | SE | F104D |  | 0 | 0 | 0 | 0 | 0 | 0 | 0 | 0 | 0 | 2010
1275 |  |  |  | SG | F104D |  | 0 | 0 | 0 | 0 | 0 | 0 | 0 | 0 | 0 | 2011
1276 |  |  |  | Total Accum Deferred Income Taxes |  |  | -73853500.249 | -41993007.1283 | -12223906.2108 | -9866872.9261 | -3843746.1431 | -1077777.4427 | -3962771.3514 | -885419.0466 | 0
1277
1278
1279 |  | 283 | Accum Deferred Income Taxes |  | F104D |  | -0.010676 | -0.0060703 | -0.0017673 | -0.0014265 | -0.00055567 | -0.00015577 | -0.00057301 | -0.00012795 | 0 | 2015
1280 |  |  |  | SG/CAGW | F104D |  | 0 | 0 | 0 | 0 | 0 | 0 | 0 | 0 | 0 | 2016
1281 |  |  |  | SE | F104D |  | 0 | 0 | 0 | 0 | 0 | 0 | 0 | 0 | 0 | 2017
1282 |  |  |  | SO | F138D |  | 0.014978 | 0.0079991 | 0.0021663 | 0.0024435 | 0.0010606 | 0.00040555 | 0.0006096 | 0.00029381 | 0 | 2018
1283 |  |  |  | GPS | F104D |  | 0.0069276 | 0.0039388 | 0.0011467 | 0.0009256 | 0.00036055 | 0.00010108 | 0.00037181 | 8.302e-05 | 0 | 2019
1284 |  |  |  | SNP | F104D |  | 0.0012886 | 0.00073265 | 0.0002133 | 0.00017217 | 6.7066e-05 | 1.8801e-05 | 6.9159e-05 | 1.5442e-05 | 0 | 2020
1285 |  |  |  | TROJD | F104D |  | 0 | 0 | 0 | 0 | 0 | 0 | 0 | 0 | 0 | 2021
1286 |  |  |  | SNPD | F104D |  | 0 | 0 | 0 | 0 | 0 | 0 | 0 | 0 | 0 | 2022
1287 |  |  |  | JBE | F104D |  | 0 | 0 | 0 | 0 | 0 | 0 | 0 | 0 | 0 | 2023
1288 |  |  |  | Total Accum Deferred Income Taxes |  |  | 0.012518 | 0.0066003 | 0.0017591 | 0.0021148 | 0.00093256 | 0.00036965 | 0.00047755 | 0.00026432 | 0
1289
1290 |  | 255 | Accum Investment Tax Credit |  | F104D |  | -7406.6539 | -4211.1884 | -1226.0241 | -989.606 | -385.4878 | -108.0657 | -397.5205 | -88.7613 | 0 | 2037
1291 |  | TOTAL RATE BASE DEDUCTIONS |  |  |  |  | -74478497.0925 | -42260630.4354 | -12542862.5984 | -9889629.8963 | -3848344.3413 | -1078777.1689 | -3971801.79 | -886450.8622 | 0
1292
1293 | [6 empty] | D: ACCUMULATED DEPRECIATION
1294 | [6 empty] | D: GENERATION PLANT
1295
1296 |  | 108SP | Steam Prod Accumulated Depr |  | F10 |  | 0 | 0 | 0 | 0 | 0 | 0 | 0 | 0 | 0 | 2048
1297
1298 |  | 108NP | Nuclear Prod Accumulated Depr |  | F10 |  | 0 | 0 | 0 | 0 | 0 | 0 | 0 | 0 | 0 | 2054
1299
1300 |  | 108HP | Hydraulic Prod Accum Depr |  | F10 |  | 0 | 0 | 0 | 0 | 0 | 0 | 0 | 0 | 0 | 2062
1301
1302 |  | 108OP | Other Generation - Accum Depr |  | F10 |  | 0 | 0 | 0 | 0 | 0 | 0 | 0 | 0 | 0 | 2065
1303 |  |  |  | SGU | F10 |  | 0 | 0 | 0 | 0 | 0 | 0 | 0 | 0 | 0 | 2066
1304 |  |  |  | SG-P | F10 |  | 0 | 0 | 0 | 0 | 0 | 0 | 0 | 0 | 0 | 2067
1305 |  |  |  | SG | F10 |  | 0 | 0 | 0 | 0 | 0 | 0 | 0 | 0 | 0 | 2068
1306 |  |  |  | CAEW | F10 |  | 0 | 0 | 0 | 0 | 0 | 0 | 0 | 0 | 0 | 2069
1307 |  |  |  | CAGE | F10 |  | 0 | 0 | 0 | 0 | 0 | 0 | 0 | 0 | 0 | 2070
1308 |  |  |  | Total Other Generation - Accum Depr |  |  | 0 | 0 | 0 | 0 | 0 | 0 | 0 | 0 | 0
1309
1310 |  | 108EP | Experimental Plant - Accum Depr |  | F10 |  | 0 | 0 | 0 | 0 | 0 | 0 | 0 | 0 | 0 | 2076
1311
1312
1313
1314 |  | TOTAL GENERATION PLANT DEPRECIATION |  |  |  |  | 0 | 0 | 0 | 0 | 0 | 0 | 0 | 0 | 0
1315
1316
1317 | [6 empty] | D: TRANSMISSION PLANT
1318
1319 |  | 108TP | Transmission Plant Accum Depr |  | F106 |  | 0 | 0 | 0 | 0 | 0 | 0 | 0 | 0 | 0 | 2087
1320
1321
1322 | [6 empty] | D: DISTRIBUTION PLANT
1323
1324 |  | 108360 | Land and Land Rights |  | F118 |  | -184487.56 | -88184.092 | -26695.3225 | -40874.8853 | -18230.0685 | 0 | -10129.1071 | -374.0847 | 0 | 2091
1325
1326 |  | 108361 | Structures and Improvements |  | F119 |  | -1132596.13 | -494673.7439 | -149748.9492 | -229290.0239 | -102262.6192 | -97702.5346 | -56819.8097 | -2098.4495 | 0 | 2095
1327
1328 |  | 108362 | Station Equipment |  | F120 |  | -22022296.84 | -9748506.0973 | -2951093.6506 | -4518604.8851 | -2015283.3646 | -1627710.2068 | -1119744.6163 | -41354.0192 | 0 | 2099
1329
1330 |  | Distribution - METER - Unbundled
1331
1332 |  | A |  | B | C |  | D | E | F | G | H | I | J | K
1333 |  | FERC ACCT |  | DESCRIPTION | COS Factor |  | Washington Jurisdiction Normalized | Residential Schedule 16 | Small General Service Schedule 24 | Large General Service < 1,000 kW Schedule 36 | Large General Service > 1,000 kW Schedule 48 | Large General Dedicated Facilities Schedule 48 | Agricultural Pumping Schedule 40 | Street & Area Lighting Sch. 15, 51-54, 57
1334
1335 |  | 108364 | Poles, Towers & Fixtures |  | F121 |  | -68568934.7 | -32904702.6697 | -9913792.7351 | -15120536.9715 | -6743711.2553 | 0 | -3746983.9254 | -139207.143 | 0 | 2103
1336
1337 |  | 108365 | Overhead Conductors |  | F122 |  | -33307044.13 | -20157644.319 | -4552983.1445 | -5032041.8537 | -2244274.6147 | 0 | -1246978.1975 | -73122.0007 | 0 | 2107
1338
1339 |  | 108366 | Underground Conduit |  | F123 |  | -10841847.81 | -7332839.6397 | -1433532.1865 | -1210681.1994 | -539959.9529 | 0 | -300015.9982 | -24818.8332 | 0 | 2111
1340
1341 |  | 108367 | Underground Conductors |  | F124 |  | -13085107.16 | -8930331.5326 | -1725090.9854 | -1416707.1351 | -631846.863 | 0 | -351070.7901 | -30059.8537 | 0 | 2115
1342
1343 |  | 108368 | Line Transformers |  | F125 |  | -59153326.48 | -31694178.2212 | -14033771.9253 | -5222055.199 | -683996.5056 | 0 | -7397046.4426 | -122278.1863 | 0 | 2119
1344
1345 |  | 108369 | Services |  | F126 |  | -27990040.41 | -20463006.1371 | -5644733.9913 | -1481905.2697 | -400395.0119 | 0 | 0 | 0 | 0 | 2123
1346
1347 |  | 108370 | Meters |  | F127 |  | -4993339 | -3355866.3604 | -855930.8978 | -381692.8298 | -71982.2037 | -42865.2544 | -285001.454 | 0 | 0 | 2127
1348
1349 |  | 108371 | Install on Customers' Premises |  | F128 |  | -361159.78 | 0 | 0 | 0 | 0 | 0 | 0 | -361159.78 | 0 | 2131
1350
1351 |  | 108372 | Leased Property |  | F129 |  | 0 | 0 | 0 | 0 | 0 | 0 | 0 | 0 | 0 | 2135
1352
1353 |  | 108373 | Street Lights |  | F130 |  | -2138770.53 | 0 | 0 | 0 | 0 | 0 | 0 | -2138770.53 | 0 | 2139
1354
1355 |  | 108D00 | Unclassified Dist Plant - Acct 300 |  | F121 |  | 0 | 0 | 0 | 0 | 0 | 0 | 0 | 0 | 0 | 2143
1356
1357 |  | 108DS | Unclassified Dist Sub - Acct 300 |  | F120 |  | 0 | 0 | 0 | 0 | 0 | 0 | 0 | 0 | 0 | 2147
1358
1359 |  | 108D | Unclassified Dist Sub - Acct 300 |  | F102D |  | 324800 | 182493.8306 | 54317.9751 | 44718.1791 | 17394.6945 | 3681.7549 | 18299.6015 | 3893.9642 | 0 | 2151
1360
1361
1362 |  | TOTAL DISTRIBUTION PLANT DEPR |  |  |  |  | -243454150.53 | -134987438.9822 | -41233055.8131 | -34609672.0734 | -13434547.7649 | -1764596.2409 | -14495490.7394 | -2929348.916 | 0
1363
1364 | [6 empty] | D: GENERAL PLANT
1365 |  | 108GP | General Plant Accumulated Depr
1366 |  |  |  | S | F107D |  | -16459591.6896 | -9248072.4686 | -2752622.2032 | -2266142.1474 | -881494.9761 | -186576.9181 | -927352.123 | -197330.8533 | 0 | 2157
1367 |  |  |  | SG-P | F105D |  | 0 | 0 | 0 | 0 | 0 | 0 | 0 | 0 | 0 | 2158
1368 |  |  |  | SG-U | F105D |  | 0 | 0 | 0 | 0 | 0 | 0 | 0 | 0 | 0 | 2159
1369 |  |  |  | CAGW | F105D |  | 0 | 0 | 0 | 0 | 0 | 0 | 0 | 0 | 0 | 2160
1370 |  |  |  | CN | F42 |  | 0 | 0 | 0 | 0 | 0 | 0 | 0 | 0 | 0 | 2161
1371 |  |  |  | SO | F102D |  | -2110682.4202 | -1185919.0889 | -352980.2806 | -290596.9044 | -113037.7949 | -23925.5401 | -118918.249 | -25304.5623 | 0 | 2162
1372 |  |  |  | SE | F10 |  | 0 | 0 | 0 | 0 | 0 | 0 | 0 | 0 | 0 | 2163
1373 |  |  |  | JBG | F105D |  | 0 | 0 | 0 | 0 | 0 | 0 | 0 | 0 | 0 | 2164
1374 |  |  |  | CAGE | F105D |  | 0 | 0 | 0 | 0 | 0 | 0 | 0 | 0 | 0 | 2165
1375 |  |  |  | CAGE | F105D |  | 0 | 0 | 0 | 0 | 0 | 0 | 0 | 0 | 0 | 2166
1376 |  |  | Total General Plant Accumulated Depr |  |  |  | -18570274.1099 | -10433991.5575 | -3105602.4838 | -2556739.0517 | -994532.771 | -210502.4582 | -1046270.372 | -222635.4156 | 0
1377
1378 |  | 108MP | Mining Plant Accumulated Depr. |  | F10 |  | 0 | 0 | 0 | 0 | 0 | 0 | 0 | 0 | 0 | 2173
1379
1380 |  | 1081390 | Accum Depr - Capital Lease |  | F10 |  | 0 | 0 | 0 | 0 | 0 | 0 | 0 | 0 | 0 | 2180
1381 |  |  | Remove Capital Lease |  | F10 |  | 0 | 0 | 0 | 0 | 0 | 0 | 0 | 0 | 0 | 2183
1382
1383 |  | 1081399L | Accum Depr - Capital Lease |  | F10 |  | 0 | 0 | 0 | 0 | 0 | 0 | 0 | 0 | 0 | 2187
1384 |  |  |  | SE | F10 |  | 0 | 0 | 0 | 0 | 0 | 0 | 0 | 0 | 0 | 2188
1385 |  |  | Remove Capital Lease |  | F10 |  | 0 | 0 | 0 | 0 | 0 | 0 | 0 | 0 | 0 | 2191
1386
1387 |  | TOTAL GENERAL PLANT ACCUM DEPR |  |  |  |  | -18570274.1099 | -10433991.5575 | -3105602.4838 | -2556739.0517 | -994532.771 | -210502.4582 | -1046270.372 | -222635.4156 | 0
1388
1389
1390 |  | TOTAL ACCUM DEPR - PLANT IN SERVICE |  |  |  |  | -262024424.6399 | -145421430.5398 | -44338658.2969 | -37166411.1251 | -14429080.5359 | -1975098.6991 | -15541761.1114 | -3151984.3316 | 0
1391
1392
1393 | [6 empty] | D: ACCUMULATED AMORTIZATION
1394
1395 |  | 111CLS | Accum Prov for Amort-Steam |  | F10 |  | 0 | 0 | 0 | 0 | 0 | 0 | 0 | 0 | 0 | 2204
1396
1397 |  | 111CLG | Accum Prov for Amort-General
1398 |  |  |  | S | F108 |  | -1116897.4326 | -520875.4069 | -156899.4457 | -220466.0546 | -92344.6101 | -73808.174 | -47781.0036 | -4722.7376 | 0 | 2208
1399 |  |  |  | CN | F108 |  | 0 | 0 | 0 | 0 | 0 | 0 | 0 | 0 | 0 | 2209
1400 |  |  |  | SG | F108 |  | 0 | 0 | 0 | 0 | 0 | 0 | 0 | 0 | 0 | 2210
1401 |  |  |  | SO | F108 |  | -75011.6694 | -34982.3831 | -10537.4845 | -14806.6656 | -6201.9333 | -4957.0123 | -3209.008 | -317.1826 | 0 | 2211
1402 |  |  |  | SE | F108 |  | 0 | 0 | 0 | 0 | 0 | 0 | 0 | 0 | 0 | 2212
1403 |  |  | Total Accum Prov for Amort-General |  |  |  | -1191909.102 | -555857.79 | -167436.9302 | -235272.7202 | -98546.5434 | -78765.1864 | -50990.0117 | -5039.9202 | 0 | 2213
1404
1405 |  | 111CLH | Accum Prov for Amort-Hydro |  | F10 |  | 0 | 0 | 0 | 0 | 0 | 0 | 0 | 0 | 0 | 2219
1406
1407 |  | 111IP | Accum Prov for Amort-Intangible
1408 |  |  |  | S | F107D |  | 1333.5266 | 749.2622 | 223.0125 | 183.5988 | 71.4171 | 15.1161 | 75.1324 | 15.9874 | 0 | 2223
1409 |  |  |  | DGP | F105D |  | 0 | 0 | 0 | 0 | 0 | 0 | 0 | 0 | 0 | 2224
1410 |  |  |  | DGU | F105D |  | 0 | 0 | 0 | 0 | 0 | 0 | 0 | 0 | 0 | 2225
1411 |  |  |  | SE | F10 |  | 0 | 0 | 0 | 0 | 0 | 0 | 0 | 0 | 0 | 2226
1412 |  |  |  | SG | F105D |  | 0 | 0 | 0 | 0 | 0 | 0 | 0 | 0 | 0 | 2227
1413 |  |  |  | CN | F42 |  | 0 | 0 | 0 | 0 | 0 | 0 | 0 | 0 | 0 | 2228
1414 |  |  |  | JBG | F105D |  | 0 | 0 | 0 | 0 | 0 | 0 | 0 | 0 | 0 | 2229
1415 |  |  |  | CAGE | F105D |  | 0 | 0 | 0 | 0 | 0 | 0 | 0 | 0 | 0 | 2230
1416 |  |  |  | CAGE | F105D |  | 0 | 0 | 0 | 0 | 0 | 0 | 0 | 0 | 0 | 2231
1417 |  |  |  | SO | F102D |  | -5713373.7313 | -3210146.1144 | -955476.8845 | -786612.2842 | -305980.2658 | -64763.676 | -321897.9765 | -68496.5299 | 0 | 2232
1418 |  |  | Total Accum Prov for Amort-Intangible |  |  |  | -5712040.2047 | -3209396.8522 | -955253.872 | -786428.6854 | -305908.8487 | -64748.5598 | -321822.8441 | -68480.5425 | 0
1419
1420 |  | 111390 | Accum Prov for Amort-Capital Lease |  | F10 |  | 0 | 0 | 0 | 0 | 0 | 0 | 0 | 0 | 0 | 2243
1421
1422
1423 |  | TOTAL ACCUM PROV FOR AMORTIZATION |  |  |  |  | -6903949.3066 | -3765254.6421 | -1122690.8022 | -1021701.4056 | -404455.392 | -143513.7462 | -372812.8558 | -73520.4627 | 0

## Customer
Customer Total |  |  | - | Customer - Total - Unbundled
PacifiCorp
3 | Cost Of Service By Rate Schedule
4 | State of Washington
5 | WCA
6 | 12 Months Ending June 2018
7
8
9 |  | A |  | B | C |  | D | E | F | G | H | I | J | K | Chk Total
12 |  |  |  | DESCRIPTION |  |  | Washington Jurisdiction Normalized | Residential Schedule 16 | Small General Service Schedule 24 | Large General Service < 1,000 kW Schedule 36 | Large General Service > 1,000 kW Schedule 48 | Large General Dedicated Facilities Schedule 48 | Agricultural Pumping Schedule 40 | Street & Area Lighting Sch. 15, 51-54, 57 | 0
13
12 |  |  |  | Operating Revenues |  |  | 7134964.0477 | 5765531.3329 | 905099.9972 | 152858.1859 | 64786.0926 | 48418.7996 | 92627.2542 | 105642.3853 | 0
13
14 |  |  |  | Operating Expenses
15 |  |  |  | Operation & Maintenance Expenses |  |  | 6728508.606 | 5393854.9697 | 841897.1978 | 185918.3112 | 71220.7321 | 47222.359 | 104388.2811 | 84006.7553 | 0
16 |  |  |  | Depreciation Expense |  |  | 78664.364 | 64191.3018 | 11047.0785 | 656.8754 | 180.5639 | 2.5826 | 1101.9952 | 1483.9666 | 0
17 |  |  |  | Amortization Expense |  |  | 533631.2674 | 435451.1245 | 74939.4798 | 4456.011 | 1224.8816 | 17.5192 | 7475.5461 | 10066.7053 | 0
18 |  |  |  | Taxes Other Than Income |  |  | 158038.7398 | 110602.7701 | 12556.7466 | 21678.5126 | 5020.561 | 7.3933 | 11107.6296 | -2934.8733 | 0
19 |  |  |  | Income Taxes - Federal |  |  | -299339.5949 | -209491.5996 | -23783.6079 | -41061.0536 | -9509.3942 | -14.0035 | -21038.85 | 5558.9141 | 0
20 |  |  |  | Income Taxes - State |  |  | 0 | 0 | 0 | 0 | 0 | 0 | 0 | 0 | 0
21 |  |  |  | Income Taxes Deferred |  |  | -17548.2526 | -12281.0733 | -1394.2718 | -2407.1314 | -557.4714 | -0.82093 | -1233.3652 | 325.8815 | 0
22 |  |  |  | Investment Tax Credit Adj |  |  | 0 | 0 | 0 | 0 | 0 | 0 | 0 | 0 | 0
23 |  |  |  | Misc Revenues & Expense |  |  | 41261.87 | 31674.0517 | 2910.4777 | 3624.7832 | 1511.2661 | 1187.5658 | 353.7255 | 0 | 0
24
25 |  |  |  | Total Operating Expenses |  |  | 7223216.9998 | 5814001.5449 | 918173.1006 | 172866.3083 | 69091.139 | 48422.5953 | 102154.9622 | 98507.3494 | 0
26
27 |  |  |  | Operating Revenue For Return |  |  | -88252.9521 | -48470.2121 | -13073.1034 | -20008.1224 | -4305.0465 | -3.7957 | -9527.708 | 7135.0359 | 0
28
29
30 |  |  |  | Rate Base :
31 |  |  |  | Electric Plant In Service |  |  | 12767429.3026 | 10418413.9612 | 1792969.3572 | 106612.5776 | 29305.9839 | 419.1559 | 178856.6605 | 240851.6064 | 0
32 |  |  |  | Plant Held For Future Use |  |  | 0 | 0 | 0 | 0 | 0 | 0 | 0 | 0 | 0
33 |  |  |  | Electric Plant Acquisition Adj |  |  | 0 | 0 | 0 | 0 | 0 | 0 | 0 | 0 | 0
34 |  |  |  | Pensions |  |  | 0 | 0 | 0 | 0 | 0 | 0 | 0 | 0 | 0
35 |  |  |  | Prepayments |  |  | 3.5798e-12 | 2.9212e-12 | 5.0272e-13 | 2.9893e-14 | 8.217e-15 | 1.1753e-16 | 5.0149e-14 | 6.7531e-14 | 0
36 |  |  |  | Fuel Stock |  |  | 0 | 0 | 0 | 0 | 0 | 0 | 0 | 0 | 0
37 |  |  |  | Materials & Supplies |  |  | 0 | 0 | 0 | 0 | 0 | 0 | 0 | 0 | 0
38 |  |  |  | Misc Deferred Debits |  |  | -2.5713e-12 | -1.2152e-12 | -3.663e-13 | -4.973e-13 | -2.0776e-13 | -1.5979e-13 | -1.1285e-13 | -1.2072e-14 | 0
39 |  |  |  | Cash Working Capital |  |  | 0 | 0 | 0 | 0 | 0 | 0 | 0 | 0 | 0
40 |  |  |  | Weatherization Loans |  |  | 0 | 0 | 0 | 0 | 0 | 0 | 0 | 0 | 0
41 |  |  |  | Miscellaneous Rate Base |  |  | 0 | 0 | 0 | 0 | 0 | 0 | 0 | 0 | 0
42
43 |  |  |  | Total Rate Base Additions |  |  | 12767429.3026 | 10418413.9612 | 1792969.3572 | 106612.5776 | 29305.9839 | 419.1559 | 178856.6605 | 240851.6064 | 0
44
45 |  |  |  | Rate Base Deductions :
46 |  |  |  | Accum Provision For Depreciation |  |  | -496943.4648 | -405513.3268 | -69787.2989 | -4149.6548 | -1140.6695 | -16.3147 | -6961.5932 | -9374.607 | 0
47 |  |  |  | Accum Provision For Amortization |  |  | -8926856.0664 | -7284448.5501 | -1253625.8477 | -74542.4245 | -20490.4444 | -293.0695 | -125054.7488 | -168400.9813 | 0
48 |  |  |  | Accum Deferred Income Taxes |  |  | -1866725.6562 | -1523037.1833 | -261895.4859 | -15908.4004 | -4422.6538 | -177.428 | -26175.661 | -35108.8438 | 0
49 |  |  |  | Unamortized ITC |  |  | 0 | 0 | 0 | 0 | 0 | 0 | 0 | 0 | 0
50 |  |  |  | Customer Advance For Construction |  |  | 0 | 0 | 0 | 0 | 0 | 0 | 0 | 0 | 0
51 |  |  |  | Customer Service Deposits |  |  | -2923125.3483 | -2217546.9565 | -322568.2057 | -210393.3632 | -49195.6467 | 0 | -122311.1892 | -1109.987 | 0
52 |  |  |  | Misc Rate Base Deductions |  |  | 0 | 0 | 0 | 0 | 0 | 0 | 0 | 0 | 0
53 | [14 empty] | 0
54 |  |  |  | Total Rate Base Deductions |  |  | -14213650.5358 | -11430546.0168 | -1907876.8382 | -304993.8429 | -75249.4144 | -486.8122 | -280503.1922 | -213994.4191 | 0
55 | [14 empty] | 0
56 |  |  |  | Total Rate Base |  |  | -1446221.2332 | -1012132.0556 | -114907.481 | -198381.2654 | -45943.4305 | -67.6563 | -101646.5317 | 26857.1873 | 0
57
58
59 |  |  |  | Return On Rate Base |  |  | 6.102% | 4.789% | 11.38% | 10.09% | 9.37% | 5.61% | 9.373% | 26.57%
60
61 |  |  |  | Return On Equity |  |  | 6.859% | 4.321% | 17.05% | 14.56% | 13.18% | 5.908% | 13.18% | 46.41%
PacifiCorp
Cost Of Service By Rate Schedule
State of Washington
WCA
12 Months Ending June 2018
|  | A |  | B | C |  | D | E | F | G | H | I | J | K
|  |  |  | DESCRIPTION | COS Factor |  | Washington Jurisdiction Normalized | Residential Schedule 16 | Small General Service Schedule 24 | Large General Service < 1,000 kW Schedule 36 | Large General Service > 1,000 kW Schedule 48 | Large General Dedicated Facilities Schedule 48 | Agricultural Pumping Schedule 40 | Street & Area Lighting Sch. 15, 51-54, 57
79 |  |  |  | Total Rate Base |  |  | -1446221.2332 | -1012132.0556 | -114907.481 | -198381.2654 | -45943.4305 | -67.6563 | -101646.5317 | 26857.1873 | 0
80
81
82 |  |  |  | Return On Ratebase ($$) | 7.47% |  | -108027.9799 | -75602.943 | -8583.2117 | -14818.4295 | -3431.8235 | -5.0537 | -7592.6623 | 2006.1438 | 0
83 |  |  |  | Operating & Maintenance Expense |  |  | 6728508.606 | 5393854.9697 | 841897.1978 | 185918.3112 | 71220.7321 | 47222.359 | 104388.2811 | 84006.7553 | 0
84 |  |  |  | Bad Debt to Produce ROR | F80 |  | 0 | 0 | 0 | 0 | 0 | 0 | 0 | 0 | 0
85 |  |  |  | Depreciation Expense |  |  | 78664.364 | 64191.3018 | 11047.0785 | 656.8754 | 180.5639 | 2.5826 | 1101.9952 | 1483.9666 | 0
86 |  |  |  | Amortization Expense |  |  | 533631.2674 | 435451.1245 | 74939.4798 | 4456.011 | 1224.8816 | 17.5192 | 7475.5461 | 10066.7053 | 0
87 |  |  |  | Taxes Other Than Income |  |  | 158038.7398 | 110602.7701 | 12556.7466 | 21678.5126 | 5020.561 | 7.3933 | 11107.6296 | -2934.8733 | 0
88 |  |  |  | Federal Income Taxes |  |  | -299339.5949 | -209491.5996 | -23783.6079 | -41061.0536 | -9509.3942 | -14.0035 | -21038.85 | 5558.9141 | 0
89 |  |  |  | FIT Adj to Produce Target ROR | F101 |  | 0 | 0 | 0 | 0 | 0 | 0 | 0 | 0 | 0
90 |  |  |  | State Income Taxes |  |  | 0 | 0 | 0 | 0 | 0 | 0 | 0 | 0 | 0
91 |  |  |  | SIT Adj to Produce Target ROR | F101 |  | 0 | 0 | 0 | 0 | 0 | 0 | 0 | 0 | 0
92 |  |  |  | Deferred Income Taxes |  |  | -17548.2526 | -12281.0733 | -1394.2718 | -2407.1314 | -557.4714 | -0.82093 | -1233.3652 | 325.8815 | 0
93 |  |  |  | Investment Tax Credit |  |  | 0 | 0 | 0 | 0 | 0 | 0 | 0 | 0 | 0
94 |  |  |  | Misc Revenue & Expenses |  |  | 41261.87 | 31674.0517 | 2910.4777 | 3624.7832 | 1511.2661 | 1187.5658 | 353.7255 | 0 | 0
95 |  |  |  | Revenue Credits |  |  | -645833.5721 | -501344.7523 | -47106.0005 | -67368.5637 | -16836.0083 | -3182.0153 | -6270.4978 | -3725.7342 | 0
96
97 |  |  |  | Total Revenue Requirements |  |  | 6469355.4478 | 5237053.8496 | 862483.8884 | 90679.3151 | 48823.3072 | 45235.5263 | 88291.8021 | 96787.759 | 0
98 |  |  |  | Operating Revenues |  |  | 6489130.4756 | 5264186.5805 | 857993.9967 | 85489.6222 | 47950.0842 | 45236.7843 | 86356.7565 | 101916.6511 | 0
99
100 |  |  |  | Increase / (Decrease) Required to
101 |  |  |  | Earn Equal Rates of Return |  |  | -19775.0279 | -27132.7309 | 4489.8917 | 5189.6929 | 873.223 | -1.258 | 1935.0456 | -5128.8921 | 0
102
103 |  |  |  | Existing Revenues |  |  | 6489130.4756 | 5264186.5805 | 857993.9967 | 85489.6222 | 47950.0842 | 45236.7843 | 86356.7565 | 101916.6511 | 0
104 |  |  |  | check |  |  | 0 | 0 | 0 | 0 | 0 | 0 | 0 | 0 | 0
105 |  |  |  | Percent Increase / (Decrease)
106 |  |  |  | Over Existing Rates To
107 |  |  |  | Equal Authorized RoE & RoR |  |  | -0.3047% | -0.5154% | 0.5233% | 6.071% | 1.821% | -0.002781% | 2.241% | -5.032%
[5 empty] | WCA |  | E: ELECTRIC REVENUES
|  | Customer - Total - Unbundled |  |  | Method
|  | A |  | B | 0 |  | D | E | F | G | H | I | J | K
|  | FERC ACCT |  | DESCRIPTION | COS Factor |  | Washington Jurisdiction Normalized | Residential Schedule 16 | Small General Service Schedule 24 | Large General Service < 1,000 kW Schedule 36 | Large General Service > 1,000 kW Schedule 48 | Large General Dedicated Facilities Schedule 48 | Agricultural Pumping Schedule 40 | Street & Area Lighting Sch. 15, 51-54, 57 |  | Func Study Row
120 |  | 440 | Residential Sales |  | A |  | 5264186.5805 | 5264186.5805 | 0 | 0 | 0 | 0 | 0 | 0 | 0
121
122 |  | 442 | Commercial & Industrial Sales |  | A |  | 1075077.1597 | 0 | 857993.9967 | 85489.6222 | 0 | 45236.7843 | 86356.7565 | 0 | 0
123 |  |  |  | Interruptible Demand | F10 |  | 0 | 0 | 0 | 0 | 0 | 0 | 0 | 0 | 0 | 100
124 |  |  |  | Interruptible Energy | F10 |  | 0 | 0 | 0 | 0 | 0 | 0 | 0 | 0 | 0 | 101
125 | [6 empty] | 1075077.1597 | 0 | 857993.9967 | 85489.6222 | 0 | 45236.7843 | 86356.7565 | 0 | 0
126
127 |  | 444 | Public Street & Highway Lighting |  | A |  | 149866.7354 | 0 | 0 | 0 | 47950.0842 | 0 | 0 | 101916.6511 | 0
128
129 |  | 445 | Other Sales to Public Authority |  | A |  | 0 | 0 | 0 | 0 | 0 | 0 | 0 | 0 | 0
130
131 |  | 448 | Interdepartmental |  | A | 0 | 0 | 0 | 0 | 0 | 0 | 0 | 0 | 0 | 0 | 114
132 |  |  |  | Demand | F10 |  | 0 | 0 | 0 | 0 | 0 | 0 | 0 | 0 | 0 | 115
133 | [6 empty] | 0 | 0 | 0 | 0 | 0 | 0 | 0 | 0 | 0
134
135 |  | Total Sales to Ultimate Customers |  |  |  |  | 6489130.4756 | 5264186.5805 | 857993.9967 | 85489.6222 | 47950.0842 | 45236.7843 | 86356.7565 | 101916.6511 | 0
136
137 |  | 447 | Sales for Resale |  | F10 |  | 0 | 0 | 0 | 0 | 0 | 0 | 0 | 0 | 0 | 121
138 | [6 empty] | 0 | 0 | 0 | 0 | 0 | 0 | 0 | 0 | 0
139
140 |  | 447NPC | Sales for Resale - NPC
141 |  |  |  | Demand | F10 |  | 0 | 0 | 0 | 0 | 0 | 0 | 0 | 0 | 0 | 0
142 |  |  |  | Energy | F10 |  | 0 | 0 | 0 | 0 | 0 | 0 | 0 | 0 | 0 | 127
143 | [6 empty] | 0 | 0 | 0 | 0 | 0 | 0 | 0 | 0 | 0
144
145 |  | 449 | Provision for Rate Refund |  | F11 |  | 0 | 0 | 0 | 0 | 0 | 0 | 0 | 0 | 0 | 133
146 |  |  |  |  | F10 |  | 0 | 0 | 0 | 0 | 0 | 0 | 0 | 0 |  | 134
147
148 |  | State Specific Revenue Credit |  |  | F140C |  | -339028.9667 | -273426.7976 | -43340.7067 | -7530.764 | -3128.576 | -2307.0292 | -4505.7635 | -4789.3296 | 0 | 136
149
150 |  | AGA Revenue |  |  | A | 0 | 0 | 0 | 0 | 0 | 0 | 0 | 0 | 0 | 0 | 137
151
152 |  | Total Sales from Electricity |  |  |  |  | 6150101.509 | 4990759.7829 | 814653.29 | 77958.8583 | 44821.5082 | 42929.7551 | 81850.993 | 97127.3215 | 0
153
154 |  | Other Electric Operating Revenues
155 |  | 450 | Forfeited Discounts & Interest |  | A | 1 | 785749.71 | 617850.9977 | 61681.2328 | 73312.4341 | 19862.428 | 5487.5834 | 3220.5878 | 4334.4462 | 0 | 143
156 |  |  |  | Customers | F40 |  | 0 | 0 | 0 | 0 | 0 | 0 | 0 | 0 | 0 | 144
157 | [6 empty] | 785749.71 | 617850.9977 | 61681.2328 | 73312.4341 | 19862.428 | 5487.5834 | 3220.5878 | 4334.4462 | 0
158
159 |  | 451 | Misc Electric Revenue |  | A | 1 | 198307.29 | 156285.7083 | 28649.0996 | 1580.4735 | 101.7431 | 1.4552 | 7525.1059 | 4163.7044 | 0 | 148
160 |  |  |  | Demand | F10 |  | 0 | 0 | 0 | 0 | 0 | 0 | 0 | 0 | 0 | 149
161 |  |  |  | Customer | F40 |  | 2.0792 | 1.6386 | 0.30038 | 0.016571 | 0.0010667 | 1.5257e-05 | 0.078898 | 0.043655 | 0 | 150
162 | [6 empty] | 198309.3692 | 156287.3469 | 28649.4 | 1580.4901 | 101.7441 | 1.4552 | 7525.1848 | 4163.748 | 0
163
164 |  | 453 | Water Sales |  | F12 |  | 0 | 0 | 0 | 0 | 0 | 0 | 0 | 0 | 0 | 154
165
166 |  | 454 | Rent of Electric Property |  | A | 0 | 0 | 0 | 0 | 0 | 0 | 0 | 0 | 0 | 0 | 159
167 |  |  |  | Demand | F10 |  | 0 | 0 | 0 | 0 | 0 | 0 | 0 | 0 | 0 | 160
168 |  |  |  | Demand | F10 |  | 0 | 0 | 0 | 0 | 0 | 0 | 0 | 0 | 0 | 161
169 |  |  |  | Jim Bridger Generation | F10 |  | 0 | 0 | 0 | 0 | 0 | 0 | 0 | 0 | 0 | 162
170 |  |  |  | Customer | F40 |  | 803.4595 | 633.2054 | 116.0744 | 6.4034 | 0.41222 | 0.0058959 | 30.4886 | 16.8696 | 0 | 163
171 | [6 empty] | 803.4595 | 633.2054 | 116.0744 | 6.4034 | 0.41222 | 0.0058959 | 30.4886 | 16.8696 | 0
172
173 |  | 456 | Other Electric Revenue |  | A | 0 | 0 | 0 | 0 | 0 | 0 | 0 | 0 | 0 | 0 | 167
174 |  |  |  | Customer | F12 |  | 0 | 0 | 0 | 0 | 0 | 0 | 0 | 0 | 0 | 168
175 |  |  |  | Demand | F12 |  | 0 | 0 | 0 | 0 | 0 | 0 | 0 | 0 | 0 | 169
176 |  |  |  | Jim Bridger Generation | F12 |  | 0 | 0 | 0 | 0 | 0 | 0 | 0 | 0 | 0 | 170
177 |  |  |  | System Overhead | F40 |  | 0 | 0 | 0 | 0 | 0 | 0 | 0 | 0 | 0 | 171
178 |  |  |  | Demand | F12 |  | 0 | 0 | 0 | 0 | 0 | 0 | 0 | 0 | 0 | 172
179 |  |  |  | Wheeling Revenue - Energy | F12 |  | 0 | 0 | 0 | 0 | 0 | 0 | 0 | 0 | 0 | 173
180 | [6 empty] | 0 | 0 | 0 | 0 | 0 | 0 | 0 | 0 | 0
181 | [14 empty] | 0
182 |  | Total Other Electric Operating Revenues |  |  |  |  | 984862.5387 | 774771.55 | 90446.7071 | 74899.3276 | 19964.5844 | 5489.0445 | 10776.2613 | 8515.0639 | 0
183 | [14 empty] | 0
184 |  | Total Electric Operating Revenues |  |  |  |  | 7134964.0477 | 5765531.3329 | 905099.9972 | 152858.1859 | 64786.0926 | 48418.7996 | 92627.2542 | 105642.3853 | 0
185
186 |  | Miscellaneous Revenues
187 |  | 41160 | Gain on Sale of Utility Plant - CR |  | F12 |  | 0 | 0 | 0 | 0 | 0 | 0 | 0 | 0 | 0 | 187
188 |  | 41170 | Loss on Sale of Utility Plant |  | F12 |  | 0 | 0 | 0 | 0 | 0 | 0 | 0 | 0 | 0 | 192
189 |  | 4118 | Gain from Emission Allowances |  | F12 |  | 0 | 0 | 0 | 0 | 0 | 0 | 0 | 0 | 0 | 194
190 |  | 41181 | Gain from Disposition of NOX Credits |  | F12 |  | 0 | 0 | 0 | 0 | 0 | 0 | 0 | 0 | 0 | 199
191 |  | 4194 | Impact Housing Interest Income |  | F12 |  | 0 | 0 | 0 | 0 | 0 | 0 | 0 | 0 | 0 | 203
192 |  | 421 | (Gain)/Loss on Sale of Utility Plant |  | F12 |  | 0 | 0 | 0 | 0 | 0 | 0 | 0 | 0 | 0 | 212
193
194 |  | Total Miscellaneous Revenues |  |  |  |  | 0 | 0 | 0 | 0 | 0 | 0 | 0 | 0 | 0
195
196 |  | Miscellaneous Expenses
197 |  | 4311 | Interest on Customer Deposits |  | F80 |  | 41261.87 | 31674.0517 | 2910.4777 | 3624.7832 | 1511.2661 | 1187.5658 | 353.7255 | 0 | 0 | 218
198
199 |  | Net Miscellaneous Revenues And Expense |  |  |  |  | 41261.87 | 31674.0517 | 2910.4777 | 3624.7832 | 1511.2661 | 1187.5658 | 353.7255 | 0 | 0
200
201 |  | Distribution - METER - Unbundled
202 | [6 empty] | E: STEAM POWER GENERATION
203
204 |  | A |  | B | C |  | D | E | F | G | H | I | J | K
205 |  | FERC ACCT |  | DESCRIPTION | COS Factor |  | Washington Jurisdiction Normalized | Residential Schedule 16 | Small General Service Schedule 24 | Large General Service < 1,000 kW Schedule 36 | Large General Service > 1,000 kW Schedule 48 | Large General Dedicated Facilities Schedule 48 | Agricultural Pumping Schedule 40 | Street & Area Lighting Sch. 15, 51-54, 57
206 |  | 500 | Operation Suprvn & Engineering |  | F10 |  | 0 | 0 | 0 | 0 | 0 | 0 | 0 | 0 | 0 | 226
|  |  |  | JBG | F10 |  | 0 | 0 | 0 | 0 | 0 | 0 | 0 | 0 | 0 | 227
208 |  |  |  | CAGW | F10 |  | 0 | 0 | 0 | 0 | 0 | 0 | 0 | 0 | 0 | 228
209 |  |  |  | Total 500 |  |  | 0 | 0 | 0 | 0 | 0 | 0 | 0 | 0 | 0
210
211 |  | 501 | Fuel Related |  | F10 |  | 0 | 0 | 0 | 0 | 0 | 0 | 0 | 0 | 0 | 232
212 |  |  |  | CAGW | F10 |  | 0 | 0 | 0 | 0 | 0 | 0 | 0 | 0 | 0 | 233
213 |  |  |  | JBE | F10 |  | 0 | 0 | 0 | 0 | 0 | 0 | 0 | 0 | 0 | 234
214 |  |  |  | JBG | F10 |  | 0 | 0 | 0 | 0 | 0 | 0 | 0 | 0 | 0 | 235
215 |  |  |  | Total 501 |  |  | 0 | 0 | 0 | 0 | 0 | 0 | 0 | 0 | 0
216
217 |  | 501NPC | Fuel Related - NPC
218 |  |  |  | S | F10 |  | 0 | 0 | 0 | 0 | 0 | 0 | 0 | 0 | 0 | 239
219 |  |  |  | CAEW | F10 |  | 0 | 0 | 0 | 0 | 0 | 0 | 0 | 0 | 0 | 240
220 |  |  | Total Fuel Related |  |  |  | 0 | 0 | 0 | 0 | 0 | 0 | 0 | 0 | 0
221
222
223 |  | 502 | Steam Expenses |  | F10 |  | 0 | 0 | 0 | 0 | 0 | 0 | 0 | 0 | 0 | 245
224 |  |  |  | SE/CAEW/CAEE | F10 |  | 0 | 0 | 0 | 0 | 0 | 0 | 0 | 0 | 0 | 246
225 |  |  |  | Total 502 |  |  | 0 | 0 | 0 | 0 | 0 | 0 | 0 | 0 | 0
226
227 |  | 503 | Steam From Other Sources |  | F10 |  | 0 | 0 | 0 | 0 | 0 | 0 | 0 | 0 | 0 | 250
228
229 |  | 503NPC | Steam From Other Sources-NPC
230 |  |  |  | SE | F10 |  | 0 | 0 | 0 | 0 | 0 | 0 | 0 | 0 | 0 | 252
231 |  |  |  | CAEW | F10 |  | 0 | 0 | 0 | 0 | 0 | 0 | 0 | 0 | 0 | 253
232 |  |  |  | CAEE | F10 |  | 0 | 0 | 0 | 0 | 0 | 0 | 0 | 0 | 0 | 254
233 |  |  |  | Total Steam From Other Sources |  |  | 0 | 0 | 0 | 0 | 0 | 0 | 0 | 0 | 0
234
235 |  | 505 | Electric Expenses |  | F10 |  | 0 | 0 | 0 | 0 | 0 | 0 | 0 | 0 | 0 | 259
236 |  |  |  | JBG | F10 |  | 0 | 0 | 0 | 0 | 0 | 0 | 0 | 0 | 0 | 260
237 |  |  |  | Total 505 |  |  | 0 | 0 | 0 | 0 | 0 | 0 | 0 | 0 | 0
238
239 |  | 506 | Misc. Steam Expense |  | F10 |  | 0 | 0 | 0 | 0 | 0 | 0 | 0 | 0 | 0 | 264
240 |  |  |  | SE | F10 |  | 0 | 0 | 0 | 0 | 0 | 0 | 0 | 0 | 0 | 265
241 |  |  |  | JBG | F10 |  | 0 | 0 | 0 | 0 | 0 | 0 | 0 | 0 | 0 | 266
242 |  |  |  | Total 506 |  |  | 0 | 0 | 0 | 0 | 0 | 0 | 0 | 0 | 0
243
244 |  | 507 | Rents |  | F10 |  | 0 | 0 | 0 | 0 | 0 | 0 | 0 | 0 | 0 | 270
245 |  |  |  | JBG | F10 |  | 0 | 0 | 0 | 0 | 0 | 0 | 0 | 0 | 0 | 271
246 |  |  |  | Total 507 |  |  | 0 | 0 | 0 | 0 | 0 | 0 | 0 | 0 | 0
247
248 |  | 510 | Maint Supervision & Engineering |  | F10 |  | 0 | 0 | 0 | 0 | 0 | 0 | 0 | 0 | 0 | 275
249 |  |  |  | JBG | F10 |  | 0 | 0 | 0 | 0 | 0 | 0 | 0 | 0 | 0 | 276
250 |  |  |  | Total 510 |  |  | 0 | 0 | 0 | 0 | 0 | 0 | 0 | 0 | 0
251
252 |  | 511 | Maintenance of Structures |  | F10 |  | 0 | 0 | 0 | 0 | 0 | 0 | 0 | 0 | 0 | 280
253 |  |  |  | JBG | F10 |  | 0 | 0 | 0 | 0 | 0 | 0 | 0 | 0 | 0 | 281
254 |  |  |  | Total 511 |  |  | 0 | 0 | 0 | 0 | 0 | 0 | 0 | 0 | 0
255
256 |  | 512 | Maintenance of Boiler Plant |  | F10 |  | 0 | 0 | 0 | 0 | 0 | 0 | 0 | 0 | 0 | 285
257 |  |  |  |  | F10 |  | 0 | 0 | 0 | 0 | 0 | 0 | 0 | 0 | 0 | 286
258 |  |  |  | JBG | F10 |  | 0 | 0 | 0 | 0 | 0 | 0 | 0 | 0 | 0 | 287
259 |  |  |  | Total 512 |  |  | 0 | 0 | 0 | 0 | 0 | 0 | 0 | 0 | 0
260
261 |  | 513 | Maintenance of Electric Plant |  | F10 |  | 0 | 0 | 0 | 0 | 0 | 0 | 0 | 0 | 0 | 291
262 |  |  |  | JBG | F10 |  | 0 | 0 | 0 | 0 | 0 | 0 | 0 | 0 | 0 | 292
263 |  |  |  | Total 513 |  |  | 0 | 0 | 0 | 0 | 0 | 0 | 0 | 0 | 0
264
265 |  | 514 | Maint of Misc. Steam Plant |  | F10 |  | 0 | 0 | 0 | 0 | 0 | 0 | 0 | 0 | 0 | 296
266 |  |  |  | JBG | F10 |  | 0 | 0 | 0 | 0 | 0 | 0 | 0 | 0 | 0 | 297
267 |  |  |  | Total 514 |  |  | 0 | 0 | 0 | 0 | 0 | 0 | 0 | 0 | 0
268
269 |  | Total Steam Power Generation |  |  |  |  | 0 | 0 | 0 | 0 | 0 | 0 | 0 | 0 | 0
270
271
272 | [6 empty] | D: NUCLEAR POWER GENERATION
273
274
275 |  | 517 | Operation Super & Engineering |  | F10 |  | 0 | 0 | 0 | 0 | 0 | 0 | 0 | 0 | 0 | 304
276
277 |  | 518 | Nuclear Fuel Expense |  | F10 |  | 0 | 0 | 0 | 0 | 0 | 0 | 0 | 0 | 0 | 308
278
279 |  | 519 | Coolants and Water |  | F10 |  | 0 | 0 | 0 | 0 | 0 | 0 | 0 | 0 | 0 | 313
280
281 |  | 520 | Steam Expenses |  | F10 |  | 0 | 0 | 0 | 0 | 0 | 0 | 0 | 0 | 0 | 317
282
283 |  | 523 | Electric Expenses |  | F10 |  | 0 | 0 | 0 | 0 | 0 | 0 | 0 | 0 | 0 | 321
284
285 |  | 524 | Misc. Nuclear Expenses |  | F10 |  | 0 | 0 | 0 | 0 | 0 | 0 | 0 | 0 | 0 | 325
286
287 |  | 528 | Maint Supervision & Eng |  | F10 |  | 0 | 0 | 0 | 0 | 0 | 0 | 0 | 0 | 0 | 329
288
289 |  | 529 | Maintenance of Structures |  | F10 |  | 0 | 0 | 0 | 0 | 0 | 0 | 0 | 0 | 0 | 333
290
291 |  | 530 | Maintenance of Reactor Plant |  | F10 |  | 0 | 0 | 0 | 0 | 0 | 0 | 0 | 0 | 0 | 337
292
293 |  | 531 | Maintenance of Electric Plant |  | F10 |  | 0 | 0 | 0 | 0 | 0 | 0 | 0 | 0 | 0 | 341
294
295 |  | 532 | Maintenance of Misc Nuclear |  | F10 |  | 0 | 0 | 0 | 0 | 0 | 0 | 0 | 0 | 0 | 345
296
297 |  | Total Nuclear Power Generation |  |  |  |  | 0 | 0 | 0 | 0 | 0 | 0 | 0 | 0 | 0 | 348
298
299
300
301 |  | Distribution - METER - Unbundled |  |  |  |  | D: HYDRAULIC POWER GENERATION
302
303 |  | A |  | B | C |  | D | E | F | G | H | I | J | K
304 |  | FERC ACCT |  | DESCRIPTION | COS Factor |  | Washington Jurisdiction Normalized | Residential Schedule 16 | Small General Service Schedule 24 | Large General Service < 1,000 kW Schedule 36 | Large General Service > 1,000 kW Schedule 48 | Large General Dedicated Facilities Schedule 48 | Agricultural Pumping Schedule 40 | Street & Area Lighting Sch. 15, 51-54, 57
305 |  | 535 | Operation Super & Engineering
306 |  |  |  | SG | F10 |  | 0 | 0 | 0 | 0 | 0 | 0 | 0 | 0 | 0 | 353
307 |  |  |  | CAGW | F10 |  | 0 | 0 | 0 | 0 | 0 | 0 | 0 | 0 | 0 | 354
308
309 |  | 536 | Water For Power |  | F10 |  | 0 | 0 | 0 | 0 | 0 | 0 | 0 | 0 | 0 | 358
310
311 |  | 537 | Hydraulic Expenses |  | F10 |  | 0 | 0 | 0 | 0 | 0 | 0 | 0 | 0 | 0 | 362
312
313 |  | 538 | Electric Expenses |  | F10 |  | 0 | 0 | 0 | 0 | 0 | 0 | 0 | 0 | 0 | 366
314
315 |  | 539 | Misc. Hydro Expenses |  | F10 |  | 0 | 0 | 0 | 0 | 0 | 0 | 0 | 0 | 0 | 372
316
317 |  | 540 | Rents (Hydro Generation) |  | F10 |  | 0 | 0 | 0 | 0 | 0 | 0 | 0 | 0 | 0 | 375
318
319 |  | 541 | Maint Supervision & Engineering |  | F10 |  | 0 | 0 | 0 | 0 | 0 | 0 | 0 | 0 | 0 | 379
320
321 |  | 542 | Maintenance of Structures |  | F10 |  | 0 | 0 | 0 | 0 | 0 | 0 | 0 | 0 | 0 | 383
322
323 |  | 543 | Maint of Dams & Waterways |  | F10 |  | 0 | 0 | 0 | 0 | 0 | 0 | 0 | 0 | 0 | 387
324
325 |  | 544 | Maintenance of Electric Plant |  | F10 |  | 0 | 0 | 0 | 0 | 0 | 0 | 0 | 0 | 0 | 391
326
327 |  | 545 | Maint of Misc. Hydro Plant |  | F10
|  |  |  | SG | F10 |  | 0 | 0 | 0 | 0 | 0 | 0 | 0 | 0 | 0 | 395
|  |  |  | CAGW | F10 |  | 0 | 0 | 0 | 0 | 0 | 0 | 0 | 0 | 0 | 396
330
331 |  | Total Hydraulic Power Generation |  |  |  |  | 0 | 0 | 0 | 0 | 0 | 0 | 0 | 0 | 0
332
333
334 | [6 empty] | D: OTHER POWER GENERATION
335
336
337 |  | 546 | Operation Super & Engineering |  | F10 |  | 0 | 0 | 0 | 0 | 0 | 0 | 0 | 0 | 0 | 403
338
339 |  | 547 | Fuel |  | F10 |  | 0 | 0 | 0 | 0 | 0 | 0 | 0 | 0 | 0 | 407
340 |  |  |  | CAEW/CAEE | F10 |  | 0 | 0 | 0 | 0 | 0 | 0 | 0 | 0 | 0 | 408
341
342
343 |  | 547NPC | Fuel-NPC |  | F10
344 |  |  |  | CAEW | F10 |  | 0 | 0 | 0 | 0 | 0 | 0 | 0 | 0 | 0 | 411
345 |  |  |  | S | F10 |  | 0 | 0 | 0 | 0 | 0 | 0 | 0 | 0 | 0 | 412
346 |  |  |  | Total 547 |  |  | 0 | 0 | 0 | 0 | 0 | 0 | 0 | 0 | 0
347
348 |  | 548 | Generation Expense |  | F10 |  | 0 | 0 | 0 | 0 | 0 | 0 | 0 | 0 | 0 | 417
349 |  |  |  | CAGW | F10 |  | 0 | 0 | 0 | 0 | 0 | 0 | 0 | 0 | 0 | 419
350 |  |  |  | Total 548 |  |  | 0 | 0 | 0 | 0 | 0 | 0 | 0 | 0 | 0
351
352 |  | 549 | Miscellaneous Other |  | F10 |  | 0 | 0 | 0 | 0 | 0 | 0 | 0 | 0 | 0 | 423
353 |  |  |  | CAGE/CAGW | F10 |  | 0 | 0 | 0 | 0 | 0 | 0 | 0 | 0 | 0 | 424
354
355 |  | 550/551 | Maint Supervision & Engineering
356 |  |  |  | CAGW | F10 |  | 0 | 0 | 0 | 0 | 0 | 0 | 0 | 0 | 0 | 429
357 |  |  |  | SG | F10 |  | 0 | 0 | 0 | 0 | 0 | 0 | 0 | 0 | 0 | 430
358 |  |  |  | Total 550 |  |  | 0 | 0 | 0 | 0 | 0 | 0 | 0 | 0 | 0
359
360 |  | 552 | Maintenance of Structures |  | F10 |  | 0 | 0 | 0 | 0 | 0 | 0 | 0 | 0 | 0 | 436
361
362 |  | 553 | Maint of Generation & Elect Plant |  | F10 |  | 0 | 0 | 0 | 0 | 0 | 0 | 0 | 0 | 0 | 440
363 |  |  |  | CAGW | F10 |  | 0 | 0 | 0 | 0 | 0 | 0 | 0 | 0 | 0 | 441
364 |  |  |  | Total 553 |  |  | 0 | 0 | 0 | 0 | 0 | 0 | 0 | 0 | 0
365
366 |  | 554 | Maintenance of Misc. Other |  | F10 |  | 0 | 0 | 0 | 0 | 0 | 0 | 0 | 0 | 0 | 445
367 |  |  |  | CAGW | F10 |  | 0 | 0 | 0 | 0 | 0 | 0 | 0 | 0 | 0 | 446
368 |  |  |  | Total 554 |  |  | 0 | 0 | 0 | 0 | 0 | 0 | 0 | 0 | 0
369
370 |  | Total Other Power Generation |  |  |  |  | 0 | 0 | 0 | 0 | 0 | 0 | 0 | 0 | 0
371
372
373 | [6 empty] | D: OTHER POWER SUPPLY
374
375
376 |  | 555 | Purchased Power |  | F10 |  | 0 | 0 | 0 | 0 | 0 | 0 | 0 | 0 | 0 | 451
377 |  |  |  | SG | F10 |  | 0 | 0 | 0 | 0 | 0 | 0 | 0 | 0 | 0 | 452
378 |  |  |  | SE | F10 |  | 0 | 0 | 0 | 0 | 0 | 0 | 0 | 0 | 0 | 453
379
380 |  | 555NPC | Purchased Power-NPC
381 |  |  |  | CAGW | F10 |  | 0 | 0 | 0 | 0 | 0 | 0 | 0 | 0 | 0 | 456
382 |  |  |  | CAEW | F10 |  | 0 | 0 | 0 | 0 | 0 | 0 | 0 | 0 | 0 | 457
383 |  |  |  | DGP | F10 |  | 0 | 0 | 0 | 0 | 0 | 0 | 0 | 0 | 0 | 458
384 |  |  |  | DGP | F10 |  | 0 | 0 | 0 | 0 | 0 | 0 | 0 | 0 | 0 | 459
385 |  |  |  | Total 555 |  |  | 0 | 0 | 0 | 0 | 0 | 0 | 0 | 0 | 0
386
387
388 |  | 556 | System Control & Load Dispatch |  | F10 |  | 0 | 0 | 0 | 0 | 0 | 0 | 0 | 0 | 0 | 463
389
390 |  | 557 | Other Expenses |  | F10 |  | 0 | 0 | 0 | 0 | 0 | 0 | 0 | 0 | 0 | 472
391
392
393 |  | Embedded Cost Differentials
394 |  |  |  | Company Owned Hydro | F10 |  | 0 | 0 | 0 | 0 | 0 | 0 | 0 | 0 | 0 | 475
395 |  |  |  | Company Owned Hydro | F10 |  | 0 | 0 | 0 | 0 | 0 | 0 | 0 | 0 | 0 | 476
|  |  |  | Mid-C Contract | F10 |  | 0 | 0 | 0 | 0 | 0 | 0 | 0 | 0 | 0 | 477
397 |  |  |  | Mid-C Contract | F10 |  | 0 | 0 | 0 | 0 | 0 | 0 | 0 | 0 | 0 | 478
398 |  |  |  | Existing QF Contracts | F10 |  | 0 | 0 | 0 | 0 | 0 | 0 | 0 | 0 | 0 | 479
399 |  |  |  | Existing QF Contracts | F10 |  | 0 | 0 | 0 | 0 | 0 | 0 | 0 | 0 | 0 | 479
400 | [6 empty] | 0 | 0 | 0 | 0 | 0 | 0 | 0 | 0 | 0
401
402 |  | Total Other Power Supply |  |  |  |  | 0 | 0 | 0 | 0 | 0 | 0 | 0 | 0 | 0
403
404 |  | TOTAL GENERATION EXPENSE |  |  |  |  | 0 | 0 | 0 | 0 | 0 | 0 | 0 | 0 | 0
405
406 |  | Distribution - METER - Unbundled |  |  |  |  | D: TRANSMISSION EXPENSE
407
408
409 |  | A |  | B | C |  | D | E | F | G | H | I | J | K
410 |  | FERC ACCT |  | DESCRIPTION | COS Factor |  | Washington Jurisdiction Normalized | Residential Schedule 16 | Small General Service Schedule 24 | Large General Service < 1,000 kW Schedule 36 | Large General Service > 1,000 kW Schedule 48 | Large General Dedicated Facilities Schedule 48 | Agricultural Pumping Schedule 40 | Street & Area Lighting Sch. 15, 51-54, 57
411 |  | 560 | Operation Supervision & Eng |  | F12 |  | 0 | 0 | 0 | 0 | 0 | 0 | 0 | 0 | 0 | 491
412
413 |  | 561 | Load Dispatching |  | F12 |  | 0 | 0 | 0 | 0 | 0 | 0 | 0 | 0 | 0 | 496
414
415 |  | 562 | Station Expense |  | F12 |  | 0 | 0 | 0 | 0 | 0 | 0 | 0 | 0 | 0 | 502
416
417 |  | 563 | Overhead Line Expense |  | F12 |  | 0 | 0 | 0 | 0 | 0 | 0 | 0 | 0 | 0 | 507
418
419 |  | 564 | Underground Line Expense |  | F12 |  | 0 | 0 | 0 | 0 | 0 | 0 | 0 | 0 | 0 | 511
420
421 |  | 565 | Transm of Electricity by Others |  | F12 |  | 0 | 0 | 0 | 0 | 0 | 0 | 0 | 0 | 0 | 515
422
423 |  | 565NPC | Transmission of Electricity by Others-NPC
424 |  |  | CAGW |  | F12 |  | 0 | 0 | 0 | 0 | 0 | 0 | 0 | 0 | 0 | 518
425 |  |  | SE |  | F12 |  | 0 | 0 | 0 | 0 | 0 | 0 | 0 | 0 | 0 | 519
426 |  |  | SE |  | F12 |  | 0 | 0 | 0 | 0 | 0 | 0 | 0 | 0 | 0 | 520
427 | [6 empty] | 0 | 0 | 0 | 0 | 0 | 0 | 0 | 0 | 0
428
429 |  | 566 | Misc. Transmission Expense |  | F12 |  | 0 | 0 | 0 | 0 | 0 | 0 | 0 | 0 | 0 | 526
430
431 |  | 567 | Rents - Transmission |  | F12 |  | 0 | 0 | 0 | 0 | 0 | 0 | 0 | 0 | 0 | 531
432
433 |  | 568 | Maint Supervision & Engineering |  | F12 |  | 0 | 0 | 0 | 0 | 0 | 0 | 0 | 0 | 0 | 536
434
435 |  | 569 | Maintenance of Structures |  | F12 |  | 0 | 0 | 0 | 0 | 0 | 0 | 0 | 0 | 0 | 541
436
437 |  | 570 | Maint of Station Equipment |  | F12 |  | 0 | 0 | 0 | 0 | 0 | 0 | 0 | 0 | 0 | 547
438
439 |  | 571 | Maintenance of Overhead Lines |  | F12 |  | 0 | 0 | 0 | 0 | 0 | 0 | 0 | 0 | 0 | 553
440
441 |  | 572 | Maint of Underground Lines |  | F12 |  | 0 | 0 | 0 | 0 | 0 | 0 | 0 | 0 | 0 | 556
442
443 |  | 573 | Maint of Misc Transmission Plant |  | F12 |  | 0 | 0 | 0 | 0 | 0 | 0 | 0 | 0 | 0 | 560
444
445
446 |  | TOTAL TRANSMISSION EXPENSE |  |  |  |  | 0 | 0 | 0 | 0 | 0 | 0 | 0 | 0 | 0
447
448
449
450
451
452
453
454
455
456
457
458 |  | Distribution - METER - Unbundled |  |  |  |  | D: DISTRIBUTION EXPENSE
459
460
461 |  | A |  | B | C |  | D | E | F | G | H | I | J | K
462 |  | FERC ACCT |  | DESCRIPTION | COS Factor |  | Washington Jurisdiction Normalized | Residential Schedule 16 | Small General Service Schedule 24 | Large General Service < 1,000 kW Schedule 36 | Large General Service > 1,000 kW Schedule 48 | Large General Dedicated Facilities Schedule 48 | Agricultural Pumping Schedule 40 | Street & Area Lighting Sch. 15, 51-54, 57
463 |  | 580 | Operation Supervision & Eng |  | F131 |  | 0 | 0 | 0 | 0 | 0 | 0 | 0 | 0 | 0 | 568
464
465 |  | 581 | Load Dispatching |  | F20 |  | 0 | 0 | 0 | 0 | 0 | 0 | 0 | 0 | 0 | 573
466
467 |  | 582 | Station Expense |  | F120 |  | 0 | 0 | 0 | 0 | 0 | 0 | 0 | 0 | 0 | 578
468
469 |  | 583 | Overhead Line Expenses |  | F132 |  | 0 | 0 | 0 | 0 | 0 | 0 | 0 | 0 | 0 | 583
470
471 |  | 584 | Underground Line Expense |  | F133 |  | 0 | 0 | 0 | 0 | 0 | 0 | 0 | 0 | 0 | 588
472
473 |  | 585 | Street Lighting & Signal Systems |  | F130 |  | 0 | 0 | 0 | 0 | 0 | 0 | 0 | 0 | 0 | 593
474
475 |  | 586 | Meter Expenses |  | F127 |  | 0 | 0 | 0 | 0 | 0 | 0 | 0 | 0 | 0 | 598
476
477 |  | 587 | Customer Installation Expenses |  | F20 |  | 0 | 0 | 0 | 0 | 0 | 0 | 0 | 0 | 0 | 603
478
479 |  | 588 | Misc. Distribution Expenses |  | F131 |  | 0 | 0 | 0 | 0 | 0 | 0 | 0 | 0 | 0 | 609
480
481 |  | 589 | Rents |  | F131 |  | 0 | 0 | 0 | 0 | 0 | 0 | 0 | 0 | 0 | 614
482
483 |  | 590 | Maint Supervision & Engineering |  | F131 |  | 0 | 0 | 0 | 0 | 0 | 0 | 0 | 0 | 0 | 619
484
485 |  | 591 | Maintenance of Structures |  | F119 |  | 0 | 0 | 0 | 0 | 0 | 0 | 0 | 0 | 0 | 624
486
487 |  | 592 | Maint of Station Equipment |  | F120 |  | 0 | 0 | 0 | 0 | 0 | 0 | 0 | 0 | 0 | 629
488
489 |  | 593 | Maintenance of Overhead Lines |  | F134 |  | 0 | 0 | 0 | 0 | 0 | 0 | 0 | 0 | 0 | 634
490
491 |  | 594 | Maint of Underground Lines |  | F135 |  | 0 | 0 | 0 | 0 | 0 | 0 | 0 | 0 | 0 | 639
492
493 |  | 595 | Maint of Line Transformers |  | F125 |  | 0 | 0 | 0 | 0 | 0 | 0 | 0 | 0 | 0 | 644
494
495 |  | 596 | Maint of Street Lighting & Signals |  | F130 |  | 0 | 0 | 0 | 0 | 0 | 0 | 0 | 0 | 0 | 649
496
497 |  | 597 | Maintenance of Meters |  | F127 |  | 0 | 0 | 0 | 0 | 0 | 0 | 0 | 0 | 0 | 654
498
499 |  | 598 | Maint of Misc. Distribution Plant |  | F131 |  | 0 | 0 | 0 | 0 | 0 | 0 | 0 | 0 | 0 | 659
500
501 |  | TOTAL DISTRIBUTION EXPENSE |  |  |  |  | 0 | 0 | 0 | 0 | 0 | 0 | 0 | 0 | 0
502
503
504 | [6 empty] | D: CUSTOMER ACCOUNTS EXPENSE
505
506
507 |  | 901 | Supervision |  | F136 |  | 171335.5754 | 137597.3321 | 21084.6032 | 5093.6175 | 1997.6648 | 1330.6199 | 2248.1422 | 1983.5957 | 0 | 666
508
509 |  | 902 | Meter Reading Expense |  | F41 |  | 714413.0563 | 582441.9773 | 107271.96 | 7633.2288 | 3138.4365 | 640.3042 | 13287.1495 | 0 | 0 | 671
510
511 |  | 903 | Customer Receipts & Collections |  | F42 |  | 3625668.1298 | 2958599.6184 | 509163.7245 | 30275.619 | 8322.2526 | 119.031 | 50791.344 | 68396.5403 | 0 | 676
512
513 |  | 904 | Uncollectible Accounts |  | F80 |  | 1567756.0608 | 1203464.2767 | 110584.3965 | 137724.63 | 57420.9707 | 45121.8886 | 13439.8983 | 0 | 0 | 682
514
515 |  | 905 | Misc. Customer Accounts Exp |  | F136 |  | 741.1263 | 595.1887 | 91.2032 | 22.0329 | 8.6411 | 5.7557 | 9.7245 | 8.5802 | 0 | 687
516
517 |  | TOTAL CUSTOMER ACCOUNTS EXPENSE |  |  |  |  | 6079913.9485 | 4882698.3932 | 748195.8874 | 180749.128 | 70887.9656 | 47217.5995 | 79776.2585 | 70388.7162 | 0
518
519 |  | Distribution - METER - Unbundled |  |  |  |  | D: CUSTOMER SERVICE EXPENSE
520
521 |  | A |  | B | C |  | D | E | F | G | H | I | J | K
522 |  | FERC ACCT |  | DESCRIPTION | COS Factor |  | Washington Jurisdiction Normalized | Residential Schedule 16 | Small General Service Schedule 24 | Large General Service < 1,000 kW Schedule 36 | Large General Service > 1,000 kW Schedule 48 | Large General Dedicated Facilities Schedule 48 | Agricultural Pumping Schedule 40 | Street & Area Lighting Sch. 15, 51-54, 57
523 |  | 907 | Supervision |  | F40 |  | 18201.7523 | 14344.7765 | 2629.5746 | 145.0647 | 9.3385 | 0.13357 | 690.6963 | 382.1681 | 0 | 694
524
525 |  | 908 | Customer Assistance |  | F40 |  | 411506.892 | 324308.0276 | 59449.6648 | 3279.6362 | 211.1267 | 3.0197 | 15615.3259 | 8640.0911 | 0 | 699
526
527 |  | 909 | Informational & Instructional Adv |  | F40 |  | 216834.7634 | 170887.1852 | 31325.7305 | 1728.1342 | 111.2487 | 1.5912 | 8228.1623 | 4552.7114 | 0 | 705
528
529 |  | 910 | Misc. Customer Service |  | F40 |  | 2051.2497 | 1616.5871 | 296.3404 | 16.3481 | 1.0524 | 0.015052 | 77.8381 | 43.0685 | 0 | 710
530
531 |  | TOTAL CUSTOMER SERVICE EXPENSE |  |  |  |  | 648594.6575 | 511156.5765 | 93701.3104 | 5169.1831 | 332.7664 | 4.7595 | 24612.0226 | 13618.0391 | 0
532
533
534 | [6 empty] | D: SALES EXPENSE
535
536
537 |  | 911 | Supervision |  | F40 |  | 0 | 0 | 0 | 0 | 0 | 0 | 0 | 0 | 0 | 717
538
539 |  | 912 | Demonstration & Selling Expense |  | F40 |  | 0 | 0 | 0 | 0 | 0 | 0 | 0 | 0 | 0 | 722
540
541 |  | 913 | Advertising Expense |  | F40 |  | 0 | 0 | 0 | 0 | 0 | 0 | 0 | 0 | 0 | 727
542
543 |  | 916 | Misc. Sales Expense |  | F40 |  | 0 | 0 | 0 | 0 | 0 | 0 | 0 | 0 | 0 | 732
544
545 |  | TOTAL SALES EXPENSE |  |  |  |  | 0 | 0 | 0 | 0 | 0 | 0 | 0 | 0 | 0
546
547
548 | [6 empty] | D: ADMINISTRATION & GENERAL EXPENSE
549
550
551 |  | 920 | Administrative & General Salaries |  | F102C |  | 0 | 0 | 0 | 0 | 0 | 0 | 0 | 0 | 0 | 738
552 |  |  |  | Customer - System | F42 |  | 0 | 0 | 0 | 0 | 0 | 0 | 0 | 0 | 0 | 739
553 |  |  |  | System Overheads | F102C |  | 0 | 0 | 0 | 0 | 0 | 0 | 0 | 0 | 0 | 740
554 |  |  |  | Administrative & General Salaries |  |  | 0 | 0 | 0 | 0 | 0 | 0 | 0 | 0 | 0
555
556 |  | 921 | Office Supplies & expenses |  | F102C |  | 0 | 0 | 0 | 0 | 0 | 0 | 0 | 0 | 0 | 744
557 |  |  |  | Customer - System | F42 |  | 0 | 0 | 0 | 0 | 0 | 0 | 0 | 0 | 0 | 745
558 |  |  |  | System Overheads | F102C |  | 0 | 0 | 0 | 0 | 0 | 0 | 0 | 0 | 0 | 746
559 |  |  |  | Office Supplies & expenses |  |  | 0 | 0 | 0 | 0 | 0 | 0 | 0 | 0 | 0
560
561 |  | 922 | A&G Expenses Transferred |  | F102C |  | 0 | 0 | 0 | 0 | 0 | 0 | 0 | 0 | 0 | 750
562
563 |  | 923 | Outside Services |  | F102C |  | 0 | 0 | 0 | 0 | 0 | 0 | 0 | 0 | 0 | 754
564 |  |  |  | Customer - System | F42 |  | 0 | 0 | 0 | 0 | 0 | 0 | 0 | 0 | 0 | 755
565 |  |  |  | System Overheads | F102C |  | 0 | 0 | 0 | 0 | 0 | 0 | 0 | 0 | 0 | 756
|  |  |  | JBG | F102C |  | 0 | 0 | 0 | 0 | 0 | 0 | 0 | 0 | 0 | 757
567 |  |  |  | System Overheads | F102C |  | 0 | 0 | 0 | 0 | 0 | 0 | 0 | 0 | 0 | 758
568 |  |  |  | Outside Services |  |  | 0 | 0 | 0 | 0 | 0 | 0 | 0 | 0 | 0
569
570 |  | 924 | Property Insurance
571 |  |  |  | System Overheads | F102C |  | 0 | 0 | 0 | 0 | 0 | 0 | 0 | 0 |  | 763
572
573 |  | 925 | Injuries & Damages |  | F102C |  | 0 | 0 | 0 | 0 | 0 | 0 | 0 | 0 | 0 | 766
574 |  |  | Injuries & Damages |  | F102C |  | 0 | 0 | 0 | 0 | 0 | 0 | 0 | 0 | 0 | 767
575
576 |  | 926 | Employee Pensions & Benefits |  | F138C |  | 0 | 0 | 0 | 0 | 0 | 0 | 0 | 0 | 0 | 774
577
578 |  | 927 | Franchise Requirements |  | F102 |  | 0 | 0 | 0 | 0 | 0 | 0 | 0 | 0 | 0 | 779
579
580 |  | 928 | Regulatory Commission Expense |  | F141 |  | 0 | 0 | 0 | 0 | 0 | 0 | 0 | 0 | 0 | 786
581 |  |  |  | Regulatory Expense | F141 |  | 0 | 0 | 0 | 0 | 0 | 0 | 0 | 0 | 0 | 787
582
583 |  | 929 | Duplicate Charges |  | F138C |  | 0 | 0 | 0 | 0 | 0 | 0 | 0 | 0 | 0 | 795
584
585 |  | 930 | Misc General Expenses
586 |  |  |  | Situs | F138C |  | 0 | 0 | 0 | 0 | 0 | 0 | 0 | 0 | 0 | 798
587 |  |  |  | Customer | F138C |  | 0 | 0 | 0 | 0 | 0 | 0 | 0 | 0 | 0 | 799
588 |  |  |  | Labor | F138C |  | 0 | 0 | 0 | 0 | 0 | 0 | 0 | 0 | 0 | 800
589 |  |  |  | Labor | F138C |  | 0 | 0 | 0 | 0 | 0 | 0 | 0 | 0 | 0 | 801
590 |  |  |  | Customer | F138C |  | 0 | 0 | 0 | 0 | 0 | 0 | 0 | 0 | 0 | 802
591
592 |  | 931 | Rents |  | F102C |  | 0 | 0 | 0 | 0 | 0 | 0 | 0 | 0 | 0 | 808
593
594 |  | 935 | Maintenance of General Plant |  | F108 |  | 0 | 0 | 0 | 0 | 0 | 0 | 0 | 0 | 0 | 814
595
596 |  | TOTAL ADMINISTRATIVE & GEN EXPENSE |  |  |  |  | 0 | 0 | 0 | 0 | 0 | 0 | 0 | 0 | 0
597
598
599 |  | TOTAL O & M EXPENSE |  |  |  |  | 6728508.606 | 5393854.9697 | 841897.1978 | 185918.3112 | 71220.7321 | 47222.359 | 104388.2811 | 84006.7553 | 0
600
601 |  | Distribution - METER - Unbundled |  |  |  |  | D: DEPRECIATION EXPENSE
602
603 |  | A |  | B | C |  | D | E | F | G | H | I | J | K
604 |  | FERC ACCT |  | DESCRIPTION | COS Factor |  | Washington Jurisdiction Normalized | Residential Schedule 16 | Small General Service Schedule 24 | Large General Service < 1,000 kW Schedule 36 | Large General Service > 1,000 kW Schedule 48 | Large General Dedicated Facilities Schedule 48 | Agricultural Pumping Schedule 40 | Street & Area Lighting Sch. 15, 51-54, 57
605 |  | 403SP | Steam Depreciation |  | F10 |  | 0 | 0 | 0 | 0 | 0 | 0 | 0 | 0 | 0 | 827
606
607 |  | 403NP | Nuclear Depreciation |  | F10 |  | 0 | 0 | 0 | 0 | 0 | 0 | 0 | 0 | 0 | 831
608
609 |  | 403HP | Hydro Depreciation |  | F10 |  | 0 | 0 | 0 | 0 | 0 | 0 | 0 | 0 | 0 | 838
610
611 |  | 403OP | Other Generation Depreciation |  | F10 |  | 0 | 0 | 0 | 0 | 0 | 0 | 0 | 0 | 0 | 841
612 |  |  |  | SG | F10 |  | 0 | 0 | 0 | 0 | 0 | 0 | 0 | 0 | 0 | 842
613 |  |  |  | CAEW | F10 |  | 0 | 0 | 0 | 0 | 0 | 0 | 0 | 0 | 0 | 843
614 |  |  |  | CAGW | F10 |  | 0 | 0 | 0 | 0 | 0 | 0 | 0 | 0 | 0 | 844
615 |  |  |  | CAGE | F10 |  | 0 | 0 | 0 | 0 | 0 | 0 | 0 | 0 | 0 | 845
616 |  |  |  | Total 403OP |  |  | 0 | 0 | 0 | 0 | 0 | 0 | 0 | 0 | 0
617
618 |  | 403TP | Transmission Depreciation |  | F106 |  | 0 | 0 | 0 | 0 | 0 | 0 | 0 | 0 | 0 | 853
619
620 |  | 403 | Distribution Depreciation
621 |  |  |  | Land Rights | F118 |  | 0 | 0 | 0 | 0 | 0 | 0 | 0 | 0 | 0 | 856
622 |  |  |  | Structures | F119 |  | 0 | 0 | 0 | 0 | 0 | 0 | 0 | 0 | 0 | 857
623 |  |  |  | Station Equip | F120 |  | 0 | 0 | 0 | 0 | 0 | 0 | 0 | 0 | 0 | 858
624 |  |  |  | Poles & Towers | F121 |  | 0 | 0 | 0 | 0 | 0 | 0 | 0 | 0 | 0 | 860
625 |  |  |  | OH Conductors | F122 |  | 0 | 0 | 0 | 0 | 0 | 0 | 0 | 0 | 0 | 861
626 |  |  |  | UG Conduit | F123 |  | 0 | 0 | 0 | 0 | 0 | 0 | 0 | 0 | 0 | 862
627 |  |  |  | UG Conductor | F124 |  | 0 | 0 | 0 | 0 | 0 | 0 | 0 | 0 | 0 | 863
628 |  |  |  | Line Transformer | F125 |  | 0 | 0 | 0 | 0 | 0 | 0 | 0 | 0 | 0 | 864
629 |  |  |  | Services | F126 |  | 0 | 0 | 0 | 0 | 0 | 0 | 0 | 0 | 0 | 865
630 |  |  |  | Meters | F127 |  | 0 | 0 | 0 | 0 | 0 | 0 | 0 | 0 | 0 | 866
631 |  |  |  | Inst Cust Premises | F128 |  | 0 | 0 | 0 | 0 | 0 | 0 | 0 | 0 | 0 | 867
632 |  |  |  | Leased Property | F129 |  | 0 | 0 | 0 | 0 | 0 | 0 | 0 | 0 | 0 | 868
633 |  |  |  | Street Lighting | F130 |  | 0 | 0 | 0 | 0 | 0 | 0 | 0 | 0 | 0 | 869
634 |  |  | Total Distribution Expense |  |  |  | 0 | 0 | 0 | 0 | 0 | 0 | 0 | 0 | 0
635
636 |  | 403GP | General Depreciation
637 |  |  |  | S | F107C |  | 0 | 0 | 0 | 0 | 0 | 0 | 0 | 0 | 0 | 873
638 |  |  |  | DGP | F105C |  | 0 | 0 | 0 | 0 | 0 | 0 | 0 | 0 | 0 | 874
639 |  |  |  | DGU | F105C |  | 0 | 0 | 0 | 0 | 0 | 0 | 0 | 0 | 0 | 875
640 |  |  |  | SE | F10 |  | 0 | 0 | 0 | 0 | 0 | 0 | 0 | 0 | 0 | 876
641 |  |  |  | CN | F42 |  | 78664.364 | 64191.3018 | 11047.0785 | 656.8754 | 180.5639 | 2.5826 | 1101.9952 | 1483.9666 | 0 | 877
642 |  |  |  | SG/CAGW/CAGE | F105C |  | 0 | 0 | 0 | 0 | 0 | 0 | 0 | 0 | 0 | 878
643 |  |  |  | SO | F102C |  | 0 | 0 | 0 | 0 | 0 | 0 | 0 | 0 | 0 | 879
644 |  |  |  | CAEW | F105C |  | 0 | 0 | 0 | 0 | 0 | 0 | 0 | 0 | 0 | 880
645 |  |  |  | JBG | F105C |  | 0 | 0 | 0 | 0 | 0 | 0 | 0 | 0 | 0 | 881
646 |  |  |  | JBE | F10 |  | 0 | 0 | 0 | 0 | 0 | 0 | 0 | 0 | 0 | 882
647 |  |  | Total General Expense |  |  |  | 78664.364 | 64191.3018 | 11047.0785 | 656.8754 | 180.5639 | 2.5826 | 1101.9952 | 1483.9666 | 0
648
649 |  | 403GV0 | General Vehicles |  | F105C |  | 0 | 0 | 0 | 0 | 0 | 0 | 0 | 0 | 0 | 886
650
651 |  | 403MP | Mining Depreciation |  | F10 |  | 0 | 0 | 0 | 0 | 0 | 0 | 0 | 0 | 0 | 890
652
653 |  | 403EP | Experimental Plant Depreciation |  | F10 |  | 0 | 0 | 0 | 0 | 0 | 0 | 0 | 0 | 0 | 896
654
655
656 |  | TOTAL DEPRECIATION EXPENSE |  |  |  |  | 78664.364 | 64191.3018 | 11047.0785 | 656.8754 | 180.5639 | 2.5826 | 1101.9952 | 1483.9666 | 0
657
658 | [6 empty] | D: AMORTIZATION EXPENSE
659
660
661 |  | 404CLG | Amort of LT Plant - Cap. Lease Gen
662 |  |  |  | S | F12 |  | 0 | 0 | 0 | 0 | 0 | 0 | 0 | 0 | 0 | 901
663 |  |  |  | SG/CAGW | F10 |  | 0 | 0 | 0 | 0 | 0 | 0 | 0 | 0 | 0 | 902
664 |  |  |  | SO | F102C |  | 0 | 0 | 0 | 0 | 0 | 0 | 0 | 0 | 0 | 903
665 |  |  |  | DGU | F10 | [10 empty] | 904
666 |  |  |  | CN | F42 |  | 0 | 0 | 0 | 0 | 0 | 0 | 0 | 0 | 0 | 905
667 |  |  |  | DGP | F10 |  | 0 | 0 | 0 | 0 | 0 | 0 | 0 | 0 | 0 | 906
668 |  |  |  | SG | F10 |  | 0 | 0 | 0 | 0 | 0 | 0 | 0 | 0 | 0 | 907
669 |  |  | Total Amort. Cap. Lease General |  |  |  | 0 | 0 | 0 | 0 | 0 | 0 | 0 | 0 | 0
670
671 |  | 404CLS | Amort of LT Plant - Cap Lease Steam |  | F10 |  | 0 | 0 | 0 | 0 | 0 | 0 | 0 | 0 | 0 | 913
672
673 |  | 404IP | Amort of LT Plant - Intangible Plant
674 |  |  |  | S | F107C |  | 0 | 0 | 0 | 0 | 0 | 0 | 0 | 0 | 0 | 916
675 |  |  |  | SE | F10 |  | 0 | 0 | 0 | 0 | 0 | 0 | 0 | 0 | 0 | 917
676 |  |  |  | SG/CAGW | F105C |  | 0 | 0 | 0 | 0 | 0 | 0 | 0 | 0 | 0 | 918
677 |  |  |  | SO | F102C |  | 0 | 0 | 0 | 0 | 0 | 0 | 0 | 0 | 0 | 919
678 |  |  |  | CN | F42 |  | 533631.2674 | 435451.1245 | 74939.4798 | 4456.011 | 1224.8816 | 17.5192 | 7475.5461 | 10066.7053 | 0 | 920
679 |  |  |  | DGP | F10 |  | 0 | 0 | 0 | 0 | 0 | 0 | 0 | 0 | 0 | 921
680 |  |  |  | DGU | F10 |  | 0 | 0 | 0 | 0 | 0 | 0 | 0 | 0 | 0 | 922
681 |  |  |  | CAEW | F10 |  | 0 | 0 | 0 | 0 | 0 | 0 | 0 | 0 | 0 | 923
682 |  |  |  | CAGW | F105C |  | 0 | 0 | 0 | 0 | 0 | 0 | 0 | 0 | 0 | 924
683 |  |  |  | JBG | F105C |  | 0 | 0 | 0 | 0 | 0 | 0 | 0 | 0 | 0 | 925
684 |  |  | Total Amort. Intangible Plant |  |  |  | 533631.2674 | 435451.1245 | 74939.4798 | 4456.011 | 1224.8816 | 17.5192 | 7475.5461 | 10066.7053 | 0
685
686 |  | Distribution - METER - Unbundled |  |  |  |  | D: AMORTIZATION EXPENSE (continued)
687
688
689 |  | A |  | B | C |  | D | E | F | G | H | I | J | K
690 |  | FERC ACCT |  | DESCRIPTION | COS Factor |  | Washington Jurisdiction Normalized | Residential Schedule 16 | Small General Service Schedule 24 | Large General Service < 1,000 kW Schedule 36 | Large General Service > 1,000 kW Schedule 48 | Large General Dedicated Facilities Schedule 48 | Agricultural Pumping Schedule 40 | Street & Area Lighting Sch. 15, 51-54, 57
691 |  | 404O | Amort of LT Plant - Other Plant |  | F10 |  | 0 | 0 | 0 | 0 | 0 | 0 | 0 | 0 | 0 | 930
692
693 |  | 404HP | Amort of Other Electric Plant |  | F110 |  | 0 | 0 | 0 | 0 | 0 | 0 | 0 | 0 | 0 | 936
694
695 |  | 405 | Amort of Other Electric Plant |  | F110 |  | 0 | 0 | 0 | 0 | 0 | 0 | 0 | 0 | 0 | 944
696
697 |  | 406 | Amort of Plant Acquisition Adj |  | F10 |  | 0 | 0 | 0 | 0 | 0 | 0 | 0 | 0 | 0 | 952
698
699 |  | 407 | Amort of Prop Losses, Unrec Plant, |  | F110 |  | 0 | 0 | 0 | 0 | 0 | 0 | 0 | 0 | 0 | 961
700
701
702 |  | TOTAL AMORTIZATION EXPENSE |  |  |  |  | 533631.2674 | 435451.1245 | 74939.4798 | 4456.011 | 1224.8816 | 17.5192 | 7475.5461 | 10066.7053 | 0
703
704
705 | [6 empty] | D: TAX OTHER THAN INCOME
706
707
708 |  | 408 | Total Taxes Other Than Income |  | F101C |  | 158038.7398 | 110602.7701 | 12556.7466 | 21678.5126 | 5020.561 | 7.3933 | 11107.6296 | -2934.8733 | 0 | 974
709
710
711 | [6 empty] | D: DEFERRED ITC
712
713
714 |  | 41140 | Deferred I T C - Federal |  | F101C |  | 0 | 0 | 0 | 0 | 0 | 0 | 0 | 0 | 0 | 979
715
716 |  | 41141 | Deferred I T C - Idaho |  | F101C |  | 0 | 0 | 0 | 0 | 0 | 0 | 0 | 0 | 0 | 984
717
718 |  | TOTAL DEFERRED ITC |  |  |  |  | 0 | 0 | 0 | 0 | 0 | 0 | 0 | 0 | 0
719
720
721 | [6 empty] | D: DEFERRED INCOME TAXES
722
723
724 |  | 41010 | Deferred Income Tax - Federal-DR |  | F101C |  | 194883.7483 | 136388.5997 | 15484.2151 | 26732.6213 | 6191.05 | 9.1169 | 13697.2523 | -3619.107 | 0 | 1032
725
726 |  | 41011 | Deferred Income Tax - State-DR |  | F101C |  | 0 | 0 | 0 | 0 | 0 | 0 | 0 | 0 | 0 | 1047
727
728 |  | 41110 | Deferred Income Tax - Federal-CR |  | F101C |  | -212432.0009 | -148669.6729 | -16878.4869 | -29139.7527 | -6748.5213 | -9.9379 | -14930.6175 | 3944.9884 | 0 | 1063
729
730 |  | 41111 | Deferred Income Tax - State-CR |  | F101C |  | 0 | 0 | 0 | 0 | 0 | 0 | 0 | 0 | 0 | 1078
731
732 |  | TOTAL DEFERRED INCOME TAXES |  |  |  |  | -17548.2526 | -12281.0733 | -1394.2718 | -2407.1314 | -557.4714 | -0.82093 | -1233.3652 | 325.8815 | 0
733
734
735
736
737
738 |  | 40911 | State Income Taxes |  | F101C |  | 0 | 0 | 0 | 0 | 0 | 0 | 0 | 0 | 0 | 1175
739
740 |  | 40910 | Federal Income Tax |  | F101C |  | -299339.5949 | -209491.5996 | -23783.6079 | -41061.0536 | -9509.3942 | -14.0035 | -21038.85 | 5558.9141 | 0 | 1208
741
742
743 |  | TOTAL OPERATING EXPENSES |  |  |  |  | 7223216.9998 | 5814001.5449 | 918173.1006 | 172866.3083 | 69091.139 | 48422.5953 | 102154.9622 | 98507.3494 | 0
744
745
746 |  | Distribution - METER - Unbundled |  |  |  |  | D: STEAM GENERATION PLANT
747
748 |  | A |  | B | C |  | D | E | F | G | H | I | J | K
749 |  | FERC ACCT |  | DESCRIPTION | COS Factor |  | Washington Jurisdiction Normalized | Residential Schedule 16 | Small General Service Schedule 24 | Large General Service < 1,000 kW Schedule 36 | Large General Service > 1,000 kW Schedule 48 | Large General Dedicated Facilities Schedule 48 | Agricultural Pumping Schedule 40 | Street & Area Lighting Sch. 15, 51-54, 57
750 |  | 310 | Land and Land Rights |  | F10 |  | 0 | 0 | 0 | 0 | 0 | 0 | 0 | 0 | 0 | 1217
751 |  |  |  | JBG | F10 |  | 0 | 0 | 0 | 0 | 0 | 0 | 0 | 0 | 0 | 1219
752 |  |  |  | Total 310 |  |  | 0 | 0 | 0 | 0 | 0 | 0 | 0 | 0 | 0
753
754 |  | 311 | Structures and Improvements |  | F10 |  | 0 | 0 | 0 | 0 | 0 | 0 | 0 | 0 | 0 | 1225
755 |  |  |  | JBG | F10 |  | 0 | 0 | 0 | 0 | 0 | 0 | 0 | 0 | 0 | 1226
756 |  |  |  | Total 311 |  |  | 0 | 0 | 0 | 0 | 0 | 0 | 0 | 0 | 0
757
758 |  | 312 | Boiler Plant Equipment
759 |  |  |  | SG | F10 |  | 0 | 0 | 0 | 0 | 0 | 0 | 0 | 0 | 0 | 1230
760 |  |  |  | S | F10 |  | 0 | 0 | 0 | 0 | 0 | 0 | 0 | 0 | 0 | 1231
761 |  |  |  | CAGW | F10 |  | 0 | 0 | 0 | 0 | 0 | 0 | 0 | 0 | 0 | 1232
762 |  |  |  | JBG | F10 |  | 0 | 0 | 0 | 0 | 0 | 0 | 0 | 0 | 0 | 1233
763 |  |  |  | Total 312 |  |  | 0 | 0 | 0 | 0 | 0 | 0 | 0 | 0 | 0
764
765 |  | 314 | Turbogenerator Units |  | F10 |  | 0 | 0 | 0 | 0 | 0 | 0 | 0 | 0 | 0 | 1239
766 |  |  |  | JBG | F10 |  | 0 | 0 | 0 | 0 | 0 | 0 | 0 | 0 | 0 | 1240
767 |  |  |  | Total 314 |  |  | 0 | 0 | 0 | 0 | 0 | 0 | 0 | 0 | 0
768
769 |  | 315 | Accessory Electric Equipment |  | F10 |  | 0 | 0 | 0 | 0 | 0 | 0 | 0 | 0 | 0 | 1246
770 |  |  |  | JBG | F10 |  | 0 | 0 | 0 | 0 | 0 | 0 | 0 | 0 | 0 | 1247
771 |  |  |  | Total 316 |  |  | 0 | 0 | 0 | 0 | 0 | 0 | 0 | 0 | 0
772
773 |  | 316 | Misc Power Plant Equipment |  | F10 |  | 0 | 0 | 0 | 0 | 0 | 0 | 0 | 0 | 0 | 1253
774 |  |  |  | JBG | F10 |  | 0 | 0 | 0 | 0 | 0 | 0 | 0 | 0 | 0 | 1255
775 |  |  |  | Total 316 |  |  | 0 | 0 | 0 | 0 | 0 | 0 | 0 | 0 | 0
776
777 |  | S00 | Unclassified Steam Plant - Acct 300 |  | F10 |  | 0 | 0 | 0 | 0 | 0 | 0 | 0 | 0 | 0 | 1262
778
779
780
781 |  | Total Steam Generation Plant |  |  |  |  | 0 | 0 | 0 | 0 | 0 | 0 | 0 | 0 | 0
782
783
784 | [6 empty] | D: NUCLEAR GENERATION
785
786
787 |  | 320 | Land and Land Rights |  | F10 |  | 0 | 0 | 0 | 0 | 0 | 0 | 0 | 0 | 0 | 1268
788
789 |  | 321 | Structures and Improvements |  | F10 |  | 0 | 0 | 0 | 0 | 0 | 0 | 0 | 0 | 0 | 1272
790
791 |  | 322 | Reactor Plant Equipment |  | F10 |  | 0 | 0 | 0 | 0 | 0 | 0 | 0 | 0 | 0 | 1276
792
793 |  | 323 | Turbogenerator Units |  | F10 |  | 0 | 0 | 0 | 0 | 0 | 0 | 0 | 0 | 0 | 1280
794
795 |  | 324 | Land and Land Rights |  | F10 |  | 0 | 0 | 0 | 0 | 0 | 0 | 0 | 0 | 0 | 1284
796
797 |  | 325 | Misc. Power Plant Equipment |  | F10 |  | 0 | 0 | 0 | 0 | 0 | 0 | 0 | 0 | 0 | 1288
798
799 |  | N00 | Unclassified Nuclear Plt - Acct 300 |  | F10 |  | 0 | 0 | 0 | 0 | 0 | 0 | 0 | 0 | 0 | 1294
800
801 |  | Total Nuclear Generation Plant |  |  |  |  | 0 | 0 | 0 | 0 | 0 | 0 | 0 | 0 | 0
802
803
804 | [6 empty] | D: HYDRAULIC GENERATION PLANT
805
806
807 |  | 330 | Land and Land Rights |  | F10 |  | 0 | 0 | 0 | 0 | 0 | 0 | 0 | 0 | 0 | 1302
808
809 |  | 331 | Structures and Improvements |  | F10 |  | 0 | 0 | 0 | 0 | 0 | 0 | 0 | 0 | 0 | 1307
810
811 |  | 332 | Reservoirs, Dams & Waterways |  | F10 |  | 0 | 0 | 0 | 0 | 0 | 0 | 0 | 0 | 0 | 1312
812
813 |  | 333 | Water Wheel, Turbines, & Generators |  | F10 |  | 0 | 0 | 0 | 0 | 0 | 0 | 0 | 0 | 0 | 1317
814
815 |  | 334 | Accessory Electric Equipment |  | F10 |  | 0 | 0 | 0 | 0 | 0 | 0 | 0 | 0 | 0 | 1322
816
817 |  | 335 | Misc. Power Plant Equipment |  | F10 |  | 0 | 0 | 0 | 0 | 0 | 0 | 0 | 0 | 0 | 1327
818
819 |  | 336 | Roads, Railroads & Bridges |  | F10 |  | 0 | 0 | 0 | 0 | 0 | 0 | 0 | 0 | 0 | 1333
820
821 |  | H00 | Unclassified Hydro Plant - Acct 300 |  | F10 |  | 0 | 0 | 0 | 0 | 0 | 0 | 0 | 0 | 0 | 1339
822
823 |  | Total Hydraulic Plant |  |  |  |  | 0 | 0 | 0 | 0 | 0 | 0 | 0 | 0 | 0
824
825 |  | Distribution - METER - Unbundled
826 |  | A |  | B | C |  | D | E | F | G | H | I | J | K
827 |  | FERC ACCT |  | DESCRIPTION | COS Factor |  | Washington Jurisdiction Normalized | Residential Schedule 16 | Small General Service Schedule 24 | Large General Service < 1,000 kW Schedule 36 | Large General Service > 1,000 kW Schedule 48 | Large General Dedicated Facilities Schedule 48 | Agricultural Pumping Schedule 40 | Street & Area Lighting Sch. 15, 51-54, 57
828 |  | 340 | Land and Land Rights |  | F10 |  | 0 | 0 | 0 | 0 | 0 | 0 | 0 | 0 | 0 | 1347
829 |  |  |  | Total 340 |  |  | 0 | 0 | 0 | 0 | 0 | 0 | 0 | 0 | 0
830
831 |  | 341 | Structures and Improvements |  | F10 |  | 0 | 0 | 0 | 0 | 0 | 0 | 0 | 0 | 0 | 1352
832 |  |  |  | Total 341 |  |  | 0 | 0 | 0 | 0 | 0 | 0 | 0 | 0 | 0
833
834 |  | 342 | Fuel Holders, Producers & Access |  | F10 |  | 0 | 0 | 0 | 0 | 0 | 0 | 0 | 0 | 0 | 1357
835 |  |  |  | Total 342 |  |  | 0 | 0 | 0 | 0 | 0 | 0 | 0 | 0 | 0
836
837 |  | 343 | Prime Movers |  | F10 |  | 0 | 0 | 0 | 0 | 0 | 0 | 0 | 0 | 0 | 1365
838 |  |  |  | Total 343 |  |  | 0 | 0 | 0 | 0 | 0 | 0 | 0 | 0 | 0
839
840 |  | 344 | Generators |  | F10 |  | 0 | 0 | 0 | 0 | 0 | 0 | 0 | 0 | 0 | 1372
841 |  |  |  | Total 344 |  |  | 0 | 0 | 0 | 0 | 0 | 0 | 0 | 0 | 0
842
843 |  | 345 | Accessory Electric Plant |  | F10 |  | 0 | 0 | 0 | 0 | 0 | 0 | 0 | 0 | 0 | 1377
844 |  |  |  | Total 345 |  |  | 0 | 0 | 0 | 0 | 0 | 0 | 0 | 0 | 0
845
846 |  | 346 | Misc. Power Plant Equipment |  | F10 |  | 0 | 0 | 0 | 0 | 0 | 0 | 0 | 0 | 0 | 1382
847
848 |  | O00 | Unclassified Other Prod - Acct 300 |  | F10 |  | 0 | 0 | 0 | 0 | 0 | 0 | 0 | 0 | 0 | 1387
849
850 |  | Total Other Generation Plant |  |  |  |  | 0 | 0 | 0 | 0 | 0 | 0 | 0 | 0 | 0
851
852 |  | Experimental Plant
853 |  | 103 | Experimental Plant |  | F10 |  | 0 | 0 | 0 | 0 | 0 | 0 | 0 | 0 | 0 | 1393
854
855 |  | TOTAL GENERATION PLANT |  |  |  |  | 0 | 0 | 0 | 0 | 0 | 0 | 0 | 0 | 0
856
857 | [6 empty] | D: TRANSMISSION PLANT
858 |  | 350 | Land and Land Rights
859 |  |  |  | Demand | F12 |  | 0 | 0 | 0 | 0 | 0 | 0 | 0 | 0 | 0 | 1402
860 |  |  |  | Direct Assigned | A | 0 | 0 | 0 | 0 | 0 | 0 | 0 | 0 | 0 | 0
861 | [6 empty] | 0 | 0 | 0 | 0 | 0 | 0 | 0 | 0 | 0
862 |  | 352 | Structures and Improvements
863 |  |  |  | Demand | F12 |  | 0 | 0 | 0 | 0 | 0 | 0 | 0 | 0 | 0 | 1409
864 |  |  |  | Direct Assigned | A | 0 | 0 | 0 | 0 | 0 | 0 | 0 | 0 | 0 | 0
865 | [6 empty] | 0 | 0 | 0 | 0 | 0 | 0 | 0 | 0 | 0
866 |  | 353 | Station Equipment
867 |  |  |  | Demand | F12 |  | 0 | 0 | 0 | 0 | 0 | 0 | 0 | 0 | 0 | 1415
868 |  |  |  | Direct Assigned | A | 0 | 0 | 0 | 0 | 0 | 0 | 0 | 0 | 0 | 0
869 | [6 empty] | 0 | 0 | 0 | 0 | 0 | 0 | 0 | 0 | 0
870 |  | 354 | Towers and Fixtures
871 |  |  |  | Demand | F12 |  | 0 | 0 | 0 | 0 | 0 | 0 | 0 | 0 | 0 | 1421
872 |  |  |  | Direct Assigned | A | 0 | 0 | 0 | 0 | 0 | 0 | 0 | 0 | 0 | 0
873 | [6 empty] | 0 | 0 | 0 | 0 | 0 | 0 | 0 | 0 | 0
874 |  | 355 | Poles and Fixtures
875 |  |  |  | Demand | F12 |  | 0 | 0 | 0 | 0 | 0 | 0 | 0 | 0 | 0 | 1428
876 |  |  |  | Direct Assigned | A | 0 | 0 | 0 | 0 | 0 | 0 | 0 | 0 | 0 | 0
877 | [6 empty] | 0 | 0 | 0 | 0 | 0 | 0 | 0 | 0 | 0
878 |  | 356 | Overhead Conductors
879 |  |  |  | Demand | F12 |  | 0 | 0 | 0 | 0 | 0 | 0 | 0 | 0 | 0 | 1434
880 |  |  |  | Direct Assigned | A | 0 | 0 | 0 | 0 | 0 | 0 | 0 | 0 | 0 | 0
881 | [6 empty] | 0 | 0 | 0 | 0 | 0 | 0 | 0 | 0 | 0
882 |  | 357 | Underground Conduit
883 |  |  |  | Demand | F12 |  | 0 | 0 | 0 | 0 | 0 | 0 | 0 | 0 | 0 | 1440
884 |  |  |  | Direct Assigned | A | 0 | 0 | 0 | 0 | 0 | 0 | 0 | 0 | 0 | 0
885 | [6 empty] | 0 | 0 | 0 | 0 | 0 | 0 | 0 | 0 | 0
886 |  | 358 | Underground Conductors
887 |  |  |  | Demand | F12 |  | 0 | 0 | 0 | 0 | 0 | 0 | 0 | 0 | 0 | 1446
888 |  |  |  | Direct Assigned | A | 0 | 0 | 0 | 0 | 0 | 0 | 0 | 0 | 0 | 0
889 | [6 empty] | 0 | 0 | 0 | 0 | 0 | 0 | 0 | 0 | 0
890 |  | 359 | Roads and Trails
891 |  |  |  | Demand | F12 |  | 0 | 0 | 0 | 0 | 0 | 0 | 0 | 0 | 0 | 1452
892 |  |  |  | Direct Assigned | A | 0 | 0 | 0 | 0 | 0 | 0 | 0 | 0 | 0 | 0
893 | [6 empty] | 0 | 0 | 0 | 0 | 0 | 0 | 0 | 0 | 0
894
895 |  | T00 | Unclassified Trans Plant - Acct 300 |  | F10 |  | 0 | 0 | 0 | 0 | 0 | 0 | 0 | 0 | 0 | 1457
896 |  | TS0 | Unclassified Trans Sub - Acct 300 |  | F10 |  | 0 | 0 | 0 | 0 | 0 | 0 | 0 | 0 | 0 | 1461
897
898 |  | TOTAL TRANSMISSION PLANT |  |  |  |  | 0 | 0 | 0 | 0 | 0 | 0 | 0 | 0 | 0
899 |  | Distribution - METER - Unbundled |  |  |  |  | D: DISTRIBUTION PLANT
900 |  | A |  | B | C |  | D | E | F | G | H | I | J | K
901 |  | FERC ACCT |  | DESCRIPTION | COS Factor |  | Washington Jurisdiction Normalized | Residential Schedule 16 | Small General Service Schedule 24 | Large General Service < 1,000 kW Schedule 36 | Large General Service > 1,000 kW Schedule 48 | Large General Dedicated Facilities Schedule 48 | Agricultural Pumping Schedule 40 | Street & Area Lighting Sch. 15, 51-54, 57
902
903 |  | 360 | Land and Land Rights
904 |  |  |  | Demand Primary | F20A |  | 0 | 0 | 0 | 0 | 0 | 0 | 0 | 0 | 0 | 1467
905 |  |  |  | Assigned | A | 0 | 0 | 0 | 0 | 0 | 0 | 0 | 0 | 0 | 0
906 | [6 empty] | 0 | 0 | 0 | 0 | 0 | 0 | 0 | 0 | 0
907 |  | 361 | Structures and Improvements
908 |  |  |  | Demand Primary | F20 |  | 0 | 0 | 0 | 0 | 0 | 0 | 0 | 0 | 0 | 1473
909 |  |  |  | Assigned | A | 0 | 0 | 0 | 0 | 0 | 0 | 0 | 0 | 0 | 0
910 | [6 empty] | 0 | 0 | 0 | 0 | 0 | 0 | 0 | 0 | 0
911 |  | 362 | Station Equipment
912 |  |  |  | Demand Primary | F20A |  | 0 | 0 | 0 | 0 | 0 | 0 | 0 | 0 | 0 | 1479
913 |  |  |  | Assigned | A | 0 | 0 | 0 | 0 | 0 | 0 | 0 | 0 | 0 | 0
914 | [6 empty] | 0 | 0 | 0 | 0 | 0 | 0 | 0 | 0 | 0
915 |  | 364 | Poles, Towers & Fixtures
916 |  |  |  | Demand Primary | F20A | 0 | 0 | 0 | 0 | 0 | 0 | 0 | 0 | 0 | 0 | 1485
917 |  |  |  | Demand Secondary | F22 | 0 | 0 | 0 | 0 | 0 | 0 | 0 | 0 | 0 | 0
918 |  |  |  | Assigned | A | 0 | 0 | 0 | 0 | 0 | 0 | 0 | 0 | 0 | 0
919 | [6 empty] | 0 | 0 | 0 | 0 | 0 | 0 | 0 | 0 | 0
920 |  | 365 | Overhead Conductors
921 |  |  |  | Demand Primary | F20A | 0 | 0 | 0 | 0 | 0 | 0 | 0 | 0 | 0 | 0 | 1492
922 |  |  |  | Demand Secondary | F22 | 0 | 0 | 0 | 0 | 0 | 0 | 0 | 0 | 0 | 0
923 |  |  |  | Assigned | A | 0 | 0 | 0 | 0 | 0 | 0 | 0 | 0 | 0 | 0
924 | [6 empty] | 0 | 0 | 0 | 0 | 0 | 0 | 0 | 0 | 0
925 |  | 366 | Underground Conduit
926 |  |  |  | Demand Primary | F20A | 0 | 0 | 0 | 0 | 0 | 0 | 0 | 0 | 0 | 0 | 1499
927 |  |  |  | Demand Secondary | F22 | 0 | 0 | 0 | 0 | 0 | 0 | 0 | 0 | 0 | 0
928 |  |  |  | Assigned | A | 0 | 0 | 0 | 0 | 0 | 0 | 0 | 0 | 0 | 0
929 | [6 empty] | 0 | 0 | 0 | 0 | 0 | 0 | 0 | 0 | 0
930 |  | 367 | Underground Conductors
931 |  |  |  | Demand Primary | F20A | 0 | 0 | 0 | 0 | 0 | 0 | 0 | 0 | 0 | 0 | 1506
932 |  |  |  | Demand Secondary | F22 | 0 | 0 | 0 | 0 | 0 | 0 | 0 | 0 | 0 | 0
933 |  |  |  | Assigned | A | 0 | 0 | 0 | 0 | 0 | 0 | 0 | 0 | 0 | 0
934 | [6 empty] | 0 | 0 | 0 | 0 | 0 | 0 | 0 | 0 | 0
935 |  | 368 | Line Transformers
936 |  |  |  | Demand Secondary | F21 |  | 0 | 0 | 0 | 0 | 0 | 0 | 0 | 0 | 0 | 1513
937 |  |  |  | Assigned | A | 0 | 0 | 0 | 0 | 0 | 0 | 0 | 0 | 0 | 0
938 | [6 empty] | 0 | 0 | 0 | 0 | 0 | 0 | 0 | 0 | 0
939 |  | 369 | Services
940 |  |  |  | Customer | F70 |  | 0 | 0 | 0 | 0 | 0 | 0 | 0 | 0 | 0 | 1519
941 |  |  |  | Assigned | A | 0 | 0 | 0 | 0 | 0 | 0 | 0 | 0 | 0 | 0
942 | [6 empty] | 0 | 0 | 0 | 0 | 0 | 0 | 0 | 0 | 0
943 |  | 370 | Meters
944 |  |  |  | Customer | F60A |  | 0 | 0 | 0 | 0 | 0 | 0 | 0 | 0 | 0 | 1526
945 |  |  |  | Assigned | A | 0 | 0 | 0 | 0 | 0 | 0 | 0 | 0 | 0 | 0
946 | [6 empty] | 0 | 0 | 0 | 0 | 0 | 0 | 0 | 0 | 0
947 |  | 371 | Install on Customers' Premises
948 |  |  |  | Demand Primary | F20 | 0 | 0 | 0 | 0 | 0 | 0 | 0 | 0 | 0 | 0 | 1532
949 |  |  |  | Demand Secondary | F22 | 0 | 0 | 0 | 0 | 0 | 0 | 0 | 0 | 0 | 0
950 |  |  |  | Assigned | A | 0 | 0 | 0 | 0 | 0 | 0 | 0 | 0 | 0 | 0
951 | [6 empty] | 0 | 0 | 0 | 0 | 0 | 0 | 0 | 0 | 0
952 |  | 372 | Leased Property
953 |  |  |  | Demand Primary | F20 | 0 | 0 | 0 | 0 | 0 | 0 | 0 | 0 | 0 | 0 | 1539
954 |  |  |  | Demand Secondary | F22 | 0 | 0 | 0 | 0 | 0 | 0 | 0 | 0 | 0 | 0
955 |  |  |  | Assigned | A | 0 | 0 | 0 | 0 | 0 | 0 | 0 | 0 | 0 | 0
956 | [6 empty] | 0 | 0 | 0 | 0 | 0 | 0 | 0 | 0 | 0
957
958 |  | 373 | Street Lights |  | A | 0 | 0 | 0 | 0 | 0 | 0 | 0 | 0 | 0 | 0 | 1548
959
960
961 |  | D00 | Unclassified Dist Plant - Acct 300 |  | F22 |  | 0 | 0 | 0 | 0 | 0 | 0 | 0 | 0 | 0 | 1551
962 |  | DS0 | Unclassified Dist Sub - Acct 300 |  | F20 |  | 0 | 0 | 0 | 0 | 0 | 0 | 0 | 0 | 0 | 1555
963 |  | TOTAL DISTRIBUTION PLANT |  |  |  |  | 0 | 0 | 0 | 0 | 0 | 0 | 0 | 0 | 0
964
965 |  | Distribution - METER - Unbundled |  |  |  |  | DISTRIBUTION PLANT D: GENERAL PLANT
966
967 |  | A |  | B | C |  | D | E | F | G | H | I | J | K
968 |  | FERC ACCT |  | DESCRIPTION | COS Factor |  | Washington Jurisdiction Normalized | Residential Schedule 16 | Small General Service Schedule 24 | Large General Service < 1,000 kW Schedule 36 | Large General Service > 1,000 kW Schedule 48 | Large General Dedicated Facilities Schedule 48 | Agricultural Pumping Schedule 40 | Street & Area Lighting Sch. 15, 51-54, 57
969 |  | 389 | Land and Land Rights
970 |  |  |  | S | F107C |  | 0 | 0 | 0 | 0 | 0 | 0 | 0 | 0 | 0 | 1562
971 |  |  |  | CN | F42 |  | 79108.9715 | 64554.1082 | 11109.5161 | 660.5881 | 181.5844 | 2.5972 | 1108.2236 | 1492.3539 | 0 | 1563
972 |  |  |  | DGU | F105C |  | 0 | 0 | 0 | 0 | 0 | 0 | 0 | 0 | 0 | 1564
973 |  |  |  | SG/CAGE/CAGW | F105C |  | 0 | 0 | 0 | 0 | 0 | 0 | 0 | 0 | 0 | 1565
974 |  |  |  | SO | F102C |  | 0 | 0 | 0 | 0 | 0 | 0 | 0 | 0 | 0 | 1566
975 |  |  | Total Land & Land Rights |  |  |  | 79108.9715 | 64554.1082 | 11109.5161 | 660.5881 | 181.5844 | 2.5972 | 1108.2236 | 1492.3539 | 0
976
977 |  | 390 | Structures and Improvements
978 |  |  |  | S | F107C |  | 0 | 0 | 0 | 0 | 0 | 0 | 0 | 0 | 0 | 1570
979 |  |  |  | DGP | F105C |  | 0 | 0 | 0 | 0 | 0 | 0 | 0 | 0 | 0 | 1571
980 |  |  |  | DGU | F105C |  | 0 | 0 | 0 | 0 | 0 | 0 | 0 | 0 | 0 | 1572
981 |  |  |  | CN | F42 |  | 570594.232 | 465613.4584 | 80130.3026 | 4764.6649 | 1309.7253 | 18.7327 | 7993.3537 | 10763.9944 | 0 | 1573
982 |  |  |  | SG/CAGE/CAGW | F105C |  | 0 | 0 | 0 | 0 | 0 | 0 | 0 | 0 | 0 | 1574
983 |  |  |  | JBG | F105C |  | 0 | 0 | 0 | 0 | 0 | 0 | 0 | 0 | 0 | 1575
984 |  |  |  | SO | F102C |  | 0 | 0 | 0 | 0 | 0 | 0 | 0 | 0 | 0 | 1576
985
986 |  |  | Total Structures and Improvements |  |  |  | 570594.232 | 465613.4584 | 80130.3026 | 4764.6649 | 1309.7253 | 18.7327 | 7993.3537 | 10763.9944 | 0
987
988 |  | 391 | Office Furniture & Equipment
989 |  |  |  | S | F107C |  | 0 | 0 | 0 | 0 | 0 | 0 | 0 | 0 | 0 | 1580
990 |  |  |  | SGP | F105C |  | 0 | 0 | 0 | 0 | 0 | 0 | 0 | 0 | 0 | 1581
991 |  |  |  | SGU | F105C |  | 0 | 0 | 0 | 0 | 0 | 0 | 0 | 0 | 0 | 1582
992 |  |  |  | CN | F42 |  | 388568.0288 | 317077.3443 | 54567.8031 | 3244.6813 | 891.9077 | 12.7567 | 5443.3808 | 7330.1549 | 0 | 1583
993 |  |  |  | SG/CAGE/CAGW | F105C |  | 0 | 0 | 0 | 0 | 0 | 0 | 0 | 0 | 0 | 1584
994 |  |  |  | SE | F10 |  | 0 | 0 | 0 | 0 | 0 | 0 | 0 | 0 | 0 | 1585
995 |  |  |  | SO | F102C |  | 0 | 0 | 0 | 0 | 0 | 0 | 0 | 0 | 0 | 1586
996 |  |  |  | JBG | F105C |  | 0 | 0 | 0 | 0 | 0 | 0 | 0 | 0 | 0 | 1587
997 |  |  |  | JBE | F10 |  | 0 | 0 | 0 | 0 | 0 | 0 | 0 | 0 | 0 | 1588
998 |  |  | Total Office Furniture & Equipment |  |  |  | 388568.0288 | 317077.3443 | 54567.8031 | 3244.6813 | 891.9077 | 12.7567 | 5443.3808 | 7330.1549 | 0
999
1000 |  | 392 | Transportation Equipment
1001 |  |  |  | S | F107C |  | 0 | 0 | 0 | 0 | 0 | 0 | 0 | 0 | 0 | 1592
1002 |  |  |  | SO | F102C |  | 0 | 0 | 0 | 0 | 0 | 0 | 0 | 0 | 0 | 1593
1003 |  |  |  | SG/CAGE/CAGW | F105C |  | 0 | 0 | 0 | 0 | 0 | 0 | 0 | 0 | 0 | 1594
1004 |  |  |  | CN | F42 |  | 0 | 0 | 0 | 0 | 0 | 0 | 0 | 0 | 0 | 1595
1005 |  |  |  | SG-U | F105C |  | 0 | 0 | 0 | 0 | 0 | 0 | 0 | 0 | 0 | 1596
1006 |  |  |  | SE | F10 |  | 0 | 0 | 0 | 0 | 0 | 0 | 0 | 0 | 0 | 1597
1007 |  |  |  | SGP | F105C |  | 0 | 0 | 0 | 0 | 0 | 0 | 0 | 0 | 0 | 1598
1008 |  |  |  | JBG | F105C |  | 0 | 0 | 0 | 0 | 0 | 0 | 0 | 0 | 0 | 1599
1009 |  |  |  | CAGE | F10 |  | 0 | 0 | 0 | 0 | 0 | 0 | 0 | 0 | 0 | 1600
1010 |  |  | Total Transportation Equipment |  |  |  | 0 | 0 | 0 | 0 | 0 | 0 | 0 | 0 | 0
1011
1012 |  | 393 | Stores Equipment
1013 |  |  |  | S | F107C |  | 0 | 0 | 0 | 0 | 0 | 0 | 0 | 0 | 0 | 1604
1014 |  |  |  | SG-P | F105C |  | 0 | 0 | 0 | 0 | 0 | 0 | 0 | 0 | 0 | 1605
1015 |  |  |  | SG-U | F105C |  | 0 | 0 | 0 | 0 | 0 | 0 | 0 | 0 | 0 | 1606
1016 |  |  |  | SO | F102C |  | 0 | 0 | 0 | 0 | 0 | 0 | 0 | 0 | 0 | 1607
1017 |  |  |  | SG/CAGE/CAGW | F105C |  | 0 | 0 | 0 | 0 | 0 | 0 | 0 | 0 | 0 | 1608
1018 |  |  |  | JBG | F105C |  | 0 | 0 | 0 | 0 | 0 | 0 | 0 | 0 | 0 | 1609
1019 |  |  | Total Stores Equipment |  |  |  | 0 | 0 | 0 | 0 | 0 | 0 | 0 | 0 | 0 | 1610
1020
1021 |  | 394 | Tools, Shop & Garage Equipment
1022 |  |  |  | S | F107C |  | 0 | 0 | 0 | 0 | 0 | 0 | 0 | 0 | 0 | 1613
1023 |  |  |  | SG-P | F105C |  | 0 | 0 | 0 | 0 | 0 | 0 | 0 | 0 | 0 | 1614
1024 |  |  |  | SG/CAGE/CAGW | F105C |  | 0 | 0 | 0 | 0 | 0 | 0 | 0 | 0 | 0 | 1615
1025 |  |  |  | SO | F102C |  | 0 | 0 | 0 | 0 | 0 | 0 | 0 | 0 | 0 | 1616
1026 |  |  |  | SE | F10 |  | 0 | 0 | 0 | 0 | 0 | 0 | 0 | 0 | 0 | 1617
1027 |  |  |  | SG-U | F105C |  | 0 | 0 | 0 | 0 | 0 | 0 | 0 | 0 | 0 | 1618
1028 |  |  |  | JBG | F105C |  | 0 | 0 | 0 | 0 | 0 | 0 | 0 | 0 | 0 | 1619
1029 |  |  |  | CAGE | F102C |  | 0 | 0 | 0 | 0 | 0 | 0 | 0 | 0 | 0 | 1620
1030 |  |  | Total Tools, Shop & Garage Equipment |  |  |  | 0 | 0 | 0 | 0 | 0 | 0 | 0 | 0 | 0
1031
1032 |  | 395 | Laboratory Equipment
1033 |  |  |  | S | F107C |  | 0 | 0 | 0 | 0 | 0 | 0 | 0 | 0 | 0 | 1624
1034 |  |  |  | SGP | F105C |  | 0 | 0 | 0 | 0 | 0 | 0 | 0 | 0 | 0 | 1625
1035 |  |  |  | SGU | F105C |  | 0 | 0 | 0 | 0 | 0 | 0 | 0 | 0 | 0 | 1626
1036 |  |  |  | SO | F102C |  | 0 | 0 | 0 | 0 | 0 | 0 | 0 | 0 | 0 | 1627
1037 |  |  |  | SE | F10 |  | 0 | 0 | 0 | 0 | 0 | 0 | 0 | 0 | 0 | 1628
1038 |  |  |  | SG/CAGE/CAGW | F105C |  | 0 | 0 | 0 | 0 | 0 | 0 | 0 | 0 | 0 | 1629
1039 |  |  |  | JBG | F105C |  | 0 | 0 | 0 | 0 | 0 | 0 | 0 | 0 | 0 | 1630
1040 |  |  |  | CAGE | F102C |  | 0 | 0 | 0 | 0 | 0 | 0 | 0 | 0 | 0 | 1631
1041 |  |  | Total Laboratory Equipment |  |  |  | 0 | 0 | 0 | 0 | 0 | 0 | 0 | 0 | 0
1042
1043 |  | 396 | Power Operated Equipment
1044 |  |  |  | S | F107C |  | 0 | 0 | 0 | 0 | 0 | 0 | 0 | 0 | 0 | 1635
1045 |  |  |  | SG-P | F105C |  | 0 | 0 | 0 | 0 | 0 | 0 | 0 | 0 | 0 | 1636
1046 |  |  |  | SG/CAGE/CAGW | F105C |  | 0 | 0 | 0 | 0 | 0 | 0 | 0 | 0 | 0 | 1637
1047 |  |  |  | SO | F102C |  | 0 | 0 | 0 | 0 | 0 | 0 | 0 | 0 | 0 | 1638
1048 |  |  |  | SG-U | F105C |  | 0 | 0 | 0 | 0 | 0 | 0 | 0 | 0 | 0 | 1639
1049 |  |  |  | SE | F10 |  | 0 | 0 | 0 | 0 | 0 | 0 | 0 | 0 | 0 | 1640
1050 |  |  |  | JBG | F105C |  | 0 | 0 | 0 | 0 | 0 | 0 | 0 | 0 | 0 | 1641
1051 |  |  |  | CAGE | F102C |  | 0 | 0 | 0 | 0 | 0 | 0 | 0 | 0 | 0 | 1642
1052 |  |  | Total Power Operated Equipment |  |  |  | 0 | 0 | 0 | 0 | 0 | 0 | 0 | 0 | 0
1053
1054 |  | 397 | Communication Equipment
1055 |  |  |  | S | F107C |  | 0 | 0 | 0 | 0 | 0 | 0 | 0 | 0 | 0 | 1646
1056 |  |  |  | SGP | F105C |  | 0 | 0 | 0 | 0 | 0 | 0 | 0 | 0 | 0 | 1647
1057 |  |  |  | SGU | F105C |  | 0 | 0 | 0 | 0 | 0 | 0 | 0 | 0 | 0 | 1648
1058 |  |  |  | SO | F102C |  | 0 | 0 | 0 | 0 | 0 | 0 | 0 | 0 | 0 | 1649
1059 |  |  |  | CN | F42 |  | 269784.7503 | 220148.406 | 37886.7021 | 2252.7987 | 619.256 | 8.8571 | 3779.3669 | 5089.3636 | 0 | 1650
1060 |  |  |  | SG/CAGE/CAGW | F105C |  | 0 | 0 | 0 | 0 | 0 | 0 | 0 | 0 | 0 | 1651
1061 |  |  |  | SE | F10 |  | 0 | 0 | 0 | 0 | 0 | 0 | 0 | 0 | 0 | 1652
1062 |  |  |  | JBG | F105C |  | 0 | 0 | 0 | 0 | 0 | 0 | 0 | 0 | 0 | 1653
|  |  |  | CAGE | F105C |  | 0 | 0 | 0 | 0 | 0 | 0 | 0 | 0 | 0 | 1654
1064 |  |  |  | CAGE | F105C |  | 0 | 0 | 0 | 0 | 0 | 0 | 0 | 0 | 0 | 1655
1065 |  |  | Total Communication Equipment |  |  |  | 269784.7503 | 220148.406 | 37886.7021 | 2252.7987 | 619.256 | 8.8571 | 3779.3669 | 5089.3636 | 0
1066
1067 |  | Distribution - METER - Unbundled |  |  |  |  | D: GENERAL PLANT
1068
1069 |  | A |  | B | C |  | D | E | F | G | H | I | J | K
1070 |  | FERC ACCT |  | DESCRIPTION | COS Factor |  | Washington Jurisdiction Normalized | Residential Schedule 16 | Small General Service Schedule 24 | Large General Service < 1,000 kW Schedule 36 | Large General Service > 1,000 kW Schedule 48 | Large General Dedicated Facilities Schedule 48 | Agricultural Pumping Schedule 40 | Street & Area Lighting Sch. 15, 51-54, 57
1071 |  | 398 | Misc. Equipment
1072 |  |  |  | S | F107C |  | 0 | 0 | 0 | 0 | 0 | 0 | 0 | 0 | 0 | 1659
1073 |  |  |  | SGP | F105C |  | 0 | 0 | 0 | 0 | 0 | 0 | 0 | 0 | 0 | 1660
1074 |  |  |  | SGU | F105C |  | 0 | 0 | 0 | 0 | 0 | 0 | 0 | 0 | 0 | 1661
|  |  |  | CN | F42 |  | 5145.9474 | 4199.1703 | 722.6612 | 42.9705 | 11.8119 | 0.16894 | 72.0887 | 97.0759 | 0 | 1662
1076 |  |  |  | SO | F102C |  | 0 | 0 | 0 | 0 | 0 | 0 | 0 | 0 | 0 | 1663
1077 |  |  |  | SE | F10 |  | 0 | 0 | 0 | 0 | 0 | 0 | 0 | 0 | 0 | 1664
1078 |  |  |  | SG | F105C |  | 0 | 0 | 0 | 0 | 0 | 0 | 0 | 0 | 0 | 1665
1079 |  |  |  | JBG | F105C |  | 0 | 0 | 0 | 0 | 0 | 0 | 0 | 0 | 0 | 1666
1080 |  |  | Total Misc. Equipment |  |  |  | 5145.9474 | 4199.1703 | 722.6612 | 42.9705 | 11.8119 | 0.16894 | 72.0887 | 97.0759 | 0
1081
1082 |  | 399 | Coal Mine |  | F10 |  | 0 | 0 | 0 | 0 | 0 | 0 | 0 | 0 | 0 | 1674
1083 |  | 399L | WIDCO Capital Lease |  | F10 |  | 0 | 0 | 0 | 0 | 0 | 0 | 0 | 0 | 0 | 1677
1084 |  |  | Remove Capital Lease |  | F10 |  | 0 | 0 | 0 | 0 | 0 | 0 | 0 | 0 | 0 | 1680
1085
1086 |  | 390L | General Capital Lease
1087 |  |  |  | S | F10 |  | 0 | 0 | 0 | 0 | 0 | 0 | 0 | 0 | 0 | 1685
1088 |  |  |  | SG | F10 |  | 0 | 0 | 0 | 0 | 0 | 0 | 0 | 0 | 0 | 1686
1089 |  |  |  | SO-U | F10 |  | 0 | 0 | 0 | 0 | 0 | 0 | 0 | 0 | 0 | 1687
1091 |  |  | Remove Capital Lease |  |  |  | 0 | 0 | 0 | 0 | 0 | 0 | 0 | 0
1092
1093 |  | 392L | General Vehicles Capital Lease |  | F10 |  | 0 | 0 | 0 | 0 | 0 | 0 | 0 | 0 | 0 | 1694
1094 |  |  | Remove Capital Lease |  | F10 |  | 0 | 0 | 0 | 0 | 0 | 0 | 0 | 0 | 0 | 1697
1095
1096 |  | G00 | Unclassified Gen Plant - Acct 300 |  | F102C |  | 0 | 0 | 0 | 0 | 0 | 0 | 0 | 0 | 0 | 1707
1097 |  | GV0 | Unclassified Gen Veh - Acct 300 |  | F102C |  | 0 | 0 | 0 | 0 | 0 | 0 | 0 | 0 | 0 | 1715
1098
1099 |  | TOTAL GENERAL PLANT |  |  |  |  | 1313201.93 | 1071592.4872 | 184416.9852 | 10965.7034 | 3014.2853 | 43.1125 | 18396.4137 | 24772.9427 | 0
1100
1101
1102
1103 | [6 empty] | D: INTANGIBLE PLANT
1104
1105 |  | 301 | Organization
1106 |  |  |  | S | F107C |  | 0 | 0 | 0 | 0 | 0 | 0 | 0 | 0 | 0 | 1720
1107 |  |  |  | SO | F102C |  | 0 | 0 | 0 | 0 | 0 | 0 | 0 | 0 | 0 | 1721
1108 |  |  |  | SG/CAGE/CAGW | F105C |  | 0 | 0 | 0 | 0 | 0 | 0 | 0 | 0 | 0 | 1722
1109 |  |  | Total Organization |  |  |  | 0 | 0 | 0 | 0 | 0 | 0 | 0 | 0 | 0
1110
1111 |  | 302 | Franchise & Consent
1112 |  |  |  | S | F107C |  | 0 | 0 | 0 | 0 | 0 | 0 | 0 | 0 | 0 | 1725
1113 |  |  |  | SG/CAGE/CAGW | F105C |  | 0 | 0 | 0 | 0 | 0 | 0 | 0 | 0 | 0 | 1726
1114 |  |  |  | DGP | F105C |  | 0 | 0 | 0 | 0 | 0 | 0 | 0 | 0 | 0 | 1727
1115 |  |  |  | DGU | F105C |  | 0 | 0 | 0 | 0 | 0 | 0 | 0 | 0 | 0 | 1728
1116 |  |  | Total Franchise & Consent |  |  |  | 0 | 0 | 0 | 0 | 0 | 0 | 0 | 0 | 0
1117
1118 |  | 303 | Miscellaneous Intangible Plant
1119 |  |  |  | S | F107C |  | 0 | 0 | 0 | 0 | 0 | 0 | 0 | 0 | 0 | 1732
1120 |  |  |  | SG/CAGW | F105C |  | 0 | 0 | 0 | 0 | 0 | 0 | 0 | 0 | 0 | 1733
1121 |  |  |  | SO | F102C |  | 0 | 0 | 0 | 0 | 0 | 0 | 0 | 0 | 0 | 1734
1122 |  |  |  | SE | F105C |  | 0 | 0 | 0 | 0 | 0 | 0 | 0 | 0 | 0 | 1735
1123 |  |  |  | CN | F42 |  | 11454227.3726 | 9346821.474 | 1608552.372 | 95646.8742 | 26291.6986 | 376.0434 | 160460.2467 | 216078.6637 | 0 | 1736
1124 |  |  |  | DGU | F10 |  | 0 | 0 | 0 | 0 | 0 | 0 | 0 | 0 | 0 | 1737
1125 |  |  |  | DGP | F105C |  | 0 | 0 | 0 | 0 | 0 | 0 | 0 | 0 | 0 | 1738
1126 |  |  |  | JBG | F105C |  | 0 | 0 | 0 | 0 | 0 | 0 | 0 | 0 | 0 | 1739
1127 |  |  | Total Miscellaneous Intangible Plant |  |  |  | 11454227.3726 | 9346821.474 | 1608552.372 | 95646.8742 | 26291.6986 | 376.0434 | 160460.2467 | 216078.6637 | 0
1128
1129 |  | I00 | Unclass Intangible Plant - Acct 300 |  | F102C |  | 0 | 0 | 0 | 0 | 0 | 0 | 0 | 0 | 0 | 1750
1130
1131 |  | TOTAL INTANGIBLE PLANT |  |  |  |  | 11454227.3726 | 9346821.474 | 1608552.372 | 95646.8742 | 26291.6986 | 376.0434 | 160460.2467 | 216078.6637 | 0
1132
1133
1134 |  | TOTAL ELECTRIC PLANT IN SERVICE |  |  |  |  | 12767429.3026 | 10418413.9612 | 1792969.3572 | 106612.5776 | 29305.9839 | 419.1559 | 178856.6605 | 240851.6064 | 0
1135
1136
1137 |  | Distribution - METER - Unbundled |  |  |  |  | D: MISC RATE BASE
1138
1139 |  | A |  | B | C |  | D | E | F | G | H | I | J | K
1140 |  | FERC ACCT |  | DESCRIPTION | COS Factor |  | Washington Jurisdiction Normalized | Residential Schedule 16 | Small General Service Schedule 24 | Large General Service < 1,000 kW Schedule 36 | Large General Service > 1,000 kW Schedule 48 | Large General Dedicated Facilities Schedule 48 | Agricultural Pumping Schedule 40 | Street & Area Lighting Sch. 15, 51-54, 57
1141 |  | 105 | Plant Held For Future Use
1142 |  |  |  | S | F20 |  | 0 | 0 | 0 | 0 | 0 | 0 | 0 | 0 | 0 | 1758
1143 |  |  |  | SG/CAGE/CAGW | F10 |  | 0 | 0 | 0 | 0 | 0 | 0 | 0 | 0 | 0 | 1759
1144 |  |  |  | DNPT | F10 |  | 0 | 0 | 0 | 0 | 0 | 0 | 0 | 0 | 0 | 1760
1145 |  |  |  | DNPPOP | F10 |  | 0 | 0 | 0 | 0 | 0 | 0 | 0 | 0 | 0 | 1761
1146 |  |  |  | SE/CAEE/CAEW | F10 |  | 0 | 0 | 0 | 0 | 0 | 0 | 0 | 0 | 0 | 1762
1147 |  |  |  | DNPG | F102 |  | 0 | 0 | 0 | 0 | 0 | 0 | 0 | 0 | 0 | 1763
1148 |  |  | Total Plant Held For Future Use |  |  |  | 0 | 0 | 0 | 0 | 0 | 0 | 0 | 0 | 0
1149
1150 |  | 114 | Electric Plant Acquisition Adjust |  | F10 |  | 0 | 0 | 0 | 0 | 0 | 0 | 0 | 0 | 0 | 1770
1151
1152 |  | 128 | Pensions |  | F102C |  | 0 | 0 | 0 | 0 | 0 | 0 | 0 | 0 | 0 | 1774
1153
1154 |  | 124 | Weatherization |  | F10 |  | 0 | 0 | 0 | 0 | 0 | 0 | 0 | 0 | 0 | 1796
1155
1156 |  | 151 | Fuel Stock |  | F10 |  | 0 | 0 | 0 | 0 | 0 | 0 | 0 | 0 | 0 | 1799
1157 |  |  |  | JBG | F10 |  | 0 | 0 | 0 | 0 | 0 | 0 | 0 | 0 | 0 | 1800
1158 |  |  |  | Total Fuel Stock |  |  | 0 | 0 | 0 | 0 | 0 | 0 | 0 | 0 | 0
1159
1160 |  | 152 | Fuel Stock - Undistributed |  | F10 |  | 0 | 0 | 0 | 0 | 0 | 0 | 0 | 0 | 0 | 1805
1161
1162 |  | 25316 | DG&T Working Capital Deposit |  | F10 |  | 0 | 0 | 0 | 0 | 0 | 0 | 0 | 0 | 0 | 1810
1163
1164 |  | 25317 | DG&T Working Capital Deposit |  | F10 |  | 0 | 0 | 0 | 0 | 0 | 0 | 0 | 0 | 0 | 1814
1165
1166 |  | 25319 | Provo Working Capital Deposit |  | F10 |  | 0 | 0 | 0 | 0 | 0 | 0 | 0 | 0 | 0 | 1818
1167
1168 |  | 154 | Materials and Supplies |  | F102C |  | 0 | 0 | 0 | 0 | 0 | 0 | 0 | 0 | 0 | 1823
1169 |  |  |  | SG/CAGE/CAGW | F102C |  | 0 | 0 | 0 | 0 | 0 | 0 | 0 | 0 | 0 | 1824
1170 |  |  |  | SE/CAEE/CAEW | F102C |  | 0 | 0 | 0 | 0 | 0 | 0 | 0 | 0 | 0 | 1825
1171 |  |  |  | SO | F102C |  | 0 | 0 | 0 | 0 | 0 | 0 | 0 | 0 | 0 | 1826
1172 |  |  |  | DNPPS | F102C |  | 0 | 0 | 0 | 0 | 0 | 0 | 0 | 0 | 0 | 1827
1173 |  |  |  | DNPPH | F102C |  | 0 | 0 | 0 | 0 | 0 | 0 | 0 | 0 | 0 | 1828
1174 |  |  |  | DNPD | F102C |  | 0 | 0 | 0 | 0 | 0 | 0 | 0 | 0 | 0 | 1829
1175 |  |  |  | DNPT | F102C |  | 0 | 0 | 0 | 0 | 0 | 0 | 0 | 0 | 0 | 1830
1176 |  |  |  | DGU | F102C |  | 0 | 0 | 0 | 0 | 0 | 0 | 0 | 0 | 0 | 1831
1177 |  |  |  | DGP | F102C |  | 0 | 0 | 0 | 0 | 0 | 0 | 0 | 0 | 0 | 1832
1178 |  |  |  | JBG | F10 |  | 0 | 0 | 0 | 0 | 0 | 0 | 0 | 0 | 0 | 1833
1179 |  |  |  | SNPP | F102C |  | 0 | 0 | 0 | 0 | 0 | 0 | 0 | 0 | 0 | 1834
1180 |  |  |  | CAGE | F102C |  | 0 | 0 | 0 | 0 | 0 | 0 | 0 | 0 | 0 | 1835
1181 |  |  | Total Materials and Supplies |  |  |  | 0 | 0 | 0 | 0 | 0 | 0 | 0 | 0 | 0
1182
1183 |  | 163 | Stores Expense Undistributed |  | F102C |  | 0 | 0 | 0 | 0 | 0 | 0 | 0 | 0 | 0 | 1839
1184
1185 |  | 25318 | Provo Working Capital Deposit |  | F102C |  | 0 | 0 | 0 | 0 | 0 | 0 | 0 | 0 | 0 | 1844
1186
1187 |  | 165 | Prepayments |  | F102C |  | 0 | 0 | 0 | 0 | 0 | 0 | 0 | 0 | 0 | 1851
1188 |  |  |  | GPS | F42 |  | 3.5798e-12 | 2.9212e-12 | 5.0272e-13 | 2.9893e-14 | 8.217e-15 | 1.1753e-16 | 5.0149e-14 | 6.7531e-14 | 0 | 1852
1189 |  |  |  | SG | F102C |  | 0 | 0 | 0 | 0 | 0 | 0 | 0 | 0 | 0 | 1853
1190 |  |  |  | SE | F102C |  | 0 | 0 | 0 | 0 | 0 | 0 | 0 | 0 | 0 | 1854
1191 |  |  |  | SO | F102C |  | 0 | 0 | 0 | 0 | 0 | 0 | 0 | 0 | 0 | 1855
1192 |  |  |  | Total Prepayments |  |  | 3.5798e-12 | 2.9212e-12 | 5.0272e-13 | 2.9893e-14 | 8.217e-15 | 1.1753e-16 | 5.0149e-14 | 6.7531e-14 | 0
1193
1194 |  | 182 | Misc Regulatory Assets |  | F102C |  | 0 | 0 | 0 | 0 | 0 | 0 | 0 | 0 | 0 | 1859
1195 |  |  |  | SG/CAGW | F102C |  | 0 | 0 | 0 | 0 | 0 | 0 | 0 | 0 | 0 | 1860
1196 |  |  |  | CAGE | F102C |  | 0 | 0 | 0 | 0 | 0 | 0 | 0 | 0 | 0 | 1861
1197 |  |  |  | CAEW | F102C |  | 0 | 0 | 0 | 0 | 0 | 0 | 0 | 0 | 0 | 1862
1198 |  |  |  | CAEE | F10 |  | 0 | 0 | 0 | 0 | 0 | 0 | 0 | 0 | 0 | 1863
1199 |  |  |  | SE | F102C |  | 0 | 0 | 0 | 0 | 0 | 0 | 0 | 0 | 0 | 1864
1200 |  |  |  | SO | F102C |  | 0 | 0 | 0 | 0 | 0 | 0 | 0 | 0 | 0 | 1865
1201 |  |  |  | Total Misc Regulatory Assets |  |  | 0 | 0 | 0 | 0 | 0 | 0 | 0 | 0 | 0
1202
1203 |  | 186 | Misc Deferred Debits |  | F102C |  | 0 | 0 | 0 | 0 | 0 | 0 | 0 | 0 | 0 | 1869
1204 |  |  |  | CAEW | F102C |  | 0 | 0 | 0 | 0 | 0 | 0 | 0 | 0 | 0 | 1870
1205 |  |  |  | CAEE | F102C |  | 0 | 0 | 0 | 0 | 0 | 0 | 0 | 0 | 0 | 1871
1206 |  |  |  | SG | F102C |  | 0 | 0 | 0 | 0 | 0 | 0 | 0 | 0 | 0 | 1872
1207 |  |  |  | SO | F102C |  | -2.5713e-12 | -1.2152e-12 | -3.663e-13 | -4.973e-13 | -2.0776e-13 | -1.5979e-13 | -1.1285e-13 | -1.2072e-14 | 0 | 1873
1208 |  |  |  | SE | F10 |  | 0 | 0 | 0 | 0 | 0 | 0 | 0 | 0 | 0 | 1874
1209 |  |  |  | JBE | F102C |  | 0 | 0 | 0 | 0 | 0 | 0 | 0 | 0 | 0 | 1875
1210 |  |  |  | EXCTAX | F102C |  | 0 | 0 | 0 | 0 | 0 | 0 | 0 | 0 | 0 | 1876
1211 |  |  |  | Total Misc Deferred Debits |  |  | -2.5713e-12 | -1.2152e-12 | -3.663e-13 | -4.973e-13 | -2.0776e-13 | -1.5979e-13 | -1.1285e-13 | -1.2072e-14 | 0
1212
1213 |  | CWC | Cash Working Capital |  | F137C |  | 0 | 0 | 0 | 0 | 0 | 0 | 0 | 0 | 0 | 1884
1214
1215 |  | OWC | Other Working Capital |  | F137C |  | 0 | 0 | 0 | 0 | 0 | 0 | 0 | 0 | 0 | 1897
1216 |  |  |  | Total Other Working Capital |  |  | 0 | 0 | 0 | 0 | 0 | 0 | 0 | 0 | 0
1217
1218 |  | 18222 | Nuclear Plant |  | F10 |  | 0 | 0 | 0 | 0 | 0 | 0 | 0 | 0 | 0 | 1911
1219
1220 |  | 1869 | Misc Deferred Debits-Trojan |  | F10 |  | 0 | 0 | 0 | 0 | 0 | 0 | 0 | 0 | 0 | 1916
1221
1222 |  | 141 | Impact Housing - Notes Receivable |  | F10 |  | 0 | 0 | 0 | 0 | 0 | 0 | 0 | 0 | 0 | 1919
1223 |  | TOTAL RATE BASE ADDITIONS |  |  |  |  | 1.0085e-12 | 1.7059e-12 | 1.3643e-13 | -4.6741e-13 | -1.9954e-13 | -1.5967e-13 | -6.2706e-14 | 5.5459e-14 | 0
1224
1225 |  | Distribution - METER - Unbundled
1226
1227 |  | A |  | B | C |  | D | E | F | G | H | I | J | K
1228 |  | FERC ACCT |  | DESCRIPTION | COS Factor |  | Washington Jurisdiction Normalized | Residential Schedule 16 | Small General Service Schedule 24 | Large General Service < 1,000 kW Schedule 36 | Large General Service > 1,000 kW Schedule 48 | Large General Dedicated Facilities Schedule 48 | Agricultural Pumping Schedule 40 | Street & Area Lighting Sch. 15, 51-54, 57
1229
1230 |  | 235 | Customer Service Deposits |  | F51 |  | -2923125.3483 | -2217546.9565 | -322568.2057 | -210393.3632 | -49195.6467 | 0 | -122311.1892 | -1109.987 | 0 | 1931
1231
1232 |  | 2281 | Accum Prov for Property Insurance |  | F102C |  | 0 | 0 | 0 | 0 | 0 | 0 | 0 | 0 | 0 | 1935
1233
1234 |  | 2282 | Accum Prov for Injuries & Damages |  | F102C |  | 0 | 0 | 0 | 0 | 0 | 0 | 0 | 0 | 0 | 1939
1235
1236 |  | 2283 | Accum Prov for Pension & Benefits |  | F102C |  | 0 | 0 | 0 | 0 | 0 | 0 | 0 | 0 | 0 | 1944
1237
1238 |  | 254 | Reg Liabilities - Insurance Provision |  | F10 |  | 0 | 0 | 0 | 0 | 0 | 0 | 0 | 0 | 0 | 1950
1239
1240 |  | 22844 | Accum Hydro Relicensing Obligation |  | F10 |  | 0 | 0 | 0 | 0 | 0 | 0 | 0 | 0 | 0 | 1954
1241
1242
1243 |  | 22842 | Accum Misc Oper Prov - Trojan |  | F10 |  | 0 | 0 | 0 | 0 | 0 | 0 | 0 | 0 | 0 | 1959
1244
1245 |  | 252 | Customer Advances for Const |  | F50 |  | 0 | 0 | 0 | 0 | 0 | 0 | 0 | 0 | 0 | 1967
1246
1247 |  | 25398 | SO2 Emissions |  | F10 |  | 0 | 0 | 0 | 0 | 0 | 0 | 0 | 0 | 0 | 1970
1248
1249 |  | 25399 | Other Deferred Credits |  | F10 |  | 0 | 0 | 0 | 0 | 0 | 0 | 0 | 0 | 0 | 1979
1250
1251 |  | 190 | Accum Deferred Income Taxes |  | F104C |  | 0 | 0 | 0 | 0 | 0 | 0 | 0 | 0 | 0 | 1982
1252 |  |  |  | SG/CAGW | F104C |  | 0 | 0 | 0 | 0 | 0 | 0 | 0 | 0 | 0 | 1983
1253 |  |  |  | DOP | F138C |  | 0.0057245 | 0.004589 | 0.00071627 | 0.00015818 | 6.0594e-05 | 4.0176e-05 | 8.8812e-05 | 7.1472e-05 | 0 | 1984
1254 |  |  |  | CN | F104C |  | 0 | 0 | 0 | 0 | 0 | 0 | 0 | 0 | 0 | 1985
1255 |  |  |  | BADDEBT | F42 |  | -0.00097184 | -0.00079303 | -0.00013648 | -8.1152e-06 | -2.2307e-06 | -3.1905e-08 | -1.3614e-05 | -1.8333e-05 | 0 | 1986
1256 |  |  |  | JBG | F104C |  | 0 | 0 | 0 | 0 | 0 | 0 | 0 | 0 | 0 | 1987
1257 |  |  |  | JBE | F104C |  | 0 | 0 | 0 | 0 | 0 | 0 | 0 | 0 | 0 | 1988
1258 |  |  |  | SE/CAEW | F104C |  | 0 | 0 | 0 | 0 | 0 | 0 | 0 | 0 | 0 | 1989
1259 |  |  |  | SNP | F104C |  | 0 | 0 | 0 | 0 | 0 | 0 | 0 | 0 | 0 | 1990
1260 |  |  |  | SNPD | F104C |  | 0 | 0 | 0 | 0 | 0 | 0 | 0 | 0 | 0 | 1991
1261 |  |  |  | Total Accum Deferred Income Taxes |  |  | 0.0047527 | 0.003796 | 0.0005798 | 0.00015006 | 5.8363e-05 | 4.0144e-05 | 7.5198e-05 | 5.3138e-05 | 0
1262
1263 |  | 281 | Accum Deferred Income Taxes |  | F104C |  | 0 | 0 | 0 | 0 | 0 | 0 | 0 | 0 | 0 | 1998
1264
1265 |  | 282 | Accum Deferred Income Taxes |  | F104C |  | -1850087.9785 | -1509699.5619 | -259813.5439 | -15448.8929 | -4246.6379 | -60.7386 | -25917.5555 | -34901.0479 | 0 | 2001
1266 |  |  |  |  | F104C |  | 0 | 0 | 0 | 0 | 0 | 0 | 0 | 0 | 0 | 2002
1267 |  |  |  |  | F104C |  | 0 | 0 | 0 | 0 | 0 | 0 | 0 | 0 | 0 | 2003
1268 |  |  |  |  | F104C |  | -14.872 | -12.1358 | -2.0885 | -0.12419 | -0.034137 | -0.00048825 | -0.20834 | -0.28055 | 0 | 2004
1269 |  |  |  |  | F104C |  | 0 | 0 | 0 | 0 | 0 | 0 | 0 | 0 | 0 | 2005
1270 |  |  |  | DITBAL | F104C |  | 3.7069 | 3.0249 | 0.52057 | 0.030954 | 0.0085088 | 0.0001217 | 0.05193 | 0.069929 | 0 | 2006
1271 |  |  |  | DGP | F42 |  | 0 | 0 | 0 | 0 | 0 | 0 | 0 | 0 | 0 | 2007
1272 |  |  |  | SO | F138C |  | -16626.5247 | -13328.5202 | -2080.3755 | -459.4146 | -175.9905 | -116.6891 | -257.9493 | -207.5854 | 0 | 2008
1273 |  |  |  | JBE | F104C |  | 0.00026179 | 0.00021363 | 3.6765e-05 | 2.1861e-06 | 6.0092e-07 | 8.5947e-09 | 3.6674e-06 | 4.9386e-06 | 0 | 2009
1274 |  |  |  | SE | F104C |  | 0 | 0 | 0 | 0 | 0 | 0 | 0 | 0 | 0 | 2010
1275 |  |  |  | SG | F104C |  | 0 | 0 | 0 | 0 | 0 | 0 | 0 | 0 | 0 | 2011
1276 |  |  |  | Total Accum Deferred Income Taxes |  |  | -1866725.6681 | -1523037.1928 | -261895.4873 | -15908.4008 | -4422.6539 | -177.428 | -26175.6612 | -35108.8439 | 0
1277
1278
1279 |  | 283 | Accum Deferred Income Taxes |  | F104C |  | -0.00026764 | -0.0002184 | -3.7586e-05 | -2.2349e-06 | -6.1434e-07 | -8.7867e-09 | -3.7493e-06 | -5.0489e-06 | 0 | 2015
1280 |  |  |  | SG/CAGW | F104C |  | 0 | 0 | 0 | 0 | 0 | 0 | 0 | 0 | 0 | 2016
1281 |  |  |  | SE | F104C |  | 0 | 0 | 0 | 0 | 0 | 0 | 0 | 0 | 0 | 2017
1282 |  |  |  | SO | F138C |  | 0.0072144 | 0.0057833 | 0.00090269 | 0.00019934 | 7.6363e-05 | 5.0632e-05 | 0.00011193 | 9.0073e-05 | 0 | 2018
1283 |  |  |  | GPS | F104C |  | 0.00017366 | 0.00014171 | 2.4388e-05 | 1.4502e-06 | 3.9862e-07 | 5.7014e-09 | 2.4328e-06 | 3.2761e-06 | 0 | 2019
1284 |  |  |  | SNP | F104C |  | 0 | 0 | 0 | 0 | 0 | 0 | 0 | 0 | 0 | 2020
1285 |  |  |  | TROJD | F104C |  | 0 | 0 | 0 | 0 | 0 | 0 | 0 | 0 | 0 | 2021
1286 |  |  |  | SNPD | F104C |  | 0 | 0 | 0 | 0 | 0 | 0 | 0 | 0 | 0 | 2022
1287 |  |  |  | JBE | F104C |  | 0 | 0 | 0 | 0 | 0 | 0 | 0 | 0 | 0 | 2023
1288 |  |  |  | Total Accum Deferred Income Taxes |  |  | 0.0071204 | 0.0057066 | 0.00088949 | 0.00019856 | 7.6148e-05 | 5.0629e-05 | 0.00011061 | 8.83e-05 | 0
1289
1290 |  | 255 | Accum Investment Tax Credit |  | F104C |  | 0 | 0 | 0 | 0 | 0 | 0 | 0 | 0 | 0 | 2037
1291 |  | TOTAL RATE BASE DEDUCTIONS |  |  |  |  | -4789851.0046 | -3740584.1399 | -584463.6916 | -226301.7637 | -53618.3005 | -177.428 | -148486.8502 | -36218.8308 | 0
1292
1293 | [6 empty] | D: ACCUMULATED DEPRECIATION
1294 | [6 empty] | D: GENERATION PLANT
1295
1296 |  | 108SP | Steam Prod Accumulated Depr |  | F10 |  | 0 | 0 | 0 | 0 | 0 | 0 | 0 | 0 | 0 | 2048
1297
1298 |  | 108NP | Nuclear Prod Accumulated Depr |  | F10 |  | 0 | 0 | 0 | 0 | 0 | 0 | 0 | 0 | 0 | 2054
1299
1300 |  | 108HP | Hydraulic Prod Accum Depr |  | F10 |  | 0 | 0 | 0 | 0 | 0 | 0 | 0 | 0 | 0 | 2062
1301
1302 |  | 108OP | Other Generation - Accum Depr |  | F10 |  | 0 | 0 | 0 | 0 | 0 | 0 | 0 | 0 | 0 | 2065
1303 |  |  |  | SGU | F10 |  | 0 | 0 | 0 | 0 | 0 | 0 | 0 | 0 | 0 | 2066
1304 |  |  |  | SG-P | F10 |  | 0 | 0 | 0 | 0 | 0 | 0 | 0 | 0 | 0 | 2067
1305 |  |  |  | SG | F10 |  | 0 | 0 | 0 | 0 | 0 | 0 | 0 | 0 | 0 | 2068
1306 |  |  |  | CAEW | F10 |  | 0 | 0 | 0 | 0 | 0 | 0 | 0 | 0 | 0 | 2069
1307 |  |  |  | CAGE | F10 |  | 0 | 0 | 0 | 0 | 0 | 0 | 0 | 0 | 0 | 2070
1308 |  |  |  | Total Other Generation - Accum Depr |  |  | 0 | 0 | 0 | 0 | 0 | 0 | 0 | 0 | 0
1309
1310 |  | 108EP | Experimental Plant - Accum Depr |  | F10 |  | 0 | 0 | 0 | 0 | 0 | 0 | 0 | 0 | 0 | 2076
1311
1312
1313
1314 |  | TOTAL GENERATION PLANT DEPRECIATION |  |  |  |  | 0 | 0 | 0 | 0 | 0 | 0 | 0 | 0 | 0
1315
1316
1317 | [6 empty] | D: TRANSMISSION PLANT
1318
1319 |  | 108TP | Transmission Plant Accum Depr |  | F106 |  | 0 | 0 | 0 | 0 | 0 | 0 | 0 | 0 | 0 | 2087
1320
1321
1322 | [6 empty] | D: DISTRIBUTION PLANT
1323
1324 |  | 108360 | Land and Land Rights |  | F118 |  | 0 | 0 | 0 | 0 | 0 | 0 | 0 | 0 | 0 | 2091
1325
1326 |  | 108361 | Structures and Improvements |  | F119 |  | 0 | 0 | 0 | 0 | 0 | 0 | 0 | 0 | 0 | 2095
1327
1328 |  | 108362 | Station Equipment |  | F120 |  | 0 | 0 | 0 | 0 | 0 | 0 | 0 | 0 | 0 | 2099
1329
1330 |  | Distribution - METER - Unbundled
1331
1332 |  | A |  | B | C |  | D | E | F | G | H | I | J | K
1333 |  | FERC ACCT |  | DESCRIPTION | COS Factor |  | Washington Jurisdiction Normalized | Residential Schedule 16 | Small General Service Schedule 24 | Large General Service < 1,000 kW Schedule 36 | Large General Service > 1,000 kW Schedule 48 | Large General Dedicated Facilities Schedule 48 | Agricultural Pumping Schedule 40 | Street & Area Lighting Sch. 15, 51-54, 57
1334
1335 |  | 108364 | Poles, Towers & Fixtures |  | F121 |  | 0 | 0 | 0 | 0 | 0 | 0 | 0 | 0 | 0 | 2103
1336
1337 |  | 108365 | Overhead Conductors |  | F122 |  | 0 | 0 | 0 | 0 | 0 | 0 | 0 | 0 | 0 | 2107
1338
1339 |  | 108366 | Underground Conduit |  | F123 |  | 0 | 0 | 0 | 0 | 0 | 0 | 0 | 0 | 0 | 2111
1340
1341 |  | 108367 | Underground Conductors |  | F124 |  | 0 | 0 | 0 | 0 | 0 | 0 | 0 | 0 | 0 | 2115
1342
1343 |  | 108368 | Line Transformers |  | F125 |  | 0 | 0 | 0 | 0 | 0 | 0 | 0 | 0 | 0 | 2119
1344
1345 |  | 108369 | Services |  | F126 |  | 0 | 0 | 0 | 0 | 0 | 0 | 0 | 0 | 0 | 2123
1346
1347 |  | 108370 | Meters |  | F127 |  | 0 | 0 | 0 | 0 | 0 | 0 | 0 | 0 | 0 | 2127
1348
1349 |  | 108371 | Install on Customers' Premises |  | F128 |  | 0 | 0 | 0 | 0 | 0 | 0 | 0 | 0 | 0 | 2131
1350
1351 |  | 108372 | Leased Property |  | F129 |  | 0 | 0 | 0 | 0 | 0 | 0 | 0 | 0 | 0 | 2135
1352
1353 |  | 108373 | Street Lights |  | F130 |  | 0 | 0 | 0 | 0 | 0 | 0 | 0 | 0 | 0 | 2139
1354
1355 |  | 108D00 | Unclassified Dist Plant - Acct 300 |  | F121 |  | 0 | 0 | 0 | 0 | 0 | 0 | 0 | 0 | 0 | 2143
1356
1357 |  | 108DS | Unclassified Dist Sub - Acct 300 |  | F120 |  | 0 | 0 | 0 | 0 | 0 | 0 | 0 | 0 | 0 | 2147
1358
1359 |  | 108D | Unclassified Dist Sub - Acct 300 |  | F102C |  | 0 | 0 | 0 | 0 | 0 | 0 | 0 | 0 | 0 | 2151
1360
1361
1362 |  | TOTAL DISTRIBUTION PLANT DEPR |  |  |  |  | 0 | 0 | 0 | 0 | 0 | 0 | 0 | 0 | 0
1363
1364 | [6 empty] | D: GENERAL PLANT
1365 |  | 108GP | General Plant Accumulated Depr
1366 |  |  |  | S | F107C |  | 0 | 0 | 0 | 0 | 0 | 0 | 0 | 0 | 0 | 2157
1367 |  |  |  | SG-P | F105C |  | 0 | 0 | 0 | 0 | 0 | 0 | 0 | 0 | 0 | 2158
1368 |  |  |  | SG-U | F105C |  | 0 | 0 | 0 | 0 | 0 | 0 | 0 | 0 | 0 | 2159
1369 |  |  |  | CAGW | F105C |  | 0 | 0 | 0 | 0 | 0 | 0 | 0 | 0 | 0 | 2160
1370 |  |  |  | CN | F42 |  | -496943.4648 | -405513.3268 | -69787.2989 | -4149.6548 | -1140.6695 | -16.3147 | -6961.5932 | -9374.607 | 0 | 2161
1371 |  |  |  | SO | F102C |  | 0 | 0 | 0 | 0 | 0 | 0 | 0 | 0 | 0 | 2162
1372 |  |  |  | SE | F10 |  | 0 | 0 | 0 | 0 | 0 | 0 | 0 | 0 | 0 | 2163
1373 |  |  |  | JBG | F105C |  | 0 | 0 | 0 | 0 | 0 | 0 | 0 | 0 | 0 | 2164
1374 |  |  |  | CAGE | F105C |  | 0 | 0 | 0 | 0 | 0 | 0 | 0 | 0 | 0 | 2165
1375 |  |  |  | CAGE | F105C |  | 0 | 0 | 0 | 0 | 0 | 0 | 0 | 0 | 0 | 2166
1376 |  |  | Total General Plant Accumulated Depr |  |  |  | -496943.4648 | -405513.3268 | -69787.2989 | -4149.6548 | -1140.6695 | -16.3147 | -6961.5932 | -9374.607 | 0
1377
1378 |  | 108MP | Mining Plant Accumulated Depr. |  | F10 |  | 0 | 0 | 0 | 0 | 0 | 0 | 0 | 0 | 0 | 2173
1379
1380 |  | 1081390 | Accum Depr - Capital Lease |  | F10 |  | 0 | 0 | 0 | 0 | 0 | 0 | 0 | 0 | 0 | 2180
1381 |  |  | Remove Capital Lease |  | F10 |  | 0 | 0 | 0 | 0 | 0 | 0 | 0 | 0 | 0 | 2183
1382
1383 |  | 1081399L | Accum Depr - Capital Lease |  | F10 |  | 0 | 0 | 0 | 0 | 0 | 0 | 0 | 0 | 0 | 2187
1384 |  |  |  | SE | F10 |  | 0 | 0 | 0 | 0 | 0 | 0 | 0 | 0 | 0 | 2188
1385 |  |  | Remove Capital Lease |  | F10 |  | 0 | 0 | 0 | 0 | 0 | 0 | 0 | 0 | 0 | 2191
1386
1387 |  | TOTAL GENERAL PLANT ACCUM DEPR |  |  |  |  | -496943.4648 | -405513.3268 | -69787.2989 | -4149.6548 | -1140.6695 | -16.3147 | -6961.5932 | -9374.607 | 0
1388
1389
1390 |  | TOTAL ACCUM DEPR - PLANT IN SERVICE |  |  |  |  | -496943.4648 | -405513.3268 | -69787.2989 | -4149.6548 | -1140.6695 | -16.3147 | -6961.5932 | -9374.607 | 0
1391
1392
1393 | [6 empty] | D: ACCUMULATED AMORTIZATION
1394
1395 |  | 111CLS | Accum Prov for Amort-Steam |  | F10 |  | 0 | 0 | 0 | 0 | 0 | 0 | 0 | 0 | 0 | 2204
1396
1397 |  | 111CLG | Accum Prov for Amort-General
1398 |  |  |  | S | F108 |  | 0 | 0 | 0 | 0 | 0 | 0 | 0 | 0 | 0 | 2208
1399 |  |  |  | CN | F108 |  | 0 | 0 | 0 | 0 | 0 | 0 | 0 | 0 | 0 | 2209
1400 |  |  |  | SG | F108 |  | 0 | 0 | 0 | 0 | 0 | 0 | 0 | 0 | 0 | 2210
1401 |  |  |  | SO | F108 |  | 0 | 0 | 0 | 0 | 0 | 0 | 0 | 0 | 0 | 2211
1402 |  |  |  | SE | F108 |  | 0 | 0 | 0 | 0 | 0 | 0 | 0 | 0 | 0 | 2212
1403 |  |  | Total Accum Prov for Amort-General |  |  |  | 0 | 0 | 0 | 0 | 0 | 0 | 0 | 0 | 0 | 2213
1404
1405 |  | 111CLH | Accum Prov for Amort-Hydro |  | F10 |  | 0 | 0 | 0 | 0 | 0 | 0 | 0 | 0 | 0 | 2219
1406
1407 |  | 111IP | Accum Prov for Amort-Intangible
1408 |  |  |  | S | F107C |  | 0 | 0 | 0 | 0 | 0 | 0 | 0 | 0 | 0 | 2223
1409 |  |  |  | DGP | F105C |  | 0 | 0 | 0 | 0 | 0 | 0 | 0 | 0 | 0 | 2224
1410 |  |  |  | DGU | F105C |  | 0 | 0 | 0 | 0 | 0 | 0 | 0 | 0 | 0 | 2225
1411 |  |  |  | SE | F10 |  | 0 | 0 | 0 | 0 | 0 | 0 | 0 | 0 | 0 | 2226
1412 |  |  |  | SG | F105C |  | 0 | 0 | 0 | 0 | 0 | 0 | 0 | 0 | 0 | 2227
1413 |  |  |  | CN | F42 |  | -8926856.0664 | -7284448.5501 | -1253625.8477 | -74542.4245 | -20490.4444 | -293.0695 | -125054.7488 | -168400.9813 | 0 | 2228
1414 |  |  |  | JBG | F105C |  | 0 | 0 | 0 | 0 | 0 | 0 | 0 | 0 | 0 | 2229
1415 |  |  |  | CAGE | F105C |  | 0 | 0 | 0 | 0 | 0 | 0 | 0 | 0 | 0 | 2230
1416 |  |  |  | CAGE | F105C |  | 0 | 0 | 0 | 0 | 0 | 0 | 0 | 0 | 0 | 2231
1417 |  |  |  | SO | F102C |  | 0 | 0 | 0 | 0 | 0 | 0 | 0 | 0 | 0 | 2232
1418 |  |  | Total Accum Prov for Amort-Intangible |  |  |  | -8926856.0664 | -7284448.5501 | -1253625.8477 | -74542.4245 | -20490.4444 | -293.0695 | -125054.7488 | -168400.9813 | 0
1419
1420 |  | 111390 | Accum Prov for Amort-Capital Lease |  | F10 |  | 0 | 0 | 0 | 0 | 0 | 0 | 0 | 0 | 0 | 2243
1421
1422
1423 |  | TOTAL ACCUM PROV FOR AMORTIZATION |  |  |  |  | -8926856.0664 | -7284448.5501 | -1253625.8477 | -74542.4245 | -20490.4444 | -293.0695 | -125054.7488 | -168400.9813 | 0

## Common
Common Total |  |  | - | Common - Total - Unbundled
PacifiCorp
3 | Cost Of Service By Rate Schedule
4 | State of Washington
5 | WCA
6 | 12 Months Ending June 2018
7
8
9 |  | A |  | B | C |  | D | E | F | G | H | I | J | K | Chk Total
12 |  |  |  | DESCRIPTION |  |  | Washington Jurisdiction Normalized | Residential Schedule 16 | Small General Service Schedule 24 | Large General Service < 1,000 kW Schedule 36 | Large General Service > 1,000 kW Schedule 48 | Large General Dedicated Facilities Schedule 48 | Agricultural Pumping Schedule 40 | Street & Area Lighting Sch. 15, 51-54, 57 | 0
13
12 |  |  |  | Operating Revenues |  |  | 11357739.3512 | 4945793.3671 | 1789947.3328 | 2368675.7343 | 971818.6869 | 685248.7723 | 511934.0551 | 84321.4028 | 0
13
14 |  |  |  | Operating Expenses
15 |  |  |  | Operation & Maintenance Expenses |  |  | 8331321.2543 | 3899661.3403 | 1194075.2351 | 1629284.9879 | 680185.1406 | 528309.5767 | 358286.3058 | 41518.6679 | 0
16 |  |  |  | Depreciation Expense |  |  | 0 | 0 | 0 | 0 | 0 | 0 | 0 | 0 | 0
17 |  |  |  | Amortization Expense |  |  | 0 | 0 | 0 | 0 | 0 | 0 | 0 | 0 | 0
18 |  |  |  | Taxes Other Than Income |  |  | 0 | 0 | 0 | 0 | 0 | 0 | 0 | 0 | 0
19 |  |  |  | Income Taxes - Federal |  |  | 879356.6831 | 411593.9864 | 126030.4529 | 171973.5445 | 71794.8178 | 55766.4795 | 37815.821 | 4381.5811 | 0
20 |  |  |  | Income Taxes - State |  |  | 0 | 0 | 0 | 0 | 0 | 0 | 0 | 0 | 0
21 |  |  |  | Income Taxes Deferred |  |  | -41848.7135 | -19587.8182 | -5997.8077 | -8184.2462 | -3416.7259 | -2653.9349 | -1799.6605 | -208.5201 | 0
22 |  |  |  | Investment Tax Credit Adj |  |  | 0 | 0 | 0 | 0 | 0 | 0 | 0 | 0 | 0
23 |  |  |  | Misc Revenues & Expense |  |  | 0 | 0 | 0 | 0 | 0 | 0 | 0 | 0 | 0
24
25 |  |  |  | Total Operating Expenses |  |  | 9168829.2239 | 4291667.5085 | 1314107.8802 | 1793074.2862 | 748563.2326 | 581422.1212 | 394302.4664 | 45691.7288 | 0
26
27 |  |  |  | Operating Revenue For Return |  |  | 2188910.1273 | 654125.8586 | 475839.4525 | 575601.448 | 223255.4544 | 103826.6511 | 117631.5888 | 38629.6739 | 0
28
29
30 |  |  |  | Rate Base :
31 |  |  |  | Electric Plant In Service |  |  | 0 | 0 | 0 | 0 | 0 | 0 | 0 | 0 | 0
32 |  |  |  | Plant Held For Future Use |  |  | 0 | 0 | 0 | 0 | 0 | 0 | 0 | 0 | 0
33 |  |  |  | Electric Plant Acquisition Adj |  |  | 0 | 0 | 0 | 0 | 0 | 0 | 0 | 0 | 0
34 |  |  |  | Pensions |  |  | 0 | 0 | 0 | 0 | 0 | 0 | 0 | 0 | 0
35 |  |  |  | Prepayments |  |  | 0 | 0 | 0 | 0 | 0 | 0 | 0 | 0 | 0
36 |  |  |  | Fuel Stock |  |  | 0 | 0 | 0 | 0 | 0 | 0 | 0 | 0 | 0
37 |  |  |  | Materials & Supplies |  |  | 0 | 0 | 0 | 0 | 0 | 0 | 0 | 0 | 0
38 |  |  |  | Misc Deferred Debits |  |  | -2.4996e-12 | -1.1814e-12 | -3.5608e-13 | -4.8344e-13 | -2.0196e-13 | -1.5534e-13 | -1.0971e-13 | -1.1735e-14 | 0
39 |  |  |  | Cash Working Capital |  |  | 29192135.1756 | 13664032.0916 | 4183922.8866 | 5708855.3131 | 2383302.2355 | 1851145.1072 | 1255400.1883 | 145477.3532 | 0
40 |  |  |  | Weatherization Loans |  |  | 6334.9556 | 2680.2752 | 836.859 | 1414.9471 | 598.2286 | 544.7092 | 249.7116 | 10.2249 | 0
41 |  |  |  | Miscellaneous Rate Base |  |  | 0 | 0 | 0 | 0 | 0 | 0 | 0 | 0 | 0
42
43 |  |  |  | Total Rate Base Additions |  |  | 29198470.1312 | 13666712.3669 | 4184759.7457 | 5710270.2602 | 2383900.4641 | 1851689.8164 | 1255649.8999 | 145487.578 | 0
44
45 |  |  |  | Rate Base Deductions :
46 |  |  |  | Accum Provision For Depreciation |  |  | 0 | 0 | 0 | 0 | 0 | 0 | 0 | 0 | 0
47 |  |  |  | Accum Provision For Amortization |  |  | 0 | 0 | 0 | 0 | 0 | 0 | 0 | 0 | 0
48 |  |  |  | Accum Deferred Income Taxes |  |  | -16162.8934 | -7565.4039 | -2316.5246 | -3160.8383 | -1319.5698 | -1024.9288 | -695.081 | -80.5469 | 0
49 |  |  |  | Unamortized ITC |  |  | 0 | 0 | 0 | 0 | 0 | 0 | 0 | 0 | 0
50 |  |  |  | Customer Advance For Construction |  |  | 0 | 0 | 0 | 0 | 0 | 0 | 0 | 0 | 0
51 |  |  |  | Customer Service Deposits |  |  | 0 | 0 | 0 | 0 | 0 | 0 | 0 | 0 | 0
52 |  |  |  | Misc Rate Base Deductions |  |  | 0 | 0 | 0 | 0 | 0 | 0 | 0 | 0 | 0
53 | [14 empty] | 0
54 |  |  |  | Total Rate Base Deductions |  |  | -16162.8934 | -7565.4039 | -2316.5246 | -3160.8383 | -1319.5698 | -1024.9288 | -695.081 | -80.5469 | 0
55 | [14 empty] | 0
56 |  |  |  | Total Rate Base |  |  | 29182307.2377 | 13659146.9629 | 4182443.221 | 5707109.4219 | 2382580.8943 | 1850664.8876 | 1254954.8189 | 145407.0311 | 0
57
58
59 |  |  |  | Return On Rate Base |  |  | 7.501% | 4.789% | 11.38% | 10.09% | 9.37% | 5.61% | 9.373% | 26.57%
60
61 |  |  |  | Return On Equity |  |  | 9.562% | 4.321% | 17.05% | 14.56% | 13.18% | 5.908% | 13.18% | 46.41%
PacifiCorp
Cost Of Service By Rate Schedule
State of Washington
WCA
12 Months Ending June 2018
|  | A |  | B | C |  | D | E | F | G | H | I | J | K
|  |  |  | DESCRIPTION | COS Factor |  | Washington Jurisdiction Normalized | Residential Schedule 16 | Small General Service Schedule 24 | Large General Service < 1,000 kW Schedule 36 | Large General Service > 1,000 kW Schedule 48 | Large General Dedicated Facilities Schedule 48 | Agricultural Pumping Schedule 40 | Street & Area Lighting Sch. 15, 51-54, 57
79 |  |  |  | Total Rate Base |  |  | 29182307.2377 | 13659146.9629 | 4182443.221 | 5707109.4219 | 2382580.8943 | 1850664.8876 | 1254954.8189 | 145407.0311 | 0
80
81
82 |  |  |  | Return On Ratebase ($$) | 7.47% |  | 2179822.5806 | 1020293.4517 | 312414.7827 | 426302.3443 | 177970.9737 | 138238.5936 | 93741.0065 | 10861.428 | 0
83 |  |  |  | Operating & Maintenance Expense |  |  | 8331321.2543 | 3899661.3403 | 1194075.2351 | 1629284.9879 | 680185.1406 | 528309.5767 | 358286.3058 | 41518.6679 | 0
84 |  |  |  | Bad Debt to Produce ROR | F80 |  | 0 | 0 | 0 | 0 | 0 | 0 | 0 | 0 | 0
85 |  |  |  | Depreciation Expense |  |  | 0 | 0 | 0 | 0 | 0 | 0 | 0 | 0 | 0
86 |  |  |  | Amortization Expense |  |  | 0 | 0 | 0 | 0 | 0 | 0 | 0 | 0 | 0
87 |  |  |  | Taxes Other Than Income |  |  | 0 | 0 | 0 | 0 | 0 | 0 | 0 | 0 | 0
88 |  |  |  | Federal Income Taxes |  |  | 879356.6831 | 411593.9864 | 126030.4529 | 171973.5445 | 71794.8178 | 55766.4795 | 37815.821 | 4381.5811 | 0
89 |  |  |  | FIT Adj to Produce Target ROR | F101 |  | 0 | 0 | 0 | 0 | 0 | 0 | 0 | 0 | 0
90 |  |  |  | State Income Taxes |  |  | 0 | 0 | 0 | 0 | 0 | 0 | 0 | 0 | 0
91 |  |  |  | SIT Adj to Produce Target ROR | F101 |  | 0 | 0 | 0 | 0 | 0 | 0 | 0 | 0 | 0
92 |  |  |  | Deferred Income Taxes |  |  | -41848.7135 | -19587.8182 | -5997.8077 | -8184.2462 | -3416.7259 | -2653.9349 | -1799.6605 | -208.5201 | 0
93 |  |  |  | Investment Tax Credit |  |  | 0 | 0 | 0 | 0 | 0 | 0 | 0 | 0 | 0
94 |  |  |  | Misc Revenue & Expenses |  |  | 0 | 0 | 0 | 0 | 0 | 0 | 0 | 0 | 0
95 |  |  |  | Revenue Credits |  |  | 592509.6433 | 275007.7694 | 84339.4202 | 117311.5694 | 49036.1192 | 38741.5821 | 25294.957 | 2778.2259 | 0
96
97 |  |  |  | Total Revenue Requirements |  |  | 11941161.4478 | 5586968.7296 | 1710862.0832 | 2336688.2 | 975570.3255 | 758402.2969 | 513338.4299 | 59331.3828 | 0
98 |  |  |  | Operating Revenues |  |  | 11950248.9946 | 5220801.1365 | 1874286.753 | 2485987.3037 | 1020854.8062 | 723990.3544 | 537229.0121 | 87099.6287 | 0
99
100 |  |  |  | Increase / (Decrease) Required to
101 |  |  |  | Earn Equal Rates of Return |  |  | -9087.5467 | 366167.5931 | -163424.6698 | -149299.1037 | -45284.4807 | 34411.9425 | -23890.5823 | -27768.2459 | 0
102
103 |  |  |  | Existing Revenues |  |  | 11950248.9946 | 5220801.1365 | 1874286.753 | 2485987.3037 | 1020854.8062 | 723990.3544 | 537229.0121 | 87099.6287 | 0
104 |  |  |  | check |  |  | 0 | 0 | 0 | 0 | 0 | 0 | 0 | 0 | 0
105 |  |  |  | Percent Increase / (Decrease)
106 |  |  |  | Over Existing Rates To
107 |  |  |  | Equal Authorized RoE & RoR |  |  | -0.07604% | 7.014% | -8.719% | -6.006% | -4.436% | 4.753% | -4.447% | -31.88%
[5 empty] | WCA |  | E: ELECTRIC REVENUES
|  | Common - Total - Unbundled |  |  | Method
|  | A |  | B | 0 |  | D | E | F | G | H | I | J | K
|  | FERC ACCT |  | DESCRIPTION | COS Factor |  | Washington Jurisdiction Normalized | Residential Schedule 16 | Small General Service Schedule 24 | Large General Service < 1,000 kW Schedule 36 | Large General Service > 1,000 kW Schedule 48 | Large General Dedicated Facilities Schedule 48 | Agricultural Pumping Schedule 40 | Street & Area Lighting Sch. 15, 51-54, 57 |  | Func Study Row
120 |  | 440 | Residential Sales |  | A |  | 5220801.1365 | 5220801.1365 | 0 | 0 | 0 | 0 | 0 | 0 | 0
121
122 |  | 442 | Commercial & Industrial Sales |  | A |  | 5621493.4232 | 0 | 1874286.753 | 2485987.3037 | 0 | 723990.3544 | 537229.0121 | 0 | 0
123 |  |  |  | Interruptible Demand | F10 |  | 0 | 0 | 0 | 0 | 0 | 0 | 0 | 0 | 0 | 100
124 |  |  |  | Interruptible Energy | F10 |  | 0 | 0 | 0 | 0 | 0 | 0 | 0 | 0 | 0 | 101
125 | [6 empty] | 5621493.4232 | 0 | 1874286.753 | 2485987.3037 | 0 | 723990.3544 | 537229.0121 | 0 | 0
126
127 |  | 444 | Public Street & Highway Lighting |  | A |  | 1107954.4349 | 0 | 0 | 0 | 1020854.8062 | 0 | 0 | 87099.6287 | 0
128
129 |  | 445 | Other Sales to Public Authority |  | A |  | 0 | 0 | 0 | 0 | 0 | 0 | 0 | 0 | 0
130
131 |  | 448 | Interdepartmental |  | A | 0 | 0 | 0 | 0 | 0 | 0 | 0 | 0 | 0 | 0 | 114
132 |  |  |  | Demand | F10 |  | 0 | 0 | 0 | 0 | 0 | 0 | 0 | 0 | 0 | 115
133 | [6 empty] | 0 | 0 | 0 | 0 | 0 | 0 | 0 | 0 | 0
134
135 |  | Total Sales to Ultimate Customers |  |  |  |  | 11950248.9946 | 5220801.1365 | 1874286.753 | 2485987.3037 | 1020854.8062 | 723990.3544 | 537229.0121 | 87099.6287 | 0
136
137 |  | 447 | Sales for Resale |  | F10 |  | 0 | 0 | 0 | 0 | 0 | 0 | 0 | 0 | 0 | 121
138 | [6 empty] | 0 | 0 | 0 | 0 | 0 | 0 | 0 | 0 | 0
139
140 |  | 447NPC | Sales for Resale - NPC
141 |  |  |  | Demand | F10 |  | 0 | 0 | 0 | 0 | 0 | 0 | 0 | 0 | 0 | 0
142 |  |  |  | Energy | F10 |  | 0 | 0 | 0 | 0 | 0 | 0 | 0 | 0 | 0 | 127
143 | [6 empty] | 0 | 0 | 0 | 0 | 0 | 0 | 0 | 0 | 0
144
145 |  | 449 | Provision for Rate Refund |  | F11 |  | 0 | 0 | 0 | 0 | 0 | 0 | 0 | 0 | 0 | 133
146 |  |  |  |  | F10 |  | 0 | 0 | 0 | 0 | 0 | 0 | 0 | 0 |  | 134
147
148 |  | State Specific Revenue Credit |  |  | F140Co |  | -540747.6433 | -253107.6308 | -77501.5669 | -105750.2427 | -44148.0801 | -34290.8428 | -23254.6 | -2694.6801 | 0 | 136
149
150 |  | AGA Revenue |  |  | A | 0 | 0 | 0 | 0 | 0 | 0 | 0 | 0 | 0 | 0 | 137
151
152 |  | Total Sales from Electricity |  |  |  |  | 11409501.3512 | 4967693.5057 | 1796785.1861 | 2380237.061 | 976706.7261 | 689699.5116 | 513974.4122 | 84404.9486 | 0
153
154 |  | Other Electric Operating Revenues
155 |  | 450 | Forfeited Discounts & Interest |  | A | 0 | 0 | 0 | 0 | 0 | 0 | 0 | 0 | 0 | 0 | 143
156 |  |  |  | Customers | F40 |  | 0 | 0 | 0 | 0 | 0 | 0 | 0 | 0 | 0 | 144
157 | [6 empty] | 0 | 0 | 0 | 0 | 0 | 0 | 0 | 0 | 0
158
159 |  | 451 | Misc Electric Revenue |  | A | 0 | 0 | 0 | 0 | 0 | 0 | 0 | 0 | 0 | 0 | 148
160 |  |  |  | Demand | F10 |  | 0 | 0 | 0 | 0 | 0 | 0 | 0 | 0 | 0 | 149
161 |  |  |  | Customer | F40 |  | 0 | 0 | 0 | 0 | 0 | 0 | 0 | 0 | 0 | 150
162 | [6 empty] | 0 | 0 | 0 | 0 | 0 | 0 | 0 | 0 | 0
163
164 |  | 453 | Water Sales |  | F12 |  | 0 | 0 | 0 | 0 | 0 | 0 | 0 | 0 | 0 | 154
165
166 |  | 454 | Rent of Electric Property |  | A | 0 | 0 | 0 | 0 | 0 | 0 | 0 | 0 | 0 | 0 | 159
167 |  |  |  | Demand | F10 |  | 0 | 0 | 0 | 0 | 0 | 0 | 0 | 0 | 0 | 160
168 |  |  |  | Demand | F10 |  | 0 | 0 | 0 | 0 | 0 | 0 | 0 | 0 | 0 | 161
169 |  |  |  | Jim Bridger Generation | F10 |  | 0 | 0 | 0 | 0 | 0 | 0 | 0 | 0 | 0 | 162
170 |  |  |  | Customer | F40 |  | 0 | 0 | 0 | 0 | 0 | 0 | 0 | 0 | 0 | 163
171 | [6 empty] | 0 | 0 | 0 | 0 | 0 | 0 | 0 | 0 | 0
172
173 |  | 456 | Other Electric Revenue |  | A | 1 | -51761.87 | -21900.1386 | -6837.8534 | -11561.3267 | -4888.0392 | -4450.7393 | -2040.3571 | -83.5458 | 0 | 167
174 |  |  |  | Customer | F12 |  | 0 | 0 | 0 | 0 | 0 | 0 | 0 | 0 | 0 | 168
175 |  |  |  | Demand | F12 |  | 0 | 0 | 0 | 0 | 0 | 0 | 0 | 0 | 0 | 169
176 |  |  |  | Jim Bridger Generation | F12 |  | 0 | 0 | 0 | 0 | 0 | 0 | 0 | 0 | 0 | 170
177 |  |  |  | System Overhead | F40 |  | 0 | 0 | 0 | 0 | 0 | 0 | 0 | 0 | 0 | 171
178 |  |  |  | Demand | F12 |  | 0 | 0 | 0 | 0 | 0 | 0 | 0 | 0 | 0 | 172
179 |  |  |  | Wheeling Revenue - Energy | F12 |  | 0 | 0 | 0 | 0 | 0 | 0 | 0 | 0 | 0 | 173
180 | [6 empty] | -51762 | -21900.1386 | -6837.8534 | -11561.3267 | -4888.0392 | -4450.7393 | -2040.3571 | -83.5458 | 0
181 | [14 empty] | 0
182 |  | Total Other Electric Operating Revenues |  |  |  |  | -51762 | -21900.1386 | -6837.8534 | -11561.3267 | -4888.0392 | -4450.7393 | -2040.3571 | -83.5458 | 0
183 | [14 empty] | 0
184 |  | Total Electric Operating Revenues |  |  |  |  | 11357739.3512 | 4945793.3671 | 1789947.3328 | 2368675.7343 | 971818.6869 | 685248.7723 | 511934.0551 | 84321.4028 | 0
185
186 |  | Miscellaneous Revenues
187 |  | 41160 | Gain on Sale of Utility Plant - CR |  | F12 |  | 0 | 0 | 0 | 0 | 0 | 0 | 0 | 0 | 0 | 187
188 |  | 41170 | Loss on Sale of Utility Plant |  | F12 |  | 0 | 0 | 0 | 0 | 0 | 0 | 0 | 0 | 0 | 192
189 |  | 4118 | Gain from Emission Allowances |  | F12 |  | 0 | 0 | 0 | 0 | 0 | 0 | 0 | 0 | 0 | 194
190 |  | 41181 | Gain from Disposition of NOX Credits |  | F12 |  | 0 | 0 | 0 | 0 | 0 | 0 | 0 | 0 | 0 | 199
191 |  | 4194 | Impact Housing Interest Income |  | F12 |  | 0 | 0 | 0 | 0 | 0 | 0 | 0 | 0 | 0 | 203
192 |  | 421 | (Gain)/Loss on Sale of Utility Plant |  | F12 |  | 0 | 0 | 0 | 0 | 0 | 0 | 0 | 0 | 0 | 212
193
194 |  | Total Miscellaneous Revenues |  |  |  |  | 0 | 0 | 0 | 0 | 0 | 0 | 0 | 0 | 0
195
196 |  | Miscellaneous Expenses
197 |  | 4311 | Interest on Customer Deposits |  | F80 |  | 0 | 0 | 0 | 0 | 0 | 0 | 0 | 0 | 0 | 218
198
199 |  | Net Miscellaneous Revenues And Expense |  |  |  |  | 0 | 0 | 0 | 0 | 0 | 0 | 0 | 0 | 0
200
201 |  | Distribution - METER - Unbundled
202 | [6 empty] | E: STEAM POWER GENERATION
203
204 |  | A |  | B | C |  | D | E | F | G | H | I | J | K
205 |  | FERC ACCT |  | DESCRIPTION | COS Factor |  | Washington Jurisdiction Normalized | Residential Schedule 16 | Small General Service Schedule 24 | Large General Service < 1,000 kW Schedule 36 | Large General Service > 1,000 kW Schedule 48 | Large General Dedicated Facilities Schedule 48 | Agricultural Pumping Schedule 40 | Street & Area Lighting Sch. 15, 51-54, 57
206 |  | 500 | Operation Suprvn & Engineering |  | F10 |  | 0 | 0 | 0 | 0 | 0 | 0 | 0 | 0 | 0 | 226
|  |  |  | JBG | F10 |  | 0 | 0 | 0 | 0 | 0 | 0 | 0 | 0 | 0 | 227
208 |  |  |  | CAGW | F10 |  | 0 | 0 | 0 | 0 | 0 | 0 | 0 | 0 | 0 | 228
209 |  |  |  | Total 500 |  |  | 0 | 0 | 0 | 0 | 0 | 0 | 0 | 0 | 0
210
211 |  | 501 | Fuel Related |  | F10 |  | 0 | 0 | 0 | 0 | 0 | 0 | 0 | 0 | 0 | 232
212 |  |  |  | CAGW | F10 |  | 0 | 0 | 0 | 0 | 0 | 0 | 0 | 0 | 0 | 233
213 |  |  |  | JBE | F10 |  | 0 | 0 | 0 | 0 | 0 | 0 | 0 | 0 | 0 | 234
214 |  |  |  | JBG | F10 |  | 0 | 0 | 0 | 0 | 0 | 0 | 0 | 0 | 0 | 235
215 |  |  |  | Total 501 |  |  | 0 | 0 | 0 | 0 | 0 | 0 | 0 | 0 | 0
216
217 |  | 501NPC | Fuel Related - NPC
218 |  |  |  | S | F10 |  | 0 | 0 | 0 | 0 | 0 | 0 | 0 | 0 | 0 | 239
219 |  |  |  | CAEW | F10 |  | 0 | 0 | 0 | 0 | 0 | 0 | 0 | 0 | 0 | 240
220 |  |  | Total Fuel Related |  |  |  | 0 | 0 | 0 | 0 | 0 | 0 | 0 | 0 | 0
221
222
223 |  | 502 | Steam Expenses |  | F10 |  | 0 | 0 | 0 | 0 | 0 | 0 | 0 | 0 | 0 | 245
224 |  |  |  | SE/CAEW/CAEE | F10 |  | 0 | 0 | 0 | 0 | 0 | 0 | 0 | 0 | 0 | 246
225 |  |  |  | Total 502 |  |  | 0 | 0 | 0 | 0 | 0 | 0 | 0 | 0 | 0
226
227 |  | 503 | Steam From Other Sources |  | F10 |  | 0 | 0 | 0 | 0 | 0 | 0 | 0 | 0 | 0 | 250
228
229 |  | 503NPC | Steam From Other Sources-NPC
230 |  |  |  | SE | F10 |  | 0 | 0 | 0 | 0 | 0 | 0 | 0 | 0 | 0 | 252
231 |  |  |  | CAEW | F10 |  | 0 | 0 | 0 | 0 | 0 | 0 | 0 | 0 | 0 | 253
232 |  |  |  | CAEE | F10 |  | 0 | 0 | 0 | 0 | 0 | 0 | 0 | 0 | 0 | 254
233 |  |  |  | Total Steam From Other Sources |  |  | 0 | 0 | 0 | 0 | 0 | 0 | 0 | 0 | 0
234
235 |  | 505 | Electric Expenses |  | F10 |  | 0 | 0 | 0 | 0 | 0 | 0 | 0 | 0 | 0 | 259
236 |  |  |  | JBG | F10 |  | 0 | 0 | 0 | 0 | 0 | 0 | 0 | 0 | 0 | 260
237 |  |  |  | Total 505 |  |  | 0 | 0 | 0 | 0 | 0 | 0 | 0 | 0 | 0
238
239 |  | 506 | Misc. Steam Expense |  | F10 |  | 0 | 0 | 0 | 0 | 0 | 0 | 0 | 0 | 0 | 264
240 |  |  |  | SE | F10 |  | 0 | 0 | 0 | 0 | 0 | 0 | 0 | 0 | 0 | 265
241 |  |  |  | JBG | F10 |  | 0 | 0 | 0 | 0 | 0 | 0 | 0 | 0 | 0 | 266
242 |  |  |  | Total 506 |  |  | 0 | 0 | 0 | 0 | 0 | 0 | 0 | 0 | 0
243
244 |  | 507 | Rents |  | F10 |  | 0 | 0 | 0 | 0 | 0 | 0 | 0 | 0 | 0 | 270
245 |  |  |  | JBG | F10 |  | 0 | 0 | 0 | 0 | 0 | 0 | 0 | 0 | 0 | 271
246 |  |  |  | Total 507 |  |  | 0 | 0 | 0 | 0 | 0 | 0 | 0 | 0 | 0
247
248 |  | 510 | Maint Supervision & Engineering |  | F10 |  | 0 | 0 | 0 | 0 | 0 | 0 | 0 | 0 | 0 | 275
249 |  |  |  | JBG | F10 |  | 0 | 0 | 0 | 0 | 0 | 0 | 0 | 0 | 0 | 276
250 |  |  |  | Total 510 |  |  | 0 | 0 | 0 | 0 | 0 | 0 | 0 | 0 | 0
251
252 |  | 511 | Maintenance of Structures |  | F10 |  | 0 | 0 | 0 | 0 | 0 | 0 | 0 | 0 | 0 | 280
253 |  |  |  | JBG | F10 |  | 0 | 0 | 0 | 0 | 0 | 0 | 0 | 0 | 0 | 281
254 |  |  |  | Total 511 |  |  | 0 | 0 | 0 | 0 | 0 | 0 | 0 | 0 | 0
255
256 |  | 512 | Maintenance of Boiler Plant |  | F10 |  | 0 | 0 | 0 | 0 | 0 | 0 | 0 | 0 | 0 | 285
257 |  |  |  |  | F10 |  | 0 | 0 | 0 | 0 | 0 | 0 | 0 | 0 | 0 | 286
258 |  |  |  | JBG | F10 |  | 0 | 0 | 0 | 0 | 0 | 0 | 0 | 0 | 0 | 287
259 |  |  |  | Total 512 |  |  | 0 | 0 | 0 | 0 | 0 | 0 | 0 | 0 | 0
260
261 |  | 513 | Maintenance of Electric Plant |  | F10 |  | 0 | 0 | 0 | 0 | 0 | 0 | 0 | 0 | 0 | 291
262 |  |  |  | JBG | F10 |  | 0 | 0 | 0 | 0 | 0 | 0 | 0 | 0 | 0 | 292
263 |  |  |  | Total 513 |  |  | 0 | 0 | 0 | 0 | 0 | 0 | 0 | 0 | 0
264
265 |  | 514 | Maint of Misc. Steam Plant |  | F10 |  | 0 | 0 | 0 | 0 | 0 | 0 | 0 | 0 | 0 | 296
266 |  |  |  | JBG | F10 |  | 0 | 0 | 0 | 0 | 0 | 0 | 0 | 0 | 0 | 297
267 |  |  |  | Total 514 |  |  | 0 | 0 | 0 | 0 | 0 | 0 | 0 | 0 | 0
268
269 |  | Total Steam Power Generation |  |  |  |  | 0 | 0 | 0 | 0 | 0 | 0 | 0 | 0 | 0
270
271
272 | [6 empty] | D: NUCLEAR POWER GENERATION
273
274
275 |  | 517 | Operation Super & Engineering |  | F10 |  | 0 | 0 | 0 | 0 | 0 | 0 | 0 | 0 | 0 | 304
276
277 |  | 518 | Nuclear Fuel Expense |  | F10 |  | 0 | 0 | 0 | 0 | 0 | 0 | 0 | 0 | 0 | 308
278
279 |  | 519 | Coolants and Water |  | F10 |  | 0 | 0 | 0 | 0 | 0 | 0 | 0 | 0 | 0 | 313
280
281 |  | 520 | Steam Expenses |  | F10 |  | 0 | 0 | 0 | 0 | 0 | 0 | 0 | 0 | 0 | 317
282
283 |  | 523 | Electric Expenses |  | F10 |  | 0 | 0 | 0 | 0 | 0 | 0 | 0 | 0 | 0 | 321
284
285 |  | 524 | Misc. Nuclear Expenses |  | F10 |  | 0 | 0 | 0 | 0 | 0 | 0 | 0 | 0 | 0 | 325
286
287 |  | 528 | Maint Supervision & Eng |  | F10 |  | 0 | 0 | 0 | 0 | 0 | 0 | 0 | 0 | 0 | 329
288
289 |  | 529 | Maintenance of Structures |  | F10 |  | 0 | 0 | 0 | 0 | 0 | 0 | 0 | 0 | 0 | 333
290
291 |  | 530 | Maintenance of Reactor Plant |  | F10 |  | 0 | 0 | 0 | 0 | 0 | 0 | 0 | 0 | 0 | 337
292
293 |  | 531 | Maintenance of Electric Plant |  | F10 |  | 0 | 0 | 0 | 0 | 0 | 0 | 0 | 0 | 0 | 341
294
295 |  | 532 | Maintenance of Misc Nuclear |  | F10 |  | 0 | 0 | 0 | 0 | 0 | 0 | 0 | 0 | 0 | 345
296
297 |  | Total Nuclear Power Generation |  |  |  |  | 0 | 0 | 0 | 0 | 0 | 0 | 0 | 0 | 0 | 348
298
299
300
301 |  | Distribution - METER - Unbundled |  |  |  |  | D: HYDRAULIC POWER GENERATION
302
303 |  | A |  | B | C |  | D | E | F | G | H | I | J | K
304 |  | FERC ACCT |  | DESCRIPTION | COS Factor |  | Washington Jurisdiction Normalized | Residential Schedule 16 | Small General Service Schedule 24 | Large General Service < 1,000 kW Schedule 36 | Large General Service > 1,000 kW Schedule 48 | Large General Dedicated Facilities Schedule 48 | Agricultural Pumping Schedule 40 | Street & Area Lighting Sch. 15, 51-54, 57
305 |  | 535 | Operation Super & Engineering
306 |  |  |  | SG | F10 |  | 0 | 0 | 0 | 0 | 0 | 0 | 0 | 0 | 0 | 353
307 |  |  |  | CAGW | F10 |  | 0 | 0 | 0 | 0 | 0 | 0 | 0 | 0 | 0 | 354
308
309 |  | 536 | Water For Power |  | F10 |  | 0 | 0 | 0 | 0 | 0 | 0 | 0 | 0 | 0 | 358
310
311 |  | 537 | Hydraulic Expenses |  | F10 |  | 0 | 0 | 0 | 0 | 0 | 0 | 0 | 0 | 0 | 362
312
313 |  | 538 | Electric Expenses |  | F10 |  | 0 | 0 | 0 | 0 | 0 | 0 | 0 | 0 | 0 | 366
314
315 |  | 539 | Misc. Hydro Expenses |  | F10 |  | 0 | 0 | 0 | 0 | 0 | 0 | 0 | 0 | 0 | 372
316
317 |  | 540 | Rents (Hydro Generation) |  | F10 |  | 0 | 0 | 0 | 0 | 0 | 0 | 0 | 0 | 0 | 375
318
319 |  | 541 | Maint Supervision & Engineering |  | F10 |  | 0 | 0 | 0 | 0 | 0 | 0 | 0 | 0 | 0 | 379
320
321 |  | 542 | Maintenance of Structures |  | F10 |  | 0 | 0 | 0 | 0 | 0 | 0 | 0 | 0 | 0 | 383
322
323 |  | 543 | Maint of Dams & Waterways |  | F10 |  | 0 | 0 | 0 | 0 | 0 | 0 | 0 | 0 | 0 | 387
324
325 |  | 544 | Maintenance of Electric Plant |  | F10 |  | 0 | 0 | 0 | 0 | 0 | 0 | 0 | 0 | 0 | 391
326
327 |  | 545 | Maint of Misc. Hydro Plant |  | F10
|  |  |  | SG | F10 |  | 0 | 0 | 0 | 0 | 0 | 0 | 0 | 0 | 0 | 395
|  |  |  | CAGW | F10 |  | 0 | 0 | 0 | 0 | 0 | 0 | 0 | 0 | 0 | 396
330
331 |  | Total Hydraulic Power Generation |  |  |  |  | 0 | 0 | 0 | 0 | 0 | 0 | 0 | 0 | 0
332
333
334 | [6 empty] | D: OTHER POWER GENERATION
335
336
337 |  | 546 | Operation Super & Engineering |  | F10 |  | 0 | 0 | 0 | 0 | 0 | 0 | 0 | 0 | 0 | 403
338
339 |  | 547 | Fuel |  | F10 |  | 0 | 0 | 0 | 0 | 0 | 0 | 0 | 0 | 0 | 407
340 |  |  |  | CAEW/CAEE | F10 |  | 0 | 0 | 0 | 0 | 0 | 0 | 0 | 0 | 0 | 408
341
342
343 |  | 547NPC | Fuel-NPC |  | F10
344 |  |  |  | CAEW | F10 |  | 0 | 0 | 0 | 0 | 0 | 0 | 0 | 0 | 0 | 411
345 |  |  |  | S | F10 |  | 0 | 0 | 0 | 0 | 0 | 0 | 0 | 0 | 0 | 412
346 |  |  |  | Total 547 |  |  | 0 | 0 | 0 | 0 | 0 | 0 | 0 | 0 | 0
347
348 |  | 548 | Generation Expense |  | F10 |  | 0 | 0 | 0 | 0 | 0 | 0 | 0 | 0 | 0 | 417
349 |  |  |  | CAGW | F10 |  | 0 | 0 | 0 | 0 | 0 | 0 | 0 | 0 | 0 | 419
350 |  |  |  | Total 548 |  |  | 0 | 0 | 0 | 0 | 0 | 0 | 0 | 0 | 0
351
352 |  | 549 | Miscellaneous Other |  | F10 |  | 0 | 0 | 0 | 0 | 0 | 0 | 0 | 0 | 0 | 423
353 |  |  |  | CAGE/CAGW | F10 |  | 0 | 0 | 0 | 0 | 0 | 0 | 0 | 0 | 0 | 424
354
355 |  | 550/551 | Maint Supervision & Engineering
356 |  |  |  | CAGW | F10 |  | 0 | 0 | 0 | 0 | 0 | 0 | 0 | 0 | 0 | 429
357 |  |  |  | SG | F10 |  | 0 | 0 | 0 | 0 | 0 | 0 | 0 | 0 | 0 | 430
358 |  |  |  | Total 550 |  |  | 0 | 0 | 0 | 0 | 0 | 0 | 0 | 0 | 0
359
360 |  | 552 | Maintenance of Structures |  | F10 |  | 0 | 0 | 0 | 0 | 0 | 0 | 0 | 0 | 0 | 436
361
362 |  | 553 | Maint of Generation & Elect Plant |  | F10 |  | 0 | 0 | 0 | 0 | 0 | 0 | 0 | 0 | 0 | 440
363 |  |  |  | CAGW | F10 |  | 0 | 0 | 0 | 0 | 0 | 0 | 0 | 0 | 0 | 441
364 |  |  |  | Total 553 |  |  | 0 | 0 | 0 | 0 | 0 | 0 | 0 | 0 | 0
365
366 |  | 554 | Maintenance of Misc. Other |  | F10 |  | 0 | 0 | 0 | 0 | 0 | 0 | 0 | 0 | 0 | 445
367 |  |  |  | CAGW | F10 |  | 0 | 0 | 0 | 0 | 0 | 0 | 0 | 0 | 0 | 446
368 |  |  |  | Total 554 |  |  | 0 | 0 | 0 | 0 | 0 | 0 | 0 | 0 | 0
369
370 |  | Total Other Power Generation |  |  |  |  | 0 | 0 | 0 | 0 | 0 | 0 | 0 | 0 | 0
371
372
373 | [6 empty] | D: OTHER POWER SUPPLY
374
375
376 |  | 555 | Purchased Power |  | F10 |  | 0 | 0 | 0 | 0 | 0 | 0 | 0 | 0 | 0 | 451
377 |  |  |  | SG | F10 |  | 0 | 0 | 0 | 0 | 0 | 0 | 0 | 0 | 0 | 452
378 |  |  |  | SE | F10 |  | 0 | 0 | 0 | 0 | 0 | 0 | 0 | 0 | 0 | 453
379
380 |  | 555NPC | Purchased Power-NPC
381 |  |  |  | CAGW | F10 |  | 0 | 0 | 0 | 0 | 0 | 0 | 0 | 0 | 0 | 456
382 |  |  |  | CAEW | F10 |  | 0 | 0 | 0 | 0 | 0 | 0 | 0 | 0 | 0 | 457
383 |  |  |  | DGP | F10 |  | 0 | 0 | 0 | 0 | 0 | 0 | 0 | 0 | 0 | 458
384 |  |  |  | DGP | F10 |  | 0 | 0 | 0 | 0 | 0 | 0 | 0 | 0 | 0 | 459
385 |  |  |  | Total 555 |  |  | 0 | 0 | 0 | 0 | 0 | 0 | 0 | 0 | 0
386
387
388 |  | 556 | System Control & Load Dispatch |  | F10 |  | 0 | 0 | 0 | 0 | 0 | 0 | 0 | 0 | 0 | 463
389
390 |  | 557 | Other Expenses |  | F10 |  | 0 | 0 | 0 | 0 | 0 | 0 | 0 | 0 | 0 | 472
391
392
393 |  | Embedded Cost Differentials
394 |  |  |  | Company Owned Hydro | F10 |  | 0 | 0 | 0 | 0 | 0 | 0 | 0 | 0 | 0 | 475
395 |  |  |  | Company Owned Hydro | F10 |  | 0 | 0 | 0 | 0 | 0 | 0 | 0 | 0 | 0 | 476
|  |  |  | Mid-C Contract | F10 |  | 0 | 0 | 0 | 0 | 0 | 0 | 0 | 0 | 0 | 477
397 |  |  |  | Mid-C Contract | F10 |  | 0 | 0 | 0 | 0 | 0 | 0 | 0 | 0 | 0 | 478
398 |  |  |  | Existing QF Contracts | F10 |  | 0 | 0 | 0 | 0 | 0 | 0 | 0 | 0 | 0 | 479
399 |  |  |  | Existing QF Contracts | F10 |  | 0 | 0 | 0 | 0 | 0 | 0 | 0 | 0 | 0 | 479
400 | [6 empty] | 0 | 0 | 0 | 0 | 0 | 0 | 0 | 0 | 0
401
402 |  | Total Other Power Supply |  |  |  |  | 0 | 0 | 0 | 0 | 0 | 0 | 0 | 0 | 0
403
404 |  | TOTAL GENERATION EXPENSE |  |  |  |  | 0 | 0 | 0 | 0 | 0 | 0 | 0 | 0 | 0
405
406 |  | Distribution - METER - Unbundled |  |  |  |  | D: TRANSMISSION EXPENSE
407
408
409 |  | A |  | B | C |  | D | E | F | G | H | I | J | K
410 |  | FERC ACCT |  | DESCRIPTION | COS Factor |  | Washington Jurisdiction Normalized | Residential Schedule 16 | Small General Service Schedule 24 | Large General Service < 1,000 kW Schedule 36 | Large General Service > 1,000 kW Schedule 48 | Large General Dedicated Facilities Schedule 48 | Agricultural Pumping Schedule 40 | Street & Area Lighting Sch. 15, 51-54, 57
411 |  | 560 | Operation Supervision & Eng |  | F12 |  | 0 | 0 | 0 | 0 | 0 | 0 | 0 | 0 | 0 | 491
412
413 |  | 561 | Load Dispatching |  | F12 |  | 0 | 0 | 0 | 0 | 0 | 0 | 0 | 0 | 0 | 496
414
415 |  | 562 | Station Expense |  | F12 |  | 0 | 0 | 0 | 0 | 0 | 0 | 0 | 0 | 0 | 502
416
417 |  | 563 | Overhead Line Expense |  | F12 |  | 0 | 0 | 0 | 0 | 0 | 0 | 0 | 0 | 0 | 507
418
419 |  | 564 | Underground Line Expense |  | F12 |  | 0 | 0 | 0 | 0 | 0 | 0 | 0 | 0 | 0 | 511
420
421 |  | 565 | Transm of Electricity by Others |  | F12 |  | 0 | 0 | 0 | 0 | 0 | 0 | 0 | 0 | 0 | 515
422
423 |  | 565NPC | Transmission of Electricity by Others-NPC
424 |  |  | CAGW |  | F12 |  | 0 | 0 | 0 | 0 | 0 | 0 | 0 | 0 | 0 | 518
425 |  |  | SE |  | F12 |  | 0 | 0 | 0 | 0 | 0 | 0 | 0 | 0 | 0 | 519
426 |  |  | SE |  | F12 |  | 0 | 0 | 0 | 0 | 0 | 0 | 0 | 0 | 0 | 520
427 | [6 empty] | 0 | 0 | 0 | 0 | 0 | 0 | 0 | 0 | 0
428
429 |  | 566 | Misc. Transmission Expense |  | F12 |  | 0 | 0 | 0 | 0 | 0 | 0 | 0 | 0 | 0 | 526
430
431 |  | 567 | Rents - Transmission |  | F12 |  | 0 | 0 | 0 | 0 | 0 | 0 | 0 | 0 | 0 | 531
432
433 |  | 568 | Maint Supervision & Engineering |  | F12 |  | 0 | 0 | 0 | 0 | 0 | 0 | 0 | 0 | 0 | 536
434
435 |  | 569 | Maintenance of Structures |  | F12 |  | 0 | 0 | 0 | 0 | 0 | 0 | 0 | 0 | 0 | 541
436
437 |  | 570 | Maint of Station Equipment |  | F12 |  | 0 | 0 | 0 | 0 | 0 | 0 | 0 | 0 | 0 | 547
438
439 |  | 571 | Maintenance of Overhead Lines |  | F12 |  | 0 | 0 | 0 | 0 | 0 | 0 | 0 | 0 | 0 | 553
440
441 |  | 572 | Maint of Underground Lines |  | F12 |  | 0 | 0 | 0 | 0 | 0 | 0 | 0 | 0 | 0 | 556
442
443 |  | 573 | Maint of Misc Transmission Plant |  | F12 |  | 0 | 0 | 0 | 0 | 0 | 0 | 0 | 0 | 0 | 560
444
445
446 |  | TOTAL TRANSMISSION EXPENSE |  |  |  |  | 0 | 0 | 0 | 0 | 0 | 0 | 0 | 0 | 0
447
448
449
450
451
452
453
454
455
456
457
458 |  | Distribution - METER - Unbundled |  |  |  |  | D: DISTRIBUTION EXPENSE
459
460
461 |  | A |  | B | C |  | D | E | F | G | H | I | J | K
462 |  | FERC ACCT |  | DESCRIPTION | COS Factor |  | Washington Jurisdiction Normalized | Residential Schedule 16 | Small General Service Schedule 24 | Large General Service < 1,000 kW Schedule 36 | Large General Service > 1,000 kW Schedule 48 | Large General Dedicated Facilities Schedule 48 | Agricultural Pumping Schedule 40 | Street & Area Lighting Sch. 15, 51-54, 57
463 |  | 580 | Operation Supervision & Eng |  | F131 |  | 0 | 0 | 0 | 0 | 0 | 0 | 0 | 0 | 0 | 568
464
465 |  | 581 | Load Dispatching |  | F20 |  | 0 | 0 | 0 | 0 | 0 | 0 | 0 | 0 | 0 | 573
466
467 |  | 582 | Station Expense |  | F120 |  | 0 | 0 | 0 | 0 | 0 | 0 | 0 | 0 | 0 | 578
468
469 |  | 583 | Overhead Line Expenses |  | F132 |  | 0 | 0 | 0 | 0 | 0 | 0 | 0 | 0 | 0 | 583
470
471 |  | 584 | Underground Line Expense |  | F133 |  | 0 | 0 | 0 | 0 | 0 | 0 | 0 | 0 | 0 | 588
472
473 |  | 585 | Street Lighting & Signal Systems |  | F130 |  | 0 | 0 | 0 | 0 | 0 | 0 | 0 | 0 | 0 | 593
474
475 |  | 586 | Meter Expenses |  | F127 |  | 0 | 0 | 0 | 0 | 0 | 0 | 0 | 0 | 0 | 598
476
477 |  | 587 | Customer Installation Expenses |  | F20 |  | 0 | 0 | 0 | 0 | 0 | 0 | 0 | 0 | 0 | 603
478
479 |  | 588 | Misc. Distribution Expenses |  | F131 |  | 0 | 0 | 0 | 0 | 0 | 0 | 0 | 0 | 0 | 609
480
481 |  | 589 | Rents |  | F131 |  | 0 | 0 | 0 | 0 | 0 | 0 | 0 | 0 | 0 | 614
482
483 |  | 590 | Maint Supervision & Engineering |  | F131 |  | 0 | 0 | 0 | 0 | 0 | 0 | 0 | 0 | 0 | 619
484
485 |  | 591 | Maintenance of Structures |  | F119 |  | 0 | 0 | 0 | 0 | 0 | 0 | 0 | 0 | 0 | 624
486
487 |  | 592 | Maint of Station Equipment |  | F120 |  | 0 | 0 | 0 | 0 | 0 | 0 | 0 | 0 | 0 | 629
488
489 |  | 593 | Maintenance of Overhead Lines |  | F134 |  | 0 | 0 | 0 | 0 | 0 | 0 | 0 | 0 | 0 | 634
490
491 |  | 594 | Maint of Underground Lines |  | F135 |  | 0 | 0 | 0 | 0 | 0 | 0 | 0 | 0 | 0 | 639
492
493 |  | 595 | Maint of Line Transformers |  | F125 |  | 0 | 0 | 0 | 0 | 0 | 0 | 0 | 0 | 0 | 644
494
495 |  | 596 | Maint of Street Lighting & Signals |  | F130 |  | 0 | 0 | 0 | 0 | 0 | 0 | 0 | 0 | 0 | 649
496
497 |  | 597 | Maintenance of Meters |  | F127 |  | 0 | 0 | 0 | 0 | 0 | 0 | 0 | 0 | 0 | 654
498
499 |  | 598 | Maint of Misc. Distribution Plant |  | F131 |  | 0 | 0 | 0 | 0 | 0 | 0 | 0 | 0 | 0 | 659
500
501 |  | TOTAL DISTRIBUTION EXPENSE |  |  |  |  | 0 | 0 | 0 | 0 | 0 | 0 | 0 | 0 | 0
502
503
504 | [6 empty] | D: CUSTOMER ACCOUNTS EXPENSE
505
506
507 |  | 901 | Supervision |  | F136 |  | 0 | 0 | 0 | 0 | 0 | 0 | 0 | 0 | 0 | 666
508
509 |  | 902 | Meter Reading Expense |  | F41 |  | 0 | 0 | 0 | 0 | 0 | 0 | 0 | 0 | 0 | 671
510
511 |  | 903 | Customer Receipts & Collections |  | F42 |  | 0 | 0 | 0 | 0 | 0 | 0 | 0 | 0 | 0 | 676
512
513 |  | 904 | Uncollectible Accounts |  | F80 |  | 0 | 0 | 0 | 0 | 0 | 0 | 0 | 0 | 0 | 682
514
515 |  | 905 | Misc. Customer Accounts Exp |  | F136 |  | 0 | 0 | 0 | 0 | 0 | 0 | 0 | 0 | 0 | 687
516
517 |  | TOTAL CUSTOMER ACCOUNTS EXPENSE |  |  |  |  | 0 | 0 | 0 | 0 | 0 | 0 | 0 | 0 | 0
518
519 |  | Distribution - METER - Unbundled |  |  |  |  | D: CUSTOMER SERVICE EXPENSE
520
521 |  | A |  | B | C |  | D | E | F | G | H | I | J | K
522 |  | FERC ACCT |  | DESCRIPTION | COS Factor |  | Washington Jurisdiction Normalized | Residential Schedule 16 | Small General Service Schedule 24 | Large General Service < 1,000 kW Schedule 36 | Large General Service > 1,000 kW Schedule 48 | Large General Dedicated Facilities Schedule 48 | Agricultural Pumping Schedule 40 | Street & Area Lighting Sch. 15, 51-54, 57
523 |  | 907 | Supervision |  | F40 |  | 0 | 0 | 0 | 0 | 0 | 0 | 0 | 0 | 0 | 694
524
525 |  | 908 | Customer Assistance |  | F40 |  | 0 | 0 | 0 | 0 | 0 | 0 | 0 | 0 | 0 | 699
526
527 |  | 909 | Informational & Instructional Adv |  | F40 |  | 0 | 0 | 0 | 0 | 0 | 0 | 0 | 0 | 0 | 705
528
529 |  | 910 | Misc. Customer Service |  | F40 |  | 0 | 0 | 0 | 0 | 0 | 0 | 0 | 0 | 0 | 710
530
531 |  | TOTAL CUSTOMER SERVICE EXPENSE |  |  |  |  | 0 | 0 | 0 | 0 | 0 | 0 | 0 | 0 | 0
532
533
534 | [6 empty] | D: SALES EXPENSE
535
536
537 |  | 911 | Supervision |  | F40 |  | 0 | 0 | 0 | 0 | 0 | 0 | 0 | 0 | 0 | 717
538
539 |  | 912 | Demonstration & Selling Expense |  | F40 |  | 0 | 0 | 0 | 0 | 0 | 0 | 0 | 0 | 0 | 722
540
541 |  | 913 | Advertising Expense |  | F40 |  | 0 | 0 | 0 | 0 | 0 | 0 | 0 | 0 | 0 | 727
542
543 |  | 916 | Misc. Sales Expense |  | F40 |  | 0 | 0 | 0 | 0 | 0 | 0 | 0 | 0 | 0 | 732
544
545 |  | TOTAL SALES EXPENSE |  |  |  |  | 0 | 0 | 0 | 0 | 0 | 0 | 0 | 0 | 0
546
547
548 | [6 empty] | D: ADMINISTRATION & GENERAL EXPENSE
549
550
551 |  | 920 | Administrative & General Salaries |  | F102Co |  | 134.4325 | 63.5347 | 19.1505 | 25.9999 | 10.8618 | 8.3542 | 5.9002 | 0.63115 | 0 | 738
552 |  |  |  | Customer - System | F42 |  | 0 | 0 | 0 | 0 | 0 | 0 | 0 | 0 | 0 | 739
553 |  |  |  | System Overheads | F102Co |  | 5062142.2293 | 2392439.8844 | 721126.1269 | 979041.8203 | 409009.5166 | 314581.2089 | 222177.4552 | 23766.217 | 0 | 740
554 |  |  |  | Administrative & General Salaries |  |  | 5062276.6618 | 2392503.4191 | 721145.2775 | 979067.8202 | 409020.3785 | 314589.563 | 222183.3555 | 23766.8482 | 0
555
556 |  | 921 | Office Supplies & expenses |  | F102Co |  | 11218.48 | 5302.012 | 1598.1256 | 2169.7061 | 906.4275 | 697.16 | 492.3792 | 52.6696 | 0 | 744
557 |  |  |  | Customer - System | F42 |  | 6427.3442 | 5244.8093 | 902.6117 | 53.6706 | 14.7531 | 0.21101 | 90.0395 | 121.2489 | 0 | 745
558 |  |  |  | System Overheads | F102Co |  | 651368.0103 | 307845.7176 | 92790.4569 | 125977.5987 | 52629.0458 | 40478.5419 | 28588.5462 | 3058.1032 | 0 | 746
559 |  |  |  | Office Supplies & expenses |  |  | 669013.8344 | 318392.539 | 95291.1942 | 128200.9755 | 53550.2264 | 41175.9128 | 29170.9649 | 3232.0216 | 0
560
561 |  | 922 | A&G Expenses Transferred |  | F102Co |  | -2159479.8938 | -1020600.6851 | -307628.1348 | -417653.442 | -174481.0374 | -134198.4806 | -94779.5865 | -10138.5274 | 0 | 750
562
563 |  | 923 | Outside Services |  | F102Co |  | 181039.23 | 85561.696 | 25789.8954 | 35013.828 | 14627.5558 | 11250.482 | 7945.813 | 849.9598 | 0 | 754
564 |  |  |  | Customer - System | F42 |  | 129052.6377 | 105308.8896 | 18123.2588 | 1077.6354 | 296.2237 | 4.2368 | 1807.8756 | 2434.5179 | 0 | 755
565 |  |  |  | System Overheads | F102Co |  | 1262326.1298 | 596593.1503 | 179824.3336 | 244139.7369 | 101993.0648 | 78445.8559 | 55403.502 | 5926.4863 | 0 | 756
|  |  |  | JBG | F102Co |  | 0 | 0 | 0 | 0 | 0 | 0 | 0 | 0 | 0 | 757
567 |  |  |  | System Overheads | F102Co |  | 31517.0507 | 14895.4031 | 4489.7531 | 6095.544 | 2546.5056 | 1958.5921 | 1383.2836 | 147.9692 | 0 | 758
568 |  |  |  | Outside Services |  |  | 1603935.0482 | 802359.139 | 228227.2408 | 286326.7443 | 119463.3498 | 91659.1668 | 66540.4741 | 9358.9333 | 0
569
570 |  | 924 | Property Insurance
571 |  |  |  | System Overheads | F102Co |  | 370048.8475 | 174890.3096 | 52715.2103 | 71569.1659 | 29899.1007 | 22996.2748 | 16241.4463 | 1737.3398 |  | 763
572
573 |  | 925 | Injuries & Damages |  | F102Co |  | 608190.2194 | 287439.2841 | 86639.5762 | 117626.8134 | 49140.379 | 37795.306 | 26693.4727 | 2855.3881 | 0 | 766
574 |  |  | Injuries & Damages |  | F102Co |  | 3847.6 | 1818.4301 | 548.1088 | 744.1437 | 310.8773 | 239.1048 | 168.8712 | 18.0641 | 0 | 767
575
576 |  | 926 | Employee Pensions & Benefits |  | F138Co |  | 6521223.7387 | 3052404.6941 | 934645.4819 | 1275299.7533 | 532405.2873 | 413526.8402 | 280443.5325 | 32498.1494 | 0 | 774
577
578 |  | 927 | Franchise Requirements |  | F102 |  | 0 | 0 | 0 | 0 | 0 | 0 | 0 | 0 | 0 | 779
579
580 |  | 928 | Regulatory Commission Expense |  | F141 |  | 1662715.7954 | 705447.2052 | 248465.0888 | 361169.0017 | 150171.6036 | 117845.1229 | 70259.4314 | 9358.3417 | 0 | 786
581 |  |  |  | Regulatory Expense | F141 |  | 0 | 0 | 0 | 0 | 0 | 0 | 0 | 0 | 0 | 787
582
583 |  | 929 | Duplicate Charges |  | F138Co |  | -7939037.7986 | -3716044.2909 | -1137851.7448 | -1552569.4796 | -648158.3625 | -503433.9177 | -341416.2578 | -39563.7455 | 0 | 795
584
585 |  | 930 | Misc General Expenses
586 |  |  |  | Situs | F138Co |  | 36281.5 | 16982.3679 | 5199.9964 | 7095.2615 | 2962.0917 | 2300.6992 | 1560.2765 | 180.8068 | 0 | 798
587 |  |  |  | Customer | F138Co |  | 0 | 0 | 0 | 0 | 0 | 0 | 0 | 0 | 0 | 799
588 |  |  |  | Labor | F138Co |  | 126328.1083 | 59130.6979 | 18105.8035 | 24704.9038 | 10313.6705 | 8010.7761 | 5432.7075 | 629.549 | 0 | 800
589 |  |  |  | Labor | F138Co |  | 0 | 0 | 0 | 0 | 0 | 0 | 0 | 0 | 0 | 801
590 |  |  |  | Customer | F138Co |  | 26893.1444 | 12587.938 | 3854.4232 | 5259.2614 | 2195.6082 | 1705.3604 | 1156.5327 | 134.0205 | 0 | 802
591
592 |  | 931 | Rents |  | F102Co |  | 209793.5205 | 99151.3796 | 29886.0802 | 40575.0413 | 16950.8367 | 13037.3854 | 9207.839 | 984.9582 | 0 | 808
593
594 |  | 935 | Maintenance of General Plant |  | F108 |  | 1529290.9281 | 713198.9127 | 214831.6327 | 301869.0234 | 126441.1309 | 101060.4624 | 65423.2459 | 6466.5202 | 0 | 814
595
596 |  | TOTAL ADMINISTRATIVE & GEN EXPENSE |  |  |  |  | 8331321.2543 | 3899661.3403 | 1194075.2351 | 1629284.9879 | 680185.1406 | 528309.5767 | 358286.3058 | 41518.6679 | 0
597
598
599 |  | TOTAL O & M EXPENSE |  |  |  |  | 8331321.2543 | 3899661.3403 | 1194075.2351 | 1629284.9879 | 680185.1406 | 528309.5767 | 358286.3058 | 41518.6679 | 0
600
601 |  | Distribution - METER - Unbundled |  |  |  |  | D: DEPRECIATION EXPENSE
602
603 |  | A |  | B | C |  | D | E | F | G | H | I | J | K
604 |  | FERC ACCT |  | DESCRIPTION | COS Factor |  | Washington Jurisdiction Normalized | Residential Schedule 16 | Small General Service Schedule 24 | Large General Service < 1,000 kW Schedule 36 | Large General Service > 1,000 kW Schedule 48 | Large General Dedicated Facilities Schedule 48 | Agricultural Pumping Schedule 40 | Street & Area Lighting Sch. 15, 51-54, 57
605 |  | 403SP | Steam Depreciation |  | F10 |  | 0 | 0 | 0 | 0 | 0 | 0 | 0 | 0 | 0 | 827
606
607 |  | 403NP | Nuclear Depreciation |  | F10 |  | 0 | 0 | 0 | 0 | 0 | 0 | 0 | 0 | 0 | 831
608
609 |  | 403HP | Hydro Depreciation |  | F10 |  | 0 | 0 | 0 | 0 | 0 | 0 | 0 | 0 | 0 | 838
610
611 |  | 403OP | Other Generation Depreciation |  | F10 |  | 0 | 0 | 0 | 0 | 0 | 0 | 0 | 0 | 0 | 841
612 |  |  |  | SG | F10 |  | 0 | 0 | 0 | 0 | 0 | 0 | 0 | 0 | 0 | 842
613 |  |  |  | CAEW | F10 |  | 0 | 0 | 0 | 0 | 0 | 0 | 0 | 0 | 0 | 843
614 |  |  |  | CAGW | F10 |  | 0 | 0 | 0 | 0 | 0 | 0 | 0 | 0 | 0 | 844
615 |  |  |  | CAGE | F10 |  | 0 | 0 | 0 | 0 | 0 | 0 | 0 | 0 | 0 | 845
616 |  |  |  | Total 403OP |  |  | 0 | 0 | 0 | 0 | 0 | 0 | 0 | 0 | 0
617
618 |  | 403TP | Transmission Depreciation |  | F106 |  | 0 | 0 | 0 | 0 | 0 | 0 | 0 | 0 | 0 | 853
619
620 |  | 403 | Distribution Depreciation
621 |  |  |  | Land Rights | F118 |  | 0 | 0 | 0 | 0 | 0 | 0 | 0 | 0 | 0 | 856
622 |  |  |  | Structures | F119 |  | 0 | 0 | 0 | 0 | 0 | 0 | 0 | 0 | 0 | 857
623 |  |  |  | Station Equip | F120 |  | 0 | 0 | 0 | 0 | 0 | 0 | 0 | 0 | 0 | 858
624 |  |  |  | Poles & Towers | F121 |  | 0 | 0 | 0 | 0 | 0 | 0 | 0 | 0 | 0 | 860
625 |  |  |  | OH Conductors | F122 |  | 0 | 0 | 0 | 0 | 0 | 0 | 0 | 0 | 0 | 861
626 |  |  |  | UG Conduit | F123 |  | 0 | 0 | 0 | 0 | 0 | 0 | 0 | 0 | 0 | 862
627 |  |  |  | UG Conductor | F124 |  | 0 | 0 | 0 | 0 | 0 | 0 | 0 | 0 | 0 | 863
628 |  |  |  | Line Transformer | F125 |  | 0 | 0 | 0 | 0 | 0 | 0 | 0 | 0 | 0 | 864
629 |  |  |  | Services | F126 |  | 0 | 0 | 0 | 0 | 0 | 0 | 0 | 0 | 0 | 865
630 |  |  |  | Meters | F127 |  | 0 | 0 | 0 | 0 | 0 | 0 | 0 | 0 | 0 | 866
631 |  |  |  | Inst Cust Premises | F128 |  | 0 | 0 | 0 | 0 | 0 | 0 | 0 | 0 | 0 | 867
632 |  |  |  | Leased Property | F129 |  | 0 | 0 | 0 | 0 | 0 | 0 | 0 | 0 | 0 | 868
633 |  |  |  | Street Lighting | F130 |  | 0 | 0 | 0 | 0 | 0 | 0 | 0 | 0 | 0 | 869
634 |  |  | Total Distribution Expense |  |  |  | 0 | 0 | 0 | 0 | 0 | 0 | 0 | 0 | 0
635
636 |  | 403GP | General Depreciation
637 |  |  |  | S | F107Co |  | 0 | 0 | 0 | 0 | 0 | 0 | 0 | 0 | 0 | 873
638 |  |  |  | DGP | F105Co |  | 0 | 0 | 0 | 0 | 0 | 0 | 0 | 0 | 0 | 874
639 |  |  |  | DGU | F105Co |  | 0 | 0 | 0 | 0 | 0 | 0 | 0 | 0 | 0 | 875
640 |  |  |  | SE | F10 |  | 0 | 0 | 0 | 0 | 0 | 0 | 0 | 0 | 0 | 876
641 |  |  |  | CN | F42 |  | 0 | 0 | 0 | 0 | 0 | 0 | 0 | 0 | 0 | 877
642 |  |  |  | SG/CAGW/CAGE | F105Co |  | 0 | 0 | 0 | 0 | 0 | 0 | 0 | 0 | 0 | 878
643 |  |  |  | SO | F102Co |  | 0 | 0 | 0 | 0 | 0 | 0 | 0 | 0 | 0 | 879
644 |  |  |  | CAEW | F105Co |  | 0 | 0 | 0 | 0 | 0 | 0 | 0 | 0 | 0 | 880
645 |  |  |  | JBG | F105Co |  | 0 | 0 | 0 | 0 | 0 | 0 | 0 | 0 | 0 | 881
646 |  |  |  | JBE | F10 |  | 0 | 0 | 0 | 0 | 0 | 0 | 0 | 0 | 0 | 882
647 |  |  | Total General Expense |  |  |  | 0 | 0 | 0 | 0 | 0 | 0 | 0 | 0 | 0
648
649 |  | 403GV0 | General Vehicles |  | F105Co |  | 0 | 0 | 0 | 0 | 0 | 0 | 0 | 0 | 0 | 886
650
651 |  | 403MP | Mining Depreciation |  | F10 |  | 0 | 0 | 0 | 0 | 0 | 0 | 0 | 0 | 0 | 890
652
653 |  | 403EP | Experimental Plant Depreciation |  | F10 |  | 0 | 0 | 0 | 0 | 0 | 0 | 0 | 0 | 0 | 896
654
655
656 |  | TOTAL DEPRECIATION EXPENSE |  |  |  |  | 0 | 0 | 0 | 0 | 0 | 0 | 0 | 0 | 0
657
658 | [6 empty] | D: AMORTIZATION EXPENSE
659
660
661 |  | 404CLG | Amort of LT Plant - Cap. Lease Gen
662 |  |  |  | S | F12 |  | 0 | 0 | 0 | 0 | 0 | 0 | 0 | 0 | 0 | 901
663 |  |  |  | SG/CAGW | F10 |  | 0 | 0 | 0 | 0 | 0 | 0 | 0 | 0 | 0 | 902
664 |  |  |  | SO | F102Co |  | 0 | 0 | 0 | 0 | 0 | 0 | 0 | 0 | 0 | 903
665 |  |  |  | DGU | F10 | [10 empty] | 904
666 |  |  |  | CN | F42 |  | 0 | 0 | 0 | 0 | 0 | 0 | 0 | 0 | 0 | 905
667 |  |  |  | DGP | F10 |  | 0 | 0 | 0 | 0 | 0 | 0 | 0 | 0 | 0 | 906
668 |  |  |  | SG | F10 |  | 0 | 0 | 0 | 0 | 0 | 0 | 0 | 0 | 0 | 907
669 |  |  | Total Amort. Cap. Lease General |  |  |  | 0 | 0 | 0 | 0 | 0 | 0 | 0 | 0 | 0
670
671 |  | 404CLS | Amort of LT Plant - Cap Lease Steam |  | F10 |  | 0 | 0 | 0 | 0 | 0 | 0 | 0 | 0 | 0 | 913
672
673 |  | 404IP | Amort of LT Plant - Intangible Plant
674 |  |  |  | S | F107Co |  | 0 | 0 | 0 | 0 | 0 | 0 | 0 | 0 | 0 | 916
675 |  |  |  | SE | F10 |  | 0 | 0 | 0 | 0 | 0 | 0 | 0 | 0 | 0 | 917
676 |  |  |  | SG/CAGW | F105Co |  | 0 | 0 | 0 | 0 | 0 | 0 | 0 | 0 | 0 | 918
677 |  |  |  | SO | F102Co |  | 0 | 0 | 0 | 0 | 0 | 0 | 0 | 0 | 0 | 919
678 |  |  |  | CN | F42 |  | 0 | 0 | 0 | 0 | 0 | 0 | 0 | 0 | 0 | 920
679 |  |  |  | DGP | F10 |  | 0 | 0 | 0 | 0 | 0 | 0 | 0 | 0 | 0 | 921
680 |  |  |  | DGU | F10 |  | 0 | 0 | 0 | 0 | 0 | 0 | 0 | 0 | 0 | 922
681 |  |  |  | CAEW | F10 |  | 0 | 0 | 0 | 0 | 0 | 0 | 0 | 0 | 0 | 923
682 |  |  |  | CAGW | F105Co |  | 0 | 0 | 0 | 0 | 0 | 0 | 0 | 0 | 0 | 924
683 |  |  |  | JBG | F105Co |  | 0 | 0 | 0 | 0 | 0 | 0 | 0 | 0 | 0 | 925
684 |  |  | Total Amort. Intangible Plant |  |  |  | 0 | 0 | 0 | 0 | 0 | 0 | 0 | 0 | 0
685
686 |  | Distribution - METER - Unbundled |  |  |  |  | D: AMORTIZATION EXPENSE (continued)
687
688
689 |  | A |  | B | C |  | D | E | F | G | H | I | J | K
690 |  | FERC ACCT |  | DESCRIPTION | COS Factor |  | Washington Jurisdiction Normalized | Residential Schedule 16 | Small General Service Schedule 24 | Large General Service < 1,000 kW Schedule 36 | Large General Service > 1,000 kW Schedule 48 | Large General Dedicated Facilities Schedule 48 | Agricultural Pumping Schedule 40 | Street & Area Lighting Sch. 15, 51-54, 57
691 |  | 404O | Amort of LT Plant - Other Plant |  | F10 |  | 0 | 0 | 0 | 0 | 0 | 0 | 0 | 0 | 0 | 930
692
693 |  | 404HP | Amort of Other Electric Plant |  | F110 |  | 0 | 0 | 0 | 0 | 0 | 0 | 0 | 0 | 0 | 936
694
695 |  | 405 | Amort of Other Electric Plant |  | F110 |  | 0 | 0 | 0 | 0 | 0 | 0 | 0 | 0 | 0 | 944
696
697 |  | 406 | Amort of Plant Acquisition Adj |  | F10 |  | 0 | 0 | 0 | 0 | 0 | 0 | 0 | 0 | 0 | 952
698
699 |  | 407 | Amort of Prop Losses, Unrec Plant, |  | F110 |  | 0 | 0 | 0 | 0 | 0 | 0 | 0 | 0 | 0 | 961
700
701
702 |  | TOTAL AMORTIZATION EXPENSE |  |  |  |  | 0 | 0 | 0 | 0 | 0 | 0 | 0 | 0 | 0
703
704
705 | [6 empty] | D: TAX OTHER THAN INCOME
706
707
708 |  | 408 | Total Taxes Other Than Income |  | F101Co |  | 0 | 0 | 0 | 0 | 0 | 0 | 0 | 0 | 0 | 974
709
710
711 | [6 empty] | D: DEFERRED ITC
712
713
714 |  | 41140 | Deferred I T C - Federal |  | F101Co |  | 0 | 0 | 0 | 0 | 0 | 0 | 0 | 0 | 0 | 979
715
716 |  | 41141 | Deferred I T C - Idaho |  | F101Co |  | 0 | 0 | 0 | 0 | 0 | 0 | 0 | 0 | 0 | 984
717
718 |  | TOTAL DEFERRED ITC |  |  |  |  | 0 | 0 | 0 | 0 | 0 | 0 | 0 | 0 | 0
719
720
721 | [6 empty] | D: DEFERRED INCOME TAXES
722
723
724 |  | 41010 | Deferred Income Tax - Federal-DR |  | F101Co |  | 25162.3052 | 11777.5343 | 3606.2917 | 4920.9279 | 2054.369 | 1595.727 | 1082.0788 | 125.3765 | 0 | 1032
725
726 |  | 41011 | Deferred Income Tax - State-DR |  | F101Co |  | 0 | 0 | 0 | 0 | 0 | 0 | 0 | 0 | 0 | 1047
727
728 |  | 41110 | Deferred Income Tax - Federal-CR |  | F101Co |  | -67011.0186 | -31365.3524 | -9604.0994 | -13105.1741 | -5471.0949 | -4249.6619 | -2881.7393 | -333.8966 | 0 | 1063
729
730 |  | 41111 | Deferred Income Tax - State-CR |  | F101Co |  | 0 | 0 | 0 | 0 | 0 | 0 | 0 | 0 | 0 | 1078
731
732 |  | TOTAL DEFERRED INCOME TAXES |  |  |  |  | -41848.7135 | -19587.8182 | -5997.8077 | -8184.2462 | -3416.7259 | -2653.9349 | -1799.6605 | -208.5201 | 0
733
734
735
736
737
738 |  | 40911 | State Income Taxes |  | F101Co |  | 0 | 0 | 0 | 0 | 0 | 0 | 0 | 0 | 0 | 1175
739
740 |  | 40910 | Federal Income Tax |  | F101Co |  | 879356.6831 | 411593.9864 | 126030.4529 | 171973.5445 | 71794.8178 | 55766.4795 | 37815.821 | 4381.5811 | 0 | 1208
741
742
743 |  | TOTAL OPERATING EXPENSES |  |  |  |  | 9168829.2239 | 4291667.5085 | 1314107.8802 | 1793074.2862 | 748563.2326 | 581422.1212 | 394302.4664 | 45691.7288 | 0
744
745
746 |  | Distribution - METER - Unbundled |  |  |  |  | D: STEAM GENERATION PLANT
747
748 |  | A |  | B | C |  | D | E | F | G | H | I | J | K
749 |  | FERC ACCT |  | DESCRIPTION | COS Factor |  | Washington Jurisdiction Normalized | Residential Schedule 16 | Small General Service Schedule 24 | Large General Service < 1,000 kW Schedule 36 | Large General Service > 1,000 kW Schedule 48 | Large General Dedicated Facilities Schedule 48 | Agricultural Pumping Schedule 40 | Street & Area Lighting Sch. 15, 51-54, 57
750 |  | 310 | Land and Land Rights |  | F10 |  | 0 | 0 | 0 | 0 | 0 | 0 | 0 | 0 | 0 | 1217
751 |  |  |  | JBG | F10 |  | 0 | 0 | 0 | 0 | 0 | 0 | 0 | 0 | 0 | 1219
752 |  |  |  | Total 310 |  |  | 0 | 0 | 0 | 0 | 0 | 0 | 0 | 0 | 0
753
754 |  | 311 | Structures and Improvements |  | F10 |  | 0 | 0 | 0 | 0 | 0 | 0 | 0 | 0 | 0 | 1225
755 |  |  |  | JBG | F10 |  | 0 | 0 | 0 | 0 | 0 | 0 | 0 | 0 | 0 | 1226
756 |  |  |  | Total 311 |  |  | 0 | 0 | 0 | 0 | 0 | 0 | 0 | 0 | 0
757
758 |  | 312 | Boiler Plant Equipment
759 |  |  |  | SG | F10 |  | 0 | 0 | 0 | 0 | 0 | 0 | 0 | 0 | 0 | 1230
760 |  |  |  | S | F10 |  | 0 | 0 | 0 | 0 | 0 | 0 | 0 | 0 | 0 | 1231
761 |  |  |  | CAGW | F10 |  | 0 | 0 | 0 | 0 | 0 | 0 | 0 | 0 | 0 | 1232
762 |  |  |  | JBG | F10 |  | 0 | 0 | 0 | 0 | 0 | 0 | 0 | 0 | 0 | 1233
763 |  |  |  | Total 312 |  |  | 0 | 0 | 0 | 0 | 0 | 0 | 0 | 0 | 0
764
765 |  | 314 | Turbogenerator Units |  | F10 |  | 0 | 0 | 0 | 0 | 0 | 0 | 0 | 0 | 0 | 1239
766 |  |  |  | JBG | F10 |  | 0 | 0 | 0 | 0 | 0 | 0 | 0 | 0 | 0 | 1240
767 |  |  |  | Total 314 |  |  | 0 | 0 | 0 | 0 | 0 | 0 | 0 | 0 | 0
768
769 |  | 315 | Accessory Electric Equipment |  | F10 |  | 0 | 0 | 0 | 0 | 0 | 0 | 0 | 0 | 0 | 1246
770 |  |  |  | JBG | F10 |  | 0 | 0 | 0 | 0 | 0 | 0 | 0 | 0 | 0 | 1247
771 |  |  |  | Total 316 |  |  | 0 | 0 | 0 | 0 | 0 | 0 | 0 | 0 | 0
772
773 |  | 316 | Misc Power Plant Equipment |  | F10 |  | 0 | 0 | 0 | 0 | 0 | 0 | 0 | 0 | 0 | 1253
774 |  |  |  | JBG | F10 |  | 0 | 0 | 0 | 0 | 0 | 0 | 0 | 0 | 0 | 1255
775 |  |  |  | Total 316 |  |  | 0 | 0 | 0 | 0 | 0 | 0 | 0 | 0 | 0
776
777 |  | S00 | Unclassified Steam Plant - Acct 300 |  | F10 |  | 0 | 0 | 0 | 0 | 0 | 0 | 0 | 0 | 0 | 1262
778
779
780
781 |  | Total Steam Generation Plant |  |  |  |  | 0 | 0 | 0 | 0 | 0 | 0 | 0 | 0 | 0
782
783
784 | [6 empty] | D: NUCLEAR GENERATION
785
786
787 |  | 320 | Land and Land Rights |  | F10 |  | 0 | 0 | 0 | 0 | 0 | 0 | 0 | 0 | 0 | 1268
788
789 |  | 321 | Structures and Improvements |  | F10 |  | 0 | 0 | 0 | 0 | 0 | 0 | 0 | 0 | 0 | 1272
790
791 |  | 322 | Reactor Plant Equipment |  | F10 |  | 0 | 0 | 0 | 0 | 0 | 0 | 0 | 0 | 0 | 1276
792
793 |  | 323 | Turbogenerator Units |  | F10 |  | 0 | 0 | 0 | 0 | 0 | 0 | 0 | 0 | 0 | 1280
794
795 |  | 324 | Land and Land Rights |  | F10 |  | 0 | 0 | 0 | 0 | 0 | 0 | 0 | 0 | 0 | 1284
796
797 |  | 325 | Misc. Power Plant Equipment |  | F10 |  | 0 | 0 | 0 | 0 | 0 | 0 | 0 | 0 | 0 | 1288
798
799 |  | N00 | Unclassified Nuclear Plt - Acct 300 |  | F10 |  | 0 | 0 | 0 | 0 | 0 | 0 | 0 | 0 | 0 | 1294
800
801 |  | Total Nuclear Generation Plant |  |  |  |  | 0 | 0 | 0 | 0 | 0 | 0 | 0 | 0 | 0
802
803
804 | [6 empty] | D: HYDRAULIC GENERATION PLANT
805
806
807 |  | 330 | Land and Land Rights |  | F10 |  | 0 | 0 | 0 | 0 | 0 | 0 | 0 | 0 | 0 | 1302
808
809 |  | 331 | Structures and Improvements |  | F10 |  | 0 | 0 | 0 | 0 | 0 | 0 | 0 | 0 | 0 | 1307
810
811 |  | 332 | Reservoirs, Dams & Waterways |  | F10 |  | 0 | 0 | 0 | 0 | 0 | 0 | 0 | 0 | 0 | 1312
812
813 |  | 333 | Water Wheel, Turbines, & Generators |  | F10 |  | 0 | 0 | 0 | 0 | 0 | 0 | 0 | 0 | 0 | 1317
814
815 |  | 334 | Accessory Electric Equipment |  | F10 |  | 0 | 0 | 0 | 0 | 0 | 0 | 0 | 0 | 0 | 1322
816
817 |  | 335 | Misc. Power Plant Equipment |  | F10 |  | 0 | 0 | 0 | 0 | 0 | 0 | 0 | 0 | 0 | 1327
818
819 |  | 336 | Roads, Railroads & Bridges |  | F10 |  | 0 | 0 | 0 | 0 | 0 | 0 | 0 | 0 | 0 | 1333
820
821 |  | H00 | Unclassified Hydro Plant - Acct 300 |  | F10 |  | 0 | 0 | 0 | 0 | 0 | 0 | 0 | 0 | 0 | 1339
822
823 |  | Total Hydraulic Plant |  |  |  |  | 0 | 0 | 0 | 0 | 0 | 0 | 0 | 0 | 0
824
825 |  | Distribution - METER - Unbundled
826 |  | A |  | B | C |  | D | E | F | G | H | I | J | K
827 |  | FERC ACCT |  | DESCRIPTION | COS Factor |  | Washington Jurisdiction Normalized | Residential Schedule 16 | Small General Service Schedule 24 | Large General Service < 1,000 kW Schedule 36 | Large General Service > 1,000 kW Schedule 48 | Large General Dedicated Facilities Schedule 48 | Agricultural Pumping Schedule 40 | Street & Area Lighting Sch. 15, 51-54, 57
828 |  | 340 | Land and Land Rights |  | F10 |  | 0 | 0 | 0 | 0 | 0 | 0 | 0 | 0 | 0 | 1347
829 |  |  |  | Total 340 |  |  | 0 | 0 | 0 | 0 | 0 | 0 | 0 | 0 | 0
830
831 |  | 341 | Structures and Improvements |  | F10 |  | 0 | 0 | 0 | 0 | 0 | 0 | 0 | 0 | 0 | 1352
832 |  |  |  | Total 341 |  |  | 0 | 0 | 0 | 0 | 0 | 0 | 0 | 0 | 0
833
834 |  | 342 | Fuel Holders, Producers & Access |  | F10 |  | 0 | 0 | 0 | 0 | 0 | 0 | 0 | 0 | 0 | 1357
835 |  |  |  | Total 342 |  |  | 0 | 0 | 0 | 0 | 0 | 0 | 0 | 0 | 0
836
837 |  | 343 | Prime Movers |  | F10 |  | 0 | 0 | 0 | 0 | 0 | 0 | 0 | 0 | 0 | 1365
838 |  |  |  | Total 343 |  |  | 0 | 0 | 0 | 0 | 0 | 0 | 0 | 0 | 0
839
840 |  | 344 | Generators |  | F10 |  | 0 | 0 | 0 | 0 | 0 | 0 | 0 | 0 | 0 | 1372
841 |  |  |  | Total 344 |  |  | 0 | 0 | 0 | 0 | 0 | 0 | 0 | 0 | 0
842
843 |  | 345 | Accessory Electric Plant |  | F10 |  | 0 | 0 | 0 | 0 | 0 | 0 | 0 | 0 | 0 | 1377
844 |  |  |  | Total 345 |  |  | 0 | 0 | 0 | 0 | 0 | 0 | 0 | 0 | 0
845
846 |  | 346 | Misc. Power Plant Equipment |  | F10 |  | 0 | 0 | 0 | 0 | 0 | 0 | 0 | 0 | 0 | 1382
847
848 |  | O00 | Unclassified Other Prod - Acct 300 |  | F10 |  | 0 | 0 | 0 | 0 | 0 | 0 | 0 | 0 | 0 | 1387
849
850 |  | Total Other Generation Plant |  |  |  |  | 0 | 0 | 0 | 0 | 0 | 0 | 0 | 0 | 0
851
852 |  | Experimental Plant
853 |  | 103 | Experimental Plant |  | F10 |  | 0 | 0 | 0 | 0 | 0 | 0 | 0 | 0 | 0 | 1393
854
855 |  | TOTAL GENERATION PLANT |  |  |  |  | 0 | 0 | 0 | 0 | 0 | 0 | 0 | 0 | 0
856
857 | [6 empty] | D: TRANSMISSION PLANT
858 |  | 350 | Land and Land Rights
859 |  |  |  | Demand | F12 |  | 0 | 0 | 0 | 0 | 0 | 0 | 0 | 0 | 0 | 1402
860 |  |  |  | Direct Assigned | A | 0 | 0 | 0 | 0 | 0 | 0 | 0 | 0 | 0 | 0
861 | [6 empty] | 0 | 0 | 0 | 0 | 0 | 0 | 0 | 0 | 0
862 |  | 352 | Structures and Improvements
863 |  |  |  | Demand | F12 |  | 0 | 0 | 0 | 0 | 0 | 0 | 0 | 0 | 0 | 1409
864 |  |  |  | Direct Assigned | A | 0 | 0 | 0 | 0 | 0 | 0 | 0 | 0 | 0 | 0
865 | [6 empty] | 0 | 0 | 0 | 0 | 0 | 0 | 0 | 0 | 0
866 |  | 353 | Station Equipment
867 |  |  |  | Demand | F12 |  | 0 | 0 | 0 | 0 | 0 | 0 | 0 | 0 | 0 | 1415
868 |  |  |  | Direct Assigned | A | 0 | 0 | 0 | 0 | 0 | 0 | 0 | 0 | 0 | 0
869 | [6 empty] | 0 | 0 | 0 | 0 | 0 | 0 | 0 | 0 | 0
870 |  | 354 | Towers and Fixtures
871 |  |  |  | Demand | F12 |  | 0 | 0 | 0 | 0 | 0 | 0 | 0 | 0 | 0 | 1421
872 |  |  |  | Direct Assigned | A | 0 | 0 | 0 | 0 | 0 | 0 | 0 | 0 | 0 | 0
873 | [6 empty] | 0 | 0 | 0 | 0 | 0 | 0 | 0 | 0 | 0
874 |  | 355 | Poles and Fixtures
875 |  |  |  | Demand | F12 |  | 0 | 0 | 0 | 0 | 0 | 0 | 0 | 0 | 0 | 1428
876 |  |  |  | Direct Assigned | A | 0 | 0 | 0 | 0 | 0 | 0 | 0 | 0 | 0 | 0
877 | [6 empty] | 0 | 0 | 0 | 0 | 0 | 0 | 0 | 0 | 0
878 |  | 356 | Overhead Conductors
879 |  |  |  | Demand | F12 |  | 0 | 0 | 0 | 0 | 0 | 0 | 0 | 0 | 0 | 1434
880 |  |  |  | Direct Assigned | A | 0 | 0 | 0 | 0 | 0 | 0 | 0 | 0 | 0 | 0
881 | [6 empty] | 0 | 0 | 0 | 0 | 0 | 0 | 0 | 0 | 0
882 |  | 357 | Underground Conduit
883 |  |  |  | Demand | F12 |  | 0 | 0 | 0 | 0 | 0 | 0 | 0 | 0 | 0 | 1440
884 |  |  |  | Direct Assigned | A | 0 | 0 | 0 | 0 | 0 | 0 | 0 | 0 | 0 | 0
885 | [6 empty] | 0 | 0 | 0 | 0 | 0 | 0 | 0 | 0 | 0
886 |  | 358 | Underground Conductors
887 |  |  |  | Demand | F12 |  | 0 | 0 | 0 | 0 | 0 | 0 | 0 | 0 | 0 | 1446
888 |  |  |  | Direct Assigned | A | 0 | 0 | 0 | 0 | 0 | 0 | 0 | 0 | 0 | 0
889 | [6 empty] | 0 | 0 | 0 | 0 | 0 | 0 | 0 | 0 | 0
890 |  | 359 | Roads and Trails
891 |  |  |  | Demand | F12 |  | 0 | 0 | 0 | 0 | 0 | 0 | 0 | 0 | 0 | 1452
892 |  |  |  | Direct Assigned | A | 0 | 0 | 0 | 0 | 0 | 0 | 0 | 0 | 0 | 0
893 | [6 empty] | 0 | 0 | 0 | 0 | 0 | 0 | 0 | 0 | 0
894
895 |  | T00 | Unclassified Trans Plant - Acct 300 |  | F10 |  | 0 | 0 | 0 | 0 | 0 | 0 | 0 | 0 | 0 | 1457
896 |  | TS0 | Unclassified Trans Sub - Acct 300 |  | F10 |  | 0 | 0 | 0 | 0 | 0 | 0 | 0 | 0 | 0 | 1461
897
898 |  | TOTAL TRANSMISSION PLANT |  |  |  |  | 0 | 0 | 0 | 0 | 0 | 0 | 0 | 0 | 0
899 |  | Distribution - METER - Unbundled |  |  |  |  | D: DISTRIBUTION PLANT
900 |  | A |  | B | C |  | D | E | F | G | H | I | J | K
901 |  | FERC ACCT |  | DESCRIPTION | COS Factor |  | Washington Jurisdiction Normalized | Residential Schedule 16 | Small General Service Schedule 24 | Large General Service < 1,000 kW Schedule 36 | Large General Service > 1,000 kW Schedule 48 | Large General Dedicated Facilities Schedule 48 | Agricultural Pumping Schedule 40 | Street & Area Lighting Sch. 15, 51-54, 57
902
903 |  | 360 | Land and Land Rights
904 |  |  |  | Demand Primary | F20A |  | 0 | 0 | 0 | 0 | 0 | 0 | 0 | 0 | 0 | 1467
905 |  |  |  | Assigned | A | 0 | 0 | 0 | 0 | 0 | 0 | 0 | 0 | 0 | 0
906 | [6 empty] | 0 | 0 | 0 | 0 | 0 | 0 | 0 | 0 | 0
907 |  | 361 | Structures and Improvements
908 |  |  |  | Demand Primary | F20 |  | 0 | 0 | 0 | 0 | 0 | 0 | 0 | 0 | 0 | 1473
909 |  |  |  | Assigned | A | 0 | 0 | 0 | 0 | 0 | 0 | 0 | 0 | 0 | 0
910 | [6 empty] | 0 | 0 | 0 | 0 | 0 | 0 | 0 | 0 | 0
911 |  | 362 | Station Equipment
912 |  |  |  | Demand Primary | F20A |  | 0 | 0 | 0 | 0 | 0 | 0 | 0 | 0 | 0 | 1479
913 |  |  |  | Assigned | A | 0 | 0 | 0 | 0 | 0 | 0 | 0 | 0 | 0 | 0
914 | [6 empty] | 0 | 0 | 0 | 0 | 0 | 0 | 0 | 0 | 0
915 |  | 364 | Poles, Towers & Fixtures
916 |  |  |  | Demand Primary | F20A | 0 | 0 | 0 | 0 | 0 | 0 | 0 | 0 | 0 | 0 | 1485
917 |  |  |  | Demand Secondary | F22 | 0 | 0 | 0 | 0 | 0 | 0 | 0 | 0 | 0 | 0
918 |  |  |  | Assigned | A | 0 | 0 | 0 | 0 | 0 | 0 | 0 | 0 | 0 | 0
919 | [6 empty] | 0 | 0 | 0 | 0 | 0 | 0 | 0 | 0 | 0
920 |  | 365 | Overhead Conductors
921 |  |  |  | Demand Primary | F20A | 0 | 0 | 0 | 0 | 0 | 0 | 0 | 0 | 0 | 0 | 1492
922 |  |  |  | Demand Secondary | F22 | 0 | 0 | 0 | 0 | 0 | 0 | 0 | 0 | 0 | 0
923 |  |  |  | Assigned | A | 0 | 0 | 0 | 0 | 0 | 0 | 0 | 0 | 0 | 0
924 | [6 empty] | 0 | 0 | 0 | 0 | 0 | 0 | 0 | 0 | 0
925 |  | 366 | Underground Conduit
926 |  |  |  | Demand Primary | F20A | 0 | 0 | 0 | 0 | 0 | 0 | 0 | 0 | 0 | 0 | 1499
927 |  |  |  | Demand Secondary | F22 | 0 | 0 | 0 | 0 | 0 | 0 | 0 | 0 | 0 | 0
928 |  |  |  | Assigned | A | 0 | 0 | 0 | 0 | 0 | 0 | 0 | 0 | 0 | 0
929 | [6 empty] | 0 | 0 | 0 | 0 | 0 | 0 | 0 | 0 | 0
930 |  | 367 | Underground Conductors
931 |  |  |  | Demand Primary | F20A | 0 | 0 | 0 | 0 | 0 | 0 | 0 | 0 | 0 | 0 | 1506
932 |  |  |  | Demand Secondary | F22 | 0 | 0 | 0 | 0 | 0 | 0 | 0 | 0 | 0 | 0
933 |  |  |  | Assigned | A | 0 | 0 | 0 | 0 | 0 | 0 | 0 | 0 | 0 | 0
934 | [6 empty] | 0 | 0 | 0 | 0 | 0 | 0 | 0 | 0 | 0
935 |  | 368 | Line Transformers
936 |  |  |  | Demand Secondary | F21 |  | 0 | 0 | 0 | 0 | 0 | 0 | 0 | 0 | 0 | 1513
937 |  |  |  | Assigned | A | 0 | 0 | 0 | 0 | 0 | 0 | 0 | 0 | 0 | 0
938 | [6 empty] | 0 | 0 | 0 | 0 | 0 | 0 | 0 | 0 | 0
939 |  | 369 | Services
940 |  |  |  | Customer | F70 |  | 0 | 0 | 0 | 0 | 0 | 0 | 0 | 0 | 0 | 1519
941 |  |  |  | Assigned | A | 0 | 0 | 0 | 0 | 0 | 0 | 0 | 0 | 0 | 0
942 | [6 empty] | 0 | 0 | 0 | 0 | 0 | 0 | 0 | 0 | 0
943 |  | 370 | Meters
944 |  |  |  | Customer | F60A |  | 0 | 0 | 0 | 0 | 0 | 0 | 0 | 0 | 0 | 1526
945 |  |  |  | Assigned | A | 0 | 0 | 0 | 0 | 0 | 0 | 0 | 0 | 0 | 0
946 | [6 empty] | 0 | 0 | 0 | 0 | 0 | 0 | 0 | 0 | 0
947 |  | 371 | Install on Customers' Premises
948 |  |  |  | Demand Primary | F20 | 0 | 0 | 0 | 0 | 0 | 0 | 0 | 0 | 0 | 0 | 1532
949 |  |  |  | Demand Secondary | F22 | 0 | 0 | 0 | 0 | 0 | 0 | 0 | 0 | 0 | 0
950 |  |  |  | Assigned | A | 0 | 0 | 0 | 0 | 0 | 0 | 0 | 0 | 0 | 0
951 | [6 empty] | 0 | 0 | 0 | 0 | 0 | 0 | 0 | 0 | 0
952 |  | 372 | Leased Property
953 |  |  |  | Demand Primary | F20 | 0 | 0 | 0 | 0 | 0 | 0 | 0 | 0 | 0 | 0 | 1539
954 |  |  |  | Demand Secondary | F22 | 0 | 0 | 0 | 0 | 0 | 0 | 0 | 0 | 0 | 0
955 |  |  |  | Assigned | A | 0 | 0 | 0 | 0 | 0 | 0 | 0 | 0 | 0 | 0
956 | [6 empty] | 0 | 0 | 0 | 0 | 0 | 0 | 0 | 0 | 0
957
958 |  | 373 | Street Lights |  | A | 0 | 0 | 0 | 0 | 0 | 0 | 0 | 0 | 0 | 0 | 1548
959
960
961 |  | D00 | Unclassified Dist Plant - Acct 300 |  | F22 |  | 0 | 0 | 0 | 0 | 0 | 0 | 0 | 0 | 0 | 1551
962 |  | DS0 | Unclassified Dist Sub - Acct 300 |  | F20 |  | 0 | 0 | 0 | 0 | 0 | 0 | 0 | 0 | 0 | 1555
963 |  | TOTAL DISTRIBUTION PLANT |  |  |  |  | 0 | 0 | 0 | 0 | 0 | 0 | 0 | 0 | 0
964
965 |  | Distribution - METER - Unbundled |  |  |  |  | DISTRIBUTION PLANT D: GENERAL PLANT
966
967 |  | A |  | B | C |  | D | E | F | G | H | I | J | K
968 |  | FERC ACCT |  | DESCRIPTION | COS Factor |  | Washington Jurisdiction Normalized | Residential Schedule 16 | Small General Service Schedule 24 | Large General Service < 1,000 kW Schedule 36 | Large General Service > 1,000 kW Schedule 48 | Large General Dedicated Facilities Schedule 48 | Agricultural Pumping Schedule 40 | Street & Area Lighting Sch. 15, 51-54, 57
969 |  | 389 | Land and Land Rights
970 |  |  |  | S | F107Co |  | 0 | 0 | 0 | 0 | 0 | 0 | 0 | 0 | 0 | 1562
971 |  |  |  | CN | F42 |  | 0 | 0 | 0 | 0 | 0 | 0 | 0 | 0 | 0 | 1563
972 |  |  |  | DGU | F105Co |  | 0 | 0 | 0 | 0 | 0 | 0 | 0 | 0 | 0 | 1564
973 |  |  |  | SG/CAGE/CAGW | F105Co |  | 0 | 0 | 0 | 0 | 0 | 0 | 0 | 0 | 0 | 1565
974 |  |  |  | SO | F102Co |  | 0 | 0 | 0 | 0 | 0 | 0 | 0 | 0 | 0 | 1566
975 |  |  | Total Land & Land Rights |  |  |  | 0 | 0 | 0 | 0 | 0 | 0 | 0 | 0 | 0
976
977 |  | 390 | Structures and Improvements
978 |  |  |  | S | F107Co |  | 0 | 0 | 0 | 0 | 0 | 0 | 0 | 0 | 0 | 1570
979 |  |  |  | DGP | F105Co |  | 0 | 0 | 0 | 0 | 0 | 0 | 0 | 0 | 0 | 1571
980 |  |  |  | DGU | F105Co |  | 0 | 0 | 0 | 0 | 0 | 0 | 0 | 0 | 0 | 1572
981 |  |  |  | CN | F42 |  | 0 | 0 | 0 | 0 | 0 | 0 | 0 | 0 | 0 | 1573
982 |  |  |  | SG/CAGE/CAGW | F105Co |  | 0 | 0 | 0 | 0 | 0 | 0 | 0 | 0 | 0 | 1574
983 |  |  |  | JBG | F105Co |  | 0 | 0 | 0 | 0 | 0 | 0 | 0 | 0 | 0 | 1575
984 |  |  |  | SO | F102Co |  | 0 | 0 | 0 | 0 | 0 | 0 | 0 | 0 | 0 | 1576
985
986 |  |  | Total Structures and Improvements |  |  |  | 0 | 0 | 0 | 0 | 0 | 0 | 0 | 0 | 0
987
988 |  | 391 | Office Furniture & Equipment
989 |  |  |  | S | F107Co |  | 0 | 0 | 0 | 0 | 0 | 0 | 0 | 0 | 0 | 1580
990 |  |  |  | SGP | F105Co |  | 0 | 0 | 0 | 0 | 0 | 0 | 0 | 0 | 0 | 1581
991 |  |  |  | SGU | F105Co |  | 0 | 0 | 0 | 0 | 0 | 0 | 0 | 0 | 0 | 1582
992 |  |  |  | CN | F42 |  | 0 | 0 | 0 | 0 | 0 | 0 | 0 | 0 | 0 | 1583
993 |  |  |  | SG/CAGE/CAGW | F105Co |  | 0 | 0 | 0 | 0 | 0 | 0 | 0 | 0 | 0 | 1584
994 |  |  |  | SE | F10 |  | 0 | 0 | 0 | 0 | 0 | 0 | 0 | 0 | 0 | 1585
995 |  |  |  | SO | F102Co |  | 0 | 0 | 0 | 0 | 0 | 0 | 0 | 0 | 0 | 1586
996 |  |  |  | JBG | F105Co |  | 0 | 0 | 0 | 0 | 0 | 0 | 0 | 0 | 0 | 1587
997 |  |  |  | JBE | F10 |  | 0 | 0 | 0 | 0 | 0 | 0 | 0 | 0 | 0 | 1588
998 |  |  | Total Office Furniture & Equipment |  |  |  | 0 | 0 | 0 | 0 | 0 | 0 | 0 | 0 | 0
999
1000 |  | 392 | Transportation Equipment
1001 |  |  |  | S | F107Co |  | 0 | 0 | 0 | 0 | 0 | 0 | 0 | 0 | 0 | 1592
1002 |  |  |  | SO | F102Co |  | 0 | 0 | 0 | 0 | 0 | 0 | 0 | 0 | 0 | 1593
1003 |  |  |  | SG/CAGE/CAGW | F105Co |  | 0 | 0 | 0 | 0 | 0 | 0 | 0 | 0 | 0 | 1594
1004 |  |  |  | CN | F42 |  | 0 | 0 | 0 | 0 | 0 | 0 | 0 | 0 | 0 | 1595
1005 |  |  |  | SG-U | F105Co |  | 0 | 0 | 0 | 0 | 0 | 0 | 0 | 0 | 0 | 1596
1006 |  |  |  | SE | F10 |  | 0 | 0 | 0 | 0 | 0 | 0 | 0 | 0 | 0 | 1597
1007 |  |  |  | SGP | F105Co |  | 0 | 0 | 0 | 0 | 0 | 0 | 0 | 0 | 0 | 1598
1008 |  |  |  | JBG | F105Co |  | 0 | 0 | 0 | 0 | 0 | 0 | 0 | 0 | 0 | 1599
1009 |  |  |  | CAGE | F10 |  | 0 | 0 | 0 | 0 | 0 | 0 | 0 | 0 | 0 | 1600
1010 |  |  | Total Transportation Equipment |  |  |  | 0 | 0 | 0 | 0 | 0 | 0 | 0 | 0 | 0
1011
1012 |  | 393 | Stores Equipment
1013 |  |  |  | S | F107Co |  | 0 | 0 | 0 | 0 | 0 | 0 | 0 | 0 | 0 | 1604
1014 |  |  |  | SG-P | F105Co |  | 0 | 0 | 0 | 0 | 0 | 0 | 0 | 0 | 0 | 1605
1015 |  |  |  | SG-U | F105Co |  | 0 | 0 | 0 | 0 | 0 | 0 | 0 | 0 | 0 | 1606
1016 |  |  |  | SO | F102Co |  | 0 | 0 | 0 | 0 | 0 | 0 | 0 | 0 | 0 | 1607
1017 |  |  |  | SG/CAGE/CAGW | F105Co |  | 0 | 0 | 0 | 0 | 0 | 0 | 0 | 0 | 0 | 1608
1018 |  |  |  | JBG | F105Co |  | 0 | 0 | 0 | 0 | 0 | 0 | 0 | 0 | 0 | 1609
1019 |  |  | Total Stores Equipment |  |  |  | 0 | 0 | 0 | 0 | 0 | 0 | 0 | 0 | 0 | 1610
1020
1021 |  | 394 | Tools, Shop & Garage Equipment
1022 |  |  |  | S | F107Co |  | 0 | 0 | 0 | 0 | 0 | 0 | 0 | 0 | 0 | 1613
1023 |  |  |  | SG-P | F105Co |  | 0 | 0 | 0 | 0 | 0 | 0 | 0 | 0 | 0 | 1614
1024 |  |  |  | SG/CAGE/CAGW | F105Co |  | 0 | 0 | 0 | 0 | 0 | 0 | 0 | 0 | 0 | 1615
1025 |  |  |  | SO | F102Co |  | 0 | 0 | 0 | 0 | 0 | 0 | 0 | 0 | 0 | 1616
1026 |  |  |  | SE | F10 |  | 0 | 0 | 0 | 0 | 0 | 0 | 0 | 0 | 0 | 1617
1027 |  |  |  | SG-U | F105Co |  | 0 | 0 | 0 | 0 | 0 | 0 | 0 | 0 | 0 | 1618
1028 |  |  |  | JBG | F105Co |  | 0 | 0 | 0 | 0 | 0 | 0 | 0 | 0 | 0 | 1619
1029 |  |  |  | CAGE | F102Co |  | 0 | 0 | 0 | 0 | 0 | 0 | 0 | 0 | 0 | 1620
1030 |  |  | Total Tools, Shop & Garage Equipment |  |  |  | 0 | 0 | 0 | 0 | 0 | 0 | 0 | 0 | 0
1031
1032 |  | 395 | Laboratory Equipment
1033 |  |  |  | S | F107Co |  | 0 | 0 | 0 | 0 | 0 | 0 | 0 | 0 | 0 | 1624
1034 |  |  |  | SGP | F105Co |  | 0 | 0 | 0 | 0 | 0 | 0 | 0 | 0 | 0 | 1625
1035 |  |  |  | SGU | F105Co |  | 0 | 0 | 0 | 0 | 0 | 0 | 0 | 0 | 0 | 1626
1036 |  |  |  | SO | F102Co |  | 0 | 0 | 0 | 0 | 0 | 0 | 0 | 0 | 0 | 1627
1037 |  |  |  | SE | F10 |  | 0 | 0 | 0 | 0 | 0 | 0 | 0 | 0 | 0 | 1628
1038 |  |  |  | SG/CAGE/CAGW | F105Co |  | 0 | 0 | 0 | 0 | 0 | 0 | 0 | 0 | 0 | 1629
1039 |  |  |  | JBG | F105Co |  | 0 | 0 | 0 | 0 | 0 | 0 | 0 | 0 | 0 | 1630
1040 |  |  |  | CAGE | F102Co |  | 0 | 0 | 0 | 0 | 0 | 0 | 0 | 0 | 0 | 1631
1041 |  |  | Total Laboratory Equipment |  |  |  | 0 | 0 | 0 | 0 | 0 | 0 | 0 | 0 | 0
1042
1043 |  | 396 | Power Operated Equipment
1044 |  |  |  | S | F107Co |  | 0 | 0 | 0 | 0 | 0 | 0 | 0 | 0 | 0 | 1635
1045 |  |  |  | SG-P | F105Co |  | 0 | 0 | 0 | 0 | 0 | 0 | 0 | 0 | 0 | 1636
1046 |  |  |  | SG/CAGE/CAGW | F105Co |  | 0 | 0 | 0 | 0 | 0 | 0 | 0 | 0 | 0 | 1637
1047 |  |  |  | SO | F102Co |  | 0 | 0 | 0 | 0 | 0 | 0 | 0 | 0 | 0 | 1638
1048 |  |  |  | SG-U | F105Co |  | 0 | 0 | 0 | 0 | 0 | 0 | 0 | 0 | 0 | 1639
1049 |  |  |  | SE | F10 |  | 0 | 0 | 0 | 0 | 0 | 0 | 0 | 0 | 0 | 1640
1050 |  |  |  | JBG | F105Co |  | 0 | 0 | 0 | 0 | 0 | 0 | 0 | 0 | 0 | 1641
1051 |  |  |  | CAGE | F102Co |  | 0 | 0 | 0 | 0 | 0 | 0 | 0 | 0 | 0 | 1642
1052 |  |  | Total Power Operated Equipment |  |  |  | 0 | 0 | 0 | 0 | 0 | 0 | 0 | 0 | 0
1053
1054 |  | 397 | Communication Equipment
1055 |  |  |  | S | F107Co |  | 0 | 0 | 0 | 0 | 0 | 0 | 0 | 0 | 0 | 1646
1056 |  |  |  | SGP | F105Co |  | 0 | 0 | 0 | 0 | 0 | 0 | 0 | 0 | 0 | 1647
1057 |  |  |  | SGU | F105Co |  | 0 | 0 | 0 | 0 | 0 | 0 | 0 | 0 | 0 | 1648
1058 |  |  |  | SO | F102Co |  | 0 | 0 | 0 | 0 | 0 | 0 | 0 | 0 | 0 | 1649
1059 |  |  |  | CN | F42 |  | 0 | 0 | 0 | 0 | 0 | 0 | 0 | 0 | 0 | 1650
1060 |  |  |  | SG/CAGE/CAGW | F105Co |  | 0 | 0 | 0 | 0 | 0 | 0 | 0 | 0 | 0 | 1651
1061 |  |  |  | SE | F10 |  | 0 | 0 | 0 | 0 | 0 | 0 | 0 | 0 | 0 | 1652
1062 |  |  |  | JBG | F105Co |  | 0 | 0 | 0 | 0 | 0 | 0 | 0 | 0 | 0 | 1653
|  |  |  | CAGE | F105Co |  | 0 | 0 | 0 | 0 | 0 | 0 | 0 | 0 | 0 | 1654
1064 |  |  |  | CAGE | F105Co |  | 0 | 0 | 0 | 0 | 0 | 0 | 0 | 0 | 0 | 1655
1065 |  |  | Total Communication Equipment |  |  |  | 0 | 0 | 0 | 0 | 0 | 0 | 0 | 0 | 0
1066
1067 |  | Distribution - METER - Unbundled |  |  |  |  | D: GENERAL PLANT
1068
1069 |  | A |  | B | C |  | D | E | F | G | H | I | J | K
1070 |  | FERC ACCT |  | DESCRIPTION | COS Factor |  | Washington Jurisdiction Normalized | Residential Schedule 16 | Small General Service Schedule 24 | Large General Service < 1,000 kW Schedule 36 | Large General Service > 1,000 kW Schedule 48 | Large General Dedicated Facilities Schedule 48 | Agricultural Pumping Schedule 40 | Street & Area Lighting Sch. 15, 51-54, 57
1071 |  | 398 | Misc. Equipment
1072 |  |  |  | S | F107Co |  | 0 | 0 | 0 | 0 | 0 | 0 | 0 | 0 | 0 | 1659
1073 |  |  |  | SGP | F105Co |  | 0 | 0 | 0 | 0 | 0 | 0 | 0 | 0 | 0 | 1660
1074 |  |  |  | SGU | F105Co |  | 0 | 0 | 0 | 0 | 0 | 0 | 0 | 0 | 0 | 1661
|  |  |  | CN | F42 |  | 0 | 0 | 0 | 0 | 0 | 0 | 0 | 0 | 0 | 1662
1076 |  |  |  | SO | F102Co |  | 0 | 0 | 0 | 0 | 0 | 0 | 0 | 0 | 0 | 1663
1077 |  |  |  | SE | F10 |  | 0 | 0 | 0 | 0 | 0 | 0 | 0 | 0 | 0 | 1664
1078 |  |  |  | SG | F105Co |  | 0 | 0 | 0 | 0 | 0 | 0 | 0 | 0 | 0 | 1665
1079 |  |  |  | JBG | F105Co |  | 0 | 0 | 0 | 0 | 0 | 0 | 0 | 0 | 0 | 1666
1080 |  |  | Total Misc. Equipment |  |  |  | 0 | 0 | 0 | 0 | 0 | 0 | 0 | 0 | 0
1081
1082 |  | 399 | Coal Mine |  | F10 |  | 0 | 0 | 0 | 0 | 0 | 0 | 0 | 0 | 0 | 1674
1083 |  | 399L | WIDCO Capital Lease |  | F10 |  | 0 | 0 | 0 | 0 | 0 | 0 | 0 | 0 | 0 | 1677
1084 |  |  | Remove Capital Lease |  | F10 |  | 0 | 0 | 0 | 0 | 0 | 0 | 0 | 0 | 0 | 1680
1085
1086 |  | 390L | General Capital Lease
1087 |  |  |  | S | F10 |  | 0 | 0 | 0 | 0 | 0 | 0 | 0 | 0 | 0 | 1685
1088 |  |  |  | SG | F10 |  | 0 | 0 | 0 | 0 | 0 | 0 | 0 | 0 | 0 | 1686
1089 |  |  |  | SO-U | F10 |  | 0 | 0 | 0 | 0 | 0 | 0 | 0 | 0 | 0 | 1687
1091 |  |  | Remove Capital Lease |  |  |  | 0 | 0 | 0 | 0 | 0 | 0 | 0 | 0
1092
1093 |  | 392L | General Vehicles Capital Lease |  | F10 |  | 0 | 0 | 0 | 0 | 0 | 0 | 0 | 0 | 0 | 1694
1094 |  |  | Remove Capital Lease |  | F10 |  | 0 | 0 | 0 | 0 | 0 | 0 | 0 | 0 | 0 | 1697
1095
1096 |  | G00 | Unclassified Gen Plant - Acct 300 |  | F102Co |  | 0 | 0 | 0 | 0 | 0 | 0 | 0 | 0 | 0 | 1707
1097 |  | GV0 | Unclassified Gen Veh - Acct 300 |  | F102Co |  | 0 | 0 | 0 | 0 | 0 | 0 | 0 | 0 | 0 | 1715
1098
1099 |  | TOTAL GENERAL PLANT |  |  |  |  | 0 | 0 | 0 | 0 | 0 | 0 | 0 | 0 | 0
1100
1101
1102
1103 | [6 empty] | D: INTANGIBLE PLANT
1104
1105 |  | 301 | Organization
1106 |  |  |  | S | F107Co |  | 0 | 0 | 0 | 0 | 0 | 0 | 0 | 0 | 0 | 1720
1107 |  |  |  | SO | F102Co |  | 0 | 0 | 0 | 0 | 0 | 0 | 0 | 0 | 0 | 1721
1108 |  |  |  | SG/CAGE/CAGW | F105Co |  | 0 | 0 | 0 | 0 | 0 | 0 | 0 | 0 | 0 | 1722
1109 |  |  | Total Organization |  |  |  | 0 | 0 | 0 | 0 | 0 | 0 | 0 | 0 | 0
1110
1111 |  | 302 | Franchise & Consent
1112 |  |  |  | S | F107Co |  | 0 | 0 | 0 | 0 | 0 | 0 | 0 | 0 | 0 | 1725
1113 |  |  |  | SG/CAGE/CAGW | F105Co |  | 0 | 0 | 0 | 0 | 0 | 0 | 0 | 0 | 0 | 1726
1114 |  |  |  | DGP | F105Co |  | 0 | 0 | 0 | 0 | 0 | 0 | 0 | 0 | 0 | 1727
1115 |  |  |  | DGU | F105Co |  | 0 | 0 | 0 | 0 | 0 | 0 | 0 | 0 | 0 | 1728
1116 |  |  | Total Franchise & Consent |  |  |  | 0 | 0 | 0 | 0 | 0 | 0 | 0 | 0 | 0
1117
1118 |  | 303 | Miscellaneous Intangible Plant
1119 |  |  |  | S | F107Co |  | 0 | 0 | 0 | 0 | 0 | 0 | 0 | 0 | 0 | 1732
1120 |  |  |  | SG/CAGW | F105Co |  | 0 | 0 | 0 | 0 | 0 | 0 | 0 | 0 | 0 | 1733
1121 |  |  |  | SO | F102Co |  | 0 | 0 | 0 | 0 | 0 | 0 | 0 | 0 | 0 | 1734
1122 |  |  |  | SE | F105Co |  | 0 | 0 | 0 | 0 | 0 | 0 | 0 | 0 | 0 | 1735
1123 |  |  |  | CN | F42 |  | 0 | 0 | 0 | 0 | 0 | 0 | 0 | 0 | 0 | 1736
1124 |  |  |  | DGU | F10 |  | 0 | 0 | 0 | 0 | 0 | 0 | 0 | 0 | 0 | 1737
1125 |  |  |  | DGP | F105Co |  | 0 | 0 | 0 | 0 | 0 | 0 | 0 | 0 | 0 | 1738
1126 |  |  |  | JBG | F105Co |  | 0 | 0 | 0 | 0 | 0 | 0 | 0 | 0 | 0 | 1739
1127 |  |  | Total Miscellaneous Intangible Plant |  |  |  | 0 | 0 | 0 | 0 | 0 | 0 | 0 | 0 | 0
1128
1129 |  | I00 | Unclass Intangible Plant - Acct 300 |  | F102Co |  | 0 | 0 | 0 | 0 | 0 | 0 | 0 | 0 | 0 | 1750
1130
1131 |  | TOTAL INTANGIBLE PLANT |  |  |  |  | 0 | 0 | 0 | 0 | 0 | 0 | 0 | 0 | 0
1132
1133
1134 |  | TOTAL ELECTRIC PLANT IN SERVICE |  |  |  |  | 0 | 0 | 0 | 0 | 0 | 0 | 0 | 0 | 0
1135
1136
1137 |  | Distribution - METER - Unbundled |  |  |  |  | D: MISC RATE BASE
1138
1139 |  | A |  | B | C |  | D | E | F | G | H | I | J | K
1140 |  | FERC ACCT |  | DESCRIPTION | COS Factor |  | Washington Jurisdiction Normalized | Residential Schedule 16 | Small General Service Schedule 24 | Large General Service < 1,000 kW Schedule 36 | Large General Service > 1,000 kW Schedule 48 | Large General Dedicated Facilities Schedule 48 | Agricultural Pumping Schedule 40 | Street & Area Lighting Sch. 15, 51-54, 57
1141 |  | 105 | Plant Held For Future Use
1142 |  |  |  | S | F20 |  | 0 | 0 | 0 | 0 | 0 | 0 | 0 | 0 | 0 | 1758
1143 |  |  |  | SG/CAGE/CAGW | F10 |  | 0 | 0 | 0 | 0 | 0 | 0 | 0 | 0 | 0 | 1759
1144 |  |  |  | DNPT | F10 |  | 0 | 0 | 0 | 0 | 0 | 0 | 0 | 0 | 0 | 1760
1145 |  |  |  | DNPPOP | F10 |  | 0 | 0 | 0 | 0 | 0 | 0 | 0 | 0 | 0 | 1761
1146 |  |  |  | SE/CAEE/CAEW | F10 |  | 0 | 0 | 0 | 0 | 0 | 0 | 0 | 0 | 0 | 1762
1147 |  |  |  | DNPG | F102 |  | 0 | 0 | 0 | 0 | 0 | 0 | 0 | 0 | 0 | 1763
1148 |  |  | Total Plant Held For Future Use |  |  |  | 0 | 0 | 0 | 0 | 0 | 0 | 0 | 0 | 0
1149
1150 |  | 114 | Electric Plant Acquisition Adjust |  | F10 |  | 0 | 0 | 0 | 0 | 0 | 0 | 0 | 0 | 0 | 1770
1151
1152 |  | 128 | Pensions |  | F102Co |  | 0 | 0 | 0 | 0 | 0 | 0 | 0 | 0 | 0 | 1774
1153
1154 |  | 124 | Weatherization |  | F10 |  | 6334.9556 | 2680.2752 | 836.859 | 1414.9471 | 598.2286 | 544.7092 | 249.7116 | 10.2249 | 0 | 1796
1155
1156 |  | 151 | Fuel Stock |  | F10 |  | 0 | 0 | 0 | 0 | 0 | 0 | 0 | 0 | 0 | 1799
1157 |  |  |  | JBG | F10 |  | 0 | 0 | 0 | 0 | 0 | 0 | 0 | 0 | 0 | 1800
1158 |  |  |  | Total Fuel Stock |  |  | 0 | 0 | 0 | 0 | 0 | 0 | 0 | 0 | 0
1159
1160 |  | 152 | Fuel Stock - Undistributed |  | F10 |  | 0 | 0 | 0 | 0 | 0 | 0 | 0 | 0 | 0 | 1805
1161
1162 |  | 25316 | DG&T Working Capital Deposit |  | F10 |  | 0 | 0 | 0 | 0 | 0 | 0 | 0 | 0 | 0 | 1810
1163
1164 |  | 25317 | DG&T Working Capital Deposit |  | F10 |  | 0 | 0 | 0 | 0 | 0 | 0 | 0 | 0 | 0 | 1814
1165
1166 |  | 25319 | Provo Working Capital Deposit |  | F10 |  | 0 | 0 | 0 | 0 | 0 | 0 | 0 | 0 | 0 | 1818
1167
1168 |  | 154 | Materials and Supplies |  | F102Co |  | 0 | 0 | 0 | 0 | 0 | 0 | 0 | 0 | 0 | 1823
1169 |  |  |  | SG/CAGE/CAGW | F102Co |  | 0 | 0 | 0 | 0 | 0 | 0 | 0 | 0 | 0 | 1824
1170 |  |  |  | SE/CAEE/CAEW | F102Co |  | 0 | 0 | 0 | 0 | 0 | 0 | 0 | 0 | 0 | 1825
1171 |  |  |  | SO | F102Co |  | 0 | 0 | 0 | 0 | 0 | 0 | 0 | 0 | 0 | 1826
1172 |  |  |  | DNPPS | F102Co |  | 0 | 0 | 0 | 0 | 0 | 0 | 0 | 0 | 0 | 1827
1173 |  |  |  | DNPPH | F102Co |  | 0 | 0 | 0 | 0 | 0 | 0 | 0 | 0 | 0 | 1828
1174 |  |  |  | DNPD | F102Co |  | 0 | 0 | 0 | 0 | 0 | 0 | 0 | 0 | 0 | 1829
1175 |  |  |  | DNPT | F102Co |  | 0 | 0 | 0 | 0 | 0 | 0 | 0 | 0 | 0 | 1830
1176 |  |  |  | DGU | F102Co |  | 0 | 0 | 0 | 0 | 0 | 0 | 0 | 0 | 0 | 1831
1177 |  |  |  | DGP | F102Co |  | 0 | 0 | 0 | 0 | 0 | 0 | 0 | 0 | 0 | 1832
1178 |  |  |  | JBG | F10 |  | 0 | 0 | 0 | 0 | 0 | 0 | 0 | 0 | 0 | 1833
1179 |  |  |  | SNPP | F102Co |  | 0 | 0 | 0 | 0 | 0 | 0 | 0 | 0 | 0 | 1834
1180 |  |  |  | CAGE | F102Co |  | 0 | 0 | 0 | 0 | 0 | 0 | 0 | 0 | 0 | 1835
1181 |  |  | Total Materials and Supplies |  |  |  | 0 | 0 | 0 | 0 | 0 | 0 | 0 | 0 | 0
1182
1183 |  | 163 | Stores Expense Undistributed |  | F102Co |  | 0 | 0 | 0 | 0 | 0 | 0 | 0 | 0 | 0 | 1839
1184
1185 |  | 25318 | Provo Working Capital Deposit |  | F102Co |  | 0 | 0 | 0 | 0 | 0 | 0 | 0 | 0 | 0 | 1844
1186
1187 |  | 165 | Prepayments |  | F102Co |  | 0 | 0 | 0 | 0 | 0 | 0 | 0 | 0 | 0 | 1851
1188 |  |  |  | GPS | F42 |  | 0 | 0 | 0 | 0 | 0 | 0 | 0 | 0 | 0 | 1852
1189 |  |  |  | SG | F102Co |  | 0 | 0 | 0 | 0 | 0 | 0 | 0 | 0 | 0 | 1853
1190 |  |  |  | SE | F102Co |  | 0 | 0 | 0 | 0 | 0 | 0 | 0 | 0 | 0 | 1854
1191 |  |  |  | SO | F102Co |  | 0 | 0 | 0 | 0 | 0 | 0 | 0 | 0 | 0 | 1855
1192 |  |  |  | Total Prepayments |  |  | 0 | 0 | 0 | 0 | 0 | 0 | 0 | 0 | 0
1193
1194 |  | 182 | Misc Regulatory Assets |  | F102Co |  | 0 | 0 | 0 | 0 | 0 | 0 | 0 | 0 | 0 | 1859
1195 |  |  |  | SG/CAGW | F102Co |  | 0 | 0 | 0 | 0 | 0 | 0 | 0 | 0 | 0 | 1860
1196 |  |  |  | CAGE | F102Co |  | 0 | 0 | 0 | 0 | 0 | 0 | 0 | 0 | 0 | 1861
1197 |  |  |  | CAEW | F102Co |  | 0 | 0 | 0 | 0 | 0 | 0 | 0 | 0 | 0 | 1862
1198 |  |  |  | CAEE | F10 |  | 0 | 0 | 0 | 0 | 0 | 0 | 0 | 0 | 0 | 1863
1199 |  |  |  | SE | F102Co |  | 0 | 0 | 0 | 0 | 0 | 0 | 0 | 0 | 0 | 1864
1200 |  |  |  | SO | F102Co |  | 0 | 0 | 0 | 0 | 0 | 0 | 0 | 0 | 0 | 1865
1201 |  |  |  | Total Misc Regulatory Assets |  |  | 0 | 0 | 0 | 0 | 0 | 0 | 0 | 0 | 0
1202
1203 |  | 186 | Misc Deferred Debits |  | F102Co |  | 0 | 0 | 0 | 0 | 0 | 0 | 0 | 0 | 0 | 1869
1204 |  |  |  | CAEW | F102Co |  | 0 | 0 | 0 | 0 | 0 | 0 | 0 | 0 | 0 | 1870
1205 |  |  |  | CAEE | F102Co |  | 0 | 0 | 0 | 0 | 0 | 0 | 0 | 0 | 0 | 1871
1206 |  |  |  | SG | F102Co |  | 0 | 0 | 0 | 0 | 0 | 0 | 0 | 0 | 0 | 1872
1207 |  |  |  | SO | F102Co |  | -2.4996e-12 | -1.1814e-12 | -3.5608e-13 | -4.8344e-13 | -2.0196e-13 | -1.5534e-13 | -1.0971e-13 | -1.1735e-14 | 0 | 1873
1208 |  |  |  | SE | F10 |  | 0 | 0 | 0 | 0 | 0 | 0 | 0 | 0 | 0 | 1874
1209 |  |  |  | JBE | F102Co |  | 0 | 0 | 0 | 0 | 0 | 0 | 0 | 0 | 0 | 1875
1210 |  |  |  | EXCTAX | F102Co |  | 0 | 0 | 0 | 0 | 0 | 0 | 0 | 0 | 0 | 1876
1211 |  |  |  | Total Misc Deferred Debits |  |  | -2.4996e-12 | -1.1814e-12 | -3.5608e-13 | -4.8344e-13 | -2.0196e-13 | -1.5534e-13 | -1.0971e-13 | -1.1735e-14 | 0
1212
1213 |  | CWC | Cash Working Capital |  | F137Co |  | 29192135.1756 | 13664032.0916 | 4183922.8866 | 5708855.3131 | 2383302.2355 | 1851145.1072 | 1255400.1883 | 145477.3532 | 0 | 1884
1214
1215 |  | OWC | Other Working Capital |  | F137Co |  | 0 | 0 | 0 | 0 | 0 | 0 | 0 | 0 | 0 | 1897
1216 |  |  |  | Total Other Working Capital |  |  | 0 | 0 | 0 | 0 | 0 | 0 | 0 | 0 | 0
1217
1218 |  | 18222 | Nuclear Plant |  | F10 |  | 0 | 0 | 0 | 0 | 0 | 0 | 0 | 0 | 0 | 1911
1219
1220 |  | 1869 | Misc Deferred Debits-Trojan |  | F10 |  | 0 | 0 | 0 | 0 | 0 | 0 | 0 | 0 | 0 | 1916
1221
1222 |  | 141 | Impact Housing - Notes Receivable |  | F10 |  | 0 | 0 | 0 | 0 | 0 | 0 | 0 | 0 | 0 | 1919
1223 |  | TOTAL RATE BASE ADDITIONS |  |  |  |  | 29198470.1312 | 13666712.3669 | 4184759.7457 | 5710270.2602 | 2383900.4641 | 1851689.8164 | 1255649.8999 | 145487.578 | 0
1224
1225 |  | Distribution - METER - Unbundled
1226
1227 |  | A |  | B | C |  | D | E | F | G | H | I | J | K
1228 |  | FERC ACCT |  | DESCRIPTION | COS Factor |  | Washington Jurisdiction Normalized | Residential Schedule 16 | Small General Service Schedule 24 | Large General Service < 1,000 kW Schedule 36 | Large General Service > 1,000 kW Schedule 48 | Large General Dedicated Facilities Schedule 48 | Agricultural Pumping Schedule 40 | Street & Area Lighting Sch. 15, 51-54, 57
1229
1230 |  | 235 | Customer Service Deposits |  | F51 |  | 0 | 0 | 0 | 0 | 0 | 0 | 0 | 0 | 0 | 1931
1231
1232 |  | 2281 | Accum Prov for Property Insurance |  | F102Co |  | 0 | 0 | 0 | 0 | 0 | 0 | 0 | 0 | 0 | 1935
1233
1234 |  | 2282 | Accum Prov for Injuries & Damages |  | F102Co |  | 0 | 0 | 0 | 0 | 0 | 0 | 0 | 0 | 0 | 1939
1235
1236 |  | 2283 | Accum Prov for Pension & Benefits |  | F102Co |  | 0 | 0 | 0 | 0 | 0 | 0 | 0 | 0 | 0 | 1944
1237
1238 |  | 254 | Reg Liabilities - Insurance Provision |  | F10 |  | 0 | 0 | 0 | 0 | 0 | 0 | 0 | 0 | 0 | 1950
1239
1240 |  | 22844 | Accum Hydro Relicensing Obligation |  | F10 |  | 0 | 0 | 0 | 0 | 0 | 0 | 0 | 0 | 0 | 1954
1241
1242
1243 |  | 22842 | Accum Misc Oper Prov - Trojan |  | F10 |  | 0 | 0 | 0 | 0 | 0 | 0 | 0 | 0 | 0 | 1959
1244
1245 |  | 252 | Customer Advances for Const |  | F50 |  | 0 | 0 | 0 | 0 | 0 | 0 | 0 | 0 | 0 | 1967
1246
1247 |  | 25398 | SO2 Emissions |  | F10 |  | 0 | 0 | 0 | 0 | 0 | 0 | 0 | 0 | 0 | 1970
1248
1249 |  | 25399 | Other Deferred Credits |  | F10 |  | 0 | 0 | 0 | 0 | 0 | 0 | 0 | 0 | 0 | 1979
1250
1251 |  | 190 | Accum Deferred Income Taxes |  | F104Co |  | 0 | 0 | 0 | 0 | 0 | 0 | 0 | 0 | 0 | 1982
1252 |  |  |  | SG/CAGW | F104Co |  | 0 | 0 | 0 | 0 | 0 | 0 | 0 | 0 | 0 | 1983
1253 |  |  |  | DOP | F138Co |  | 0.0055649 | 0.0026048 | 0.00079758 | 0.0010883 | 0.00045433 | 0.00035288 | 0.00023932 | 2.7732e-05 | 0 | 1984
1254 |  |  |  | CN | F104Co |  | 0 | 0 | 0 | 0 | 0 | 0 | 0 | 0 | 0 | 1985
1255 |  |  |  | BADDEBT | F42 |  | 0 | 0 | 0 | 0 | 0 | 0 | 0 | 0 | 0 | 1986
1256 |  |  |  | JBG | F104Co |  | 0 | 0 | 0 | 0 | 0 | 0 | 0 | 0 | 0 | 1987
1257 |  |  |  | JBE | F104Co |  | 0 | 0 | 0 | 0 | 0 | 0 | 0 | 0 | 0 | 1988
1258 |  |  |  | SE/CAEW | F104Co |  | 0 | 0 | 0 | 0 | 0 | 0 | 0 | 0 | 0 | 1989
1259 |  |  |  | SNP | F104Co |  | 0 | 0 | 0 | 0 | 0 | 0 | 0 | 0 | 0 | 1990
1260 |  |  |  | SNPD | F104Co |  | 0 | 0 | 0 | 0 | 0 | 0 | 0 | 0 | 0 | 1991
1261 |  |  |  | Total Accum Deferred Income Taxes |  |  | 0.0055649 | 0.0026048 | 0.00079758 | 0.0010883 | 0.00045433 | 0.00035288 | 0.00023932 | 2.7732e-05 | 0
1262
1263 |  | 281 | Accum Deferred Income Taxes |  | F104Co |  | 0 | 0 | 0 | 0 | 0 | 0 | 0 | 0 | 0 | 1998
1264
1265 |  | 282 | Accum Deferred Income Taxes |  | F104Co |  | 0 | 0 | 0 | 0 | 0 | 0 | 0 | 0 | 0 | 2001
1266 |  |  |  |  | F104Co |  | 0 | 0 | 0 | 0 | 0 | 0 | 0 | 0 | 0 | 2002
1267 |  |  |  |  | F104Co |  | 0 | 0 | 0 | 0 | 0 | 0 | 0 | 0 | 0 | 2003
1268 |  |  |  |  | F104Co |  | 0 | 0 | 0 | 0 | 0 | 0 | 0 | 0 | 0 | 2004
1269 |  |  |  |  | F104Co |  | 0 | 0 | 0 | 0 | 0 | 0 | 0 | 0 | 0 | 2005
1270 |  |  |  | DITBAL | F104Co |  | 0 | 0 | 0 | 0 | 0 | 0 | 0 | 0 | 0 | 2006
1271 |  |  |  | DGP | F42 |  | 0 | 0 | 0 | 0 | 0 | 0 | 0 | 0 | 0 | 2007
1272 |  |  |  | SO | F138Co |  | -16162.906 | -7565.4098 | -2316.5264 | -3160.8408 | -1319.5708 | -1024.9296 | -695.0816 | -80.5469 | 0 | 2008
1273 |  |  |  | JBE | F104Co |  | 0 | 0 | 0 | 0 | 0 | 0 | 0 | 0 | 0 | 2009
1274 |  |  |  | SE | F104Co |  | 0 | 0 | 0 | 0 | 0 | 0 | 0 | 0 | 0 | 2010
1275 |  |  |  | SG | F104Co |  | 0 | 0 | 0 | 0 | 0 | 0 | 0 | 0 | 0 | 2011
1276 |  |  |  | Total Accum Deferred Income Taxes |  |  | -16162.906 | -7565.4098 | -2316.5264 | -3160.8408 | -1319.5708 | -1024.9296 | -695.0816 | -80.5469 | 0
1277
1278
1279 |  | 283 | Accum Deferred Income Taxes |  | F104Co |  | 0 | 0 | 0 | 0 | 0 | 0 | 0 | 0 | 0 | 2015
1280 |  |  |  | SG/CAGW | F104Co |  | 0 | 0 | 0 | 0 | 0 | 0 | 0 | 0 | 0 | 2016
1281 |  |  |  | SE | F104Co |  | 0 | 0 | 0 | 0 | 0 | 0 | 0 | 0 | 0 | 2017
1282 |  |  |  | SO | F138Co |  | 0.0070132 | 0.0032827 | 0.0010052 | 0.0013715 | 0.00057257 | 0.00044472 | 0.0003016 | 3.495e-05 | 0 | 2018
1283 |  |  |  | GPS | F104Co |  | 0 | 0 | 0 | 0 | 0 | 0 | 0 | 0 | 0 | 2019
1284 |  |  |  | SNP | F104Co |  | 0 | 0 | 0 | 0 | 0 | 0 | 0 | 0 | 0 | 2020
1285 |  |  |  | TROJD | F104Co |  | 0 | 0 | 0 | 0 | 0 | 0 | 0 | 0 | 0 | 2021
1286 |  |  |  | SNPD | F104Co |  | 0 | 0 | 0 | 0 | 0 | 0 | 0 | 0 | 0 | 2022
1287 |  |  |  | JBE | F104Co |  | 0 | 0 | 0 | 0 | 0 | 0 | 0 | 0 | 0 | 2023
1288 |  |  |  | Total Accum Deferred Income Taxes |  |  | 0.0070132 | 0.0032827 | 0.0010052 | 0.0013715 | 0.00057257 | 0.00044472 | 0.0003016 | 3.495e-05 | 0
1289
1290 |  | 255 | Accum Investment Tax Credit |  | F104Co |  | 0 | 0 | 0 | 0 | 0 | 0 | 0 | 0 | 0 | 2037
1291 |  | TOTAL RATE BASE DEDUCTIONS |  |  |  |  | -16162.8934 | -7565.4039 | -2316.5246 | -3160.8383 | -1319.5698 | -1024.9288 | -695.081 | -80.5469 | 0
1292
1293 | [6 empty] | D: ACCUMULATED DEPRECIATION
1294 | [6 empty] | D: GENERATION PLANT
1295
1296 |  | 108SP | Steam Prod Accumulated Depr |  | F10 |  | 0 | 0 | 0 | 0 | 0 | 0 | 0 | 0 | 0 | 2048
1297
1298 |  | 108NP | Nuclear Prod Accumulated Depr |  | F10 |  | 0 | 0 | 0 | 0 | 0 | 0 | 0 | 0 | 0 | 2054
1299
1300 |  | 108HP | Hydraulic Prod Accum Depr |  | F10 |  | 0 | 0 | 0 | 0 | 0 | 0 | 0 | 0 | 0 | 2062
1301
1302 |  | 108OP | Other Generation - Accum Depr |  | F10 |  | 0 | 0 | 0 | 0 | 0 | 0 | 0 | 0 | 0 | 2065
1303 |  |  |  | SGU | F10 |  | 0 | 0 | 0 | 0 | 0 | 0 | 0 | 0 | 0 | 2066
1304 |  |  |  | SG-P | F10 |  | 0 | 0 | 0 | 0 | 0 | 0 | 0 | 0 | 0 | 2067
1305 |  |  |  | SG | F10 |  | 0 | 0 | 0 | 0 | 0 | 0 | 0 | 0 | 0 | 2068
1306 |  |  |  | CAEW | F10 |  | 0 | 0 | 0 | 0 | 0 | 0 | 0 | 0 | 0 | 2069
1307 |  |  |  | CAGE | F10 |  | 0 | 0 | 0 | 0 | 0 | 0 | 0 | 0 | 0 | 2070
1308 |  |  |  | Total Other Generation - Accum Depr |  |  | 0 | 0 | 0 | 0 | 0 | 0 | 0 | 0 | 0
1309
1310 |  | 108EP | Experimental Plant - Accum Depr |  | F10 |  | 0 | 0 | 0 | 0 | 0 | 0 | 0 | 0 | 0 | 2076
1311
1312
1313
1314 |  | TOTAL GENERATION PLANT DEPRECIATION |  |  |  |  | 0 | 0 | 0 | 0 | 0 | 0 | 0 | 0 | 0
1315
1316
1317 | [6 empty] | D: TRANSMISSION PLANT
1318
1319 |  | 108TP | Transmission Plant Accum Depr |  | F106 |  | 0 | 0 | 0 | 0 | 0 | 0 | 0 | 0 | 0 | 2087
1320
1321
1322 | [6 empty] | D: DISTRIBUTION PLANT
1323
1324 |  | 108360 | Land and Land Rights |  | F118 |  | 0 | 0 | 0 | 0 | 0 | 0 | 0 | 0 | 0 | 2091
1325
1326 |  | 108361 | Structures and Improvements |  | F119 |  | 0 | 0 | 0 | 0 | 0 | 0 | 0 | 0 | 0 | 2095
1327
1328 |  | 108362 | Station Equipment |  | F120 |  | 0 | 0 | 0 | 0 | 0 | 0 | 0 | 0 | 0 | 2099
1329
1330 |  | Distribution - METER - Unbundled
1331
1332 |  | A |  | B | C |  | D | E | F | G | H | I | J | K
1333 |  | FERC ACCT |  | DESCRIPTION | COS Factor |  | Washington Jurisdiction Normalized | Residential Schedule 16 | Small General Service Schedule 24 | Large General Service < 1,000 kW Schedule 36 | Large General Service > 1,000 kW Schedule 48 | Large General Dedicated Facilities Schedule 48 | Agricultural Pumping Schedule 40 | Street & Area Lighting Sch. 15, 51-54, 57
1334
1335 |  | 108364 | Poles, Towers & Fixtures |  | F121 |  | 0 | 0 | 0 | 0 | 0 | 0 | 0 | 0 | 0 | 2103
1336
1337 |  | 108365 | Overhead Conductors |  | F122 |  | 0 | 0 | 0 | 0 | 0 | 0 | 0 | 0 | 0 | 2107
1338
1339 |  | 108366 | Underground Conduit |  | F123 |  | 0 | 0 | 0 | 0 | 0 | 0 | 0 | 0 | 0 | 2111
1340
1341 |  | 108367 | Underground Conductors |  | F124 |  | 0 | 0 | 0 | 0 | 0 | 0 | 0 | 0 | 0 | 2115
1342
1343 |  | 108368 | Line Transformers |  | F125 |  | 0 | 0 | 0 | 0 | 0 | 0 | 0 | 0 | 0 | 2119
1344
1345 |  | 108369 | Services |  | F126 |  | 0 | 0 | 0 | 0 | 0 | 0 | 0 | 0 | 0 | 2123
1346
1347 |  | 108370 | Meters |  | F127 |  | 0 | 0 | 0 | 0 | 0 | 0 | 0 | 0 | 0 | 2127
1348
1349 |  | 108371 | Install on Customers' Premises |  | F128 |  | 0 | 0 | 0 | 0 | 0 | 0 | 0 | 0 | 0 | 2131
1350
1351 |  | 108372 | Leased Property |  | F129 |  | 0 | 0 | 0 | 0 | 0 | 0 | 0 | 0 | 0 | 2135
1352
1353 |  | 108373 | Street Lights |  | F130 |  | 0 | 0 | 0 | 0 | 0 | 0 | 0 | 0 | 0 | 2139
1354
1355 |  | 108D00 | Unclassified Dist Plant - Acct 300 |  | F121 |  | 0 | 0 | 0 | 0 | 0 | 0 | 0 | 0 | 0 | 2143
1356
1357 |  | 108DS | Unclassified Dist Sub - Acct 300 |  | F120 |  | 0 | 0 | 0 | 0 | 0 | 0 | 0 | 0 | 0 | 2147
1358
1359 |  | 108D | Unclassified Dist Sub - Acct 300 |  | F102Co |  | 0 | 0 | 0 | 0 | 0 | 0 | 0 | 0 | 0 | 2151
1360
1361
1362 |  | TOTAL DISTRIBUTION PLANT DEPR |  |  |  |  | 0 | 0 | 0 | 0 | 0 | 0 | 0 | 0 | 0
1363
1364 | [6 empty] | D: GENERAL PLANT
1365 |  | 108GP | General Plant Accumulated Depr
1366 |  |  |  | S | F107Co |  | 0 | 0 | 0 | 0 | 0 | 0 | 0 | 0 | 0 | 2157
1367 |  |  |  | SG-P | F105Co |  | 0 | 0 | 0 | 0 | 0 | 0 | 0 | 0 | 0 | 2158
1368 |  |  |  | SG-U | F105Co |  | 0 | 0 | 0 | 0 | 0 | 0 | 0 | 0 | 0 | 2159
1369 |  |  |  | CAGW | F105Co |  | 0 | 0 | 0 | 0 | 0 | 0 | 0 | 0 | 0 | 2160
1370 |  |  |  | CN | F42 |  | 0 | 0 | 0 | 0 | 0 | 0 | 0 | 0 | 0 | 2161
1371 |  |  |  | SO | F102Co |  | 0 | 0 | 0 | 0 | 0 | 0 | 0 | 0 | 0 | 2162
1372 |  |  |  | SE | F10 |  | 0 | 0 | 0 | 0 | 0 | 0 | 0 | 0 | 0 | 2163
1373 |  |  |  | JBG | F105Co |  | 0 | 0 | 0 | 0 | 0 | 0 | 0 | 0 | 0 | 2164
1374 |  |  |  | CAGE | F105Co |  | 0 | 0 | 0 | 0 | 0 | 0 | 0 | 0 | 0 | 2165
1375 |  |  |  | CAGE | F105Co |  | 0 | 0 | 0 | 0 | 0 | 0 | 0 | 0 | 0 | 2166
1376 |  |  | Total General Plant Accumulated Depr |  |  |  | 0 | 0 | 0 | 0 | 0 | 0 | 0 | 0 | 0
1377
1378 |  | 108MP | Mining Plant Accumulated Depr. |  | F10 |  | 0 | 0 | 0 | 0 | 0 | 0 | 0 | 0 | 0 | 2173
1379
1380 |  | 1081390 | Accum Depr - Capital Lease |  | F10 |  | 0 | 0 | 0 | 0 | 0 | 0 | 0 | 0 | 0 | 2180
1381 |  |  | Remove Capital Lease |  | F10 |  | 0 | 0 | 0 | 0 | 0 | 0 | 0 | 0 | 0 | 2183
1382
1383 |  | 1081399L | Accum Depr - Capital Lease |  | F10 |  | 0 | 0 | 0 | 0 | 0 | 0 | 0 | 0 | 0 | 2187
1384 |  |  |  | SE | F10 |  | 0 | 0 | 0 | 0 | 0 | 0 | 0 | 0 | 0 | 2188
1385 |  |  | Remove Capital Lease |  | F10 |  | 0 | 0 | 0 | 0 | 0 | 0 | 0 | 0 | 0 | 2191
1386
1387 |  | TOTAL GENERAL PLANT ACCUM DEPR |  |  |  |  | 0 | 0 | 0 | 0 | 0 | 0 | 0 | 0 | 0
1388
1389
1390 |  | TOTAL ACCUM DEPR - PLANT IN SERVICE |  |  |  |  | 0 | 0 | 0 | 0 | 0 | 0 | 0 | 0 | 0
1391
1392
1393 | [6 empty] | D: ACCUMULATED AMORTIZATION
1394
1395 |  | 111CLS | Accum Prov for Amort-Steam |  | F10 |  | 0 | 0 | 0 | 0 | 0 | 0 | 0 | 0 | 0 | 2204
1396
1397 |  | 111CLG | Accum Prov for Amort-General
1398 |  |  |  | S | F108 |  | 0 | 0 | 0 | 0 | 0 | 0 | 0 | 0 | 0 | 2208
1399 |  |  |  | CN | F108 |  | 0 | 0 | 0 | 0 | 0 | 0 | 0 | 0 | 0 | 2209
1400 |  |  |  | SG | F108 |  | 0 | 0 | 0 | 0 | 0 | 0 | 0 | 0 | 0 | 2210
1401 |  |  |  | SO | F108 |  | 0 | 0 | 0 | 0 | 0 | 0 | 0 | 0 | 0 | 2211
1402 |  |  |  | SE | F108 |  | 0 | 0 | 0 | 0 | 0 | 0 | 0 | 0 | 0 | 2212
1403 |  |  | Total Accum Prov for Amort-General |  |  |  | 0 | 0 | 0 | 0 | 0 | 0 | 0 | 0 | 0 | 2213
1404
1405 |  | 111CLH | Accum Prov for Amort-Hydro |  | F10 |  | 0 | 0 | 0 | 0 | 0 | 0 | 0 | 0 | 0 | 2219
1406
1407 |  | 111IP | Accum Prov for Amort-Intangible
1408 |  |  |  | S | F107Co |  | 0 | 0 | 0 | 0 | 0 | 0 | 0 | 0 | 0 | 2223
1409 |  |  |  | DGP | F105Co |  | 0 | 0 | 0 | 0 | 0 | 0 | 0 | 0 | 0 | 2224
1410 |  |  |  | DGU | F105Co |  | 0 | 0 | 0 | 0 | 0 | 0 | 0 | 0 | 0 | 2225
1411 |  |  |  | SE | F10 |  | 0 | 0 | 0 | 0 | 0 | 0 | 0 | 0 | 0 | 2226
1412 |  |  |  | SG | F105Co |  | 0 | 0 | 0 | 0 | 0 | 0 | 0 | 0 | 0 | 2227
1413 |  |  |  | CN | F42 |  | 0 | 0 | 0 | 0 | 0 | 0 | 0 | 0 | 0 | 2228
1414 |  |  |  | JBG | F105Co |  | 0 | 0 | 0 | 0 | 0 | 0 | 0 | 0 | 0 | 2229
1415 |  |  |  | CAGE | F105Co |  | 0 | 0 | 0 | 0 | 0 | 0 | 0 | 0 | 0 | 2230
1416 |  |  |  | CAGE | F105Co |  | 0 | 0 | 0 | 0 | 0 | 0 | 0 | 0 | 0 | 2231
1417 |  |  |  | SO | F102Co |  | 0 | 0 | 0 | 0 | 0 | 0 | 0 | 0 | 0 | 2232
1418 |  |  | Total Accum Prov for Amort-Intangible |  |  |  | 0 | 0 | 0 | 0 | 0 | 0 | 0 | 0 | 0
1419
1420 |  | 111390 | Accum Prov for Amort-Capital Lease |  | F10 |  | 0 | 0 | 0 | 0 | 0 | 0 | 0 | 0 | 0 | 2243
1421
1422
1423 |  | TOTAL ACCUM PROV FOR AMORTIZATION |  |  |  |  | 0 | 0 | 0 | 0 | 0 | 0 | 0 | 0 | 0

## Generation-Demand
Generation Demand |  |  | - | Generation - Demand - Unbundled
PacifiCorp
3 | Cost Of Service By Rate Schedule
4 | State of Washington
5 | WCA
6 | 12 Months Ending June 2018
7
8
9 |  | A |  | B | C |  | D | E | F | G | H | I | J | K | Chk Total
12 |  |  |  | DESCRIPTION |  |  | Washington Jurisdiction Normalized | Residential Schedule 16 | Small General Service Schedule 24 | Large General Service < 1,000 kW Schedule 36 | Large General Service > 1,000 kW Schedule 48 | Large General Dedicated Facilities Schedule 48 | Agricultural Pumping Schedule 40 | Street & Area Lighting Sch. 15, 51-54, 57 | 0
13
12 |  |  |  | Operating Revenues |  |  | 66763108.3923 | 27065014.7668 | 9763236.3613 | 15742358.0216 | 6515777.781 | 4859625.0264 | 2745839.7109 | 71256.7243 | 0
13
14 |  |  |  | Operating Expenses
15 |  |  |  | Operation & Maintenance Expenses |  |  | 16970600.2209 | 7688197.8368 | 2173215.0316 | 3637760.8678 | 1540042.0175 | 1270665.0448 | 650562.4611 | 10156.9613 | 0
16 |  |  |  | Depreciation Expense |  |  | 15463267.9622 | 6989529.2968 | 1982097.7179 | 3319791.8143 | 1405380.1624 | 1163486.6829 | 593308.0854 | 9674.2026 | 0
17 |  |  |  | Amortization Expense |  |  | 2242077.2932 | 955741.0936 | 296021.5661 | 496944.3387 | 210405.0949 | 191507.4579 | 87799.392 | 3658.35 | 0
18 |  |  |  | Taxes Other Than Income |  |  | 6514742.2765 | 2756078.7105 | 860596.4084 | 1455242.9581 | 615267.0732 | 560247.9602 | 256804.2772 | 10504.8888 | 0
19 |  |  |  | Income Taxes - Federal |  |  | 8602126.4621 | 3639152.0342 | 1136339.524 | 1921516.3743 | 812404.3818 | 739756.6318 | 339086.7628 | 13870.7532 | 0
20 |  |  |  | Income Taxes - State |  |  | 0 | 0 | 0 | 0 | 0 | 0 | 0 | 0 | 0
21 |  |  |  | Income Taxes Deferred |  |  | 11230.778 | 4751.2099 | 1483.584 | 2508.6964 | 1060.6602 | 965.8126 | 442.7054 | 18.1094 | 0
22 |  |  |  | Investment Tax Credit Adj |  |  | 0 | 0 | 0 | 0 | 0 | 0 | 0 | 0 | 0
23 |  |  |  | Misc Revenues & Expense |  |  | -31.9835 | -14.5284 | -4.1662 | -6.6172 | -2.8624 | -2.6126 | -1.1591 | -0.037618 | 0
24
25 |  |  |  | Total Operating Expenses |  |  | 49804013.0095 | 22033435.6533 | 6449749.6657 | 10833758.4324 | 4584556.5276 | 3926626.9777 | 1928002.525 | 47883.2277 | 0
26
27 |  |  |  | Operating Revenue For Return |  |  | 16959095.3828 | 5031579.1135 | 3313486.6956 | 4908599.5892 | 1931221.2535 | 932998.0487 | 817837.1859 | 23373.4965 | 0
28
29
30 |  |  |  | Rate Base :
31 |  |  |  | Electric Plant In Service |  |  | 556968348.4464 | 250707181.6748 | 71534783.6516 | 119888805.1743 | 50748605.0864 | 42296476.5355 | 21408244.5248 | 384251.799 | 0
32 |  |  |  | Plant Held For Future Use |  |  | 21650.9131 | 9806.7434 | 2772.4778 | 4642.1125 | 1965.2483 | 1621.4985 | 829.9828 | 12.8499 | 0
33 |  |  |  | Electric Plant Acquisition Adj |  |  | 0 | 0 | 0 | 0 | 0 | 0 | 0 | 0 | 0
34 |  |  |  | Pensions |  |  | 0 | 0 | 0 | 0 | 0 | 0 | 0 | 0 | 0
35 |  |  |  | Prepayments |  |  | 1.3101e-09 | 6.1208e-10 | 1.7429e-10 | 2.6098e-10 | 1.1016e-10 | 1e-10 | 4.7902e-11 | 4.6521e-12 | 0
36 |  |  |  | Fuel Stock |  |  | -8.8542e-09 | -4.0105e-09 | -1.1338e-09 | -1.8984e-09 | -8.0369e-10 | -6.6312e-10 | -3.3942e-10 | -5.255e-12 | 0
37 |  |  |  | Materials & Supplies |  |  | 0 | 0 | 0 | 0 | 0 | 0 | 0 | 0 | 0
38 |  |  |  | Misc Deferred Debits |  |  | 172808.0925 | 73113.89 | 22828.26 | 38597.6357 | 16318.7806 | 14858.8495 | 6811.7579 | 278.9188 | 0
39 |  |  |  | Cash Working Capital |  |  | 0 | 0 | 0 | 0 | 0 | 0 | 0 | 0 | 0
40 |  |  |  | Weatherization Loans |  |  | 0 | 0 | 0 | 0 | 0 | 0 | 0 | 0 | 0
41 |  |  |  | Miscellaneous Rate Base |  |  | 0 | 0 | 0 | 0 | 0 | 0 | 0 | 0 | 0
42
43 |  |  |  | Total Rate Base Additions |  |  | 557162807.4521 | 250790102.3083 | 71560384.3894 | 119932044.9224 | 50766889.1154 | 42312956.8834 | 21415886.2655 | 384543.5677 | 0
44
45 |  |  |  | Rate Base Deductions :
46 |  |  |  | Accum Provision For Depreciation |  |  | -220771505.4289 | -99873781.8133 | -28287442.5516 | -47372260.1056 | -20054627.9603 | -16580381.2056 | -8467734.8053 | -135276.9872 | 0
47 |  |  |  | Accum Provision For Amortization |  |  | -21182325.7846 | -8974197.8414 | -2797668.2245 | -4726569.5879 | -1998333.142 | -1816566.6516 | -834902.8655 | -34087.4719 | 0
48 |  |  |  | Accum Deferred Income Taxes |  |  | -74211189.0597 | -31404174.0074 | -9803241.6176 | -16572553.739 | -7006748.1539 | -6379736.1065 | -2924798.4395 | -119936.9958 | 0
49 |  |  |  | Unamortized ITC |  |  | -7530.0401 | -3185.8282 | -994.7166 | -1681.9231 | -711.1054 | -647.5044 | -296.8134 | -12.149 | 0
50 |  |  |  | Customer Advance For Construction |  |  | 0 | 0 | 0 | 0 | 0 | 0 | 0 | 0 | 0
51 |  |  |  | Customer Service Deposits |  |  | 0 | 0 | 0 | 0 | 0 | 0 | 0 | 0 | 0
52 |  |  |  | Misc Rate Base Deductions |  |  | -12076641.7561 | -5467706.2818 | -1546781.4097 | -2590035.006 | -1096486.9103 | -905341.0843 | -463041.9292 | -7249.1348 | 0
53 | [14 empty] | 0
54 |  |  |  | Total Rate Base Deductions |  |  | -328249192.0695 | -145723045.7721 | -42436128.5199 | -71263100.3616 | -30156907.272 | -25682672.5524 | -12690774.8529 | -296562.7387 | 0
55 | [14 empty] | 0
56 |  |  |  | Total Rate Base |  |  | 228913615.3826 | 105067056.5361 | 29124255.8695 | 48668944.5609 | 20609981.8434 | 16630284.331 | 8725111.4126 | 87980.829 | 0
57
58
59 |  |  |  | Return On Rate Base |  |  | 7.409% | 4.789% | 11.38% | 10.09% | 9.37% | 5.61% | 9.373% | 26.57%
60
61 |  |  |  | Return On Equity |  |  | 9.384% | 4.321% | 17.05% | 14.56% | 13.18% | 5.908% | 13.18% | 46.41%
PacifiCorp
Cost Of Service By Rate Schedule
State of Washington
WCA
12 Months Ending June 2018
|  | A |  | B | C |  | D | E | F | G | H | I | J | K
|  |  |  | DESCRIPTION | COS Factor |  | Washington Jurisdiction Normalized | Residential Schedule 16 | Small General Service Schedule 24 | Large General Service < 1,000 kW Schedule 36 | Large General Service > 1,000 kW Schedule 48 | Large General Dedicated Facilities Schedule 48 | Agricultural Pumping Schedule 40 | Street & Area Lighting Sch. 15, 51-54, 57
79 |  |  |  | Total Rate Base |  |  | 228913615.3826 | 105067056.5361 | 29124255.8695 | 48668944.5609 | 20609981.8434 | 16630284.331 | 8725111.4126 | 87980.829 | 0
80
81
82 |  |  |  | Return On Ratebase ($$) | 7.47% |  | 17099095.8237 | 7848164.3157 | 2175486.3339 | 3635410.4377 | 1539498.0062 | 1242227.6625 | 651737.1886 | 6571.8792 | 0
83 |  |  |  | Operating & Maintenance Expense |  |  | 16970600.2209 | 7688197.8368 | 2173215.0316 | 3637760.8678 | 1540042.0175 | 1270665.0448 | 650562.4611 | 10156.9613 | 0
84 |  |  |  | Bad Debt to Produce ROR | F80 |  | 0 | 0 | 0 | 0 | 0 | 0 | 0 | 0 | 0
85 |  |  |  | Depreciation Expense |  |  | 15463267.9622 | 6989529.2968 | 1982097.7179 | 3319791.8143 | 1405380.1624 | 1163486.6829 | 593308.0854 | 9674.2026 | 0
86 |  |  |  | Amortization Expense |  |  | 2242077.2932 | 955741.0936 | 296021.5661 | 496944.3387 | 210405.0949 | 191507.4579 | 87799.392 | 3658.35 | 0
87 |  |  |  | Taxes Other Than Income |  |  | 6514742.2765 | 2756078.7105 | 860596.4084 | 1455242.9581 | 615267.0732 | 560247.9602 | 256804.2772 | 10504.8888 | 0
88 |  |  |  | Federal Income Taxes |  |  | 8602126.4621 | 3639152.0342 | 1136339.524 | 1921516.3743 | 812404.3818 | 739756.6318 | 339086.7628 | 13870.7532 | 0
89 |  |  |  | FIT Adj to Produce Target ROR | F101 |  | 0 | 0 | 0 | 0 | 0 | 0 | 0 | 0 | 0
90 |  |  |  | State Income Taxes |  |  | 0 | 0 | 0 | 0 | 0 | 0 | 0 | 0 | 0
91 |  |  |  | SIT Adj to Produce Target ROR | F101 |  | 0 | 0 | 0 | 0 | 0 | 0 | 0 | 0 | 0
92 |  |  |  | Deferred Income Taxes |  |  | 11230.778 | 4751.2099 | 1483.584 | 2508.6964 | 1060.6602 | 965.8126 | 442.7054 | 18.1094 | 0
93 |  |  |  | Investment Tax Credit |  |  | 0 | 0 | 0 | 0 | 0 | 0 | 0 | 0 | 0
94 |  |  |  | Misc Revenue & Expenses |  |  | -31.9835 | -14.5284 | -4.1662 | -6.6172 | -2.8624 | -2.6126 | -1.1591 | -0.037618 | 0
95 |  |  |  | Revenue Credits |  |  | 5711742.0778 | 2339886.7741 | 757469.8377 | 1313722.9609 | 554155.537 | 509763.1866 | 228312.769 | 8431.0126 | 0
96
97 |  |  |  | Total Revenue Requirements |  |  | 72614850.9111 | 32221486.7431 | 9382705.8372 | 15782891.831 | 6678210.0707 | 5678617.8268 | 2808052.4826 | 62886.1195 | 0
98 |  |  |  | Operating Revenues |  |  | 72474850.4702 | 29404901.5409 | 10520706.199 | 17056080.9825 | 7069933.318 | 5369388.213 | 2974152.4799 | 79687.7368 | 0
99
100 |  |  |  | Increase / (Decrease) Required to
101 |  |  |  | Earn Equal Rates of Return |  |  | 140000.4409 | 2816585.2022 | -1138000.3617 | -1273189.1515 | -391723.2473 | 309229.6139 | -166099.9973 | -16801.6173 | 0
102
103 |  |  |  | Existing Revenues |  |  | 72474850.4702 | 29404901.5409 | 10520706.199 | 17056080.9825 | 7069933.318 | 5369388.213 | 2974152.4799 | 79687.7368 | 0
104 |  |  |  | check |  |  | 0 | 0 | 0 | 0 | 0 | 0 | 0 | 0 | 0
105 |  |  |  | Percent Increase / (Decrease)
106 |  |  |  | Over Existing Rates To
107 |  |  |  | Equal Authorized RoE & RoR |  |  | 0.1932% | 9.579% | -10.82% | -7.465% | -5.541% | 5.759% | -5.585% | -21.08%
[5 empty] | WCA |  | E: ELECTRIC REVENUES
|  | Generation - Demand - Unbundled |  |  | Method
|  | A |  | B | 0 |  | D | E | F | G | H | I | J | K
|  | FERC ACCT |  | DESCRIPTION | COS Factor |  | Washington Jurisdiction Normalized | Residential Schedule 16 | Small General Service Schedule 24 | Large General Service < 1,000 kW Schedule 36 | Large General Service > 1,000 kW Schedule 48 | Large General Dedicated Facilities Schedule 48 | Agricultural Pumping Schedule 40 | Street & Area Lighting Sch. 15, 51-54, 57 |  | Func Study Row
120 |  | 440 | Residential Sales |  | A |  | 29404901.5409 | 29404901.5409 | 0 | 0 | 0 | 0 | 0 | 0 | 0
121
122 |  | 442 | Commercial & Industrial Sales |  | A |  | 35920327.8744 | 0 | 10520706.199 | 17056080.9825 | 0 | 5369388.213 | 2974152.4799 | 0 | 0
123 |  |  |  | Interruptible Demand | F13 |  | 0 | 0 | 0 | 0 | 0 | 0 | 0 | 0 | 0 | 100
124 |  |  |  | Interruptible Energy | F13 |  | 0 | 0 | 0 | 0 | 0 | 0 | 0 | 0 | 0 | 101
125 | [6 empty] | 35920327.8744 | 0 | 10520706.199 | 17056080.9825 | 0 | 5369388.213 | 2974152.4799 | 0 | 0
126
127 |  | 444 | Public Street & Highway Lighting |  | A |  | 7149621.0549 | 0 | 0 | 0 | 7069933.318 | 0 | 0 | 79687.7368 | 0
128
129 |  | 445 | Other Sales to Public Authority |  | A |  | 0 | 0 | 0 | 0 | 0 | 0 | 0 | 0 | 0
130
131 |  | 448 | Interdepartmental |  | A | 0 | 0 | 0 | 0 | 0 | 0 | 0 | 0 | 0 | 0 | 114
132 |  |  |  | Demand | F13 |  | 0 | 0 | 0 | 0 | 0 | 0 | 0 | 0 | 0 | 115
133 | [6 empty] | 0 | 0 | 0 | 0 | 0 | 0 | 0 | 0 | 0
134
135 |  | Total Sales to Ultimate Customers |  |  |  |  | 72474850.4702 | 29404901.5409 | 10520706.199 | 17056080.9825 | 7069933.318 | 5369388.213 | 2974152.4799 | 79687.7368 | 0
136
137 |  | 447 | Sales for Resale |  | F13 |  | 0 | 0 | 0 | 0 | 0 | 0 | 0 | 0 | 0 | 121
138 | [6 empty] | 0 | 0 | 0 | 0 | 0 | 0 | 0 | 0 | 0
139
140 |  | 447NPC | Sales for Resale - NPC
141 |  |  |  | Demand | F13 |  | 0 | 0 | 0 | 0 | 0 | 0 | 0 | 0 | 0 | 130
142 |  |  |  | Energy | F13 |  | 0 | 0 | 0 | 0 | 0 | 0 | 0 | 0 | 0 | 127
143 | [6 empty] | 0 | 0 | 0 | 0 | 0 | 0 | 0 | 0 | 0
144
145 |  | 449 | Provision for Rate Refund |  | F11 |  | 0 | 0 | 0 | 0 | 0 | 0 | 0 | 0 | 0 | 133
146 |  |  |  |  | F13 |  | 0 | 0 | 0 | 0 | 0 | 0 | 0 | 0 |  | 134
147
148 |  | State Specific Revenue Credit |  |  | F140G |  | -6669470.3609 | -2805859.1389 | -883250.6026 | -1494354.8442 | -631750.2471 | -579467.9896 | -263462.3465 | -11325.1921 | 0 | 136
149
150 |  | AGA Revenue |  |  | A | 0 | 0 | 0 | 0 | 0 | 0 | 0 | 0 | 0 | 0 | 137
151
152 |  | Total Sales from Electricity |  |  |  |  | 65805380.1092 | 26599042.4021 | 9637455.5964 | 15561726.1383 | 6438183.071 | 4789920.2234 | 2710690.1334 | 68362.5447 | 0
153
154 |  | Other Electric Operating Revenues
155 |  | 450 | Forfeited Discounts & Interest |  | A | 0 | 0 | 0 | 0 | 0 | 0 | 0 | 0 | 0 | 0 | 143
156 |  |  |  | Customers | F40 |  | 0 | 0 | 0 | 0 | 0 | 0 | 0 | 0 | 0 | 144
157 | [6 empty] | 0 | 0 | 0 | 0 | 0 | 0 | 0 | 0 | 0
158
159 |  | 451 | Misc Electric Revenue |  | A | 0 | 0 | 0 | 0 | 0 | 0 | 0 | 0 | 0 | 0 | 148
160 |  |  |  | Demand | F13 |  | 0 | 0 | 0 | 0 | 0 | 0 | 0 | 0 | 0 | 149
161 |  |  |  | Customer | F40 |  | 85.4385 | 67.334 | 12.3432 | 0.68093 | 0.043835 | 0.00062696 | 3.2421 | 1.7939 | 0 | 150
162 | [6 empty] | 85.4385 | 67.334 | 12.3432 | 0.68093 | 0.043835 | 0.00062696 | 3.2421 | 1.7939 | 0
163
164 |  | 453 | Water Sales |  | F12 |  | 0 | 0 | 0 | 0 | 0 | 0 | 0 | 0 | 0 | 154
165
166 |  | 454 | Rent of Electric Property |  | A | 0 | 0 | 0 | 0 | 0 | 0 | 0 | 0 | 0 | 0 | 159
167 |  |  |  | Demand | F13 |  | 65418.8911 | 29631.3728 | 8377.1257 | 14026.2837 | 5938.0575 | 4899.4068 | 2507.8182 | 38.8263 | 0 | 160
168 |  |  |  | Demand | F13 |  | 68380.883 | 30973.0019 | 8756.4195 | 14661.3562 | 6206.9168 | 5121.2388 | 2621.3655 | 40.5842 | 0 | 161
169 |  |  |  | Jim Bridger Generation | F13 |  | 1317.4058 | 596.7167 | 168.6986 | 282.4613 | 119.5806 | 98.6643 | 50.5025 | 0.78188 | 0 | 162
170 |  |  |  | Customer | F40 |  | 33015.9933 | 26019.8599 | 4769.7615 | 263.1315 | 16.9391 | 0.24228 | 1252.8478 | 693.2112 | 0 | 163
171 | [6 empty] | 168133.1732 | 87220.9513 | 22072.0052 | 29233.2329 | 12281.494 | 10119.5522 | 6432.5339 | 773.4036 | 0
172
173 |  | 456 | Other Electric Revenue |  | A | 0 | 0 | 0 | 0 | 0 | 0 | 0 | 0 | 0 | 0 | 167
174 |  |  |  | Customer | F12 |  | 0 | 0 | 0 | 0 | 0 | 0 | 0 | 0 | 0 | 168
175 |  |  |  | Demand | F12 |  | 290148.3428 | 131799.2749 | 37795.3381 | 60030.1417 | 25966.918 | 23700.643 | 10514.7641 | 341.2631 | 0 | 169
176 |  |  |  | Jim Bridger Generation | F12 |  | 58237.0464 | 26454.0559 | 7586.0811 | 12048.9337 | 5211.9429 | 4757.0682 | 2110.4681 | 68.4965 | 0 | 170
177 |  |  |  | System Overhead | F40 |  | 60059.6833 | 47332.9556 | 8676.7151 | 478.6649 | 30.8141 | 0.44073 | 2279.0664 | 1261.0266 | 0 | 171
178 |  |  |  | Demand | F12 |  | 2746.8191 | 1247.7368 | 357.8065 | 568.3022 | 245.8274 | 224.3727 | 99.5427 | 3.2307 | 0 | 172
179 |  |  |  | Wheeling Revenue - Energy | F12 |  | 378317.7797 | 171850.0563 | 49280.4758 | 78271.927 | 33857.6697 | 30902.7256 | 13709.9602 | 444.9651 | 0 | 173
180 | [6 empty] | 789509.6714 | 378684.0795 | 103696.4165 | 151397.9695 | 65313.1722 | 59585.2502 | 28713.8015 | 2118.982 | 0
181 | [14 empty] | 0
182 |  | Total Other Electric Operating Revenues |  |  |  |  | 957728.2831 | 465972.3648 | 125780.7649 | 180631.8832 | 77594.7101 | 69704.803 | 35149.5775 | 2894.1796 | 0
183 | [14 empty] | 0
184 |  | Total Electric Operating Revenues |  |  |  |  | 66763108.3923 | 27065014.7668 | 9763236.3613 | 15742358.0216 | 6515777.781 | 4859625.0264 | 2745839.7109 | 71256.7243 | 0
185
186 |  | Miscellaneous Revenues
187 |  | 41160 | Gain on Sale of Utility Plant - CR |  | F12 |  | 0 | 0 | 0 | 0 | 0 | 0 | 0 | 0 | 0 | 187
188 |  | 41170 | Loss on Sale of Utility Plant |  | F12 |  | 0 | 0 | 0 | 0 | 0 | 0 | 0 | 0 | 0 | 192
189 |  | 4118 | Gain from Emission Allowances |  | F12 |  | -31.9835 | -14.5284 | -4.1662 | -6.6172 | -2.8624 | -2.6126 | -1.1591 | -0.037618 | 0 | 196
190 |  | 41181 | Gain from Disposition of NOX Credits |  | F12 |  | 0 | 0 | 0 | 0 | 0 | 0 | 0 | 0 | 0 | 199
191 |  | 4194 | Impact Housing Interest Income |  | F12 |  | 0 | 0 | 0 | 0 | 0 | 0 | 0 | 0 | 0 | 203
192 |  | 421 | (Gain)/Loss on Sale of Utility Plant |  | F12 |  | 0 | 0 | 0 | 0 | 0 | 0 | 0 | 0 | 0 | 212
193
194 |  | Total Miscellaneous Revenues |  |  |  |  | -31.9835 | -14.5284 | -4.1662 | -6.6172 | -2.8624 | -2.6126 | -1.1591 | -0.037618 | 0
195
196 |  | Miscellaneous Expenses
197 |  | 4311 | Interest on Customer Deposits |  | F80 |  | 0 | 0 | 0 | 0 | 0 | 0 | 0 | 0 | 0 | 218
198
199 |  | Net Miscellaneous Revenues And Expense |  |  |  |  | -31.9835 | -14.5284 | -4.1662 | -6.6172 | -2.8624 | -2.6126 | -1.1591 | -0.037618 | 0
200
201 |  | Distribution - METER - Unbundled
202 | [6 empty] | E: STEAM POWER GENERATION
203
204 |  | A |  | B | C |  | D | E | F | G | H | I | J | K
205 |  | FERC ACCT |  | DESCRIPTION | COS Factor |  | Washington Jurisdiction Normalized | Residential Schedule 16 | Small General Service Schedule 24 | Large General Service < 1,000 kW Schedule 36 | Large General Service > 1,000 kW Schedule 48 | Large General Dedicated Facilities Schedule 48 | Agricultural Pumping Schedule 40 | Street & Area Lighting Sch. 15, 51-54, 57
206 |  | 500 | Operation Suprvn & Engineering |  | F13 |  | 2133.5775 | 966.4002 | 273.2123 | 457.4545 | 193.6643 | 159.7897 | 81.7902 | 1.2663 | 0 | 226
|  |  |  | JBG | F13 |  | 1895994.8688 | 858787.5751 | 242789.0026 | 406515.0225 | 172099.0124 | 141996.4486 | 72682.5293 | 1125.2783 | 0 | 227
208 |  |  |  | CAGW | F13 |  | 4060.9068 | 1839.3807 | 520.0138 | 870.6878 | 368.6076 | 304.1329 | 155.6739 | 2.4102 | 0 | 228
209 |  |  |  | Total 500 |  |  | 1902189.3532 | 861593.356 | 243582.2287 | 407843.1648 | 172661.2843 | 142460.3711 | 72919.9935 | 1128.9547 | 0
210
211 |  | 501 | Fuel Related |  | F13 |  | 0 | 0 | 0 | 0 | 0 | 0 | 0 | 0 | 0 | 232
212 |  |  |  | CAGW | F13 |  | 0 | 0 | 0 | 0 | 0 | 0 | 0 | 0 | 0 | 233
213 |  |  |  | JBE | F13 |  | 0 | 0 | 0 | 0 | 0 | 0 | 0 | 0 | 0 | 234
214 |  |  |  | JBG | F13 |  | 0 | 0 | 0 | 0 | 0 | 0 | 0 | 0 | 0 | 235
215 |  |  |  | Total 501 |  |  | 0 | 0 | 0 | 0 | 0 | 0 | 0 | 0 | 0
216
217 |  | 501NPC | Fuel Related - NPC
218 |  |  |  | S | F13 |  | 0 | 0 | 0 | 0 | 0 | 0 | 0 | 0 | 0 | 239
219 |  |  |  | CAEW | F13 |  | 0 | 0 | 0 | 0 | 0 | 0 | 0 | 0 | 0 | 240
220 |  |  | Total Fuel Related |  |  |  | 0 | 0 | 0 | 0 | 0 | 0 | 0 | 0 | 0
221
222
223 |  | 502 | Steam Expenses |  | F13 |  | 95965.581 | 43467.4429 | 12288.7399 | 20575.7151 | 8710.7734 | 7187.1353 | 3678.8186 | 56.9558 | 0 | 245
224 |  |  |  | SE/CAEW/CAEE | F13 |  | 2412919.2834 | 1092927.5887 | 308983.0441 | 517347.3583 | 219020.1211 | 180710.3883 | 92498.7085 | 1432.0744 | 0 | 246
225 |  |  |  | Total 502 |  |  | 2508884.8644 | 1136395.0316 | 321271.784 | 537923.0735 | 227730.8945 | 187897.5236 | 96177.5271 | 1489.0302 | 0
226
227 |  | 503 | Steam From Other Sources |  | F13 |  | 0 | 0 | 0 | 0 | 0 | 0 | 0 | 0 | 0 | 250
228
229 |  | 503NPC | Steam From Other Sources-NPC
230 |  |  |  | SE | F13 |  | 0 | 0 | 0 | 0 | 0 | 0 | 0 | 0 | 0 | 252
231 |  |  |  | CAEW | F13 |  | 0 | 0 | 0 | 0 | 0 | 0 | 0 | 0 | 0 | 253
232 |  |  |  | CAEE | F13 |  | 0 | 0 | 0 | 0 | 0 | 0 | 0 | 0 | 0 | 254
233 |  |  |  | Total Steam From Other Sources |  |  | 0 | 0 | 0 | 0 | 0 | 0 | 0 | 0 | 0
234
235 |  | 505 | Electric Expenses |  | F13 |  | 7538.5696 | 3414.582 | 965.3411 | 1616.3239 | 684.2742 | 564.5849 | 288.9893 | 4.4742 | 0 | 259
236 |  |  |  | JBG | F13 |  | 0 | 0 | 0 | 0 | 0 | 0 | 0 | 0 | 0 | 260
237 |  |  |  | Total 505 |  |  | 7538.5696 | 3414.582 | 965.3411 | 1616.3239 | 684.2742 | 564.5849 | 288.9893 | 4.4742 | 0
238
239 |  | 506 | Misc. Steam Expense |  | F13 |  | 128121.9615 | 58032.6194 | 16406.4807 | 27470.2758 | 11629.6006 | 9595.4181 | 4911.5261 | 76.0407 | 0 | 264
240 |  |  |  | SE | F13 |  | 0 | 0 | 0 | 0 | 0 | 0 | 0 | 0 | 0 | 265
241 |  |  |  | JBG | F13 |  | -3080834.8319 | -1395458.7737 | -394512.0466 | -660553.2861 | -279646.6598 | -230732.4835 | -118103.0982 | -1828.4842 | 0 | 266
242 |  |  |  | Total 506 |  |  | -2952712.8705 | -1337426.1543 | -378105.5659 | -633083.0102 | -268017.0592 | -221137.0654 | -113191.5721 | -1752.4434 | 0
243
244 |  | 507 | Rents |  | F13 |  | 2337.2807 | 1058.6672 | 299.2973 | 501.1299 | 212.1544 | 175.0456 | 89.5991 | 1.3872 | 0 | 270
245 |  |  |  | JBG | F13 |  | 48448.835 | 21944.8155 | 6204.0486 | 10387.7809 | 4397.6895 | 3628.4711 | 1857.275 | 28.7545 | 0 | 271
246 |  |  |  | Total 507 |  |  | 50786.1157 | 23003.4827 | 6503.3459 | 10888.9108 | 4609.8439 | 3803.5167 | 1946.8741 | 30.1417 | 0
247
248 |  | 510 | Maint Supervision & Engineering |  | F13 |  | 16712.6162 | 7569.9504 | 2140.111 | 3583.3059 | 1517.0003 | 1251.6554 | 640.6743 | 9.919 | 0 | 275
249 |  |  |  | JBG | F13 |  | 108392.9708 | 49096.4074 | 13880.1121 | 23240.2375 | 9838.8047 | 8117.8579 | 4155.2197 | 64.3315 | 0 | 276
250 |  |  |  | Total 510 |  |  | 125105.5871 | 56666.3579 | 16020.2231 | 26823.5433 | 11355.805 | 9369.5133 | 4795.894 | 74.2505 | 0
251
252 |  | 511 | Maintenance of Structures |  | F13 |  | 30769.141 | 13936.8289 | 3940.0998 | 6597.1265 | 2792.9078 | 2304.3885 | 1179.528 | 18.2616 | 0 | 280
253 |  |  |  | JBG | F13 |  | 1439221.2854 | 651892.7757 | 184297.4927 | 308579.4602 | 130637.7807 | 107787.3757 | 55172.2186 | 854.1819 | 0 | 281
254 |  |  |  | Total 511 |  |  | 1469990.4265 | 665829.6045 | 188237.5925 | 315176.5868 | 133430.6885 | 110091.7642 | 56351.7466 | 872.4435 | 0
255
256 |  | 512 | Maintenance of Boiler Plant |  | F13 |  | 0 | 0 | 0 | 0 | 0 | 0 | 0 | 0 | 0 | 285
257 |  |  |  |  | F13 |  | 216265.875 | 97957.2516 | 27693.6277 | 46368.9689 | 19630.4031 | 16196.7665 | 8290.5028 | 128.3544 | 0 | 286
258 |  |  |  | JBG | F13 |  | 3243928.792 | 1469331.899 | 415396.8182 | 695521.8115 | 294450.6606 | 242947.054 | 124355.2678 | 1925.2809 | 0 | 287
259 |  |  |  | Total 512 |  |  | 3460194.667 | 1567289.1505 | 443090.446 | 741890.7804 | 314081.0636 | 259143.8206 | 132645.7706 | 2053.6353 | 0
260
261 |  | 513 | Maintenance of Electric Plant |  | F13 |  | 58381.3017 | 26443.709 | 7475.9369 | 12517.3736 | 5299.2572 | 4372.3417 | 2238.0338 | 34.6495 | 0 | 291
262 |  |  |  | JBG | F13 |  | 1366878.1197 | 619125.0647 | 175033.6886 | 293068.5619 | 124071.2084 | 102369.3902 | 52398.9599 | 811.246 | 0 | 292
263 |  |  |  | Total 513 |  |  | 1425259.4215 | 645568.7737 | 182509.6255 | 305585.9355 | 129370.4656 | 106741.732 | 54636.9937 | 845.8955 | 0
264
265 |  | 514 | Maint of Misc. Steam Plant |  | F13 |  | 31025.9847 | 14053.1658 | 3972.9896 | 6652.1957 | 2816.2214 | 2323.6242 | 1189.374 | 18.414 | 0 | 296
266 |  |  |  | JBG | F13 |  | 302339.1482 | 136943.9908 | 38715.6218 | 64823.7016 | 27443.254 | 22643.0388 | 11590.102 | 179.4391 | 0 | 297
267 |  |  |  | Total 514 |  |  | 333365.1329 | 150997.1566 | 42688.6114 | 71475.8973 | 30259.4754 | 24966.663 | 12779.4761 | 197.8531 | 0
268
269 |  | Total Steam Power Generation |  |  |  |  | 8330601.2674 | 3773331.3413 | 1066763.6321 | 1786141.206 | 756166.7359 | 623902.4239 | 319351.6929 | 4944.2353 | 0
270
271
272 | [6 empty] | D: NUCLEAR POWER GENERATION
273
274
275 |  | 517 | Operation Super & Engineering |  | F13 |  | 0 | 0 | 0 | 0 | 0 | 0 | 0 | 0 | 0 | 304
276
277 |  | 518 | Nuclear Fuel Expense |  | F13 |  | 0 | 0 | 0 | 0 | 0 | 0 | 0 | 0 | 0 | 308
278
279 |  | 519 | Coolants and Water |  | F13 |  | 0 | 0 | 0 | 0 | 0 | 0 | 0 | 0 | 0 | 313
280
281 |  | 520 | Steam Expenses |  | F13 |  | 0 | 0 | 0 | 0 | 0 | 0 | 0 | 0 | 0 | 317
282
283 |  | 523 | Electric Expenses |  | F13 |  | 0 | 0 | 0 | 0 | 0 | 0 | 0 | 0 | 0 | 321
284
285 |  | 524 | Misc. Nuclear Expenses |  | F13 |  | 0 | 0 | 0 | 0 | 0 | 0 | 0 | 0 | 0 | 325
286
287 |  | 528 | Maint Supervision & Eng |  | F13 |  | 0 | 0 | 0 | 0 | 0 | 0 | 0 | 0 | 0 | 329
288
289 |  | 529 | Maintenance of Structures |  | F13 |  | 0 | 0 | 0 | 0 | 0 | 0 | 0 | 0 | 0 | 333
290
291 |  | 530 | Maintenance of Reactor Plant |  | F13 |  | 0 | 0 | 0 | 0 | 0 | 0 | 0 | 0 | 0 | 337
292
293 |  | 531 | Maintenance of Electric Plant |  | F13 |  | 0 | 0 | 0 | 0 | 0 | 0 | 0 | 0 | 0 | 341
294
295 |  | 532 | Maintenance of Misc Nuclear |  | F13 |  | 0 | 0 | 0 | 0 | 0 | 0 | 0 | 0 | 0 | 345
296
297 |  | Total Nuclear Power Generation |  |  |  |  | 0 | 0 | 0 | 0 | 0 | 0 | 0 | 0 | 0 | 348
298
299
300
301 |  | Distribution - METER - Unbundled |  |  |  |  | D: HYDRAULIC POWER GENERATION
302
303 |  | A |  | B | C |  | D | E | F | G | H | I | J | K
304 |  | FERC ACCT |  | DESCRIPTION | COS Factor |  | Washington Jurisdiction Normalized | Residential Schedule 16 | Small General Service Schedule 24 | Large General Service < 1,000 kW Schedule 36 | Large General Service > 1,000 kW Schedule 48 | Large General Dedicated Facilities Schedule 48 | Agricultural Pumping Schedule 40 | Street & Area Lighting Sch. 15, 51-54, 57
305 |  | 535 | Operation Super & Engineering
306 |  |  |  | SG | F13 |  | 0 | 0 | 0 | 0 | 0 | 0 | 0 | 0 | 0 | 353
307 |  |  |  | CAGW | F13 |  | 971016.9003 | 439820.4145 | 124342.2272 | 208193.0513 | 88138.9778 | 72722.2176 | 37223.7106 | 576.3013 | 0 | 354
308
309 |  | 536 | Water For Power |  | F13 |  | 13517.8362 | 6122.8804 | 1731.0078 | 2898.3219 | 1227.0108 | 1012.3892 | 518.2032 | 8.0229 | 0 | 358
310
311 |  | 537 | Hydraulic Expenses |  | F13 |  | 465966.4759 | 211058.7041 | 59668.6931 | 99906.585 | 42295.6684 | 34897.5547 | 17862.7182 | 276.5524 | 0 | 362
312
313 |  | 538 | Electric Expenses |  | F13 |  | 0 | 0 | 0 | 0 | 0 | 0 | 0 | 0 | 0 | 366
314
315 |  | 539 | Misc. Hydro Expenses |  | F13 |  | 1450956.2446 | 657208.105 | 185800.1966 | 311095.5204 | 131702.9602 | 108666.2402 | 55622.0755 | 861.1466 | 0 | 372
316
317 |  | 540 | Rents (Hydro Generation) |  | F13 |  | 207579.7697 | 94022.8953 | 26581.3405 | 44506.605 | 18841.9673 | 15546.2394 | 7957.523 | 123.1992 | 0 | 375
318
319 |  | 541 | Maint Supervision & Engineering |  | F13 |  | 51.9401 | 23.5262 | 6.6511 | 11.1363 | 4.7146 | 3.8899 | 1.9911 | 0.030827 | 0 | 379
320
321 |  | 542 | Maintenance of Structures |  | F13 |  | 109742.8563 | 49707.8357 | 14052.9698 | 23529.6627 | 9961.3335 | 8218.9547 | 4206.9673 | 65.1327 | 0 | 383
322
323 |  | 543 | Maint of Dams & Waterways |  | F13 |  | 143457.5004 | 64978.8251 | 18370.252 | 30758.3264 | 13021.6039 | 10743.9402 | 5499.4104 | 85.1424 | 0 | 387
324
325 |  | 544 | Maintenance of Electric Plant |  | F13 |  | 230047.6539 | 104199.6843 | 29458.4344 | 49323.882 | 20881.3719 | 17228.9231 | 8818.8242 | 136.5339 | 0 | 391
326
327 |  | 545 | Maint of Misc. Hydro Plant |  | F13
|  |  |  | SG | F13 |  | 0 | 0 | 0 | 0 | 0 | 0 | 0 | 0 | 0 | 395
|  |  |  | CAGW | F13 |  | 405606.5778 | 183718.7933 | 51939.3898 | 86964.9859 | 36816.8146 | 30377.0303 | 15548.8353 | 240.7286 | 0 | 396
330
331 |  | Total Hydraulic Power Generation |  |  |  |  | 3997943.7551 | 1810861.6638 | 511951.1623 | 857188.0769 | 362892.4231 | 299417.3793 | 153260.2588 | 2372.7909 | 0
332
333
334 | [6 empty] | D: OTHER POWER GENERATION
335
336
337 |  | 546 | Operation Super & Engineering |  | F13 |  | 18028.7603 | 8166.0956 | 2308.648 | 3865.4967 | 1636.4664 | 1350.2251 | 691.1284 | 10.7001 | 0 | 403
338
339 |  | 547 | Fuel |  | F13 |  | 0 | 0 | 0 | 0 | 0 | 0 | 0 | 0 | 0 | 407
340 |  |  |  | CAEW/CAEE | F13 |  | 0 | 0 | 0 | 0 | 0 | 0 | 0 | 0 | 0 | 408
341
342
343 |  | 547NPC | Fuel-NPC |  | F13
344 |  |  |  | CAEW | F13 |  | 0 | 0 | 0 | 0 | 0 | 0 | 0 | 0 | 0 | 411
345 |  |  |  | S | F13 |  | 0 | 0 | 0 | 0 | 0 | 0 | 0 | 0 | 0 | 412
346 |  |  |  | Total 547 |  |  | 0 | 0 | 0 | 0 | 0 | 0 | 0 | 0 | 0
347
348 |  | 548 | Generation Expense |  | F13 |  | 1273.847 | 576.9868 | 163.1207 | 273.122 | 115.6268 | 95.402 | 48.8326 | 0.75603 | 0 | 417
349 |  |  |  | CAGW | F13 |  | 1153158.7664 | 522321.2557 | 147666.1521 | 247245.5857 | 104671.9525 | 86363.34 | 44206.0774 | 684.403 | 0 | 419
350 |  |  |  | Total 548 |  |  | 1154432.6134 | 522898.2425 | 147829.2728 | 247518.7077 | 104787.5793 | 86458.742 | 44254.91 | 685.159 | 0
351
352 |  | 549 | Miscellaneous Other |  | F13 |  | 66703.8111 | 30213.3751 | 8541.6643 | 14301.7799 | 6054.6894 | 4995.6381 | 2557.0753 | 39.5889 | 0 | 423
353 |  |  |  | CAGE/CAGW | F13 |  | 218402.9822 | 98925.2506 | 27967.292 | 46827.1801 | 19824.3878 | 16356.8205 | 8372.4283 | 129.6228 | 0 | 424
354
355 |  | 550/551 | Maint Supervision & Engineering
356 |  |  |  | CAGW | F13 |  | 261211.9942 | 118315.518 | 33449.1409 | 56005.7421 | 23710.1518 | 19562.9092 | 10013.502 | 155.0301 | 0 | 429
357 |  |  |  | SG | F13 |  | 1903.3902 | 862.1373 | 243.736 | 408.1006 | 172.7703 | 142.5503 | 72.966 | 1.1297 | 0 | 430
358 |  |  |  | Total 550 |  |  | 263115.3844 | 119177.6553 | 33692.8769 | 56413.8428 | 23882.9221 | 19705.4595 | 10086.468 | 156.1597 | 0
359
360 |  | 552 | Maintenance of Structures |  | F13 |  | 7110.9139 | 3220.8761 | 910.5783 | 1524.6314 | 645.456 | 532.5566 | 272.5953 | 4.2203 | 0 | 436
361
362 |  | 553 | Maint of Generation & Elect Plant |  | F13 |  | 0 | 0 | 0 | 0 | 0 | 0 | 0 | 0 | 0 | 440
363 |  |  |  | CAGW | F13 |  | 883001.6038 | 399954.0392 | 113071.55 | 189321.9347 | 80149.8498 | 66130.5017 | 33849.6644 | 524.0639 | 0 | 441
364 |  |  |  | Total 553 |  |  | 883001.6038 | 399954.0392 | 113071.55 | 189321.9347 | 80149.8498 | 66130.5017 | 33849.6644 | 524.0639 | 0
365
366 |  | 554 | Maintenance of Misc. Other |  | F13 |  | 0 | 0 | 0 | 0 | 0 | 0 | 0 | 0 | 0 | 445
367 |  |  |  | CAGW | F13 |  | 93211.4578 | 42219.9675 | 11936.0644 | 19985.2112 | 8460.7823 | 6980.8712 | 3573.2399 | 55.3213 | 0 | 446
368 |  |  |  | Total 554 |  |  | 93211.4578 | 42219.9675 | 11936.0644 | 19985.2112 | 8460.7823 | 6980.8712 | 3573.2399 | 55.3213 | 0
369
370 |  | Total Other Power Generation |  |  |  |  | 2704007.527 | 1224775.5019 | 346257.9468 | 579758.7845 | 245442.1331 | 202510.8148 | 103657.5097 | 1604.8361 | 0
371
372
373 | [6 empty] | D: OTHER POWER SUPPLY
374
375
376 |  | 555 | Purchased Power |  | F13 |  | 0 | 0 | 0 | 0 | 0 | 0 | 0 | 0 | 0 | 451
377 |  |  |  | SG | F13 |  | 0 | 0 | 0 | 0 | 0 | 0 | 0 | 0 | 0 | 452
378 |  |  |  | SE | F13 |  | 0 | 0 | 0 | 0 | 0 | 0 | 0 | 0 | 0 | 453
379
380 |  | 555NPC | Purchased Power-NPC
381 |  |  |  | CAGW | F13 |  | 0 | 0 | 0 | 0 | 0 | 0 | 0 | 0 | 0 | 456
382 |  |  |  | CAEW | F13 |  | 0 | 0 | 0 | 0 | 0 | 0 | 0 | 0 | 0 | 457
383 |  |  |  | DGP | F13 |  | 0 | 0 | 0 | 0 | 0 | 0 | 0 | 0 | 0 | 458
384 |  |  |  | DGP | F13 |  | 0 | 0 | 0 | 0 | 0 | 0 | 0 | 0 | 0 | 459
385 |  |  |  | Total 555 |  |  | 0 | 0 | 0 | 0 | 0 | 0 | 0 | 0 | 0
386
387
388 |  | 556 | System Control & Load Dispatch |  | F13 |  | 71866.898 | 32551.9864 | 9202.8163 | 15408.7831 | 6523.3416 | 5382.3164 | 2755.0011 | 42.6532 | 0 | 463
389
390 |  | 557 | Other Expenses |  | F13 |  | 1862021.414 | 843399.3578 | 238438.5788 | 399230.8679 | 169015.2499 | 139452.0799 | 71380.1647 | 1105.115 | 0 | 472
391
392
393 |  | Embedded Cost Differentials
394 |  |  |  | Company Owned Hydro | F13 |  | 0 | 0 | 0 | 0 | 0 | 0 | 0 | 0 | 0 | 475
395 |  |  |  | Company Owned Hydro | F13 |  | 0 | 0 | 0 | 0 | 0 | 0 | 0 | 0 | 0 | 476
|  |  |  | Mid-C Contract | F13 |  | 0 | 0 | 0 | 0 | 0 | 0 | 0 | 0 | 0 | 477
397 |  |  |  | Mid-C Contract | F13 |  | 0 | 0 | 0 | 0 | 0 | 0 | 0 | 0 | 0 | 478
398 |  |  |  | Existing QF Contracts | F13 |  | 0 | 0 | 0 | 0 | 0 | 0 | 0 | 0 | 0 | 479
399 |  |  |  | Existing QF Contracts | F13 |  | 0 | 0 | 0 | 0 | 0 | 0 | 0 | 0 | 0 | 479
400 | [6 empty] | 0 | 0 | 0 | 0 | 0 | 0 | 0 | 0 | 0
401
402 |  | Total Other Power Supply |  |  |  |  | 1933888.312 | 875951.3442 | 247641.3951 | 414639.651 | 175538.5915 | 144834.3963 | 74135.1658 | 1147.7682 | 0
403
404 |  | TOTAL GENERATION EXPENSE |  |  |  |  | 16966440.8614 | 7684919.8512 | 2172614.1363 | 3637727.7184 | 1540039.8835 | 1270665.0143 | 650404.6272 | 10069.6305 | 0
405
406 |  | Distribution - METER - Unbundled |  |  |  |  | D: TRANSMISSION EXPENSE
407
408
409 |  | A |  | B | C |  | D | E | F | G | H | I | J | K
410 |  | FERC ACCT |  | DESCRIPTION | COS Factor |  | Washington Jurisdiction Normalized | Residential Schedule 16 | Small General Service Schedule 24 | Large General Service < 1,000 kW Schedule 36 | Large General Service > 1,000 kW Schedule 48 | Large General Dedicated Facilities Schedule 48 | Agricultural Pumping Schedule 40 | Street & Area Lighting Sch. 15, 51-54, 57
411 |  | 560 | Operation Supervision & Eng |  | F12 |  | 0 | 0 | 0 | 0 | 0 | 0 | 0 | 0 | 0 | 491
412
413 |  | 561 | Load Dispatching |  | F12 |  | 0 | 0 | 0 | 0 | 0 | 0 | 0 | 0 | 0 | 496
414
415 |  | 562 | Station Expense |  | F12 |  | 0 | 0 | 0 | 0 | 0 | 0 | 0 | 0 | 0 | 502
416
417 |  | 563 | Overhead Line Expense |  | F12 |  | 0 | 0 | 0 | 0 | 0 | 0 | 0 | 0 | 0 | 507
418
419 |  | 564 | Underground Line Expense |  | F12 |  | 0 | 0 | 0 | 0 | 0 | 0 | 0 | 0 | 0 | 511
420
421 |  | 565 | Transm of Electricity by Others |  | F12 |  | 0 | 0 | 0 | 0 | 0 | 0 | 0 | 0 | 0 | 515
422
423 |  | 565NPC | Transmission of Electricity by Others-NPC
424 |  |  | CAGW |  | F12 |  | 0 | 0 | 0 | 0 | 0 | 0 | 0 | 0 | 0 | 518
425 |  |  | SE |  | F12 |  | 0 | 0 | 0 | 0 | 0 | 0 | 0 | 0 | 0 | 519
426 |  |  | SE |  | F12 |  | 0 | 0 | 0 | 0 | 0 | 0 | 0 | 0 | 0 | 520
427 | [6 empty] | 0 | 0 | 0 | 0 | 0 | 0 | 0 | 0 | 0
428
429 |  | 566 | Misc. Transmission Expense |  | F12 |  | 0 | 0 | 0 | 0 | 0 | 0 | 0 | 0 | 0 | 526
430
431 |  | 567 | Rents - Transmission |  | F12 |  | 0 | 0 | 0 | 0 | 0 | 0 | 0 | 0 | 0 | 531
432
433 |  | 568 | Maint Supervision & Engineering |  | F12 |  | 0 | 0 | 0 | 0 | 0 | 0 | 0 | 0 | 0 | 536
434
435 |  | 569 | Maintenance of Structures |  | F12 |  | 0 | 0 | 0 | 0 | 0 | 0 | 0 | 0 | 0 | 541
436
437 |  | 570 | Maint of Station Equipment |  | F12 |  | 0 | 0 | 0 | 0 | 0 | 0 | 0 | 0 | 0 | 547
438
439 |  | 571 | Maintenance of Overhead Lines |  | F12 |  | 0 | 0 | 0 | 0 | 0 | 0 | 0 | 0 | 0 | 553
440
441 |  | 572 | Maint of Underground Lines |  | F12 |  | 0 | 0 | 0 | 0 | 0 | 0 | 0 | 0 | 0 | 556
442
443 |  | 573 | Maint of Misc Transmission Plant |  | F12 |  | 0 | 0 | 0 | 0 | 0 | 0 | 0 | 0 | 0 | 560
444
445
446 |  | TOTAL TRANSMISSION EXPENSE |  |  |  |  | 0 | 0 | 0 | 0 | 0 | 0 | 0 | 0 | 0
447
448
449
450
451
452
453
454
455
456
457
458 |  | Distribution - METER - Unbundled |  |  |  |  | D: DISTRIBUTION EXPENSE
459
460
461 |  | A |  | B | C |  | D | E | F | G | H | I | J | K
462 |  | FERC ACCT |  | DESCRIPTION | COS Factor |  | Washington Jurisdiction Normalized | Residential Schedule 16 | Small General Service Schedule 24 | Large General Service < 1,000 kW Schedule 36 | Large General Service > 1,000 kW Schedule 48 | Large General Dedicated Facilities Schedule 48 | Agricultural Pumping Schedule 40 | Street & Area Lighting Sch. 15, 51-54, 57
463 |  | 580 | Operation Supervision & Eng |  | F131 |  | 0 | 0 | 0 | 0 | 0 | 0 | 0 | 0 | 0 | 568
464
465 |  | 581 | Load Dispatching |  | F20 |  | 0 | 0 | 0 | 0 | 0 | 0 | 0 | 0 | 0 | 573
466
467 |  | 582 | Station Expense |  | F120 |  | 0 | 0 | 0 | 0 | 0 | 0 | 0 | 0 | 0 | 578
468
469 |  | 583 | Overhead Line Expenses |  | F132 |  | 0 | 0 | 0 | 0 | 0 | 0 | 0 | 0 | 0 | 583
470
471 |  | 584 | Underground Line Expense |  | F133 |  | 0 | 0 | 0 | 0 | 0 | 0 | 0 | 0 | 0 | 588
472
473 |  | 585 | Street Lighting & Signal Systems |  | F130 |  | 0 | 0 | 0 | 0 | 0 | 0 | 0 | 0 | 0 | 593
474
475 |  | 586 | Meter Expenses |  | F127 |  | 0 | 0 | 0 | 0 | 0 | 0 | 0 | 0 | 0 | 598
476
477 |  | 587 | Customer Installation Expenses |  | F20 |  | 0 | 0 | 0 | 0 | 0 | 0 | 0 | 0 | 0 | 603
478
479 |  | 588 | Misc. Distribution Expenses |  | F131 |  | 0 | 0 | 0 | 0 | 0 | 0 | 0 | 0 | 0 | 609
480
481 |  | 589 | Rents |  | F131 |  | 0 | 0 | 0 | 0 | 0 | 0 | 0 | 0 | 0 | 614
482
483 |  | 590 | Maint Supervision & Engineering |  | F131 |  | 0 | 0 | 0 | 0 | 0 | 0 | 0 | 0 | 0 | 619
484
485 |  | 591 | Maintenance of Structures |  | F119 |  | 0 | 0 | 0 | 0 | 0 | 0 | 0 | 0 | 0 | 624
486
487 |  | 592 | Maint of Station Equipment |  | F120 |  | 0 | 0 | 0 | 0 | 0 | 0 | 0 | 0 | 0 | 629
488
489 |  | 593 | Maintenance of Overhead Lines |  | F134 |  | 0 | 0 | 0 | 0 | 0 | 0 | 0 | 0 | 0 | 634
490
491 |  | 594 | Maint of Underground Lines |  | F135 |  | 0 | 0 | 0 | 0 | 0 | 0 | 0 | 0 | 0 | 639
492
493 |  | 595 | Maint of Line Transformers |  | F125 |  | 0 | 0 | 0 | 0 | 0 | 0 | 0 | 0 | 0 | 644
494
495 |  | 596 | Maint of Street Lighting & Signals |  | F130 |  | 0 | 0 | 0 | 0 | 0 | 0 | 0 | 0 | 0 | 649
496
497 |  | 597 | Maintenance of Meters |  | F127 |  | 0 | 0 | 0 | 0 | 0 | 0 | 0 | 0 | 0 | 654
498
499 |  | 598 | Maint of Misc. Distribution Plant |  | F131 |  | 0 | 0 | 0 | 0 | 0 | 0 | 0 | 0 | 0 | 659
500
501 |  | TOTAL DISTRIBUTION EXPENSE |  |  |  |  | 0 | 0 | 0 | 0 | 0 | 0 | 0 | 0 | 0
502
503
504 | [6 empty] | D: CUSTOMER ACCOUNTS EXPENSE
505
506
507 |  | 901 | Supervision |  | F136 |  | 0 | 0 | 0 | 0 | 0 | 0 | 0 | 0 | 0 | 666
508
509 |  | 902 | Meter Reading Expense |  | F41 |  | 0 | 0 | 0 | 0 | 0 | 0 | 0 | 0 | 0 | 671
510
511 |  | 903 | Customer Receipts & Collections |  | F42 |  | 0 | 0 | 0 | 0 | 0 | 0 | 0 | 0 | 0 | 676
512
513 |  | 904 | Uncollectible Accounts |  | F80 |  | 0 | 0 | 0 | 0 | 0 | 0 | 0 | 0 | 0 | 682
514
515 |  | 905 | Misc. Customer Accounts Exp |  | F136 |  | 0 | 0 | 0 | 0 | 0 | 0 | 0 | 0 | 0 | 687
516
517 |  | TOTAL CUSTOMER ACCOUNTS EXPENSE |  |  |  |  | 0 | 0 | 0 | 0 | 0 | 0 | 0 | 0 | 0
518
519 |  | Distribution - METER - Unbundled |  |  |  |  | D: CUSTOMER SERVICE EXPENSE
520
521 |  | A |  | B | C |  | D | E | F | G | H | I | J | K
522 |  | FERC ACCT |  | DESCRIPTION | COS Factor |  | Washington Jurisdiction Normalized | Residential Schedule 16 | Small General Service Schedule 24 | Large General Service < 1,000 kW Schedule 36 | Large General Service > 1,000 kW Schedule 48 | Large General Dedicated Facilities Schedule 48 | Agricultural Pumping Schedule 40 | Street & Area Lighting Sch. 15, 51-54, 57
523 |  | 907 | Supervision |  | F40 |  | 0 | 0 | 0 | 0 | 0 | 0 | 0 | 0 | 0 | 694
524
525 |  | 908 | Customer Assistance |  | F40 |  | 4159.3595 | 3277.9856 | 600.8952 | 33.1493 | 2.134 | 0.030522 | 157.8339 | 87.3308 | 0 | 699
526
527 |  | 909 | Informational & Instructional Adv |  | F40 |  | 0 | 0 | 0 | 0 | 0 | 0 | 0 | 0 | 0 | 705
528
529 |  | 910 | Misc. Customer Service |  | F40 |  | 0 | 0 | 0 | 0 | 0 | 0 | 0 | 0 | 0 | 710
530
531 |  | TOTAL CUSTOMER SERVICE EXPENSE |  |  |  |  | 4159.3595 | 3277.9856 | 600.8952 | 33.1493 | 2.134 | 0.030522 | 157.8339 | 87.3308 | 0
532
533
534 | [6 empty] | D: SALES EXPENSE
535
536
537 |  | 911 | Supervision |  | F40 |  | 0 | 0 | 0 | 0 | 0 | 0 | 0 | 0 | 0 | 717
538
539 |  | 912 | Demonstration & Selling Expense |  | F40 |  | 0 | 0 | 0 | 0 | 0 | 0 | 0 | 0 | 0 | 722
540
541 |  | 913 | Advertising Expense |  | F40 |  | 0 | 0 | 0 | 0 | 0 | 0 | 0 | 0 | 0 | 727
542
543 |  | 916 | Misc. Sales Expense |  | F40 |  | 0 | 0 | 0 | 0 | 0 | 0 | 0 | 0 | 0 | 732
544
545 |  | TOTAL SALES EXPENSE |  |  |  |  | 0 | 0 | 0 | 0 | 0 | 0 | 0 | 0 | 0
546
547
548 | [6 empty] | D: ADMINISTRATION & GENERAL EXPENSE
549
550
551 |  | 920 | Administrative & General Salaries |  | F102G |  | 0 | 0 | 0 | 0 | 0 | 0 | 0 | 0 | 0 | 738
552 |  |  |  | Customer - System | F42 |  | 0 | 0 | 0 | 0 | 0 | 0 | 0 | 0 | 0 | 739
553 |  |  |  | System Overheads | F102G |  | 0 | 0 | 0 | 0 | 0 | 0 | 0 | 0 | 0 | 740
554 |  |  |  | Administrative & General Salaries |  |  | 0 | 0 | 0 | 0 | 0 | 0 | 0 | 0 | 0
555
556 |  | 921 | Office Supplies & expenses |  | F102G |  | 0 | 0 | 0 | 0 | 0 | 0 | 0 | 0 | 0 | 744
557 |  |  |  | Customer - System | F42 |  | 0 | 0 | 0 | 0 | 0 | 0 | 0 | 0 | 0 | 745
558 |  |  |  | System Overheads | F102G |  | 0 | 0 | 0 | 0 | 0 | 0 | 0 | 0 | 0 | 746
559 |  |  |  | Office Supplies & expenses |  |  | 0 | 0 | 0 | 0 | 0 | 0 | 0 | 0 | 0
560
561 |  | 922 | A&G Expenses Transferred |  | F102G |  | 0 | 0 | 0 | 0 | 0 | 0 | 0 | 0 | 0 | 750
562
563 |  | 923 | Outside Services |  | F102G |  | 0 | 0 | 0 | 0 | 0 | 0 | 0 | 0 | 0 | 754
564 |  |  |  | Customer - System | F42 |  | 0 | 0 | 0 | 0 | 0 | 0 | 0 | 0 | 0 | 755
565 |  |  |  | System Overheads | F102G |  | 0 | 0 | 0 | 0 | 0 | 0 | 0 | 0 | 0 | 756
|  |  |  | JBG | F102G |  | 0 | 0 | 0 | 0 | 0 | 0 | 0 | 0 | 0 | 757
567 |  |  |  | System Overheads | F102G |  | 0 | 0 | 0 | 0 | 0 | 0 | 0 | 0 | 0 | 758
568 |  |  |  | Outside Services |  |  | 0 | 0 | 0 | 0 | 0 | 0 | 0 | 0 | 0
569
570 |  | 924 | Property Insurance
571 |  |  |  | System Overheads | F102G |  | 0 | 0 | 0 | 0 | 0 | 0 | 0 | 0 |  | 763
572
573 |  | 925 | Injuries & Damages |  | F102G |  | 0 | 0 | 0 | 0 | 0 | 0 | 0 | 0 | 0 | 766
574 |  |  | Injuries & Damages |  | F102G |  | 0 | 0 | 0 | 0 | 0 | 0 | 0 | 0 | 0 | 767
575
576 |  | 926 | Employee Pensions & Benefits |  | F138G |  | 0 | 0 | 0 | 0 | 0 | 0 | 0 | 0 | 0 | 774
577
578 |  | 927 | Franchise Requirements |  | F102 |  | 0 | 0 | 0 | 0 | 0 | 0 | 0 | 0 | 0 | 779
579
580 |  | 928 | Regulatory Commission Expense |  | F141 |  | 0 | 0 | 0 | 0 | 0 | 0 | 0 | 0 | 0 | 786
581 |  |  |  | Regulatory Expense | F141 |  | 0 | 0 | 0 | 0 | 0 | 0 | 0 | 0 | 0 | 787
582
583 |  | 929 | Duplicate Charges |  | F138G |  | 0 | 0 | 0 | 0 | 0 | 0 | 0 | 0 | 0 | 795
584
585 |  | 930 | Misc General Expenses
586 |  |  |  | Situs | F138G |  | 0 | 0 | 0 | 0 | 0 | 0 | 0 | 0 | 0 | 798
587 |  |  |  | Customer | F138G |  | 0 | 0 | 0 | 0 | 0 | 0 | 0 | 0 | 0 | 799
588 |  |  |  | Labor | F138G |  | 0 | 0 | 0 | 0 | 0 | 0 | 0 | 0 | 0 | 800
589 |  |  |  | Labor | F138G |  | 0 | 0 | 0 | 0 | 0 | 0 | 0 | 0 | 0 | 801
590 |  |  |  | Customer | F138G |  | 0 | 0 | 0 | 0 | 0 | 0 | 0 | 0 | 0 | 802
591
592 |  | 931 | Rents |  | F102G |  | 0 | 0 | 0 | 0 | 0 | 0 | 0 | 0 | 0 | 808
593
594 |  | 935 | Maintenance of General Plant |  | F108 |  | 0 | 0 | 0 | 0 | 0 | 0 | 0 | 0 | 0 | 814
595
596 |  | TOTAL ADMINISTRATIVE & GEN EXPENSE |  |  |  |  | 0 | 0 | 0 | 0 | 0 | 0 | 0 | 0 | 0
597
598
599 |  | TOTAL O & M EXPENSE |  |  |  |  | 16970600.2209 | 7688197.8368 | 2173215.0316 | 3637760.8678 | 1540042.0175 | 1270665.0448 | 650562.4611 | 10156.9613 | 0
600
601 |  | Distribution - METER - Unbundled |  |  |  |  | D: DEPRECIATION EXPENSE
602
603 |  | A |  | B | C |  | D | E | F | G | H | I | J | K
604 |  | FERC ACCT |  | DESCRIPTION | COS Factor |  | Washington Jurisdiction Normalized | Residential Schedule 16 | Small General Service Schedule 24 | Large General Service < 1,000 kW Schedule 36 | Large General Service > 1,000 kW Schedule 48 | Large General Dedicated Facilities Schedule 48 | Agricultural Pumping Schedule 40 | Street & Area Lighting Sch. 15, 51-54, 57
605 |  | 403SP | Steam Depreciation |  | F13 |  | 5446022.2589 | 2466766.3011 | 697382.8538 | 1167666.5889 | 494334.1714 | 407868.0973 | 208772.0168 | 3232.2296 | 0 | 827
606
607 |  | 403NP | Nuclear Depreciation |  | F13 |  | 0 | 0 | 0 | 0 | 0 | 0 | 0 | 0 | 0 | 831
608
609 |  | 403HP | Hydro Depreciation |  | F13 |  | 4070420.1096 | 1843689.7024 | 521232.0217 | 872727.5319 | 369471.0849 | 304845.3396 | 156038.6233 | 2415.8058 | 0 | 838
610
611 |  | 403OP | Other Generation Depreciation |  | F13 |  | 0 | 0 | 0 | 0 | 0 | 0 | 0 | 0 | 0 | 841
612 |  |  |  | SG | F13 |  | 0 | 0 | 0 | 0 | 0 | 0 | 0 | 0 | 0 | 842
613 |  |  |  | CAEW | F13 |  | 0 | 0 | 0 | 0 | 0 | 0 | 0 | 0 | 0 | 843
614 |  |  |  | CAGW | F13 |  | 5460110.8541 | 2473147.7058 | 699186.9494 | 1170687.2857 | 495612.9899 | 408923.2322 | 209312.0999 | 3240.5912 | 0 | 844
615 |  |  |  | CAGE | F13 |  | 0 | 0 | 0 | 0 | 0 | 0 | 0 | 0 | 0 | 845
616 |  |  |  | Total 403OP |  |  | 5460110.8541 | 2473147.7058 | 699186.9494 | 1170687.2857 | 495612.9899 | 408923.2322 | 209312.0999 | 3240.5912 | 0
617
618 |  | 403TP | Transmission Depreciation |  | F106 |  | 0 | 0 | 0 | 0 | 0 | 0 | 0 | 0 | 0 | 853
619
620 |  | 403 | Distribution Depreciation
621 |  |  |  | Land Rights | F118 |  | 0 | 0 | 0 | 0 | 0 | 0 | 0 | 0 | 0 | 856
622 |  |  |  | Structures | F119 |  | 0 | 0 | 0 | 0 | 0 | 0 | 0 | 0 | 0 | 857
623 |  |  |  | Station Equip | F120 |  | 0 | 0 | 0 | 0 | 0 | 0 | 0 | 0 | 0 | 858
624 |  |  |  | Poles & Towers | F121 |  | 0 | 0 | 0 | 0 | 0 | 0 | 0 | 0 | 0 | 860
625 |  |  |  | OH Conductors | F122 |  | 0 | 0 | 0 | 0 | 0 | 0 | 0 | 0 | 0 | 861
626 |  |  |  | UG Conduit | F123 |  | 0 | 0 | 0 | 0 | 0 | 0 | 0 | 0 | 0 | 862
627 |  |  |  | UG Conductor | F124 |  | 0 | 0 | 0 | 0 | 0 | 0 | 0 | 0 | 0 | 863
628 |  |  |  | Line Transformer | F125 |  | 0 | 0 | 0 | 0 | 0 | 0 | 0 | 0 | 0 | 864
629 |  |  |  | Services | F126 |  | 0 | 0 | 0 | 0 | 0 | 0 | 0 | 0 | 0 | 865
630 |  |  |  | Meters | F127 |  | 0 | 0 | 0 | 0 | 0 | 0 | 0 | 0 | 0 | 866
631 |  |  |  | Inst Cust Premises | F128 |  | 0 | 0 | 0 | 0 | 0 | 0 | 0 | 0 | 0 | 867
632 |  |  |  | Leased Property | F129 |  | 0 | 0 | 0 | 0 | 0 | 0 | 0 | 0 | 0 | 868
633 |  |  |  | Street Lighting | F130 |  | 0 | 0 | 0 | 0 | 0 | 0 | 0 | 0 | 0 | 869
634 |  |  | Total Distribution Expense |  |  |  | 0 | 0 | 0 | 0 | 0 | 0 | 0 | 0 | 0
635
636 |  | 403GP | General Depreciation
637 |  |  |  | S | F107G |  | 0 | 0 | 0 | 0 | 0 | 0 | 0 | 0 | 0 | 873
638 |  |  |  | DGP | F105G |  | 0 | 0 | 0 | 0 | 0 | 0 | 0 | 0 | 0 | 874
639 |  |  |  | DGU | F105G |  | 0 | 0 | 0 | 0 | 0 | 0 | 0 | 0 | 0 | 875
640 |  |  |  | SE | F13 |  | 0 | 0 | 0 | 0 | 0 | 0 | 0 | 0 | 0 | 876
641 |  |  |  | CN | F42 |  | 0 | 0 | 0 | 0 | 0 | 0 | 0 | 0 | 0 | 877
642 |  |  |  | SG/CAGW/CAGE | F105G |  | 159839.6813 | 67627.0464 | 21115.1096 | 35701.0699 | 15094.1351 | 13743.7647 | 6300.5684 | 257.9873 | 0 | 878
643 |  |  |  | SO | F102G |  | 301371.8383 | 127508.3078 | 39811.7622 | 67313.0538 | 28459.4364 | 25913.3627 | 11879.4899 | 486.4255 | 0 | 879
644 |  |  |  | CAEW | F105G |  | 29.3686 | 12.4256 | 3.8796 | 6.5596 | 2.7734 | 2.5252 | 1.1577 | 0.047402 | 0 | 880
645 |  |  |  | JBG | F105G |  | 25473.8514 | 10777.8076 | 3365.1416 | 5689.7245 | 2405.5713 | 2190.3611 | 1004.1295 | 41.1158 | 0 | 881
646 |  |  |  | JBE | F13 |  | 0 | 0 | 0 | 0 | 0 | 0 | 0 | 0 | 0 | 882
647 |  |  | Total General Expense |  |  |  | 486714.7396 | 205925.5874 | 64295.893 | 108710.4078 | 45961.9162 | 41850.0138 | 19185.3454 | 785.576 | 0
648
649 |  | 403GV0 | General Vehicles |  | F105G |  | 0 | 0 | 0 | 0 | 0 | 0 | 0 | 0 | 0 | 886
650
651 |  | 403MP | Mining Depreciation |  | F13 |  | 0 | 0 | 0 | 0 | 0 | 0 | 0 | 0 | 0 | 890
652
653 |  | 403EP | Experimental Plant Depreciation |  | F13 |  | 0 | 0 | 0 | 0 | 0 | 0 | 0 | 0 | 0 | 896
654
655
656 |  | TOTAL DEPRECIATION EXPENSE |  |  |  |  | 15463267.9622 | 6989529.2968 | 1982097.7179 | 3319791.8143 | 1405380.1624 | 1163486.6829 | 593308.0854 | 9674.2026 | 0
657
658 | [6 empty] | D: AMORTIZATION EXPENSE
659
660
661 |  | 404CLG | Amort of LT Plant - Cap. Lease Gen
662 |  |  |  | S | F12 |  | 152382.4756 | 69219.4192 | 19849.6642 | 31527.1199 | 13637.518 | 12447.2972 | 5522.2297 | 179.2273 | 0 | 901
663 |  |  |  | SG/CAGW | F13 |  | 0 | 0 | 0 | 0 | 0 | 0 | 0 | 0 | 0 | 902
664 |  |  |  | SO | F102G |  | 8455.0825 | 3577.286 | 1116.9316 | 1888.4891 | 798.4385 | 727.0076 | 333.2829 | 13.6468 | 0 | 903
665 |  |  |  | DGU | F13 | [10 empty] | 904
666 |  |  |  | CN | F42 |  | 0 | 0 | 0 | 0 | 0 | 0 | 0 | 0 | 0 | 905
667 |  |  |  | DGP | F13 |  | 0 | 0 | 0 | 0 | 0 | 0 | 0 | 0 | 0 | 906
668 |  |  |  | SG | F13 |  | 0 | 0 | 0 | 0 | 0 | 0 | 0 | 0 | 0 | 907
669 |  |  | Total Amort. Cap. Lease General |  |  |  | 160837.5581 | 72796.7053 | 20966.5958 | 33415.609 | 14435.9565 | 13174.3048 | 5855.5125 | 192.8742 | 0
670
671 |  | 404CLS | Amort of LT Plant - Cap Lease Steam |  | F13 |  | 0 | 0 | 0 | 0 | 0 | 0 | 0 | 0 | 0 | 913
672
673 |  | 404IP | Amort of LT Plant - Intangible Plant
674 |  |  |  | S | F107G |  | 2900.9434 | 1227.3688 | 383.2198 | 647.9416 | 273.9447 | 249.4367 | 114.3495 | 4.6822 | 0 | 916
675 |  |  |  | SE | F13 |  | 0 | 0 | 0 | 0 | 0 | 0 | 0 | 0 | 0 | 917
676 |  |  |  | SG/CAGW | F105G |  | 266544.5284 | 112773.1176 | 35211.0119 | 59534.183 | 25170.5902 | 22918.7474 | 10506.6653 | 430.2129 | 0 | 918
677 |  |  |  | SO | F102G |  | 248031.0499 | 104940.1949 | 32765.3481 | 55399.096 | 23422.3075 | 21326.8718 | 9776.9001 | 400.3315 | 0 | 919
678 |  |  |  | CN | F42 |  | 0 | 0 | 0 | 0 | 0 | 0 | 0 | 0 | 0 | 920
679 |  |  |  | DGP | F13 |  | 0 | 0 | 0 | 0 | 0 | 0 | 0 | 0 | 0 | 921
680 |  |  |  | DGU | F13 |  | 0 | 0 | 0 | 0 | 0 | 0 | 0 | 0 | 0 | 922
681 |  |  |  | CAEW | F13 |  | 0 | 0 | 0 | 0 | 0 | 0 | 0 | 0 | 0 | 923
682 |  |  |  | CAGW | F105G |  | 1490403.6144 | 630579.2999 | 196884.9998 | 332889.8253 | 140743.2329 | 128151.886 | 58748.8027 | 2405.5678 | 0 | 924
683 |  |  |  | JBG | F105G |  | 32155.8719 | 13604.9235 | 4247.8486 | 7182.1904 | 3036.5743 | 2764.9125 | 1267.5217 | 51.9008 | 0 | 925
684 |  |  | Total Amort. Intangible Plant |  |  |  | 2040036.008 | 863124.9048 | 269492.4281 | 455653.2363 | 192646.6497 | 175411.8545 | 80414.2393 | 3292.6953 | 0
685
686 |  | Distribution - METER - Unbundled |  |  |  |  | D: AMORTIZATION EXPENSE (continued)
687
688
689 |  | A |  | B | C |  | D | E | F | G | H | I | J | K
690 |  | FERC ACCT |  | DESCRIPTION | COS Factor |  | Washington Jurisdiction Normalized | Residential Schedule 16 | Small General Service Schedule 24 | Large General Service < 1,000 kW Schedule 36 | Large General Service > 1,000 kW Schedule 48 | Large General Dedicated Facilities Schedule 48 | Agricultural Pumping Schedule 40 | Street & Area Lighting Sch. 15, 51-54, 57
691 |  | 404O | Amort of LT Plant - Other Plant |  | F13 |  | 0 | 0 | 0 | 0 | 0 | 0 | 0 | 0 | 0 | 930
692
693 |  | 404HP | Amort of Other Electric Plant |  | F110 |  | 41203.7272 | 19819.4836 | 5562.5421 | 7875.4934 | 3322.4886 | 2921.2986 | 1529.6402 | 172.7806 | 0 | 936
694
695 |  | 405 | Amort of Other Electric Plant |  | F110 |  | 0 | 0 | 0 | 0 | 0 | 0 | 0 | 0 | 0 | 944
696
697 |  | 406 | Amort of Plant Acquisition Adj |  | F13 |  | 0 | 0 | 0 | 0 | 0 | 0 | 0 | 0 | 0 | 952
698
699 |  | 407 | Amort of Prop Losses, Unrec Plant, |  | F110 |  | 0 | 0 | 0 | 0 | 0 | 0 | 0 | 0 | 0 | 961
700
701
702 |  | TOTAL AMORTIZATION EXPENSE |  |  |  |  | 2242077.2932 | 955741.0936 | 296021.5661 | 496944.3387 | 210405.0949 | 191507.4579 | 87799.392 | 3658.35 | 0
703
704
705 | [6 empty] | D: TAX OTHER THAN INCOME
706
707
708 |  | 408 | Total Taxes Other Than Income |  | F101G |  | 6514742.2765 | 2756078.7105 | 860596.4084 | 1455242.9581 | 615267.0732 | 560247.9602 | 256804.2772 | 10504.8888 | 0 | 974
709
710
711 | [6 empty] | D: DEFERRED ITC
712
713
714 |  | 41140 | Deferred I T C - Federal |  | F101G |  | 0 | 0 | 0 | 0 | 0 | 0 | 0 | 0 | 0 | 979
715
716 |  | 41141 | Deferred I T C - Idaho |  | F101G |  | 0 | 0 | 0 | 0 | 0 | 0 | 0 | 0 | 0 | 984
717
718 |  | TOTAL DEFERRED ITC |  |  |  |  | 0 | 0 | 0 | 0 | 0 | 0 | 0 | 0 | 0
719
720
721 | [6 empty] | D: DEFERRED INCOME TAXES
722
723
724 |  | 41010 | Deferred Income Tax - Federal-DR |  | F101G |  | 6984076.7465 | 2954631.8821 | 922595.4165 | 1560081.4388 | 659592.0877 | 600609.2927 | 275304.9476 | 11261.6811 | 0 | 1032
725
726 |  | 41011 | Deferred Income Tax - State-DR |  | F101G |  | 0 | 0 | 0 | 0 | 0 | 0 | 0 | 0 | 0 | 1047
727
728 |  | 41110 | Deferred Income Tax - Federal-CR |  | F101G |  | -6972845.9686 | -2949880.6722 | -921111.8325 | -1557572.7424 | -658531.4275 | -599643.4801 | -274862.2422 | -11243.5717 | 0 | 1063
729
730 |  | 41111 | Deferred Income Tax - State-CR |  | F101G |  | 0 | 0 | 0 | 0 | 0 | 0 | 0 | 0 | 0 | 1078
731
732 |  | TOTAL DEFERRED INCOME TAXES |  |  |  |  | 11230.778 | 4751.2099 | 1483.584 | 2508.6964 | 1060.6602 | 965.8126 | 442.7054 | 18.1094 | 0
733
734
735
736
737
738 |  | 40911 | State Income Taxes |  | F101G |  | 0 | 0 | 0 | 0 | 0 | 0 | 0 | 0 | 0 | 1175
739
740 |  | 40910 | Federal Income Tax |  | F101G |  | 8602126.4621 | 3639152.0342 | 1136339.524 | 1921516.3743 | 812404.3818 | 739756.6318 | 339086.7628 | 13870.7532 | 0 | 1208
741
742
743 |  | TOTAL OPERATING EXPENSES |  |  |  |  | 49804013.0095 | 22033435.6533 | 6449749.6657 | 10833758.4324 | 4584556.5276 | 3926626.9777 | 1928002.525 | 47883.2277 | 0
744
745
746 |  | Distribution - METER - Unbundled |  |  |  |  | D: STEAM GENERATION PLANT
747
748 |  | A |  | B | C |  | D | E | F | G | H | I | J | K
749 |  | FERC ACCT |  | DESCRIPTION | COS Factor |  | Washington Jurisdiction Normalized | Residential Schedule 16 | Small General Service Schedule 24 | Large General Service < 1,000 kW Schedule 36 | Large General Service > 1,000 kW Schedule 48 | Large General Dedicated Facilities Schedule 48 | Agricultural Pumping Schedule 40 | Street & Area Lighting Sch. 15, 51-54, 57
750 |  | 310 | Land and Land Rights |  | F13 |  | 239130.7353 | 108313.8502 | 30621.5558 | 51271.3604 | 21705.8411 | 17909.1809 | 9167.022 | 141.9248 | 0 | 1217
751 |  |  |  | JBG | F13 |  | 159598.4768 | 72289.8522 | 20437.1624 | 34219.0686 | 14486.7166 | 11952.7839 | 6118.1711 | 94.7221 | 0 | 1219
752 |  |  |  | Total 310 |  |  | 398729.2121 | 180603.7025 | 51058.7182 | 85490.4289 | 36192.5577 | 29861.9648 | 15285.1931 | 236.6469 | 0
753
754 |  | 311 | Structures and Improvements |  | F13 |  | 8410312.8087 | 3809436.5451 | 1076970.9834 | 1803231.9374 | 763402.1339 | 629872.248 | 322407.4166 | 4991.5444 | 0 | 1225
755 |  |  |  | JBG | F13 |  | 19703652.4462 | 8924735.0732 | 2523123.9829 | 4224605.6933 | 1788495.9413 | 1475662.5754 | 755335.0068 | 11694.1733 | 0 | 1226
756 |  |  |  | Total 311 |  |  | 28113965.2549 | 12734171.6184 | 3600094.9663 | 6027837.6307 | 2551898.0752 | 2105534.8234 | 1077742.4234 | 16685.7176 | 0
757
758 |  | 312 | Boiler Plant Equipment
759 |  |  |  | SG | F13 |  | 0 | 0 | 0 | 0 | 0 | 0 | 0 | 0 | 0 | 1230
760 |  |  |  | S | F13 |  | -169170.8107 | -76625.6242 | -21662.9344 | -36271.4462 | -15355.5951 | -12669.6832 | -6485.1243 | -100.4034 | 0 | 1231
761 |  |  |  | CAGW | F13 |  | -730485.5653 | -330872.1651 | -93541.3195 | -156621.3922 | -66306.0045 | -54708.1417 | -28002.997 | -433.5452 | 0 | 1232
762 |  |  |  | JBG | F13 |  | 102863335.3595 | 46591768.6753 | 13172022.2489 | 22054643.5935 | 9336880.9817 | 7703727.7626 | 3943242.418 | 61049.6795 | 0 | 1233
763 |  |  |  | Total 312 |  |  | 101963678.9835 | 46184270.8861 | 13056817.995 | 21861750.755 | 9255219.3821 | 7636349.9376 | 3908754.2967 | 60515.7309 | 0
764
765 |  | 314 | Turbogenerator Units |  | F13 |  | 5225550.0758 | 2366903.8096 | 669150.5931 | 1120395.7571 | 474321.9627 | 391356.3084 | 200320.2661 | 3101.3787 | 0 | 1239
766 |  |  |  | JBG | F13 |  | 27430648.0156 | 12424664.2644 | 3512593.7216 | 5881329.4689 | 2489873.5286 | 2054359.2518 | 1051547.6134 | 16280.1669 | 0 | 1240
767 |  |  |  | Total 314 |  |  | 32656198.0913 | 14791568.074 | 4181744.3146 | 7001725.226 | 2964195.4913 | 2445715.5601 | 1251867.8796 | 19381.5456 | 0
768
769 |  | 315 | Accessory Electric Equipment |  | F13 |  | 1244552.9099 | 563718.0739 | 159369.5029 | 266841.1516 | 112967.7776 | 93208.1073 | 47709.651 | 738.6457 | 0 | 1246
770 |  |  |  | JBG | F13 |  | 8117804.5518 | 3676945.4394 | 1039514.2428 | 1740516.05 | 736851.2276 | 607965.4726 | 311194.1795 | 4817.9399 | 0 | 1247
771 |  |  |  | Total 316 |  |  | 9362357.4617 | 4240663.5133 | 1198883.7457 | 2007357.2016 | 849819.0052 | 701173.58 | 358903.8305 | 5556.5855 | 0
772
773 |  | 316 | Misc Power Plant Equipment |  | F13 |  | 55515.9428 | 25145.8496 | 7109.0173 | 11903.0199 | 5039.1692 | 4157.7469 | 2128.191 | 32.9489 | 0 | 1253
774 |  |  |  | JBG | F13 |  | 689652.2223 | 312376.7734 | 88312.4622 | 147866.4279 | 62599.5715 | 51650.0165 | 26437.6601 | 409.3105 | 0 | 1255
775 |  |  |  | Total 316 |  |  | 745168.1651 | 337522.6231 | 95421.4795 | 159769.4479 | 67638.7407 | 55807.7634 | 28565.8511 | 442.2594 | 0
776
777 |  | S00 | Unclassified Steam Plant - Acct 300 |  | F13 |  | 2488505.9134 | 1127164.4212 | 318662.1855 | 533553.6789 | 225881.1019 | 186371.286 | 95396.3046 | 1476.9353 | 0 | 1262
778
779
780
781 |  | Total Steam Generation Plant |  |  |  |  | 175728603.082 | 79595964.8384 | 22502683.4049 | 37677484.369 | 15950844.3541 | 13160814.9153 | 6736515.7789 | 104295.4214 | 0
782
783
784 | [6 empty] | D: NUCLEAR GENERATION
785
786
787 |  | 320 | Land and Land Rights |  | F13 |  | 0 | 0 | 0 | 0 | 0 | 0 | 0 | 0 | 0 | 1268
788
789 |  | 321 | Structures and Improvements |  | F13 |  | 0 | 0 | 0 | 0 | 0 | 0 | 0 | 0 | 0 | 1272
790
791 |  | 322 | Reactor Plant Equipment |  | F13 |  | 0 | 0 | 0 | 0 | 0 | 0 | 0 | 0 | 0 | 1276
792
793 |  | 323 | Turbogenerator Units |  | F13 |  | 0 | 0 | 0 | 0 | 0 | 0 | 0 | 0 | 0 | 1280
794
795 |  | 324 | Land and Land Rights |  | F13 |  | 0 | 0 | 0 | 0 | 0 | 0 | 0 | 0 | 0 | 1284
796
797 |  | 325 | Misc. Power Plant Equipment |  | F13 |  | 0 | 0 | 0 | 0 | 0 | 0 | 0 | 0 | 0 | 1288
798
799 |  | N00 | Unclassified Nuclear Plt - Acct 300 |  | F13 |  | 0 | 0 | 0 | 0 | 0 | 0 | 0 | 0 | 0 | 1294
800
801 |  | Total Nuclear Generation Plant |  |  |  |  | 0 | 0 | 0 | 0 | 0 | 0 | 0 | 0 | 0
802
803
804 | [6 empty] | D: HYDRAULIC GENERATION PLANT
805
806
807 |  | 330 | Land and Land Rights |  | F13 |  | 3976660.0852 | 1801221.2626 | 509225.7113 | 852624.7041 | 360960.5093 | 297823.3847 | 152444.3542 | 2360.159 | 0 | 1302
808
809 |  | 331 | Structures and Improvements |  | F13 |  | 34583571.6936 | 15664568.5918 | 4428551.4776 | 7414968.0761 | 3139142.7441 | 2590062.0513 | 1325753.3055 | 20525.4473 | 0 | 1307
810
811 |  | 332 | Reservoirs, Dams & Waterways |  | F13 |  | 54815203.9955 | 24828451.2215 | 7019285.1912 | 11752776.4718 | 4975563.2938 | 4105266.5399 | 2101328.2992 | 32532.9781 | 0 | 1312
812
813 |  | 333 | Water Wheel, Turbines, & Generators |  | F13 |  | 11816579.026 | 5352298.8982 | 1513155.6963 | 2533560.0679 | 1072588.1247 | 884977.2135 | 452985.8524 | 7013.173 | 0 | 1317
814
815 |  | 334 | Accessory Electric Equipment |  | F13 |  | 9198962.7105 | 4166654.1452 | 1177960.4566 | 1972324.1843 | 834987.7017 | 688936.4823 | 352640.1301 | 5459.6103 | 0 | 1322
816
817 |  | 335 | Misc. Power Plant Equipment |  | F13 |  | 292823.8948 | 132634.0734 | 37497.1592 | 62783.5624 | 26579.5567 | 21930.4144 | 11225.337 | 173.7918 | 0 | 1327
818
819 |  | 336 | Roads, Railroads & Bridges |  | F13 |  | 2882963.7239 | 1305833.3998 | 369173.9353 | 618128.2884 | 261685.9454 | 215913.3534 | 110517.7545 | 1711.0471 | 0 | 1333
820
821 |  | H00 | Unclassified Hydro Plant - Acct 300 |  | F13 |  | 0 | 0 | 0 | 0 | 0 | 0 | 0 | 0 | 0 | 1339
822
823 |  | Total Hydraulic Plant |  |  |  |  | 117566765.1295 | 53251661.5923 | 15054849.6275 | 25207165.3549 | 10671507.8758 | 8804909.4395 | 4506895.0329 | 69776.2066 | 0
824
825 |  | Distribution - METER - Unbundled
826 |  | A |  | B | C |  | D | E | F | G | H | I | J | K
827 |  | FERC ACCT |  | DESCRIPTION | COS Factor |  | Washington Jurisdiction Normalized | Residential Schedule 16 | Small General Service Schedule 24 | Large General Service < 1,000 kW Schedule 36 | Large General Service > 1,000 kW Schedule 48 | Large General Dedicated Facilities Schedule 48 | Agricultural Pumping Schedule 40 | Street & Area Lighting Sch. 15, 51-54, 57
828 |  | 340 | Land and Land Rights |  | F13 |  | 611351.4379 | 276910.5695 | 78285.7635 | 131078.1731 | 55492.2276 | 45785.8481 | 23436.0174 | 362.8388 | 0 | 1347
829 |  |  |  | Total 340 |  |  | 611351.4379 | 276910.5695 | 78285.7635 | 131078.1731 | 55492.2276 | 45785.8481 | 23436.0174 | 362.8388 | 0
830
831 |  | 341 | Structures and Improvements |  | F13 |  | 7753933.7682 | 3512130.8014 | 992919.2725 | 1662499.5204 | 703822.7613 | 580714.1547 | 297245.2763 | 4601.9816 | 0 | 1352
832 |  |  |  | Total 341 |  |  | 7753933.7682 | 3512130.8014 | 992919.2725 | 1662499.5204 | 703822.7613 | 580714.1547 | 297245.2763 | 4601.9816 | 0
833
834 |  | 342 | Fuel Holders, Producers & Access |  | F13 |  | 216940.6201 | 98262.8762 | 27780.0313 | 46513.6391 | 19691.6495 | 16247.3001 | 8316.369 | 128.7549 | 0 | 1357
835 |  |  |  | Total 342 |  |  | 216940.6201 | 98262.8762 | 27780.0313 | 46513.6391 | 19691.6495 | 16247.3001 | 8316.369 | 128.7549 | 0
836
837 |  | 343 | Prime Movers |  | F13 |  | 130731579.4858 | 59214641.3363 | 16740651.7357 | 28029796.8357 | 11866475.0073 | 9790859.8317 | 5011565.1782 | 77589.561 | 0 | 1365
838 |  |  |  | Total 343 |  |  | 130731579.4858 | 59214641.3363 | 16740651.7357 | 28029796.8357 | 11866475.0073 | 9790859.8317 | 5011565.1782 | 77589.561 | 0
839
840 |  | 344 | Generators |  | F13 |  | 17980708.8774 | 8144330.7832 | 2302494.8254 | 3855194.122 | 1632104.755 | 1346626.4309 | 689286.3594 | 10671.6014 | 0 | 1372
841 |  |  |  | Total 344 |  |  | 17980708.8774 | 8144330.7832 | 2302494.8254 | 3855194.122 | 1632104.755 | 1346626.4309 | 689286.3594 | 10671.6014 | 0
842
843 |  | 345 | Accessory Electric Plant |  | F13 |  | 11807563.4239 | 5348215.297 | 1512001.2158 | 2531627.0575 | 1071769.7806 | 884302.0094 | 452640.2414 | 7007.8222 | 0 | 1377
844 |  |  |  | Total 345 |  |  | 11807563.4239 | 5348215.297 | 1512001.2158 | 2531627.0575 | 1071769.7806 | 884302.0094 | 452640.2414 | 7007.8222 | 0
845
846 |  | 346 | Misc. Power Plant Equipment |  | F13 |  | 544338.4268 | 246557.1428 | 69704.505 | 116710.0985 | 49409.4722 | 40767.0531 | 20867.089 | 323.0664 | 0 | 1382
847
848 |  | O00 | Unclassified Other Prod - Acct 300 |  | F13 |  | -73955.8291 | -33498.164 | -9470.3115 | -15856.665 | -6712.9534 | -5538.7624 | -2835.0798 | -43.893 | 0 | 1387
849
850 |  | Total Other Generation Plant |  |  |  |  | 169572460.2111 | 76807550.6423 | 21714367.0375 | 36357562.7812 | 15392052.7002 | 12699763.8656 | 6500521.451 | 100641.7332 | 0
851
852 |  | Experimental Plant
853 |  | 103 | Experimental Plant |  | F13 |  | 0 | 0 | 0 | 0 | 0 | 0 | 0 | 0 | 0 | 1393
854
855 |  | TOTAL GENERATION PLANT |  |  |  |  | 462867828.4226 | 209655177.0731 | 59271900.0699 | 99242212.5051 | 42014404.9301 | 34665488.2204 | 17743932.2629 | 274713.3611 | 0
856
857 | [6 empty] | D: TRANSMISSION PLANT
858 |  | 350 | Land and Land Rights
859 |  |  |  | Demand | F12 |  | 0 | 0 | 0 | 0 | 0 | 0 | 0 | 0 | 0 | 1402
860 |  |  |  | Direct Assigned | A | 0 | 0 | 0 | 0 | 0 | 0 | 0 | 0 | 0 | 0
861 | [6 empty] | 0 | 0 | 0 | 0 | 0 | 0 | 0 | 0 | 0
862 |  | 352 | Structures and Improvements
863 |  |  |  | Demand | F12 |  | 0 | 0 | 0 | 0 | 0 | 0 | 0 | 0 | 0 | 1409
864 |  |  |  | Direct Assigned | A | 0 | 0 | 0 | 0 | 0 | 0 | 0 | 0 | 0 | 0
865 | [6 empty] | 0 | 0 | 0 | 0 | 0 | 0 | 0 | 0 | 0
866 |  | 353 | Station Equipment
867 |  |  |  | Demand | F12 |  | 0 | 0 | 0 | 0 | 0 | 0 | 0 | 0 | 0 | 1415
868 |  |  |  | Direct Assigned | A | 0 | 0 | 0 | 0 | 0 | 0 | 0 | 0 | 0 | 0
869 | [6 empty] | 0 | 0 | 0 | 0 | 0 | 0 | 0 | 0 | 0
870 |  | 354 | Towers and Fixtures
871 |  |  |  | Demand | F12 |  | 0 | 0 | 0 | 0 | 0 | 0 | 0 | 0 | 0 | 1421
872 |  |  |  | Direct Assigned | A | 0 | 0 | 0 | 0 | 0 | 0 | 0 | 0 | 0 | 0
873 | [6 empty] | 0 | 0 | 0 | 0 | 0 | 0 | 0 | 0 | 0
874 |  | 355 | Poles and Fixtures
875 |  |  |  | Demand | F12 |  | 0 | 0 | 0 | 0 | 0 | 0 | 0 | 0 | 0 | 1428
876 |  |  |  | Direct Assigned | A | 0 | 0 | 0 | 0 | 0 | 0 | 0 | 0 | 0 | 0
877 | [6 empty] | 0 | 0 | 0 | 0 | 0 | 0 | 0 | 0 | 0
878 |  | 356 | Overhead Conductors
879 |  |  |  | Demand | F12 |  | 0 | 0 | 0 | 0 | 0 | 0 | 0 | 0 | 0 | 1434
880 |  |  |  | Direct Assigned | A | 0 | 0 | 0 | 0 | 0 | 0 | 0 | 0 | 0 | 0
881 | [6 empty] | 0 | 0 | 0 | 0 | 0 | 0 | 0 | 0 | 0
882 |  | 357 | Underground Conduit
883 |  |  |  | Demand | F12 |  | 0 | 0 | 0 | 0 | 0 | 0 | 0 | 0 | 0 | 1440
884 |  |  |  | Direct Assigned | A | 0 | 0 | 0 | 0 | 0 | 0 | 0 | 0 | 0 | 0
885 | [6 empty] | 0 | 0 | 0 | 0 | 0 | 0 | 0 | 0 | 0
886 |  | 358 | Underground Conductors
887 |  |  |  | Demand | F12 |  | 0 | 0 | 0 | 0 | 0 | 0 | 0 | 0 | 0 | 1446
888 |  |  |  | Direct Assigned | A | 0 | 0 | 0 | 0 | 0 | 0 | 0 | 0 | 0 | 0
889 | [6 empty] | 0 | 0 | 0 | 0 | 0 | 0 | 0 | 0 | 0
890 |  | 359 | Roads and Trails
891 |  |  |  | Demand | F12 |  | 0 | 0 | 0 | 0 | 0 | 0 | 0 | 0 | 0 | 1452
892 |  |  |  | Direct Assigned | A | 0 | 0 | 0 | 0 | 0 | 0 | 0 | 0 | 0 | 0
893 | [6 empty] | 0 | 0 | 0 | 0 | 0 | 0 | 0 | 0 | 0
894
895 |  | T00 | Unclassified Trans Plant - Acct 300 |  | F13 |  | 0 | 0 | 0 | 0 | 0 | 0 | 0 | 0 | 0 | 1457
896 |  | TS0 | Unclassified Trans Sub - Acct 300 |  | F13 |  | 0 | 0 | 0 | 0 | 0 | 0 | 0 | 0 | 0 | 1461
897
898 |  | TOTAL TRANSMISSION PLANT |  |  |  |  | 0 | 0 | 0 | 0 | 0 | 0 | 0 | 0 | 0
899 |  | Distribution - METER - Unbundled |  |  |  |  | D: DISTRIBUTION PLANT
900 |  | A |  | B | C |  | D | E | F | G | H | I | J | K
901 |  | FERC ACCT |  | DESCRIPTION | COS Factor |  | Washington Jurisdiction Normalized | Residential Schedule 16 | Small General Service Schedule 24 | Large General Service < 1,000 kW Schedule 36 | Large General Service > 1,000 kW Schedule 48 | Large General Dedicated Facilities Schedule 48 | Agricultural Pumping Schedule 40 | Street & Area Lighting Sch. 15, 51-54, 57
902
903 |  | 360 | Land and Land Rights
904 |  |  |  | Demand Primary | F20A |  | 0 | 0 | 0 | 0 | 0 | 0 | 0 | 0 | 0 | 1467
905 |  |  |  | Assigned | A | 0 | 0 | 0 | 0 | 0 | 0 | 0 | 0 | 0 | 0
906 | [6 empty] | 0 | 0 | 0 | 0 | 0 | 0 | 0 | 0 | 0
907 |  | 361 | Structures and Improvements
908 |  |  |  | Demand Primary | F20 |  | 0 | 0 | 0 | 0 | 0 | 0 | 0 | 0 | 0 | 1473
909 |  |  |  | Assigned | A | 0 | 0 | 0 | 0 | 0 | 0 | 0 | 0 | 0 | 0
910 | [6 empty] | 0 | 0 | 0 | 0 | 0 | 0 | 0 | 0 | 0
911 |  | 362 | Station Equipment
912 |  |  |  | Demand Primary | F20A |  | 0 | 0 | 0 | 0 | 0 | 0 | 0 | 0 | 0 | 1479
913 |  |  |  | Assigned | A | 0 | 0 | 0 | 0 | 0 | 0 | 0 | 0 | 0 | 0
914 | [6 empty] | 0 | 0 | 0 | 0 | 0 | 0 | 0 | 0 | 0
915 |  | 364 | Poles, Towers & Fixtures
916 |  |  |  | Demand Primary | F20A | 0 | 0 | 0 | 0 | 0 | 0 | 0 | 0 | 0 | 0 | 1485
917 |  |  |  | Demand Secondary | F22 | 0 | 0 | 0 | 0 | 0 | 0 | 0 | 0 | 0 | 0
918 |  |  |  | Assigned | A | 0 | 0 | 0 | 0 | 0 | 0 | 0 | 0 | 0 | 0
919 | [6 empty] | 0 | 0 | 0 | 0 | 0 | 0 | 0 | 0 | 0
920 |  | 365 | Overhead Conductors
921 |  |  |  | Demand Primary | F20A | 0 | 0 | 0 | 0 | 0 | 0 | 0 | 0 | 0 | 0 | 1492
922 |  |  |  | Demand Secondary | F22 | 0 | 0 | 0 | 0 | 0 | 0 | 0 | 0 | 0 | 0
923 |  |  |  | Assigned | A | 0 | 0 | 0 | 0 | 0 | 0 | 0 | 0 | 0 | 0
924 | [6 empty] | 0 | 0 | 0 | 0 | 0 | 0 | 0 | 0 | 0
925 |  | 366 | Underground Conduit
926 |  |  |  | Demand Primary | F20A | 0 | 0 | 0 | 0 | 0 | 0 | 0 | 0 | 0 | 0 | 1499
927 |  |  |  | Demand Secondary | F22 | 0 | 0 | 0 | 0 | 0 | 0 | 0 | 0 | 0 | 0
928 |  |  |  | Assigned | A | 0 | 0 | 0 | 0 | 0 | 0 | 0 | 0 | 0 | 0
929 | [6 empty] | 0 | 0 | 0 | 0 | 0 | 0 | 0 | 0 | 0
930 |  | 367 | Underground Conductors
931 |  |  |  | Demand Primary | F20A | 0 | 0 | 0 | 0 | 0 | 0 | 0 | 0 | 0 | 0 | 1506
932 |  |  |  | Demand Secondary | F22 | 0 | 0 | 0 | 0 | 0 | 0 | 0 | 0 | 0 | 0
933 |  |  |  | Assigned | A | 0 | 0 | 0 | 0 | 0 | 0 | 0 | 0 | 0 | 0
934 | [6 empty] | 0 | 0 | 0 | 0 | 0 | 0 | 0 | 0 | 0
935 |  | 368 | Line Transformers
936 |  |  |  | Demand Secondary | F21 |  | 0 | 0 | 0 | 0 | 0 | 0 | 0 | 0 | 0 | 1513
937 |  |  |  | Assigned | A | 0 | 0 | 0 | 0 | 0 | 0 | 0 | 0 | 0 | 0
938 | [6 empty] | 0 | 0 | 0 | 0 | 0 | 0 | 0 | 0 | 0
939 |  | 369 | Services
940 |  |  |  | Customer | F70 |  | 0 | 0 | 0 | 0 | 0 | 0 | 0 | 0 | 0 | 1519
941 |  |  |  | Assigned | A | 0 | 0 | 0 | 0 | 0 | 0 | 0 | 0 | 0 | 0
942 | [6 empty] | 0 | 0 | 0 | 0 | 0 | 0 | 0 | 0 | 0
943 |  | 370 | Meters
944 |  |  |  | Customer | F60A |  | 0 | 0 | 0 | 0 | 0 | 0 | 0 | 0 | 0 | 1526
945 |  |  |  | Assigned | A | 0 | 0 | 0 | 0 | 0 | 0 | 0 | 0 | 0 | 0
946 | [6 empty] | 0 | 0 | 0 | 0 | 0 | 0 | 0 | 0 | 0
947 |  | 371 | Install on Customers' Premises
948 |  |  |  | Demand Primary | F20 | 0 | 0 | 0 | 0 | 0 | 0 | 0 | 0 | 0 | 0 | 1532
949 |  |  |  | Demand Secondary | F22 | 0 | 0 | 0 | 0 | 0 | 0 | 0 | 0 | 0 | 0
950 |  |  |  | Assigned | A | 0 | 0 | 0 | 0 | 0 | 0 | 0 | 0 | 0 | 0
951 | [6 empty] | 0 | 0 | 0 | 0 | 0 | 0 | 0 | 0 | 0
952 |  | 372 | Leased Property
953 |  |  |  | Demand Primary | F20 | 0 | 0 | 0 | 0 | 0 | 0 | 0 | 0 | 0 | 0 | 1539
954 |  |  |  | Demand Secondary | F22 | 0 | 0 | 0 | 0 | 0 | 0 | 0 | 0 | 0 | 0
955 |  |  |  | Assigned | A | 0 | 0 | 0 | 0 | 0 | 0 | 0 | 0 | 0 | 0
956 | [6 empty] | 0 | 0 | 0 | 0 | 0 | 0 | 0 | 0 | 0
957
958 |  | 373 | Street Lights |  | A | 0 | 0 | 0 | 0 | 0 | 0 | 0 | 0 | 0 | 0 | 1548
959
960
961 |  | D00 | Unclassified Dist Plant - Acct 300 |  | F22 |  | 0 | 0 | 0 | 0 | 0 | 0 | 0 | 0 | 0 | 1551
962 |  | DS0 | Unclassified Dist Sub - Acct 300 |  | F20 |  | 0 | 0 | 0 | 0 | 0 | 0 | 0 | 0 | 0 | 1555
963 |  | TOTAL DISTRIBUTION PLANT |  |  |  |  | 0 | 0 | 0 | 0 | 0 | 0 | 0 | 0 | 0
964
965 |  | Distribution - METER - Unbundled |  |  |  |  | DISTRIBUTION PLANT D: GENERAL PLANT
966
967 |  | A |  | B | C |  | D | E | F | G | H | I | J | K
968 |  | FERC ACCT |  | DESCRIPTION | COS Factor |  | Washington Jurisdiction Normalized | Residential Schedule 16 | Small General Service Schedule 24 | Large General Service < 1,000 kW Schedule 36 | Large General Service > 1,000 kW Schedule 48 | Large General Dedicated Facilities Schedule 48 | Agricultural Pumping Schedule 40 | Street & Area Lighting Sch. 15, 51-54, 57
969 |  | 389 | Land and Land Rights
970 |  |  |  | S | F107G |  | 0 | 0 | 0 | 0 | 0 | 0 | 0 | 0 | 0 | 1562
971 |  |  |  | CN | F42 |  | 0 | 0 | 0 | 0 | 0 | 0 | 0 | 0 | 0 | 1563
972 |  |  |  | DGU | F105G |  | 0 | 0 | 0 | 0 | 0 | 0 | 0 | 0 | 0 | 1564
973 |  |  |  | SG/CAGE/CAGW | F105G |  | 0 | 0 | 0 | 0 | 0 | 0 | 0 | 0 | 0 | 1565
974 |  |  |  | SO | F102G |  | 154335.8329 | 65298.4068 | 20388.0413 | 34471.7551 | 14574.3904 | 13270.518 | 6083.6174 | 249.1039 | 0 | 1566
975 |  |  | Total Land & Land Rights |  |  |  | 154335.8329 | 65298.4068 | 20388.0413 | 34471.7551 | 14574.3904 | 13270.518 | 6083.6174 | 249.1039 | 0
976
977 |  | 390 | Structures and Improvements
978 |  |  |  | S | F107G |  | 0 | 0 | 0 | 0 | 0 | 0 | 0 | 0 | 0 | 1570
979 |  |  |  | DGP | F105G |  | 0 | 0 | 0 | 0 | 0 | 0 | 0 | 0 | 0 | 1571
980 |  |  |  | DGU | F105G |  | 0 | 0 | 0 | 0 | 0 | 0 | 0 | 0 | 0 | 1572
981 |  |  |  | CN | F42 |  | 0 | 0 | 0 | 0 | 0 | 0 | 0 | 0 | 0 | 1573
982 |  |  |  | SG/CAGE/CAGW | F105G |  | 184884.5838 | 78223.3687 | 24423.5863 | 41294.9863 | 17459.1995 | 15897.2428 | 7287.7896 | 298.4107 | 0 | 1574
983 |  |  |  | JBG | F105G |  | 1245.0649 | 526.7782 | 164.4753 | 278.0921 | 117.5752 | 107.0565 | 49.078 | 2.0096 | 0 | 1575
984 |  |  |  | SO | F102G |  | 1991002.1703 | 842379.0325 | 263014.9699 | 444701.2596 | 188016.239 | 171195.6954 | 78481.4211 | 3213.5528 | 0 | 1576
985
986 |  |  | Total Structures and Improvements |  |  |  | 2177131.819 | 921129.1794 | 287603.0315 | 486274.338 | 205593.0137 | 187199.9947 | 85818.2887 | 3513.9731 | 0
987
988 |  | 391 | Office Furniture & Equipment
989 |  |  |  | S | F107G |  | 0 | 0 | 0 | 0 | 0 | 0 | 0 | 0 | 0 | 1580
990 |  |  |  | SGP | F105G |  | 0 | 0 | 0 | 0 | 0 | 0 | 0 | 0 | 0 | 1581
991 |  |  |  | SGU | F105G |  | 0 | 0 | 0 | 0 | 0 | 0 | 0 | 0 | 0 | 1582
992 |  |  |  | CN | F42 |  | 0 | 0 | 0 | 0 | 0 | 0 | 0 | 0 | 0 | 1583
993 |  |  |  | SG/CAGE/CAGW | F105G |  | 32822.3794 | 13886.9182 | 4335.8954 | 7331.0585 | 3099.5146 | 2822.222 | 1293.7942 | 52.9766 | 0 | 1584
994 |  |  |  | SE | F13 |  | 0 | 0 | 0 | 0 | 0 | 0 | 0 | 0 | 0 | 1585
995 |  |  |  | SO | F102G |  | 1257194.2548 | 531910.058 | 166077.6236 | 280801.2352 | 118720.5815 | 108099.4526 | 49556.1447 | 2029.1591 | 0 | 1586
996 |  |  |  | JBG | F105G |  | 9474.4089 | 4008.5559 | 1251.5865 | 2116.1612 | 894.6965 | 814.6541 | 373.4627 | 15.2921 | 0 | 1587
997 |  |  |  | JBE | F13 |  | 0 | 0 | 0 | 0 | 0 | 0 | 0 | 0 | 0 | 1588
998 |  |  | Total Office Furniture & Equipment |  |  |  | 1299491.0431 | 549805.5321 | 171665.1055 | 290248.455 | 122714.7927 | 111736.3286 | 51223.4016 | 2097.4277 | 0
999
1000 |  | 392 | Transportation Equipment
1001 |  |  |  | S | F107G |  | 0 | 0 | 0 | 0 | 0 | 0 | 0 | 0 | 0 | 1592
1002 |  |  |  | SO | F102G |  | 186874.2056 | 79065.1637 | 24686.4189 | 41739.3792 | 17647.0854 | 16068.3198 | 7366.2166 | 301.622 | 0 | 1593
1003 |  |  |  | SG/CAGE/CAGW | F105G |  | 317970.2434 | 134530.9764 | 42004.4414 | 71020.3986 | 30026.873 | 27340.5714 | 12533.7666 | 513.216 | 0 | 1594
1004 |  |  |  | CN | F42 |  | 0 | 0 | 0 | 0 | 0 | 0 | 0 | 0 | 0 | 1595
1005 |  |  |  | SG-U | F105G |  | 0 | 0 | 0 | 0 | 0 | 0 | 0 | 0 | 0 | 1596
1006 |  |  |  | SE | F13 |  | 0 | 0 | 0 | 0 | 0 | 0 | 0 | 0 | 0 | 1597
1007 |  |  |  | SGP | F105G |  | 0 | 0 | 0 | 0 | 0 | 0 | 0 | 0 | 0 | 1598
1008 |  |  |  | JBG | F105G |  | 139175.0803 | 58883.9989 | 18385.2786 | 31085.5179 | 13142.7155 | 11966.9255 | 5486.0101 | 224.6338 | 0 | 1599
1009 |  |  |  | CAGE | F13 |  | 0 | 0 | 0 | 0 | 0 | 0 | 0 | 0 | 0 | 1600
1010 |  |  | Total Transportation Equipment |  |  |  | 644019.5293 | 272480.1389 | 85076.1389 | 143845.2957 | 60816.6739 | 55375.8167 | 25385.9933 | 1039.4719 | 0
1011
1012 |  | 393 | Stores Equipment
1013 |  |  |  | S | F107G |  | 0 | 0 | 0 | 0 | 0 | 0 | 0 | 0 | 0 | 1604
1014 |  |  |  | SG-P | F105G |  | 0 | 0 | 0 | 0 | 0 | 0 | 0 | 0 | 0 | 1605
1015 |  |  |  | SG-U | F105G |  | 0 | 0 | 0 | 0 | 0 | 0 | 0 | 0 | 0 | 1606
1016 |  |  |  | SO | F102G |  | 5237.7736 | 2216.0652 | 691.9193 | 1169.8855 | 494.6185 | 450.3683 | 206.4628 | 8.454 | 0 | 1607
1017 |  |  |  | SG/CAGE/CAGW | F105G |  | 41513.3821 | 17564.0204 | 5483.9925 | 9272.2417 | 3920.2318 | 3569.5151 | 1636.3765 | 67.0042 | 0 | 1608
1018 |  |  |  | JBG | F105G |  | 38495.1412 | 16287.0238 | 5085.2774 | 8598.101 | 3635.2103 | 3309.9926 | 1517.4034 | 62.1326 | 0 | 1609
1019 |  |  | Total Stores Equipment |  |  |  | 85246.2969 | 36067.1094 | 11261.1892 | 19040.2282 | 8050.0606 | 7329.876 | 3360.2427 | 137.5907 | 0 | 1610
1020
1021 |  | 394 | Tools, Shop & Garage Equipment
1022 |  |  |  | S | F107G |  | 0 | 0 | 0 | 0 | 0 | 0 | 0 | 0 | 0 | 1613
1023 |  |  |  | SG-P | F105G |  | 0 | 0 | 0 | 0 | 0 | 0 | 0 | 0 | 0 | 1614
1024 |  |  |  | SG/CAGE/CAGW | F105G |  | 154667.0709 | 65438.5512 | 20431.7984 | 34545.739 | 14605.6702 | 13298.9994 | 6096.6742 | 249.6385 | 0 | 1615
1025 |  |  |  | SO | F102G |  | 61322.7763 | 25945.2359 | 8100.8491 | 13696.7786 | 5790.8916 | 5272.8196 | 2417.2242 | 98.9773 | 0 | 1616
1026 |  |  |  | SE | F13 |  | 0 | 0 | 0 | 0 | 0 | 0 | 0 | 0 | 0 | 1617
1027 |  |  |  | SG-U | F105G |  | 0 | 0 | 0 | 0 | 0 | 0 | 0 | 0 | 0 | 1618
1028 |  |  |  | JBG | F105G |  | 163626.0901 | 69229.0493 | 21615.301 | 36546.7851 | 15451.6969 | 14069.3379 | 6449.8212 | 264.0987 | 0 | 1619
1029 |  |  |  | CAGE | F102G |  | 0 | 0 | 0 | 0 | 0 | 0 | 0 | 0 | 0 | 1620
1030 |  |  | Total Tools, Shop & Garage Equipment |  |  |  | 379615.9373 | 160612.8365 | 50147.9485 | 84789.3026 | 35848.2587 | 32641.157 | 14963.7196 | 612.7145 | 0
1031
1032 |  | 395 | Laboratory Equipment
1033 |  |  |  | S | F107G |  | 0 | 0 | 0 | 0 | 0 | 0 | 0 | 0 | 0 | 1624
1034 |  |  |  | SGP | F105G |  | 0 | 0 | 0 | 0 | 0 | 0 | 0 | 0 | 0 | 1625
1035 |  |  |  | SGU | F105G |  | 0 | 0 | 0 | 0 | 0 | 0 | 0 | 0 | 0 | 1626
1036 |  |  |  | SO | F102G |  | 95518.3118 | 40413.1268 | 12618.1409 | 21334.5391 | 9020.0774 | 8213.112 | 3765.1455 | 154.1702 | 0 | 1627
1037 |  |  |  | SE | F13 |  | 0 | 0 | 0 | 0 | 0 | 0 | 0 | 0 | 0 | 1628
1038 |  |  |  | SG/CAGE/CAGW | F105G |  | 74375.9363 | 31467.9362 | 9825.195 | 16612.2735 | 7023.5402 | 6395.1915 | 2931.7543 | 120.0456 | 0 | 1629
1039 |  |  |  | JBG | F105G |  | 14243.1626 | 6026.182 | 1881.5474 | 3181.2885 | 1345.0241 | 1224.6939 | 561.4377 | 22.989 | 0 | 1630
1040 |  |  |  | CAGE | F102G |  | 0 | 0 | 0 | 0 | 0 | 0 | 0 | 0 | 0 | 1631
1041 |  |  | Total Laboratory Equipment |  |  |  | 184137.4107 | 77907.245 | 24324.8833 | 41128.1011 | 17388.6417 | 15832.9973 | 7258.3375 | 297.2047 | 0
1042
1043 |  | 396 | Power Operated Equipment
1044 |  |  |  | S | F107G |  | 0 | 0 | 0 | 0 | 0 | 0 | 0 | 0 | 0 | 1635
1045 |  |  |  | SG-P | F105G |  | 0 | 0 | 0 | 0 | 0 | 0 | 0 | 0 | 0 | 1636
1046 |  |  |  | SG/CAGE/CAGW | F105G |  | 183291.0996 | 77549.1767 | 24213.0841 | 40939.0728 | 17308.7221 | 15760.2276 | 7224.9775 | 295.8388 | 0 | 1637
1047 |  |  |  | SO | F102G |  | 96450.1525 | 40807.382 | 12741.2387 | 21542.6708 | 9108.0739 | 8293.236 | 3801.8768 | 155.6742 | 0 | 1638
1048 |  |  |  | SG-U | F105G |  | 0 | 0 | 0 | 0 | 0 | 0 | 0 | 0 | 0 | 1639
1049 |  |  |  | SE | F13 |  | 0 | 0 | 0 | 0 | 0 | 0 | 0 | 0 | 0 | 1640
1050 |  |  |  | JBG | F105G |  | 559124.9786 | 236561.8509 | 73861.4159 | 124883.632 | 52799.8298 | 48076.1854 | 22039.6158 | 902.4489 | 0 | 1641
1051 |  |  |  | CAGE | F102G |  | 0 | 0 | 0 | 0 | 0 | 0 | 0 | 0 | 0 | 1642
1052 |  |  | Total Power Operated Equipment |  |  |  | 838866.2308 | 354918.4096 | 110815.7388 | 187365.3756 | 79216.6257 | 72129.649 | 33066.4702 | 1353.9618 | 0
1053
1054 |  | 397 | Communication Equipment
1055 |  |  |  | S | F107G |  | 0 | 0 | 0 | 0 | 0 | 0 | 0 | 0 | 0 | 1646
1056 |  |  |  | SGP | F105G |  | 0 | 0 | 0 | 0 | 0 | 0 | 0 | 0 | 0 | 1647
1057 |  |  |  | SGU | F105G |  | 0 | 0 | 0 | 0 | 0 | 0 | 0 | 0 | 0 | 1648
1058 |  |  |  | SO | F102G |  | 1963072.9534 | 830562.377 | 259325.4701 | 438463.1158 | 185378.8003 | 168794.2105 | 77380.5058 | 3168.474 | 0 | 1649
1059 |  |  |  | CN | F42 |  | 0 | 0 | 0 | 0 | 0 | 0 | 0 | 0 | 0 | 1650
1060 |  |  |  | SG/CAGE/CAGW | F105G |  | 2828812.3376 | 1196850.6291 | 373691.2008 | 631830.7577 | 267133.1376 | 243234.5391 | 111506.2633 | 4565.8101 | 0 | 1651
1061 |  |  |  | SE | F13 |  | 0 | 0 | 0 | 0 | 0 | 0 | 0 | 0 | 0 | 1652
1062 |  |  |  | JBG | F105G |  | 646232.2454 | 273416.3236 | 85368.4426 | 144339.518 | 61025.6273 | 55566.0764 | 25473.2143 | 1043.0433 | 0 | 1653
|  |  |  | CAGE | F105G |  | 2804.283 | 1186.4724 | 370.4508 | 626.352 | 264.8168 | 241.1254 | 110.5394 | 4.5262 | 0 | 1654
1064 |  |  |  | CAGE | F105G |  | 0 | 0 | 0 | 0 | 0 | 0 | 0 | 0 | 0 | 1655
1065 |  |  | Total Communication Equipment |  |  |  | 5440921.8194 | 2302015.8021 | 718755.5644 | 1215259.7434 | 513802.3818 | 467835.9513 | 214470.5227 | 8781.8536 | 0
1066
1067 |  | Distribution - METER - Unbundled |  |  |  |  | D: GENERAL PLANT
1068
1069 |  | A |  | B | C |  | D | E | F | G | H | I | J | K
1070 |  | FERC ACCT |  | DESCRIPTION | COS Factor |  | Washington Jurisdiction Normalized | Residential Schedule 16 | Small General Service Schedule 24 | Large General Service < 1,000 kW Schedule 36 | Large General Service > 1,000 kW Schedule 48 | Large General Dedicated Facilities Schedule 48 | Agricultural Pumping Schedule 40 | Street & Area Lighting Sch. 15, 51-54, 57
1071 |  | 398 | Misc. Equipment
1072 |  |  |  | S | F107G |  | 0 | 0 | 0 | 0 | 0 | 0 | 0 | 0 | 0 | 1659
1073 |  |  |  | SGP | F105G |  | 0 | 0 | 0 | 0 | 0 | 0 | 0 | 0 | 0 | 1660
1074 |  |  |  | SGU | F105G |  | 0 | 0 | 0 | 0 | 0 | 0 | 0 | 0 | 0 | 1661
|  |  |  | CN | F42 |  | 0 | 0 | 0 | 0 | 0 | 0 | 0 | 0 | 0 | 1662
1076 |  |  |  | SO | F102G |  | 49664.2185 | 21012.582 | 6560.7326 | 11092.7757 | 4689.9394 | 4270.3622 | 1957.6666 | 80.1599 | 0 | 1663
1077 |  |  |  | SE | F13 |  | 0 | 0 | 0 | 0 | 0 | 0 | 0 | 0 | 0 | 1664
1078 |  |  |  | SG | F105G |  | 22424.8318 | 9487.7888 | 2962.3606 | 5008.7092 | 2117.6434 | 1928.1921 | 883.9431 | 36.1945 | 0 | 1665
1079 |  |  |  | JBG | F105G |  | 8768.933 | 3710.074 | 1158.3918 | 1958.5893 | 828.0763 | 753.9939 | 345.6542 | 14.1534 | 0 | 1666
1080 |  |  | Total Misc. Equipment |  |  |  | 80857.9833 | 34210.4447 | 10681.4851 | 18060.0742 | 7635.6591 | 6952.5483 | 3187.2639 | 130.5078 | 0
1081
1082 |  | 399 | Coal Mine |  | F13 |  | 41491335.514 | 18793428.1884 | 5313115.6268 | 8896042.6354 | 3766158.8564 | 3107404.1318 | 1590560.8505 | 24625.2246 | 0 | 1674
1083 |  | 399L | WIDCO Capital Lease |  | F13 |  | 0 | 0 | 0 | 0 | 0 | 0 | 0 | 0 | 0 | 1677
1084 |  |  | Remove Capital Lease |  | F13 |  | 0 | 0 | 0 | 0 | 0 | 0 | 0 | 0 | 0 | 1680
1085
1086 |  | 390L | General Capital Lease
1087 |  |  |  | S | F13 |  | 0 | 0 | 0 | 0 | 0 | 0 | 0 | 0 | 0 | 1685
1088 |  |  |  | SG | F13 |  | 467459.5719 | 211734.9993 | 59859.8894 | 100226.7155 | 42431.1964 | 35009.3769 | 17919.9557 | 277.4386 | 0 | 1686
1089 |  |  |  | SO-U | F13 |  | -33105.6574 | -14995.1499 | -4239.2992 | -7098.0926 | -3004.9928 | -2479.3768 | -1269.0978 | -19.6483 | 0 | 1687
1091 |  |  | Remove Capital Lease |  |  |  | -434353.9145 | -196739.8494 | -55620.5902 | -93128.623 | -39426.2036 | -32530.0001 | -16650.8579 | -257.7903
1092
1093 |  | 392L | General Vehicles Capital Lease |  | F13 |  | 0 | 0 | 0 | 0 | 0 | 0 | 0 | 0 | 0 | 1694
1094 |  |  | Remove Capital Lease |  | F13 |  | 0 | 0 | 0 | 0 | 0 | 0 | 0 | 0 | 0 | 1697
1095
1096 |  | G00 | Unclassified Gen Plant - Acct 300 |  | F102G |  | 318850.6211 | 134903.458 | 42120.7409 | 71217.0358 | 30110.0097 | 27416.2704 | 12568.4694 | 514.637 | 0 | 1707
1097 |  | GV0 | Unclassified Gen Veh - Acct 300 |  | F102G |  | 0 | 0 | 0 | 0 | 0 | 0 | 0 | 0 | 0 | 1715
1098
1099 |  | TOTAL GENERAL PLANT |  |  |  |  | 53094810.0378 | 23702776.7509 | 6845955.4943 | 11487742.3401 | 4861909.3645 | 4105125.2391 | 2047947.1776 | 43353.6713 | 0
1100
1101
1102
1103 | [6 empty] | D: INTANGIBLE PLANT
1104
1105 |  | 301 | Organization
1106 |  |  |  | S | F107G |  | 0 | 0 | 0 | 0 | 0 | 0 | 0 | 0 | 0 | 1720
1107 |  |  |  | SO | F102G |  | 0 | 0 | 0 | 0 | 0 | 0 | 0 | 0 | 0 | 1721
1108 |  |  |  | SG/CAGE/CAGW | F105G |  | 0 | 0 | 0 | 0 | 0 | 0 | 0 | 0 | 0 | 1722
1109 |  |  | Total Organization |  |  |  | 0 | 0 | 0 | 0 | 0 | 0 | 0 | 0 | 0
1110
1111 |  | 302 | Franchise & Consent
1112 |  |  |  | S | F107G |  | 0 | 0 | 0 | 0 | 0 | 0 | 0 | 0 | 0 | 1725
1113 |  |  |  | SG/CAGE/CAGW | F105G |  | 20215119.4581 | 8552875.0418 | 2670453.6617 | 4515157.854 | 1908973.6761 | 1738190.6885 | 796840.5688 | 32627.9673 | 0 | 1726
1114 |  |  |  | DGP | F105G |  | 0 | 0 | 0 | 0 | 0 | 0 | 0 | 0 | 0 | 1727
1115 |  |  |  | DGU | F105G |  | 0 | 0 | 0 | 0 | 0 | 0 | 0 | 0 | 0 | 1728
1116 |  |  | Total Franchise & Consent |  |  |  | 20215119.4581 | 8552875.0418 | 2670453.6617 | 4515157.854 | 1908973.6761 | 1738190.6885 | 796840.5688 | 32627.9673 | 0
1117
1118 |  | 303 | Miscellaneous Intangible Plant
1119 |  |  |  | S | F107G |  | 3871581.8613 | 1638039.0896 | 511442.9316 | 864739.0526 | 365604.9559 | 332896.7486 | 152610.2034 | 6248.8795 | 0 | 1732
1120 |  |  |  | SG/CAGW | F105G |  | 8574739.7789 | 3627912.1672 | 1132738.5568 | 1915215.1803 | 809738.1047 | 737296.3029 | 337999.5125 | 13839.9543 | 0 | 1733
1121 |  |  |  | SO | F102G |  | 8042041.0911 | 3402531.0944 | 1062368.1015 | 1796234.0054 | 759433.788 | 691492.3738 | 317001.5696 | 12980.1584 | 0 | 1734
1122 |  |  |  | SE | F105G |  | 64948.564 | 27479.2812 | 8579.8222 | 14506.6181 | 6133.2855 | 5584.5818 | 2560.1457 | 104.8294 | 0 | 1735
1123 |  |  |  | CN | F42 |  | 0 | 0 | 0 | 0 | 0 | 0 | 0 | 0 | 0 | 1736
1124 |  |  |  | DGU | F13 |  | 0 | 0 | 0 | 0 | 0 | 0 | 0 | 0 | 0 | 1737
1125 |  |  |  | DGP | F105G |  | 0 | 0 | 0 | 0 | 0 | 0 | 0 | 0 | 0 | 1738
1126 |  |  |  | JBG | F105G |  | 237279.2326 | 100391.1766 | 31345.0137 | 52997.6186 | 22406.9816 | 20402.3802 | 9353.0844 | 382.9777 | 0 | 1739
1127 |  |  | Total Miscellaneous Intangible Plant |  |  |  | 20790590.5279 | 8796352.809 | 2746474.4257 | 4643692.4751 | 1963317.1157 | 1787672.3874 | 819524.5156 | 33556.7993 | 0
1128
1129 |  | I00 | Unclass Intangible Plant - Acct 300 |  | F102G |  | 0 | 0 | 0 | 0 | 0 | 0 | 0 | 0 | 0 | 1750
1130
1131 |  | TOTAL INTANGIBLE PLANT |  |  |  |  | 41005709.986 | 17349227.8508 | 5416928.0875 | 9158850.3291 | 3872290.7917 | 3525863.0759 | 1616365.0844 | 66184.7666 | 0
1132
1133
1134 |  | TOTAL ELECTRIC PLANT IN SERVICE |  |  |  |  | 556968348.4464 | 250707181.6748 | 71534783.6516 | 119888805.1743 | 50748605.0864 | 42296476.5355 | 21408244.5248 | 384251.799 | 0
1135
1136
1137 |  | Distribution - METER - Unbundled |  |  |  |  | D: MISC RATE BASE
1138
1139 |  | A |  | B | C |  | D | E | F | G | H | I | J | K
1140 |  | FERC ACCT |  | DESCRIPTION | COS Factor |  | Washington Jurisdiction Normalized | Residential Schedule 16 | Small General Service Schedule 24 | Large General Service < 1,000 kW Schedule 36 | Large General Service > 1,000 kW Schedule 48 | Large General Dedicated Facilities Schedule 48 | Agricultural Pumping Schedule 40 | Street & Area Lighting Sch. 15, 51-54, 57
1141 |  | 105 | Plant Held For Future Use
1142 |  |  |  | S | F20 |  | 0 | 0 | 0 | 0 | 0 | 0 | 0 | 0 | 0 | 1758
1143 |  |  |  | SG/CAGE/CAGW | F13 |  | 21650.9131 | 9806.7434 | 2772.4778 | 4642.1125 | 1965.2483 | 1621.4985 | 829.9828 | 12.8499 | 0 | 1759
1144 |  |  |  | DNPT | F13 |  | 0 | 0 | 0 | 0 | 0 | 0 | 0 | 0 | 0 | 1760
1145 |  |  |  | DNPPOP | F13 |  | 0 | 0 | 0 | 0 | 0 | 0 | 0 | 0 | 0 | 1761
1146 |  |  |  | SE/CAEE/CAEW | F13 |  | 0 | 0 | 0 | 0 | 0 | 0 | 0 | 0 | 0 | 1762
1147 |  |  |  | DNPG | F102 |  | 0 | 0 | 0 | 0 | 0 | 0 | 0 | 0 | 0 | 1763
1148 |  |  | Total Plant Held For Future Use |  |  |  | 21650.9131 | 9806.7434 | 2772.4778 | 4642.1125 | 1965.2483 | 1621.4985 | 829.9828 | 12.8499 | 0
1149
1150 |  | 114 | Electric Plant Acquisition Adjust |  | F13 |  | 0 | 0 | 0 | 0 | 0 | 0 | 0 | 0 | 0 | 1770
1151
1152 |  | 128 | Pensions |  | F102G |  | 0 | 0 | 0 | 0 | 0 | 0 | 0 | 0 | 0 | 1774
1153
1154 |  | 124 | Weatherization |  | F13 |  | 0 | 0 | 0 | 0 | 0 | 0 | 0 | 0 | 0 | 1796
1155
1156 |  | 151 | Fuel Stock |  | F13 |  | 0 | 0 | 0 | 0 | 0 | 0 | 0 | 0 | 0 | 1799
1157 |  |  |  | JBG | F13 |  | -8.8542e-09 | -4.0105e-09 | -1.1338e-09 | -1.8984e-09 | -8.0369e-10 | -6.6312e-10 | -3.3942e-10 | -5.255e-12 | 0 | 1800
1158 |  |  |  | Total Fuel Stock |  |  | -8.8542e-09 | -4.0105e-09 | -1.1338e-09 | -1.8984e-09 | -8.0369e-10 | -6.6312e-10 | -3.3942e-10 | -5.255e-12 | 0
1159
1160 |  | 152 | Fuel Stock - Undistributed |  | F13 |  | 0 | 0 | 0 | 0 | 0 | 0 | 0 | 0 | 0 | 1805
1161
1162 |  | 25316 | DG&T Working Capital Deposit |  | F13 |  | 0 | 0 | 0 | 0 | 0 | 0 | 0 | 0 | 0 | 1810
1163
1164 |  | 25317 | DG&T Working Capital Deposit |  | F13 |  | 0 | 0 | 0 | 0 | 0 | 0 | 0 | 0 | 0 | 1814
1165
1166 |  | 25319 | Provo Working Capital Deposit |  | F13 |  | 0 | 0 | 0 | 0 | 0 | 0 | 0 | 0 | 0 | 1818
1167
1168 |  | 154 | Materials and Supplies |  | F102G |  | 0 | 0 | 0 | 0 | 0 | 0 | 0 | 0 | 0 | 1823
1169 |  |  |  | SG/CAGE/CAGW | F102G |  | 0 | 0 | 0 | 0 | 0 | 0 | 0 | 0 | 0 | 1824
1170 |  |  |  | SE/CAEE/CAEW | F102G |  | 0 | 0 | 0 | 0 | 0 | 0 | 0 | 0 | 0 | 1825
1171 |  |  |  | SO | F102G |  | 0 | 0 | 0 | 0 | 0 | 0 | 0 | 0 | 0 | 1826
1172 |  |  |  | DNPPS | F102G |  | 0 | 0 | 0 | 0 | 0 | 0 | 0 | 0 | 0 | 1827
1173 |  |  |  | DNPPH | F102G |  | 0 | 0 | 0 | 0 | 0 | 0 | 0 | 0 | 0 | 1828
1174 |  |  |  | DNPD | F102G |  | 0 | 0 | 0 | 0 | 0 | 0 | 0 | 0 | 0 | 1829
1175 |  |  |  | DNPT | F102G |  | 0 | 0 | 0 | 0 | 0 | 0 | 0 | 0 | 0 | 1830
1176 |  |  |  | DGU | F102G |  | 0 | 0 | 0 | 0 | 0 | 0 | 0 | 0 | 0 | 1831
1177 |  |  |  | DGP | F102G |  | 0 | 0 | 0 | 0 | 0 | 0 | 0 | 0 | 0 | 1832
1178 |  |  |  | JBG | F13 |  | 0 | 0 | 0 | 0 | 0 | 0 | 0 | 0 | 0 | 1833
1179 |  |  |  | SNPP | F102G |  | 0 | 0 | 0 | 0 | 0 | 0 | 0 | 0 | 0 | 1834
1180 |  |  |  | CAGE | F102G |  | 0 | 0 | 0 | 0 | 0 | 0 | 0 | 0 | 0 | 1835
1181 |  |  | Total Materials and Supplies |  |  |  | 0 | 0 | 0 | 0 | 0 | 0 | 0 | 0 | 0
1182
1183 |  | 163 | Stores Expense Undistributed |  | F102G |  | 0 | 0 | 0 | 0 | 0 | 0 | 0 | 0 | 0 | 1839
1184
1185 |  | 25318 | Provo Working Capital Deposit |  | F102G |  | 0 | 0 | 0 | 0 | 0 | 0 | 0 | 0 | 0 | 1844
1186
1187 |  | 165 | Prepayments |  | F102G |  | 0 | 0 | 0 | 0 | 0 | 0 | 0 | 0 | 0 | 1851
1188 |  |  |  | GPS | F42 |  | 1.471e-10 | 1.2004e-10 | 2.0658e-11 | 1.2284e-12 | 3.3765e-13 | 4.8294e-15 | 2.0607e-12 | 2.775e-12 | 0 | 1852
1189 |  |  |  | SG | F102G |  | -9.2728e-11 | -3.9233e-11 | -1.225e-11 | -2.0711e-11 | -8.7566e-12 | -7.9732e-12 | -3.6552e-12 | -1.4967e-13 | 0 | 1853
1190 |  |  |  | SE | F102G |  | 0 | 0 | 0 | 0 | 0 | 0 | 0 | 0 | 0 | 1854
1191 |  |  |  | SO | F102G |  | 1.2557e-09 | 5.3127e-10 | 1.6588e-10 | 2.8046e-10 | 1.1858e-10 | 1.0797e-10 | 4.9497e-11 | 2.0267e-12 | 0 | 1855
1192 |  |  |  | Total Prepayments |  |  | 1.3101e-09 | 6.1208e-10 | 1.7429e-10 | 2.6098e-10 | 1.1016e-10 | 1e-10 | 4.7902e-11 | 4.6521e-12 | 0
1193
1194 |  | 182 | Misc Regulatory Assets |  | F102G |  | 95631.245 | 40460.908 | 12633.0596 | 21359.7633 | 9030.742 | 8222.8225 | 3769.5971 | 154.3524 | 0 | 1859
1195 |  |  |  | SG/CAGW | F102G |  | 0 | 0 | 0 | 0 | 0 | 0 | 0 | 0 | 0 | 1860
1196 |  |  |  | CAGE | F102G |  | 0 | 0 | 0 | 0 | 0 | 0 | 0 | 0 | 0 | 1861
1197 |  |  |  | CAEW | F102G |  | 0 | 0 | 0 | 0 | 0 | 0 | 0 | 0 | 0 | 1862
1198 |  |  |  | CAEE | F13 |  | 0 | 0 | 0 | 0 | 0 | 0 | 0 | 0 | 0 | 1863
1199 |  |  |  | SE | F102G |  | 0 | 0 | 0 | 0 | 0 | 0 | 0 | 0 | 0 | 1864
1200 |  |  |  | SO | F102G |  | 0 | 0 | 0 | 0 | 0 | 0 | 0 | 0 | 0 | 1865
1201 |  |  |  | Total Misc Regulatory Assets |  |  | 95631.245 | 40460.908 | 12633.0596 | 21359.7633 | 9030.742 | 8222.8225 | 3769.5971 | 154.3524 | 0
1202
1203 |  | 186 | Misc Deferred Debits |  | F102G |  | 0 | 0 | 0 | 0 | 0 | 0 | 0 | 0 | 0 | 1869
1204 |  |  |  | CAEW | F102G |  | 0 | 0 | 0 | 0 | 0 | 0 | 0 | 0 | 0 | 1870
1205 |  |  |  | CAEE | F102G |  | 0 | 0 | 0 | 0 | 0 | 0 | 0 | 0 | 0 | 1871
1206 |  |  |  | SG | F102G |  | 1.6602e-09 | 7.024e-10 | 2.1931e-10 | 3.7081e-10 | 1.5677e-10 | 1.4275e-10 | 6.544e-11 | 2.6796e-12 | 0 | 1872
1207 |  |  |  | SO | F102G |  | -4.8001e-12 | -2.0309e-12 | -6.3411e-13 | -1.0721e-12 | -4.5329e-13 | -4.1274e-13 | -1.8921e-13 | -7.7476e-15 | 0 | 1873
1208 |  |  |  | SE | F13 |  | 0 | 0 | 0 | 0 | 0 | 0 | 0 | 0 | 0 | 1874
1209 |  |  |  | JBE | F102G |  | 77176.8475 | 32652.9821 | 10195.2005 | 17237.8724 | 7288.0386 | 6636.027 | 3042.1608 | 124.5664 | 0 | 1875
1210 |  |  |  | EXCTAX | F102G |  | 0 | 0 | 0 | 0 | 0 | 0 | 0 | 0 | 0 | 1876
1211 |  |  |  | Total Misc Deferred Debits |  |  | 77176.8475 | 32652.9821 | 10195.2005 | 17237.8724 | 7288.0386 | 6636.027 | 3042.1608 | 124.5664 | 0
1212
1213 |  | CWC | Cash Working Capital |  | F137G |  | 0 | 0 | 0 | 0 | 0 | 0 | 0 | 0 | 0 | 1884
1214
1215 |  | OWC | Other Working Capital |  | F137G |  | 0 | 0 | 0 | 0 | 0 | 0 | 0 | 0 | 0 | 1897
1216 |  |  |  | Total Other Working Capital |  |  | 0 | 0 | 0 | 0 | 0 | 0 | 0 | 0 | 0
1217
1218 |  | 18222 | Nuclear Plant |  | F13 |  | 0 | 0 | 0 | 0 | 0 | 0 | 0 | 0 | 0 | 1911
1219
1220 |  | 1869 | Misc Deferred Debits-Trojan |  | F13 |  | 0 | 0 | 0 | 0 | 0 | 0 | 0 | 0 | 0 | 1916
1221
1222 |  | 141 | Impact Housing - Notes Receivable |  | F13 |  | 0 | 0 | 0 | 0 | 0 | 0 | 0 | 0 | 0 | 1919
1223 |  | TOTAL RATE BASE ADDITIONS |  |  |  |  | 194459.0056 | 82920.6335 | 25600.7378 | 43239.7482 | 18284.029 | 16480.3479 | 7641.7407 | 291.7687 | 0
1224
1225 |  | Distribution - METER - Unbundled
1226
1227 |  | A |  | B | C |  | D | E | F | G | H | I | J | K
1228 |  | FERC ACCT |  | DESCRIPTION | COS Factor |  | Washington Jurisdiction Normalized | Residential Schedule 16 | Small General Service Schedule 24 | Large General Service < 1,000 kW Schedule 36 | Large General Service > 1,000 kW Schedule 48 | Large General Dedicated Facilities Schedule 48 | Agricultural Pumping Schedule 40 | Street & Area Lighting Sch. 15, 51-54, 57
1229
1230 |  | 235 | Customer Service Deposits |  | F51 |  | 0 | 0 | 0 | 0 | 0 | 0 | 0 | 0 | 0 | 1931
1231
1232 |  | 2281 | Accum Prov for Property Insurance |  | F102G |  | 0 | 0 | 0 | 0 | 0 | 0 | 0 | 0 | 0 | 1935
1233
1234 |  | 2282 | Accum Prov for Injuries & Damages |  | F102G |  | -81379.3771 | -34431.0428 | -10750.3622 | -18176.5304 | -7684.8959 | -6997.3801 | -3207.8163 | -131.3494 | 0 | 1939
1235
1236 |  | 2283 | Accum Prov for Pension & Benefits |  | F102G |  | 1407.6928 | 595.5849 | 185.9587 | 314.4159 | 132.9326 | 121.04 | 55.4885 | 2.2721 | 0 | 1944
1237
1238 |  | 254 | Reg Liabilities - Insurance Provision |  | F13 |  | -9142157.6702 | -4140924.4011 | -1170686.3657 | -1960144.7726 | -829831.5215 | -684682.1913 | -350462.5219 | -5425.8964 | 0 | 1950
1239
1240 |  | 22844 | Accum Hydro Relicensing Obligation |  | F13 |  | -96964.609 | -43919.9509 | -12416.669 | -20789.914 | -8801.455 | -7261.9554 | -3717.1161 | -57.5488 | 0 | 1954
1241
1242
1243 |  | 22842 | Accum Misc Oper Prov - Trojan |  | F13 |  | 0 | 0 | 0 | 0 | 0 | 0 | 0 | 0 | 0 | 1959
1244
1245 |  | 252 | Customer Advances for Const |  | F50 |  | 0 | 0 | 0 | 0 | 0 | 0 | 0 | 0 | 0 | 1967
1246
1247 |  | 25398 | SO2 Emissions |  | F13 |  | -19.8386 | -8.9859 | -2.5404 | -4.2535 | -1.8007 | -1.4858 | -0.76051 | -0.011774 | 0 | 1970
1248
1249 |  | 25399 | Other Deferred Credits |  | F13 |  | -2757527.954 | -1249017.4861 | -353111.4311 | -591233.9514 | -250300.1698 | -206519.1118 | -105709.203 | -1636.6006 | 0 | 1979
1250
1251 |  | 190 | Accum Deferred Income Taxes |  | F104G |  | 2552033.5115 | 1079720.7214 | 337123.0449 | 570026.7291 | 241003.3537 | 219448.0943 | 100594.1048 | 4117.4634 | 0 | 1982
1252 |  |  |  | SG/CAGW | F104G |  | -0.012764 | -0.0054 | -0.0016861 | -0.0028509 | -0.0012053 | -0.0010975 | -0.0005031 | -2.0593e-05 | 0 | 1983
1253 |  |  |  | DOP | F138G |  | 0.010687 | 0.0049212 | 0.0013575 | 0.0022671 | 0.00096011 | 0.00077035 | 0.00040674 | 3.5824e-06 | 0 | 1984
1254 |  |  |  | CN | F104G |  | 0 | 0 | 0 | 0 | 0 | 0 | 0 | 0 | 0 | 1985
1255 |  |  |  | BADDEBT | F42 |  | 0 | 0 | 0 | 0 | 0 | 0 | 0 | 0 | 0 | 1986
1256 |  |  |  | JBG | F104G |  | 0 | 0 | 0 | 0 | 0 | 0 | 0 | 0 | 0 | 1987
1257 |  |  |  | JBE | F104G |  | -2879698.5282 | -1218350.0562 | -380407.5188 | -643214.5681 | -271946.6652 | -247623.8463 | -113509.7538 | -4646.1197 | 0 | 1988
1258 |  |  |  | SE/CAEW | F104G |  | 0 | 0 | 0 | 0 | 0 | 0 | 0 | 0 | 0 | 1989
1259 |  |  |  | SNP | F104G |  | 0.086233 | 0.036483 | 0.011391 | 0.019261 | 0.0081434 | 0.0074151 | 0.003399 | 0.00013913 | 0 | 1990
1260 |  |  |  | SNPD | F104G |  | 0 | 0 | 0 | 0 | 0 | 0 | 0 | 0 | 0 | 1991
1261 |  |  |  | Total Accum Deferred Income Taxes |  |  | -327664.9325 | -138629.2988 | -43284.4629 | -73187.8203 | -30943.3036 | -28175.745 | -12915.6457 | -528.6562 | 0
1262
1263 |  | 281 | Accum Deferred Income Taxes |  | F104G |  | 0.0082838 | 0.0035047 | 0.0010943 | 0.0018503 | 0.00078229 | 0.00071232 | 0.00032652 | 1.3365e-05 | 0 | 1998
1264
1265 |  | 282 | Accum Deferred Income Taxes |  | F104G |  | -76024353.1183 | -32164573.4744 | -10042799.7092 | -16980934.2813 | -7179421.4228 | -6537296.3699 | -2996669.7969 | -122658.0639 | 0 | 2001
1266 |  |  |  |  | F104G |  | -266231.7032 | -112637.9749 | -35169.1473 | -59465.9852 | -25141.8067 | -22893.1319 | -10494.1176 | -429.5395 | 0 | 2002
1267 |  |  |  |  | F104G |  | 698241.1526 | 295413.6133 | 92237.497 | 155960.3816 | 65938.9693 | 60041.41 | 27522.7356 | 1126.5457 | 0 | 2003
1268 |  |  |  |  | F104G |  | -5935.7995 | -2511.3329 | -784.1178 | -1325.8307 | -560.552 | -510.4165 | -233.9728 | -9.5768 | 0 | 2004
1269 |  |  |  |  | F104G |  | 1085299.5294 | 459171.2395 | 143367.8203 | 242414.4268 | 102491.141 | 93324.3676 | 42779.5067 | 1751.0276 | 0 | 2005
1270 |  |  |  | DITBAL | F104G |  | 1479.5253 | 625.9613 | 195.445 | 330.4694 | 139.7202 | 127.2236 | 58.3188 | 2.3871 | 0 | 2006
1271 |  |  |  | DGP | F42 |  | -14142.403 | -11540.4132 | -1986.0611 | -118.0941 | -32.4621 | -0.4643 | -198.1184 | -266.7898 | 0 | 2007
1272 |  |  |  | SO | F138G |  | -31038.5259 | -14293.3663 | -3942.7961 | -6584.5941 | -2788.5845 | -2237.4346 | -1181.3454 | -10.4049 | 0 | 2008
1273 |  |  |  | JBE | F104G |  | 0.010758 | 0.0045514 | 0.0014211 | 0.0024029 | 0.0010159 | 0.00092505 | 0.00042404 | 1.7357e-05 | 0 | 2009
1274 |  |  |  | SE | F104G |  | 6841.9444 | 2894.7069 | 903.8193 | 1528.2288 | 646.1246 | 588.3354 | 269.6905 | 11.0388 | 0 | 2010
1275 |  |  |  | SG | F104G |  | 666315.291 | 281906.3399 | 88020.098 | 148829.3646 | 62924.0247 | 57296.121 | 26264.3064 | 1075.0364 | 0 | 2011
1276 |  |  |  | Total Accum Deferred Income Taxes |  |  | -73883524.0966 | -31265544.6961 | -9759957.1506 | -16499365.9117 | -6975804.8474 | -6351560.3587 | -2911882.7926 | -119408.3395 | 0
1277
1278
1279 |  | 283 | Accum Deferred Income Taxes |  | F104G |  | -0.010998 | -0.0046531 | -0.0014528 | -0.0024565 | -0.0010386 | -0.00094571 | -0.00043351 | -1.7744e-05 | 0 | 2015
1280 |  |  |  | SG/CAGW | F104G |  | -0.024511 | -0.01037 | -0.0032378 | -0.0054747 | -0.0023147 | -0.0021076 | -0.00096614 | -3.9545e-05 | 0 | 2016
1281 |  |  |  | SE | F104G |  | -0.025324 | -0.010714 | -0.0033453 | -0.0056565 | -0.0023915 | -0.0021776 | -0.00099821 | -4.0858e-05 | 0 | 2017
1282 |  |  |  | SO | F138G |  | 0.013468 | 0.006202 | 0.0017108 | 0.0028571 | 0.00121 | 0.00097084 | 0.00051259 | 4.5148e-06 | 0 | 2018
1283 |  |  |  | GPS | F104G |  | 0.0071363 | 0.0030192 | 0.0009427 | 0.001594 | 0.00067392 | 0.00061364 | 0.00028129 | 1.1514e-05 | 0 | 2019
1284 |  |  |  | SNP | F104G |  | 0.00131 | 0.00055426 | 0.00017306 | 0.00029261 | 0.00012372 | 0.00011265 | 5.1638e-05 | 2.1136e-06 | 0 | 2020
1285 |  |  |  | TROJD | F104G |  | 0 | 0 | 0 | 0 | 0 | 0 | 0 | 0 | 0 | 2021
1286 |  |  |  | SNPD | F104G |  | 0 | 0 | 0 | 0 | 0 | 0 | 0 | 0 | 0 | 2022
1287 |  |  |  | JBE | F104G |  | 0 | 0 | 0 | 0 | 0 | 0 | 0 | 0 | 0 | 2023
1288 |  |  |  | Total Accum Deferred Income Taxes |  |  | -0.038919 | -0.015962 | -0.0052094 | -0.008844 | -0.0037372 | -0.0035338 | -0.0015523 | -8.0006e-05 | 0
1289
1290 |  | 255 | Accum Investment Tax Credit |  | F104G |  | -7530.0401 | -3185.8282 | -994.7166 | -1681.9231 | -711.1054 | -647.5044 | -296.8134 | -12.149 | 0 | 2037
1291 |  | TOTAL RATE BASE DEDUCTIONS |  |  |  |  | -86295360.856 | -36875066.1174 | -11351017.7439 | -19164270.6681 | -8103946.1697 | -7285724.6952 | -3388137.1821 | -127198.2796 | 0
1292
1293 | [6 empty] | D: ACCUMULATED DEPRECIATION
1294 | [6 empty] | D: GENERATION PLANT
1295
1296 |  | 108SP | Steam Prod Accumulated Depr |  | F13 |  | -79293058.0562 | -35915652.6045 | -10153762.9637 | -17001005.5454 | -7197412.4032 | -5938482.6536 | -3039681.2322 | -47060.6535 | 0 | 2048
1297
1298 |  | 108NP | Nuclear Prod Accumulated Depr |  | F13 |  | 0 | 0 | 0 | 0 | 0 | 0 | 0 | 0 | 0 | 2054
1299
1300 |  | 108HP | Hydraulic Prod Accum Depr |  | F13 |  | -44652660.1261 | -20225344.6679 | -5717934.681 | -9573853.5129 | -4053111.5548 | -3344164.7238 | -1711749.506 | -26501.4797 | 0 | 2062
1301
1302 |  | 108OP | Other Generation - Accum Depr |  | F13 |  | 0 | 0 | 0 | 0 | 0 | 0 | 0 | 0 | 0 | 2065
1303 |  |  |  | SGU | F13 |  | 0 | 0 | 0 | 0 | 0 | 0 | 0 | 0 | 0 | 2066
1304 |  |  |  | SG-P | F13 |  | 0 | 0 | 0 | 0 | 0 | 0 | 0 | 0 | 0 | 2067
1305 |  |  |  | SG | F13 |  | 0 | 0 | 0 | 0 | 0 | 0 | 0 | 0 | 0 | 2068
1306 |  |  |  | CAEW | F13 |  | -60915852.157 | -27591729.1855 | -7800495.2602 | -13060799.5922 | -5529317.7059 | -4562161.433 | -2335195.2502 | -36153.73 | 0 | 2069
1307 |  |  |  | CAGE | F13 |  | 0 | 0 | 0 | 0 | 0 | 0 | 0 | 0 | 0 | 2070
1308 |  |  |  | Total Other Generation - Accum Depr |  |  | -60915852.157 | -27591729.1855 | -7800495.2602 | -13060799.5922 | -5529317.7059 | -4562161.433 | -2335195.2502 | -36153.73 | 0
1309
1310 |  | 108EP | Experimental Plant - Accum Depr |  | F13 |  | 0 | 0 | 0 | 0 | 0 | 0 | 0 | 0 | 0 | 2076
1311
1312
1313
1314 |  | TOTAL GENERATION PLANT DEPRECIATION |  |  |  |  | -184861570.3393 | -83732726.458 | -23672192.9049 | -39635658.6505 | -16779841.6639 | -13844808.8104 | -7086625.9884 | -109715.8632 | 0
1315
1316
1317 | [6 empty] | D: TRANSMISSION PLANT
1318
1319 |  | 108TP | Transmission Plant Accum Depr |  | F106 |  | 0 | 0 | 0 | 0 | 0 | 0 | 0 | 0 | 0 | 2087
1320
1321
1322 | [6 empty] | D: DISTRIBUTION PLANT
1323
1324 |  | 108360 | Land and Land Rights |  | F118 |  | 0 | 0 | 0 | 0 | 0 | 0 | 0 | 0 | 0 | 2091
1325
1326 |  | 108361 | Structures and Improvements |  | F119 |  | 0 | 0 | 0 | 0 | 0 | 0 | 0 | 0 | 0 | 2095
1327
1328 |  | 108362 | Station Equipment |  | F120 |  | 0 | 0 | 0 | 0 | 0 | 0 | 0 | 0 | 0 | 2099
1329
1330 |  | Distribution - METER - Unbundled
1331
1332 |  | A |  | B | C |  | D | E | F | G | H | I | J | K
1333 |  | FERC ACCT |  | DESCRIPTION | COS Factor |  | Washington Jurisdiction Normalized | Residential Schedule 16 | Small General Service Schedule 24 | Large General Service < 1,000 kW Schedule 36 | Large General Service > 1,000 kW Schedule 48 | Large General Dedicated Facilities Schedule 48 | Agricultural Pumping Schedule 40 | Street & Area Lighting Sch. 15, 51-54, 57
1334
1335 |  | 108364 | Poles, Towers & Fixtures |  | F121 |  | 0 | 0 | 0 | 0 | 0 | 0 | 0 | 0 | 0 | 2103
1336
1337 |  | 108365 | Overhead Conductors |  | F122 |  | 0 | 0 | 0 | 0 | 0 | 0 | 0 | 0 | 0 | 2107
1338
1339 |  | 108366 | Underground Conduit |  | F123 |  | 0 | 0 | 0 | 0 | 0 | 0 | 0 | 0 | 0 | 2111
1340
1341 |  | 108367 | Underground Conductors |  | F124 |  | 0 | 0 | 0 | 0 | 0 | 0 | 0 | 0 | 0 | 2115
1342
1343 |  | 108368 | Line Transformers |  | F125 |  | 0 | 0 | 0 | 0 | 0 | 0 | 0 | 0 | 0 | 2119
1344
1345 |  | 108369 | Services |  | F126 |  | 0 | 0 | 0 | 0 | 0 | 0 | 0 | 0 | 0 | 2123
1346
1347 |  | 108370 | Meters |  | F127 |  | 0 | 0 | 0 | 0 | 0 | 0 | 0 | 0 | 0 | 2127
1348
1349 |  | 108371 | Install on Customers' Premises |  | F128 |  | 0 | 0 | 0 | 0 | 0 | 0 | 0 | 0 | 0 | 2131
1350
1351 |  | 108372 | Leased Property |  | F129 |  | 0 | 0 | 0 | 0 | 0 | 0 | 0 | 0 | 0 | 2135
1352
1353 |  | 108373 | Street Lights |  | F130 |  | 0 | 0 | 0 | 0 | 0 | 0 | 0 | 0 | 0 | 2139
1354
1355 |  | 108D00 | Unclassified Dist Plant - Acct 300 |  | F121 |  | 0 | 0 | 0 | 0 | 0 | 0 | 0 | 0 | 0 | 2143
1356
1357 |  | 108DS | Unclassified Dist Sub - Acct 300 |  | F120 |  | 0 | 0 | 0 | 0 | 0 | 0 | 0 | 0 | 0 | 2147
1358
1359 |  | 108D | Unclassified Dist Sub - Acct 300 |  | F102G |  | 0 | 0 | 0 | 0 | 0 | 0 | 0 | 0 | 0 | 2151
1360
1361
1362 |  | TOTAL DISTRIBUTION PLANT DEPR |  |  |  |  | 0 | 0 | 0 | 0 | 0 | 0 | 0 | 0 | 0
1363
1364 | [6 empty] | D: GENERAL PLANT
1365 |  | 108GP | General Plant Accumulated Depr
1366 |  |  |  | S | F107G |  | 0 | 0 | 0 | 0 | 0 | 0 | 0 | 0 | 0 | 2157
1367 |  |  |  | SG-P | F105G |  | 680.9123 | 288.0892 | 89.9497 | 152.0855 | 64.3006 | 58.548 | 26.8402 | 1.099 | 0 | 2158
1368 |  |  |  | SG-U | F105G |  | 0 | 0 | 0 | 0 | 0 | 0 | 0 | 0 | 0 | 2159
1369 |  |  |  | CAGW | F105G |  | -1654227.9488 | -699892.225 | -218526.4892 | -369480.8893 | -156213.6506 | -142238.2699 | -65206.4383 | -2669.9865 | 0 | 2160
1370 |  |  |  | CN | F42 |  | 0 | 0 | 0 | 0 | 0 | 0 | 0 | 0 | 0 | 2161
1371 |  |  |  | SO | F102G |  | -2145843.9326 | -907891.4944 | -283469.8454 | -479286.0169 | -202638.4058 | -184509.7156 | -84584.9812 | -3463.4733 | 0 | 2162
1372 |  |  |  | SE | F13 |  | 0 | 0 | 0 | 0 | 0 | 0 | 0 | 0 | 0 | 2163
1373 |  |  |  | JBG | F105G |  | -363598.3777 | -153835.9195 | -48032.0001 | -81211.6928 | -34335.673 | -31263.8921 | -14332.3387 | -586.8615 | 0 | 2164
1374 |  |  |  | CAGE | F105G |  | 0 | 0 | 0 | 0 | 0 | 0 | 0 | 0 | 0 | 2165
1375 |  |  |  | CAGE | F105G |  | 0 | 0 | 0 | 0 | 0 | 0 | 0 | 0 | 0 | 2166
1376 |  |  | Total General Plant Accumulated Depr |  |  |  | -4162989.3467 | -1761331.5497 | -549938.3849 | -929826.5135 | -393123.4289 | -357953.3296 | -164096.9179 | -6719.2222 | 0
1377
1378 |  | 108MP | Mining Plant Accumulated Depr. |  | F13 |  | -31746945.7428 | -14379723.8057 | -4065311.2618 | -6806774.9416 | -2881662.8675 | -2377619.0655 | -1217011.8989 | -18841.9018 | 0 | 2173
1379
1380 |  | 1081390 | Accum Depr - Capital Lease |  | F13 |  | 0 | 0 | 0 | 0 | 0 | 0 | 0 | 0 | 0 | 2180
1381 |  |  | Remove Capital Lease |  | F13 |  | 0 | 0 | 0 | 0 | 0 | 0 | 0 | 0 | 0 | 2183
1382
1383 |  | 1081399L | Accum Depr - Capital Lease |  | F13 |  | 0 | 0 | 0 | 0 | 0 | 0 | 0 | 0 | 0 | 2187
1384 |  |  |  | SE | F13 |  | 0 | 0 | 0 | 0 | 0 | 0 | 0 | 0 | 0 | 2188
1385 |  |  | Remove Capital Lease |  | F13 |  | 0 | 0 | 0 | 0 | 0 | 0 | 0 | 0 | 0 | 2191
1386
1387 |  | TOTAL GENERAL PLANT ACCUM DEPR |  |  |  |  | -35909935.0896 | -16141055.3554 | -4615249.6466 | -7736601.4551 | -3274786.2964 | -2735572.3952 | -1381108.8169 | -25561.124 | 0
1388
1389
1390 |  | TOTAL ACCUM DEPR - PLANT IN SERVICE |  |  |  |  | -220771505.4289 | -99873781.8133 | -28287442.5516 | -47372260.1056 | -20054627.9603 | -16580381.2056 | -8467734.8053 | -135276.9872 | 0
1391
1392
1393 | [6 empty] | D: ACCUMULATED AMORTIZATION
1394
1395 |  | 111CLS | Accum Prov for Amort-Steam |  | F13 |  | 0 | 0 | 0 | 0 | 0 | 0 | 0 | 0 | 0 | 2204
1396
1397 |  | 111CLG | Accum Prov for Amort-General
1398 |  |  |  | S | F108 |  | 0 | 0 | 0 | 0 | 0 | 0 | 0 | 0 | 0 | 2208
1399 |  |  |  | CN | F108 |  | 0 | 0 | 0 | 0 | 0 | 0 | 0 | 0 | 0 | 2209
1400 |  |  |  | SG | F108 |  | 0 | 0 | 0 | 0 | 0 | 0 | 0 | 0 | 0 | 2210
1401 |  |  |  | SO | F108 |  | -76261.2765 | -35565.1488 | -10713.0267 | -15053.3274 | -6305.2503 | -5039.5904 | -3262.4664 | -322.4665 | 0 | 2211
1402 |  |  |  | SE | F108 |  | 0 | 0 | 0 | 0 | 0 | 0 | 0 | 0 | 0 | 2212
1403 |  |  | Total Accum Prov for Amort-General |  |  |  | -76261.2765 | -35565.1488 | -10713.0267 | -15053.3274 | -6305.2503 | -5039.5904 | -3262.4664 | -322.4665 | 0 | 2213
1404
1405 |  | 111CLH | Accum Prov for Amort-Hydro |  | F13 |  | -294924.6329 | -133585.5991 | -37766.1663 | -63233.9759 | -26770.2402 | -22087.7446 | -11305.8683 | -175.0386 | 0 | 2219
1406
1407 |  | 111IP | Accum Prov for Amort-Intangible
1408 |  |  |  | S | F107G |  | -2874.2701 | -1216.0835 | -379.6962 | -641.984 | -271.4258 | -247.1432 | -113.2981 | -4.6392 | 0 | 2223
1409 |  |  |  | DGP | F105G |  | 0 | 0 | 0 | 0 | 0 | 0 | 0 | 0 | 0 | 2224
1410 |  |  |  | DGU | F105G |  | 0 | 0 | 0 | 0 | 0 | 0 | 0 | 0 | 0 | 2225
1411 |  |  |  | SE | F13 |  | 0 | 0 | 0 | 0 | 0 | 0 | 0 | 0 | 0 | 2226
1412 |  |  |  | SG | F105G |  | -705776.7642 | -298609.1912 | -93234.3807 | -157639.113 | -66648.5927 | -60685.9931 | -27820.3431 | -1139.1504 | 0 | 2227
1413 |  |  |  | CN | F42 |  | 0 | 0 | 0 | 0 | 0 | 0 | 0 | 0 | 0 | 2228
1414 |  |  |  | JBG | F105G |  | -121565.28 | -51433.416 | -16058.9923 | -27152.2723 | -11479.7699 | -10452.7524 | -4791.8662 | -196.211 | 0 | 2229
1415 |  |  |  | CAGE | F105G |  | -14172371.6735 | -5996230.9014 | -1872195.8042 | -3165476.9789 | -1338339.0837 | -1218606.9208 | -558647.2407 | -22874.7438 | 0 | 2230
1416 |  |  |  | CAGE | F105G |  | 0 | 0 | 0 | 0 | 0 | 0 | 0 | 0 | 0 | 2231
1417 |  |  |  | SO | F102G |  | -5808551.8873 | -2457557.5014 | -767320.158 | -1297371.9363 | -548518.7793 | -499446.5071 | -228961.7828 | -9375.2224 | 0 | 2232
1418 |  |  | Total Accum Prov for Amort-Intangible |  |  |  | -20811139.8752 | -8805047.0935 | -2749189.0315 | -4648282.2846 | -1965257.6515 | -1789439.3166 | -820334.5308 | -33589.9668 | 0
1419
1420 |  | 111390 | Accum Prov for Amort-Capital Lease |  | F13 |  | 0 | 0 | 0 | 0 | 0 | 0 | 0 | 0 | 0 | 2243
1421
1422
1423 |  | TOTAL ACCUM PROV FOR AMORTIZATION |  |  |  |  | -21182325.7846 | -8974197.8414 | -2797668.2245 | -4726569.5879 | -1998333.142 | -1816566.6516 | -834902.8655 | -34087.4719 | 0

## Generation-Energy
Generation Energy |  |  | - | Generation - Energy - Unbundled
PacifiCorp
3 | Cost Of Service By Rate Schedule
4 | State of Washington
5 | WCA
6 | 12 Months Ending June 2018
7
8
9 |  | A |  | B | C |  | D | E | F | G | H | I | J | K | Chk Total
12 |  |  |  | DESCRIPTION |  |  | Washington Jurisdiction Normalized | Residential Schedule 16 | Small General Service Schedule 24 | Large General Service < 1,000 kW Schedule 36 | Large General Service > 1,000 kW Schedule 48 | Large General Dedicated Facilities Schedule 48 | Agricultural Pumping Schedule 40 | Street & Area Lighting Sch. 15, 51-54, 57 | 0
13
12 |  |  |  | Operating Revenues |  |  | 169156749.4968 | 67668929.8279 | 23421746.6042 | 39289562.0561 | 16489198.3387 | 14991170.765 | 6848760.7404 | 447381.1645 | 0
13
14 |  |  |  | Operating Expenses
15 |  |  |  | Operation & Maintenance Expenses |  |  | 134561389.6683 | 55850861.7219 | 17922569.8823 | 30378756.9279 | 12839542.9129 | 11972016.5677 | 5343408.4561 | 254233.1994 | 0
16 |  |  |  | Depreciation Expense |  |  | 10560660.8957 | 4021012.1981 | 1455710.1197 | 2492795.4929 | 1052136.6107 | 1074172.6548 | 432504.4168 | 32329.4028 | 0
17 |  |  |  | Amortization Expense |  |  | 1531229.8832 | 652724.7422 | 202168.3505 | 339388.8445 | 143696.4594 | 130790.2913 | 59962.7199 | 2498.4754 | 0
18 |  |  |  | Taxes Other Than Income |  |  | 4449252.5236 | 1882267.8838 | 587745.5438 | 993860.2525 | 420197.5246 | 382622.143 | 175384.8472 | 7174.3288 | 0
19 |  |  |  | Income Taxes - Federal |  |  | 5874834.5285 | 2485364.0689 | 776064.6977 | 1312302.3467 | 554832.7305 | 505217.8461 | 231579.788 | 9473.0507 | 0
20 |  |  |  | Income Taxes - State |  |  | 0 | 0 | 0 | 0 | 0 | 0 | 0 | 0 | 0
21 |  |  |  | Income Taxes Deferred |  |  | 7670.0758 | 3244.8456 | 1013.2158 | 1713.3178 | 724.3794 | 659.6031 | 302.3463 | 12.3678 | 0
22 |  |  |  | Investment Tax Credit Adj |  |  | 0 | 0 | 0 | 0 | 0 | 0 | 0 | 0 | 0
23 |  |  |  | Misc Revenues & Expense |  |  | -21.8432 | -9.9222 | -2.8453 | -4.5192 | -1.9549 | -1.7842 | -0.79158 | -0.025691 | 0
24
25 |  |  |  | Total Operating Expenses |  |  | 156985015.7321 | 64895465.5383 | 20945268.9644 | 35518812.663 | 15011128.6627 | 14065477.3218 | 6243141.7827 | 305720.7992 | 0
26
27 |  |  |  | Operating Revenue For Return |  |  | 12171733.7647 | 2773464.2896 | 2476477.6398 | 3770749.3931 | 1478069.676 | 925693.4433 | 605618.9577 | 141660.3653 | 0
28
29
30 |  |  |  | Rate Base :
31 |  |  |  | Electric Plant In Service |  |  | 380382327.458 | 145879304.8881 | 52290927.5934 | 89473611.6547 | 37768198.8458 | 38301326.5133 | 15540290.3231 | 1128667.6396 | 0
32 |  |  |  | Plant Held For Future Use |  |  | 14786.522 | 5609.6794 | 2040.973 | 3496.3886 | 1475.6467 | 1511.5629 | 606.3098 | 45.9615 | 0
33 |  |  |  | Electric Plant Acquisition Adj |  |  | 0 | 0 | 0 | 0 | 0 | 0 | 0 | 0 | 0
34 |  |  |  | Pensions |  |  | 0 | 0 | 0 | 0 | 0 | 0 | 0 | 0 | 0
35 |  |  |  | Prepayments |  |  | 8.9471e-10 | 4.1802e-10 | 1.1903e-10 | 1.7824e-10 | 7.5233e-11 | 6.8296e-11 | 3.2715e-11 | 3.1771e-12 | 0
36 |  |  |  | Fuel Stock |  |  | -6.047e-09 | -2.2941e-09 | -8.3466e-10 | -1.4299e-09 | -6.0347e-10 | -6.1816e-10 | -2.4795e-10 | -1.8796e-11 | 0
37 |  |  |  | Materials & Supplies |  |  | 0 | 0 | 0 | 0 | 0 | 0 | 0 | 0 | 0
38 |  |  |  | Misc Deferred Debits |  |  | 118019.5331 | 49933.2354 | 15590.5927 | 26360.3103 | 11144.9345 | 10147.8724 | 4652.0997 | 190.488 | 0
39 |  |  |  | Cash Working Capital |  |  | 0 | 0 | 0 | 0 | 0 | 0 | 0 | 0 | 0
40 |  |  |  | Weatherization Loans |  |  | 0 | 0 | 0 | 0 | 0 | 0 | 0 | 0 | 0
41 |  |  |  | Miscellaneous Rate Base |  |  | 0 | 0 | 0 | 0 | 0 | 0 | 0 | 0 | 0
42
43 |  |  |  | Total Rate Base Additions |  |  | 380515133.5131 | 145934847.803 | 52308559.1591 | 89503468.3536 | 37780819.427 | 38312985.9487 | 15545548.7326 | 1128904.0891 | 0
44
45 |  |  |  | Rate Base Deductions :
46 |  |  |  | Accum Provision For Depreciation |  |  | -150776214.314 | -57325448.4759 | -20794679.9041 | -35614961.8299 | -15031724.9974 | -15367032.616 | -6177951.4075 | -464415.0832 | 0
47 |  |  |  | Accum Provision For Amortization |  |  | -14466499.5873 | -6114122.7215 | -1912680.7917 | -3232458.8456 | -1366582.6736 | -1246132.1509 | -570735.7803 | -23786.6237 | 0
48 |  |  |  | Accum Deferred Income Taxes |  |  | -50682637.3468 | -21447525.401 | -6695137.836 | -11318249.1981 | -4785268.639 | -4357049.8674 | -1997495.2632 | -81911.1422 | 0
49 |  |  |  | Unamortized ITC |  |  | -5142.6516 | -2175.7659 | -679.3431 | -1148.6718 | -485.6505 | -442.2141 | -202.7091 | -8.2972 | 0
50 |  |  |  | Customer Advance For Construction |  |  | 0 | 0 | 0 | 0 | 0 | 0 | 0 | 0 | 0
51 |  |  |  | Customer Service Deposits |  |  | 0 | 0 | 0 | 0 | 0 | 0 | 0 | 0 | 0
52 |  |  |  | Misc Rate Base Deductions |  |  | -8247759.701 | -3131405.2062 | -1138108.6008 | -1949531.5821 | -822806.589 | -842246.1825 | -338106.3228 | -25555.2177 | 0
53 | [14 empty] | 0
54 |  |  |  | Total Rate Base Deductions |  |  | -224178253.6007 | -88020677.5705 | -30541286.4757 | -52116350.1274 | -22006868.5494 | -21812903.0309 | -9084491.4828 | -595676.3641 | 0
55 | [14 empty] | 0
56 |  |  |  | Total Rate Base |  |  | 156336879.9124 | 57914170.2325 | 21767272.6834 | 37387118.2262 | 15773950.8776 | 16500082.9178 | 6461057.2498 | 533227.725 | 0
57
58
59 |  |  |  | Return On Rate Base |  |  | 7.786% | 4.789% | 11.38% | 10.09% | 9.37% | 5.61% | 9.373% | 26.57%
60
61 |  |  |  | Return On Equity |  |  | 10.11% | 4.321% | 17.05% | 14.56% | 13.18% | 5.908% | 13.18% | 46.41%
PacifiCorp
Cost Of Service By Rate Schedule
State of Washington
WCA
12 Months Ending June 2018
|  | A |  | B | C |  | D | E | F | G | H | I | J | K
|  |  |  | DESCRIPTION | COS Factor |  | Washington Jurisdiction Normalized | Residential Schedule 16 | Small General Service Schedule 24 | Large General Service < 1,000 kW Schedule 36 | Large General Service > 1,000 kW Schedule 48 | Large General Dedicated Facilities Schedule 48 | Agricultural Pumping Schedule 40 | Street & Area Lighting Sch. 15, 51-54, 57
79 |  |  |  | Total Rate Base |  |  | 156336879.9124 | 57914170.2325 | 21767272.6834 | 37387118.2262 | 15773950.8776 | 16500082.9178 | 6461057.2498 | 533227.725 | 0
80
81
82 |  |  |  | Return On Ratebase ($$) | 7.47% |  | 11677851.8654 | 4325998.4545 | 1625943.8339 | 2792695.035 | 1178262.3638 | 1232502.0442 | 482619.7728 | 39830.3611 | 0
83 |  |  |  | Operating & Maintenance Expense |  |  | 134561389.6683 | 55850861.7219 | 17922569.8823 | 30378756.9279 | 12839542.9129 | 11972016.5677 | 5343408.4561 | 254233.1994 | 0
84 |  |  |  | Bad Debt to Produce ROR | F80 |  | 0 | 0 | 0 | 0 | 0 | 0 | 0 | 0 | 0
85 |  |  |  | Depreciation Expense |  |  | 10560660.8957 | 4021012.1981 | 1455710.1197 | 2492795.4929 | 1052136.6107 | 1074172.6548 | 432504.4168 | 32329.4028 | 0
86 |  |  |  | Amortization Expense |  |  | 1531229.8832 | 652724.7422 | 202168.3505 | 339388.8445 | 143696.4594 | 130790.2913 | 59962.7199 | 2498.4754 | 0
87 |  |  |  | Taxes Other Than Income |  |  | 4449252.5236 | 1882267.8838 | 587745.5438 | 993860.2525 | 420197.5246 | 382622.143 | 175384.8472 | 7174.3288 | 0
88 |  |  |  | Federal Income Taxes |  |  | 5874834.5285 | 2485364.0689 | 776064.6977 | 1312302.3467 | 554832.7305 | 505217.8461 | 231579.788 | 9473.0507 | 0
89 |  |  |  | FIT Adj to Produce Target ROR | F101 |  | 0 | 0 | 0 | 0 | 0 | 0 | 0 | 0 | 0
90 |  |  |  | State Income Taxes |  |  | 0 | 0 | 0 | 0 | 0 | 0 | 0 | 0 | 0
91 |  |  |  | SIT Adj to Produce Target ROR | F101 |  | 0 | 0 | 0 | 0 | 0 | 0 | 0 | 0 | 0
92 |  |  |  | Deferred Income Taxes |  |  | 7670.0758 | 3244.8456 | 1013.2158 | 1713.3178 | 724.3794 | 659.6031 | 302.3463 | 12.3678 | 0
93 |  |  |  | Investment Tax Credit |  |  | 0 | 0 | 0 | 0 | 0 | 0 | 0 | 0 | 0
94 |  |  |  | Misc Revenue & Expenses |  |  | -21.8432 | -9.9222 | -2.8453 | -4.5192 | -1.9549 | -1.7842 | -0.79158 | -0.025691 | 0
95 |  |  |  | Revenue Credits |  |  | -21581368.8431 | -9176526.6054 | -2849851.3985 | -4796417.5282 | -2028732.4532 | -1845458.66 | -848778.8521 | -35603.3458 | 0
96
97 |  |  |  | Total Revenue Requirements |  |  | 147081498.7543 | 60044937.3874 | 19721361.3999 | 33515090.1698 | 14160658.5733 | 13452520.706 | 5876982.7033 | 309947.8145 | 0
98 |  |  |  | Operating Revenues |  |  | 147575380.6537 | 58492403.2225 | 20571895.2057 | 34493144.5279 | 14460465.8855 | 13145712.1051 | 5999981.8883 | 411777.8187 | 0
99
100 |  |  |  | Increase / (Decrease) Required to
101 |  |  |  | Earn Equal Rates of Return |  |  | -493881.8994 | 1552534.1649 | -850533.8058 | -978054.3581 | -299807.3122 | 306808.601 | -122999.1849 | -101830.0042 | 0
102
103 |  |  |  | Existing Revenues |  |  | 147575380.6537 | 58492403.2225 | 20571895.2057 | 34493144.5279 | 14460465.8855 | 13145712.1051 | 5999981.8883 | 411777.8187 | 0
104 |  |  |  | check |  |  | 0 | 0 | 0 | 0 | 0 | 0 | 0 | 0 | 0
105 |  |  |  | Percent Increase / (Decrease)
106 |  |  |  | Over Existing Rates To
107 |  |  |  | Equal Authorized RoE & RoR |  |  | -0.3347% | 2.654% | -4.134% | -2.836% | -2.073% | 2.334% | -2.05% | -24.73%
[5 empty] | WCA |  | E: ELECTRIC REVENUES
|  | Generation - Energy - Unbundled |  |  | Method
|  | A |  | B | 0 |  | D | E | F | G | H | I | J | K
|  | FERC ACCT |  | DESCRIPTION | COS Factor |  | Washington Jurisdiction Normalized | Residential Schedule 16 | Small General Service Schedule 24 | Large General Service < 1,000 kW Schedule 36 | Large General Service > 1,000 kW Schedule 48 | Large General Dedicated Facilities Schedule 48 | Agricultural Pumping Schedule 40 | Street & Area Lighting Sch. 15, 51-54, 57 |  | Func Study Row
120 |  | 440 | Residential Sales |  | A |  | 58492403.2225 | 58492403.2225 | 0 | 0 | 0 | 0 | 0 | 0 | 0
121
122 |  | 442 | Commercial & Industrial Sales |  | A |  | 74210733.7269 | 0 | 20571895.2057 | 34493144.5279 | 0 | 13145712.1051 | 5999981.8883 | 0 | 0
123 |  |  |  | Interruptible Demand | F30 |  | 0 | 0 | 0 | 0 | 0 | 0 | 0 | 0 | 0 | 100
124 |  |  |  | Interruptible Energy | F30 |  | 0 | 0 | 0 | 0 | 0 | 0 | 0 | 0 | 0 | 101
125 | [6 empty] | 74210733.7269 | 0 | 20571895.2057 | 34493144.5279 | 0 | 13145712.1051 | 5999981.8883 | 0 | 0
126
127 |  | 444 | Public Street & Highway Lighting |  | A |  | 14872243.7042 | 0 | 0 | 0 | 14460465.8855 | 0 | 0 | 411777.8187 | 0
128
129 |  | 445 | Other Sales to Public Authority |  | A |  | 0 | 0 | 0 | 0 | 0 | 0 | 0 | 0 | 0
130
131 |  | 448 | Interdepartmental |  | A | 0 | 0 | 0 | 0 | 0 | 0 | 0 | 0 | 0 | 0 | 114
132 |  |  |  | Demand | F30 |  | 0 | 0 | 0 | 0 | 0 | 0 | 0 | 0 | 0 | 115
133 | [6 empty] | 0 | 0 | 0 | 0 | 0 | 0 | 0 | 0 | 0
134
135 |  | Total Sales to Ultimate Customers |  |  |  |  | 147575380.6537 | 58492403.2225 | 20571895.2057 | 34493144.5279 | 14460465.8855 | 13145712.1051 | 5999981.8883 | 411777.8187 | 0
136
137 |  | 447 | Sales for Resale |  | F30 |  | 0 | 0 | 0 | 0 | 0 | 0 | 0 | 0 | 0 | 121
138 | [6 empty] | 0 | 0 | 0 | 0 | 0 | 0 | 0 | 0 | 0
139
140 |  | 447NPC | Sales for Resale - NPC
141 |  |  |  | Demand | F10 |  | 25482211.2365 | 10781344.5746 | 3366245.9649 | 5691591.7039 | 2406360.7717 | 2191079.9184 | 1004459.0505 | 41129.2526 | 0 | 130
142 |  |  |  | Energy | F10 |  | 0 | 0 | 0 | 0 | 0 | 0 | 0 | 0 | 0 | 127
143 | [6 empty] | 25482211.2365 | 10781344.5746 | 3366245.9649 | 5691591.7039 | 2406360.7717 | 2191079.9184 | 1004459.0505 | 41129.2526 | 0
144
145 |  | 449 | Provision for Rate Refund |  | F11 |  | 0 | 0 | 0 | 0 | 0 | 0 | 0 | 0 | 0 | 133
146 |  |  |  |  | F30 |  | 0 | 0 | 0 | 0 | 0 | 0 | 0 | 0 |  | 134
147
148 |  | State Specific Revenue Credit |  |  | F140G |  | -4554924.2895 | -1916265.4983 | -603217.258 | -1020571.7708 | -431454.7317 | -395748.4895 | -179931.9851 | -7734.5561 | 0 | 136
149
150 |  | AGA Revenue |  |  | A | 0 | 0 | 0 | 0 | 0 | 0 | 0 | 0 | 0 | 0 | 137
151
152 |  | Total Sales from Electricity |  |  |  |  | 168502667.6007 | 67357482.2988 | 23334923.9126 | 39164164.461 | 16435371.9255 | 14941043.534 | 6824508.9536 | 445172.5152 | 0
153
154 |  | Other Electric Operating Revenues
155 |  | 450 | Forfeited Discounts & Interest |  | A | 0 | 0 | 0 | 0 | 0 | 0 | 0 | 0 | 0 | 0 | 143
156 |  |  |  | Customers | F40 |  | 0 | 0 | 0 | 0 | 0 | 0 | 0 | 0 | 0 | 144
157 | [6 empty] | 0 | 0 | 0 | 0 | 0 | 0 | 0 | 0 | 0
158
159 |  | 451 | Misc Electric Revenue |  | A | 0 | 0 | 0 | 0 | 0 | 0 | 0 | 0 | 0 | 0 | 148
160 |  |  |  | Demand | F30 |  | 0 | 0 | 0 | 0 | 0 | 0 | 0 | 0 | 0 | 149
161 |  |  |  | Customer | F40 |  | 58.3504 | 45.9859 | 8.4298 | 0.46504 | 0.029937 | 0.00042818 | 2.2142 | 1.2251 | 0 | 150
162 | [6 empty] | 58.3504 | 45.9859 | 8.4298 | 0.46504 | 0.029937 | 0.00042818 | 2.2142 | 1.2251 | 0
163
164 |  | 453 | Water Sales |  | F12 |  | 0 | 0 | 0 | 0 | 0 | 0 | 0 | 0 | 0 | 154
165
166 |  | 454 | Rent of Electric Property |  | A | 0 | 0 | 0 | 0 | 0 | 0 | 0 | 0 | 0 | 0 | 159
167 |  |  |  | Demand | F30 |  | 44677.9249 | 16949.8166 | 6166.8618 | 10564.4442 | 4458.7113 | 4567.2333 | 1831.9835 | 138.8741 | 0 | 160
168 |  |  |  | Demand | F30 |  | 46700.8215 | 17717.2589 | 6446.0808 | 11042.7739 | 4660.5898 | 4774.0253 | 1914.9308 | 145.162 | 0 | 161
169 |  |  |  | Jim Bridger Generation | F30 |  | 899.7242 | 341.3355 | 124.1883 | 212.7468 | 89.7895 | 91.975 | 36.8925 | 2.7966 | 0 | 162
170 |  |  |  | Customer | F40 |  | 22548.3197 | 17770.3004 | 3257.5154 | 179.7061 | 11.5686 | 0.16546 | 855.6342 | 473.4296 | 0 | 163
171 | [6 empty] | 114826.7903 | 52778.7114 | 15994.6464 | 21999.6711 | 9220.6592 | 9433.399 | 4639.4409 | 760.2623 | 0
172
173 |  | 456 | Other Electric Revenue |  | A | 0 | 0 | 0 | 0 | 0 | 0 | 0 | 0 | 0 | 0 | 167
174 |  |  |  | Customer | F12 |  | 0 | 0 | 0 | 0 | 0 | 0 | 0 | 0 | 0 | 168
175 |  |  |  | Demand | F12 |  | 198157.2243 | 90012.5026 | 25812.38 | 40997.6708 | 17734.1437 | 16186.3879 | 7181.0732 | 233.0661 | 0 | 169
176 |  |  |  | Jim Bridger Generation | F12 |  | 39773.0739 | 18066.8352 | 5180.9249 | 8228.8364 | 3559.5039 | 3248.8465 | 1441.3472 | 46.7798 | 0 | 170
177 |  |  |  | System Overhead | F40 |  | 41017.8463 | 32326.1095 | 5925.7749 | 326.9049 | 21.0445 | 0.30099 | 1556.4916 | 861.2199 | 0 | 171
178 |  |  |  | Demand | F12 |  | 1875.944 | 852.1436 | 244.3644 | 388.1228 | 167.8882 | 153.2357 | 67.9828 | 2.2064 | 0 | 172
179 |  |  |  | Wheeling Revenue - Energy | F12 |  | 258372.6669 | 117365.2409 | 33656.1712 | 53455.9241 | 23123.1438 | 21105.0605 | 9363.2368 | 303.8896 | 0 | 173
180 | [6 empty] | 539196.7554 | 258622.8319 | 70819.6154 | 103397.459 | 44605.7241 | 40693.8316 | 19610.1316 | 1447.1618 | 0
181 | [14 empty] | 0
182 |  | Total Other Electric Operating Revenues |  |  |  |  | 654081.8961 | 311447.5291 | 86822.6916 | 125397.5951 | 53826.4132 | 50127.231 | 24251.7867 | 2208.6493 | 0
183 | [14 empty] | 0
184 |  | Total Electric Operating Revenues |  |  |  |  | 169156749.4968 | 67668929.8279 | 23421746.6042 | 39289562.0561 | 16489198.3387 | 14991170.765 | 6848760.7404 | 447381.1645 | 0
185
186 |  | Miscellaneous Revenues
187 |  | 41160 | Gain on Sale of Utility Plant - CR |  | F12 |  | 0 | 0 | 0 | 0 | 0 | 0 | 0 | 0 | 0 | 187
188 |  | 41170 | Loss on Sale of Utility Plant |  | F12 |  | 0 | 0 | 0 | 0 | 0 | 0 | 0 | 0 | 0 | 192
189 |  | 4118 | Gain from Emission Allowances |  | F12 |  | -21.8432 | -9.9222 | -2.8453 | -4.5192 | -1.9549 | -1.7842 | -0.79158 | -0.025691 | 0 | 196
190 |  | 41181 | Gain from Disposition of NOX Credits |  | F12 |  | 0 | 0 | 0 | 0 | 0 | 0 | 0 | 0 | 0 | 199
191 |  | 4194 | Impact Housing Interest Income |  | F12 |  | 0 | 0 | 0 | 0 | 0 | 0 | 0 | 0 | 0 | 203
192 |  | 421 | (Gain)/Loss on Sale of Utility Plant |  | F12 |  | 0 | 0 | 0 | 0 | 0 | 0 | 0 | 0 | 0 | 212
193
194 |  | Total Miscellaneous Revenues |  |  |  |  | -21.8432 | -9.9222 | -2.8453 | -4.5192 | -1.9549 | -1.7842 | -0.79158 | -0.025691 | 0
195
196 |  | Miscellaneous Expenses
197 |  | 4311 | Interest on Customer Deposits |  | F80 |  | 0 | 0 | 0 | 0 | 0 | 0 | 0 | 0 | 0 | 218
198
199 |  | Net Miscellaneous Revenues And Expense |  |  |  |  | -21.8432 | -9.9222 | -2.8453 | -4.5192 | -1.9549 | -1.7842 | -0.79158 | -0.025691 | 0
200
201 |  | Distribution - METER - Unbundled
202 | [6 empty] | E: STEAM POWER GENERATION
203
204 |  | A |  | B | C |  | D | E | F | G | H | I | J | K
205 |  | FERC ACCT |  | DESCRIPTION | COS Factor |  | Washington Jurisdiction Normalized | Residential Schedule 16 | Small General Service Schedule 24 | Large General Service < 1,000 kW Schedule 36 | Large General Service > 1,000 kW Schedule 48 | Large General Dedicated Facilities Schedule 48 | Agricultural Pumping Schedule 40 | Street & Area Lighting Sch. 15, 51-54, 57
206 |  | 500 | Operation Suprvn & Engineering |  | F30 |  | 1457.1298 | 552.8028 | 201.1266 | 344.5497 | 145.4168 | 148.9562 | 59.7485 | 4.5293 | 0 | 226
|  |  |  | JBG | F30 |  | 1294872.3981 | 491245.9514 | 178730.306 | 306182.6903 | 129224.0457 | 132369.2698 | 53095.2328 | 4024.9021 | 0 | 227
208 |  |  |  | CAGW | F30 |  | 2773.4021 | 1052.1674 | 382.8107 | 655.7926 | 276.7765 | 283.513 | 113.7212 | 8.6207 | 0 | 228
209 |  |  |  | Total 500 |  |  | 1299102.9301 | 492850.9216 | 179314.2433 | 307183.0326 | 129646.239 | 132801.739 | 53268.7025 | 4038.0521 | 0
210
211 |  | 501 | Fuel Related |  | F30 |  | 284.8109 | 108.051 | 39.3122 | 67.3458 | 28.4232 | 29.115 | 11.6785 | 0.88529 | 0 | 232
212 |  |  |  | CAGW | F30 |  | 246715.5493 | 93598.4232 | 34053.9699 | 58337.8183 | 24621.4078 | 25220.6759 | 10116.3787 | 766.8755 | 0 | 233
213 |  |  |  | JBE | F30 |  | 437153.5417 | 165846.3859 | 60339.989 | 103368.3687 | 43626.4989 | 44688.3378 | 17925.1401 | 1358.8213 | 0 | 234
214 |  |  |  | JBG | F30 |  | 0 | 0 | 0 | 0 | 0 | 0 | 0 | 0 | 0 | 235
215 |  |  |  | Total 501 |  |  | 684153.9019 | 259552.8601 | 94433.2711 | 161773.5327 | 68276.33 | 69938.1287 | 28053.1972 | 2126.5821 | 0
216
217 |  | 501NPC | Fuel Related - NPC
218 |  |  |  | S | F10 |  | 0 | 0 | 0 | 0 | 0 | 0 | 0 | 0 | 0 | 239
219 |  |  |  | CAEW | F10 |  | 49046417.6824 | 20751194.7952 | 6479120.0451 | 10954786.5135 | 4631598.6633 | 4217240.7982 | 1933314.0942 | 79162.7729 | 0 | 240
220 |  |  | Total Fuel Related |  |  |  | 49730571.5843 | 21010747.6553 | 6573553.3162 | 11116560.0462 | 4699874.9933 | 4287178.9268 | 1961367.2914 | 81289.3551 | 0
221
222
223 |  | 502 | Steam Expenses |  | F30 |  | 65539.8303 | 24864.3622 | 9046.4157 | 15497.4047 | 6540.6615 | 6699.8567 | 2687.4096 | 203.72 | 0 | 245
224 |  |  |  | SE/CAEW/CAEE | F30 |  | 1647906.6639 | 625179.3443 | 227459.3718 | 389660.3993 | 164455.715 | 168458.4536 | 67571.1276 | 5122.2522 | 0 | 246
225 |  |  |  | Total 502 |  |  | 1713446.4943 | 650043.7065 | 236505.7875 | 405157.804 | 170996.3765 | 175158.3103 | 70258.5372 | 5325.9722 | 0
226
227 |  | 503 | Steam From Other Sources |  | F30 |  | 0 | 0 | 0 | 0 | 0 | 0 | 0 | 0 | 0 | 250
228
229 |  | 503NPC | Steam From Other Sources-NPC
230 |  |  |  | SE | F10 |  | 0 | 0 | 0 | 0 | 0 | 0 | 0 | 0 | 0 | 252
231 |  |  |  | CAEW | F10 |  | 0 | 0 | 0 | 0 | 0 | 0 | 0 | 0 | 0 | 253
232 |  |  |  | CAEE | F10 |  | 0 | 0 | 0 | 0 | 0 | 0 | 0 | 0 | 0 | 254
233 |  |  |  | Total Steam From Other Sources |  |  | 0 | 0 | 0 | 0 | 0 | 0 | 0 | 0 | 0
234
235 |  | 505 | Electric Expenses |  | F30 |  | 5148.4769 | 1953.2183 | 710.6406 | 1217.3976 | 513.8012 | 526.3068 | 211.1093 | 16.0032 | 0 | 259
236 |  |  |  | JBG | F30 |  | 0 | 0 | 0 | 0 | 0 | 0 | 0 | 0 | 0 | 260
237 |  |  |  | Total 505 |  |  | 5148.4769 | 1953.2183 | 710.6406 | 1217.3976 | 513.8012 | 526.3068 | 211.1093 | 16.0032 | 0
238
239 |  | 506 | Misc. Steam Expense |  | F30 |  | 87501.0762 | 33195.9732 | 12077.7106 | 20690.3128 | 8732.3223 | 8944.861 | 3587.9134 | 271.983 | 0 | 264
240 |  |  |  | SE | F30 |  | 0 | 0 | 0 | 0 | 0 | 0 | 0 | 0 | 0 | 265
241 |  |  |  | JBG | F30 |  | -2104060.5398 | -798234.0369 | -290421.9633 | -497521.5454 | -209978.3854 | -215089.1143 | -86275.3615 | -6540.133 | 0 | 266
242 |  |  |  | Total 506 |  |  | -2016559.4636 | -765038.0637 | -278344.2527 | -476831.2326 | -201246.0631 | -206144.2533 | -82687.4481 | -6268.1501 | 0
243
244 |  | 507 | Rents |  | F30 |  | 1596.2492 | 605.5816 | 220.3291 | 377.4456 | 159.3005 | 163.1777 | 65.453 | 4.9617 | 0 | 270
245 |  |  |  | JBG | F30 |  | 33088.2009 | 12552.9317 | 4567.1406 | 7823.9635 | 3302.0946 | 3382.4653 | 1356.7559 | 102.8493 | 0 | 271
246 |  |  |  | Total 507 |  |  | 34684.4501 | 13158.5133 | 4787.4697 | 8201.4091 | 3461.3951 | 3545.6431 | 1422.2088 | 107.811 | 0
247
248 |  | 510 | Maint Supervision & Engineering |  | F30 |  | 11413.9051 | 4330.1832 | 1575.4531 | 2698.907 | 1139.0705 | 1166.7947 | 468.0183 | 35.4783 | 0 | 275
249 |  |  |  | JBG | F30 |  | 74027.1339 | 28084.2575 | 10217.9121 | 17504.2939 | 7387.6667 | 7567.4774 | 3035.4249 | 230.1014 | 0 | 276
250 |  |  |  | Total 510 |  |  | 85441.039 | 32414.4407 | 11793.3652 | 20203.2009 | 8526.7373 | 8734.2722 | 3503.4432 | 265.5797 | 0
251
252 |  | 511 | Maintenance of Structures |  | F30 |  | 21013.8287 | 7972.1819 | 2900.5237 | 4968.8839 | 2097.1116 | 2148.1539 | 861.6557 | 65.3181 | 0 | 280
253 |  |  |  | JBG | F30 |  | 982918.2283 | 372897.4383 | 135671.4963 | 232418.6908 | 98092.0361 | 100479.5286 | 40303.7954 | 3055.2429 | 0 | 281
254 |  |  |  | Total 511 |  |  | 1003932.057 | 380869.6202 | 138572.0199 | 237387.5747 | 100189.1478 | 102627.6825 | 41165.4511 | 3120.561 | 0
255
256 |  | 512 | Maintenance of Boiler Plant |  | F30 |  | 0 | 0 | 0 | 0 | 0 | 0 | 0 | 0 | 0 | 285
257 |  |  |  |  | F30 |  | 147699.0876 | 56033.7674 | 20386.7989 | 34924.6027 | 14739.8876 | 15098.6463 | 6056.2859 | 459.0988 | 0 | 286
258 |  |  |  | JBG | F30 |  | 2215445.7923 | 840491.1383 | 305796.3896 | 523859.4582 | 221094.2706 | 226475.5525 | 90842.6269 | 6886.3562 | 0 | 287
259 |  |  |  | Total 512 |  |  | 2363144.8799 | 896524.9058 | 326183.1885 | 558784.0608 | 235834.1582 | 241574.1988 | 96898.9128 | 7345.455 | 0
260
261 |  | 513 | Maintenance of Electric Plant |  | F30 |  | 39871.5932 | 15126.4007 | 5503.4473 | 9427.9496 | 3979.0551 | 4075.9025 | 1634.9036 | 123.9344 | 0 | 291
262 |  |  |  | JBG | F30 |  | 933511.3602 | 354153.5652 | 128851.9018 | 220736.051 | 93161.3917 | 95428.8757 | 38277.9053 | 2901.6696 | 0 | 292
263 |  |  |  | Total 513 |  |  | 973382.9534 | 369279.9659 | 134355.3491 | 230164.0006 | 97140.4468 | 99504.7782 | 39912.8089 | 3025.604 | 0
264
265 |  | 514 | Maint of Misc. Steam Plant |  | F30 |  | 21189.2405 | 8038.7292 | 2924.7356 | 5010.3614 | 2114.6171 | 2166.0855 | 868.8483 | 65.8633 | 0 | 296
266 |  |  |  | JBG | F30 |  | 206482.9522 | 78335.0656 | 28500.6934 | 48824.5065 | 20606.3258 | 21107.8695 | 8466.6724 | 641.819 | 0 | 297
267 |  |  |  | Total 514 |  |  | 227672.1927 | 86373.7949 | 31425.429 | 53834.8679 | 22720.9429 | 23273.955 | 9335.5207 | 707.6823 | 0
268
269 |  | Total Steam Power Generation |  |  |  |  | 55419967.594 | 23169178.6787 | 7358856.5563 | 12461862.1616 | 5267658.175 | 4868781.5592 | 2194656.5377 | 98973.9255 | 0
270
271
272 | [6 empty] | D: NUCLEAR POWER GENERATION
273
274
275 |  | 517 | Operation Super & Engineering |  | F30 |  | 0 | 0 | 0 | 0 | 0 | 0 | 0 | 0 | 0 | 304
276
277 |  | 518 | Nuclear Fuel Expense |  | F30 |  | 0 | 0 | 0 | 0 | 0 | 0 | 0 | 0 | 0 | 308
278
279 |  | 519 | Coolants and Water |  | F30 |  | 0 | 0 | 0 | 0 | 0 | 0 | 0 | 0 | 0 | 313
280
281 |  | 520 | Steam Expenses |  | F30 |  | 0 | 0 | 0 | 0 | 0 | 0 | 0 | 0 | 0 | 317
282
283 |  | 523 | Electric Expenses |  | F30 |  | 0 | 0 | 0 | 0 | 0 | 0 | 0 | 0 | 0 | 321
284
285 |  | 524 | Misc. Nuclear Expenses |  | F30 |  | 0 | 0 | 0 | 0 | 0 | 0 | 0 | 0 | 0 | 325
286
287 |  | 528 | Maint Supervision & Eng |  | F30 |  | 0 | 0 | 0 | 0 | 0 | 0 | 0 | 0 | 0 | 329
288
289 |  | 529 | Maintenance of Structures |  | F30 |  | 0 | 0 | 0 | 0 | 0 | 0 | 0 | 0 | 0 | 333
290
291 |  | 530 | Maintenance of Reactor Plant |  | F30 |  | 0 | 0 | 0 | 0 | 0 | 0 | 0 | 0 | 0 | 337
292
293 |  | 531 | Maintenance of Electric Plant |  | F30 |  | 0 | 0 | 0 | 0 | 0 | 0 | 0 | 0 | 0 | 341
294
295 |  | 532 | Maintenance of Misc Nuclear |  | F30 |  | 0 | 0 | 0 | 0 | 0 | 0 | 0 | 0 | 0 | 345
296
297 |  | Total Nuclear Power Generation |  |  |  |  | 0 | 0 | 0 | 0 | 0 | 0 | 0 | 0 | 0 | 348
298
299
300
301 |  | Distribution - METER - Unbundled |  |  |  |  | D: HYDRAULIC POWER GENERATION
302
303 |  | A |  | B | C |  | D | E | F | G | H | I | J | K
304 |  | FERC ACCT |  | DESCRIPTION | COS Factor |  | Washington Jurisdiction Normalized | Residential Schedule 16 | Small General Service Schedule 24 | Large General Service < 1,000 kW Schedule 36 | Large General Service > 1,000 kW Schedule 48 | Large General Dedicated Facilities Schedule 48 | Agricultural Pumping Schedule 40 | Street & Area Lighting Sch. 15, 51-54, 57
305 |  | 535 | Operation Super & Engineering
306 |  |  |  | SG | F30 |  | 0 | 0 | 0 | 0 | 0 | 0 | 0 | 0 | 0 | 353
307 |  |  |  | CAGW | F30 |  | 663157.3761 | 251587.2426 | 91535.1358 | 156808.7402 | 66180.9451 | 67791.7436 | 27192.251 | 2061.3178 | 0 | 354
308
309 |  | 536 | Water For Power |  | F30 |  | 9232.0255 | 3502.4263 | 1274.2898 | 2182.9845 | 921.3261 | 943.7505 | 378.552 | 28.6963 | 0 | 358
310
311 |  | 537 | Hydraulic Expenses |  | F30 |  | 318232.4689 | 120730.3609 | 43925.3988 | 75248.5524 | 31758.5634 | 32531.5449 | 13048.8742 | 989.1743 | 0 | 362
312
313 |  | 538 | Electric Expenses |  | F30 |  | 0 | 0 | 0 | 0 | 0 | 0 | 0 | 0 | 0 | 366
314
315 |  | 539 | Misc. Hydro Expenses |  | F30 |  | 990932.6354 | 375937.9271 | 136777.7191 | 234313.7599 | 98891.8479 | 101298.8072 | 40632.4199 | 3080.1544 | 0 | 372
316
317 |  | 540 | Rents (Hydro Generation) |  | F30 |  | 141766.8996 | 53783.2265 | 19567.9832 | 33521.8905 | 14147.8746 | 14492.2241 | 5813.0412 | 440.6596 | 0 | 375
318
319 |  | 541 | Maint Supervision & Engineering |  | F30 |  | 35.4725 | 13.4575 | 4.8962 | 8.3878 | 3.54 | 3.6262 | 1.4545 | 0.11026 | 0 | 379
320
321 |  | 542 | Maintenance of Structures |  | F30 |  | 74949.0401 | 28434.0083 | 10345.1621 | 17722.2858 | 7479.67 | 7661.72 | 3073.2269 | 232.967 | 0 | 383
322
323 |  | 543 | Maint of Dams & Waterways |  | F30 |  | 97974.5044 | 37169.3602 | 13523.3504 | 23166.8367 | 9777.5363 | 10015.5148 | 4017.3681 | 304.538 | 0 | 387
324
325 |  | 544 | Maintenance of Electric Plant |  | F30 |  | 157111.3731 | 59604.5804 | 21685.9699 | 37150.2111 | 15679.2031 | 16060.824 | 6442.2293 | 488.3554 | 0 | 391
326
327 |  | 545 | Maint of Misc. Hydro Plant |  | F30
|  |  |  | SG | F30 |  | 0 | 0 | 0 | 0 | 0 | 0 | 0 | 0 | 0 | 395
|  |  |  | CAGW | F30 |  | 277009.5904 | 105091.3125 | 38235.4346 | 65501.0808 | 27644.6544 | 28317.5062 | 11358.5622 | 861.0397 | 0 | 396
330
331 |  | Total Hydraulic Power Generation |  |  |  |  | 2730401.3861 | 1035853.9022 | 376875.3399 | 645624.7296 | 272485.1608 | 279117.2614 | 111957.9795 | 8487.0126 | 0
332
333
334 | [6 empty] | D: OTHER POWER GENERATION
335
336
337 |  | 546 | Operation Super & Engineering |  | F30 |  | 12312.7675 | 4671.1917 | 1699.5225 | 2911.45 | 1228.7741 | 1258.6816 | 504.8754 | 38.2723 | 0 | 403
338
339 |  | 547 | Fuel |  | F30 |  | 0 | 0 | 0 | 0 | 0 | 0 | 0 | 0 | 0 | 407
340 |  |  |  | CAEW/CAEE | F30 |  | 0 | 0 | 0 | 0 | 0 | 0 | 0 | 0 | 0 | 408
341
342
343 |  | 547NPC | Fuel-NPC |  | F10
344 |  |  |  | CAEW | F10 |  | 20337840.9418 | 8604797.6395 | 2686665.3906 | 4542568.3707 | 1920562.6297 | 1748742.8567 | 801678.0103 | 32826.0444 | 0 | 411
345 |  |  |  | S | F10 |  | 0 | 0 | 0 | 0 | 0 | 0 | 0 | 0 | 0 | 412
346 |  |  |  | Total 547 |  |  | 20337840.9418 | 8604797.6395 | 2686665.3906 | 4542568.3707 | 1920562.6297 | 1748742.8567 | 801678.0103 | 32826.0444 | 0
347
348 |  | 548 | Generation Expense |  | F30 |  | 869.9756 | 330.0495 | 120.0821 | 205.7125 | 86.8207 | 88.9339 | 35.6727 | 2.7042 | 0 | 417
349 |  |  |  | CAGW | F30 |  | 787551.4232 | 298779.593 | 108705.1566 | 186222.6841 | 78595.0656 | 80508.0153 | 32292.9319 | 2447.9767 | 0 | 419
350 |  |  |  | Total 548 |  |  | 788421.3988 | 299109.6425 | 108825.2387 | 186428.3966 | 78681.8864 | 80596.9492 | 32328.6046 | 2450.6808 | 0
351
352 |  | 549 | Miscellaneous Other |  | F30 |  | 45555.4629 | 17282.7352 | 6287.9878 | 10771.9449 | 4546.2867 | 4656.9402 | 1867.9662 | 141.6018 | 0 | 423
353 |  |  |  | CAGE/CAGW | F30 |  | 149158.628 | 56587.4848 | 20588.2582 | 35269.7224 | 14885.545 | 15247.8489 | 6116.1332 | 463.6356 | 0 | 424
354
355 |  | 550/551 | Maint Supervision & Engineering
356 |  |  |  | CAGW | F30 |  | 178395.1038 | 67679.1571 | 24623.7479 | 42182.9154 | 17803.25 | 18236.5688 | 7314.9521 | 554.5124 | 0 | 429
357 |  |  |  | SG | F30 |  | 1299.9231 | 493.1621 | 179.4274 | 307.377 | 129.7281 | 132.8856 | 53.3023 | 4.0406 | 0 | 430
358 |  |  |  | Total 550 |  |  | 179695.0268 | 68172.3192 | 24803.1753 | 42490.2923 | 17932.9781 | 18369.4544 | 7368.2544 | 558.553 | 0
359
360 |  | 552 | Maintenance of Structures |  | F30 |  | 4856.4088 | 1842.4141 | 670.3266 | 1148.3358 | 484.6538 | 496.4499 | 199.1333 | 15.0954 | 0 | 436
361
362 |  | 553 | Maint of Generation & Elect Plant |  | F30 |  | 0 | 0 | 0 | 0 | 0 | 0 | 0 | 0 | 0 | 440
363 |  |  |  | CAGW | F30 |  | 603047.2039 | 228782.7726 | 83238.1719 | 142595.2206 | 60182.1458 | 61646.9377 | 24727.4803 | 1874.475 | 0 | 441
364 |  |  |  | Total 553 |  |  | 603047.2039 | 228782.7726 | 83238.1719 | 142595.2206 | 60182.1458 | 61646.9377 | 24727.4803 | 1874.475 | 0
365
366 |  | 554 | Maintenance of Misc. Other |  | F30 |  | 0 | 0 | 0 | 0 | 0 | 0 | 0 | 0 | 0 | 445
367 |  |  |  | CAGW | F30 |  | 63658.8979 | 24150.778 | 8786.7919 | 15052.6435 | 6352.9506 | 6507.577 | 2610.2835 | 197.8734 | 0 | 446
368 |  |  |  | Total 554 |  |  | 63658.8979 | 24150.778 | 8786.7919 | 15052.6435 | 6352.9506 | 6507.577 | 2610.2835 | 197.8734 | 0
369
370 |  | Total Other Power Generation |  |  |  |  | 22184546.7366 | 9305396.9775 | 2941564.8635 | 4979236.377 | 2104857.8501 | 1937523.6955 | 877400.7412 | 38566.2317 | 0
371
372
373 | [6 empty] | D: OTHER POWER SUPPLY
374
375
376 |  | 555 | Purchased Power |  | F30 |  | 12483289.13 | 4735883.8241 | 1723059.4221 | 2951771.1977 | 1245791.5758 | 1276113.2827 | 511867.5354 | 38802.2922 | 0 | 451
377 |  |  |  | SG | F30 |  | 0 | 0 | 0 | 0 | 0 | 0 | 0 | 0 | 0 | 452
378 |  |  |  | SE | F30 |  | 0 | 0 | 0 | 0 | 0 | 0 | 0 | 0 | 0 | 453
379
380 |  | 555NPC | Purchased Power-NPC
381 |  |  |  | CAGW | F10 |  | 39666927.0766 | 16782798.2061 | 5240072.4557 | 8859825.8202 | 3745865.5516 | 3410748.2485 | 1563592.8741 | 64023.9204 | 0 | 456
382 |  |  |  | CAEW | F10 |  | 504189.7954 | 213319.1608 | 66604.3794 | 112613.5574 | 47612.1375 | 43352.601 | 19874.178 | 813.7814 | 0 | 457
383 |  |  |  | DGP | F10 |  | 0 | 0 | 0 | 0 | 0 | 0 | 0 | 0 | 0 | 458
384 |  |  |  | DGP | F10 |  | 248475.53 | 105128.2513 | 32824.0647 | 55498.373 | 23464.2811 | 21365.0903 | 9794.4206 | 401.0489 | 0 | 459
385 |  |  |  | Total 555 |  |  | 52902881.532 | 21837129.4423 | 7062560.3219 | 11979708.9483 | 5062733.546 | 4751579.2224 | 2105129.0082 | 104041.0428 | 0
386
387
388 |  | 556 | System Control & Load Dispatch |  | F30 |  | 49081.6004 | 18620.4738 | 6774.698 | 11605.7277 | 4898.1838 | 5017.4022 | 2012.5527 | 152.5622 | 0 | 463
389
390 |  | 557 | Other Expenses |  | F30 |  | 1271670.1787 | 482443.5424 | 175527.7203 | 300696.3443 | 126908.5398 | 129997.4061 | 52143.8439 | 3952.7818 | 0 | 472
391
392
393 |  | Embedded Cost Differentials
394 |  |  |  | Company Owned Hydro | F30 |  | 0 | 0 | 0 | 0 | 0 | 0 | 0 | 0 | 0 | 475
395 |  |  |  | Company Owned Hydro | F30 |  | 0 | 0 | 0 | 0 | 0 | 0 | 0 | 0 | 0 | 476
|  |  |  | Mid-C Contract | F30 |  | 0 | 0 | 0 | 0 | 0 | 0 | 0 | 0 | 0 | 477
397 |  |  |  | Mid-C Contract | F30 |  | 0 | 0 | 0 | 0 | 0 | 0 | 0 | 0 | 0 | 478
398 |  |  |  | Existing QF Contracts | F30 |  | 0 | 0 | 0 | 0 | 0 | 0 | 0 | 0 | 0 | 479
399 |  |  |  | Existing QF Contracts | F30 |  | 0 | 0 | 0 | 0 | 0 | 0 | 0 | 0 | 0 | 479
400 | [6 empty] | 0 | 0 | 0 | 0 | 0 | 0 | 0 | 0 | 0
401
402 |  | Total Other Power Supply |  |  |  |  | 54223633.3112 | 22338193.4585 | 7244862.7403 | 12292011.0203 | 5194540.2696 | 4886594.0307 | 2159285.4049 | 108146.3869 | 0
403
404 |  | TOTAL GENERATION EXPENSE |  |  |  |  | 134558549.0278 | 55848623.017 | 17922159.5 | 30378734.2885 | 12839541.4555 | 11972016.5469 | 5343300.6632 | 254173.5567 | 0
405
406 |  | Distribution - METER - Unbundled |  |  |  |  | D: TRANSMISSION EXPENSE
407
408
409 |  | A |  | B | C |  | D | E | F | G | H | I | J | K
410 |  | FERC ACCT |  | DESCRIPTION | COS Factor |  | Washington Jurisdiction Normalized | Residential Schedule 16 | Small General Service Schedule 24 | Large General Service < 1,000 kW Schedule 36 | Large General Service > 1,000 kW Schedule 48 | Large General Dedicated Facilities Schedule 48 | Agricultural Pumping Schedule 40 | Street & Area Lighting Sch. 15, 51-54, 57
411 |  | 560 | Operation Supervision & Eng |  | F12 |  | 0 | 0 | 0 | 0 | 0 | 0 | 0 | 0 | 0 | 491
412
413 |  | 561 | Load Dispatching |  | F12 |  | 0 | 0 | 0 | 0 | 0 | 0 | 0 | 0 | 0 | 496
414
415 |  | 562 | Station Expense |  | F12 |  | 0 | 0 | 0 | 0 | 0 | 0 | 0 | 0 | 0 | 502
416
417 |  | 563 | Overhead Line Expense |  | F12 |  | 0 | 0 | 0 | 0 | 0 | 0 | 0 | 0 | 0 | 507
418
419 |  | 564 | Underground Line Expense |  | F12 |  | 0 | 0 | 0 | 0 | 0 | 0 | 0 | 0 | 0 | 511
420
421 |  | 565 | Transm of Electricity by Others |  | F12 |  | 0 | 0 | 0 | 0 | 0 | 0 | 0 | 0 | 0 | 515
422
423 |  | 565NPC | Transmission of Electricity by Others-NPC
424 |  |  | CAGW |  | F12 |  | 0 | 0 | 0 | 0 | 0 | 0 | 0 | 0 | 0 | 518
425 |  |  | SE |  | F12 |  | 0 | 0 | 0 | 0 | 0 | 0 | 0 | 0 | 0 | 519
426 |  |  | SE |  | F12 |  | 0 | 0 | 0 | 0 | 0 | 0 | 0 | 0 | 0 | 520
427 | [6 empty] | 0 | 0 | 0 | 0 | 0 | 0 | 0 | 0 | 0
428
429 |  | 566 | Misc. Transmission Expense |  | F12 |  | 0 | 0 | 0 | 0 | 0 | 0 | 0 | 0 | 0 | 526
430
431 |  | 567 | Rents - Transmission |  | F12 |  | 0 | 0 | 0 | 0 | 0 | 0 | 0 | 0 | 0 | 531
432
433 |  | 568 | Maint Supervision & Engineering |  | F12 |  | 0 | 0 | 0 | 0 | 0 | 0 | 0 | 0 | 0 | 536
434
435 |  | 569 | Maintenance of Structures |  | F12 |  | 0 | 0 | 0 | 0 | 0 | 0 | 0 | 0 | 0 | 541
436
437 |  | 570 | Maint of Station Equipment |  | F12 |  | 0 | 0 | 0 | 0 | 0 | 0 | 0 | 0 | 0 | 547
438
439 |  | 571 | Maintenance of Overhead Lines |  | F12 |  | 0 | 0 | 0 | 0 | 0 | 0 | 0 | 0 | 0 | 553
440
441 |  | 572 | Maint of Underground Lines |  | F12 |  | 0 | 0 | 0 | 0 | 0 | 0 | 0 | 0 | 0 | 556
442
443 |  | 573 | Maint of Misc Transmission Plant |  | F12 |  | 0 | 0 | 0 | 0 | 0 | 0 | 0 | 0 | 0 | 560
444
445
446 |  | TOTAL TRANSMISSION EXPENSE |  |  |  |  | 0 | 0 | 0 | 0 | 0 | 0 | 0 | 0 | 0
447
448
449
450
451
452
453
454
455
456
457
458 |  | Distribution - METER - Unbundled |  |  |  |  | D: DISTRIBUTION EXPENSE
459
460
461 |  | A |  | B | C |  | D | E | F | G | H | I | J | K
462 |  | FERC ACCT |  | DESCRIPTION | COS Factor |  | Washington Jurisdiction Normalized | Residential Schedule 16 | Small General Service Schedule 24 | Large General Service < 1,000 kW Schedule 36 | Large General Service > 1,000 kW Schedule 48 | Large General Dedicated Facilities Schedule 48 | Agricultural Pumping Schedule 40 | Street & Area Lighting Sch. 15, 51-54, 57
463 |  | 580 | Operation Supervision & Eng |  | F131 |  | 0 | 0 | 0 | 0 | 0 | 0 | 0 | 0 | 0 | 568
464
465 |  | 581 | Load Dispatching |  | F20 |  | 0 | 0 | 0 | 0 | 0 | 0 | 0 | 0 | 0 | 573
466
467 |  | 582 | Station Expense |  | F120 |  | 0 | 0 | 0 | 0 | 0 | 0 | 0 | 0 | 0 | 578
468
469 |  | 583 | Overhead Line Expenses |  | F132 |  | 0 | 0 | 0 | 0 | 0 | 0 | 0 | 0 | 0 | 583
470
471 |  | 584 | Underground Line Expense |  | F133 |  | 0 | 0 | 0 | 0 | 0 | 0 | 0 | 0 | 0 | 588
472
473 |  | 585 | Street Lighting & Signal Systems |  | F130 |  | 0 | 0 | 0 | 0 | 0 | 0 | 0 | 0 | 0 | 593
474
475 |  | 586 | Meter Expenses |  | F127 |  | 0 | 0 | 0 | 0 | 0 | 0 | 0 | 0 | 0 | 598
476
477 |  | 587 | Customer Installation Expenses |  | F20 |  | 0 | 0 | 0 | 0 | 0 | 0 | 0 | 0 | 0 | 603
478
479 |  | 588 | Misc. Distribution Expenses |  | F131 |  | 0 | 0 | 0 | 0 | 0 | 0 | 0 | 0 | 0 | 609
480
481 |  | 589 | Rents |  | F131 |  | 0 | 0 | 0 | 0 | 0 | 0 | 0 | 0 | 0 | 614
482
483 |  | 590 | Maint Supervision & Engineering |  | F131 |  | 0 | 0 | 0 | 0 | 0 | 0 | 0 | 0 | 0 | 619
484
485 |  | 591 | Maintenance of Structures |  | F119 |  | 0 | 0 | 0 | 0 | 0 | 0 | 0 | 0 | 0 | 624
486
487 |  | 592 | Maint of Station Equipment |  | F120 |  | 0 | 0 | 0 | 0 | 0 | 0 | 0 | 0 | 0 | 629
488
489 |  | 593 | Maintenance of Overhead Lines |  | F134 |  | 0 | 0 | 0 | 0 | 0 | 0 | 0 | 0 | 0 | 634
490
491 |  | 594 | Maint of Underground Lines |  | F135 |  | 0 | 0 | 0 | 0 | 0 | 0 | 0 | 0 | 0 | 639
492
493 |  | 595 | Maint of Line Transformers |  | F125 |  | 0 | 0 | 0 | 0 | 0 | 0 | 0 | 0 | 0 | 644
494
495 |  | 596 | Maint of Street Lighting & Signals |  | F130 |  | 0 | 0 | 0 | 0 | 0 | 0 | 0 | 0 | 0 | 649
496
497 |  | 597 | Maintenance of Meters |  | F127 |  | 0 | 0 | 0 | 0 | 0 | 0 | 0 | 0 | 0 | 654
498
499 |  | 598 | Maint of Misc. Distribution Plant |  | F131 |  | 0 | 0 | 0 | 0 | 0 | 0 | 0 | 0 | 0 | 659
500
501 |  | TOTAL DISTRIBUTION EXPENSE |  |  |  |  | 0 | 0 | 0 | 0 | 0 | 0 | 0 | 0 | 0
502
503
504 | [6 empty] | D: CUSTOMER ACCOUNTS EXPENSE
505
506
507 |  | 901 | Supervision |  | F136 |  | 0 | 0 | 0 | 0 | 0 | 0 | 0 | 0 | 0 | 666
508
509 |  | 902 | Meter Reading Expense |  | F41 |  | 0 | 0 | 0 | 0 | 0 | 0 | 0 | 0 | 0 | 671
510
511 |  | 903 | Customer Receipts & Collections |  | F42 |  | 0 | 0 | 0 | 0 | 0 | 0 | 0 | 0 | 0 | 676
512
513 |  | 904 | Uncollectible Accounts |  | F80 |  | 0 | 0 | 0 | 0 | 0 | 0 | 0 | 0 | 0 | 682
514
515 |  | 905 | Misc. Customer Accounts Exp |  | F136 |  | 0 | 0 | 0 | 0 | 0 | 0 | 0 | 0 | 0 | 687
516
517 |  | TOTAL CUSTOMER ACCOUNTS EXPENSE |  |  |  |  | 0 | 0 | 0 | 0 | 0 | 0 | 0 | 0 | 0
518
519 |  | Distribution - METER - Unbundled |  |  |  |  | D: CUSTOMER SERVICE EXPENSE
520
521 |  | A |  | B | C |  | D | E | F | G | H | I | J | K
522 |  | FERC ACCT |  | DESCRIPTION | COS Factor |  | Washington Jurisdiction Normalized | Residential Schedule 16 | Small General Service Schedule 24 | Large General Service < 1,000 kW Schedule 36 | Large General Service > 1,000 kW Schedule 48 | Large General Dedicated Facilities Schedule 48 | Agricultural Pumping Schedule 40 | Street & Area Lighting Sch. 15, 51-54, 57
523 |  | 907 | Supervision |  | F40 |  | 0 | 0 | 0 | 0 | 0 | 0 | 0 | 0 | 0 | 694
524
525 |  | 908 | Customer Assistance |  | F40 |  | 2840.6405 | 2238.705 | 410.3823 | 22.6394 | 1.4574 | 0.020845 | 107.7929 | 59.6427 | 0 | 699
526
527 |  | 909 | Informational & Instructional Adv |  | F40 |  | 0 | 0 | 0 | 0 | 0 | 0 | 0 | 0 | 0 | 705
528
529 |  | 910 | Misc. Customer Service |  | F40 |  | 0 | 0 | 0 | 0 | 0 | 0 | 0 | 0 | 0 | 710
530
531 |  | TOTAL CUSTOMER SERVICE EXPENSE |  |  |  |  | 2840.6405 | 2238.705 | 410.3823 | 22.6394 | 1.4574 | 0.020845 | 107.7929 | 59.6427 | 0
532
533
534 | [6 empty] | D: SALES EXPENSE
535
536
537 |  | 911 | Supervision |  | F40 |  | 0 | 0 | 0 | 0 | 0 | 0 | 0 | 0 | 0 | 717
538
539 |  | 912 | Demonstration & Selling Expense |  | F40 |  | 0 | 0 | 0 | 0 | 0 | 0 | 0 | 0 | 0 | 722
540
541 |  | 913 | Advertising Expense |  | F40 |  | 0 | 0 | 0 | 0 | 0 | 0 | 0 | 0 | 0 | 727
542
543 |  | 916 | Misc. Sales Expense |  | F40 |  | 0 | 0 | 0 | 0 | 0 | 0 | 0 | 0 | 0 | 732
544
545 |  | TOTAL SALES EXPENSE |  |  |  |  | 0 | 0 | 0 | 0 | 0 | 0 | 0 | 0 | 0
546
547
548 | [6 empty] | D: ADMINISTRATION & GENERAL EXPENSE
549
550
551 |  | 920 | Administrative & General Salaries |  | F102G |  | 0 | 0 | 0 | 0 | 0 | 0 | 0 | 0 | 0 | 738
552 |  |  |  | Customer - System | F42 |  | 0 | 0 | 0 | 0 | 0 | 0 | 0 | 0 | 0 | 739
553 |  |  |  | System Overheads | F102G |  | 0 | 0 | 0 | 0 | 0 | 0 | 0 | 0 | 0 | 740
554 |  |  |  | Administrative & General Salaries |  |  | 0 | 0 | 0 | 0 | 0 | 0 | 0 | 0 | 0
555
556 |  | 921 | Office Supplies & expenses |  | F102G |  | 0 | 0 | 0 | 0 | 0 | 0 | 0 | 0 | 0 | 744
557 |  |  |  | Customer - System | F42 |  | 0 | 0 | 0 | 0 | 0 | 0 | 0 | 0 | 0 | 745
558 |  |  |  | System Overheads | F102G |  | 0 | 0 | 0 | 0 | 0 | 0 | 0 | 0 | 0 | 746
559 |  |  |  | Office Supplies & expenses |  |  | 0 | 0 | 0 | 0 | 0 | 0 | 0 | 0 | 0
560
561 |  | 922 | A&G Expenses Transferred |  | F102G |  | 0 | 0 | 0 | 0 | 0 | 0 | 0 | 0 | 0 | 750
562
563 |  | 923 | Outside Services |  | F102G |  | 0 | 0 | 0 | 0 | 0 | 0 | 0 | 0 | 0 | 754
564 |  |  |  | Customer - System | F42 |  | 0 | 0 | 0 | 0 | 0 | 0 | 0 | 0 | 0 | 755
565 |  |  |  | System Overheads | F102G |  | 0 | 0 | 0 | 0 | 0 | 0 | 0 | 0 | 0 | 756
|  |  |  | JBG | F102G |  | 0 | 0 | 0 | 0 | 0 | 0 | 0 | 0 | 0 | 757
567 |  |  |  | System Overheads | F102G |  | 0 | 0 | 0 | 0 | 0 | 0 | 0 | 0 | 0 | 758
568 |  |  |  | Outside Services |  |  | 0 | 0 | 0 | 0 | 0 | 0 | 0 | 0 | 0
569
570 |  | 924 | Property Insurance
571 |  |  |  | System Overheads | F102G |  | 0 | 0 | 0 | 0 | 0 | 0 | 0 | 0 |  | 763
572
573 |  | 925 | Injuries & Damages |  | F102G |  | 0 | 0 | 0 | 0 | 0 | 0 | 0 | 0 | 0 | 766
574 |  |  | Injuries & Damages |  | F102G |  | 0 | 0 | 0 | 0 | 0 | 0 | 0 | 0 | 0 | 767
575
576 |  | 926 | Employee Pensions & Benefits |  | F138G |  | 0 | 0 | 0 | 0 | 0 | 0 | 0 | 0 | 0 | 774
577
578 |  | 927 | Franchise Requirements |  | F102 |  | 0 | 0 | 0 | 0 | 0 | 0 | 0 | 0 | 0 | 779
579
580 |  | 928 | Regulatory Commission Expense |  | F141 |  | 0 | 0 | 0 | 0 | 0 | 0 | 0 | 0 | 0 | 786
581 |  |  |  | Regulatory Expense | F141 |  | 0 | 0 | 0 | 0 | 0 | 0 | 0 | 0 | 0 | 787
582
583 |  | 929 | Duplicate Charges |  | F138G |  | 0 | 0 | 0 | 0 | 0 | 0 | 0 | 0 | 0 | 795
584
585 |  | 930 | Misc General Expenses
586 |  |  |  | Situs | F138G |  | 0 | 0 | 0 | 0 | 0 | 0 | 0 | 0 | 0 | 798
587 |  |  |  | Customer | F138G |  | 0 | 0 | 0 | 0 | 0 | 0 | 0 | 0 | 0 | 799
588 |  |  |  | Labor | F138G |  | 0 | 0 | 0 | 0 | 0 | 0 | 0 | 0 | 0 | 800
589 |  |  |  | Labor | F138G |  | 0 | 0 | 0 | 0 | 0 | 0 | 0 | 0 | 0 | 801
590 |  |  |  | Customer | F138G |  | 0 | 0 | 0 | 0 | 0 | 0 | 0 | 0 | 0 | 802
591
592 |  | 931 | Rents |  | F102G |  | 0 | 0 | 0 | 0 | 0 | 0 | 0 | 0 | 0 | 808
593
594 |  | 935 | Maintenance of General Plant |  | F108 |  | 0 | 0 | 0 | 0 | 0 | 0 | 0 | 0 | 0 | 814
595
596 |  | TOTAL ADMINISTRATIVE & GEN EXPENSE |  |  |  |  | 0 | 0 | 0 | 0 | 0 | 0 | 0 | 0 | 0
597
598
599 |  | TOTAL O & M EXPENSE |  |  |  |  | 134561389.6683 | 55850861.7219 | 17922569.8823 | 30378756.9279 | 12839542.9129 | 11972016.5677 | 5343408.4561 | 254233.1994 | 0
600
601 |  | Distribution - METER - Unbundled |  |  |  |  | D: DEPRECIATION EXPENSE
602
603 |  | A |  | B | C |  | D | E | F | G | H | I | J | K
604 |  | FERC ACCT |  | DESCRIPTION | COS Factor |  | Washington Jurisdiction Normalized | Residential Schedule 16 | Small General Service Schedule 24 | Large General Service < 1,000 kW Schedule 36 | Large General Service > 1,000 kW Schedule 48 | Large General Dedicated Facilities Schedule 48 | Agricultural Pumping Schedule 40 | Street & Area Lighting Sch. 15, 51-54, 57
605 |  | 403SP | Steam Depreciation |  | F30 |  | 3719368.6643 | 1411046.2163 | 513381.7822 | 879473.7655 | 371180.8724 | 380215.1585 | 152509.8114 | 11561.058 | 0 | 827
606
607 |  | 403NP | Nuclear Depreciation |  | F30 |  | 0 | 0 | 0 | 0 | 0 | 0 | 0 | 0 | 0 | 831
608
609 |  | 403HP | Hydro Depreciation |  | F30 |  | 2779899.2157 | 1054632.2841 | 383707.4898 | 657328.878 | 277424.8829 | 284177.213 | 113987.5994 | 8640.8686 | 0 | 838
610
611 |  | 403OP | Other Generation Depreciation |  | F30 |  | 0 | 0 | 0 | 0 | 0 | 0 | 0 | 0 | 0 | 841
612 |  |  |  | SG | F30 |  | 0 | 0 | 0 | 0 | 0 | 0 | 0 | 0 | 0 | 842
613 |  |  |  | CAEW | F30 |  | 0 | 0 | 0 | 0 | 0 | 0 | 0 | 0 | 0 | 843
614 |  |  |  | CAGW | F30 |  | 3728990.4905 | 1414696.5243 | 514709.876 | 881748.9214 | 372141.0993 | 381198.7567 | 152904.3469 | 11590.9659 | 0 | 844
615 |  |  |  | CAGE | F30 |  | 0 | 0 | 0 | 0 | 0 | 0 | 0 | 0 | 0 | 845
616 |  |  |  | Total 403OP |  |  | 3728990.4905 | 1414696.5243 | 514709.876 | 881748.9214 | 372141.0993 | 381198.7567 | 152904.3469 | 11590.9659 | 0
617
618 |  | 403TP | Transmission Depreciation |  | F106 |  | 0 | 0 | 0 | 0 | 0 | 0 | 0 | 0 | 0 | 853
619
620 |  | 403 | Distribution Depreciation
621 |  |  |  | Land Rights | F118 |  | 0 | 0 | 0 | 0 | 0 | 0 | 0 | 0 | 0 | 856
622 |  |  |  | Structures | F119 |  | 0 | 0 | 0 | 0 | 0 | 0 | 0 | 0 | 0 | 857
623 |  |  |  | Station Equip | F120 |  | 0 | 0 | 0 | 0 | 0 | 0 | 0 | 0 | 0 | 858
624 |  |  |  | Poles & Towers | F121 |  | 0 | 0 | 0 | 0 | 0 | 0 | 0 | 0 | 0 | 860
625 |  |  |  | OH Conductors | F122 |  | 0 | 0 | 0 | 0 | 0 | 0 | 0 | 0 | 0 | 861
626 |  |  |  | UG Conduit | F123 |  | 0 | 0 | 0 | 0 | 0 | 0 | 0 | 0 | 0 | 862
627 |  |  |  | UG Conductor | F124 |  | 0 | 0 | 0 | 0 | 0 | 0 | 0 | 0 | 0 | 863
628 |  |  |  | Line Transformer | F125 |  | 0 | 0 | 0 | 0 | 0 | 0 | 0 | 0 | 0 | 864
629 |  |  |  | Services | F126 |  | 0 | 0 | 0 | 0 | 0 | 0 | 0 | 0 | 0 | 865
630 |  |  |  | Meters | F127 |  | 0 | 0 | 0 | 0 | 0 | 0 | 0 | 0 | 0 | 866
631 |  |  |  | Inst Cust Premises | F128 |  | 0 | 0 | 0 | 0 | 0 | 0 | 0 | 0 | 0 | 867
632 |  |  |  | Leased Property | F129 |  | 0 | 0 | 0 | 0 | 0 | 0 | 0 | 0 | 0 | 868
633 |  |  |  | Street Lighting | F130 |  | 0 | 0 | 0 | 0 | 0 | 0 | 0 | 0 | 0 | 869
634 |  |  | Total Distribution Expense |  |  |  | 0 | 0 | 0 | 0 | 0 | 0 | 0 | 0 | 0
635
636 |  | 403GP | General Depreciation
637 |  |  |  | S | F107G |  | 0 | 0 | 0 | 0 | 0 | 0 | 0 | 0 | 0 | 873
638 |  |  |  | DGP | F105G |  | 0 | 0 | 0 | 0 | 0 | 0 | 0 | 0 | 0 | 874
639 |  |  |  | DGU | F105G |  | 0 | 0 | 0 | 0 | 0 | 0 | 0 | 0 | 0 | 875
640 |  |  |  | SE | F30 |  | 0 | 0 | 0 | 0 | 0 | 0 | 0 | 0 | 0 | 876
641 |  |  |  | CN | F42 |  | 0 | 0 | 0 | 0 | 0 | 0 | 0 | 0 | 0 | 877
642 |  |  |  | SG/CAGW/CAGE | F105G |  | 109162.7382 | 46185.9877 | 14420.5942 | 24382.0966 | 10308.5611 | 9386.3237 | 4302.9822 | 176.1928 | 0 | 878
643 |  |  |  | SO | F102G |  | 205822.3266 | 87081.9806 | 27189.4998 | 45971.546 | 19436.4126 | 17697.568 | 8113.1145 | 332.205 | 0 | 879
644 |  |  |  | CAEW | F105G |  | 20.0573 | 8.4861 | 2.6496 | 4.4799 | 1.8941 | 1.7246 | 0.79062 | 0.032373 | 0 | 880
645 |  |  |  | JBG | F105G |  | 17397.4031 | 7360.719 | 2298.2283 | 3885.8054 | 1642.8884 | 1495.9102 | 685.7717 | 28.0801 | 0 | 881
646 |  |  |  | JBE | F30 |  | 0 | 0 | 0 | 0 | 0 | 0 | 0 | 0 | 0 | 882
647 |  |  | Total General Expense |  |  |  | 332402.5252 | 140637.1734 | 43910.9718 | 74243.9279 | 31389.7562 | 28581.5266 | 13102.659 | 536.5102 | 0
648
649 |  | 403GV0 | General Vehicles |  | F105G |  | 0 | 0 | 0 | 0 | 0 | 0 | 0 | 0 | 0 | 886
650
651 |  | 403MP | Mining Depreciation |  | F30 |  | 0 | 0 | 0 | 0 | 0 | 0 | 0 | 0 | 0 | 890
652
653 |  | 403EP | Experimental Plant Depreciation |  | F30 |  | 0 | 0 | 0 | 0 | 0 | 0 | 0 | 0 | 0 | 896
654
655
656 |  | TOTAL DEPRECIATION EXPENSE |  |  |  |  | 10560660.8957 | 4021012.1981 | 1455710.1197 | 2492795.4929 | 1052136.6107 | 1074172.6548 | 432504.4168 | 32329.4028 | 0
657
658 | [6 empty] | D: AMORTIZATION EXPENSE
659
660
661 |  | 404CLG | Amort of LT Plant - Cap. Lease Gen
662 |  |  |  | S | F12 |  | 104069.8289 | 47273.501 | 13556.3565 | 21531.4915 | 9313.7624 | 8500.8993 | 3771.4146 | 122.4036 | 0 | 901
663 |  |  |  | SG/CAGW | F30 |  | 0 | 0 | 0 | 0 | 0 | 0 | 0 | 0 | 0 | 902
664 |  |  |  | SO | F102G |  | 5774.4107 | 2443.1126 | 762.81 | 1289.7463 | 545.2947 | 496.5109 | 227.616 | 9.3201 | 0 | 903
665 |  |  |  | DGU | F30 | [10 empty] | 904
666 |  |  |  | CN | F42 |  | 0 | 0 | 0 | 0 | 0 | 0 | 0 | 0 | 0 | 905
667 |  |  |  | DGP | F30 |  | 0 | 0 | 0 | 0 | 0 | 0 | 0 | 0 | 0 | 906
668 |  |  |  | SG | F30 |  | 0 | 0 | 0 | 0 | 0 | 0 | 0 | 0 | 0 | 907
669 |  |  | Total Amort. Cap. Lease General |  |  |  | 109844.2396 | 49716.6136 | 14319.1665 | 22821.2378 | 9859.0571 | 8997.4102 | 3999.0306 | 131.7237 | 0
670
671 |  | 404CLS | Amort of LT Plant - Cap Lease Steam |  | F30 |  | 0 | 0 | 0 | 0 | 0 | 0 | 0 | 0 | 0 | 913
672
673 |  | 404IP | Amort of LT Plant - Intangible Plant
674 |  |  |  | S | F107G |  | 1981.2034 | 838.2332 | 261.7205 | 442.5126 | 187.0909 | 170.3532 | 78.0952 | 3.1977 | 0 | 916
675 |  |  |  | SE | F30 |  | 0 | 0 | 0 | 0 | 0 | 0 | 0 | 0 | 0 | 917
676 |  |  |  | SG/CAGW | F105G |  | 182036.9656 | 77018.5614 | 24047.4108 | 40658.9551 | 17190.2905 | 15652.3912 | 7175.542 | 293.8145 | 0 | 918
677 |  |  |  | SO | F102G |  | 169393.1591 | 71669.0557 | 22377.1412 | 37834.8916 | 15996.2983 | 14565.2175 | 6677.1478 | 273.407 | 0 | 919
678 |  |  |  | CN | F42 |  | 0 | 0 | 0 | 0 | 0 | 0 | 0 | 0 | 0 | 920
679 |  |  |  | DGP | F30 |  | 0 | 0 | 0 | 0 | 0 | 0 | 0 | 0 | 0 | 921
680 |  |  |  | DGU | F30 |  | 0 | 0 | 0 | 0 | 0 | 0 | 0 | 0 | 0 | 922
681 |  |  |  | CAEW | F30 |  | 0 | 0 | 0 | 0 | 0 | 0 | 0 | 0 | 0 | 923
682 |  |  |  | CAGW | F105G |  | 1017873.2728 | 430655.0317 | 134462.8912 | 227347.5807 | 96120.7915 | 87521.5132 | 40122.5785 | 1642.886 | 0 | 924
683 |  |  |  | JBG | F105G |  | 21960.8986 | 9291.5019 | 2901.0742 | 4905.0872 | 2073.8328 | 1888.301 | 865.6558 | 35.4457 | 0 | 925
684 |  |  | Total Amort. Intangible Plant |  |  |  | 1393245.4994 | 589472.384 | 184050.2379 | 311189.0272 | 131568.304 | 119797.7761 | 54919.0193 | 2248.7509 | 0
685
686 |  | Distribution - METER - Unbundled |  |  |  |  | D: AMORTIZATION EXPENSE (continued)
687
688
689 |  | A |  | B | C |  | D | E | F | G | H | I | J | K
690 |  | FERC ACCT |  | DESCRIPTION | COS Factor |  | Washington Jurisdiction Normalized | Residential Schedule 16 | Small General Service Schedule 24 | Large General Service < 1,000 kW Schedule 36 | Large General Service > 1,000 kW Schedule 48 | Large General Dedicated Facilities Schedule 48 | Agricultural Pumping Schedule 40 | Street & Area Lighting Sch. 15, 51-54, 57
691 |  | 404O | Amort of LT Plant - Other Plant |  | F30 |  | 0 | 0 | 0 | 0 | 0 | 0 | 0 | 0 | 0 | 930
692
693 |  | 404HP | Amort of Other Electric Plant |  | F110 |  | 28140.1442 | 13535.7446 | 3798.9461 | 5378.5795 | 2269.0983 | 1995.105 | 1044.67 | 118.0007 | 0 | 936
694
695 |  | 405 | Amort of Other Electric Plant |  | F110 |  | 0 | 0 | 0 | 0 | 0 | 0 | 0 | 0 | 0 | 944
696
697 |  | 406 | Amort of Plant Acquisition Adj |  | F30 |  | 0 | 0 | 0 | 0 | 0 | 0 | 0 | 0 | 0 | 952
698
699 |  | 407 | Amort of Prop Losses, Unrec Plant, |  | F110 |  | 0 | 0 | 0 | 0 | 0 | 0 | 0 | 0 | 0 | 961
700
701
702 |  | TOTAL AMORTIZATION EXPENSE |  |  |  |  | 1531229.8832 | 652724.7422 | 202168.3505 | 339388.8445 | 143696.4594 | 130790.2913 | 59962.7199 | 2498.4754 | 0
703
704
705 | [6 empty] | D: TAX OTHER THAN INCOME
706
707
708 |  | 408 | Total Taxes Other Than Income |  | F101G |  | 4449252.5236 | 1882267.8838 | 587745.5438 | 993860.2525 | 420197.5246 | 382622.143 | 175384.8472 | 7174.3288 | 0 | 974
709
710
711 | [6 empty] | D: DEFERRED ITC
712
713
714 |  | 41140 | Deferred I T C - Federal |  | F101G |  | 0 | 0 | 0 | 0 | 0 | 0 | 0 | 0 | 0 | 979
715
716 |  | 41141 | Deferred I T C - Idaho |  | F101G |  | 0 | 0 | 0 | 0 | 0 | 0 | 0 | 0 | 0 | 984
717
718 |  | TOTAL DEFERRED ITC |  |  |  |  | 0 | 0 | 0 | 0 | 0 | 0 | 0 | 0 | 0
719
720
721 | [6 empty] | D: DEFERRED INCOME TAXES
722
723
724 |  | 41010 | Deferred Income Tax - Federal-DR |  | F101G |  | 4769785.1689 | 2017870.0553 | 630087.8547 | 1065459.8423 | 450469.3564 | 410186.9726 | 188019.9064 | 7691.1812 | 0 | 1032
725
726 |  | 41011 | Deferred Income Tax - State-DR |  | F101G |  | 0 | 0 | 0 | 0 | 0 | 0 | 0 | 0 | 0 | 1047
727
728 |  | 41110 | Deferred Income Tax - Federal-CR |  | F101G |  | -4762115.0931 | -2014625.2098 | -629074.639 | -1063746.5246 | -449744.977 | -409527.3694 | -187717.5601 | -7678.8133 | 0 | 1063
729
730 |  | 41111 | Deferred Income Tax - State-CR |  | F101G |  | 0 | 0 | 0 | 0 | 0 | 0 | 0 | 0 | 0 | 1078
731
732 |  | TOTAL DEFERRED INCOME TAXES |  |  |  |  | 7670.0758 | 3244.8456 | 1013.2158 | 1713.3178 | 724.3794 | 659.6031 | 302.3463 | 12.3678 | 0
733
734
735
736
737
738 |  | 40911 | State Income Taxes |  | F101G |  | 0 | 0 | 0 | 0 | 0 | 0 | 0 | 0 | 0 | 1175
739
740 |  | 40910 | Federal Income Tax |  | F101G |  | 5874834.5285 | 2485364.0689 | 776064.6977 | 1312302.3467 | 554832.7305 | 505217.8461 | 231579.788 | 9473.0507 | 0 | 1208
741
742
743 |  | TOTAL OPERATING EXPENSES |  |  |  |  | 156985015.7321 | 64895465.5383 | 20945268.9644 | 35518812.663 | 15011128.6627 | 14065477.3218 | 6243141.7827 | 305720.7992 | 0
744
745
746 |  | Distribution - METER - Unbundled |  |  |  |  | D: STEAM GENERATION PLANT
747
748 |  | A |  | B | C |  | D | E | F | G | H | I | J | K
749 |  | FERC ACCT |  | DESCRIPTION | COS Factor |  | Washington Jurisdiction Normalized | Residential Schedule 16 | Small General Service Schedule 24 | Large General Service < 1,000 kW Schedule 36 | Large General Service > 1,000 kW Schedule 48 | Large General Dedicated Facilities Schedule 48 | Agricultural Pumping Schedule 40 | Street & Area Lighting Sch. 15, 51-54, 57
750 |  | 310 | Land and Land Rights |  | F30 |  | 163314.6765 | 61957.9765 | 22542.2074 | 38617.0306 | 16298.2725 | 16694.9612 | 6696.5909 | 507.6373 | 0 | 1217
751 |  |  |  | JBG | F30 |  | 108998.0072 | 41351.4334 | 15044.9166 | 25773.43 | 10877.6459 | 11142.4003 | 4469.3783 | 338.8027 | 0 | 1219
752 |  |  |  | Total 310 |  |  | 272312.6837 | 103309.4099 | 37587.1239 | 64390.4606 | 27175.9184 | 27837.3615 | 11165.9692 | 846.4401 | 0
753
754 |  | 311 | Structures and Improvements |  | F30 |  | 5743835.1205 | 2179084.0181 | 792817.4314 | 1358174.6683 | 573216.0276 | 587167.7099 | 235521.4797 | 17853.7857 | 0 | 1225
755 |  |  |  | JBG | F30 |  | 13456637.5232 | 5105150.6786 | 1857410.0009 | 3181927.0262 | 1342928.5736 | 1375614.5279 | 551778.9272 | 41827.7888 | 0 | 1226
756 |  |  |  | Total 311 |  |  | 19200472.6437 | 7284234.6967 | 2650227.4323 | 4540101.6945 | 1916144.6012 | 1962782.2378 | 787300.4068 | 59681.5744 | 0
757
758 |  | 312 | Boiler Plant Equipment
759 |  |  |  | SG | F30 |  | 0 | 0 | 0 | 0 | 0 | 0 | 0 | 0 | 0 | 1230
760 |  |  |  | S | F30 |  | -115535.4463 | -43831.5932 | -15947.2746 | -27319.2585 | -11530.061 | -11810.6948 | -4737.4409 | -359.1233 | 0 | 1231
761 |  |  |  | CAGW | F30 |  | -498886.158 | -189266.3753 | -68860.8977 | -117965.5279 | -49787.2128 | -50998.9992 | -20456.4378 | -1550.7072 | 0 | 1232
762 |  |  |  | JBG | F30 |  | 70250661.5022 | 26651547.359 | 9696648.2913 | 16611317.5047 | 7010787.0917 | 7181424.8092 | 2880573.5883 | 218362.858 | 0 | 1233
763 |  |  |  | Total 312 |  |  | 69636239.8979 | 26418449.3904 | 9611840.1191 | 16466032.7183 | 6949469.8178 | 7118615.1152 | 2855379.7096 | 216453.0275 | 0
764
765 |  | 314 | Turbogenerator Units |  | F30 |  | 3568796.8726 | 1353922.6084 | 492598.4661 | 843869.8895 | 356154.2982 | 364822.848 | 146335.7326 | 11093.0298 | 0 | 1239
766 |  |  |  | JBG | F30 |  | 18733800.1611 | 7107189.4774 | 2585812.9651 | 4429753.3417 | 1869572.2081 | 1915076.3049 | 768164.8656 | 58230.9982 | 0 | 1240
767 |  |  |  | Total 314 |  |  | 22302597.0337 | 8461112.0858 | 3078411.4312 | 5273623.2312 | 2225726.5064 | 2279899.1529 | 914500.5982 | 69324.0281 | 0
768
769 |  | 315 | Accessory Electric Equipment |  | F30 |  | 849969.1838 | 322459.511 | 117320.6352 | 200981.851 | 84824.1547 | 86888.7161 | 34852.3235 | 2641.9922 | 0 | 1246
770 |  |  |  | JBG | F30 |  | 5544066.1895 | 2103296.1036 | 765243.4695 | 1310937.7445 | 553279.7392 | 566746.1861 | 227330.1104 | 17232.8361 | 0 | 1247
771 |  |  |  | Total 316 |  |  | 6394035.3733 | 2425755.6146 | 882564.1047 | 1511919.5955 | 638103.894 | 653634.9022 | 262182.4339 | 19874.8283 | 0
772
773 |  | 316 | Misc Power Plant Equipment |  | F30 |  | 37914.6923 | 14383.9958 | 5233.3377 | 8965.2251 | 3783.7627 | 3875.8569 | 1554.6624 | 117.8517 | 0 | 1253
774 |  |  |  | JBG | F30 |  | 470998.9682 | 178686.5922 | 65011.6489 | 111371.3841 | 47004.1622 | 48148.211 | 19312.9454 | 1464.0244 | 0 | 1255
775 |  |  |  | Total 316 |  |  | 508913.6605 | 193070.588 | 70244.9866 | 120336.6092 | 50787.9249 | 52024.0679 | 20867.6078 | 1581.8761 | 0
776
777 |  | S00 | Unclassified Steam Plant - Acct 300 |  | F30 |  | 1699528.6606 | 644763.5882 | 234584.7189 | 401866.8235 | 169607.4221 | 173735.5496 | 69687.8473 | 5282.7109 | 0 | 1262
778
779
780
781 |  | Total Steam Generation Plant |  |  |  |  | 120014099.9533 | 45530695.3736 | 16565459.9168 | 28378271.1328 | 11977016.0848 | 12268528.3871 | 4921084.5728 | 373044.4854 | 0
782
783
784 | [6 empty] | D: NUCLEAR GENERATION
785
786
787 |  | 320 | Land and Land Rights |  | F30 |  | 0 | 0 | 0 | 0 | 0 | 0 | 0 | 0 | 0 | 1268
788
789 |  | 321 | Structures and Improvements |  | F30 |  | 0 | 0 | 0 | 0 | 0 | 0 | 0 | 0 | 0 | 1272
790
791 |  | 322 | Reactor Plant Equipment |  | F30 |  | 0 | 0 | 0 | 0 | 0 | 0 | 0 | 0 | 0 | 1276
792
793 |  | 323 | Turbogenerator Units |  | F30 |  | 0 | 0 | 0 | 0 | 0 | 0 | 0 | 0 | 0 | 1280
794
795 |  | 324 | Land and Land Rights |  | F30 |  | 0 | 0 | 0 | 0 | 0 | 0 | 0 | 0 | 0 | 1284
796
797 |  | 325 | Misc. Power Plant Equipment |  | F30 |  | 0 | 0 | 0 | 0 | 0 | 0 | 0 | 0 | 0 | 1288
798
799 |  | N00 | Unclassified Nuclear Plt - Acct 300 |  | F30 |  | 0 | 0 | 0 | 0 | 0 | 0 | 0 | 0 | 0 | 1294
800
801 |  | Total Nuclear Generation Plant |  |  |  |  | 0 | 0 | 0 | 0 | 0 | 0 | 0 | 0 | 0
802
803
804 | [6 empty] | D: HYDRAULIC GENERATION PLANT
805
806
807 |  | 330 | Land and Land Rights |  | F30 |  | 2715865.6734 | 1030339.3743 | 374868.986 | 642187.6469 | 271034.544 | 277631.3377 | 111361.9539 | 8441.8307 | 0 | 1302
808
809 |  | 331 | Structures and Improvements |  | F30 |  | 23618899.5826 | 8960488.1624 | 3260099.7255 | 5584873.248 | 2357089.2113 | 2414459.1353 | 968474.5576 | 73415.5424 | 0 | 1307
810
811 |  | 332 | Reservoirs, Dams & Waterways |  | F30 |  | 37436121.7007 | 14202436.6619 | 5167280.9588 | 8852063.3175 | 3736002.9524 | 3826934.6849 | 1535038.9749 | 116364.1502 | 0 | 1312
812
813 |  | 333 | Water Wheel, Turbines, & Generators |  | F30 |  | 8070149.4888 | 3061636.2422 | 1113916.9309 | 1908249.867 | 805374.6207 | 824976.883 | 330910.1861 | 25084.7589 | 0 | 1317
814
815 |  | 334 | Accessory Electric Equipment |  | F30 |  | 6282444.6951 | 2383420.5791 | 867161.3237 | 1485533.1082 | 626967.5079 | 642227.4642 | 257606.7452 | 19527.9667 | 0 | 1322
816
817 |  | 335 | Misc. Power Plant Equipment |  | F30 |  | 199984.4963 | 75869.6952 | 27603.7162 | 47287.8958 | 19957.801 | 20443.5601 | 8200.2083 | 621.6196 | 0 | 1327
818
819 |  | 336 | Roads, Railroads & Bridges |  | F30 |  | 1968924.1846 | 746966.2923 | 271769.1894 | 465567.4989 | 196492.2175 | 201274.7024 | 80734.2007 | 6120.0835 | 0 | 1333
820
821 |  | H00 | Unclassified Hydro Plant - Acct 300 |  | F30 |  | 0 | 0 | 0 | 0 | 0 | 0 | 0 | 0 | 0 | 1339
822
823 |  | Total Hydraulic Plant |  |  |  |  | 80292389.8215 | 30461157.0074 | 11082700.8304 | 18985762.5824 | 8012918.855 | 8207947.7676 | 3292326.8267 | 249575.952 | 0
824
825 |  | Distribution - METER - Unbundled
826 |  | A |  | B | C |  | D | E | F | G | H | I | J | K
827 |  | FERC ACCT |  | DESCRIPTION | COS Factor |  | Washington Jurisdiction Normalized | Residential Schedule 16 | Small General Service Schedule 24 | Large General Service < 1,000 kW Schedule 36 | Large General Service > 1,000 kW Schedule 48 | Large General Dedicated Facilities Schedule 48 | Agricultural Pumping Schedule 40 | Street & Area Lighting Sch. 15, 51-54, 57
828 |  | 340 | Land and Land Rights |  | F30 |  | 417523.3359 | 158399.12 | 57630.4458 | 98726.6533 | 41667.4683 | 42681.6258 | 17120.2188 | 1297.804 | 0 | 1347
829 |  |  |  | Total 340 |  |  | 417523.3359 | 158399.12 | 57630.4458 | 98726.6533 | 41667.4683 | 42681.6258 | 17120.2188 | 1297.804 | 0
830
831 |  | 341 | Structures and Improvements |  | F30 |  | 5295560.1192 | 2009018.3963 | 730942.3553 | 1252176.5436 | 528479.6432 | 541342.4729 | 217140.3128 | 16460.3951 | 0 | 1352
832 |  |  |  | Total 341 |  |  | 5295560.1192 | 2009018.3963 | 730942.3553 | 1252176.5436 | 528479.6432 | 541342.4729 | 217140.3128 | 16460.3951 | 0
833
834 |  | 342 | Fuel Holders, Producers & Access |  | F30 |  | 148159.9057 | 56208.5916 | 20450.4053 | 35033.5667 | 14785.8758 | 15145.7538 | 6075.1814 | 460.5312 | 0 | 1357
835 |  |  |  | Total 342 |  |  | 148159.9057 | 56208.5916 | 20450.4053 | 35033.5667 | 14785.8758 | 15145.7538 | 6075.1814 | 460.5312 | 0
836
837 |  | 343 | Prime Movers |  | F30 |  | 89283318.5509 | 33872116.5302 | 12323712.2577 | 21111737.8913 | 8910184.2434 | 9127051.9761 | 3660992.8475 | 277522.8047 | 0 | 1365
838 |  |  |  | Total 343 |  |  | 89283318.5509 | 33872116.5302 | 12323712.2577 | 21111737.8913 | 8910184.2434 | 9127051.9761 | 3660992.8475 | 277522.8047 | 0
839
840 |  | 344 | Generators |  | F30 |  | 12279950.757 | 4658741.7423 | 1694992.7727 | 2903690.2515 | 1225499.0688 | 1255326.87 | 503529.804 | 38170.2476 | 0 | 1372
841 |  |  |  | Total 344 |  |  | 12279950.757 | 4658741.7423 | 1694992.7727 | 2903690.2515 | 1225499.0688 | 1255326.87 | 503529.804 | 38170.2476 | 0
842
843 |  | 345 | Accessory Electric Plant |  | F30 |  | 8063992.2705 | 3059300.3298 | 1113067.0544 | 1906793.9447 | 804760.1504 | 824347.4569 | 330657.7142 | 25065.6202 | 0 | 1377
844 |  |  |  | Total 345 |  |  | 8063992.2705 | 3059300.3298 | 1113067.0544 | 1906793.9447 | 804760.1504 | 824347.4569 | 330657.7142 | 25065.6202 | 0
845
846 |  | 346 | Misc. Power Plant Equipment |  | F30 |  | 371756.7045 | 141036.2722 | 51313.3106 | 87904.7758 | 37100.1077 | 38003.0987 | 15243.5937 | 1155.5458 | 0 | 1382
847
848 |  | O00 | Unclassified Other Prod - Acct 300 |  | F30 |  | -50508.2389 | -19161.7088 | -6971.6159 | -11943.0675 | -5040.5576 | -5163.2413 | -2071.0509 | -156.9967 | 0 | 1387
849
850 |  | Total Other Generation Plant |  |  |  |  | 115809753.4048 | 43935659.2735 | 15985136.986 | 27384120.5594 | 11557436 | 11838736.0127 | 4748688.6214 | 359975.9518 | 0
851
852 |  | Experimental Plant
853 |  | 103 | Experimental Plant |  | F30 |  | 0 | 0 | 0 | 0 | 0 | 0 | 0 | 0 | 0 | 1393
854
855 |  | TOTAL GENERATION PLANT |  |  |  |  | 316116243.1796 | 119927511.6545 | 43633297.7331 | 74748154.2747 | 31547370.9397 | 32315212.1675 | 12962100.021 | 982596.3892 | 0
856
857 | [6 empty] | D: TRANSMISSION PLANT
858 |  | 350 | Land and Land Rights
859 |  |  |  | Demand | F12 |  | 0 | 0 | 0 | 0 | 0 | 0 | 0 | 0 | 0 | 1402
860 |  |  |  | Direct Assigned | A | 0 | 0 | 0 | 0 | 0 | 0 | 0 | 0 | 0 | 0
861 | [6 empty] | 0 | 0 | 0 | 0 | 0 | 0 | 0 | 0 | 0
862 |  | 352 | Structures and Improvements
863 |  |  |  | Demand | F12 |  | 0 | 0 | 0 | 0 | 0 | 0 | 0 | 0 | 0 | 1409
864 |  |  |  | Direct Assigned | A | 0 | 0 | 0 | 0 | 0 | 0 | 0 | 0 | 0 | 0
865 | [6 empty] | 0 | 0 | 0 | 0 | 0 | 0 | 0 | 0 | 0
866 |  | 353 | Station Equipment
867 |  |  |  | Demand | F12 |  | 0 | 0 | 0 | 0 | 0 | 0 | 0 | 0 | 0 | 1415
868 |  |  |  | Direct Assigned | A | 0 | 0 | 0 | 0 | 0 | 0 | 0 | 0 | 0 | 0
869 | [6 empty] | 0 | 0 | 0 | 0 | 0 | 0 | 0 | 0 | 0
870 |  | 354 | Towers and Fixtures
871 |  |  |  | Demand | F12 |  | 0 | 0 | 0 | 0 | 0 | 0 | 0 | 0 | 0 | 1421
872 |  |  |  | Direct Assigned | A | 0 | 0 | 0 | 0 | 0 | 0 | 0 | 0 | 0 | 0
873 | [6 empty] | 0 | 0 | 0 | 0 | 0 | 0 | 0 | 0 | 0
874 |  | 355 | Poles and Fixtures
875 |  |  |  | Demand | F12 |  | 0 | 0 | 0 | 0 | 0 | 0 | 0 | 0 | 0 | 1428
876 |  |  |  | Direct Assigned | A | 0 | 0 | 0 | 0 | 0 | 0 | 0 | 0 | 0 | 0
877 | [6 empty] | 0 | 0 | 0 | 0 | 0 | 0 | 0 | 0 | 0
878 |  | 356 | Overhead Conductors
879 |  |  |  | Demand | F12 |  | 0 | 0 | 0 | 0 | 0 | 0 | 0 | 0 | 0 | 1434
880 |  |  |  | Direct Assigned | A | 0 | 0 | 0 | 0 | 0 | 0 | 0 | 0 | 0 | 0
881 | [6 empty] | 0 | 0 | 0 | 0 | 0 | 0 | 0 | 0 | 0
882 |  | 357 | Underground Conduit
883 |  |  |  | Demand | F12 |  | 0 | 0 | 0 | 0 | 0 | 0 | 0 | 0 | 0 | 1440
884 |  |  |  | Direct Assigned | A | 0 | 0 | 0 | 0 | 0 | 0 | 0 | 0 | 0 | 0
885 | [6 empty] | 0 | 0 | 0 | 0 | 0 | 0 | 0 | 0 | 0
886 |  | 358 | Underground Conductors
887 |  |  |  | Demand | F12 |  | 0 | 0 | 0 | 0 | 0 | 0 | 0 | 0 | 0 | 1446
888 |  |  |  | Direct Assigned | A | 0 | 0 | 0 | 0 | 0 | 0 | 0 | 0 | 0 | 0
889 | [6 empty] | 0 | 0 | 0 | 0 | 0 | 0 | 0 | 0 | 0
890 |  | 359 | Roads and Trails
891 |  |  |  | Demand | F12 |  | 0 | 0 | 0 | 0 | 0 | 0 | 0 | 0 | 0 | 1452
892 |  |  |  | Direct Assigned | A | 0 | 0 | 0 | 0 | 0 | 0 | 0 | 0 | 0 | 0
893 | [6 empty] | 0 | 0 | 0 | 0 | 0 | 0 | 0 | 0 | 0
894
895 |  | T00 | Unclassified Trans Plant - Acct 300 |  | F30 |  | 0 | 0 | 0 | 0 | 0 | 0 | 0 | 0 | 0 | 1457
896 |  | TS0 | Unclassified Trans Sub - Acct 300 |  | F30 |  | 0 | 0 | 0 | 0 | 0 | 0 | 0 | 0 | 0 | 1461
897
898 |  | TOTAL TRANSMISSION PLANT |  |  |  |  | 0 | 0 | 0 | 0 | 0 | 0 | 0 | 0 | 0
899 |  | Distribution - METER - Unbundled |  |  |  |  | D: DISTRIBUTION PLANT
900 |  | A |  | B | C |  | D | E | F | G | H | I | J | K
901 |  | FERC ACCT |  | DESCRIPTION | COS Factor |  | Washington Jurisdiction Normalized | Residential Schedule 16 | Small General Service Schedule 24 | Large General Service < 1,000 kW Schedule 36 | Large General Service > 1,000 kW Schedule 48 | Large General Dedicated Facilities Schedule 48 | Agricultural Pumping Schedule 40 | Street & Area Lighting Sch. 15, 51-54, 57
902
903 |  | 360 | Land and Land Rights
904 |  |  |  | Demand Primary | F20A |  | 0 | 0 | 0 | 0 | 0 | 0 | 0 | 0 | 0 | 1467
905 |  |  |  | Assigned | A | 0 | 0 | 0 | 0 | 0 | 0 | 0 | 0 | 0 | 0
906 | [6 empty] | 0 | 0 | 0 | 0 | 0 | 0 | 0 | 0 | 0
907 |  | 361 | Structures and Improvements
908 |  |  |  | Demand Primary | F20 |  | 0 | 0 | 0 | 0 | 0 | 0 | 0 | 0 | 0 | 1473
909 |  |  |  | Assigned | A | 0 | 0 | 0 | 0 | 0 | 0 | 0 | 0 | 0 | 0
910 | [6 empty] | 0 | 0 | 0 | 0 | 0 | 0 | 0 | 0 | 0
911 |  | 362 | Station Equipment
912 |  |  |  | Demand Primary | F20A |  | 0 | 0 | 0 | 0 | 0 | 0 | 0 | 0 | 0 | 1479
913 |  |  |  | Assigned | A | 0 | 0 | 0 | 0 | 0 | 0 | 0 | 0 | 0 | 0
914 | [6 empty] | 0 | 0 | 0 | 0 | 0 | 0 | 0 | 0 | 0
915 |  | 364 | Poles, Towers & Fixtures
916 |  |  |  | Demand Primary | F20A | 0 | 0 | 0 | 0 | 0 | 0 | 0 | 0 | 0 | 0 | 1485
917 |  |  |  | Demand Secondary | F22 | 0 | 0 | 0 | 0 | 0 | 0 | 0 | 0 | 0 | 0
918 |  |  |  | Assigned | A | 0 | 0 | 0 | 0 | 0 | 0 | 0 | 0 | 0 | 0
919 | [6 empty] | 0 | 0 | 0 | 0 | 0 | 0 | 0 | 0 | 0
920 |  | 365 | Overhead Conductors
921 |  |  |  | Demand Primary | F20A | 0 | 0 | 0 | 0 | 0 | 0 | 0 | 0 | 0 | 0 | 1492
922 |  |  |  | Demand Secondary | F22 | 0 | 0 | 0 | 0 | 0 | 0 | 0 | 0 | 0 | 0
923 |  |  |  | Assigned | A | 0 | 0 | 0 | 0 | 0 | 0 | 0 | 0 | 0 | 0
924 | [6 empty] | 0 | 0 | 0 | 0 | 0 | 0 | 0 | 0 | 0
925 |  | 366 | Underground Conduit
926 |  |  |  | Demand Primary | F20A | 0 | 0 | 0 | 0 | 0 | 0 | 0 | 0 | 0 | 0 | 1499
927 |  |  |  | Demand Secondary | F22 | 0 | 0 | 0 | 0 | 0 | 0 | 0 | 0 | 0 | 0
928 |  |  |  | Assigned | A | 0 | 0 | 0 | 0 | 0 | 0 | 0 | 0 | 0 | 0
929 | [6 empty] | 0 | 0 | 0 | 0 | 0 | 0 | 0 | 0 | 0
930 |  | 367 | Underground Conductors
931 |  |  |  | Demand Primary | F20A | 0 | 0 | 0 | 0 | 0 | 0 | 0 | 0 | 0 | 0 | 1506
932 |  |  |  | Demand Secondary | F22 | 0 | 0 | 0 | 0 | 0 | 0 | 0 | 0 | 0 | 0
933 |  |  |  | Assigned | A | 0 | 0 | 0 | 0 | 0 | 0 | 0 | 0 | 0 | 0
934 | [6 empty] | 0 | 0 | 0 | 0 | 0 | 0 | 0 | 0 | 0
935 |  | 368 | Line Transformers
936 |  |  |  | Demand Secondary | F21 |  | 0 | 0 | 0 | 0 | 0 | 0 | 0 | 0 | 0 | 1513
937 |  |  |  | Assigned | A | 0 | 0 | 0 | 0 | 0 | 0 | 0 | 0 | 0 | 0
938 | [6 empty] | 0 | 0 | 0 | 0 | 0 | 0 | 0 | 0 | 0
939 |  | 369 | Services
940 |  |  |  | Customer | F70 |  | 0 | 0 | 0 | 0 | 0 | 0 | 0 | 0 | 0 | 1519
941 |  |  |  | Assigned | A | 0 | 0 | 0 | 0 | 0 | 0 | 0 | 0 | 0 | 0
942 | [6 empty] | 0 | 0 | 0 | 0 | 0 | 0 | 0 | 0 | 0
943 |  | 370 | Meters
944 |  |  |  | Customer | F60A |  | 0 | 0 | 0 | 0 | 0 | 0 | 0 | 0 | 0 | 1526
945 |  |  |  | Assigned | A | 0 | 0 | 0 | 0 | 0 | 0 | 0 | 0 | 0 | 0
946 | [6 empty] | 0 | 0 | 0 | 0 | 0 | 0 | 0 | 0 | 0
947 |  | 371 | Install on Customers' Premises
948 |  |  |  | Demand Primary | F20 | 0 | 0 | 0 | 0 | 0 | 0 | 0 | 0 | 0 | 0 | 1532
949 |  |  |  | Demand Secondary | F22 | 0 | 0 | 0 | 0 | 0 | 0 | 0 | 0 | 0 | 0
950 |  |  |  | Assigned | A | 0 | 0 | 0 | 0 | 0 | 0 | 0 | 0 | 0 | 0
951 | [6 empty] | 0 | 0 | 0 | 0 | 0 | 0 | 0 | 0 | 0
952 |  | 372 | Leased Property
953 |  |  |  | Demand Primary | F20 | 0 | 0 | 0 | 0 | 0 | 0 | 0 | 0 | 0 | 0 | 1539
954 |  |  |  | Demand Secondary | F22 | 0 | 0 | 0 | 0 | 0 | 0 | 0 | 0 | 0 | 0
955 |  |  |  | Assigned | A | 0 | 0 | 0 | 0 | 0 | 0 | 0 | 0 | 0 | 0
956 | [6 empty] | 0 | 0 | 0 | 0 | 0 | 0 | 0 | 0 | 0
957
958 |  | 373 | Street Lights |  | A | 0 | 0 | 0 | 0 | 0 | 0 | 0 | 0 | 0 | 0 | 1548
959
960
961 |  | D00 | Unclassified Dist Plant - Acct 300 |  | F22 |  | 0 | 0 | 0 | 0 | 0 | 0 | 0 | 0 | 0 | 1551
962 |  | DS0 | Unclassified Dist Sub - Acct 300 |  | F20 |  | 0 | 0 | 0 | 0 | 0 | 0 | 0 | 0 | 0 | 1555
963 |  | TOTAL DISTRIBUTION PLANT |  |  |  |  | 0 | 0 | 0 | 0 | 0 | 0 | 0 | 0 | 0
964
965 |  | Distribution - METER - Unbundled |  |  |  |  | DISTRIBUTION PLANT D: GENERAL PLANT
966
967 |  | A |  | B | C |  | D | E | F | G | H | I | J | K
968 |  | FERC ACCT |  | DESCRIPTION | COS Factor |  | Washington Jurisdiction Normalized | Residential Schedule 16 | Small General Service Schedule 24 | Large General Service < 1,000 kW Schedule 36 | Large General Service > 1,000 kW Schedule 48 | Large General Dedicated Facilities Schedule 48 | Agricultural Pumping Schedule 40 | Street & Area Lighting Sch. 15, 51-54, 57
969 |  | 389 | Land and Land Rights
970 |  |  |  | S | F107G |  | 0 | 0 | 0 | 0 | 0 | 0 | 0 | 0 | 0 | 1562
971 |  |  |  | CN | F42 |  | 0 | 0 | 0 | 0 | 0 | 0 | 0 | 0 | 0 | 1563
972 |  |  |  | DGU | F105G |  | 0 | 0 | 0 | 0 | 0 | 0 | 0 | 0 | 0 | 1564
973 |  |  |  | SG/CAGE/CAGW | F105G |  | 0 | 0 | 0 | 0 | 0 | 0 | 0 | 0 | 0 | 1565
974 |  |  |  | SO | F102G |  | 105403.8771 | 44595.64 | 13924.0419 | 23542.5343 | 9953.6007 | 9063.1192 | 4154.8152 | 170.1258 | 0 | 1566
975 |  |  | Total Land & Land Rights |  |  |  | 105403.8771 | 44595.64 | 13924.0419 | 23542.5343 | 9953.6007 | 9063.1192 | 4154.8152 | 170.1258 | 0
976
977 |  | 390 | Structures and Improvements
978 |  |  |  | S | F107G |  | 0 | 0 | 0 | 0 | 0 | 0 | 0 | 0 | 0 | 1570
979 |  |  |  | DGP | F105G |  | 0 | 0 | 0 | 0 | 0 | 0 | 0 | 0 | 0 | 1571
980 |  |  |  | DGU | F105G |  | 0 | 0 | 0 | 0 | 0 | 0 | 0 | 0 | 0 | 1572
981 |  |  |  | CN | F42 |  | 0 | 0 | 0 | 0 | 0 | 0 | 0 | 0 | 0 | 1573
982 |  |  |  | SG/CAGE/CAGW | F105G |  | 126267.19 | 53422.7611 | 16680.123 | 28202.4697 | 11923.7852 | 10857.0446 | 4977.2063 | 203.8 | 0 | 1574
983 |  |  |  | JBG | F105G |  | 850.3189 | 359.7639 | 112.3287 | 189.9234 | 80.2981 | 73.1144 | 33.5179 | 1.3724 | 0 | 1575
984 |  |  |  | SO | F102G |  | 1359757.7701 | 575303.9609 | 179626.4486 | 303709.3591 | 128405.9584 | 116918.3442 | 53598.9984 | 2194.7005 | 0 | 1576
985
986 |  |  | Total Structures and Improvements |  |  |  | 1486875.279 | 629086.486 | 196418.9003 | 332101.7523 | 140410.0418 | 127848.5032 | 58609.7226 | 2399.8729 | 0
987
988 |  | 391 | Office Furniture & Equipment
989 |  |  |  | S | F107G |  | 0 | 0 | 0 | 0 | 0 | 0 | 0 | 0 | 0 | 1580
990 |  |  |  | SGP | F105G |  | 0 | 0 | 0 | 0 | 0 | 0 | 0 | 0 | 0 | 1581
991 |  |  |  | SGU | F105G |  | 0 | 0 | 0 | 0 | 0 | 0 | 0 | 0 | 0 | 1582
992 |  |  |  | CN | F42 |  | 0 | 0 | 0 | 0 | 0 | 0 | 0 | 0 | 0 | 1583
993 |  |  |  | SG/CAGE/CAGW | F105G |  | 22416.0908 | 9484.0906 | 2961.2059 | 5006.7569 | 2116.8179 | 1927.4405 | 883.5986 | 36.1804 | 0 | 1584
994 |  |  |  | SE | F30 |  | 0 | 0 | 0 | 0 | 0 | 0 | 0 | 0 | 0 | 1585
995 |  |  |  | SO | F102G |  | 858602.6083 | 363268.7323 | 113422.9498 | 191773.6038 | 81080.3904 | 73826.6752 | 33844.4397 | 1385.8171 | 0 | 1586
996 |  |  |  | JBG | F105G |  | 6470.5611 | 2737.6489 | 854.7728 | 1445.2353 | 611.0343 | 556.3692 | 255.0569 | 10.4437 | 0 | 1587
997 |  |  |  | JBE | F30 |  | 0 | 0 | 0 | 0 | 0 | 0 | 0 | 0 | 0 | 1588
998 |  |  | Total Office Furniture & Equipment |  |  |  | 887489.2602 | 375490.4718 | 117238.9285 | 198225.596 | 83808.2426 | 76310.4849 | 34983.0951 | 1432.4412 | 0
999
1000 |  | 392 | Transportation Equipment
1001 |  |  |  | S | F107G |  | 0 | 0 | 0 | 0 | 0 | 0 | 0 | 0 | 0 | 1592
1002 |  |  |  | SO | F102G |  | 127626.0051 | 53997.6662 | 16859.625 | 28505.9685 | 12052.1021 | 10973.8819 | 5030.7681 | 205.9932 | 0 | 1593
1003 |  |  |  | SG/CAGE/CAGW | F105G |  | 217158.2309 | 91878.1221 | 28686.9931 | 48503.4825 | 20506.8957 | 18672.2822 | 8559.9538 | 350.5016 | 0 | 1594
1004 |  |  |  | CN | F42 |  | 0 | 0 | 0 | 0 | 0 | 0 | 0 | 0 | 0 | 1595
1005 |  |  |  | SG-U | F105G |  | 0 | 0 | 0 | 0 | 0 | 0 | 0 | 0 | 0 | 1596
1006 |  |  |  | SE | F30 |  | 0 | 0 | 0 | 0 | 0 | 0 | 0 | 0 | 0 | 1597
1007 |  |  |  | SGP | F105G |  | 0 | 0 | 0 | 0 | 0 | 0 | 0 | 0 | 0 | 1598
1008 |  |  |  | JBG | F105G |  | 95049.8195 | 40214.9109 | 12556.2522 | 21229.8987 | 8975.8363 | 8172.8288 | 3746.6784 | 153.414 | 0 | 1599
1009 |  |  |  | CAGE | F30 |  | 0 | 0 | 0 | 0 | 0 | 0 | 0 | 0 | 0 | 1600
1010 |  |  | Total Transportation Equipment |  |  |  | 439834.0555 | 186090.6993 | 58102.8703 | 98239.3497 | 41534.8341 | 37818.9929 | 17337.4003 | 709.9088 | 0
1011
1012 |  | 393 | Stores Equipment
1013 |  |  |  | S | F107G |  | 0 | 0 | 0 | 0 | 0 | 0 | 0 | 0 | 0 | 1604
1014 |  |  |  | SG-P | F105G |  | 0 | 0 | 0 | 0 | 0 | 0 | 0 | 0 | 0 | 1605
1015 |  |  |  | SG-U | F105G |  | 0 | 0 | 0 | 0 | 0 | 0 | 0 | 0 | 0 | 1606
1016 |  |  |  | SO | F102G |  | 3577.145 | 1513.4649 | 472.5473 | 798.975 | 337.8004 | 307.5797 | 141.0041 | 5.7736 | 0 | 1607
1017 |  |  |  | SG/CAGE/CAGW | F105G |  | 28351.6235 | 11995.3727 | 3745.3005 | 6332.4907 | 2677.3279 | 2437.8054 | 1117.5657 | 45.7606 | 0 | 1608
1018 |  |  |  | JBG | F105G |  | 26290.3115 | 11123.2461 | 3472.9975 | 5872.0853 | 2482.6721 | 2260.5642 | 1036.3128 | 42.4336 | 0 | 1609
1019 |  |  | Total Stores Equipment |  |  |  | 58219.08 | 24632.0838 | 7690.8452 | 13003.551 | 5497.8004 | 5005.9493 | 2294.8825 | 93.9678 | 0 | 1610
1020
1021 |  | 394 | Tools, Shop & Garage Equipment
1022 |  |  |  | S | F107G |  | 0 | 0 | 0 | 0 | 0 | 0 | 0 | 0 | 0 | 1613
1023 |  |  |  | SG-P | F105G |  | 0 | 0 | 0 | 0 | 0 | 0 | 0 | 0 | 0 | 1614
1024 |  |  |  | SG/CAGE/CAGW | F105G |  | 105630.0965 | 44691.3518 | 13953.9259 | 23593.0617 | 9974.9632 | 9082.5706 | 4163.7323 | 170.491 | 0 | 1615
1025 |  |  |  | SO | F102G |  | 41880.4775 | 17719.3358 | 5532.4865 | 9354.2345 | 3954.8977 | 3601.0797 | 1650.8467 | 67.5967 | 0 | 1616
1026 |  |  |  | SE | F30 |  | 0 | 0 | 0 | 0 | 0 | 0 | 0 | 0 | 0 | 1617
1027 |  |  |  | SG-U | F105G |  | 0 | 0 | 0 | 0 | 0 | 0 | 0 | 0 | 0 | 1618
1028 |  |  |  | JBG | F105G |  | 111748.6715 | 47280.0779 | 14762.2006 | 24959.679 | 10552.7584 | 9608.6744 | 4404.9146 | 180.3666 | 0 | 1619
1029 |  |  |  | CAGE | F102G |  | 0 | 0 | 0 | 0 | 0 | 0 | 0 | 0 | 0 | 1620
1030 |  |  | Total Tools, Shop & Garage Equipment |  |  |  | 259259.2455 | 109690.7656 | 34248.6129 | 57906.9751 | 24482.6194 | 22292.3247 | 10219.4936 | 418.4542 | 0
1031
1032 |  | 395 | Laboratory Equipment
1033 |  |  |  | S | F107G |  | 0 | 0 | 0 | 0 | 0 | 0 | 0 | 0 | 0 | 1624
1034 |  |  |  | SGP | F105G |  | 0 | 0 | 0 | 0 | 0 | 0 | 0 | 0 | 0 | 1625
1035 |  |  |  | SGU | F105G |  | 0 | 0 | 0 | 0 | 0 | 0 | 0 | 0 | 0 | 1626
1036 |  |  |  | SO | F102G |  | 65234.3672 | 27600.2025 | 8617.5773 | 14570.4539 | 6160.2747 | 5609.1565 | 2571.4115 | 105.2907 | 0 | 1627
1037 |  |  |  | SE | F30 |  | 0 | 0 | 0 | 0 | 0 | 0 | 0 | 0 | 0 | 1628
1038 |  |  |  | SG/CAGE/CAGW | F105G |  | 50795.1517 | 21491.0719 | 6710.131 | 11345.3758 | 4796.7368 | 4367.6051 | 2002.2458 | 81.9853 | 0 | 1629
1039 |  |  |  | JBG | F105G |  | 9727.3882 | 4115.5896 | 1285.0055 | 2172.6655 | 918.5861 | 836.4064 | 383.4347 | 15.7004 | 0 | 1630
1040 |  |  |  | CAGE | F102G |  | 0 | 0 | 0 | 0 | 0 | 0 | 0 | 0 | 0 | 1631
1041 |  |  | Total Laboratory Equipment |  |  |  | 125756.9071 | 53206.864 | 16612.7138 | 28088.4952 | 11875.5977 | 10813.1681 | 4957.0919 | 202.9764 | 0
1042
1043 |  | 396 | Power Operated Equipment
1044 |  |  |  | S | F107G |  | 0 | 0 | 0 | 0 | 0 | 0 | 0 | 0 | 0 | 1635
1045 |  |  |  | SG-P | F105G |  | 0 | 0 | 0 | 0 | 0 | 0 | 0 | 0 | 0 | 1636
1046 |  |  |  | SG/CAGE/CAGW | F105G |  | 125178.9178 | 52962.3208 | 16536.3603 | 27959.3982 | 11821.0164 | 10763.4699 | 4934.3087 | 202.0435 | 0 | 1637
1047 |  |  |  | SO | F102G |  | 65870.7691 | 27869.4597 | 8701.6472 | 14712.5977 | 6220.3721 | 5663.8774 | 2596.4972 | 106.3179 | 0 | 1638
1048 |  |  |  | SG-U | F105G |  | 0 | 0 | 0 | 0 | 0 | 0 | 0 | 0 | 0 | 1639
1049 |  |  |  | SE | F30 |  | 0 | 0 | 0 | 0 | 0 | 0 | 0 | 0 | 0 | 1640
1050 |  |  |  | JBG | F105G |  | 381855.2011 | 161560.2532 | 50443.7593 | 85289.4545 | 36059.719 | 32833.6994 | 15051.987 | 616.3287 | 0 | 1641
1051 |  |  |  | CAGE | F102G |  | 0 | 0 | 0 | 0 | 0 | 0 | 0 | 0 | 0 | 1642
1052 |  |  | Total Power Operated Equipment |  |  |  | 572904.888 | 242392.0337 | 75681.7668 | 127961.4503 | 54101.1075 | 49261.0466 | 22582.7929 | 924.6902 | 0
1053
1054 |  | 397 | Communication Equipment
1055 |  |  |  | S | F107G |  | 0 | 0 | 0 | 0 | 0 | 0 | 0 | 0 | 0 | 1646
1056 |  |  |  | SGP | F105G |  | 0 | 0 | 0 | 0 | 0 | 0 | 0 | 0 | 0 | 1647
1057 |  |  |  | SGU | F105G |  | 0 | 0 | 0 | 0 | 0 | 0 | 0 | 0 | 0 | 1648
1058 |  |  |  | SO | F102G |  | 1340683.4717 | 567233.7592 | 177106.6994 | 299449.0099 | 126604.7159 | 115278.2466 | 52847.1267 | 2163.9138 | 0 | 1649
1059 |  |  |  | CN | F42 |  | 0 | 0 | 0 | 0 | 0 | 0 | 0 | 0 | 0 | 1650
1060 |  |  |  | SG/CAGE/CAGW | F105G |  | 1931941.4181 | 817390.8431 | 255212.9383 | 431509.7165 | 182438.9571 | 166117.3752 | 76153.3614 | 3118.2265 | 0 | 1651
1061 |  |  |  | SE | F30 |  | 0 | 0 | 0 | 0 | 0 | 0 | 0 | 0 | 0 | 1652
1062 |  |  |  | JBG | F105G |  | 441345.2331 | 186730.0679 | 58302.4996 | 98576.8795 | 41677.5391 | 37948.9311 | 17396.968 | 712.3479 | 0 | 1653
|  |  |  | CAGE | F105G |  | 1915.1891 | 810.303 | 252.9999 | 427.768 | 180.857 | 164.6769 | 75.493 | 3.0912 | 0 | 1654
1064 |  |  |  | CAGE | F105G |  | 0 | 0 | 0 | 0 | 0 | 0 | 0 | 0 | 0 | 1655
1065 |  |  | Total Communication Equipment |  |  |  | 3715885.3119 | 1572164.9733 | 490875.1372 | 829963.374 | 350902.069 | 319509.2298 | 146472.9492 | 5997.5794 | 0
1066
1067 |  | Distribution - METER - Unbundled |  |  |  |  | D: GENERAL PLANT
1068
1069 |  | A |  | B | C |  | D | E | F | G | H | I | J | K
1070 |  | FERC ACCT |  | DESCRIPTION | COS Factor |  | Washington Jurisdiction Normalized | Residential Schedule 16 | Small General Service Schedule 24 | Large General Service < 1,000 kW Schedule 36 | Large General Service > 1,000 kW Schedule 48 | Large General Dedicated Facilities Schedule 48 | Agricultural Pumping Schedule 40 | Street & Area Lighting Sch. 15, 51-54, 57
1071 |  | 398 | Misc. Equipment
1072 |  |  |  | S | F107G |  | 0 | 0 | 0 | 0 | 0 | 0 | 0 | 0 | 0 | 1659
1073 |  |  |  | SGP | F105G |  | 0 | 0 | 0 | 0 | 0 | 0 | 0 | 0 | 0 | 1660
1074 |  |  |  | SGU | F105G |  | 0 | 0 | 0 | 0 | 0 | 0 | 0 | 0 | 0 | 1661
|  |  |  | CN | F42 |  | 0 | 0 | 0 | 0 | 0 | 0 | 0 | 0 | 0 | 1662
1076 |  |  |  | SO | F102G |  | 33918.2488 | 14350.5728 | 4480.6617 | 7575.827 | 3203.0008 | 2916.45 | 1336.9912 | 54.7453 | 0 | 1663
1077 |  |  |  | SE | F30 |  | 0 | 0 | 0 | 0 | 0 | 0 | 0 | 0 | 0 | 1664
1078 |  |  |  | SG | F105G |  | 15315.0708 | 6479.6989 | 2023.1484 | 3420.7051 | 1446.2476 | 1316.8615 | 603.6902 | 24.7191 | 0 | 1665
1079 |  |  |  | JBG | F105G |  | 5988.7553 | 2533.8003 | 791.1254 | 1337.6214 | 565.5359 | 514.9412 | 236.065 | 9.6661 | 0 | 1666
1080 |  |  | Total Misc. Equipment |  |  |  | 55222.0749 | 23364.072 | 7294.9355 | 12334.1534 | 5214.7843 | 4748.2527 | 2176.7465 | 89.1305 | 0
1081
1082 |  | 399 | Coal Mine |  | F30 |  | 28336566.7298 | 10750266.7454 | 3911275.9294 | 6700402.4856 | 2827897.0191 | 2896726.0801 | 1161918.8198 | 88079.6503 | 0 | 1674
1083 |  | 399L | WIDCO Capital Lease |  | F30 |  | 0 | 0 | 0 | 0 | 0 | 0 | 0 | 0 | 0 | 1677
1084 |  |  | Remove Capital Lease |  | F30 |  | 0 | 0 | 0 | 0 | 0 | 0 | 0 | 0 | 0 | 1680
1085
1086 |  | 390L | General Capital Lease
1087 |  |  |  | S | F30 |  | 0 | 0 | 0 | 0 | 0 | 0 | 0 | 0 | 0 | 1685
1088 |  |  |  | SG | F30 |  | 319252.1809 | 121117.2171 | 44066.149 | 75489.6712 | 31860.3273 | 32635.7857 | 13090.6867 | 992.3439 | 0 | 1686
1089 |  |  |  | SO-U | F30 |  | -22609.5559 | -8577.5655 | -3120.7807 | -5346.2061 | -2256.36 | -2311.2782 | -927.0872 | -70.2782 | 0 | 1687
1091 |  |  | Remove Capital Lease |  |  |  | -296642.625 | -112539.6516 | -40945.3682 | -70143.4652 | -29603.9673 | -30324.5074 | -12163.5995 | -922.0658
1092
1093 |  | 392L | General Vehicles Capital Lease |  | F30 |  | 0 | 0 | 0 | 0 | 0 | 0 | 0 | 0 | 0 | 1694
1094 |  |  | Remove Capital Lease |  | F30 |  | 0 | 0 | 0 | 0 | 0 | 0 | 0 | 0 | 0 | 1697
1095
1096 |  | G00 | Unclassified Gen Plant - Acct 300 |  | F102G |  | 217759.4862 | 92132.5089 | 28766.42 | 48637.7761 | 20563.674 | 18723.9809 | 8583.6541 | 351.472 | 0 | 1707
1097 |  | GV0 | Unclassified Gen Veh - Acct 300 |  | F102G |  | 0 | 0 | 0 | 0 | 0 | 0 | 0 | 0 | 0 | 1715
1098
1099 |  | TOTAL GENERAL PLANT |  |  |  |  | 36261176.1951 | 14103113.3438 | 4958131.1018 | 8470407.493 | 3576241.3905 | 3578121.1325 | 1474291.4638 | 100870.2697 | 0
1100
1101
1102
1103 | [6 empty] | D: INTANGIBLE PLANT
1104
1105 |  | 301 | Organization
1106 |  |  |  | S | F107G |  | 0 | 0 | 0 | 0 | 0 | 0 | 0 | 0 | 0 | 1720
1107 |  |  |  | SO | F102G |  | 0 | 0 | 0 | 0 | 0 | 0 | 0 | 0 | 0 | 1721
1108 |  |  |  | SG/CAGE/CAGW | F105G |  | 0 | 0 | 0 | 0 | 0 | 0 | 0 | 0 | 0 | 1722
1109 |  |  | Total Organization |  |  |  | 0 | 0 | 0 | 0 | 0 | 0 | 0 | 0 | 0
1110
1111 |  | 302 | Franchise & Consent
1112 |  |  |  | S | F107G |  | 0 | 0 | 0 | 0 | 0 | 0 | 0 | 0 | 0 | 1725
1113 |  |  |  | SG/CAGE/CAGW | F105G |  | 13805944.6479 | 5841198.2008 | 1823790.1347 | 3083633.4921 | 1303736.2931 | 1187099.8083 | 544203.4023 | 22283.3168 | 0 | 1726
1114 |  |  |  | DGP | F105G |  | 0 | 0 | 0 | 0 | 0 | 0 | 0 | 0 | 0 | 1727
1115 |  |  |  | DGU | F105G |  | 0 | 0 | 0 | 0 | 0 | 0 | 0 | 0 | 0 | 1728
1116 |  |  | Total Franchise & Consent |  |  |  | 13805944.6479 | 5841198.2008 | 1823790.1347 | 3083633.4921 | 1303736.2931 | 1187099.8083 | 544203.4023 | 22283.3168 | 0
1117
1118 |  | 303 | Miscellaneous Intangible Plant
1119 |  |  |  | S | F107G |  | 2644102.3506 | 1118701.1311 | 349290.6791 | 590574.7685 | 249690.4258 | 227352.309 | 104225.3559 | 4267.6812 | 0 | 1732
1120 |  |  |  | SG/CAGW | F105G |  | 5856130.7542 | 2477687.7857 | 773605.412 | 1307998.9373 | 553011.7928 | 503537.561 | 230837.2489 | 9452.0165 | 0 | 1733
1121 |  |  |  | SO | F102G |  | 5492323.4261 | 2323763.4608 | 725545.8092 | 1226740.5743 | 518656.388 | 472255.7023 | 216496.6738 | 8864.8177 | 0 | 1734
1122 |  |  |  | SE | F105G |  | 44356.7144 | 18767.0143 | 5859.6018 | 9907.3155 | 4188.7361 | 3813.9981 | 1748.4551 | 71.5934 | 0 | 1735
1123 |  |  |  | CN | F42 |  | 0 | 0 | 0 | 0 | 0 | 0 | 0 | 0 | 0 | 1736
1124 |  |  |  | DGU | F30 |  | 0 | 0 | 0 | 0 | 0 | 0 | 0 | 0 | 0 | 1737
1125 |  |  |  | DGP | F105G |  | 0 | 0 | 0 | 0 | 0 | 0 | 0 | 0 | 0 | 1738
1126 |  |  |  | JBG | F105G |  | 162050.1901 | 68562.2971 | 21407.1218 | 36194.7992 | 15302.88 | 13933.8346 | 6387.7023 | 261.5551 | 0 | 1739
1127 |  |  | Total Miscellaneous Intangible Plant |  |  |  | 14198963.4354 | 6007481.689 | 1875708.6238 | 3171416.3949 | 1340850.2226 | 1220893.4051 | 559695.4361 | 22917.6639 | 0
1128
1129 |  | I00 | Unclass Intangible Plant - Acct 300 |  | F102G |  | 0 | 0 | 0 | 0 | 0 | 0 | 0 | 0 | 0 | 1750
1130
1131 |  | TOTAL INTANGIBLE PLANT |  |  |  |  | 28004908.0833 | 11848679.8898 | 3699498.7585 | 6255049.887 | 2644586.5157 | 2407993.2133 | 1103898.8383 | 45200.9807 | 0
1132
1133
1134 |  | TOTAL ELECTRIC PLANT IN SERVICE |  |  |  |  | 380382327.458 | 145879304.8881 | 52290927.5934 | 89473611.6547 | 37768198.8458 | 38301326.5133 | 15540290.3231 | 1128667.6396 | 0
1135
1136
1137 |  | Distribution - METER - Unbundled |  |  |  |  | D: MISC RATE BASE
1138
1139 |  | A |  | B | C |  | D | E | F | G | H | I | J | K
1140 |  | FERC ACCT |  | DESCRIPTION | COS Factor |  | Washington Jurisdiction Normalized | Residential Schedule 16 | Small General Service Schedule 24 | Large General Service < 1,000 kW Schedule 36 | Large General Service > 1,000 kW Schedule 48 | Large General Dedicated Facilities Schedule 48 | Agricultural Pumping Schedule 40 | Street & Area Lighting Sch. 15, 51-54, 57
1141 |  | 105 | Plant Held For Future Use
1142 |  |  |  | S | F20 |  | 0 | 0 | 0 | 0 | 0 | 0 | 0 | 0 | 0 | 1758
1143 |  |  |  | SG/CAGE/CAGW | F30 |  | 14786.522 | 5609.6794 | 2040.973 | 3496.3886 | 1475.6467 | 1511.5629 | 606.3098 | 45.9615 | 0 | 1759
1144 |  |  |  | DNPT | F30 |  | 0 | 0 | 0 | 0 | 0 | 0 | 0 | 0 | 0 | 1760
1145 |  |  |  | DNPPOP | F30 |  | 0 | 0 | 0 | 0 | 0 | 0 | 0 | 0 | 0 | 1761
1146 |  |  |  | SE/CAEE/CAEW | F30 |  | 0 | 0 | 0 | 0 | 0 | 0 | 0 | 0 | 0 | 1762
1147 |  |  |  | DNPG | F102 |  | 0 | 0 | 0 | 0 | 0 | 0 | 0 | 0 | 0 | 1763
1148 |  |  | Total Plant Held For Future Use |  |  |  | 14786.522 | 5609.6794 | 2040.973 | 3496.3886 | 1475.6467 | 1511.5629 | 606.3098 | 45.9615 | 0
1149
1150 |  | 114 | Electric Plant Acquisition Adjust |  | F30 |  | 0 | 0 | 0 | 0 | 0 | 0 | 0 | 0 | 0 | 1770
1151
1152 |  | 128 | Pensions |  | F102G |  | 0 | 0 | 0 | 0 | 0 | 0 | 0 | 0 | 0 | 1774
1153
1154 |  | 124 | Weatherization |  | F30 |  | 0 | 0 | 0 | 0 | 0 | 0 | 0 | 0 | 0 | 1796
1155
1156 |  | 151 | Fuel Stock |  | F30 |  | 0 | 0 | 0 | 0 | 0 | 0 | 0 | 0 | 0 | 1799
1157 |  |  |  | JBG | F30 |  | -6.047e-09 | -2.2941e-09 | -8.3466e-10 | -1.4299e-09 | -6.0347e-10 | -6.1816e-10 | -2.4795e-10 | -1.8796e-11 | 0 | 1800
1158 |  |  |  | Total Fuel Stock |  |  | -6.047e-09 | -2.2941e-09 | -8.3466e-10 | -1.4299e-09 | -6.0347e-10 | -6.1816e-10 | -2.4795e-10 | -1.8796e-11 | 0
1159
1160 |  | 152 | Fuel Stock - Undistributed |  | F30 |  | 0 | 0 | 0 | 0 | 0 | 0 | 0 | 0 | 0 | 1805
1161
1162 |  | 25316 | DG&T Working Capital Deposit |  | F30 |  | 0 | 0 | 0 | 0 | 0 | 0 | 0 | 0 | 0 | 1810
1163
1164 |  | 25317 | DG&T Working Capital Deposit |  | F30 |  | 0 | 0 | 0 | 0 | 0 | 0 | 0 | 0 | 0 | 1814
1165
1166 |  | 25319 | Provo Working Capital Deposit |  | F30 |  | 0 | 0 | 0 | 0 | 0 | 0 | 0 | 0 | 0 | 1818
1167
1168 |  | 154 | Materials and Supplies |  | F102G |  | 0 | 0 | 0 | 0 | 0 | 0 | 0 | 0 | 0 | 1823
1169 |  |  |  | SG/CAGE/CAGW | F102G |  | 0 | 0 | 0 | 0 | 0 | 0 | 0 | 0 | 0 | 1824
1170 |  |  |  | SE/CAEE/CAEW | F102G |  | 0 | 0 | 0 | 0 | 0 | 0 | 0 | 0 | 0 | 1825
1171 |  |  |  | SO | F102G |  | 0 | 0 | 0 | 0 | 0 | 0 | 0 | 0 | 0 | 1826
1172 |  |  |  | DNPPS | F102G |  | 0 | 0 | 0 | 0 | 0 | 0 | 0 | 0 | 0 | 1827
1173 |  |  |  | DNPPH | F102G |  | 0 | 0 | 0 | 0 | 0 | 0 | 0 | 0 | 0 | 1828
1174 |  |  |  | DNPD | F102G |  | 0 | 0 | 0 | 0 | 0 | 0 | 0 | 0 | 0 | 1829
1175 |  |  |  | DNPT | F102G |  | 0 | 0 | 0 | 0 | 0 | 0 | 0 | 0 | 0 | 1830
1176 |  |  |  | DGU | F102G |  | 0 | 0 | 0 | 0 | 0 | 0 | 0 | 0 | 0 | 1831
1177 |  |  |  | DGP | F102G |  | 0 | 0 | 0 | 0 | 0 | 0 | 0 | 0 | 0 | 1832
1178 |  |  |  | JBG | F30 |  | 0 | 0 | 0 | 0 | 0 | 0 | 0 | 0 | 0 | 1833
1179 |  |  |  | SNPP | F102G |  | 0 | 0 | 0 | 0 | 0 | 0 | 0 | 0 | 0 | 1834
1180 |  |  |  | CAGE | F102G |  | 0 | 0 | 0 | 0 | 0 | 0 | 0 | 0 | 0 | 1835
1181 |  |  | Total Materials and Supplies |  |  |  | 0 | 0 | 0 | 0 | 0 | 0 | 0 | 0 | 0
1182
1183 |  | 163 | Stores Expense Undistributed |  | F102G |  | 0 | 0 | 0 | 0 | 0 | 0 | 0 | 0 | 0 | 1839
1184
1185 |  | 25318 | Provo Working Capital Deposit |  | F102G |  | 0 | 0 | 0 | 0 | 0 | 0 | 0 | 0 | 0 | 1844
1186
1187 |  | 165 | Prepayments |  | F102G |  | 0 | 0 | 0 | 0 | 0 | 0 | 0 | 0 | 0 | 1851
1188 |  |  |  | GPS | F42 |  | 1.0046e-10 | 8.198e-11 | 1.4108e-11 | 8.3891e-13 | 2.306e-13 | 3.2982e-15 | 1.4074e-12 | 1.8952e-12 | 0 | 1852
1189 |  |  |  | SG | F102G |  | -6.3329e-11 | -2.6794e-11 | -8.3658e-12 | -1.4145e-11 | -5.9803e-12 | -5.4453e-12 | -2.4963e-12 | -1.0222e-13 | 0 | 1853
1190 |  |  |  | SE | F102G |  | 0 | 0 | 0 | 0 | 0 | 0 | 0 | 0 | 0 | 1854
1191 |  |  |  | SO | F102G |  | 8.5757e-10 | 3.6283e-10 | 1.1329e-10 | 1.9154e-10 | 8.0983e-11 | 7.3738e-11 | 3.3804e-11 | 1.3842e-12 | 0 | 1855
1192 |  |  |  | Total Prepayments |  |  | 8.9471e-10 | 4.1802e-10 | 1.1903e-10 | 1.7824e-10 | 7.5233e-11 | 6.8296e-11 | 3.2715e-11 | 3.1771e-12 | 0
1193
1194 |  | 182 | Misc Regulatory Assets |  | F102G |  | 65311.495 | 27632.8348 | 8627.766 | 14587.6808 | 6167.5582 | 5615.7884 | 2574.4517 | 105.4152 | 0 | 1859
1195 |  |  |  | SG/CAGW | F102G |  | 0 | 0 | 0 | 0 | 0 | 0 | 0 | 0 | 0 | 1860
1196 |  |  |  | CAGE | F102G |  | 0 | 0 | 0 | 0 | 0 | 0 | 0 | 0 | 0 | 1861
1197 |  |  |  | CAEW | F102G |  | 0 | 0 | 0 | 0 | 0 | 0 | 0 | 0 | 0 | 1862
1198 |  |  |  | CAEE | F30 |  | 0 | 0 | 0 | 0 | 0 | 0 | 0 | 0 | 0 | 1863
1199 |  |  |  | SE | F102G |  | 0 | 0 | 0 | 0 | 0 | 0 | 0 | 0 | 0 | 1864
1200 |  |  |  | SO | F102G |  | 0 | 0 | 0 | 0 | 0 | 0 | 0 | 0 | 0 | 1865
1201 |  |  |  | Total Misc Regulatory Assets |  |  | 65311.495 | 27632.8348 | 8627.766 | 14587.6808 | 6167.5582 | 5615.7884 | 2574.4517 | 105.4152 | 0
1202
1203 |  | 186 | Misc Deferred Debits |  | F102G |  | 0 | 0 | 0 | 0 | 0 | 0 | 0 | 0 | 0 | 1869
1204 |  |  |  | CAEW | F102G |  | 0 | 0 | 0 | 0 | 0 | 0 | 0 | 0 | 0 | 1870
1205 |  |  |  | CAEE | F102G |  | 0 | 0 | 0 | 0 | 0 | 0 | 0 | 0 | 0 | 1871
1206 |  |  |  | SG | F102G |  | 1.1338e-09 | 4.7971e-10 | 1.4978e-10 | 2.5324e-10 | 1.0707e-10 | 9.749e-11 | 4.4693e-11 | 1.83e-12 | 0 | 1872
1207 |  |  |  | SO | F102G |  | -3.2783e-12 | -1.387e-12 | -4.3306e-13 | -7.3222e-13 | -3.0958e-13 | -2.8188e-13 | -1.2922e-13 | -5.2912e-15 | 0 | 1873
1208 |  |  |  | SE | F30 |  | 0 | 0 | 0 | 0 | 0 | 0 | 0 | 0 | 0 | 1874
1209 |  |  |  | JBE | F102G |  | 52708.038 | 22300.4006 | 6962.8267 | 11772.6295 | 4977.3763 | 4532.0841 | 2077.648 | 85.0728 | 0 | 1875
1210 |  |  |  | EXCTAX | F102G |  | 0 | 0 | 0 | 0 | 0 | 0 | 0 | 0 | 0 | 1876
1211 |  |  |  | Total Misc Deferred Debits |  |  | 52708.038 | 22300.4006 | 6962.8267 | 11772.6295 | 4977.3763 | 4532.0841 | 2077.648 | 85.0728 | 0
1212
1213 |  | CWC | Cash Working Capital |  | F137G |  | 0 | 0 | 0 | 0 | 0 | 0 | 0 | 0 | 0 | 1884
1214
1215 |  | OWC | Other Working Capital |  | F137G |  | 0 | 0 | 0 | 0 | 0 | 0 | 0 | 0 | 0 | 1897
1216 |  |  |  | Total Other Working Capital |  |  | 0 | 0 | 0 | 0 | 0 | 0 | 0 | 0 | 0
1217
1218 |  | 18222 | Nuclear Plant |  | F30 |  | 0 | 0 | 0 | 0 | 0 | 0 | 0 | 0 | 0 | 1911
1219
1220 |  | 1869 | Misc Deferred Debits-Trojan |  | F30 |  | 0 | 0 | 0 | 0 | 0 | 0 | 0 | 0 | 0 | 1916
1221
1222 |  | 141 | Impact Housing - Notes Receivable |  | F30 |  | 0 | 0 | 0 | 0 | 0 | 0 | 0 | 0 | 0 | 1919
1223 |  | TOTAL RATE BASE ADDITIONS |  |  |  |  | 132806.0551 | 55542.9148 | 17631.5657 | 29856.6989 | 12620.5812 | 11659.4354 | 5258.4095 | 236.4495 | 0
1224
1225 |  | Distribution - METER - Unbundled
1226
1227 |  | A |  | B | C |  | D | E | F | G | H | I | J | K
1228 |  | FERC ACCT |  | DESCRIPTION | COS Factor |  | Washington Jurisdiction Normalized | Residential Schedule 16 | Small General Service Schedule 24 | Large General Service < 1,000 kW Schedule 36 | Large General Service > 1,000 kW Schedule 48 | Large General Dedicated Facilities Schedule 48 | Agricultural Pumping Schedule 40 | Street & Area Lighting Sch. 15, 51-54, 57
1229
1230 |  | 235 | Customer Service Deposits |  | F51 |  | 0 | 0 | 0 | 0 | 0 | 0 | 0 | 0 | 0 | 1931
1231
1232 |  | 2281 | Accum Prov for Property Insurance |  | F102G |  | 0 | 0 | 0 | 0 | 0 | 0 | 0 | 0 | 0 | 1935
1233
1234 |  | 2282 | Accum Prov for Injuries & Damages |  | F102G |  | -55578.1616 | -23514.7297 | -7341.9752 | -12413.6873 | -5248.4106 | -4778.8707 | -2190.7827 | -89.7053 | 0 | 1939
1235
1236 |  | 2283 | Accum Prov for Pension & Benefits |  | F102G |  | 961.3858 | 406.7556 | 127.0008 | 214.7308 | 90.7865 | 82.6645 | 37.896 | 1.5517 | 0 | 1944
1237
1238 |  | 254 | Reg Liabilities - Insurance Provision |  | F30 |  | -6243649.6119 | -2368702.5825 | -861806.4662 | -1476359.7078 | -623095.885 | -638261.6087 | -256015.9831 | -19407.3784 | 0 | 1950
1239
1240 |  | 22844 | Accum Hydro Relicensing Obligation |  | F30 |  | -66222.118 | -25123.207 | -9140.5913 | -15658.7369 | -6608.7516 | -6769.604 | -2715.3863 | -205.8408 | 0 | 1954
1241
1242
1243 |  | 22842 | Accum Misc Oper Prov - Trojan |  | F30 |  | 0 | 0 | 0 | 0 | 0 | 0 | 0 | 0 | 0 | 1959
1244
1245 |  | 252 | Customer Advances for Const |  | F50 |  | 0 | 0 | 0 | 0 | 0 | 0 | 0 | 0 | 0 | 1967
1246
1247 |  | 25398 | SO2 Emissions |  | F30 |  | -13.5488 | -5.1401 | -1.8701 | -3.2037 | -1.3521 | -1.385 | -0.55556 | -0.042114 | 0 | 1970
1248
1249 |  | 25399 | Other Deferred Credits |  | F30 |  | -1883257.6467 | -714466.3023 | -259944.6988 | -445310.977 | -187942.9762 | -192517.3784 | -77221.5111 | -5853.8028 | 0 | 1979
1250
1251 |  | 190 | Accum Deferred Income Taxes |  | F104G |  | 1742914.9243 | 737396.8057 | 230238.664 | 389300.5672 | 164593.5839 | 149872.3888 | 68700.8873 | 2812.0275 | 0 | 1982
1252 |  |  |  | SG/CAGW | F104G |  | -0.0087169 | -0.003688 | -0.0011515 | -0.001947 | -0.00082319 | -0.00074956 | -0.0003436 | -1.4064e-05 | 0 | 1983
1253 |  |  |  | DOP | F138G |  | 0.0072984 | 0.0033609 | 0.00092711 | 0.0015483 | 0.00065571 | 0.00052611 | 0.00027778 | 2.4466e-06 | 0 | 1984
1254 |  |  |  | CN | F104G |  | 0 | 0 | 0 | 0 | 0 | 0 | 0 | 0 | 0 | 1985
1255 |  |  |  | BADDEBT | F42 |  | 0 | 0 | 0 | 0 | 0 | 0 | 0 | 0 | 0 | 1986
1256 |  |  |  | JBG | F104G |  | 0 | 0 | 0 | 0 | 0 | 0 | 0 | 0 | 0 | 1987
1257 |  |  |  | JBE | F104G |  | -1966694.2145 | -832073.9075 | -259799.8572 | -439284.3061 | -185726.3626 | -169115.0588 | -77521.6481 | -3173.0741 | 0 | 1988
1258 |  |  |  | SE/CAEW | F104G |  | 0 | 0 | 0 | 0 | 0 | 0 | 0 | 0 | 0 | 1989
1259 |  |  |  | SNP | F104G |  | 0.058893 | 0.024916 | 0.0077797 | 0.013154 | 0.0055616 | 0.0050641 | 0.0023214 | 9.5018e-05 | 0 | 1990
1260 |  |  |  | SNPD | F104G |  | 0 | 0 | 0 | 0 | 0 | 0 | 0 | 0 | 0 | 1991
1261 |  |  |  | Total Accum Deferred Income Taxes |  |  | -223779.2327 | -94677.0772 | -29561.1856 | -49983.7262 | -21132.7733 | -19242.6652 | -8820.7586 | -361.0465 | 0
1262
1263 |  | 281 | Accum Deferred Income Taxes |  | F104G |  | 0.0056574 | 0.0023936 | 0.00074734 | 0.0012637 | 0.00053426 | 0.00048648 | 0.000223 | 9.1277e-06 | 0 | 1998
1264
1265 |  | 282 | Accum Deferred Income Taxes |  | F104G |  | -51920940.3251 | -21966841.3008 | -6858744.3761 | -11597153.2715 | -4903196.094 | -4464655.8739 | -2046579.9091 | -83769.4996 | 0 | 2001
1266 |  |  |  |  | F104G |  | -181823.3212 | -76926.2655 | -24018.8193 | -40612.3793 | -17170.6327 | -15634.8971 | -7166.9726 | -293.3546 | 0 | 2002
1267 |  |  |  |  | F104G |  | 476864.7904 | 201753.1483 | 62993.7301 | 106513.3649 | 45033.1131 | 41005.3665 | 18796.6915 | 769.376 | 0 | 2003
1268 |  |  |  |  | F104G |  | -4053.8627 | -1715.1184 | -535.5143 | -905.478 | -382.8298 | -348.5896 | -159.7921 | -6.5405 | 0 | 2004
1269 |  |  |  |  | F104G |  | 741206.8605 | 313591.6525 | 97913.2572 | 165557.2783 | 69996.4708 | 63736.0098 | 29216.325 | 1195.8668 | 0 | 2005
1270 |  |  |  | DITBAL | F104G |  | 1010.4439 | 427.5011 | 133.4794 | 225.6945 | 95.4221 | 86.8876 | 39.8289 | 1.6303 | 0 | 2006
1271 |  |  |  | DGP | F42 |  | -9658.5743 | -7881.5416 | -1356.3833 | -80.6525 | -22.17 | -0.31709 | -135.3053 | -182.2045 | 0 | 2007
1272 |  |  |  | SO | F138G |  | -21197.8055 | -9761.6749 | -2692.7382 | -4496.9579 | -1904.4678 | -1528.0591 | -806.8015 | -7.1061 | 0 | 2008
1273 |  |  |  | JBE | F104G |  | 0.007347 | 0.0031084 | 0.00097054 | 0.001641 | 0.00069382 | 0.00063177 | 0.0002896 | 1.1854e-05 | 0 | 2009
1274 |  |  |  | SE | F104G |  | 4672.7157 | 1976.9442 | 617.2647 | 1043.7061 | 441.2717 | 401.8045 | 184.1855 | 7.539 | 0 | 2010
1275 |  |  |  | SG | F104G |  | 455060.9777 | 192528.3367 | 60113.4514 | 101643.2267 | 42974.0524 | 39130.4675 | 17937.2455 | 734.1976 | 0 | 2011
1276 |  |  |  | Total Accum Deferred Income Taxes |  |  | -50458858.0932 | -21352848.3152 | -6665576.6475 | -11268265.4671 | -4764135.8636 | -4337807.2003 | -1988674.5037 | -81550.0956 | 0
1277
1278
1279 |  | 283 | Accum Deferred Income Taxes |  | F104G |  | -0.0075111 | -0.0031778 | -0.00099221 | -0.0016777 | -0.00070932 | -0.00064588 | -0.00029607 | -1.2118e-05 | 0 | 2015
1280 |  |  |  | SG/CAGW | F104G |  | -0.01674 | -0.0070822 | -0.0022113 | -0.003739 | -0.0015808 | -0.0014394 | -0.00065983 | -2.7008e-05 | 0 | 2016
1281 |  |  |  | SE | F104G |  | -0.017295 | -0.0073173 | -0.0022847 | -0.0038631 | -0.0016333 | -0.0014872 | -0.00068173 | -2.7904e-05 | 0 | 2017
1282 |  |  |  | SO | F138G |  | 0.0091979 | 0.0042357 | 0.0011684 | 0.0019513 | 0.00082636 | 0.00066303 | 0.00035008 | 3.0834e-06 | 0 | 2018
1283 |  |  |  | GPS | F104G |  | 0.0048737 | 0.002062 | 0.00064382 | 0.0010886 | 0.00046025 | 0.00041909 | 0.00019211 | 7.8633e-06 | 0 | 2019
1284 |  |  |  | SNP | F104G |  | 0.0008947 | 0.00037853 | 0.00011819 | 0.00019984 | 8.4491e-05 | 7.6935e-05 | 3.5267e-05 | 1.4435e-06 | 0 | 2020
1285 |  |  |  | TROJD | F104G |  | 0 | 0 | 0 | 0 | 0 | 0 | 0 | 0 | 0 | 2021
1286 |  |  |  | SNPD | F104G |  | 0 | 0 | 0 | 0 | 0 | 0 | 0 | 0 | 0 | 2022
1287 |  |  |  | JBE | F104G |  | 0 | 0 | 0 | 0 | 0 | 0 | 0 | 0 | 0 | 2023
1288 |  |  |  | Total Accum Deferred Income Taxes |  |  | -0.02658 | -0.010901 | -0.0035578 | -0.00604 | -0.0025523 | -0.0024134 | -0.0010602 | -5.464e-05 | 0
1289
1290 |  | 255 | Accum Investment Tax Credit |  | F104G |  | -5142.6516 | -2175.7659 | -679.3431 | -1148.6718 | -485.6505 | -442.2141 | -202.7091 | -8.2972 | 0 | 2037
1291 |  | TOTAL RATE BASE DEDUCTIONS |  |  |  |  | -58935539.6995 | -24581106.373 | -7833925.7799 | -13268929.452 | -5608560.8784 | -5199738.2639 | -2335804.2951 | -107474.6571 | 0
1292
1293 | [6 empty] | D: ACCUMULATED DEPRECIATION
1294 | [6 empty] | D: GENERATION PLANT
1295
1296 |  | 108SP | Steam Prod Accumulated Depr |  | F30 |  | -54153307.0215 | -20544567.067 | -7474742.0276 | -12804972.3324 | -5404323.5711 | -5535861.0756 | -2220514.1217 | -168326.8263 | 0 | 2048
1297
1298 |  | 108NP | Nuclear Prod Accumulated Depr |  | F30 |  | 0 | 0 | 0 | 0 | 0 | 0 | 0 | 0 | 0 | 2054
1299
1300 |  | 108HP | Hydraulic Prod Accum Depr |  | F30 |  | -30495597.8797 | -11569355.4161 | -4209285.4466 | -7210922.261 | -3043361.2922 | -3117434.6049 | -1250448.2084 | -94790.6506 | 0 | 2062
1301
1302 |  | 108OP | Other Generation - Accum Depr |  | F30 |  | 0 | 0 | 0 | 0 | 0 | 0 | 0 | 0 | 0 | 2065
1303 |  |  |  | SGU | F30 |  | 0 | 0 | 0 | 0 | 0 | 0 | 0 | 0 | 0 | 2066
1304 |  |  |  | SG-P | F30 |  | 0 | 0 | 0 | 0 | 0 | 0 | 0 | 0 | 0 | 2067
1305 |  |  |  | SG | F30 |  | 0 | 0 | 0 | 0 | 0 | 0 | 0 | 0 | 0 | 2068
1306 |  |  |  | CAEW | F30 |  | -41602568.0583 | -15783094.2677 | -5742372.5535 | -9837252.0949 | -4151800.7217 | -4252852.6848 | -1705880.8585 | -129314.8772 | 0 | 2069
1307 |  |  |  | CAGE | F30 |  | 0 | 0 | 0 | 0 | 0 | 0 | 0 | 0 | 0 | 2070
1308 |  |  |  | Total Other Generation - Accum Depr |  |  | -41602568.0583 | -15783094.2677 | -5742372.5535 | -9837252.0949 | -4151800.7217 | -4252852.6848 | -1705880.8585 | -129314.8772 | 0
1309
1310 |  | 108EP | Experimental Plant - Accum Depr |  | F30 |  | 0 | 0 | 0 | 0 | 0 | 0 | 0 | 0 | 0 | 2076
1311
1312
1313
1314 |  | TOTAL GENERATION PLANT DEPRECIATION |  |  |  |  | -126251472.9596 | -47897016.7507 | -17426400.0277 | -29853146.6883 | -12599485.585 | -12906148.3653 | -5176843.1886 | -392432.3541 | 0
1315
1316
1317 | [6 empty] | D: TRANSMISSION PLANT
1318
1319 |  | 108TP | Transmission Plant Accum Depr |  | F106 |  | 0 | 0 | 0 | 0 | 0 | 0 | 0 | 0 | 0 | 2087
1320
1321
1322 | [6 empty] | D: DISTRIBUTION PLANT
1323
1324 |  | 108360 | Land and Land Rights |  | F118 |  | 0 | 0 | 0 | 0 | 0 | 0 | 0 | 0 | 0 | 2091
1325
1326 |  | 108361 | Structures and Improvements |  | F119 |  | 0 | 0 | 0 | 0 | 0 | 0 | 0 | 0 | 0 | 2095
1327
1328 |  | 108362 | Station Equipment |  | F120 |  | 0 | 0 | 0 | 0 | 0 | 0 | 0 | 0 | 0 | 2099
1329
1330 |  | Distribution - METER - Unbundled
1331
1332 |  | A |  | B | C |  | D | E | F | G | H | I | J | K
1333 |  | FERC ACCT |  | DESCRIPTION | COS Factor |  | Washington Jurisdiction Normalized | Residential Schedule 16 | Small General Service Schedule 24 | Large General Service < 1,000 kW Schedule 36 | Large General Service > 1,000 kW Schedule 48 | Large General Dedicated Facilities Schedule 48 | Agricultural Pumping Schedule 40 | Street & Area Lighting Sch. 15, 51-54, 57
1334
1335 |  | 108364 | Poles, Towers & Fixtures |  | F121 |  | 0 | 0 | 0 | 0 | 0 | 0 | 0 | 0 | 0 | 2103
1336
1337 |  | 108365 | Overhead Conductors |  | F122 |  | 0 | 0 | 0 | 0 | 0 | 0 | 0 | 0 | 0 | 2107
1338
1339 |  | 108366 | Underground Conduit |  | F123 |  | 0 | 0 | 0 | 0 | 0 | 0 | 0 | 0 | 0 | 2111
1340
1341 |  | 108367 | Underground Conductors |  | F124 |  | 0 | 0 | 0 | 0 | 0 | 0 | 0 | 0 | 0 | 2115
1342
1343 |  | 108368 | Line Transformers |  | F125 |  | 0 | 0 | 0 | 0 | 0 | 0 | 0 | 0 | 0 | 2119
1344
1345 |  | 108369 | Services |  | F126 |  | 0 | 0 | 0 | 0 | 0 | 0 | 0 | 0 | 0 | 2123
1346
1347 |  | 108370 | Meters |  | F127 |  | 0 | 0 | 0 | 0 | 0 | 0 | 0 | 0 | 0 | 2127
1348
1349 |  | 108371 | Install on Customers' Premises |  | F128 |  | 0 | 0 | 0 | 0 | 0 | 0 | 0 | 0 | 0 | 2131
1350
1351 |  | 108372 | Leased Property |  | F129 |  | 0 | 0 | 0 | 0 | 0 | 0 | 0 | 0 | 0 | 2135
1352
1353 |  | 108373 | Street Lights |  | F130 |  | 0 | 0 | 0 | 0 | 0 | 0 | 0 | 0 | 0 | 2139
1354
1355 |  | 108D00 | Unclassified Dist Plant - Acct 300 |  | F121 |  | 0 | 0 | 0 | 0 | 0 | 0 | 0 | 0 | 0 | 2143
1356
1357 |  | 108DS | Unclassified Dist Sub - Acct 300 |  | F120 |  | 0 | 0 | 0 | 0 | 0 | 0 | 0 | 0 | 0 | 2147
1358
1359 |  | 108D | Unclassified Dist Sub - Acct 300 |  | F102G |  | 0 | 0 | 0 | 0 | 0 | 0 | 0 | 0 | 0 | 2151
1360
1361
1362 |  | TOTAL DISTRIBUTION PLANT DEPR |  |  |  |  | 0 | 0 | 0 | 0 | 0 | 0 | 0 | 0 | 0
1363
1364 | [6 empty] | D: GENERAL PLANT
1365 |  | 108GP | General Plant Accumulated Depr
1366 |  |  |  | S | F107G |  | 0 | 0 | 0 | 0 | 0 | 0 | 0 | 0 | 0 | 2157
1367 |  |  |  | SG-P | F105G |  | 465.0301 | 196.7509 | 61.4313 | 103.867 | 43.9142 | 39.9855 | 18.3306 | 0.75058 | 0 | 2158
1368 |  |  |  | SG-U | F105G |  | 0 | 0 | 0 | 0 | 0 | 0 | 0 | 0 | 0 | 2159
1369 |  |  |  | CAGW | F105G |  | -1129757.3355 | -477992.3927 | -149242.9773 | -252337.5 | -106686.3354 | -97141.8292 | -44532.83 | -1823.4711 | 0 | 2160
1370 |  |  |  | CN | F42 |  | 0 | 0 | 0 | 0 | 0 | 0 | 0 | 0 | 0 | 2161
1371 |  |  |  | SO | F102G |  | -1465507.1724 | -620045.7902 | -193596.135 | -327329.0684 | -138392.1881 | -126011.1733 | -57767.4335 | -2365.384 | 0 | 2162
1372 |  |  |  | SE | F30 |  | 0 | 0 | 0 | 0 | 0 | 0 | 0 | 0 | 0 | 2163
1373 |  |  |  | JBG | F105G |  | -248320.0303 | -105062.4605 | -32803.5229 | -55463.6413 | -23449.5968 | -21351.7197 | -9788.2911 | -400.7979 | 0 | 2164
1374 |  |  |  | CAGE | F105G |  | 0 | 0 | 0 | 0 | 0 | 0 | 0 | 0 | 0 | 2165
1375 |  |  |  | CAGE | F105G |  | 0 | 0 | 0 | 0 | 0 | 0 | 0 | 0 | 0 | 2166
1376 |  |  | Total General Plant Accumulated Depr |  |  |  | -2843119.5081 | -1202903.8924 | -375581.2038 | -635026.3427 | -268484.2061 | -244464.7367 | -112070.224 | -4588.9024 | 0
1377
1378 |  | 108MP | Mining Plant Accumulated Depr. |  | F30 |  | -21681621.8463 | -8225527.8327 | -2992698.6726 | -5126788.7989 | -2163755.2062 | -2216419.5141 | -889037.9949 | -67393.8268 | 0 | 2173
1379
1380 |  | 1081390 | Accum Depr - Capital Lease |  | F30 |  | 0 | 0 | 0 | 0 | 0 | 0 | 0 | 0 | 0 | 2180
1381 |  |  | Remove Capital Lease |  | F30 |  | 0 | 0 | 0 | 0 | 0 | 0 | 0 | 0 | 0 | 2183
1382
1383 |  | 1081399L | Accum Depr - Capital Lease |  | F30 |  | 0 | 0 | 0 | 0 | 0 | 0 | 0 | 0 | 0 | 2187
1384 |  |  |  | SE | F30 |  | 0 | 0 | 0 | 0 | 0 | 0 | 0 | 0 | 0 | 2188
1385 |  |  | Remove Capital Lease |  | F30 |  | 0 | 0 | 0 | 0 | 0 | 0 | 0 | 0 | 0 | 2191
1386
1387 |  | TOTAL GENERAL PLANT ACCUM DEPR |  |  |  |  | -24524741.3544 | -9428431.7252 | -3368279.8764 | -5761815.1416 | -2432239.4123 | -2460884.2507 | -1001108.2189 | -71982.7292 | 0
1388
1389
1390 |  | TOTAL ACCUM DEPR - PLANT IN SERVICE |  |  |  |  | -150776214.314 | -57325448.4759 | -20794679.9041 | -35614961.8299 | -15031724.9974 | -15367032.616 | -6177951.4075 | -464415.0832 | 0
1391
1392
1393 | [6 empty] | D: ACCUMULATED AMORTIZATION
1394
1395 |  | 111CLS | Accum Prov for Amort-Steam |  | F30 |  | 0 | 0 | 0 | 0 | 0 | 0 | 0 | 0 | 0 | 2204
1396
1397 |  | 111CLG | Accum Prov for Amort-General
1398 |  |  |  | S | F108 |  | 0 | 0 | 0 | 0 | 0 | 0 | 0 | 0 | 0 | 2208
1399 |  |  |  | CN | F108 |  | 0 | 0 | 0 | 0 | 0 | 0 | 0 | 0 | 0 | 2209
1400 |  |  |  | SG | F108 |  | 0 | 0 | 0 | 0 | 0 | 0 | 0 | 0 | 0 | 2210
1401 |  |  |  | SO | F108 |  | -52082.7475 | -24289.2691 | -7316.4769 | -10280.6914 | -4306.1797 | -3441.7954 | -2228.1061 | -220.229 | 0 | 2211
1402 |  |  |  | SE | F108 |  | 0 | 0 | 0 | 0 | 0 | 0 | 0 | 0 | 0 | 2212
1403 |  |  | Total Accum Prov for Amort-General |  |  |  | -52082.7475 | -24289.2691 | -7316.4769 | -10280.6914 | -4306.1797 | -3441.7954 | -2228.1061 | -220.229 | 0 | 2213
1404
1405 |  | 111CLH | Accum Prov for Amort-Hydro |  | F30 |  | -201419.1984 | -76413.9894 | -27801.7471 | -47627.1424 | -20100.9796 | -20590.2236 | -8259.0372 | -626.0791 | 0 | 2219
1406
1407 |  | 111IP | Accum Prov for Amort-Intangible
1408 |  |  |  | S | F107G |  | -1962.9868 | -830.5259 | -259.3141 | -438.4439 | -185.3707 | -168.7868 | -77.3771 | -3.1683 | 0 | 2223
1409 |  |  |  | DGP | F105G |  | 0 | 0 | 0 | 0 | 0 | 0 | 0 | 0 | 0 | 2224
1410 |  |  |  | DGU | F105G |  | 0 | 0 | 0 | 0 | 0 | 0 | 0 | 0 | 0 | 2225
1411 |  |  |  | SE | F30 |  | 0 | 0 | 0 | 0 | 0 | 0 | 0 | 0 | 0 | 2226
1412 |  |  |  | SG | F105G |  | -482011.2471 | -203935.5728 | -63674.5532 | -107659.8569 | -45517.7514 | -41445.5855 | -18999.9429 | -777.9844 | 0 | 2227
1413 |  |  |  | CN | F42 |  | 0 | 0 | 0 | 0 | 0 | 0 | 0 | 0 | 0 | 2228
1414 |  |  |  | JBG | F105G |  | -83023.1813 | -35126.5248 | -10967.5117 | -18543.6831 | -7840.1252 | -7138.7221 | -3272.6118 | -134.0026 | 0 | 2229
1415 |  |  |  | CAGE | F105G |  | -9679041.4353 | -4095134.4409 | -1278618.7931 | -2161867.0147 | -914020.5848 | -832249.3335 | -381528.9293 | -15622.3389 | 0 | 2230
1416 |  |  |  | CAGE | F105G |  | 0 | 0 | 0 | 0 | 0 | 0 | 0 | 0 | 0 | 2231
1417 |  |  |  | SO | F102G |  | -3966958.7908 | -1678392.3985 | -524042.3956 | -886042.0131 | -374611.6822 | -341097.7039 | -156369.7759 | -6402.8215 | 0 | 2232
1418 |  |  | Total Accum Prov for Amort-Intangible |  |  |  | -14212997.6413 | -6013419.463 | -1877562.5677 | -3174551.0118 | -1342175.5143 | -1222100.1319 | -560248.6371 | -22940.3157 | 0
1419
1420 |  | 111390 | Accum Prov for Amort-Capital Lease |  | F30 |  | 0 | 0 | 0 | 0 | 0 | 0 | 0 | 0 | 0 | 2243
1421
1422
1423 |  | TOTAL ACCUM PROV FOR AMORTIZATION |  |  |  |  | -14466499.5873 | -6114122.7215 | -1912680.7917 | -3232458.8456 | -1366582.6736 | -1246132.1509 | -570735.7803 | -23786.6237 | 0

## Transmission-Demand
Transmission Demand |  |  | - | Transmission - Demand - Unbundled
PacifiCorp
3 | Cost Of Service By Rate Schedule
4 | State of Washington
5 | WCA
6 | 12 Months Ending June 2018
7
8
9 |  | A |  | B | C |  | D | E | F | G | H | I | J | K | Chk Total
12 |  |  |  | DESCRIPTION |  |  | Washington Jurisdiction Normalized | Residential Schedule 16 | Small General Service Schedule 24 | Large General Service < 1,000 kW Schedule 36 | Large General Service > 1,000 kW Schedule 48 | Large General Dedicated Facilities Schedule 48 | Agricultural Pumping Schedule 40 | Street & Area Lighting Sch. 15, 51-54, 57 | 0
13
12 |  |  |  | Operating Revenues |  |  | 63817354.5832 | 26692127.3797 | 9307817.5185 | 14270415.5708 | 6049617.2015 | 4929933.815 | 2449384.1403 | 118058.9574 | 0
13
14 |  |  |  | Operating Expenses
15 |  |  |  | Operation & Maintenance Expenses |  |  | 34465081.9685 | 15655691.0459 | 4489494.6216 | 7130641.2876 | 3084463.4464 | 2815265.4424 | 1248989.4122 | 40536.7123 | 0
16 |  |  |  | Depreciation Expense |  |  | 7780290.1516 | 3534180.4489 | 1013477.0845 | 1609700.4567 | 696299.5358 | 635529.6649 | 281952.0358 | 9150.9251 | 0
17 |  |  |  | Amortization Expense |  |  | 666287.8829 | 302659.8704 | 86792.0717 | 137851.4025 | 59629.6455 | 54425.44 | 24145.7865 | 783.6662 | 0
18 |  |  |  | Taxes Other Than Income |  |  | 5735703.7276 | 2605183.9522 | 747019.5455 | 1186856.4862 | 513424.9858 | 468728.6483 | 207785.5586 | 6704.5509 | 0
19 |  |  |  | Income Taxes - Federal |  |  | 113513.6161 | 51558.4251 | 14784.0429 | 23488.7257 | 10161.042 | 9276.4701 | 4112.2225 | 132.6878 | 0
20 |  |  |  | Income Taxes - State |  |  | 0 | 0 | 0 | 0 | 0 | 0 | 0 | 0 | 0
21 |  |  |  | Income Taxes Deferred |  |  | 772576.5188 | 350907.9346 | 100620.5668 | 159864.8564 | 69156.3071 | 63135.8879 | 27987.8897 | 903.0764 | 0
22 |  |  |  | Investment Tax Credit Adj |  |  | 0 | 0 | 0 | 0 | 0 | 0 | 0 | 0 | 0
23 |  |  |  | Misc Revenues & Expense |  |  | 0 | 0 | 0 | 0 | 0 | 0 | 0 | 0 | 0
24
25 |  |  |  | Total Operating Expenses |  |  | 49533453.8656 | 22500181.6772 | 6452187.9331 | 10248403.2151 | 4433134.9625 | 4046361.5536 | 1794972.9054 | 58211.6187 | 0
26
27 |  |  |  | Operating Revenue For Return |  |  | 14283900.7177 | 4191945.7025 | 2855629.5854 | 4022012.3557 | 1616482.239 | 883572.2615 | 654411.235 | 59847.3386 | 0
28
29
30 |  |  |  | Rate Base :
31 |  |  |  | Electric Plant In Service |  |  | 415695327.011 | 188828728.5917 | 54149354.3107 | 86005141.7999 | 37202785.1889 | 33955894.542 | 15064495.2075 | 488927.3703 | 0
32 |  |  |  | Plant Held For Future Use |  |  | 0 | 0 | 0 | 0 | 0 | 0 | 0 | 0 | 0
33 |  |  |  | Electric Plant Acquisition Adj |  |  | 0 | 0 | 0 | 0 | 0 | 0 | 0 | 0 | 0
34 |  |  |  | Pensions |  |  | 0 | 0 | 0 | 0 | 0 | 0 | 0 | 0 | 0
35 |  |  |  | Prepayments |  |  | 9.1028e-10 | 4.605e-10 | 1.199e-10 | 1.6254e-10 | 7.0137e-11 | 6.3748e-11 | 3.01e-11 | 3.3688e-12 | 0
36 |  |  |  | Fuel Stock |  |  | 0 | 0 | 0 | 0 | 0 | 0 | 0 | 0 | 0
37 |  |  |  | Materials & Supplies |  |  | 0 | 0 | 0 | 0 | 0 | 0 | 0 | 0 | 0
38 |  |  |  | Misc Deferred Debits |  |  | -1.521e-12 | -6.9091e-13 | -1.9813e-13 | -3.1469e-13 | -1.3612e-13 | -1.2424e-13 | -5.512e-14 | -1.789e-15 | 0
39 |  |  |  | Cash Working Capital |  |  | 0 | 0 | 0 | 0 | 0 | 0 | 0 | 0 | 0
40 |  |  |  | Weatherization Loans |  |  | 0 | 0 | 0 | 0 | 0 | 0 | 0 | 0 | 0
41 |  |  |  | Miscellaneous Rate Base |  |  | 0 | 0 | 0 | 0 | 0 | 0 | 0 | 0 | 0
42
43 |  |  |  | Total Rate Base Additions |  |  | 415695327.011 | 188828728.5917 | 54149354.3107 | 86005141.7999 | 37202785.1889 | 33955894.542 | 15064495.2075 | 488927.3703 | 0
44
45 |  |  |  | Rate Base Deductions :
46 |  |  |  | Accum Provision For Depreciation |  |  | -146263962.3635 | -66440097.4879 | -19052653.7256 | -30261232.2196 | -13089939.7205 | -11947509.0495 | -5300499.2284 | -172030.9319 | 0
47 |  |  |  | Accum Provision For Amortization |  |  | -9484317.6782 | -4314811.0943 | -1240997.276 | -1957091.8566 | -845099.2288 | -766246.6624 | -347258.2008 | -12813.3593 | 0
48 |  |  |  | Accum Deferred Income Taxes |  |  | -67168581.6895 | -30512920.4706 | -8748184.6675 | -13896270.1323 | -6011402.5261 | -5488051.3895 | -2433011.4843 | -78741.0192 | 0
49 |  |  |  | Unamortized ITC |  |  | -5052.7622 | -2295.0787 | -658.0756 | -1045.4899 | -452.2705 | -412.8975 | -183.0393 | -5.9107 | 0
50 |  |  |  | Customer Advance For Construction |  |  | 0 | 0 | 0 | 0 | 0 | 0 | 0 | 0 | 0
51 |  |  |  | Customer Service Deposits |  |  | 0 | 0 | 0 | 0 | 0 | 0 | 0 | 0 | 0
52 |  |  |  | Misc Rate Base Deductions |  |  | -53662.1183 | -24375.9045 | -6990.1413 | -11102.4055 | -4802.5083 | -4383.3671 | -1944.676 | -63.1156 | 0
53 | [14 empty] | 0
54 |  |  |  | Total Rate Base Deductions |  |  | -222975576.6117 | -101294500.0359 | -29049483.8861 | -46126742.1039 | -19951696.2543 | -18206603.366 | -8082896.6288 | -263654.3367 | 0
55 | [14 empty] | 0
56 |  |  |  | Total Rate Base |  |  | 192719750.3993 | 87534228.5558 | 25099870.4246 | 39878399.696 | 17251088.9346 | 15749291.176 | 6981598.5787 | 225273.0336 | 0
57
58
59 |  |  |  | Return On Rate Base |  |  | 7.412% | 4.789% | 11.38% | 10.09% | 9.37% | 5.61% | 9.373% | 26.57%
60
61 |  |  |  | Return On Equity |  |  | 9.39% | 4.321% | 17.05% | 14.56% | 13.18% | 5.908% | 13.18% | 46.41%
PacifiCorp
Cost Of Service By Rate Schedule
State of Washington
WCA
12 Months Ending June 2018
|  | A |  | B | C |  | D | E | F | G | H | I | J | K
|  |  |  | DESCRIPTION | COS Factor |  | Washington Jurisdiction Normalized | Residential Schedule 16 | Small General Service Schedule 24 | Large General Service < 1,000 kW Schedule 36 | Large General Service > 1,000 kW Schedule 48 | Large General Dedicated Facilities Schedule 48 | Agricultural Pumping Schedule 40 | Street & Area Lighting Sch. 15, 51-54, 57
79 |  |  |  | Total Rate Base |  |  | 192719750.3993 | 87534228.5558 | 25099870.4246 | 39878399.696 | 17251088.9346 | 15749291.176 | 6981598.5787 | 225273.0336 | 0
80
81
82 |  |  |  | Return On Ratebase ($$) | 7.47% |  | 14395532.89 | 6538519.6046 | 1874877.9483 | 2978785.5849 | 1288599.729 | 1176420.3651 | 521502.5017 | 16827.1563 | 0
83 |  |  |  | Operating & Maintenance Expense |  |  | 34465081.9685 | 15655691.0459 | 4489494.6216 | 7130641.2876 | 3084463.4464 | 2815265.4424 | 1248989.4122 | 40536.7123 | 0
84 |  |  |  | Bad Debt to Produce ROR | F80 |  | 0 | 0 | 0 | 0 | 0 | 0 | 0 | 0 | 0
85 |  |  |  | Depreciation Expense |  |  | 7780290.1516 | 3534180.4489 | 1013477.0845 | 1609700.4567 | 696299.5358 | 635529.6649 | 281952.0358 | 9150.9251 | 0
86 |  |  |  | Amortization Expense |  |  | 666287.8829 | 302659.8704 | 86792.0717 | 137851.4025 | 59629.6455 | 54425.44 | 24145.7865 | 783.6662 | 0
87 |  |  |  | Taxes Other Than Income |  |  | 5735703.7276 | 2605183.9522 | 747019.5455 | 1186856.4862 | 513424.9858 | 468728.6483 | 207785.5586 | 6704.5509 | 0
88 |  |  |  | Federal Income Taxes |  |  | 113513.6161 | 51558.4251 | 14784.0429 | 23488.7257 | 10161.042 | 9276.4701 | 4112.2225 | 132.6878 | 0
89 |  |  |  | FIT Adj to Produce Target ROR | F101 |  | 0 | 0 | 0 | 0 | 0 | 0 | 0 | 0 | 0
90 |  |  |  | State Income Taxes |  |  | 0 | 0 | 0 | 0 | 0 | 0 | 0 | 0 | 0
91 |  |  |  | SIT Adj to Produce Target ROR | F101 |  | 0 | 0 | 0 | 0 | 0 | 0 | 0 | 0 | 0
92 |  |  |  | Deferred Income Taxes |  |  | 772576.5188 | 350907.9346 | 100620.5668 | 159864.8564 | 69156.3071 | 63135.8879 | 27987.8897 | 903.0764 | 0
93 |  |  |  | Investment Tax Credit |  |  | 0 | 0 | 0 | 0 | 0 | 0 | 0 | 0 | 0
94 |  |  |  | Misc Revenue & Expenses |  |  | 0 | 0 | 0 | 0 | 0 | 0 | 0 | 0 | 0
95 |  |  |  | Revenue Credits |  |  | -3872466.9408 | -1786131.0686 | -505607.7392 | -785058.4643 | -339345.2579 | -309671.6813 | -140486.2034 | -6166.526 | 0
96
97 |  |  |  | Total Revenue Requirements |  |  | 60056519.8148 | 27252570.2132 | 7821458.1423 | 12442130.3357 | 5382389.4336 | 4913110.2373 | 2175989.2036 | 68872.2491 | 0
98 |  |  |  | Operating Revenues |  |  | 59944887.6424 | 24905996.3111 | 8802209.7793 | 13485357.1065 | 5710271.9436 | 4620262.1337 | 2308897.9369 | 111892.4314 | 0
99
100 |  |  |  | Increase / (Decrease) Required to
101 |  |  |  | Earn Equal Rates of Return |  |  | 111632.1723 | 2346573.9021 | -980751.6371 | -1043226.7708 | -327882.51 | 292848.1036 | -132908.7333 | -43020.1823 | 0
102
103 |  |  |  | Existing Revenues |  |  | 59944887.6424 | 24905996.3111 | 8802209.7793 | 13485357.1065 | 5710271.9436 | 4620262.1337 | 2308897.9369 | 111892.4314 | 0
104 |  |  |  | check |  |  | 0 | 0 | 0 | 0 | 0 | 0 | 0 | 0 | 0
105 |  |  |  | Percent Increase / (Decrease)
106 |  |  |  | Over Existing Rates To
107 |  |  |  | Equal Authorized RoE & RoR |  |  | 0.1862% | 9.422% | -11.14% | -7.736% | -5.742% | 6.338% | -5.756% | -38.45%
[5 empty] | WCA |  | E: ELECTRIC REVENUES
|  | Transmission - Demand - Unbundled |  |  | Method
|  | A |  | B | 0 |  | D | E | F | G | H | I | J | K
|  | FERC ACCT |  | DESCRIPTION | COS Factor |  | Washington Jurisdiction Normalized | Residential Schedule 16 | Small General Service Schedule 24 | Large General Service < 1,000 kW Schedule 36 | Large General Service > 1,000 kW Schedule 48 | Large General Dedicated Facilities Schedule 48 | Agricultural Pumping Schedule 40 | Street & Area Lighting Sch. 15, 51-54, 57 |  | Func Study Row
120 |  | 440 | Residential Sales |  | A |  | 24905996.3111 | 24905996.3111 | 0 | 0 | 0 | 0 | 0 | 0 | 0
121
122 |  | 442 | Commercial & Industrial Sales |  | A |  | 29216726.9564 | 0 | 8802209.7793 | 13485357.1065 | 0 | 4620262.1337 | 2308897.9369 | 0 | 0
123 |  |  |  | Interruptible Demand | F12 |  | 0 | 0 | 0 | 0 | 0 | 0 | 0 | 0 | 0 | 100
124 |  |  |  | Interruptible Energy | F12 |  | 0 | 0 | 0 | 0 | 0 | 0 | 0 | 0 | 0 | 101
125 | [6 empty] | 29216726.9564 | 0 | 8802209.7793 | 13485357.1065 | 0 | 4620262.1337 | 2308897.9369 | 0 | 0
126
127 |  | 444 | Public Street & Highway Lighting |  | A |  | 5822164.375 | 0 | 0 | 0 | 5710271.9436 | 0 | 0 | 111892.4314 | 0
128
129 |  | 445 | Other Sales to Public Authority |  | A |  | 0 | 0 | 0 | 0 | 0 | 0 | 0 | 0 | 0
130
131 |  | 448 | Interdepartmental |  | A | 0 | 0 | 0 | 0 | 0 | 0 | 0 | 0 | 0 | 0 | 114
132 |  |  |  | Demand | F12 |  | 0 | 0 | 0 | 0 | 0 | 0 | 0 | 0 | 0 | 115
133 | [6 empty] | 0 | 0 | 0 | 0 | 0 | 0 | 0 | 0 | 0
134
135 |  | Total Sales to Ultimate Customers |  |  |  |  | 59944887.6424 | 24905996.3111 | 8802209.7793 | 13485357.1065 | 5710271.9436 | 4620262.1337 | 2308897.9369 | 111892.4314 | 0
136
137 |  | 447 | Sales for Resale |  | F12 |  | 0 | 0 | 0 | 0 | 0 | 0 | 0 | 0 | 0 | 121
138 | [6 empty] | 0 | 0 | 0 | 0 | 0 | 0 | 0 | 0 | 0
139
140 |  | 447NPC | Sales for Resale - NPC
141 |  |  |  | Demand | F10 |  | 0 | 0 | 0 | 0 | 0 | 0 | 0 | 0 | 0 | 0
142 |  |  |  | Energy | F10 |  | 0 | 0 | 0 | 0 | 0 | 0 | 0 | 0 | 0 | 127
143 | [6 empty] | 0 | 0 | 0 | 0 | 0 | 0 | 0 | 0 | 0
144
145 |  | 449 | Provision for Rate Refund |  | F11 |  | 0 | 0 | 0 | 0 | 0 | 0 | 0 | 0 | 0 | 133
146 |  |  |  |  | F12 |  | 0 | 0 | 0 | 0 | 0 | 0 | 0 | 0 |  | 134
147
148 |  | State Specific Revenue Credit |  |  | F140T |  | -3046128.2781 | -1383654.1704 | -396773.2345 | -630257.351 | -272632.7872 | -248858.374 | -110376.8666 | -3575.4944 | 0 | 136
149
150 |  | AGA Revenue |  |  | A | 0 | 0 | 0 | 0 | 0 | 0 | 0 | 0 | 0 | 0 | 137
151
152 |  | Total Sales from Electricity |  |  |  |  | 56898759.3643 | 23522342.1407 | 8405436.5448 | 12855099.7555 | 5437639.1563 | 4371403.7597 | 2198521.0703 | 108316.937 | 0
153
154 |  | Other Electric Operating Revenues
155 |  | 450 | Forfeited Discounts & Interest |  | A | 0 | 0 | 0 | 0 | 0 | 0 | 0 | 0 | 0 | 0 | 143
156 |  |  |  | Customers | F40 |  | 0 | 0 | 0 | 0 | 0 | 0 | 0 | 0 | 0 | 144
157 | [6 empty] | 0 | 0 | 0 | 0 | 0 | 0 | 0 | 0 | 0
158
159 |  | 451 | Misc Electric Revenue |  | A | 0 | 0 | 0 | 0 | 0 | 0 | 0 | 0 | 0 | 0 | 148
160 |  |  |  | Demand | F12 |  | 0 | 0 | 0 | 0 | 0 | 0 | 0 | 0 | 0 | 149
161 |  |  |  | Customer | F40 |  | 75.46 | 59.4699 | 10.9016 | 0.6014 | 0.038715 | 0.00055374 | 2.8635 | 1.5844 | 0 | 150
162 | [6 empty] | 75.46 | 59.4699 | 10.9016 | 0.6014 | 0.038715 | 0.00055374 | 2.8635 | 1.5844 | 0
163
164 |  | 453 | Water Sales |  | F12 |  | 0 | 0 | 0 | 0 | 0 | 0 | 0 | 0 | 0 | 154
165
166 |  | 454 | Rent of Electric Property |  | A | 0 | 0 | 0 | 0 | 0 | 0 | 0 | 0 | 0 | 0 | 159
167 |  |  |  | Demand | F12 |  | 0 | 0 | 0 | 0 | 0 | 0 | 0 | 0 | 0 | 160
168 |  |  |  | Demand | F12 |  | 0 | 0 | 0 | 0 | 0 | 0 | 0 | 0 | 0 | 161
169 |  |  |  | Jim Bridger Generation | F12 |  | 0 | 0 | 0 | 0 | 0 | 0 | 0 | 0 | 0 | 162
170 |  |  |  | Customer | F40 |  | 29159.9764 | 22980.9381 | 4212.6896 | 232.3998 | 14.9607 | 0.21398 | 1106.5247 | 612.2494 | 0 | 163
171 | [6 empty] | 29159.9764 | 22980.9381 | 4212.6896 | 232.3998 | 14.9607 | 0.21398 | 1106.5247 | 612.2494 | 0
172
173 |  | 456 | Other Electric Revenue |  | A | 0 | 0 | 0 | 0 | 0 | 0 | 0 | 0 | 0 | 0 | 167
174 |  |  |  | Customer | F12 |  | 4102645.8637 | 1863618.2607 | 534419.3452 | 848815.5058 | 367167.5933 | 335122.8682 | 148676.8913 | 4825.3991 | 0 | 168
175 |  |  |  | Demand | F12 |  | 2259984.0726 | 1026593.015 | 294390.315 | 467578.6279 | 202257.9917 | 184605.8299 | 81900.1731 | 2658.12 | 0 | 169
176 |  |  |  | Jim Bridger Generation | F12 |  | 453612.0941 | 206052.3403 | 59088.4727 | 93849.9183 | 40596.1583 | 37053.1094 | 16438.5712 | 533.5238 | 0 | 170
177 |  |  |  | System Overhead | F40 |  | 51722.6019 | 40762.5129 | 7472.2718 | 412.2199 | 26.5367 | 0.37955 | 1962.7017 | 1085.9794 | 0 | 171
178 |  |  |  | Demand | F12 |  | 21395.1504 | 9718.7021 | 2786.9776 | 4426.5423 | 1914.7658 | 1747.6537 | 775.3446 | 25.1643 | 0 | 172
179 |  |  |  | Wheeling Revenue - Energy | F12 |  | 0 | 0 | 0 | 0 | 0 | 0 | 0 | 0 | 0 | 173
180 | [6 empty] | 6889359.7826 | 3146744.831 | 898157.3825 | 1415082.8142 | 611963.0457 | 558529.8408 | 249753.6819 | 9128.1866 | 0
181 | [14 empty] | 0
182 |  | Total Other Electric Operating Revenues |  |  |  |  | 6918595.2189 | 3169785.239 | 902380.9737 | 1415315.8153 | 611978.0452 | 558530.0553 | 250863.07 | 9742.0204 | 0
183 | [14 empty] | 0
184 |  | Total Electric Operating Revenues |  |  |  |  | 63817354.5832 | 26692127.3797 | 9307817.5185 | 14270415.5708 | 6049617.2015 | 4929933.815 | 2449384.1403 | 118058.9574 | 0
185
186 |  | Miscellaneous Revenues
187 |  | 41160 | Gain on Sale of Utility Plant - CR |  | F12 |  | 0 | 0 | 0 | 0 | 0 | 0 | 0 | 0 | 0 | 187
188 |  | 41170 | Loss on Sale of Utility Plant |  | F12 |  | 0 | 0 | 0 | 0 | 0 | 0 | 0 | 0 | 0 | 192
189 |  | 4118 | Gain from Emission Allowances |  | F12 |  | 0 | 0 | 0 | 0 | 0 | 0 | 0 | 0 | 0 | 194
190 |  | 41181 | Gain from Disposition of NOX Credits |  | F12 |  | 0 | 0 | 0 | 0 | 0 | 0 | 0 | 0 | 0 | 199
191 |  | 4194 | Impact Housing Interest Income |  | F12 |  | 0 | 0 | 0 | 0 | 0 | 0 | 0 | 0 | 0 | 203
192 |  | 421 | (Gain)/Loss on Sale of Utility Plant |  | F12 |  | 0 | 0 | 0 | 0 | 0 | 0 | 0 | 0 | 0 | 212
193
194 |  | Total Miscellaneous Revenues |  |  |  |  | 0 | 0 | 0 | 0 | 0 | 0 | 0 | 0 | 0
195
196 |  | Miscellaneous Expenses
197 |  | 4311 | Interest on Customer Deposits |  | F80 |  | 0 | 0 | 0 | 0 | 0 | 0 | 0 | 0 | 0 | 218
198
199 |  | Net Miscellaneous Revenues And Expense |  |  |  |  | 0 | 0 | 0 | 0 | 0 | 0 | 0 | 0 | 0
200
201 |  | Distribution - METER - Unbundled
202 | [6 empty] | E: STEAM POWER GENERATION
203
204 |  | A |  | B | C |  | D | E | F | G | H | I | J | K
205 |  | FERC ACCT |  | DESCRIPTION | COS Factor |  | Washington Jurisdiction Normalized | Residential Schedule 16 | Small General Service Schedule 24 | Large General Service < 1,000 kW Schedule 36 | Large General Service > 1,000 kW Schedule 48 | Large General Dedicated Facilities Schedule 48 | Agricultural Pumping Schedule 40 | Street & Area Lighting Sch. 15, 51-54, 57
206 |  | 500 | Operation Suprvn & Engineering |  | F12 |  | 0 | 0 | 0 | 0 | 0 | 0 | 0 | 0 | 0 | 226
|  |  |  | JBG | F12 |  | 0 | 0 | 0 | 0 | 0 | 0 | 0 | 0 | 0 | 227
208 |  |  |  | CAGW | F12 |  | 0 | 0 | 0 | 0 | 0 | 0 | 0 | 0 | 0 | 228
209 |  |  |  | Total 500 |  |  | 0 | 0 | 0 | 0 | 0 | 0 | 0 | 0 | 0
210
211 |  | 501 | Fuel Related |  | F12 |  | 0 | 0 | 0 | 0 | 0 | 0 | 0 | 0 | 0 | 232
212 |  |  |  | CAGW | F12 |  | 0 | 0 | 0 | 0 | 0 | 0 | 0 | 0 | 0 | 233
213 |  |  |  | JBE | F12 |  | 0 | 0 | 0 | 0 | 0 | 0 | 0 | 0 | 0 | 234
214 |  |  |  | JBG | F12 |  | 0 | 0 | 0 | 0 | 0 | 0 | 0 | 0 | 0 | 235
215 |  |  |  | Total 501 |  |  | 0 | 0 | 0 | 0 | 0 | 0 | 0 | 0 | 0
216
217 |  | 501NPC | Fuel Related - NPC
218 |  |  |  | S | F10 |  | 0 | 0 | 0 | 0 | 0 | 0 | 0 | 0 | 0 | 239
219 |  |  |  | CAEW | F10 |  | 0 | 0 | 0 | 0 | 0 | 0 | 0 | 0 | 0 | 240
220 |  |  | Total Fuel Related |  |  |  | 0 | 0 | 0 | 0 | 0 | 0 | 0 | 0 | 0
221
222
223 |  | 502 | Steam Expenses |  | F12 |  | 0 | 0 | 0 | 0 | 0 | 0 | 0 | 0 | 0 | 245
224 |  |  |  | SE/CAEW/CAEE | F12 |  | 0 | 0 | 0 | 0 | 0 | 0 | 0 | 0 | 0 | 246
225 |  |  |  | Total 502 |  |  | 0 | 0 | 0 | 0 | 0 | 0 | 0 | 0 | 0
226
227 |  | 503 | Steam From Other Sources |  | F12 |  | 0 | 0 | 0 | 0 | 0 | 0 | 0 | 0 | 0 | 250
228
229 |  | 503NPC | Steam From Other Sources-NPC
230 |  |  |  | SE | F10 |  | 0 | 0 | 0 | 0 | 0 | 0 | 0 | 0 | 0 | 252
231 |  |  |  | CAEW | F10 |  | 0 | 0 | 0 | 0 | 0 | 0 | 0 | 0 | 0 | 253
232 |  |  |  | CAEE | F10 |  | 0 | 0 | 0 | 0 | 0 | 0 | 0 | 0 | 0 | 254
233 |  |  |  | Total Steam From Other Sources |  |  | 0 | 0 | 0 | 0 | 0 | 0 | 0 | 0 | 0
234
235 |  | 505 | Electric Expenses |  | F12 |  | 0 | 0 | 0 | 0 | 0 | 0 | 0 | 0 | 0 | 259
236 |  |  |  | JBG | F12 |  | 0 | 0 | 0 | 0 | 0 | 0 | 0 | 0 | 0 | 260
237 |  |  |  | Total 505 |  |  | 0 | 0 | 0 | 0 | 0 | 0 | 0 | 0 | 0
238
239 |  | 506 | Misc. Steam Expense |  | F12 |  | 0 | 0 | 0 | 0 | 0 | 0 | 0 | 0 | 0 | 264
240 |  |  |  | SE | F12 |  | 0 | 0 | 0 | 0 | 0 | 0 | 0 | 0 | 0 | 265
241 |  |  |  | JBG | F12 |  | 0 | 0 | 0 | 0 | 0 | 0 | 0 | 0 | 0 | 266
242 |  |  |  | Total 506 |  |  | 0 | 0 | 0 | 0 | 0 | 0 | 0 | 0 | 0
243
244 |  | 507 | Rents |  | F12 |  | 0 | 0 | 0 | 0 | 0 | 0 | 0 | 0 | 0 | 270
245 |  |  |  | JBG | F12 |  | 0 | 0 | 0 | 0 | 0 | 0 | 0 | 0 | 0 | 271
246 |  |  |  | Total 507 |  |  | 0 | 0 | 0 | 0 | 0 | 0 | 0 | 0 | 0
247
248 |  | 510 | Maint Supervision & Engineering |  | F12 |  | 0 | 0 | 0 | 0 | 0 | 0 | 0 | 0 | 0 | 275
249 |  |  |  | JBG | F12 |  | 0 | 0 | 0 | 0 | 0 | 0 | 0 | 0 | 0 | 276
250 |  |  |  | Total 510 |  |  | 0 | 0 | 0 | 0 | 0 | 0 | 0 | 0 | 0
251
252 |  | 511 | Maintenance of Structures |  | F12 |  | 0 | 0 | 0 | 0 | 0 | 0 | 0 | 0 | 0 | 280
253 |  |  |  | JBG | F12 |  | 0 | 0 | 0 | 0 | 0 | 0 | 0 | 0 | 0 | 281
254 |  |  |  | Total 511 |  |  | 0 | 0 | 0 | 0 | 0 | 0 | 0 | 0 | 0
255
256 |  | 512 | Maintenance of Boiler Plant |  | F12 |  | 0 | 0 | 0 | 0 | 0 | 0 | 0 | 0 | 0 | 285
257 |  |  |  |  | F12 |  | 0 | 0 | 0 | 0 | 0 | 0 | 0 | 0 | 0 | 286
258 |  |  |  | JBG | F12 |  | 0 | 0 | 0 | 0 | 0 | 0 | 0 | 0 | 0 | 287
259 |  |  |  | Total 512 |  |  | 0 | 0 | 0 | 0 | 0 | 0 | 0 | 0 | 0
260
261 |  | 513 | Maintenance of Electric Plant |  | F12 |  | 0 | 0 | 0 | 0 | 0 | 0 | 0 | 0 | 0 | 291
262 |  |  |  | JBG | F12 |  | 0 | 0 | 0 | 0 | 0 | 0 | 0 | 0 | 0 | 292
263 |  |  |  | Total 513 |  |  | 0 | 0 | 0 | 0 | 0 | 0 | 0 | 0 | 0
264
265 |  | 514 | Maint of Misc. Steam Plant |  | F12 |  | 0 | 0 | 0 | 0 | 0 | 0 | 0 | 0 | 0 | 296
266 |  |  |  | JBG | F12 |  | 0 | 0 | 0 | 0 | 0 | 0 | 0 | 0 | 0 | 297
267 |  |  |  | Total 514 |  |  | 0 | 0 | 0 | 0 | 0 | 0 | 0 | 0 | 0
268
269 |  | Total Steam Power Generation |  |  |  |  | 0 | 0 | 0 | 0 | 0 | 0 | 0 | 0 | 0
270
271
272 | [6 empty] | D: NUCLEAR POWER GENERATION
273
274
275 |  | 517 | Operation Super & Engineering |  | F12 |  | 0 | 0 | 0 | 0 | 0 | 0 | 0 | 0 | 0 | 304
276
277 |  | 518 | Nuclear Fuel Expense |  | F12 |  | 0 | 0 | 0 | 0 | 0 | 0 | 0 | 0 | 0 | 308
278
279 |  | 519 | Coolants and Water |  | F12 |  | 0 | 0 | 0 | 0 | 0 | 0 | 0 | 0 | 0 | 313
280
281 |  | 520 | Steam Expenses |  | F12 |  | 0 | 0 | 0 | 0 | 0 | 0 | 0 | 0 | 0 | 317
282
283 |  | 523 | Electric Expenses |  | F12 |  | 0 | 0 | 0 | 0 | 0 | 0 | 0 | 0 | 0 | 321
284
285 |  | 524 | Misc. Nuclear Expenses |  | F12 |  | 0 | 0 | 0 | 0 | 0 | 0 | 0 | 0 | 0 | 325
286
287 |  | 528 | Maint Supervision & Eng |  | F12 |  | 0 | 0 | 0 | 0 | 0 | 0 | 0 | 0 | 0 | 329
288
289 |  | 529 | Maintenance of Structures |  | F12 |  | 0 | 0 | 0 | 0 | 0 | 0 | 0 | 0 | 0 | 333
290
291 |  | 530 | Maintenance of Reactor Plant |  | F12 |  | 0 | 0 | 0 | 0 | 0 | 0 | 0 | 0 | 0 | 337
292
293 |  | 531 | Maintenance of Electric Plant |  | F12 |  | 0 | 0 | 0 | 0 | 0 | 0 | 0 | 0 | 0 | 341
294
295 |  | 532 | Maintenance of Misc Nuclear |  | F12 |  | 0 | 0 | 0 | 0 | 0 | 0 | 0 | 0 | 0 | 345
296
297 |  | Total Nuclear Power Generation |  |  |  |  | 0 | 0 | 0 | 0 | 0 | 0 | 0 | 0 | 0 | 348
298
299
300
301 |  | Distribution - METER - Unbundled |  |  |  |  | D: HYDRAULIC POWER GENERATION
302
303 |  | A |  | B | C |  | D | E | F | G | H | I | J | K
304 |  | FERC ACCT |  | DESCRIPTION | COS Factor |  | Washington Jurisdiction Normalized | Residential Schedule 16 | Small General Service Schedule 24 | Large General Service < 1,000 kW Schedule 36 | Large General Service > 1,000 kW Schedule 48 | Large General Dedicated Facilities Schedule 48 | Agricultural Pumping Schedule 40 | Street & Area Lighting Sch. 15, 51-54, 57
305 |  | 535 | Operation Super & Engineering
306 |  |  |  | SG | F12 |  | 0 | 0 | 0 | 0 | 0 | 0 | 0 | 0 | 0 | 353
307 |  |  |  | CAGW | F12 |  | 0 | 0 | 0 | 0 | 0 | 0 | 0 | 0 | 0 | 354
308
309 |  | 536 | Water For Power |  | F12 |  | 0 | 0 | 0 | 0 | 0 | 0 | 0 | 0 | 0 | 358
310
311 |  | 537 | Hydraulic Expenses |  | F12 |  | 0 | 0 | 0 | 0 | 0 | 0 | 0 | 0 | 0 | 362
312
313 |  | 538 | Electric Expenses |  | F12 |  | 0 | 0 | 0 | 0 | 0 | 0 | 0 | 0 | 0 | 366
314
315 |  | 539 | Misc. Hydro Expenses |  | F12 |  | 0 | 0 | 0 | 0 | 0 | 0 | 0 | 0 | 0 | 372
316
317 |  | 540 | Rents (Hydro Generation) |  | F12 |  | 0 | 0 | 0 | 0 | 0 | 0 | 0 | 0 | 0 | 375
318
319 |  | 541 | Maint Supervision & Engineering |  | F12 |  | 0 | 0 | 0 | 0 | 0 | 0 | 0 | 0 | 0 | 379
320
321 |  | 542 | Maintenance of Structures |  | F12 |  | 0 | 0 | 0 | 0 | 0 | 0 | 0 | 0 | 0 | 383
322
323 |  | 543 | Maint of Dams & Waterways |  | F12 |  | 0 | 0 | 0 | 0 | 0 | 0 | 0 | 0 | 0 | 387
324
325 |  | 544 | Maintenance of Electric Plant |  | F12 |  | 0 | 0 | 0 | 0 | 0 | 0 | 0 | 0 | 0 | 391
326
327 |  | 545 | Maint of Misc. Hydro Plant |  | F12
|  |  |  | SG | F12 |  | 0 | 0 | 0 | 0 | 0 | 0 | 0 | 0 | 0 | 395
|  |  |  | CAGW | F12 |  | 0 | 0 | 0 | 0 | 0 | 0 | 0 | 0 | 0 | 396
330
331 |  | Total Hydraulic Power Generation |  |  |  |  | 0 | 0 | 0 | 0 | 0 | 0 | 0 | 0 | 0
332
333
334 | [6 empty] | D: OTHER POWER GENERATION
335
336
337 |  | 546 | Operation Super & Engineering |  | F12 |  | 0 | 0 | 0 | 0 | 0 | 0 | 0 | 0 | 0 | 403
338
339 |  | 547 | Fuel |  | F12 |  | 0 | 0 | 0 | 0 | 0 | 0 | 0 | 0 | 0 | 407
340 |  |  |  | CAEW/CAEE | F12 |  | 0 | 0 | 0 | 0 | 0 | 0 | 0 | 0 | 0 | 408
341
342
343 |  | 547NPC | Fuel-NPC |  | F10
344 |  |  |  | CAEW | F10 |  | 0 | 0 | 0 | 0 | 0 | 0 | 0 | 0 | 0 | 411
345 |  |  |  | S | F10 |  | 0 | 0 | 0 | 0 | 0 | 0 | 0 | 0 | 0 | 412
346 |  |  |  | Total 547 |  |  | 0 | 0 | 0 | 0 | 0 | 0 | 0 | 0 | 0
347
348 |  | 548 | Generation Expense |  | F12 |  | 0 | 0 | 0 | 0 | 0 | 0 | 0 | 0 | 0 | 417
349 |  |  |  | CAGW | F12 |  | 0 | 0 | 0 | 0 | 0 | 0 | 0 | 0 | 0 | 419
350 |  |  |  | Total 548 |  |  | 0 | 0 | 0 | 0 | 0 | 0 | 0 | 0 | 0
351
352 |  | 549 | Miscellaneous Other |  | F12 |  | 0 | 0 | 0 | 0 | 0 | 0 | 0 | 0 | 0 | 423
353 |  |  |  | CAGE/CAGW | F12 |  | 0 | 0 | 0 | 0 | 0 | 0 | 0 | 0 | 0 | 424
354
355 |  | 550/551 | Maint Supervision & Engineering
356 |  |  |  | CAGW | F12 |  | 0 | 0 | 0 | 0 | 0 | 0 | 0 | 0 | 0 | 429
357 |  |  |  | SG | F12 |  | 0 | 0 | 0 | 0 | 0 | 0 | 0 | 0 | 0 | 430
358 |  |  |  | Total 550 |  |  | 0 | 0 | 0 | 0 | 0 | 0 | 0 | 0 | 0
359
360 |  | 552 | Maintenance of Structures |  | F12 |  | 0 | 0 | 0 | 0 | 0 | 0 | 0 | 0 | 0 | 436
361
362 |  | 553 | Maint of Generation & Elect Plant |  | F12 |  | 0 | 0 | 0 | 0 | 0 | 0 | 0 | 0 | 0 | 440
363 |  |  |  | CAGW | F12 |  | 0 | 0 | 0 | 0 | 0 | 0 | 0 | 0 | 0 | 441
364 |  |  |  | Total 553 |  |  | 0 | 0 | 0 | 0 | 0 | 0 | 0 | 0 | 0
365
366 |  | 554 | Maintenance of Misc. Other |  | F12 |  | 0 | 0 | 0 | 0 | 0 | 0 | 0 | 0 | 0 | 445
367 |  |  |  | CAGW | F12 |  | 0 | 0 | 0 | 0 | 0 | 0 | 0 | 0 | 0 | 446
368 |  |  |  | Total 554 |  |  | 0 | 0 | 0 | 0 | 0 | 0 | 0 | 0 | 0
369
370 |  | Total Other Power Generation |  |  |  |  | 0 | 0 | 0 | 0 | 0 | 0 | 0 | 0 | 0
371
372
373 | [6 empty] | D: OTHER POWER SUPPLY
374
375
376 |  | 555 | Purchased Power |  | F12 |  | 0 | 0 | 0 | 0 | 0 | 0 | 0 | 0 | 0 | 451
377 |  |  |  | SG | F12 |  | 0 | 0 | 0 | 0 | 0 | 0 | 0 | 0 | 0 | 452
378 |  |  |  | SE | F12 |  | 0 | 0 | 0 | 0 | 0 | 0 | 0 | 0 | 0 | 453
379
380 |  | 555NPC | Purchased Power-NPC
381 |  |  |  | CAGW | F10 |  | 0 | 0 | 0 | 0 | 0 | 0 | 0 | 0 | 0 | 456
382 |  |  |  | CAEW | F10 |  | 0 | 0 | 0 | 0 | 0 | 0 | 0 | 0 | 0 | 457
383 |  |  |  | DGP | F10 |  | 0 | 0 | 0 | 0 | 0 | 0 | 0 | 0 | 0 | 458
384 |  |  |  | DGP | F10 |  | 0 | 0 | 0 | 0 | 0 | 0 | 0 | 0 | 0 | 459
385 |  |  |  | Total 555 |  |  | 0 | 0 | 0 | 0 | 0 | 0 | 0 | 0 | 0
386
387
388 |  | 556 | System Control & Load Dispatch |  | F12 |  | 0 | 0 | 0 | 0 | 0 | 0 | 0 | 0 | 0 | 463
389
390 |  | 557 | Other Expenses |  | F12 |  | 0 | 0 | 0 | 0 | 0 | 0 | 0 | 0 | 0 | 472
391
392
393 |  | Embedded Cost Differentials
394 |  |  |  | Company Owned Hydro | F12 |  | 0 | 0 | 0 | 0 | 0 | 0 | 0 | 0 | 0 | 475
395 |  |  |  | Company Owned Hydro | F12 |  | 0 | 0 | 0 | 0 | 0 | 0 | 0 | 0 | 0 | 476
|  |  |  | Mid-C Contract | F12 |  | 0 | 0 | 0 | 0 | 0 | 0 | 0 | 0 | 0 | 477
397 |  |  |  | Mid-C Contract | F12 |  | 0 | 0 | 0 | 0 | 0 | 0 | 0 | 0 | 0 | 478
398 |  |  |  | Existing QF Contracts | F12 |  | 0 | 0 | 0 | 0 | 0 | 0 | 0 | 0 | 0 | 479
399 |  |  |  | Existing QF Contracts | F12 |  | 0 | 0 | 0 | 0 | 0 | 0 | 0 | 0 | 0 | 479
400 | [6 empty] | 0 | 0 | 0 | 0 | 0 | 0 | 0 | 0 | 0
401
402 |  | Total Other Power Supply |  |  |  |  | 0 | 0 | 0 | 0 | 0 | 0 | 0 | 0 | 0
403
404 |  | TOTAL GENERATION EXPENSE |  |  |  |  | 0 | 0 | 0 | 0 | 0 | 0 | 0 | 0 | 0
405
406 |  | Distribution - METER - Unbundled |  |  |  |  | D: TRANSMISSION EXPENSE
407
408
409 |  | A |  | B | C |  | D | E | F | G | H | I | J | K
410 |  | FERC ACCT |  | DESCRIPTION | COS Factor |  | Washington Jurisdiction Normalized | Residential Schedule 16 | Small General Service Schedule 24 | Large General Service < 1,000 kW Schedule 36 | Large General Service > 1,000 kW Schedule 48 | Large General Dedicated Facilities Schedule 48 | Agricultural Pumping Schedule 40 | Street & Area Lighting Sch. 15, 51-54, 57
411 |  | 560 | Operation Supervision & Eng |  | F12 |  | 522820.117 | 237489.9393 | 68103.6565 | 108168.6884 | 46789.9523 | 42706.3371 | 18946.6194 | 614.9241 | 0 | 491
412
413 |  | 561 | Load Dispatching |  | F12 |  | 1522591.5461 | 691634.0096 | 198336.0017 | 315016.0546 | 136264.8135 | 124372.2376 | 55177.6062 | 1790.8228 | 0 | 496
414
415 |  | 562 | Station Expense |  | F12 |  | 160168.111 | 72756.0278 | 20863.8376 | 33137.9263 | 14334.2959 | 13083.2635 | 5804.3754 | 188.3845 | 0 | 502
416
417 |  | 563 | Overhead Line Expense |  | F12 |  | 44655.5538 | 20284.6915 | 5816.9271 | 9238.9955 | 3996.463 | 3647.6698 | 1618.2847 | 52.5224 | 0 | 507
418
419 |  | 564 | Underground Line Expense |  | F12 |  | 0 | 0 | 0 | 0 | 0 | 0 | 0 | 0 | 0 | 511
420
421 |  | 565 | Transm of Electricity by Others |  | F12 |  | 0 | 0 | 0 | 0 | 0 | 0 | 0 | 0 | 0 | 515
422
423 |  | 565NPC | Transmission of Electricity by Others-NPC
424 |  |  | CAGW |  | F12 |  | 28403487.9859 | 12902224.7195 | 3699898.5427 | 5876529.884 | 2541979.1696 | 2320126.7371 | 1029321.671 | 33407.262 | 0 | 518
425 |  |  | SE |  | F12 |  | 0 | 0 | 0 | 0 | 0 | 0 | 0 | 0 | 0 | 519
426 |  |  | SE |  | F12 |  | 502042.6682 | 228051.8269 | 65397.142 | 103869.9453 | 44930.4679 | 41009.1401 | 18193.6598 | 590.4863 | 0 | 520
427 | [6 empty] | 28905530.6541 | 13130276.5464 | 3765295.6847 | 5980399.8293 | 2586909.6375 | 2361135.8772 | 1047515.3309 | 33997.7483 | 0
428
429 |  | 566 | Misc. Transmission Expense |  | F12 |  | 224618.852 | 102032.6414 | 29259.3277 | 46472.4402 | 20102.3354 | 18347.8946 | 8140.0232 | 264.1894 | 0 | 526
430
431 |  | 567 | Rents - Transmission |  | F12 |  | 230079.4638 | 104513.1128 | 29970.6386 | 47602.2116 | 20591.0346 | 18793.9423 | 8337.9118 | 270.612 | 0 | 531
432
433 |  | 568 | Maint Supervision & Engineering |  | F12 |  | 89411.3403 | 40614.9134 | 11646.9107 | 18498.7285 | 8001.8963 | 7303.527 | 3240.2017 | 105.1627 | 0 | 536
434
435 |  | 569 | Maintenance of Structures |  | F12 |  | 562261.2576 | 255405.9945 | 73241.3431 | 116328.8496 | 50319.7497 | 45928.0697 | 20375.9375 | 661.3135 | 0 | 541
436
437 |  | 570 | Maint of Station Equipment |  | F12 |  | 607494.3177 | 275953.017 | 79133.4973 | 125687.3281 | 54367.8967 | 49622.9129 | 22015.1506 | 714.5151 | 0 | 547
438
439 |  | 571 | Maintenance of Overhead Lines |  | F12 |  | 1584782.2562 | 719884.009 | 206437.0954 | 327882.9802 | 141830.5909 | 129452.2591 | 57431.3521 | 1863.9695 | 0 | 553
440
441 |  | 572 | Maint of Underground Lines |  | F12 |  | 618.024 | 280.7361 | 80.5051 | 127.8659 | 55.3103 | 50.483 | 22.3967 | 0.7269 | 0 | 556
442
443 |  | 573 | Maint of Misc Transmission Plant |  | F12 |  | 10050.475 | 4565.4072 | 1309.1962 | 2079.3896 | 899.4705 | 820.9687 | 364.2219 | 11.821 | 0 | 560
444
445
446 |  | TOTAL TRANSMISSION EXPENSE |  |  |  |  | 34465081.9685 | 15655691.0459 | 4489494.6216 | 7130641.2876 | 3084463.4464 | 2815265.4424 | 1248989.4122 | 40536.7123 | 0
447
448
449
450
451
452
453
454
455
456
457
458 |  | Distribution - METER - Unbundled |  |  |  |  | D: DISTRIBUTION EXPENSE
459
460
461 |  | A |  | B | C |  | D | E | F | G | H | I | J | K
462 |  | FERC ACCT |  | DESCRIPTION | COS Factor |  | Washington Jurisdiction Normalized | Residential Schedule 16 | Small General Service Schedule 24 | Large General Service < 1,000 kW Schedule 36 | Large General Service > 1,000 kW Schedule 48 | Large General Dedicated Facilities Schedule 48 | Agricultural Pumping Schedule 40 | Street & Area Lighting Sch. 15, 51-54, 57
463 |  | 580 | Operation Supervision & Eng |  | F131 |  | 0 | 0 | 0 | 0 | 0 | 0 | 0 | 0 | 0 | 568
464
465 |  | 581 | Load Dispatching |  | F20 |  | 0 | 0 | 0 | 0 | 0 | 0 | 0 | 0 | 0 | 573
466
467 |  | 582 | Station Expense |  | F120 |  | 0 | 0 | 0 | 0 | 0 | 0 | 0 | 0 | 0 | 578
468
469 |  | 583 | Overhead Line Expenses |  | F132 |  | 0 | 0 | 0 | 0 | 0 | 0 | 0 | 0 | 0 | 583
470
471 |  | 584 | Underground Line Expense |  | F133 |  | 0 | 0 | 0 | 0 | 0 | 0 | 0 | 0 | 0 | 588
472
473 |  | 585 | Street Lighting & Signal Systems |  | F130 |  | 0 | 0 | 0 | 0 | 0 | 0 | 0 | 0 | 0 | 593
474
475 |  | 586 | Meter Expenses |  | F127 |  | 0 | 0 | 0 | 0 | 0 | 0 | 0 | 0 | 0 | 598
476
477 |  | 587 | Customer Installation Expenses |  | F20 |  | 0 | 0 | 0 | 0 | 0 | 0 | 0 | 0 | 0 | 603
478
479 |  | 588 | Misc. Distribution Expenses |  | F131 |  | 0 | 0 | 0 | 0 | 0 | 0 | 0 | 0 | 0 | 609
480
481 |  | 589 | Rents |  | F131 |  | 0 | 0 | 0 | 0 | 0 | 0 | 0 | 0 | 0 | 614
482
483 |  | 590 | Maint Supervision & Engineering |  | F131 |  | 0 | 0 | 0 | 0 | 0 | 0 | 0 | 0 | 0 | 619
484
485 |  | 591 | Maintenance of Structures |  | F119 |  | 0 | 0 | 0 | 0 | 0 | 0 | 0 | 0 | 0 | 624
486
487 |  | 592 | Maint of Station Equipment |  | F120 |  | 0 | 0 | 0 | 0 | 0 | 0 | 0 | 0 | 0 | 629
488
489 |  | 593 | Maintenance of Overhead Lines |  | F134 |  | 0 | 0 | 0 | 0 | 0 | 0 | 0 | 0 | 0 | 634
490
491 |  | 594 | Maint of Underground Lines |  | F135 |  | 0 | 0 | 0 | 0 | 0 | 0 | 0 | 0 | 0 | 639
492
493 |  | 595 | Maint of Line Transformers |  | F125 |  | 0 | 0 | 0 | 0 | 0 | 0 | 0 | 0 | 0 | 644
494
495 |  | 596 | Maint of Street Lighting & Signals |  | F130 |  | 0 | 0 | 0 | 0 | 0 | 0 | 0 | 0 | 0 | 649
496
497 |  | 597 | Maintenance of Meters |  | F127 |  | 0 | 0 | 0 | 0 | 0 | 0 | 0 | 0 | 0 | 654
498
499 |  | 598 | Maint of Misc. Distribution Plant |  | F131 |  | 0 | 0 | 0 | 0 | 0 | 0 | 0 | 0 | 0 | 659
500
501 |  | TOTAL DISTRIBUTION EXPENSE |  |  |  |  | 0 | 0 | 0 | 0 | 0 | 0 | 0 | 0 | 0
502
503
504 | [6 empty] | D: CUSTOMER ACCOUNTS EXPENSE
505
506
507 |  | 901 | Supervision |  | F136 |  | 0 | 0 | 0 | 0 | 0 | 0 | 0 | 0 | 0 | 666
508
509 |  | 902 | Meter Reading Expense |  | F41 |  | 0 | 0 | 0 | 0 | 0 | 0 | 0 | 0 | 0 | 671
510
511 |  | 903 | Customer Receipts & Collections |  | F42 |  | 0 | 0 | 0 | 0 | 0 | 0 | 0 | 0 | 0 | 676
512
513 |  | 904 | Uncollectible Accounts |  | F80 |  | 0 | 0 | 0 | 0 | 0 | 0 | 0 | 0 | 0 | 682
514
515 |  | 905 | Misc. Customer Accounts Exp |  | F136 |  | 0 | 0 | 0 | 0 | 0 | 0 | 0 | 0 | 0 | 687
516
517 |  | TOTAL CUSTOMER ACCOUNTS EXPENSE |  |  |  |  | 0 | 0 | 0 | 0 | 0 | 0 | 0 | 0 | 0
518
519 |  | Distribution - METER - Unbundled |  |  |  |  | D: CUSTOMER SERVICE EXPENSE
520
521 |  | A |  | B | C |  | D | E | F | G | H | I | J | K
522 |  | FERC ACCT |  | DESCRIPTION | COS Factor |  | Washington Jurisdiction Normalized | Residential Schedule 16 | Small General Service Schedule 24 | Large General Service < 1,000 kW Schedule 36 | Large General Service > 1,000 kW Schedule 48 | Large General Dedicated Facilities Schedule 48 | Agricultural Pumping Schedule 40 | Street & Area Lighting Sch. 15, 51-54, 57
523 |  | 907 | Supervision |  | F40 |  | 0 | 0 | 0 | 0 | 0 | 0 | 0 | 0 | 0 | 694
524
525 |  | 908 | Customer Assistance |  | F40 |  | 0 | 0 | 0 | 0 | 0 | 0 | 0 | 0 | 0 | 699
526
527 |  | 909 | Informational & Instructional Adv |  | F40 |  | 0 | 0 | 0 | 0 | 0 | 0 | 0 | 0 | 0 | 705
528
529 |  | 910 | Misc. Customer Service |  | F40 |  | 0 | 0 | 0 | 0 | 0 | 0 | 0 | 0 | 0 | 710
530
531 |  | TOTAL CUSTOMER SERVICE EXPENSE |  |  |  |  | 0 | 0 | 0 | 0 | 0 | 0 | 0 | 0 | 0
532
533
534 | [6 empty] | D: SALES EXPENSE
535
536
537 |  | 911 | Supervision |  | F40 |  | 0 | 0 | 0 | 0 | 0 | 0 | 0 | 0 | 0 | 717
538
539 |  | 912 | Demonstration & Selling Expense |  | F40 |  | 0 | 0 | 0 | 0 | 0 | 0 | 0 | 0 | 0 | 722
540
541 |  | 913 | Advertising Expense |  | F40 |  | 0 | 0 | 0 | 0 | 0 | 0 | 0 | 0 | 0 | 727
542
543 |  | 916 | Misc. Sales Expense |  | F40 |  | 0 | 0 | 0 | 0 | 0 | 0 | 0 | 0 | 0 | 732
544
545 |  | TOTAL SALES EXPENSE |  |  |  |  | 0 | 0 | 0 | 0 | 0 | 0 | 0 | 0 | 0
546
547
548 | [6 empty] | D: ADMINISTRATION & GENERAL EXPENSE
549
550
551 |  | 920 | Administrative & General Salaries |  | F102T |  | 0 | 0 | 0 | 0 | 0 | 0 | 0 | 0 | 0 | 738
552 |  |  |  | Customer - System | F42 |  | 0 | 0 | 0 | 0 | 0 | 0 | 0 | 0 | 0 | 739
553 |  |  |  | System Overheads | F102T |  | 0 | 0 | 0 | 0 | 0 | 0 | 0 | 0 | 0 | 740
554 |  |  |  | Administrative & General Salaries |  |  | 0 | 0 | 0 | 0 | 0 | 0 | 0 | 0 | 0
555
556 |  | 921 | Office Supplies & expenses |  | F102T |  | 0 | 0 | 0 | 0 | 0 | 0 | 0 | 0 | 0 | 744
557 |  |  |  | Customer - System | F42 |  | 0 | 0 | 0 | 0 | 0 | 0 | 0 | 0 | 0 | 745
558 |  |  |  | System Overheads | F102T |  | 0 | 0 | 0 | 0 | 0 | 0 | 0 | 0 | 0 | 746
559 |  |  |  | Office Supplies & expenses |  |  | 0 | 0 | 0 | 0 | 0 | 0 | 0 | 0 | 0
560
561 |  | 922 | A&G Expenses Transferred |  | F102T |  | 0 | 0 | 0 | 0 | 0 | 0 | 0 | 0 | 0 | 750
562
563 |  | 923 | Outside Services |  | F102T |  | 0 | 0 | 0 | 0 | 0 | 0 | 0 | 0 | 0 | 754
564 |  |  |  | Customer - System | F42 |  | 0 | 0 | 0 | 0 | 0 | 0 | 0 | 0 | 0 | 755
565 |  |  |  | System Overheads | F102T |  | 0 | 0 | 0 | 0 | 0 | 0 | 0 | 0 | 0 | 756
|  |  |  | JBG | F102T |  | 0 | 0 | 0 | 0 | 0 | 0 | 0 | 0 | 0 | 757
567 |  |  |  | System Overheads | F102T |  | 0 | 0 | 0 | 0 | 0 | 0 | 0 | 0 | 0 | 758
568 |  |  |  | Outside Services |  |  | 0 | 0 | 0 | 0 | 0 | 0 | 0 | 0 | 0
569
570 |  | 924 | Property Insurance
571 |  |  |  | System Overheads | F102T |  | 0 | 0 | 0 | 0 | 0 | 0 | 0 | 0 |  | 763
572
573 |  | 925 | Injuries & Damages |  | F102T |  | 0 | 0 | 0 | 0 | 0 | 0 | 0 | 0 | 0 | 766
574 |  |  | Injuries & Damages |  | F102T |  | 0 | 0 | 0 | 0 | 0 | 0 | 0 | 0 | 0 | 767
575
576 |  | 926 | Employee Pensions & Benefits |  | F138T |  | 0 | 0 | 0 | 0 | 0 | 0 | 0 | 0 | 0 | 774
577
578 |  | 927 | Franchise Requirements |  | F102 |  | 0 | 0 | 0 | 0 | 0 | 0 | 0 | 0 | 0 | 779
579
580 |  | 928 | Regulatory Commission Expense |  | F141 |  | 0 | 0 | 0 | 0 | 0 | 0 | 0 | 0 | 0 | 786
581 |  |  |  | Regulatory Expense | F141 |  | 0 | 0 | 0 | 0 | 0 | 0 | 0 | 0 | 0 | 787
582
583 |  | 929 | Duplicate Charges |  | F138T |  | 0 | 0 | 0 | 0 | 0 | 0 | 0 | 0 | 0 | 795
584
585 |  | 930 | Misc General Expenses
586 |  |  |  | Situs | F138T |  | 0 | 0 | 0 | 0 | 0 | 0 | 0 | 0 | 0 | 798
587 |  |  |  | Customer | F138T |  | 0 | 0 | 0 | 0 | 0 | 0 | 0 | 0 | 0 | 799
588 |  |  |  | Labor | F138T |  | 0 | 0 | 0 | 0 | 0 | 0 | 0 | 0 | 0 | 800
589 |  |  |  | Labor | F138T |  | 0 | 0 | 0 | 0 | 0 | 0 | 0 | 0 | 0 | 801
590 |  |  |  | Customer | F138T |  | 0 | 0 | 0 | 0 | 0 | 0 | 0 | 0 | 0 | 802
591
592 |  | 931 | Rents |  | F102T |  | 0 | 0 | 0 | 0 | 0 | 0 | 0 | 0 | 0 | 808
593
594 |  | 935 | Maintenance of General Plant |  | F108 |  | 0 | 0 | 0 | 0 | 0 | 0 | 0 | 0 | 0 | 814
595
596 |  | TOTAL ADMINISTRATIVE & GEN EXPENSE |  |  |  |  | 0 | 0 | 0 | 0 | 0 | 0 | 0 | 0 | 0
597
598
599 |  | TOTAL O & M EXPENSE |  |  |  |  | 34465081.9685 | 15655691.0459 | 4489494.6216 | 7130641.2876 | 3084463.4464 | 2815265.4424 | 1248989.4122 | 40536.7123 | 0
600
601 |  | Distribution - METER - Unbundled |  |  |  |  | D: DEPRECIATION EXPENSE
602
603 |  | A |  | B | C |  | D | E | F | G | H | I | J | K
604 |  | FERC ACCT |  | DESCRIPTION | COS Factor |  | Washington Jurisdiction Normalized | Residential Schedule 16 | Small General Service Schedule 24 | Large General Service < 1,000 kW Schedule 36 | Large General Service > 1,000 kW Schedule 48 | Large General Dedicated Facilities Schedule 48 | Agricultural Pumping Schedule 40 | Street & Area Lighting Sch. 15, 51-54, 57
605 |  | 403SP | Steam Depreciation |  | F12 |  | 0 | 0 | 0 | 0 | 0 | 0 | 0 | 0 | 0 | 827
606
607 |  | 403NP | Nuclear Depreciation |  | F12 |  | 0 | 0 | 0 | 0 | 0 | 0 | 0 | 0 | 0 | 831
608
609 |  | 403HP | Hydro Depreciation |  | F12 |  | 0 | 0 | 0 | 0 | 0 | 0 | 0 | 0 | 0 | 838
610
611 |  | 403OP | Other Generation Depreciation |  | F12 |  | 0 | 0 | 0 | 0 | 0 | 0 | 0 | 0 | 0 | 841
612 |  |  |  | SG | F12 |  | 0 | 0 | 0 | 0 | 0 | 0 | 0 | 0 | 0 | 842
613 |  |  |  | CAEW | F12 |  | 0 | 0 | 0 | 0 | 0 | 0 | 0 | 0 | 0 | 843
614 |  |  |  | CAGW | F12 |  | 0 | 0 | 0 | 0 | 0 | 0 | 0 | 0 | 0 | 844
615 |  |  |  | CAGE | F12 |  | 0 | 0 | 0 | 0 | 0 | 0 | 0 | 0 | 0 | 845
616 |  |  |  | Total 403OP |  |  | 0 | 0 | 0 | 0 | 0 | 0 | 0 | 0 | 0
617
618 |  | 403TP | Transmission Depreciation |  | F106 |  | 6783841.684 | 3081545.8267 | 883677.5953 | 1403540.5935 | 607122.064 | 554135.1991 | 245841.4707 | 7978.9347 | 0 | 853
619
620 |  | 403 | Distribution Depreciation
621 |  |  |  | Land Rights | F118 |  | 0 | 0 | 0 | 0 | 0 | 0 | 0 | 0 | 0 | 856
622 |  |  |  | Structures | F119 |  | 0 | 0 | 0 | 0 | 0 | 0 | 0 | 0 | 0 | 857
623 |  |  |  | Station Equip | F120 |  | 0 | 0 | 0 | 0 | 0 | 0 | 0 | 0 | 0 | 858
624 |  |  |  | Poles & Towers | F121 |  | 0 | 0 | 0 | 0 | 0 | 0 | 0 | 0 | 0 | 860
625 |  |  |  | OH Conductors | F122 |  | 0 | 0 | 0 | 0 | 0 | 0 | 0 | 0 | 0 | 861
626 |  |  |  | UG Conduit | F123 |  | 0 | 0 | 0 | 0 | 0 | 0 | 0 | 0 | 0 | 862
627 |  |  |  | UG Conductor | F124 |  | 0 | 0 | 0 | 0 | 0 | 0 | 0 | 0 | 0 | 863
628 |  |  |  | Line Transformer | F125 |  | 0 | 0 | 0 | 0 | 0 | 0 | 0 | 0 | 0 | 864
629 |  |  |  | Services | F126 |  | 0 | 0 | 0 | 0 | 0 | 0 | 0 | 0 | 0 | 865
630 |  |  |  | Meters | F127 |  | 0 | 0 | 0 | 0 | 0 | 0 | 0 | 0 | 0 | 866
631 |  |  |  | Inst Cust Premises | F128 |  | 0 | 0 | 0 | 0 | 0 | 0 | 0 | 0 | 0 | 867
632 |  |  |  | Leased Property | F129 |  | 0 | 0 | 0 | 0 | 0 | 0 | 0 | 0 | 0 | 868
633 |  |  |  | Street Lighting | F130 |  | 0 | 0 | 0 | 0 | 0 | 0 | 0 | 0 | 0 | 869
634 |  |  | Total Distribution Expense |  |  |  | 0 | 0 | 0 | 0 | 0 | 0 | 0 | 0 | 0
635
636 |  | 403GP | General Depreciation
637 |  |  |  | S | F107T |  | 354899.9565 | 161212.5593 | 46230.0205 | 73426.9045 | 31761.8842 | 28989.8508 | 12861.3154 | 417.4218 | 0 | 873
638 |  |  |  | DGP | F105T |  | 0 | 0 | 0 | 0 | 0 | 0 | 0 | 0 | 0 | 874
639 |  |  |  | DGU | F105T |  | 0 | 0 | 0 | 0 | 0 | 0 | 0 | 0 | 0 | 875
640 |  |  |  | SE | F12 |  | 0 | 0 | 0 | 0 | 0 | 0 | 0 | 0 | 0 | 876
641 |  |  |  | CN | F42 |  | 0 | 0 | 0 | 0 | 0 | 0 | 0 | 0 | 0 | 877
642 |  |  |  | SG/CAGW/CAGE | F105T |  | 378872.7528 | 172102.1516 | 49352.7677 | 78386.748 | 33907.3372 | 30948.0584 | 13730.072 | 445.6179 | 0 | 878
643 |  |  |  | SO | F102T |  | 202224.7173 | 91860.1528 | 26342.2203 | 41839.2134 | 18098.1652 | 16518.6393 | 7328.4761 | 237.8502 | 0 | 879
644 |  |  |  | CAEW | F105T |  | 69.6133 | 31.6217 | 9.068 | 14.4026 | 6.2301 | 5.6863 | 2.5227 | 0.081877 | 0 | 880
645 |  |  |  | JBG | F105T |  | 60381.4279 | 27428.1367 | 7865.4128 | 12492.5948 | 5403.855 | 4932.231 | 2188.1789 | 71.0187 | 0 | 881
646 |  |  |  | JBE | F12 |  | 0 | 0 | 0 | 0 | 0 | 0 | 0 | 0 | 0 | 882
647 |  |  | Total General Expense |  |  |  | 996448.4677 | 452634.6221 | 129799.4892 | 206159.8632 | 89177.4718 | 81394.4658 | 36110.5651 | 1171.9904 | 0
648
649 |  | 403GV0 | General Vehicles |  | F105T |  | 0 | 0 | 0 | 0 | 0 | 0 | 0 | 0 | 0 | 886
650
651 |  | 403MP | Mining Depreciation |  | F12 |  | 0 | 0 | 0 | 0 | 0 | 0 | 0 | 0 | 0 | 890
652
653 |  | 403EP | Experimental Plant Depreciation |  | F12 |  | 0 | 0 | 0 | 0 | 0 | 0 | 0 | 0 | 0 | 896
654
655
656 |  | TOTAL DEPRECIATION EXPENSE |  |  |  |  | 7780290.1516 | 3534180.4489 | 1013477.0845 | 1609700.4567 | 696299.5358 | 635529.6649 | 281952.0358 | 9150.9251 | 0
657
658 | [6 empty] | D: AMORTIZATION EXPENSE
659
660
661 |  | 404CLG | Amort of LT Plant - Cap. Lease Gen
662 |  |  |  | S | F12 |  | -105604.2975 | -47970.5302 | -13756.2396 | -21848.9648 | -9451.0901 | -8626.2418 | -3827.0227 | -124.2084 | 0 | 901
663 |  |  |  | SG/CAGW | F12 |  | 0 | 0 | 0 | 0 | 0 | 0 | 0 | 0 | 0 | 902
664 |  |  |  | SO | F102T |  | 5673.4786 | 2577.1657 | 739.0393 | 1173.8124 | 507.7498 | 463.4357 | 205.6027 | 6.673 | 0 | 903
665 |  |  |  | DGU | F12 | [10 empty] | 904
666 |  |  |  | CN | F42 |  | 0 | 0 | 0 | 0 | 0 | 0 | 0 | 0 | 0 | 905
667 |  |  |  | DGP | F12 |  | 0 | 0 | 0 | 0 | 0 | 0 | 0 | 0 | 0 | 906
668 |  |  |  | SG | F12 |  | 0 | 0 | 0 | 0 | 0 | 0 | 0 | 0 | 0 | 907
669 |  |  | Total Amort. Cap. Lease General |  |  |  | -99930.8189 | -45393.3644 | -13017.2003 | -20675.1524 | -8943.3403 | -8162.8061 | -3621.4199 | -117.5354 | 0
670
671 |  | 404CLS | Amort of LT Plant - Cap Lease Steam |  | F12 |  | 0 | 0 | 0 | 0 | 0 | 0 | 0 | 0 | 0 | 913
672
673 |  | 404IP | Amort of LT Plant - Intangible Plant
674 |  |  |  | S | F107T |  | -2010.4155 | -913.227 | -261.881 | -415.9442 | -179.9228 | -164.2199 | -72.856 | -2.3646 | 0 | 916
675 |  |  |  | SE | F12 |  | 0 | 0 | 0 | 0 | 0 | 0 | 0 | 0 | 0 | 917
676 |  |  |  | SG/CAGW | F105T |  | 89656.9718 | 40726.491 | 11678.9072 | 18549.5484 | 8023.8791 | 7323.5913 | 3249.1032 | 105.4516 | 0 | 918
677 |  |  |  | SO | F102T |  | 166432.3024 | 75601.5236 | 21679.8244 | 34433.954 | 14894.9117 | 13594.9513 | 6031.3852 | 195.7523 | 0 | 919
678 |  |  |  | CN | F42 |  | 0 | 0 | 0 | 0 | 0 | 0 | 0 | 0 | 0 | 920
679 |  |  |  | DGP | F12 |  | 0 | 0 | 0 | 0 | 0 | 0 | 0 | 0 | 0 | 921
680 |  |  |  | DGU | F12 |  | 0 | 0 | 0 | 0 | 0 | 0 | 0 | 0 | 0 | 922
681 |  |  |  | CAEW | F12 |  | 0 | 0 | 0 | 0 | 0 | 0 | 0 | 0 | 0 | 923
682 |  |  |  | CAGW | F105T |  | 501323.6461 | 227725.2126 | 65303.4806 | 103721.1834 | 44866.1188 | 40950.4071 | 18167.603 | 589.6406 | 0 | 924
683 |  |  |  | JBG | F105T |  | 10816.1969 | 4913.2347 | 1408.9407 | 2237.8133 | 967.999 | 883.5164 | 391.9711 | 12.7217 | 0 | 925
684 |  |  | Total Amort. Intangible Plant |  |  |  | 766218.7018 | 348053.2348 | 99809.272 | 158526.5549 | 68572.9858 | 62588.2461 | 27767.2064 | 901.2016 | 0
685
686 |  | Distribution - METER - Unbundled |  |  |  |  | D: AMORTIZATION EXPENSE (continued)
687
688
689 |  | A |  | B | C |  | D | E | F | G | H | I | J | K
690 |  | FERC ACCT |  | DESCRIPTION | COS Factor |  | Washington Jurisdiction Normalized | Residential Schedule 16 | Small General Service Schedule 24 | Large General Service < 1,000 kW Schedule 36 | Large General Service > 1,000 kW Schedule 48 | Large General Dedicated Facilities Schedule 48 | Agricultural Pumping Schedule 40 | Street & Area Lighting Sch. 15, 51-54, 57
691 |  | 404O | Amort of LT Plant - Other Plant |  | F12 |  | 0 | 0 | 0 | 0 | 0 | 0 | 0 | 0 | 0 | 930
692
693 |  | 404HP | Amort of Other Electric Plant |  | F110 |  | 0 | 0 | 0 | 0 | 0 | 0 | 0 | 0 | 0 | 936
694
695 |  | 405 | Amort of Other Electric Plant |  | F110 |  | 0 | 0 | 0 | 0 | 0 | 0 | 0 | 0 | 0 | 944
696
697 |  | 406 | Amort of Plant Acquisition Adj |  | F12 |  | 0 | 0 | 0 | 0 | 0 | 0 | 0 | 0 | 0 | 952
698
699 |  | 407 | Amort of Prop Losses, Unrec Plant, |  | F110 |  | 0 | 0 | 0 | 0 | 0 | 0 | 0 | 0 | 0 | 961
700
701
702 |  | TOTAL AMORTIZATION EXPENSE |  |  |  |  | 666287.8829 | 302659.8704 | 86792.0717 | 137851.4025 | 59629.6455 | 54425.44 | 24145.7865 | 783.6662 | 0
703
704
705 | [6 empty] | D: TAX OTHER THAN INCOME
706
707
708 |  | 408 | Total Taxes Other Than Income |  | F101T |  | 5735703.7276 | 2605183.9522 | 747019.5455 | 1186856.4862 | 513424.9858 | 468728.6483 | 207785.5586 | 6704.5509 | 0 | 974
709
710
711 | [6 empty] | D: DEFERRED ITC
712
713
714 |  | 41140 | Deferred I T C - Federal |  | F101T |  | 0 | 0 | 0 | 0 | 0 | 0 | 0 | 0 | 0 | 979
715
716 |  | 41141 | Deferred I T C - Idaho |  | F101T |  | 0 | 0 | 0 | 0 | 0 | 0 | 0 | 0 | 0 | 984
717
718 |  | TOTAL DEFERRED ITC |  |  |  |  | 0 | 0 | 0 | 0 | 0 | 0 | 0 | 0 | 0
719
720
721 | [6 empty] | D: DEFERRED INCOME TAXES
722
723
724 |  | 41010 | Deferred Income Tax - Federal-DR |  | F101T |  | 6032322.1352 | 2739909.4458 | 785651.2041 | 1248234.043 | 539976.4447 | 492968.6635 | 218531.0616 | 7051.2727 | 0 | 1032
725
726 |  | 41011 | Deferred Income Tax - State-DR |  | F101T |  | 0 | 0 | 0 | 0 | 0 | 0 | 0 | 0 | 0 | 1047
727
728 |  | 41110 | Deferred Income Tax - Federal-CR |  | F101T |  | -5259745.6164 | -2389001.5111 | -685030.6373 | -1088369.1866 | -470820.1376 | -429832.7756 | -190543.1719 | -6148.1963 | 0 | 1063
729
730 |  | 41111 | Deferred Income Tax - State-CR |  | F101T |  | 0 | 0 | 0 | 0 | 0 | 0 | 0 | 0 | 0 | 1078
731
732 |  | TOTAL DEFERRED INCOME TAXES |  |  |  |  | 772576.5188 | 350907.9346 | 100620.5668 | 159864.8564 | 69156.3071 | 63135.8879 | 27987.8897 | 903.0764 | 0
733
734
735
736
737
738 |  | 40911 | State Income Taxes |  | F101T |  | 0 | 0 | 0 | 0 | 0 | 0 | 0 | 0 | 0 | 1175
739
740 |  | 40910 | Federal Income Tax |  | F101T |  | 113513.6161 | 51558.4251 | 14784.0429 | 23488.7257 | 10161.042 | 9276.4701 | 4112.2225 | 132.6878 | 0 | 1208
741
742
743 |  | TOTAL OPERATING EXPENSES |  |  |  |  | 49533453.8656 | 22500181.6772 | 6452187.9331 | 10248403.2151 | 4433134.9625 | 4046361.5536 | 1794972.9054 | 58211.6187 | 0
744
745
746 |  | Distribution - METER - Unbundled |  |  |  |  | D: STEAM GENERATION PLANT
747
748 |  | A |  | B | C |  | D | E | F | G | H | I | J | K
749 |  | FERC ACCT |  | DESCRIPTION | COS Factor |  | Washington Jurisdiction Normalized | Residential Schedule 16 | Small General Service Schedule 24 | Large General Service < 1,000 kW Schedule 36 | Large General Service > 1,000 kW Schedule 48 | Large General Dedicated Facilities Schedule 48 | Agricultural Pumping Schedule 40 | Street & Area Lighting Sch. 15, 51-54, 57
750 |  | 310 | Land and Land Rights |  | F12 |  | 0 | 0 | 0 | 0 | 0 | 0 | 0 | 0 | 0 | 1217
751 |  |  |  | JBG | F12 |  | 0 | 0 | 0 | 0 | 0 | 0 | 0 | 0 | 0 | 1219
752 |  |  |  | Total 310 |  |  | 0 | 0 | 0 | 0 | 0 | 0 | 0 | 0 | 0
753
754 |  | 311 | Structures and Improvements |  | F12 |  | 0 | 0 | 0 | 0 | 0 | 0 | 0 | 0 | 0 | 1225
755 |  |  |  | JBG | F12 |  | 0 | 0 | 0 | 0 | 0 | 0 | 0 | 0 | 0 | 1226
756 |  |  |  | Total 311 |  |  | 0 | 0 | 0 | 0 | 0 | 0 | 0 | 0 | 0
757
758 |  | 312 | Boiler Plant Equipment
759 |  |  |  | SG | F12 |  | 0 | 0 | 0 | 0 | 0 | 0 | 0 | 0 | 0 | 1230
760 |  |  |  | S | F12 |  | 0 | 0 | 0 | 0 | 0 | 0 | 0 | 0 | 0 | 1231
761 |  |  |  | CAGW | F12 |  | 0 | 0 | 0 | 0 | 0 | 0 | 0 | 0 | 0 | 1232
762 |  |  |  | JBG | F12 |  | 0 | 0 | 0 | 0 | 0 | 0 | 0 | 0 | 0 | 1233
763 |  |  |  | Total 312 |  |  | 0 | 0 | 0 | 0 | 0 | 0 | 0 | 0 | 0
764
765 |  | 314 | Turbogenerator Units |  | F12 |  | 0 | 0 | 0 | 0 | 0 | 0 | 0 | 0 | 0 | 1239
766 |  |  |  | JBG | F12 |  | 0 | 0 | 0 | 0 | 0 | 0 | 0 | 0 | 0 | 1240
767 |  |  |  | Total 314 |  |  | 0 | 0 | 0 | 0 | 0 | 0 | 0 | 0 | 0
768
769 |  | 315 | Accessory Electric Equipment |  | F12 |  | 0 | 0 | 0 | 0 | 0 | 0 | 0 | 0 | 0 | 1246
770 |  |  |  | JBG | F12 |  | 0 | 0 | 0 | 0 | 0 | 0 | 0 | 0 | 0 | 1247
771 |  |  |  | Total 316 |  |  | 0 | 0 | 0 | 0 | 0 | 0 | 0 | 0 | 0
772
773 |  | 316 | Misc Power Plant Equipment |  | F12 |  | 0 | 0 | 0 | 0 | 0 | 0 | 0 | 0 | 0 | 1253
774 |  |  |  | JBG | F12 |  | 0 | 0 | 0 | 0 | 0 | 0 | 0 | 0 | 0 | 1255
775 |  |  |  | Total 316 |  |  | 0 | 0 | 0 | 0 | 0 | 0 | 0 | 0 | 0
776
777 |  | S00 | Unclassified Steam Plant - Acct 300 |  | F12 |  | 0 | 0 | 0 | 0 | 0 | 0 | 0 | 0 | 0 | 1262
778
779
780
781 |  | Total Steam Generation Plant |  |  |  |  | 0 | 0 | 0 | 0 | 0 | 0 | 0 | 0 | 0
782
783
784 | [6 empty] | D: NUCLEAR GENERATION
785
786
787 |  | 320 | Land and Land Rights |  | F12 |  | 0 | 0 | 0 | 0 | 0 | 0 | 0 | 0 | 0 | 1268
788
789 |  | 321 | Structures and Improvements |  | F12 |  | 0 | 0 | 0 | 0 | 0 | 0 | 0 | 0 | 0 | 1272
790
791 |  | 322 | Reactor Plant Equipment |  | F12 |  | 0 | 0 | 0 | 0 | 0 | 0 | 0 | 0 | 0 | 1276
792
793 |  | 323 | Turbogenerator Units |  | F12 |  | 0 | 0 | 0 | 0 | 0 | 0 | 0 | 0 | 0 | 1280
794
795 |  | 324 | Land and Land Rights |  | F12 |  | 0 | 0 | 0 | 0 | 0 | 0 | 0 | 0 | 0 | 1284
796
797 |  | 325 | Misc. Power Plant Equipment |  | F12 |  | 0 | 0 | 0 | 0 | 0 | 0 | 0 | 0 | 0 | 1288
798
799 |  | N00 | Unclassified Nuclear Plt - Acct 300 |  | F12 |  | 0 | 0 | 0 | 0 | 0 | 0 | 0 | 0 | 0 | 1294
800
801 |  | Total Nuclear Generation Plant |  |  |  |  | 0 | 0 | 0 | 0 | 0 | 0 | 0 | 0 | 0
802
803
804 | [6 empty] | D: HYDRAULIC GENERATION PLANT
805
806
807 |  | 330 | Land and Land Rights |  | F12 |  | 0 | 0 | 0 | 0 | 0 | 0 | 0 | 0 | 0 | 1302
808
809 |  | 331 | Structures and Improvements |  | F12 |  | 0 | 0 | 0 | 0 | 0 | 0 | 0 | 0 | 0 | 1307
810
811 |  | 332 | Reservoirs, Dams & Waterways |  | F12 |  | 0 | 0 | 0 | 0 | 0 | 0 | 0 | 0 | 0 | 1312
812
813 |  | 333 | Water Wheel, Turbines, & Generators |  | F12 |  | 0 | 0 | 0 | 0 | 0 | 0 | 0 | 0 | 0 | 1317
814
815 |  | 334 | Accessory Electric Equipment |  | F12 |  | 0 | 0 | 0 | 0 | 0 | 0 | 0 | 0 | 0 | 1322
816
817 |  | 335 | Misc. Power Plant Equipment |  | F12 |  | 0 | 0 | 0 | 0 | 0 | 0 | 0 | 0 | 0 | 1327
818
819 |  | 336 | Roads, Railroads & Bridges |  | F12 |  | 0 | 0 | 0 | 0 | 0 | 0 | 0 | 0 | 0 | 1333
820
821 |  | H00 | Unclassified Hydro Plant - Acct 300 |  | F12 |  | 0 | 0 | 0 | 0 | 0 | 0 | 0 | 0 | 0 | 1339
822
823 |  | Total Hydraulic Plant |  |  |  |  | 0 | 0 | 0 | 0 | 0 | 0 | 0 | 0 | 0
824
825 |  | Distribution - METER - Unbundled
826 |  | A |  | B | C |  | D | E | F | G | H | I | J | K
827 |  | FERC ACCT |  | DESCRIPTION | COS Factor |  | Washington Jurisdiction Normalized | Residential Schedule 16 | Small General Service Schedule 24 | Large General Service < 1,000 kW Schedule 36 | Large General Service > 1,000 kW Schedule 48 | Large General Dedicated Facilities Schedule 48 | Agricultural Pumping Schedule 40 | Street & Area Lighting Sch. 15, 51-54, 57
828 |  | 340 | Land and Land Rights |  | F12 |  | 0 | 0 | 0 | 0 | 0 | 0 | 0 | 0 | 0 | 1347
829 |  |  |  | Total 340 |  |  | 0 | 0 | 0 | 0 | 0 | 0 | 0 | 0 | 0
830
831 |  | 341 | Structures and Improvements |  | F12 |  | 0 | 0 | 0 | 0 | 0 | 0 | 0 | 0 | 0 | 1352
832 |  |  |  | Total 341 |  |  | 0 | 0 | 0 | 0 | 0 | 0 | 0 | 0 | 0
833
834 |  | 342 | Fuel Holders, Producers & Access |  | F12 |  | 0 | 0 | 0 | 0 | 0 | 0 | 0 | 0 | 0 | 1357
835 |  |  |  | Total 342 |  |  | 0 | 0 | 0 | 0 | 0 | 0 | 0 | 0 | 0
836
837 |  | 343 | Prime Movers |  | F12 |  | 0 | 0 | 0 | 0 | 0 | 0 | 0 | 0 | 0 | 1365
838 |  |  |  | Total 343 |  |  | 0 | 0 | 0 | 0 | 0 | 0 | 0 | 0 | 0
839
840 |  | 344 | Generators |  | F12 |  | 0 | 0 | 0 | 0 | 0 | 0 | 0 | 0 | 0 | 1372
841 |  |  |  | Total 344 |  |  | 0 | 0 | 0 | 0 | 0 | 0 | 0 | 0 | 0
842
843 |  | 345 | Accessory Electric Plant |  | F12 |  | 0 | 0 | 0 | 0 | 0 | 0 | 0 | 0 | 0 | 1377
844 |  |  |  | Total 345 |  |  | 0 | 0 | 0 | 0 | 0 | 0 | 0 | 0 | 0
845
846 |  | 346 | Misc. Power Plant Equipment |  | F12 |  | 0 | 0 | 0 | 0 | 0 | 0 | 0 | 0 | 0 | 1382
847
848 |  | O00 | Unclassified Other Prod - Acct 300 |  | F12 |  | 0 | 0 | 0 | 0 | 0 | 0 | 0 | 0 | 0 | 1387
849
850 |  | Total Other Generation Plant |  |  |  |  | 0 | 0 | 0 | 0 | 0 | 0 | 0 | 0 | 0
851
852 |  | Experimental Plant
853 |  | 103 | Experimental Plant |  | F12 |  | 0 | 0 | 0 | 0 | 0 | 0 | 0 | 0 | 0 | 1393
854
855 |  | TOTAL GENERATION PLANT |  |  |  |  | 0 | 0 | 0 | 0 | 0 | 0 | 0 | 0 | 0
856
857 | [6 empty] | D: TRANSMISSION PLANT
858 |  | 350 | Land and Land Rights
859 |  |  |  | Demand | F12 |  | 8704872.7465 | 3954170.1493 | 1133915.1728 | 1800991.6549 | 779045.3485 | 711053.7978 | 315458.2341 | 10238.3892 | 0 | 1402
860 |  |  |  | Direct Assigned | A | 1 | 0 | 0 | 0 | 0 | 0 | 0 | 0 | 0 | 0
861 | [6 empty] | 8704872.7465 | 3954170.1493 | 1133915.1728 | 1800991.6549 | 779045.3485 | 711053.7978 | 315458.2341 | 10238.3892 | 0
862 |  | 352 | Structures and Improvements
863 |  |  |  | Demand | F12 |  | 15811622.1388 | 7182396.1239 | 2059655.4106 | 3271340.1277 | 1415066.1403 | 1291565.5746 | 573001.6444 | 18597.1175 | 0 | 1409
864 |  |  |  | Direct Assigned | A | 1 | 0 | 0 | 0 | 0 | 0 | 0 | 0 | 0 | 0
865 | [6 empty] | 15811622.1388 | 7182396.1239 | 2059655.4106 | 3271340.1277 | 1415066.1403 | 1291565.5746 | 573001.6444 | 18597.1175 | 0
866 |  | 353 | Station Equipment
867 |  |  |  | Demand | F12 |  | 139907694.8787 | 63552776.3424 | 18224672.8518 | 28946154.4431 | 12521083.5452 | 11428300.0655 | 5070152.7346 | 164554.8961 | 0 | 1415
868 |  |  |  | Direct Assigned | A | 1 | 0 | 0 | 0 | 0 | 0 | 0 | 0 | 0 | 0
869 | [6 empty] | 139907694.8787 | 63552776.3424 | 18224672.8518 | 28946154.4431 | 12521083.5452 | 11428300.0655 | 5070152.7346 | 164554.8961 | 0
870 |  | 354 | Towers and Fixtures
871 |  |  |  | Demand | F12 |  | 49444048.8207 | 22459855.2559 | 6440686.5899 | 10229709.4859 | 4425010.8376 | 4038815.9269 | 1791816.2368 | 58154.4877 | 0 | 1421
872 |  |  |  | Direct Assigned | A | 1 | 0 | 0 | 0 | 0 | 0 | 0 | 0 | 0 | 0
873 | [6 empty] | 49444048.8207 | 22459855.2559 | 6440686.5899 | 10229709.4859 | 4425010.8376 | 4038815.9269 | 1791816.2368 | 58154.4877 | 0
874 |  | 355 | Poles and Fixtures
875 |  |  |  | Demand | F12 |  | 78050567.0057 | 35454306.0166 | 10167032.2766 | 16148245.2332 | 6985160.2592 | 6375527.0988 | 2828495.574 | 91800.5472 | 0 | 1428
876 |  |  |  | Direct Assigned | A | 1 | 0 | 0 | 0 | 0 | 0 | 0 | 0 | 0 | 0
877 | [6 empty] | 78050567.0057 | 35454306.0166 | 10167032.2766 | 16148245.2332 | 6985160.2592 | 6375527.0988 | 2828495.574 | 91800.5472 | 0
878 |  | 356 | Overhead Conductors
879 |  |  |  | Demand | F12 |  | 76890516.5871 | 34927355.5522 | 10015921.6505 | 15908237.0006 | 6881341.1789 | 6280768.8777 | 2786456.1937 | 90436.1335 | 0 | 1434
880 |  |  |  | Direct Assigned | A | 1 | 0 | 0 | 0 | 0 | 0 | 0 | 0 | 0 | 0
881 | [6 empty] | 76890516.5871 | 34927355.5522 | 10015921.6505 | 15908237.0006 | 6881341.1789 | 6280768.8777 | 2786456.1937 | 90436.1335 | 0
882 |  | 357 | Underground Conduit
883 |  |  |  | Demand | F12 |  | 38955.98 | 17695.672 | 5074.4885 | 8059.7841 | 3486.3778 | 3182.1025 | 1411.7363 | 45.8188 | 0 | 1440
884 |  |  |  | Direct Assigned | A | 1 | 0 | 0 | 0 | 0 | 0 | 0 | 0 | 0 | 0
885 | [6 empty] | 38955.98 | 17695.672 | 5074.4885 | 8059.7841 | 3486.3778 | 3182.1025 | 1411.7363 | 45.8188 | 0
886 |  | 358 | Underground Conductors
887 |  |  |  | Demand | F12 |  | 68976.5787 | 31332.4659 | 8985.0353 | 14270.8855 | 6173.0808 | 5634.3223 | 2499.6609 | 81.128 | 0 | 1446
888 |  |  |  | Direct Assigned | A | 1 | 0 | 0 | 0 | 0 | 0 | 0 | 0 | 0 | 0
889 | [6 empty] | 68976.5787 | 31332.4659 | 8985.0353 | 14270.8855 | 6173.0808 | 5634.3223 | 2499.6609 | 81.128 | 0
890 |  | 359 | Roads and Trails
891 |  |  |  | Demand | F12 |  | 1589839.1336 | 722181.0849 | 207095.815 | 328929.2211 | 142283.1577 | 129865.3279 | 57614.6097 | 1869.9173 | 0 | 1452
892 |  |  |  | Direct Assigned | A | 1 | 0 | 0 | 0 | 0 | 0 | 0 | 0 | 0 | 0
893 | [6 empty] | 1589839.1336 | 722181.0849 | 207095.815 | 328929.2211 | 142283.1577 | 129865.3279 | 57614.6097 | 1869.9173 | 0
894
895 |  | T00 | Unclassified Trans Plant - Acct 300 |  | F12 |  | 2499337.7418 | 1135318.9161 | 325569.0313 | 517099.623 | 223679.0242 | 204157.3318 | 90574.1753 | 2939.64 | 0 | 1457
896 |  | TS0 | Unclassified Trans Sub - Acct 300 |  | F12 |  | 0 | 0 | 0 | 0 | 0 | 0 | 0 | 0 | 0 | 1461
897
898 |  | TOTAL TRANSMISSION PLANT |  |  |  |  | 373006431.6116 | 169437387.5794 | 48588608.3222 | 77173037.4592 | 33382328.9502 | 30468870.4258 | 13517480.7997 | 438718.0751 | 0
899 |  | Distribution - METER - Unbundled |  |  |  |  | D: DISTRIBUTION PLANT
900 |  | A |  | B | C |  | D | E | F | G | H | I | J | K
901 |  | FERC ACCT |  | DESCRIPTION | COS Factor |  | Washington Jurisdiction Normalized | Residential Schedule 16 | Small General Service Schedule 24 | Large General Service < 1,000 kW Schedule 36 | Large General Service > 1,000 kW Schedule 48 | Large General Dedicated Facilities Schedule 48 | Agricultural Pumping Schedule 40 | Street & Area Lighting Sch. 15, 51-54, 57
902
903 |  | 360 | Land and Land Rights
904 |  |  |  | Demand Primary | F20A |  | 0 | 0 | 0 | 0 | 0 | 0 | 0 | 0 | 0 | 1467
905 |  |  |  | Assigned | A | 0 | 0 | 0 | 0 | 0 | 0 | 0 | 0 | 0 | 0
906 | [6 empty] | 0 | 0 | 0 | 0 | 0 | 0 | 0 | 0 | 0
907 |  | 361 | Structures and Improvements
908 |  |  |  | Demand Primary | F20 |  | 0 | 0 | 0 | 0 | 0 | 0 | 0 | 0 | 0 | 1473
909 |  |  |  | Assigned | A | 0 | 0 | 0 | 0 | 0 | 0 | 0 | 0 | 0 | 0
910 | [6 empty] | 0 | 0 | 0 | 0 | 0 | 0 | 0 | 0 | 0
911 |  | 362 | Station Equipment
912 |  |  |  | Demand Primary | F20A |  | 0 | 0 | 0 | 0 | 0 | 0 | 0 | 0 | 0 | 1479
913 |  |  |  | Assigned | A | 0 | 0 | 0 | 0 | 0 | 0 | 0 | 0 | 0 | 0
914 | [6 empty] | 0 | 0 | 0 | 0 | 0 | 0 | 0 | 0 | 0
915 |  | 364 | Poles, Towers & Fixtures
916 |  |  |  | Demand Primary | F20A | 0 | 0 | 0 | 0 | 0 | 0 | 0 | 0 | 0 | 0 | 1485
917 |  |  |  | Demand Secondary | F22 | 0 | 0 | 0 | 0 | 0 | 0 | 0 | 0 | 0 | 0
918 |  |  |  | Assigned | A | 0 | 0 | 0 | 0 | 0 | 0 | 0 | 0 | 0 | 0
919 | [6 empty] | 0 | 0 | 0 | 0 | 0 | 0 | 0 | 0 | 0
920 |  | 365 | Overhead Conductors
921 |  |  |  | Demand Primary | F20A | 0 | 0 | 0 | 0 | 0 | 0 | 0 | 0 | 0 | 0 | 1492
922 |  |  |  | Demand Secondary | F22 | 0 | 0 | 0 | 0 | 0 | 0 | 0 | 0 | 0 | 0
923 |  |  |  | Assigned | A | 0 | 0 | 0 | 0 | 0 | 0 | 0 | 0 | 0 | 0
924 | [6 empty] | 0 | 0 | 0 | 0 | 0 | 0 | 0 | 0 | 0
925 |  | 366 | Underground Conduit
926 |  |  |  | Demand Primary | F20A | 0 | 0 | 0 | 0 | 0 | 0 | 0 | 0 | 0 | 0 | 1499
927 |  |  |  | Demand Secondary | F22 | 0 | 0 | 0 | 0 | 0 | 0 | 0 | 0 | 0 | 0
928 |  |  |  | Assigned | A | 0 | 0 | 0 | 0 | 0 | 0 | 0 | 0 | 0 | 0
929 | [6 empty] | 0 | 0 | 0 | 0 | 0 | 0 | 0 | 0 | 0
930 |  | 367 | Underground Conductors
931 |  |  |  | Demand Primary | F20A | 0 | 0 | 0 | 0 | 0 | 0 | 0 | 0 | 0 | 0 | 1506
932 |  |  |  | Demand Secondary | F22 | 0 | 0 | 0 | 0 | 0 | 0 | 0 | 0 | 0 | 0
933 |  |  |  | Assigned | A | 0 | 0 | 0 | 0 | 0 | 0 | 0 | 0 | 0 | 0
934 | [6 empty] | 0 | 0 | 0 | 0 | 0 | 0 | 0 | 0 | 0
935 |  | 368 | Line Transformers
936 |  |  |  | Demand Secondary | F21 |  | 0 | 0 | 0 | 0 | 0 | 0 | 0 | 0 | 0 | 1513
937 |  |  |  | Assigned | A | 0 | 0 | 0 | 0 | 0 | 0 | 0 | 0 | 0 | 0
938 | [6 empty] | 0 | 0 | 0 | 0 | 0 | 0 | 0 | 0 | 0
939 |  | 369 | Services
940 |  |  |  | Customer | F70 |  | 0 | 0 | 0 | 0 | 0 | 0 | 0 | 0 | 0 | 1519
941 |  |  |  | Assigned | A | 0 | 0 | 0 | 0 | 0 | 0 | 0 | 0 | 0 | 0
942 | [6 empty] | 0 | 0 | 0 | 0 | 0 | 0 | 0 | 0 | 0
943 |  | 370 | Meters
944 |  |  |  | Customer | F60A |  | 0 | 0 | 0 | 0 | 0 | 0 | 0 | 0 | 0 | 1526
945 |  |  |  | Assigned | A | 0 | 0 | 0 | 0 | 0 | 0 | 0 | 0 | 0 | 0
946 | [6 empty] | 0 | 0 | 0 | 0 | 0 | 0 | 0 | 0 | 0
947 |  | 371 | Install on Customers' Premises
948 |  |  |  | Demand Primary | F20 | 0 | 0 | 0 | 0 | 0 | 0 | 0 | 0 | 0 | 0 | 1532
949 |  |  |  | Demand Secondary | F22 | 0 | 0 | 0 | 0 | 0 | 0 | 0 | 0 | 0 | 0
950 |  |  |  | Assigned | A | 0 | 0 | 0 | 0 | 0 | 0 | 0 | 0 | 0 | 0
951 | [6 empty] | 0 | 0 | 0 | 0 | 0 | 0 | 0 | 0 | 0
952 |  | 372 | Leased Property
953 |  |  |  | Demand Primary | F20 | 0 | 0 | 0 | 0 | 0 | 0 | 0 | 0 | 0 | 0 | 1539
954 |  |  |  | Demand Secondary | F22 | 0 | 0 | 0 | 0 | 0 | 0 | 0 | 0 | 0 | 0
955 |  |  |  | Assigned | A | 0 | 0 | 0 | 0 | 0 | 0 | 0 | 0 | 0 | 0
956 | [6 empty] | 0 | 0 | 0 | 0 | 0 | 0 | 0 | 0 | 0
957
958 |  | 373 | Street Lights |  | A | 0 | 0 | 0 | 0 | 0 | 0 | 0 | 0 | 0 | 0 | 1548
959
960
961 |  | D00 | Unclassified Dist Plant - Acct 300 |  | F22 |  | 0 | 0 | 0 | 0 | 0 | 0 | 0 | 0 | 0 | 1551
962 |  | DS0 | Unclassified Dist Sub - Acct 300 |  | F20 |  | 0 | 0 | 0 | 0 | 0 | 0 | 0 | 0 | 0 | 1555
963 |  | TOTAL DISTRIBUTION PLANT |  |  |  |  | 0 | 0 | 0 | 0 | 0 | 0 | 0 | 0 | 0
964
965 |  | Distribution - METER - Unbundled |  |  |  |  | DISTRIBUTION PLANT D: GENERAL PLANT
966
967 |  | A |  | B | C |  | D | E | F | G | H | I | J | K
968 |  | FERC ACCT |  | DESCRIPTION | COS Factor |  | Washington Jurisdiction Normalized | Residential Schedule 16 | Small General Service Schedule 24 | Large General Service < 1,000 kW Schedule 36 | Large General Service > 1,000 kW Schedule 48 | Large General Dedicated Facilities Schedule 48 | Agricultural Pumping Schedule 40 | Street & Area Lighting Sch. 15, 51-54, 57
969 |  | 389 | Land and Land Rights
970 |  |  |  | S | F107T |  | 336067.172 | 152657.8065 | 43776.8221 | 69530.502 | 30076.4382 | 27451.5028 | 12178.829 | 395.2713 | 0 | 1562
971 |  |  |  | CN | F42 |  | 0 | 0 | 0 | 0 | 0 | 0 | 0 | 0 | 0 | 1563
972 |  |  |  | DGU | F105T |  | 0 | 0 | 0 | 0 | 0 | 0 | 0 | 0 | 0 | 1564
973 |  |  |  | SG/CAGE/CAGW | F105T |  | 0 | 0 | 0 | 0 | 0 | 0 | 0 | 0 | 0 | 1565
974 |  |  |  | SO | F102T |  | 103561.5018 | 47042.5945 | 13490.1407 | 21426.3213 | 9268.2695 | 8459.3769 | 3752.9932 | 121.8057 | 0 | 1566
975 |  |  | Total Land & Land Rights |  |  |  | 439628.6737 | 199700.401 | 57266.9628 | 90956.8233 | 39344.7076 | 35910.8797 | 15931.8222 | 517.077 | 0
976
977 |  | 390 | Structures and Improvements
978 |  |  |  | S | F107T |  | 4244866.9241 | 1928221.8785 | 552945.362 | 878240.2832 | 379895.7123 | 346740.1346 | 153830.8787 | 4992.6749 | 0 | 1570
979 |  |  |  | DGP | F105T |  | 0 | 0 | 0 | 0 | 0 | 0 | 0 | 0 | 0 | 1571
980 |  |  |  | DGU | F105T |  | 0 | 0 | 0 | 0 | 0 | 0 | 0 | 0 | 0 | 1572
981 |  |  |  | CN | F42 |  | 0 | 0 | 0 | 0 | 0 | 0 | 0 | 0 | 0 | 1573
982 |  |  |  | SG/CAGE/CAGW | F105T |  | 438237.4304 | 199068.4317 | 57085.7365 | 90668.9825 | 39220.1979 | 35797.2366 | 15881.4046 | 515.4407 | 0 | 1574
983 |  |  |  | JBG | F105T |  | 2951.2145 | 1340.583 | 384.4315 | 610.5905 | 264.1199 | 241.0687 | 106.9499 | 3.4711 | 0 | 1575
984 |  |  |  | SO | F102T |  | 1335990.2944 | 606870.7832 | 174028.9272 | 276409.2527 | 119564.8753 | 109129.7943 | 48415.313 | 1571.3485 | 0 | 1576
985
986 |  |  | Total Structures and Improvements |  |  |  | 6022045.8634 | 2735501.6764 | 784444.4571 | 1245929.109 | 538944.9053 | 491908.2342 | 218234.5462 | 7082.9352 | 0
987
988 |  | 391 | Office Furniture & Equipment
989 |  |  |  | S | F107T |  | 115005.7686 | 52241.1287 | 14980.8952 | 23794.079 | 10292.4777 | 9394.1969 | 4167.7251 | 135.2661 | 0 | 1580
990 |  |  |  | SGP | F105T |  | 0 | 0 | 0 | 0 | 0 | 0 | 0 | 0 | 0 | 1581
991 |  |  |  | SGU | F105T |  | 0 | 0 | 0 | 0 | 0 | 0 | 0 | 0 | 0 | 1582
992 |  |  |  | CN | F42 |  | 0 | 0 | 0 | 0 | 0 | 0 | 0 | 0 | 0 | 1583
993 |  |  |  | SG/CAGE/CAGW | F105T |  | 77799.8626 | 35340.4241 | 10134.375 | 16096.3758 | 6962.7234 | 6355.0484 | 2819.4102 | 91.5057 | 0 | 1584
994 |  |  |  | SE | F12 |  | 0 | 0 | 0 | 0 | 0 | 0 | 0 | 0 | 0 | 1585
995 |  |  |  | SO | F102T |  | 843594.923 | 383201.2207 | 109888.4626 | 174535.2816 | 75497.7953 | 68908.6896 | 30571.2642 | 992.209 | 0 | 1586
996 |  |  |  | JBG | F105T |  | 22457.4734 | 10201.2601 | 2925.3581 | 4646.3312 | 2009.8387 | 1834.4291 | 813.8424 | 26.4138 | 0 | 1587
997 |  |  |  | JBE | F12 |  | 0 | 0 | 0 | 0 | 0 | 0 | 0 | 0 | 0 | 1588
998 |  |  | Total Office Furniture & Equipment |  |  |  | 1058858.0275 | 480984.0335 | 137929.0908 | 219072.0677 | 94762.8351 | 86492.364 | 38372.242 | 1245.3945 | 0
999
1000 |  | 392 | Transportation Equipment
1001 |  |  |  | S | F107T |  | 1642425.8044 | 746068.4696 | 213945.8662 | 339809.1223 | 146989.4185 | 134160.8476 | 59520.3122 | 1931.768 | 0 | 1592
1002 |  |  |  | SO | F102T |  | 125395.2048 | 56960.5082 | 16334.2451 | 25943.5978 | 11222.2836 | 10242.8535 | 4544.2307 | 147.4858 | 0 | 1593
1003 |  |  |  | SG/CAGE/CAGW | F105T |  | 753694.3294 | 342364.065 | 98177.8207 | 155935.3292 | 67452.1132 | 61565.1981 | 27313.3323 | 886.4708 | 0 | 1594
1004 |  |  |  | CN | F42 |  | 0 | 0 | 0 | 0 | 0 | 0 | 0 | 0 | 0 | 1595
1005 |  |  |  | SG-U | F105T |  | 0 | 0 | 0 | 0 | 0 | 0 | 0 | 0 | 0 | 1596
1006 |  |  |  | SE | F12 |  | 0 | 0 | 0 | 0 | 0 | 0 | 0 | 0 | 0 | 1597
1007 |  |  |  | SGP | F105T |  | 0 | 0 | 0 | 0 | 0 | 0 | 0 | 0 | 0 | 1598
1008 |  |  |  | JBG | F105T |  | 329890.8342 | 149852.2181 | 42972.2792 | 68252.6507 | 29523.6849 | 26946.9913 | 11955.003 | 388.0069 | 0 | 1599
1009 |  |  |  | CAGE | F12 |  | 0 | 0 | 0 | 0 | 0 | 0 | 0 | 0 | 0 | 1600
1010 |  |  | Total Transportation Equipment |  |  |  | 2851406.1727 | 1295245.2609 | 371430.2113 | 589940.7 | 255187.5002 | 232915.8906 | 103332.8783 | 3353.7315 | 0
1011
1012 |  | 393 | Stores Equipment
1013 |  |  |  | S | F107T |  | 224982.2541 | 102197.7161 | 29306.6652 | 46547.6261 | 20134.8582 | 18377.579 | 8153.1927 | 264.6168 | 0 | 1604
1014 |  |  |  | SG-P | F105T |  | 0 | 0 | 0 | 0 | 0 | 0 | 0 | 0 | 0 | 1605
1015 |  |  |  | SG-U | F105T |  | 0 | 0 | 0 | 0 | 0 | 0 | 0 | 0 | 0 | 1606
1016 |  |  |  | SO | F102T |  | 3514.6193 | 1596.5085 | 457.8218 | 727.156 | 314.542 | 287.0902 | 127.3672 | 4.1338 | 0 | 1607
1017 |  |  |  | SG/CAGE/CAGW | F105T |  | 98400.4049 | 44698.1771 | 12817.8453 | 20358.518 | 8806.3755 | 8037.7949 | 3565.9588 | 115.7354 | 0 | 1608
1018 |  |  |  | JBG | F105T |  | 91246.1785 | 41448.3848 | 11885.9206 | 18878.3467 | 8166.1057 | 7453.405 | 3306.6949 | 107.3208 | 0 | 1609
1019 |  |  | Total Stores Equipment |  |  |  | 418143.4569 | 189940.7865 | 54468.2529 | 86511.6468 | 37421.8814 | 34155.869 | 15153.2136 | 491.8068 | 0 | 1610
1020
1021 |  | 394 | Tools, Shop & Garage Equipment
1022 |  |  |  | S | F107T |  | 851168.4173 | 386641.4646 | 110875.002 | 176102.1971 | 76175.5876 | 69527.3272 | 30845.7221 | 1001.1167 | 0 | 1613
1023 |  |  |  | SG-P | F105T |  | 0 | 0 | 0 | 0 | 0 | 0 | 0 | 0 | 0 | 1614
1024 |  |  |  | SG/CAGE/CAGW | F105T |  | 366611.9604 | 166532.7125 | 47755.651 | 75850.0555 | 32810.0537 | 29946.5408 | 13285.7498 | 431.1971 | 0 | 1615
1025 |  |  |  | SO | F102T |  | 41148.4403 | 18691.5925 | 5360.083 | 8513.3924 | 3682.5927 | 3361.1927 | 1491.1894 | 48.3975 | 0 | 1616
1026 |  |  |  | SE | F12 |  | 0 | 0 | 0 | 0 | 0 | 0 | 0 | 0 | 0 | 1617
1027 |  |  |  | SG-U | F105T |  | 0 | 0 | 0 | 0 | 0 | 0 | 0 | 0 | 0 | 1618
1028 |  |  |  | JBG | F105T |  | 387847.7902 | 176179.0435 | 50521.8752 | 80243.6353 | 34710.561 | 31681.1804 | 14055.3208 | 456.174 | 0 | 1619
1029 |  |  |  | CAGE | F102T |  | 0 | 0 | 0 | 0 | 0 | 0 | 0 | 0 | 0 | 1620
1030 |  |  | Total Tools, Shop & Garage Equipment |  |  |  | 1646776.6083 | 748044.8131 | 214512.6111 | 340709.2803 | 147378.7951 | 134516.2411 | 59677.9822 | 1936.8853 | 0
1031
1032 |  | 395 | Laboratory Equipment
1033 |  |  |  | S | F107T |  | 393611.5942 | 178797.2394 | 51272.6805 | 81436.1355 | 35226.3945 | 32151.9943 | 14264.1968 | 462.9532 | 0 | 1624
1034 |  |  |  | SGP | F105T |  | 0 | 0 | 0 | 0 | 0 | 0 | 0 | 0 | 0 | 1625
1035 |  |  |  | SGU | F105T |  | 0 | 0 | 0 | 0 | 0 | 0 | 0 | 0 | 0 | 1626
1036 |  |  |  | SO | F102T |  | 64094.1228 | 29114.6206 | 8349.0363 | 13260.7315 | 5736.1239 | 5235.5009 | 2322.7242 | 75.3854 | 0 | 1627
1037 |  |  |  | SE | F12 |  | 0 | 0 | 0 | 0 | 0 | 0 | 0 | 0 | 0 | 1628
1038 |  |  |  | SG/CAGE/CAGW | F105T |  | 176295.4948 | 80081.858 | 22964.6248 | 36474.5958 | 15777.6212 | 14400.6219 | 6388.82 | 207.353 | 0 | 1629
1039 |  |  |  | JBG | F105T |  | 33760.9921 | 15335.8597 | 4397.7784 | 6984.9688 | 3021.4507 | 2757.7522 | 1223.4737 | 39.7086 | 0 | 1630
1040 |  |  |  | CAGE | F102T |  | 0 | 0 | 0 | 0 | 0 | 0 | 0 | 0 | 0 | 1631
1041 |  |  | Total Laboratory Equipment |  |  |  | 667762.2038 | 303329.5776 | 86984.1199 | 138156.4316 | 59761.5903 | 54545.8693 | 24199.2148 | 785.4003 | 0
1042
1043 |  | 396 | Power Operated Equipment
1044 |  |  |  | S | F107T |  | 2667054.8947 | 1211504.0803 | 347416.2231 | 551799.4057 | 238688.924 | 217857.2355 | 96652.1225 | 3136.9035 | 0 | 1635
1045 |  |  |  | SG-P | F105T |  | 0 | 0 | 0 | 0 | 0 | 0 | 0 | 0 | 0 | 1636
1046 |  |  |  | SG/CAGE/CAGW | F105T |  | 434460.3475 | 197352.6997 | 56593.7256 | 89887.5243 | 38882.1666 | 35488.7072 | 15744.5259 | 510.9982 | 0 | 1637
1047 |  |  |  | SO | F102T |  | 64719.4009 | 29398.6518 | 8430.4863 | 13390.0982 | 5792.0833 | 5286.5765 | 2345.3838 | 76.1209 | 0 | 1638
1048 |  |  |  | SG-U | F105T |  | 0 | 0 | 0 | 0 | 0 | 0 | 0 | 0 | 0 | 1639
1049 |  |  |  | SE | F12 |  | 0 | 0 | 0 | 0 | 0 | 0 | 0 | 0 | 0 | 1640
1050 |  |  |  | JBG | F105T |  | 1325310.574 | 602019.5427 | 172637.7642 | 274199.6757 | 118609.0903 | 108257.426 | 48028.2878 | 1558.7873 | 0 | 1641
1051 |  |  |  | CAGE | F102T |  | 0 | 0 | 0 | 0 | 0 | 0 | 0 | 0 | 0 | 1642
1052 |  |  | Total Power Operated Equipment |  |  |  | 4491545.2171 | 2040274.9746 | 585078.1992 | 929276.7039 | 401972.2644 | 366889.9451 | 162770.32 | 5282.8099 | 0
1053
1054 |  | 397 | Communication Equipment
1055 |  |  |  | S | F107T |  | 4192935.677 | 1904632.2186 | 546180.6877 | 867495.9857 | 375248.1088 | 342498.1529 | 151948.9282 | 4931.595 | 0 | 1646
1056 |  |  |  | SGP | F105T |  | 0 | 0 | 0 | 0 | 0 | 0 | 0 | 0 | 0 | 1647
1057 |  |  |  | SGU | F105T |  | 0 | 0 | 0 | 0 | 0 | 0 | 0 | 0 | 0 | 1648
1058 |  |  |  | SO | F102T |  | 1317249.3994 | 598357.7711 | 171587.6985 | 272531.8617 | 117887.653 | 107598.9524 | 47736.1567 | 1549.306 | 0 | 1649
1059 |  |  |  | CN | F42 |  | 0 | 0 | 0 | 0 | 0 | 0 | 0 | 0 | 0 | 1650
1060 |  |  |  | SG/CAGE/CAGW | F105T |  | 6705218.0577 | 3045831.2098 | 873435.9151 | 1387273.7853 | 600085.6176 | 547712.8619 | 242992.2078 | 7886.4602 | 0 | 1651
1061 |  |  |  | SE | F12 |  | 0 | 0 | 0 | 0 | 0 | 0 | 0 | 0 | 0 | 1652
1062 |  |  |  | JBG | F105T |  | 0 | 0 | 0 | 0 | 0 | 0 | 0 | 0 | 0 | 1653
|  |  |  | CAGE | F105T |  | 6647.0754 | 3019.42 | 865.8621 | 1375.2444 | 594.8821 | 542.9635 | 240.8852 | 7.8181 | 0 | 1654
1064 |  |  |  | CAGE | F105T |  | 0 | 0 | 0 | 0 | 0 | 0 | 0 | 0 | 0 | 1655
1065 |  |  | Total Communication Equipment |  |  |  | 12222050.2095 | 5551840.6195 | 1592070.1634 | 2528676.8771 | 1093816.2615 | 998352.9307 | 442918.1779 | 14375.1793 | 0
1066
1067 |  | Distribution - METER - Unbundled |  |  |  |  | D: GENERAL PLANT
1068
1069 |  | A |  | B | C |  | D | E | F | G | H | I | J | K
1070 |  | FERC ACCT |  | DESCRIPTION | COS Factor |  | Washington Jurisdiction Normalized | Residential Schedule 16 | Small General Service Schedule 24 | Large General Service < 1,000 kW Schedule 36 | Large General Service > 1,000 kW Schedule 48 | Large General Dedicated Facilities Schedule 48 | Agricultural Pumping Schedule 40 | Street & Area Lighting Sch. 15, 51-54, 57
1071 |  | 398 | Misc. Equipment
1072 |  |  |  | S | F107T |  | 56234.3452 | 25544.3331 | 7325.205 | 11634.5855 | 5032.7106 | 4593.4784 | 2037.8916 | 66.141 | 0 | 1659
1073 |  |  |  | SGP | F105T |  | 0 | 0 | 0 | 0 | 0 | 0 | 0 | 0 | 0 | 1660
1074 |  |  |  | SGU | F105T |  | 0 | 0 | 0 | 0 | 0 | 0 | 0 | 0 | 0 | 1661
|  |  |  | CN | F42 |  | 0 | 0 | 0 | 0 | 0 | 0 | 0 | 0 | 0 | 1662
1076 |  |  |  | SO | F102T |  | 33325.385 | 15137.9861 | 4341.0353 | 6894.8441 | 2982.4659 | 2722.1698 | 1207.6876 | 39.1962 | 0 | 1663
1077 |  |  |  | SE | F12 |  | 0 | 0 | 0 | 0 | 0 | 0 | 0 | 0 | 0 | 1664
1078 |  |  |  | SG | F105T |  | 53154.246 | 24145.2045 | 6923.9847 | 10997.3295 | 4757.0561 | 4341.8818 | 1926.2711 | 62.5183 | 0 | 1665
1079 |  |  |  | JBG | F105T |  | 20785.2628 | 9441.6619 | 2707.5324 | 4300.3598 | 1860.1837 | 1697.8353 | 753.2428 | 24.447 | 0 | 1666
1080 |  |  | Total Misc. Equipment |  |  |  | 163499.2391 | 74269.1857 | 21297.7574 | 33827.1189 | 14632.4163 | 13355.3652 | 5925.0931 | 192.3025 | 0
1081
1082 |  | 399 | Coal Mine |  | F12 |  | 0 | 0 | 0 | 0 | 0 | 0 | 0 | 0 | 0 | 1674
1083 |  | 399L | WIDCO Capital Lease |  | F12 |  | 0 | 0 | 0 | 0 | 0 | 0 | 0 | 0 | 0 | 1677
1084 |  |  | Remove Capital Lease |  | F12 |  | 0 | 0 | 0 | 0 | 0 | 0 | 0 | 0 | 0 | 1680
1085
1086 |  | 390L | General Capital Lease
1087 |  |  |  | S | F12 |  | 0 | 0 | 0 | 0 | 0 | 0 | 0 | 0 | 0 | 1685
1088 |  |  |  | SG | F12 |  | 0 | 0 | 0 | 0 | 0 | 0 | 0 | 0 | 0 | 1686
1089 |  |  |  | SO-U | F12 |  | -22214.359 | -10090.8259 | -2893.6895 | -4596.0322 | -1988.0811 | -1814.5704 | -805.0322 | -26.1278 | 0 | 1687
1091 |  |  | Remove Capital Lease |  |  |  | 22214.359 | 10090.8259 | 2893.6895 | 4596.0322 | 1988.0811 | 1814.5704 | 805.0322 | 26.1278
1092
1093 |  | 392L | General Vehicles Capital Lease |  | F12 |  | 0 | 0 | 0 | 0 | 0 | 0 | 0 | 0 | 0 | 1694
1094 |  |  | Remove Capital Lease |  | F12 |  | 0 | 0 | 0 | 0 | 0 | 0 | 0 | 0 | 0 | 1697
1095
1096 |  | G00 | Unclassified Gen Plant - Acct 300 |  | F102T |  | 208307.7048 | 94623.3371 | 27134.6031 | 43097.751 | 18642.5641 | 17015.5255 | 7548.9192 | 245.0048 | 0 | 1707
1097 |  | GV0 | Unclassified Gen Veh - Acct 300 |  | F102T |  | 0 | 0 | 0 | 0 | 0 | 0 | 0 | 0 | 0 | 1715
1098
1099 |  | TOTAL GENERAL PLANT |  |  |  |  | 30190023.3769 | 13713754.666 | 3932616.4291 | 6246154.5097 | 2701865.7213 | 2466059.1144 | 1094064.4095 | 35508.527 | 0
1100
1101
1102
1103 | [6 empty] | D: INTANGIBLE PLANT
1104
1105 |  | 301 | Organization
1106 |  |  |  | S | F107T |  | 0 | 0 | 0 | 0 | 0 | 0 | 0 | 0 | 0 | 1720
1107 |  |  |  | SO | F102T |  | 0 | 0 | 0 | 0 | 0 | 0 | 0 | 0 | 0 | 1721
1108 |  |  |  | SG/CAGE/CAGW | F105T |  | 0 | 0 | 0 | 0 | 0 | 0 | 0 | 0 | 0 | 1722
1109 |  |  | Total Organization |  |  |  | 0 | 0 | 0 | 0 | 0 | 0 | 0 | 0 | 0
1110
1111 |  | 302 | Franchise & Consent
1112 |  |  |  | S | F107T |  | 0 | 0 | 0 | 0 | 0 | 0 | 0 | 0 | 0 | 1725
1113 |  |  |  | SG/CAGE/CAGW | F105T |  | 6799713.3762 | 3088755.5096 | 885745.0755 | 1406824.3618 | 608542.5061 | 555431.6715 | 246416.6492 | 7997.6025 | 0 | 1726
1114 |  |  |  | DGP | F105T |  | 0 | 0 | 0 | 0 | 0 | 0 | 0 | 0 | 0 | 1727
1115 |  |  |  | DGU | F105T |  | 0 | 0 | 0 | 0 | 0 | 0 | 0 | 0 | 0 | 1728
1116 |  |  | Total Franchise & Consent |  |  |  | 6799713.3762 | 3088755.5096 | 885745.0755 | 1406824.3618 | 608542.5061 | 555431.6715 | 246416.6492 | 7997.6025 | 0
1117
1118 |  | 303 | Miscellaneous Intangible Plant
1119 |  |  |  | S | F107T |  | -2683088.5967 | -1218787.3558 | -349504.8071 | -555116.693 | -240123.8653 | -219166.9415 | -97233.1722 | -3155.7618 | 0 | 1732
1120 |  |  |  | SG/CAGW | F105T |  | 2884265.5564 | 1310171.5669 | 375710.5442 | 596739.1309 | 258128.2611 | 235599.9952 | 104523.6783 | 3392.3797 | 0 | 1733
1121 |  |  |  | SO | F102T |  | 5396322.0156 | 2451267.9337 | 702936.3426 | 1116470.1886 | 482945.551 | 440796.25 | 195558.7707 | 6346.9791 | 0 | 1734
1122 |  |  |  | SE | F105T |  | 21846.5995 | 9923.7719 | 2845.7844 | 4519.9447 | 1955.1684 | 1784.5301 | 791.7048 | 25.6953 | 0 | 1735
1123 |  |  |  | CN | F42 |  | 0 | 0 | 0 | 0 | 0 | 0 | 0 | 0 | 0 | 1736
1124 |  |  |  | DGU | F12 |  | 0 | 0 | 0 | 0 | 0 | 0 | 0 | 0 | 0 | 1737
1125 |  |  |  | DGP | F105T |  | 0 | 0 | 0 | 0 | 0 | 0 | 0 | 0 | 0 | 1738
1126 |  |  |  | JBG | F105T |  | 79813.0714 | 36254.9199 | 10396.6198 | 16512.898 | 7142.8961 | 6519.4965 | 2892.3674 | 93.8735 | 0 | 1739
1127 |  |  | Total Miscellaneous Intangible Plant |  |  |  | 5699158.6463 | 2588830.8366 | 742384.4839 | 1179125.4692 | 510048.0114 | 465533.3303 | 206533.3491 | 6703.1657 | 0
1128
1129 |  | I00 | Unclass Intangible Plant - Acct 300 |  | F102T |  | 0 | 0 | 0 | 0 | 0 | 0 | 0 | 0 | 0 | 1750
1130
1131 |  | TOTAL INTANGIBLE PLANT |  |  |  |  | 12498872.0225 | 5677586.3462 | 1628129.5594 | 2585949.831 | 1118590.5175 | 1020965.0018 | 452949.9983 | 14700.7682 | 0
1132
1133
1134 |  | TOTAL ELECTRIC PLANT IN SERVICE |  |  |  |  | 415695327.011 | 188828728.5917 | 54149354.3107 | 86005141.7999 | 37202785.1889 | 33955894.542 | 15064495.2075 | 488927.3703 | 0
1135
1136
1137 |  | Distribution - METER - Unbundled |  |  |  |  | D: MISC RATE BASE
1138
1139 |  | A |  | B | C |  | D | E | F | G | H | I | J | K
1140 |  | FERC ACCT |  | DESCRIPTION | COS Factor |  | Washington Jurisdiction Normalized | Residential Schedule 16 | Small General Service Schedule 24 | Large General Service < 1,000 kW Schedule 36 | Large General Service > 1,000 kW Schedule 48 | Large General Dedicated Facilities Schedule 48 | Agricultural Pumping Schedule 40 | Street & Area Lighting Sch. 15, 51-54, 57
1141 |  | 105 | Plant Held For Future Use
1142 |  |  |  | S | F20 |  | 0 | 0 | 0 | 0 | 0 | 0 | 0 | 0 | 0 | 1758
1143 |  |  |  | SG/CAGE/CAGW | F12 |  | 0 | 0 | 0 | 0 | 0 | 0 | 0 | 0 | 0 | 1759
1144 |  |  |  | DNPT | F12 |  | 0 | 0 | 0 | 0 | 0 | 0 | 0 | 0 | 0 | 1760
1145 |  |  |  | DNPPOP | F12 |  | 0 | 0 | 0 | 0 | 0 | 0 | 0 | 0 | 0 | 1761
1146 |  |  |  | SE/CAEE/CAEW | F12 |  | 0 | 0 | 0 | 0 | 0 | 0 | 0 | 0 | 0 | 1762
1147 |  |  |  | DNPG | F102 |  | 0 | 0 | 0 | 0 | 0 | 0 | 0 | 0 | 0 | 1763
1148 |  |  | Total Plant Held For Future Use |  |  |  | 0 | 0 | 0 | 0 | 0 | 0 | 0 | 0 | 0
1149
1150 |  | 114 | Electric Plant Acquisition Adjust |  | F12 |  | 0 | 0 | 0 | 0 | 0 | 0 | 0 | 0 | 0 | 1770
1151
1152 |  | 128 | Pensions |  | F102T |  | 0 | 0 | 0 | 0 | 0 | 0 | 0 | 0 | 0 | 1774
1153
1154 |  | 124 | Weatherization |  | F12 |  | 0 | 0 | 0 | 0 | 0 | 0 | 0 | 0 | 0 | 1796
1155
1156 |  | 151 | Fuel Stock |  | F12 |  | 0 | 0 | 0 | 0 | 0 | 0 | 0 | 0 | 0 | 1799
1157 |  |  |  | JBG | F12 |  | 0 | 0 | 0 | 0 | 0 | 0 | 0 | 0 | 0 | 1800
1158 |  |  |  | Total Fuel Stock |  |  | 0 | 0 | 0 | 0 | 0 | 0 | 0 | 0 | 0
1159
1160 |  | 152 | Fuel Stock - Undistributed |  | F12 |  | 0 | 0 | 0 | 0 | 0 | 0 | 0 | 0 | 0 | 1805
1161
1162 |  | 25316 | DG&T Working Capital Deposit |  | F12 |  | 0 | 0 | 0 | 0 | 0 | 0 | 0 | 0 | 0 | 1810
1163
1164 |  | 25317 | DG&T Working Capital Deposit |  | F12 |  | 0 | 0 | 0 | 0 | 0 | 0 | 0 | 0 | 0 | 1814
1165
1166 |  | 25319 | Provo Working Capital Deposit |  | F12 |  | 0 | 0 | 0 | 0 | 0 | 0 | 0 | 0 | 0 | 1818
1167
1168 |  | 154 | Materials and Supplies |  | F102T |  | 0 | 0 | 0 | 0 | 0 | 0 | 0 | 0 | 0 | 1823
1169 |  |  |  | SG/CAGE/CAGW | F102T |  | 0 | 0 | 0 | 0 | 0 | 0 | 0 | 0 | 0 | 1824
1170 |  |  |  | SE/CAEE/CAEW | F102T |  | 0 | 0 | 0 | 0 | 0 | 0 | 0 | 0 | 0 | 1825
1171 |  |  |  | SO | F102T |  | 0 | 0 | 0 | 0 | 0 | 0 | 0 | 0 | 0 | 1826
1172 |  |  |  | DNPPS | F102T |  | 0 | 0 | 0 | 0 | 0 | 0 | 0 | 0 | 0 | 1827
1173 |  |  |  | DNPPH | F102T |  | 0 | 0 | 0 | 0 | 0 | 0 | 0 | 0 | 0 | 1828
1174 |  |  |  | DNPD | F102T |  | 0 | 0 | 0 | 0 | 0 | 0 | 0 | 0 | 0 | 1829
1175 |  |  |  | DNPT | F102T |  | 0 | 0 | 0 | 0 | 0 | 0 | 0 | 0 | 0 | 1830
1176 |  |  |  | DGU | F102T |  | 0 | 0 | 0 | 0 | 0 | 0 | 0 | 0 | 0 | 1831
1177 |  |  |  | DGP | F102T |  | 0 | 0 | 0 | 0 | 0 | 0 | 0 | 0 | 0 | 1832
1178 |  |  |  | JBG | F12 |  | 0 | 0 | 0 | 0 | 0 | 0 | 0 | 0 | 0 | 1833
1179 |  |  |  | SNPP | F102T |  | 0 | 0 | 0 | 0 | 0 | 0 | 0 | 0 | 0 | 1834
1180 |  |  |  | CAGE | F102T |  | 0 | 0 | 0 | 0 | 0 | 0 | 0 | 0 | 0 | 1835
1181 |  |  | Total Materials and Supplies |  |  |  | 0 | 0 | 0 | 0 | 0 | 0 | 0 | 0 | 0
1182
1183 |  | 163 | Stores Expense Undistributed |  | F102T |  | 0 | 0 | 0 | 0 | 0 | 0 | 0 | 0 | 0 | 1839
1184
1185 |  | 25318 | Provo Working Capital Deposit |  | F102T |  | 0 | 0 | 0 | 0 | 0 | 0 | 0 | 0 | 0 | 1844
1186
1187 |  | 165 | Prepayments |  | F102T |  | 0 | 0 | 0 | 0 | 0 | 0 | 0 | 0 | 0 | 1851
1188 |  |  |  | GPS | F42 |  | 1.2992e-10 | 1.0602e-10 | 1.8245e-11 | 1.0849e-12 | 2.9822e-13 | 4.2654e-15 | 1.8201e-12 | 2.4509e-12 | 0 | 1852
1189 |  |  |  | SG | F102T |  | -6.2222e-11 | -2.8264e-11 | -8.1051e-12 | -1.2873e-11 | -5.5686e-12 | -5.0826e-12 | -2.2549e-12 | -7.3183e-14 | 0 | 1853
1190 |  |  |  | SE | F102T |  | 0 | 0 | 0 | 0 | 0 | 0 | 0 | 0 | 0 | 1854
1191 |  |  |  | SO | F102T |  | 8.4258e-10 | 3.8274e-10 | 1.0976e-10 | 1.7433e-10 | 7.5407e-11 | 6.8826e-11 | 3.0535e-11 | 9.9102e-13 | 0 | 1855
1192 |  |  |  | Total Prepayments |  |  | 9.1028e-10 | 4.605e-10 | 1.199e-10 | 1.6254e-10 | 7.0137e-11 | 6.3748e-11 | 3.01e-11 | 3.3688e-12 | 0
1193
1194 |  | 182 | Misc Regulatory Assets |  | F102T |  | 0 | 0 | 0 | 0 | 0 | 0 | 0 | 0 | 0 | 1859
1195 |  |  |  | SG/CAGW | F102T |  | 0 | 0 | 0 | 0 | 0 | 0 | 0 | 0 | 0 | 1860
1196 |  |  |  | CAGE | F102T |  | 0 | 0 | 0 | 0 | 0 | 0 | 0 | 0 | 0 | 1861
1197 |  |  |  | CAEW | F102T |  | 0 | 0 | 0 | 0 | 0 | 0 | 0 | 0 | 0 | 1862
1198 |  |  |  | CAEE | F12 |  | 0 | 0 | 0 | 0 | 0 | 0 | 0 | 0 | 0 | 1863
1199 |  |  |  | SE | F102T |  | 0 | 0 | 0 | 0 | 0 | 0 | 0 | 0 | 0 | 1864
1200 |  |  |  | SO | F102T |  | 0 | 0 | 0 | 0 | 0 | 0 | 0 | 0 | 0 | 1865
1201 |  |  |  | Total Misc Regulatory Assets |  |  | 0 | 0 | 0 | 0 | 0 | 0 | 0 | 0 | 0
1202
1203 |  | 186 | Misc Deferred Debits |  | F102T |  | 0 | 0 | 0 | 0 | 0 | 0 | 0 | 0 | 0 | 1869
1204 |  |  |  | CAEW | F102T |  | 0 | 0 | 0 | 0 | 0 | 0 | 0 | 0 | 0 | 1870
1205 |  |  |  | CAEE | F102T |  | 0 | 0 | 0 | 0 | 0 | 0 | 0 | 0 | 0 | 1871
1206 |  |  |  | SG | F102T |  | 0 | 0 | 0 | 0 | 0 | 0 | 0 | 0 | 0 | 1872
1207 |  |  |  | SO | F102T |  | -1.521e-12 | -6.9091e-13 | -1.9813e-13 | -3.1469e-13 | -1.3612e-13 | -1.2424e-13 | -5.512e-14 | -1.789e-15 | 0 | 1873
1208 |  |  |  | SE | F12 |  | 0 | 0 | 0 | 0 | 0 | 0 | 0 | 0 | 0 | 1874
1209 |  |  |  | JBE | F102T |  | 0 | 0 | 0 | 0 | 0 | 0 | 0 | 0 | 0 | 1875
1210 |  |  |  | EXCTAX | F102T |  | 0 | 0 | 0 | 0 | 0 | 0 | 0 | 0 | 0 | 1876
1211 |  |  |  | Total Misc Deferred Debits |  |  | -1.521e-12 | -6.9091e-13 | -1.9813e-13 | -3.1469e-13 | -1.3612e-13 | -1.2424e-13 | -5.512e-14 | -1.789e-15 | 0
1212
1213 |  | CWC | Cash Working Capital |  | F137T |  | 0 | 0 | 0 | 0 | 0 | 0 | 0 | 0 | 0 | 1884
1214
1215 |  | OWC | Other Working Capital |  | F137T |  | 0 | 0 | 0 | 0 | 0 | 0 | 0 | 0 | 0 | 1897
1216 |  |  |  | Total Other Working Capital |  |  | 0 | 0 | 0 | 0 | 0 | 0 | 0 | 0 | 0
1217
1218 |  | 18222 | Nuclear Plant |  | F12 |  | 0 | 0 | 0 | 0 | 0 | 0 | 0 | 0 | 0 | 1911
1219
1220 |  | 1869 | Misc Deferred Debits-Trojan |  | F12 |  | 0 | 0 | 0 | 0 | 0 | 0 | 0 | 0 | 0 | 1916
1221
1222 |  | 141 | Impact Housing - Notes Receivable |  | F12 |  | 0 | 0 | 0 | 0 | 0 | 0 | 0 | 0 | 0 | 1919
1223 |  | TOTAL RATE BASE ADDITIONS |  |  |  |  | 9.0876e-10 | 4.598e-10 | 1.197e-10 | 1.6222e-10 | 7.0001e-11 | 6.3623e-11 | 3.0045e-11 | 3.367e-12 | 0
1224
1225 |  | Distribution - METER - Unbundled
1226
1227 |  | A |  | B | C |  | D | E | F | G | H | I | J | K
1228 |  | FERC ACCT |  | DESCRIPTION | COS Factor |  | Washington Jurisdiction Normalized | Residential Schedule 16 | Small General Service Schedule 24 | Large General Service < 1,000 kW Schedule 36 | Large General Service > 1,000 kW Schedule 48 | Large General Dedicated Facilities Schedule 48 | Agricultural Pumping Schedule 40 | Street & Area Lighting Sch. 15, 51-54, 57
1229
1230 |  | 235 | Customer Service Deposits |  | F51 |  | 0 | 0 | 0 | 0 | 0 | 0 | 0 | 0 | 0 | 1931
1231
1232 |  | 2281 | Accum Prov for Property Insurance |  | F102T |  | 0 | 0 | 0 | 0 | 0 | 0 | 0 | 0 | 0 | 1935
1233
1234 |  | 2282 | Accum Prov for Injuries & Damages |  | F102T |  | -54606.6998 | -24804.9786 | -7113.1845 | -11297.8344 | -4887.0439 | -4460.5249 | -1978.9069 | -64.2266 | 0 | 1939
1235
1236 |  | 2283 | Accum Prov for Pension & Benefits |  | F102T |  | 944.5815 | 429.0742 | 123.0432 | 195.4289 | 84.5356 | 77.1577 | 34.2309 | 1.111 | 0 | 1944
1237
1238 |  | 254 | Reg Liabilities - Insurance Provision |  | F12 |  | 0 | 0 | 0 | 0 | 0 | 0 | 0 | 0 | 0 | 1950
1239
1240 |  | 22844 | Accum Hydro Relicensing Obligation |  | F12 |  | 0 | 0 | 0 | 0 | 0 | 0 | 0 | 0 | 0 | 1954
1241
1242
1243 |  | 22842 | Accum Misc Oper Prov - Trojan |  | F12 |  | 0 | 0 | 0 | 0 | 0 | 0 | 0 | 0 | 0 | 1959
1244
1245 |  | 252 | Customer Advances for Const |  | F50 |  | 0 | 0 | 0 | 0 | 0 | 0 | 0 | 0 | 0 | 1967
1246
1247 |  | 25398 | SO2 Emissions |  | F12 |  | 0 | 0 | 0 | 0 | 0 | 0 | 0 | 0 | 0 | 1970
1248
1249 |  | 25399 | Other Deferred Credits |  | F12 |  | 0 | 0 | 0 | 0 | 0 | 0 | 0 | 0 | 0 | 1979
1250
1251 |  | 190 | Accum Deferred Income Taxes |  | F104T |  | 0 | 0 | 0 | 0 | 0 | 0 | 0 | 0 | 0 | 1982
1252 |  |  |  | SG/CAGW | F104T |  | 0 | 0 | 0 | 0 | 0 | 0 | 0 | 0 | 0 | 1983
1253 |  |  |  | DOP | F138T |  | 0.0033862 | 0.0015382 | 0.0004411 | 0.00070059 | 0.00030305 | 0.0002766 | 0.00012271 | 3.9828e-06 | 0 | 1984
1254 |  |  |  | CN | F104T |  | 0 | 0 | 0 | 0 | 0 | 0 | 0 | 0 | 0 | 1985
1255 |  |  |  | BADDEBT | F42 |  | 0 | 0 | 0 | 0 | 0 | 0 | 0 | 0 | 0 | 1986
1256 |  |  |  | JBG | F104T |  | 0 | 0 | 0 | 0 | 0 | 0 | 0 | 0 | 0 | 1987
1257 |  |  |  | JBE | F104T |  | 0 | 0 | 0 | 0 | 0 | 0 | 0 | 0 | 0 | 1988
1258 |  |  |  | SE/CAEW | F104T |  | 0 | 0 | 0 | 0 | 0 | 0 | 0 | 0 | 0 | 1989
1259 |  |  |  | SNP | F104T |  | 0 | 0 | 0 | 0 | 0 | 0 | 0 | 0 | 0 | 1990
1260 |  |  |  | SNPD | F104T |  | 0 | 0 | 0 | 0 | 0 | 0 | 0 | 0 | 0 | 1991
1261 |  |  |  | Total Accum Deferred Income Taxes |  |  | 0.0033862 | 0.0015382 | 0.0004411 | 0.00070059 | 0.00030305 | 0.0002766 | 0.00012271 | 3.9828e-06 | 0
1262
1263 |  | 281 | Accum Deferred Income Taxes |  | F104T |  | 0.0055585 | 0.0025248 | 0.00072395 | 0.0011501 | 0.00049754 | 0.00045423 | 0.00020136 | 6.5023e-06 | 0 | 1998
1264
1265 |  | 282 | Accum Deferred Income Taxes |  | F104T |  | -67145286.8493 | -30498905.8593 | -8745053.7972 | -13893334.6113 | -6010145.1961 | -5486923.2856 | -2432378.312 | -78545.7877 | 0 | 2001
1266 |  |  |  |  | F104T |  | 0 | 0 | 0 | 0 | 0 | 0 | 0 | 0 | 0 | 2002
1267 |  |  |  |  | F104T |  | 0 | 0 | 0 | 0 | 0 | 0 | 0 | 0 | 0 | 2003
1268 |  |  |  |  | F104T |  | -5288.1559 | -2401.9998 | -688.7335 | -1094.1962 | -473.3405 | -432.1332 | -191.5666 | -6.186 | 0 | 2004
1269 |  |  |  |  | F104T |  | 0 | 0 | 0 | 0 | 0 | 0 | 0 | 0 | 0 | 2005
1270 |  |  |  | DITBAL | F104T |  | 1318.0972 | 598.7095 | 171.67 | 272.7334 | 117.9823 | 107.7112 | 47.7489 | 1.5419 | 0 | 2006
1271 |  |  |  | DGP | F42 |  | -9489.7502 | -7743.7786 | -1332.6748 | -79.2428 | -21.7825 | -0.31155 | -132.9402 | -179.0197 | 0 | 2007
1272 |  |  |  | SO | F138T |  | -9835.0515 | -4467.5515 | -1281.1347 | -2034.8196 | -880.1911 | -803.372 | -356.4151 | -11.5677 | 0 | 2008
1273 |  |  |  | JBE | F104T |  | 0.0095013 | 0.0043157 | 0.0012375 | 0.001966 | 0.00085046 | 0.00077642 | 0.00034419 | 1.1115e-05 | 0 | 2009
1274 |  |  |  | SE | F104T |  | 0 | 0 | 0 | 0 | 0 | 0 | 0 | 0 | 0 | 2010
1275 |  |  |  | SG | F104T |  | 0 | 0 | 0 | 0 | 0 | 0 | 0 | 0 | 0 | 2011
1276 |  |  |  | Total Accum Deferred Income Taxes |  |  | -67168581.7002 | -30512920.4754 | -8748184.6689 | -13896270.1345 | -6011402.527 | -5488051.3903 | -2433011.4847 | -78741.0192 | 0
1277
1278
1279 |  | 283 | Accum Deferred Income Taxes |  | F104T |  | -0.0097135 | -0.0044121 | -0.0012651 | -0.0020099 | -0.00086945 | -0.00079376 | -0.00035188 | -1.1363e-05 | 0 | 2015
1280 |  |  |  | SG/CAGW | F104T |  | 0 | 0 | 0 | 0 | 0 | 0 | 0 | 0 | 0 | 2016
1281 |  |  |  | SE | F104T |  | 0 | 0 | 0 | 0 | 0 | 0 | 0 | 0 | 0 | 2017
1282 |  |  |  | SO | F138T |  | 0.0042675 | 0.0019385 | 0.00055589 | 0.00088292 | 0.00038192 | 0.00034859 | 0.00015465 | 5.0193e-06 | 0 | 2018
1283 |  |  |  | GPS | F104T |  | 0.0063028 | 0.0028629 | 0.00082088 | 0.0013041 | 0.00056416 | 0.00051505 | 0.00022832 | 7.3729e-06 | 0 | 2019
1284 |  |  |  | SNP | F104T |  | 0.00087906 | 0.00039929 | 0.00011449 | 0.00018189 | 7.8684e-05 | 7.1834e-05 | 3.1844e-05 | 1.0283e-06 | 0 | 2020
1285 |  |  |  | TROJD | F104T |  | 0 | 0 | 0 | 0 | 0 | 0 | 0 | 0 | 0 | 2021
1286 |  |  |  | SNPD | F104T |  | 0 | 0 | 0 | 0 | 0 | 0 | 0 | 0 | 0 | 2022
1287 |  |  |  | JBE | F104T |  | 0 | 0 | 0 | 0 | 0 | 0 | 0 | 0 | 0 | 2023
1288 |  |  |  | Total Accum Deferred Income Taxes |  |  | 0.0017358 | 0.00078856 | 0.00022617 | 0.00035908 | 0.00015531 | 0.00014171 | 6.294e-05 | 2.0578e-06 | 0
1289
1290 |  | 255 | Accum Investment Tax Credit |  | F104T |  | -5052.7622 | -2295.0787 | -658.0756 | -1045.4899 | -452.2705 | -412.8975 | -183.0393 | -5.9107 | 0 | 2037
1291 |  | TOTAL RATE BASE DEDUCTIONS |  |  |  |  | -67227296.57 | -30539591.4538 | -8755832.8844 | -13908418.0277 | -6016657.3049 | -5492847.654 | -2435139.1997 | -78810.0455 | 0
1292
1293 | [6 empty] | D: ACCUMULATED DEPRECIATION
1294 | [6 empty] | D: GENERATION PLANT
1295
1296 |  | 108SP | Steam Prod Accumulated Depr |  | F12 |  | 0 | 0 | 0 | 0 | 0 | 0 | 0 | 0 | 0 | 2048
1297
1298 |  | 108NP | Nuclear Prod Accumulated Depr |  | F12 |  | 0 | 0 | 0 | 0 | 0 | 0 | 0 | 0 | 0 | 2054
1299
1300 |  | 108HP | Hydraulic Prod Accum Depr |  | F12 |  | 0 | 0 | 0 | 0 | 0 | 0 | 0 | 0 | 0 | 2062
1301
1302 |  | 108OP | Other Generation - Accum Depr |  | F12 |  | 0 | 0 | 0 | 0 | 0 | 0 | 0 | 0 | 0 | 2065
1303 |  |  |  | SGU | F12 |  | 0 | 0 | 0 | 0 | 0 | 0 | 0 | 0 | 0 | 2066
1304 |  |  |  | SG-P | F12 |  | 0 | 0 | 0 | 0 | 0 | 0 | 0 | 0 | 0 | 2067
1305 |  |  |  | SG | F12 |  | 0 | 0 | 0 | 0 | 0 | 0 | 0 | 0 | 0 | 2068
1306 |  |  |  | CAEW | F12 |  | 0 | 0 | 0 | 0 | 0 | 0 | 0 | 0 | 0 | 2069
1307 |  |  |  | CAGE | F12 |  | 0 | 0 | 0 | 0 | 0 | 0 | 0 | 0 | 0 | 2070
1308 |  |  |  | Total Other Generation - Accum Depr |  |  | 0 | 0 | 0 | 0 | 0 | 0 | 0 | 0 | 0
1309
1310 |  | 108EP | Experimental Plant - Accum Depr |  | F12 |  | 0 | 0 | 0 | 0 | 0 | 0 | 0 | 0 | 0 | 2076
1311
1312
1313
1314 |  | TOTAL GENERATION PLANT DEPRECIATION |  |  |  |  | 0 | 0 | 0 | 0 | 0 | 0 | 0 | 0 | 0
1315
1316
1317 | [6 empty] | D: TRANSMISSION PLANT
1318
1319 |  | 108TP | Transmission Plant Accum Depr |  | F106 |  | -132790772.7641 | -60319929.4301 | -17297607.4937 | -27473701.2884 | -11884152.3424 | -10846957.3342 | -4812240.6723 | -156184.203 | 0 | 2087
1320
1321
1322 | [6 empty] | D: DISTRIBUTION PLANT
1323
1324 |  | 108360 | Land and Land Rights |  | F118 |  | 0 | 0 | 0 | 0 | 0 | 0 | 0 | 0 | 0 | 2091
1325
1326 |  | 108361 | Structures and Improvements |  | F119 |  | 0 | 0 | 0 | 0 | 0 | 0 | 0 | 0 | 0 | 2095
1327
1328 |  | 108362 | Station Equipment |  | F120 |  | 0 | 0 | 0 | 0 | 0 | 0 | 0 | 0 | 0 | 2099
1329
1330 |  | Distribution - METER - Unbundled
1331
1332 |  | A |  | B | C |  | D | E | F | G | H | I | J | K
1333 |  | FERC ACCT |  | DESCRIPTION | COS Factor |  | Washington Jurisdiction Normalized | Residential Schedule 16 | Small General Service Schedule 24 | Large General Service < 1,000 kW Schedule 36 | Large General Service > 1,000 kW Schedule 48 | Large General Dedicated Facilities Schedule 48 | Agricultural Pumping Schedule 40 | Street & Area Lighting Sch. 15, 51-54, 57
1334
1335 |  | 108364 | Poles, Towers & Fixtures |  | F121 |  | 0 | 0 | 0 | 0 | 0 | 0 | 0 | 0 | 0 | 2103
1336
1337 |  | 108365 | Overhead Conductors |  | F122 |  | 0 | 0 | 0 | 0 | 0 | 0 | 0 | 0 | 0 | 2107
1338
1339 |  | 108366 | Underground Conduit |  | F123 |  | 0 | 0 | 0 | 0 | 0 | 0 | 0 | 0 | 0 | 2111
1340
1341 |  | 108367 | Underground Conductors |  | F124 |  | 0 | 0 | 0 | 0 | 0 | 0 | 0 | 0 | 0 | 2115
1342
1343 |  | 108368 | Line Transformers |  | F125 |  | 0 | 0 | 0 | 0 | 0 | 0 | 0 | 0 | 0 | 2119
1344
1345 |  | 108369 | Services |  | F126 |  | 0 | 0 | 0 | 0 | 0 | 0 | 0 | 0 | 0 | 2123
1346
1347 |  | 108370 | Meters |  | F127 |  | 0 | 0 | 0 | 0 | 0 | 0 | 0 | 0 | 0 | 2127
1348
1349 |  | 108371 | Install on Customers' Premises |  | F128 |  | 0 | 0 | 0 | 0 | 0 | 0 | 0 | 0 | 0 | 2131
1350
1351 |  | 108372 | Leased Property |  | F129 |  | 0 | 0 | 0 | 0 | 0 | 0 | 0 | 0 | 0 | 2135
1352
1353 |  | 108373 | Street Lights |  | F130 |  | 0 | 0 | 0 | 0 | 0 | 0 | 0 | 0 | 0 | 2139
1354
1355 |  | 108D00 | Unclassified Dist Plant - Acct 300 |  | F121 |  | 0 | 0 | 0 | 0 | 0 | 0 | 0 | 0 | 0 | 2143
1356
1357 |  | 108DS | Unclassified Dist Sub - Acct 300 |  | F120 |  | 0 | 0 | 0 | 0 | 0 | 0 | 0 | 0 | 0 | 2147
1358
1359 |  | 108D | Unclassified Dist Sub - Acct 300 |  | F102T |  | 0 | 0 | 0 | 0 | 0 | 0 | 0 | 0 | 0 | 2151
1360
1361
1362 |  | TOTAL DISTRIBUTION PLANT DEPR |  |  |  |  | 0 | 0 | 0 | 0 | 0 | 0 | 0 | 0 | 0
1363
1364 | [6 empty] | D: GENERAL PLANT
1365 |  | 108GP | General Plant Accumulated Depr
1366 |  |  |  | S | F107T |  | -7251998.5204 | -3294205.0857 | -944660.697 | -1500399.7412 | -649019.9086 | -592376.3896 | -262807.1327 | -8529.5656 | 0 | 2157
1367 |  |  |  | SG-P | F105T |  | 1613.9868 | 733.1501 | 210.2413 | 333.9252 | 144.4443 | 131.8378 | 58.4897 | 1.8983 | 0 | 2158
1368 |  |  |  | SG-U | F105T |  | 0 | 0 | 0 | 0 | 0 | 0 | 0 | 0 | 0 | 2159
1369 |  |  |  | CAGW | F105T |  | -3921065.7301 | -1781135.8667 | -510766.3322 | -811247.5465 | -350917.0217 | -320290.5729 | -142096.5598 | -4611.8304 | 0 | 2160
1370 |  |  |  | CN | F42 |  | 0 | 0 | 0 | 0 | 0 | 0 | 0 | 0 | 0 | 2161
1371 |  |  |  | SO | F102T |  | -1439891.2818 | -654067.5884 | -187563.29 | -297905.8118 | -128863.5271 | -117616.9019 | -52180.609 | -1693.5535 | 0 | 2162
1372 |  |  |  | SE | F12 |  | 0 | 0 | 0 | 0 | 0 | 0 | 0 | 0 | 0 | 2163
1373 |  |  |  | JBG | F105T |  | -861848.0539 | -391492.667 | -112266.1541 | -178311.7569 | -77131.365 | -70399.6887 | -31232.7444 | -1013.6777 | 0 | 2164
1374 |  |  |  | CAGE | F105T |  | 0 | 0 | 0 | 0 | 0 | 0 | 0 | 0 | 0 | 2165
1375 |  |  |  | CAGE | F105T |  | 0 | 0 | 0 | 0 | 0 | 0 | 0 | 0 | 0 | 2166
1376 |  |  | Total General Plant Accumulated Depr |  |  |  | -13473189.5994 | -6120168.0578 | -1755046.232 | -2787530.9312 | -1205787.3782 | -1100551.7153 | -488258.5561 | -15846.7289 | 0
1377
1378 |  | 108MP | Mining Plant Accumulated Depr. |  | F12 |  | 0 | 0 | 0 | 0 | 0 | 0 | 0 | 0 | 0 | 2173
1379
1380 |  | 1081390 | Accum Depr - Capital Lease |  | F12 |  | 0 | 0 | 0 | 0 | 0 | 0 | 0 | 0 | 0 | 2180
1381 |  |  | Remove Capital Lease |  | F12 |  | 0 | 0 | 0 | 0 | 0 | 0 | 0 | 0 | 0 | 2183
1382
1383 |  | 1081399L | Accum Depr - Capital Lease |  | F12 |  | 0 | 0 | 0 | 0 | 0 | 0 | 0 | 0 | 0 | 2187
1384 |  |  |  | SE | F12 |  | 0 | 0 | 0 | 0 | 0 | 0 | 0 | 0 | 0 | 2188
1385 |  |  | Remove Capital Lease |  | F12 |  | 0 | 0 | 0 | 0 | 0 | 0 | 0 | 0 | 0 | 2191
1386
1387 |  | TOTAL GENERAL PLANT ACCUM DEPR |  |  |  |  | -13473189.5994 | -6120168.0578 | -1755046.232 | -2787530.9312 | -1205787.3782 | -1100551.7153 | -488258.5561 | -15846.7289 | 0
1388
1389
1390 |  | TOTAL ACCUM DEPR - PLANT IN SERVICE |  |  |  |  | -146263962.3635 | -66440097.4879 | -19052653.7256 | -30261232.2196 | -13089939.7205 | -11947509.0495 | -5300499.2284 | -172030.9319 | 0
1391
1392
1393 | [6 empty] | D: ACCUMULATED AMORTIZATION
1394
1395 |  | 111CLS | Accum Prov for Amort-Steam |  | F12 |  | 0 | 0 | 0 | 0 | 0 | 0 | 0 | 0 | 0 | 2204
1396
1397 |  | 111CLG | Accum Prov for Amort-General
1398 |  |  |  | S | F108 |  | -492098.3874 | -229494.6164 | -69128.9656 | -97136.0366 | -40686.4877 | -32519.4439 | -21052.0269 | -2080.8102 | 0 | 2208
1399 |  |  |  | CN | F108 |  | 0 | 0 | 0 | 0 | 0 | 0 | 0 | 0 | 0 | 2209
1400 |  |  |  | SG | F108 |  | 0 | 0 | 0 | 0 | 0 | 0 | 0 | 0 | 0 | 2210
1401 |  |  |  | SO | F108 |  | -51172.3828 | -23864.7121 | -7188.5907 | -10100.9932 | -4230.9111 | -3381.6356 | -2189.1606 | -216.3795 | 0 | 2211
1402 |  |  |  | SE | F108 |  | 0 | 0 | 0 | 0 | 0 | 0 | 0 | 0 | 0 | 2212
1403 |  |  | Total Accum Prov for Amort-General |  |  |  | -543270.7702 | -253359.3285 | -76317.5563 | -107237.0298 | -44917.3988 | -35901.0795 | -23241.1875 | -2297.1897 | 0 | 2213
1404
1405 |  | 111CLH | Accum Prov for Amort-Hydro |  | F12 |  | 0 | 0 | 0 | 0 | 0 | 0 | 0 | 0 | 0 | 2219
1406
1407 |  | 111IP | Accum Prov for Amort-Intangible
1408 |  |  |  | S | F107T |  | 1991.9303 | 904.8302 | 259.4731 | 412.1197 | 178.2684 | 162.71 | 72.1861 | 2.3428 | 0 | 2223
1409 |  |  |  | DGP | F105T |  | 0 | 0 | 0 | 0 | 0 | 0 | 0 | 0 | 0 | 2224
1410 |  |  |  | DGU | F105T |  | 0 | 0 | 0 | 0 | 0 | 0 | 0 | 0 | 0 | 2225
1411 |  |  |  | SE | F12 |  | 0 | 0 | 0 | 0 | 0 | 0 | 0 | 0 | 0 | 2226
1412 |  |  |  | SG | F105T |  | -237400.5117 | -107838.6835 | -30924.2938 | -49116.8973 | -21246.2341 | -19391.959 | -8603.2213 | -279.2228 | 0 | 2227
1413 |  |  |  | CN | F42 |  | 0 | 0 | 0 | 0 | 0 | 0 | 0 | 0 | 0 | 2228
1414 |  |  |  | JBG | F105T |  | -40890.6345 | -18574.4848 | -5326.5007 | -8460.0538 | -3659.5203 | -3340.1339 | -1481.8467 | -48.0942 | 0 | 2229
1415 |  |  |  | CAGE | F105T |  | -4767128.1608 | -2165457.9475 | -620976.2176 | -986293.3423 | -426635.6473 | -389400.8197 | -172757.2447 | -5606.9416 | 0 | 2230
1416 |  |  |  | CAGE | F105T |  | 0 | 0 | 0 | 0 | 0 | 0 | 0 | 0 | 0 | 2231
1417 |  |  |  | SO | F102T |  | -3897619.5313 | -1770485.4801 | -507712.1807 | -806396.6532 | -348818.6966 | -318375.3802 | -141246.8867 | -4584.2538 | 0 | 2232
1418 |  |  | Total Accum Prov for Amort-Intangible |  |  |  | -8941046.908 | -4061451.7658 | -1164679.7197 | -1849854.8268 | -800181.83 | -730345.5829 | -324017.0133 | -10516.1696 | 0
1419
1420 |  | 111390 | Accum Prov for Amort-Capital Lease |  | F12 |  | 0 | 0 | 0 | 0 | 0 | 0 | 0 | 0 | 0 | 2243
1421
1422
1423 |  | TOTAL ACCUM PROV FOR AMORTIZATION |  |  |  |  | -9484317.6782 | -4314811.0943 | -1240997.276 | -1957091.8566 | -845099.2288 | -766246.6624 | -347258.2008 | -12813.3593 | 0

## Transmission-Energy
Transmission Energy |  |  | - | Transmission - Energy - Unbundled
PacifiCorp
3 | Cost Of Service By Rate Schedule
4 | State of Washington
5 | WCA
6 | 12 Months Ending June 2018
7
8
9 |  | A |  | B | C |  | D | E | F | G | H | I | J | K | Chk Total
12 |  |  |  | DESCRIPTION |  |  | Washington Jurisdiction Normalized | Residential Schedule 16 | Small General Service Schedule 24 | Large General Service < 1,000 kW Schedule 36 | Large General Service > 1,000 kW Schedule 48 | Large General Dedicated Facilities Schedule 48 | Agricultural Pumping Schedule 40 | Street & Area Lighting Sch. 15, 51-54, 57 | 0
13
12 |  |  |  | Operating Revenues |  |  | 0.46494 | 0.2112 | 0.060564 | 0.096193 | 0.04161 | 0.037978 | 0.016849 | 0.00054684 | 0
13
14 |  |  |  | Operating Expenses
15 |  |  |  | Operation & Maintenance Expenses |  |  | 0.46494 | 0.2112 | 0.060564 | 0.096193 | 0.04161 | 0.037978 | 0.016849 | 0.00054684 | 0
16 |  |  |  | Depreciation Expense |  |  | 0 | 0 | 0 | 0 | 0 | 0 | 0 | 0 | 0
17 |  |  |  | Amortization Expense |  |  | 0 | 0 | 0 | 0 | 0 | 0 | 0 | 0 | 0
18 |  |  |  | Taxes Other Than Income |  |  | 0 | 0 | 0 | 0 | 0 | 0 | 0 | 0 | 0
19 |  |  |  | Income Taxes - Federal |  |  | 0 | 0 | 0 | 0 | 0 | 0 | 0 | 0 | 0
20 |  |  |  | Income Taxes - State |  |  | 0 | 0 | 0 | 0 | 0 | 0 | 0 | 0 | 0
21 |  |  |  | Income Taxes Deferred |  |  | 0 | 0 | 0 | 0 | 0 | 0 | 0 | 0 | 0
22 |  |  |  | Investment Tax Credit Adj |  |  | 0 | 0 | 0 | 0 | 0 | 0 | 0 | 0 | 0
23 |  |  |  | Misc Revenues & Expense |  |  | 0 | 0 | 0 | 0 | 0 | 0 | 0 | 0 | 0
24
25 |  |  |  | Total Operating Expenses |  |  | 0.46494 | 0.2112 | 0.060564 | 0.096193 | 0.04161 | 0.037978 | 0.016849 | 0.00054684 | 0
26
27 |  |  |  | Operating Revenue For Return |  |  | 0 | 0 | 0 | 0 | 0 | 0 | 0 | 0 | 0
28
29
30 |  |  |  | Rate Base :
31 |  |  |  | Electric Plant In Service |  |  | 0 | 0 | 0 | 0 | 0 | 0 | 0 | 0 | 0
32 |  |  |  | Plant Held For Future Use |  |  | 0 | 0 | 0 | 0 | 0 | 0 | 0 | 0 | 0
33 |  |  |  | Electric Plant Acquisition Adj |  |  | 0 | 0 | 0 | 0 | 0 | 0 | 0 | 0 | 0
34 |  |  |  | Pensions |  |  | 0 | 0 | 0 | 0 | 0 | 0 | 0 | 0 | 0
35 |  |  |  | Prepayments |  |  | 0 | 0 | 0 | 0 | 0 | 0 | 0 | 0 | 0
36 |  |  |  | Fuel Stock |  |  | 0 | 0 | 0 | 0 | 0 | 0 | 0 | 0 | 0
37 |  |  |  | Materials & Supplies |  |  | 0 | 0 | 0 | 0 | 0 | 0 | 0 | 0 | 0
38 |  |  |  | Misc Deferred Debits |  |  | 0 | 0 | 0 | 0 | 0 | 0 | 0 | 0 | 0
39 |  |  |  | Cash Working Capital |  |  | 0 | 0 | 0 | 0 | 0 | 0 | 0 | 0 | 0
40 |  |  |  | Weatherization Loans |  |  | 0 | 0 | 0 | 0 | 0 | 0 | 0 | 0 | 0
41 |  |  |  | Miscellaneous Rate Base |  |  | 0 | 0 | 0 | 0 | 0 | 0 | 0 | 0 | 0
42
43 |  |  |  | Total Rate Base Additions |  |  | 0 | 0 | 0 | 0 | 0 | 0 | 0 | 0 | 0
44
45 |  |  |  | Rate Base Deductions :
46 |  |  |  | Accum Provision For Depreciation |  |  | 0 | 0 | 0 | 0 | 0 | 0 | 0 | 0 | 0
47 |  |  |  | Accum Provision For Amortization |  |  | 0 | 0 | 0 | 0 | 0 | 0 | 0 | 0 | 0
48 |  |  |  | Accum Deferred Income Taxes |  |  | 0 | 0 | 0 | 0 | 0 | 0 | 0 | 0 | 0
49 |  |  |  | Unamortized ITC |  |  | 0 | 0 | 0 | 0 | 0 | 0 | 0 | 0 | 0
50 |  |  |  | Customer Advance For Construction |  |  | 0 | 0 | 0 | 0 | 0 | 0 | 0 | 0 | 0
51 |  |  |  | Customer Service Deposits |  |  | 0 | 0 | 0 | 0 | 0 | 0 | 0 | 0 | 0
52 |  |  |  | Misc Rate Base Deductions |  |  | 0 | 0 | 0 | 0 | 0 | 0 | 0 | 0 | 0
53 | [14 empty] | 0
54 |  |  |  | Total Rate Base Deductions |  |  | 0 | 0 | 0 | 0 | 0 | 0 | 0 | 0 | 0
55 | [14 empty] | 0
56 |  |  |  | Total Rate Base |  |  | 0 | 0 | 0 | 0 | 0 | 0 | 0 | 0 | 0
57
58
59 |  |  |  | Return On Rate Base |  |  | #DIV/0! | 4.789% | 11.38% | 10.09% | 9.37% | 5.61% | 9.373% | 26.57%
60
61 |  |  |  | Return On Equity |  |  | #DIV/0! | 4.321% | 17.05% | 14.56% | 13.18% | 5.908% | 13.18% | 46.41%
PacifiCorp
Cost Of Service By Rate Schedule
State of Washington
WCA
12 Months Ending June 2018
|  | A |  | B | C |  | D | E | F | G | H | I | J | K
|  |  |  | DESCRIPTION | COS Factor |  | Washington Jurisdiction Normalized | Residential Schedule 16 | Small General Service Schedule 24 | Large General Service < 1,000 kW Schedule 36 | Large General Service > 1,000 kW Schedule 48 | Large General Dedicated Facilities Schedule 48 | Agricultural Pumping Schedule 40 | Street & Area Lighting Sch. 15, 51-54, 57
79 |  |  |  | Total Rate Base |  |  | 0 | 0 | 0 | 0 | 0 | 0 | 0 | 0 | 0
80
81
82 |  |  |  | Return On Ratebase ($$) | 7.47% |  | 0 | 0 | 0 | 0 | 0 | 0 | 0 | 0 | 0
83 |  |  |  | Operating & Maintenance Expense |  |  | 0.46494 | 0.2112 | 0.060564 | 0.096193 | 0.04161 | 0.037978 | 0.016849 | 0.00054684 | 0
84 |  |  |  | Bad Debt to Produce ROR | F80 |  | 0 | 0 | 0 | 0 | 0 | 0 | 0 | 0 | 0
85 |  |  |  | Depreciation Expense |  |  | 0 | 0 | 0 | 0 | 0 | 0 | 0 | 0 | 0
86 |  |  |  | Amortization Expense |  |  | 0 | 0 | 0 | 0 | 0 | 0 | 0 | 0 | 0
87 |  |  |  | Taxes Other Than Income |  |  | 0 | 0 | 0 | 0 | 0 | 0 | 0 | 0 | 0
88 |  |  |  | Federal Income Taxes |  |  | 0 | 0 | 0 | 0 | 0 | 0 | 0 | 0 | 0
89 |  |  |  | FIT Adj to Produce Target ROR | F101 |  | 0 | 0 | 0 | 0 | 0 | 0 | 0 | 0 | 0
90 |  |  |  | State Income Taxes |  |  | 0 | 0 | 0 | 0 | 0 | 0 | 0 | 0 | 0
91 |  |  |  | SIT Adj to Produce Target ROR | F101 |  | 0 | 0 | 0 | 0 | 0 | 0 | 0 | 0 | 0
92 |  |  |  | Deferred Income Taxes |  |  | 0 | 0 | 0 | 0 | 0 | 0 | 0 | 0 | 0
93 |  |  |  | Investment Tax Credit |  |  | 0 | 0 | 0 | 0 | 0 | 0 | 0 | 0 | 0
94 |  |  |  | Misc Revenue & Expenses |  |  | 0 | 0 | 0 | 0 | 0 | 0 | 0 | 0 | 0
95 |  |  |  | Revenue Credits |  |  | 0 | 0 | 0 | 0 | 0 | 0 | 0 | 0 | 0
96
97 |  |  |  | Total Revenue Requirements |  |  | 0.46494 | 0.2112 | 0.060564 | 0.096193 | 0.04161 | 0.037978 | 0.016849 | 0.00054684 | 0
98 |  |  |  | Operating Revenues |  |  | 0.46494 | 0.2112 | 0.060564 | 0.096193 | 0.04161 | 0.037978 | 0.016849 | 0.00054684 | 0
99
100 |  |  |  | Increase / (Decrease) Required to
101 |  |  |  | Earn Equal Rates of Return |  |  | 0 | 0 | 0 | 0 | 0 | 0 | 0 | 0 | 0
102
103 |  |  |  | Existing Revenues |  |  | 0.46494 | 0.2112 | 0.060564 | 0.096193 | 0.04161 | 0.037978 | 0.016849 | 0.00054684 | 0
104 |  |  |  | check |  |  | 0 | 0 | 0 | 0 | 0 | 0 | 0 | 0 | 0
105 |  |  |  | Percent Increase / (Decrease)
106 |  |  |  | Over Existing Rates To
107 |  |  |  | Equal Authorized RoE & RoR | bar: D to K
[5 empty] | WCA |  | E: ELECTRIC REVENUES
|  | Transmission - Energy - Unbundled |  |  | Method
|  | A |  | B | 0 |  | D | E | F | G | H | I | J | K
|  | FERC ACCT |  | DESCRIPTION | COS Factor |  | Washington Jurisdiction Normalized | Residential Schedule 16 | Small General Service Schedule 24 | Large General Service < 1,000 kW Schedule 36 | Large General Service > 1,000 kW Schedule 48 | Large General Dedicated Facilities Schedule 48 | Agricultural Pumping Schedule 40 | Street & Area Lighting Sch. 15, 51-54, 57 |  | Func Study Row
120 |  | 440 | Residential Sales |  | A |  | 0.2112 | 0.2112 | 0 | 0 | 0 | 0 | 0 | 0 | 0
121
122 |  | 442 | Commercial & Industrial Sales |  | A |  | 0.21158 | 0 | 0.060564 | 0.096193 | 0 | 0.037978 | 0.016849 | 0 | 0
123 |  |  |  | Interruptible Demand | F30 |  | 0 | 0 | 0 | 0 | 0 | 0 | 0 | 0 | 0 | 100
124 |  |  |  | Interruptible Energy | F30 |  | 0 | 0 | 0 | 0 | 0 | 0 | 0 | 0 | 0 | 101
125 | [6 empty] | 0.21158 | 0 | 0.060564 | 0.096193 | 0 | 0.037978 | 0.016849 | 0 | 0
126
127 |  | 444 | Public Street & Highway Lighting |  | A |  | 0.042156 | 0 | 0 | 0 | 0.04161 | 0 | 0 | 0.00054684 | 0
128
129 |  | 445 | Other Sales to Public Authority |  | A |  | 0 | 0 | 0 | 0 | 0 | 0 | 0 | 0 | 0
130
131 |  | 448 | Interdepartmental |  | A | 0 | 0 | 0 | 0 | 0 | 0 | 0 | 0 | 0 | 0 | 114
132 |  |  |  | Demand | F30 |  | 0 | 0 | 0 | 0 | 0 | 0 | 0 | 0 | 0 | 115
133 | [6 empty] | 0 | 0 | 0 | 0 | 0 | 0 | 0 | 0 | 0
134
135 |  | Total Sales to Ultimate Customers |  |  |  |  | 0.46494 | 0.2112 | 0.060564 | 0.096193 | 0.04161 | 0.037978 | 0.016849 | 0.00054684 | 0
136
137 |  | 447 | Sales for Resale |  | F30 |  | 0 | 0 | 0 | 0 | 0 | 0 | 0 | 0 | 0 | 121
138 | [6 empty] | 0 | 0 | 0 | 0 | 0 | 0 | 0 | 0 | 0
139
140 |  | 447NPC | Sales for Resale - NPC
141 |  |  |  | Demand | F10 |  | 0 | 0 | 0 | 0 | 0 | 0 | 0 | 0 | 0 | 0
142 |  |  |  | Energy | F10 |  | 0 | 0 | 0 | 0 | 0 | 0 | 0 | 0 | 0 | 127
143 | [6 empty] | 0 | 0 | 0 | 0 | 0 | 0 | 0 | 0 | 0
144
145 |  | 449 | Provision for Rate Refund |  | F11 |  | 0 | 0 | 0 | 0 | 0 | 0 | 0 | 0 | 0 | 133
146 |  |  |  |  | F30 |  | 0 | 0 | 0 | 0 | 0 | 0 | 0 | 0 |  | 134
147
148 |  | State Specific Revenue Credit |  |  | F140T |  | 0 | 0 | 0 | 0 | 0 | 0 | 0 | 0 | 0 | 136
149
150 |  | AGA Revenue |  |  | A | 0 | 0 | 0 | 0 | 0 | 0 | 0 | 0 | 0 | 0 | 137
151
152 |  | Total Sales from Electricity |  |  |  |  | 0.46494 | 0.2112 | 0.060564 | 0.096193 | 0.04161 | 0.037978 | 0.016849 | 0.00054684 | 0
153
154 |  | Other Electric Operating Revenues
155 |  | 450 | Forfeited Discounts & Interest |  | A | 0 | 0 | 0 | 0 | 0 | 0 | 0 | 0 | 0 | 0 | 143
156 |  |  |  | Customers | F40 |  | 0 | 0 | 0 | 0 | 0 | 0 | 0 | 0 | 0 | 144
157 | [6 empty] | 0 | 0 | 0 | 0 | 0 | 0 | 0 | 0 | 0
158
159 |  | 451 | Misc Electric Revenue |  | A | 0 | 0 | 0 | 0 | 0 | 0 | 0 | 0 | 0 | 0 | 148
160 |  |  |  | Demand | F30 |  | 0 | 0 | 0 | 0 | 0 | 0 | 0 | 0 | 0 | 149
161 |  |  |  | Customer | F40 |  | 0 | 0 | 0 | 0 | 0 | 0 | 0 | 0 | 0 | 150
162 | [6 empty] | 0 | 0 | 0 | 0 | 0 | 0 | 0 | 0 | 0
163
164 |  | 453 | Water Sales |  | F12 |  | 0 | 0 | 0 | 0 | 0 | 0 | 0 | 0 | 0 | 154
165
166 |  | 454 | Rent of Electric Property |  | A | 0 | 0 | 0 | 0 | 0 | 0 | 0 | 0 | 0 | 0 | 159
167 |  |  |  | Demand | F30 |  | 0 | 0 | 0 | 0 | 0 | 0 | 0 | 0 | 0 | 160
168 |  |  |  | Demand | F30 |  | 0 | 0 | 0 | 0 | 0 | 0 | 0 | 0 | 0 | 161
169 |  |  |  | Jim Bridger Generation | F30 |  | 0 | 0 | 0 | 0 | 0 | 0 | 0 | 0 | 0 | 162
170 |  |  |  | Customer | F40 |  | 0 | 0 | 0 | 0 | 0 | 0 | 0 | 0 | 0 | 163
171 | [6 empty] | 0 | 0 | 0 | 0 | 0 | 0 | 0 | 0 | 0
172
173 |  | 456 | Other Electric Revenue |  | A | 0 | 0 | 0 | 0 | 0 | 0 | 0 | 0 | 0 | 0 | 167
174 |  |  |  | Customer | F12 |  | 0 | 0 | 0 | 0 | 0 | 0 | 0 | 0 | 0 | 168
175 |  |  |  | Demand | F12 |  | 0 | 0 | 0 | 0 | 0 | 0 | 0 | 0 | 0 | 169
176 |  |  |  | Jim Bridger Generation | F12 |  | 0 | 0 | 0 | 0 | 0 | 0 | 0 | 0 | 0 | 170
177 |  |  |  | System Overhead | F40 |  | 0 | 0 | 0 | 0 | 0 | 0 | 0 | 0 | 0 | 171
178 |  |  |  | Demand | F12 |  | 0 | 0 | 0 | 0 | 0 | 0 | 0 | 0 | 0 | 172
179 |  |  |  | Wheeling Revenue - Energy | F12 |  | 0 | 0 | 0 | 0 | 0 | 0 | 0 | 0 | 0 | 173
180 | [6 empty] | 0 | 0 | 0 | 0 | 0 | 0 | 0 | 0 | 0
181 | [14 empty] | 0
182 |  | Total Other Electric Operating Revenues |  |  |  |  | 0 | 0 | 0 | 0 | 0 | 0 | 0 | 0 | 0
183 | [14 empty] | 0
184 |  | Total Electric Operating Revenues |  |  |  |  | 0.46494 | 0.2112 | 0.060564 | 0.096193 | 0.04161 | 0.037978 | 0.016849 | 0.00054684 | 0
185
186 |  | Miscellaneous Revenues
187 |  | 41160 | Gain on Sale of Utility Plant - CR |  | F12 |  | 0 | 0 | 0 | 0 | 0 | 0 | 0 | 0 | 0 | 187
188 |  | 41170 | Loss on Sale of Utility Plant |  | F12 |  | 0 | 0 | 0 | 0 | 0 | 0 | 0 | 0 | 0 | 192
189 |  | 4118 | Gain from Emission Allowances |  | F12 |  | 0 | 0 | 0 | 0 | 0 | 0 | 0 | 0 | 0 | 194
190 |  | 41181 | Gain from Disposition of NOX Credits |  | F12 |  | 0 | 0 | 0 | 0 | 0 | 0 | 0 | 0 | 0 | 199
191 |  | 4194 | Impact Housing Interest Income |  | F12 |  | 0 | 0 | 0 | 0 | 0 | 0 | 0 | 0 | 0 | 203
192 |  | 421 | (Gain)/Loss on Sale of Utility Plant |  | F12 |  | 0 | 0 | 0 | 0 | 0 | 0 | 0 | 0 | 0 | 212
193
194 |  | Total Miscellaneous Revenues |  |  |  |  | 0 | 0 | 0 | 0 | 0 | 0 | 0 | 0 | 0
195
196 |  | Miscellaneous Expenses
197 |  | 4311 | Interest on Customer Deposits |  | F80 |  | 0 | 0 | 0 | 0 | 0 | 0 | 0 | 0 | 0 | 218
198
199 |  | Net Miscellaneous Revenues And Expense |  |  |  |  | 0 | 0 | 0 | 0 | 0 | 0 | 0 | 0 | 0
200
201 |  | Distribution - METER - Unbundled
202 | [6 empty] | E: STEAM POWER GENERATION
203
204 |  | A |  | B | C |  | D | E | F | G | H | I | J | K
205 |  | FERC ACCT |  | DESCRIPTION | COS Factor |  | Washington Jurisdiction Normalized | Residential Schedule 16 | Small General Service Schedule 24 | Large General Service < 1,000 kW Schedule 36 | Large General Service > 1,000 kW Schedule 48 | Large General Dedicated Facilities Schedule 48 | Agricultural Pumping Schedule 40 | Street & Area Lighting Sch. 15, 51-54, 57
206 |  | 500 | Operation Suprvn & Engineering |  | F30 |  | 0 | 0 | 0 | 0 | 0 | 0 | 0 | 0 | 0 | 226
|  |  |  | JBG | F30 |  | 0 | 0 | 0 | 0 | 0 | 0 | 0 | 0 | 0 | 227
208 |  |  |  | CAGW | F30 |  | 0 | 0 | 0 | 0 | 0 | 0 | 0 | 0 | 0 | 228
209 |  |  |  | Total 500 |  |  | 0 | 0 | 0 | 0 | 0 | 0 | 0 | 0 | 0
210
211 |  | 501 | Fuel Related |  | F30 |  | 0 | 0 | 0 | 0 | 0 | 0 | 0 | 0 | 0 | 232
212 |  |  |  | CAGW | F30 |  | 0 | 0 | 0 | 0 | 0 | 0 | 0 | 0 | 0 | 233
213 |  |  |  | JBE | F30 |  | 0 | 0 | 0 | 0 | 0 | 0 | 0 | 0 | 0 | 234
214 |  |  |  | JBG | F30 |  | 0 | 0 | 0 | 0 | 0 | 0 | 0 | 0 | 0 | 235
215 |  |  |  | Total 501 |  |  | 0 | 0 | 0 | 0 | 0 | 0 | 0 | 0 | 0
216
217 |  | 501NPC | Fuel Related - NPC
218 |  |  |  | S | F10 |  | 0 | 0 | 0 | 0 | 0 | 0 | 0 | 0 | 0 | 239
219 |  |  |  | CAEW | F10 |  | 0 | 0 | 0 | 0 | 0 | 0 | 0 | 0 | 0 | 240
220 |  |  | Total Fuel Related |  |  |  | 0 | 0 | 0 | 0 | 0 | 0 | 0 | 0 | 0
221
222
223 |  | 502 | Steam Expenses |  | F30 |  | 0 | 0 | 0 | 0 | 0 | 0 | 0 | 0 | 0 | 245
224 |  |  |  | SE/CAEW/CAEE | F30 |  | 0 | 0 | 0 | 0 | 0 | 0 | 0 | 0 | 0 | 246
225 |  |  |  | Total 502 |  |  | 0 | 0 | 0 | 0 | 0 | 0 | 0 | 0 | 0
226
227 |  | 503 | Steam From Other Sources |  | F30 |  | 0 | 0 | 0 | 0 | 0 | 0 | 0 | 0 | 0 | 250
228
229 |  | 503NPC | Steam From Other Sources-NPC
230 |  |  |  | SE | F10 |  | 0 | 0 | 0 | 0 | 0 | 0 | 0 | 0 | 0 | 252
231 |  |  |  | CAEW | F10 |  | 0 | 0 | 0 | 0 | 0 | 0 | 0 | 0 | 0 | 253
232 |  |  |  | CAEE | F10 |  | 0 | 0 | 0 | 0 | 0 | 0 | 0 | 0 | 0 | 254
233 |  |  |  | Total Steam From Other Sources |  |  | 0 | 0 | 0 | 0 | 0 | 0 | 0 | 0 | 0
234
235 |  | 505 | Electric Expenses |  | F30 |  | 0 | 0 | 0 | 0 | 0 | 0 | 0 | 0 | 0 | 259
236 |  |  |  | JBG | F30 |  | 0 | 0 | 0 | 0 | 0 | 0 | 0 | 0 | 0 | 260
237 |  |  |  | Total 505 |  |  | 0 | 0 | 0 | 0 | 0 | 0 | 0 | 0 | 0
238
239 |  | 506 | Misc. Steam Expense |  | F30 |  | 0 | 0 | 0 | 0 | 0 | 0 | 0 | 0 | 0 | 264
240 |  |  |  | SE | F30 |  | 0 | 0 | 0 | 0 | 0 | 0 | 0 | 0 | 0 | 265
241 |  |  |  | JBG | F30 |  | 0 | 0 | 0 | 0 | 0 | 0 | 0 | 0 | 0 | 266
242 |  |  |  | Total 506 |  |  | 0 | 0 | 0 | 0 | 0 | 0 | 0 | 0 | 0
243
244 |  | 507 | Rents |  | F30 |  | 0 | 0 | 0 | 0 | 0 | 0 | 0 | 0 | 0 | 270
245 |  |  |  | JBG | F30 |  | 0 | 0 | 0 | 0 | 0 | 0 | 0 | 0 | 0 | 271
246 |  |  |  | Total 507 |  |  | 0 | 0 | 0 | 0 | 0 | 0 | 0 | 0 | 0
247
248 |  | 510 | Maint Supervision & Engineering |  | F30 |  | 0 | 0 | 0 | 0 | 0 | 0 | 0 | 0 | 0 | 275
249 |  |  |  | JBG | F30 |  | 0 | 0 | 0 | 0 | 0 | 0 | 0 | 0 | 0 | 276
250 |  |  |  | Total 510 |  |  | 0 | 0 | 0 | 0 | 0 | 0 | 0 | 0 | 0
251
252 |  | 511 | Maintenance of Structures |  | F30 |  | 0 | 0 | 0 | 0 | 0 | 0 | 0 | 0 | 0 | 280
253 |  |  |  | JBG | F30 |  | 0 | 0 | 0 | 0 | 0 | 0 | 0 | 0 | 0 | 281
254 |  |  |  | Total 511 |  |  | 0 | 0 | 0 | 0 | 0 | 0 | 0 | 0 | 0
255
256 |  | 512 | Maintenance of Boiler Plant |  | F30 |  | 0 | 0 | 0 | 0 | 0 | 0 | 0 | 0 | 0 | 285
257 |  |  |  |  | F30 |  | 0 | 0 | 0 | 0 | 0 | 0 | 0 | 0 | 0 | 286
258 |  |  |  | JBG | F30 |  | 0 | 0 | 0 | 0 | 0 | 0 | 0 | 0 | 0 | 287
259 |  |  |  | Total 512 |  |  | 0 | 0 | 0 | 0 | 0 | 0 | 0 | 0 | 0
260
261 |  | 513 | Maintenance of Electric Plant |  | F30 |  | 0 | 0 | 0 | 0 | 0 | 0 | 0 | 0 | 0 | 291
262 |  |  |  | JBG | F30 |  | 0 | 0 | 0 | 0 | 0 | 0 | 0 | 0 | 0 | 292
263 |  |  |  | Total 513 |  |  | 0 | 0 | 0 | 0 | 0 | 0 | 0 | 0 | 0
264
265 |  | 514 | Maint of Misc. Steam Plant |  | F30 |  | 0 | 0 | 0 | 0 | 0 | 0 | 0 | 0 | 0 | 296
266 |  |  |  | JBG | F30 |  | 0 | 0 | 0 | 0 | 0 | 0 | 0 | 0 | 0 | 297
267 |  |  |  | Total 514 |  |  | 0 | 0 | 0 | 0 | 0 | 0 | 0 | 0 | 0
268
269 |  | Total Steam Power Generation |  |  |  |  | 0 | 0 | 0 | 0 | 0 | 0 | 0 | 0 | 0
270
271
272 | [6 empty] | D: NUCLEAR POWER GENERATION
273
274
275 |  | 517 | Operation Super & Engineering |  | F30 |  | 0 | 0 | 0 | 0 | 0 | 0 | 0 | 0 | 0 | 304
276
277 |  | 518 | Nuclear Fuel Expense |  | F30 |  | 0 | 0 | 0 | 0 | 0 | 0 | 0 | 0 | 0 | 308
278
279 |  | 519 | Coolants and Water |  | F30 |  | 0 | 0 | 0 | 0 | 0 | 0 | 0 | 0 | 0 | 313
280
281 |  | 520 | Steam Expenses |  | F30 |  | 0 | 0 | 0 | 0 | 0 | 0 | 0 | 0 | 0 | 317
282
283 |  | 523 | Electric Expenses |  | F30 |  | 0 | 0 | 0 | 0 | 0 | 0 | 0 | 0 | 0 | 321
284
285 |  | 524 | Misc. Nuclear Expenses |  | F30 |  | 0 | 0 | 0 | 0 | 0 | 0 | 0 | 0 | 0 | 325
286
287 |  | 528 | Maint Supervision & Eng |  | F30 |  | 0 | 0 | 0 | 0 | 0 | 0 | 0 | 0 | 0 | 329
288
289 |  | 529 | Maintenance of Structures |  | F30 |  | 0 | 0 | 0 | 0 | 0 | 0 | 0 | 0 | 0 | 333
290
291 |  | 530 | Maintenance of Reactor Plant |  | F30 |  | 0 | 0 | 0 | 0 | 0 | 0 | 0 | 0 | 0 | 337
292
293 |  | 531 | Maintenance of Electric Plant |  | F30 |  | 0 | 0 | 0 | 0 | 0 | 0 | 0 | 0 | 0 | 341
294
295 |  | 532 | Maintenance of Misc Nuclear |  | F30 |  | 0 | 0 | 0 | 0 | 0 | 0 | 0 | 0 | 0 | 345
296
297 |  | Total Nuclear Power Generation |  |  |  |  | 0 | 0 | 0 | 0 | 0 | 0 | 0 | 0 | 0 | 348
298
299
300
301 |  | Distribution - METER - Unbundled |  |  |  |  | D: HYDRAULIC POWER GENERATION
302
303 |  | A |  | B | C |  | D | E | F | G | H | I | J | K
304 |  | FERC ACCT |  | DESCRIPTION | COS Factor |  | Washington Jurisdiction Normalized | Residential Schedule 16 | Small General Service Schedule 24 | Large General Service < 1,000 kW Schedule 36 | Large General Service > 1,000 kW Schedule 48 | Large General Dedicated Facilities Schedule 48 | Agricultural Pumping Schedule 40 | Street & Area Lighting Sch. 15, 51-54, 57
305 |  | 535 | Operation Super & Engineering
306 |  |  |  | SG | F30 |  | 0 | 0 | 0 | 0 | 0 | 0 | 0 | 0 | 0 | 353
307 |  |  |  | CAGW | F30 |  | 0 | 0 | 0 | 0 | 0 | 0 | 0 | 0 | 0 | 354
308
309 |  | 536 | Water For Power |  | F30 |  | 0 | 0 | 0 | 0 | 0 | 0 | 0 | 0 | 0 | 358
310
311 |  | 537 | Hydraulic Expenses |  | F30 |  | 0 | 0 | 0 | 0 | 0 | 0 | 0 | 0 | 0 | 362
312
313 |  | 538 | Electric Expenses |  | F30 |  | 0 | 0 | 0 | 0 | 0 | 0 | 0 | 0 | 0 | 366
314
315 |  | 539 | Misc. Hydro Expenses |  | F30 |  | 0 | 0 | 0 | 0 | 0 | 0 | 0 | 0 | 0 | 372
316
317 |  | 540 | Rents (Hydro Generation) |  | F30 |  | 0 | 0 | 0 | 0 | 0 | 0 | 0 | 0 | 0 | 375
318
319 |  | 541 | Maint Supervision & Engineering |  | F30 |  | 0 | 0 | 0 | 0 | 0 | 0 | 0 | 0 | 0 | 379
320
321 |  | 542 | Maintenance of Structures |  | F30 |  | 0 | 0 | 0 | 0 | 0 | 0 | 0 | 0 | 0 | 383
322
323 |  | 543 | Maint of Dams & Waterways |  | F30 |  | 0 | 0 | 0 | 0 | 0 | 0 | 0 | 0 | 0 | 387
324
325 |  | 544 | Maintenance of Electric Plant |  | F30 |  | 0 | 0 | 0 | 0 | 0 | 0 | 0 | 0 | 0 | 391
326
327 |  | 545 | Maint of Misc. Hydro Plant |  | F30
|  |  |  | SG | F30 |  | 0 | 0 | 0 | 0 | 0 | 0 | 0 | 0 | 0 | 395
|  |  |  | CAGW | F30 |  | 0 | 0 | 0 | 0 | 0 | 0 | 0 | 0 | 0 | 396
330
331 |  | Total Hydraulic Power Generation |  |  |  |  | 0 | 0 | 0 | 0 | 0 | 0 | 0 | 0 | 0
332
333
334 | [6 empty] | D: OTHER POWER GENERATION
335
336
337 |  | 546 | Operation Super & Engineering |  | F30 |  | 0 | 0 | 0 | 0 | 0 | 0 | 0 | 0 | 0 | 403
338
339 |  | 547 | Fuel |  | F30 |  | 0 | 0 | 0 | 0 | 0 | 0 | 0 | 0 | 0 | 407
340 |  |  |  | CAEW/CAEE | F30 |  | 0 | 0 | 0 | 0 | 0 | 0 | 0 | 0 | 0 | 408
341
342
343 |  | 547NPC | Fuel-NPC |  | F10
344 |  |  |  | CAEW | F10 |  | 0 | 0 | 0 | 0 | 0 | 0 | 0 | 0 | 0 | 411
345 |  |  |  | S | F10 |  | 0 | 0 | 0 | 0 | 0 | 0 | 0 | 0 | 0 | 412
346 |  |  |  | Total 547 |  |  | 0 | 0 | 0 | 0 | 0 | 0 | 0 | 0 | 0
347
348 |  | 548 | Generation Expense |  | F30 |  | 0 | 0 | 0 | 0 | 0 | 0 | 0 | 0 | 0 | 417
349 |  |  |  | CAGW | F30 |  | 0 | 0 | 0 | 0 | 0 | 0 | 0 | 0 | 0 | 419
350 |  |  |  | Total 548 |  |  | 0 | 0 | 0 | 0 | 0 | 0 | 0 | 0 | 0
351
352 |  | 549 | Miscellaneous Other |  | F30 |  | 0 | 0 | 0 | 0 | 0 | 0 | 0 | 0 | 0 | 423
353 |  |  |  | CAGE/CAGW | F30 |  | 0 | 0 | 0 | 0 | 0 | 0 | 0 | 0 | 0 | 424
354
355 |  | 550/551 | Maint Supervision & Engineering
356 |  |  |  | CAGW | F30 |  | 0 | 0 | 0 | 0 | 0 | 0 | 0 | 0 | 0 | 429
357 |  |  |  | SG | F30 |  | 0 | 0 | 0 | 0 | 0 | 0 | 0 | 0 | 0 | 430
358 |  |  |  | Total 550 |  |  | 0 | 0 | 0 | 0 | 0 | 0 | 0 | 0 | 0
359
360 |  | 552 | Maintenance of Structures |  | F30 |  | 0 | 0 | 0 | 0 | 0 | 0 | 0 | 0 | 0 | 436
361
362 |  | 553 | Maint of Generation & Elect Plant |  | F30 |  | 0 | 0 | 0 | 0 | 0 | 0 | 0 | 0 | 0 | 440
363 |  |  |  | CAGW | F30 |  | 0 | 0 | 0 | 0 | 0 | 0 | 0 | 0 | 0 | 441
364 |  |  |  | Total 553 |  |  | 0 | 0 | 0 | 0 | 0 | 0 | 0 | 0 | 0
365
366 |  | 554 | Maintenance of Misc. Other |  | F30 |  | 0 | 0 | 0 | 0 | 0 | 0 | 0 | 0 | 0 | 445
367 |  |  |  | CAGW | F30 |  | 0 | 0 | 0 | 0 | 0 | 0 | 0 | 0 | 0 | 446
368 |  |  |  | Total 554 |  |  | 0 | 0 | 0 | 0 | 0 | 0 | 0 | 0 | 0
369
370 |  | Total Other Power Generation |  |  |  |  | 0 | 0 | 0 | 0 | 0 | 0 | 0 | 0 | 0
371
372
373 | [6 empty] | D: OTHER POWER SUPPLY
374
375
376 |  | 555 | Purchased Power |  | F30 |  | 0 | 0 | 0 | 0 | 0 | 0 | 0 | 0 | 0 | 451
377 |  |  |  | SG | F30 |  | 0 | 0 | 0 | 0 | 0 | 0 | 0 | 0 | 0 | 452
378 |  |  |  | SE | F30 |  | 0 | 0 | 0 | 0 | 0 | 0 | 0 | 0 | 0 | 453
379
380 |  | 555NPC | Purchased Power-NPC
381 |  |  |  | CAGW | F10 |  | 0 | 0 | 0 | 0 | 0 | 0 | 0 | 0 | 0 | 456
382 |  |  |  | CAEW | F10 |  | 0 | 0 | 0 | 0 | 0 | 0 | 0 | 0 | 0 | 457
383 |  |  |  | DGP | F10 |  | 0 | 0 | 0 | 0 | 0 | 0 | 0 | 0 | 0 | 458
384 |  |  |  | DGP | F10 |  | 0 | 0 | 0 | 0 | 0 | 0 | 0 | 0 | 0 | 459
385 |  |  |  | Total 555 |  |  | 0 | 0 | 0 | 0 | 0 | 0 | 0 | 0 | 0
386
387
388 |  | 556 | System Control & Load Dispatch |  | F30 |  | 0 | 0 | 0 | 0 | 0 | 0 | 0 | 0 | 0 | 463
389
390 |  | 557 | Other Expenses |  | F30 |  | 0 | 0 | 0 | 0 | 0 | 0 | 0 | 0 | 0 | 472
391
392
393 |  | Embedded Cost Differentials
394 |  |  |  | Company Owned Hydro | F30 |  | 0 | 0 | 0 | 0 | 0 | 0 | 0 | 0 | 0 | 475
395 |  |  |  | Company Owned Hydro | F30 |  | 0 | 0 | 0 | 0 | 0 | 0 | 0 | 0 | 0 | 476
|  |  |  | Mid-C Contract | F30 |  | 0 | 0 | 0 | 0 | 0 | 0 | 0 | 0 | 0 | 477
397 |  |  |  | Mid-C Contract | F30 |  | 0 | 0 | 0 | 0 | 0 | 0 | 0 | 0 | 0 | 478
398 |  |  |  | Existing QF Contracts | F30 |  | 0 | 0 | 0 | 0 | 0 | 0 | 0 | 0 | 0 | 479
399 |  |  |  | Existing QF Contracts | F30 |  | 0 | 0 | 0 | 0 | 0 | 0 | 0 | 0 | 0 | 479
400 | [6 empty] | 0 | 0 | 0 | 0 | 0 | 0 | 0 | 0 | 0
401
402 |  | Total Other Power Supply |  |  |  |  | 0 | 0 | 0 | 0 | 0 | 0 | 0 | 0 | 0
403
404 |  | TOTAL GENERATION EXPENSE |  |  |  |  | 0 | 0 | 0 | 0 | 0 | 0 | 0 | 0 | 0
405
406 |  | Distribution - METER - Unbundled |  |  |  |  | D: TRANSMISSION EXPENSE
407
408
409 |  | A |  | B | C |  | D | E | F | G | H | I | J | K
410 |  | FERC ACCT |  | DESCRIPTION | COS Factor |  | Washington Jurisdiction Normalized | Residential Schedule 16 | Small General Service Schedule 24 | Large General Service < 1,000 kW Schedule 36 | Large General Service > 1,000 kW Schedule 48 | Large General Dedicated Facilities Schedule 48 | Agricultural Pumping Schedule 40 | Street & Area Lighting Sch. 15, 51-54, 57
411 |  | 560 | Operation Supervision & Eng |  | F12 |  | 0.46494 | 0.2112 | 0.060564 | 0.096193 | 0.04161 | 0.037978 | 0.016849 | 0.00054684 | 0 | 491
412
413 |  | 561 | Load Dispatching |  | F12 |  | 0 | 0 | 0 | 0 | 0 | 0 | 0 | 0 | 0 | 496
414
415 |  | 562 | Station Expense |  | F12 |  | 0 | 0 | 0 | 0 | 0 | 0 | 0 | 0 | 0 | 502
416
417 |  | 563 | Overhead Line Expense |  | F12 |  | 0 | 0 | 0 | 0 | 0 | 0 | 0 | 0 | 0 | 507
418
419 |  | 564 | Underground Line Expense |  | F12 |  | 0 | 0 | 0 | 0 | 0 | 0 | 0 | 0 | 0 | 511
420
421 |  | 565 | Transm of Electricity by Others |  | F12 |  | 0 | 0 | 0 | 0 | 0 | 0 | 0 | 0 | 0 | 515
422
423 |  | 565NPC | Transmission of Electricity by Others-NPC
424 |  |  | CAGW |  | F12 |  | 0 | 0 | 0 | 0 | 0 | 0 | 0 | 0 | 0 | 518
425 |  |  | SE |  | F12 |  | 0 | 0 | 0 | 0 | 0 | 0 | 0 | 0 | 0 | 519
426 |  |  | SE |  | F12 |  | 0 | 0 | 0 | 0 | 0 | 0 | 0 | 0 | 0 | 520
427 | [6 empty] | 0 | 0 | 0 | 0 | 0 | 0 | 0 | 0 | 0
428
429 |  | 566 | Misc. Transmission Expense |  | F12 |  | 0 | 0 | 0 | 0 | 0 | 0 | 0 | 0 | 0 | 526
430
431 |  | 567 | Rents - Transmission |  | F12 |  | 0 | 0 | 0 | 0 | 0 | 0 | 0 | 0 | 0 | 531
432
433 |  | 568 | Maint Supervision & Engineering |  | F12 |  | 0 | 0 | 0 | 0 | 0 | 0 | 0 | 0 | 0 | 536
434
435 |  | 569 | Maintenance of Structures |  | F12 |  | 0 | 0 | 0 | 0 | 0 | 0 | 0 | 0 | 0 | 541
436
437 |  | 570 | Maint of Station Equipment |  | F12 |  | 0 | 0 | 0 | 0 | 0 | 0 | 0 | 0 | 0 | 547
438
439 |  | 571 | Maintenance of Overhead Lines |  | F12 |  | 0 | 0 | 0 | 0 | 0 | 0 | 0 | 0 | 0 | 553
440
441 |  | 572 | Maint of Underground Lines |  | F12 |  | 0 | 0 | 0 | 0 | 0 | 0 | 0 | 0 | 0 | 556
442
443 |  | 573 | Maint of Misc Transmission Plant |  | F12 |  | 0 | 0 | 0 | 0 | 0 | 0 | 0 | 0 | 0 | 560
444
445
446 |  | TOTAL TRANSMISSION EXPENSE |  |  |  |  | 0.46494 | 0.2112 | 0.060564 | 0.096193 | 0.04161 | 0.037978 | 0.016849 | 0.00054684 | 0
447
448
449
450
451
452
453
454
455
456
457
458 |  | Distribution - METER - Unbundled |  |  |  |  | D: DISTRIBUTION EXPENSE
459
460
461 |  | A |  | B | C |  | D | E | F | G | H | I | J | K
462 |  | FERC ACCT |  | DESCRIPTION | COS Factor |  | Washington Jurisdiction Normalized | Residential Schedule 16 | Small General Service Schedule 24 | Large General Service < 1,000 kW Schedule 36 | Large General Service > 1,000 kW Schedule 48 | Large General Dedicated Facilities Schedule 48 | Agricultural Pumping Schedule 40 | Street & Area Lighting Sch. 15, 51-54, 57
463 |  | 580 | Operation Supervision & Eng |  | F131 |  | 0 | 0 | 0 | 0 | 0 | 0 | 0 | 0 | 0 | 568
464
465 |  | 581 | Load Dispatching |  | F20 |  | 0 | 0 | 0 | 0 | 0 | 0 | 0 | 0 | 0 | 573
466
467 |  | 582 | Station Expense |  | F120 |  | 0 | 0 | 0 | 0 | 0 | 0 | 0 | 0 | 0 | 578
468
469 |  | 583 | Overhead Line Expenses |  | F132 |  | 0 | 0 | 0 | 0 | 0 | 0 | 0 | 0 | 0 | 583
470
471 |  | 584 | Underground Line Expense |  | F133 |  | 0 | 0 | 0 | 0 | 0 | 0 | 0 | 0 | 0 | 588
472
473 |  | 585 | Street Lighting & Signal Systems |  | F130 |  | 0 | 0 | 0 | 0 | 0 | 0 | 0 | 0 | 0 | 593
474
475 |  | 586 | Meter Expenses |  | F127 |  | 0 | 0 | 0 | 0 | 0 | 0 | 0 | 0 | 0 | 598
476
477 |  | 587 | Customer Installation Expenses |  | F20 |  | 0 | 0 | 0 | 0 | 0 | 0 | 0 | 0 | 0 | 603
478
479 |  | 588 | Misc. Distribution Expenses |  | F131 |  | 0 | 0 | 0 | 0 | 0 | 0 | 0 | 0 | 0 | 609
480
481 |  | 589 | Rents |  | F131 |  | 0 | 0 | 0 | 0 | 0 | 0 | 0 | 0 | 0 | 614
482
483 |  | 590 | Maint Supervision & Engineering |  | F131 |  | 0 | 0 | 0 | 0 | 0 | 0 | 0 | 0 | 0 | 619
484
485 |  | 591 | Maintenance of Structures |  | F119 |  | 0 | 0 | 0 | 0 | 0 | 0 | 0 | 0 | 0 | 624
486
487 |  | 592 | Maint of Station Equipment |  | F120 |  | 0 | 0 | 0 | 0 | 0 | 0 | 0 | 0 | 0 | 629
488
489 |  | 593 | Maintenance of Overhead Lines |  | F134 |  | 0 | 0 | 0 | 0 | 0 | 0 | 0 | 0 | 0 | 634
490
491 |  | 594 | Maint of Underground Lines |  | F135 |  | 0 | 0 | 0 | 0 | 0 | 0 | 0 | 0 | 0 | 639
492
493 |  | 595 | Maint of Line Transformers |  | F125 |  | 0 | 0 | 0 | 0 | 0 | 0 | 0 | 0 | 0 | 644
494
495 |  | 596 | Maint of Street Lighting & Signals |  | F130 |  | 0 | 0 | 0 | 0 | 0 | 0 | 0 | 0 | 0 | 649
496
497 |  | 597 | Maintenance of Meters |  | F127 |  | 0 | 0 | 0 | 0 | 0 | 0 | 0 | 0 | 0 | 654
498
499 |  | 598 | Maint of Misc. Distribution Plant |  | F131 |  | 0 | 0 | 0 | 0 | 0 | 0 | 0 | 0 | 0 | 659
500
501 |  | TOTAL DISTRIBUTION EXPENSE |  |  |  |  | 0 | 0 | 0 | 0 | 0 | 0 | 0 | 0 | 0
502
503
504 | [6 empty] | D: CUSTOMER ACCOUNTS EXPENSE
505
506
507 |  | 901 | Supervision |  | F136 |  | 0 | 0 | 0 | 0 | 0 | 0 | 0 | 0 | 0 | 666
508
509 |  | 902 | Meter Reading Expense |  | F41 |  | 0 | 0 | 0 | 0 | 0 | 0 | 0 | 0 | 0 | 671
510
511 |  | 903 | Customer Receipts & Collections |  | F42 |  | 0 | 0 | 0 | 0 | 0 | 0 | 0 | 0 | 0 | 676
512
513 |  | 904 | Uncollectible Accounts |  | F80 |  | 0 | 0 | 0 | 0 | 0 | 0 | 0 | 0 | 0 | 682
514
515 |  | 905 | Misc. Customer Accounts Exp |  | F136 |  | 0 | 0 | 0 | 0 | 0 | 0 | 0 | 0 | 0 | 687
516
517 |  | TOTAL CUSTOMER ACCOUNTS EXPENSE |  |  |  |  | 0 | 0 | 0 | 0 | 0 | 0 | 0 | 0 | 0
518
519 |  | Distribution - METER - Unbundled |  |  |  |  | D: CUSTOMER SERVICE EXPENSE
520
521 |  | A |  | B | C |  | D | E | F | G | H | I | J | K
522 |  | FERC ACCT |  | DESCRIPTION | COS Factor |  | Washington Jurisdiction Normalized | Residential Schedule 16 | Small General Service Schedule 24 | Large General Service < 1,000 kW Schedule 36 | Large General Service > 1,000 kW Schedule 48 | Large General Dedicated Facilities Schedule 48 | Agricultural Pumping Schedule 40 | Street & Area Lighting Sch. 15, 51-54, 57
523 |  | 907 | Supervision |  | F40 |  | 0 | 0 | 0 | 0 | 0 | 0 | 0 | 0 | 0 | 694
524
525 |  | 908 | Customer Assistance |  | F40 |  | 0 | 0 | 0 | 0 | 0 | 0 | 0 | 0 | 0 | 699
526
527 |  | 909 | Informational & Instructional Adv |  | F40 |  | 0 | 0 | 0 | 0 | 0 | 0 | 0 | 0 | 0 | 705
528
529 |  | 910 | Misc. Customer Service |  | F40 |  | 0 | 0 | 0 | 0 | 0 | 0 | 0 | 0 | 0 | 710
530
531 |  | TOTAL CUSTOMER SERVICE EXPENSE |  |  |  |  | 0 | 0 | 0 | 0 | 0 | 0 | 0 | 0 | 0
532
533
534 | [6 empty] | D: SALES EXPENSE
535
536
537 |  | 911 | Supervision |  | F40 |  | 0 | 0 | 0 | 0 | 0 | 0 | 0 | 0 | 0 | 717
538
539 |  | 912 | Demonstration & Selling Expense |  | F40 |  | 0 | 0 | 0 | 0 | 0 | 0 | 0 | 0 | 0 | 722
540
541 |  | 913 | Advertising Expense |  | F40 |  | 0 | 0 | 0 | 0 | 0 | 0 | 0 | 0 | 0 | 727
542
543 |  | 916 | Misc. Sales Expense |  | F40 |  | 0 | 0 | 0 | 0 | 0 | 0 | 0 | 0 | 0 | 732
544
545 |  | TOTAL SALES EXPENSE |  |  |  |  | 0 | 0 | 0 | 0 | 0 | 0 | 0 | 0 | 0
546
547
548 | [6 empty] | D: ADMINISTRATION & GENERAL EXPENSE
549
550
551 |  | 920 | Administrative & General Salaries |  | F102T |  | 0 | 0 | 0 | 0 | 0 | 0 | 0 | 0 | 0 | 738
552 |  |  |  | Customer - System | F42 |  | 0 | 0 | 0 | 0 | 0 | 0 | 0 | 0 | 0 | 739
553 |  |  |  | System Overheads | F102T |  | 0 | 0 | 0 | 0 | 0 | 0 | 0 | 0 | 0 | 740
554 |  |  |  | Administrative & General Salaries |  |  | 0 | 0 | 0 | 0 | 0 | 0 | 0 | 0 | 0
555
556 |  | 921 | Office Supplies & expenses |  | F102T |  | 0 | 0 | 0 | 0 | 0 | 0 | 0 | 0 | 0 | 744
557 |  |  |  | Customer - System | F42 |  | 0 | 0 | 0 | 0 | 0 | 0 | 0 | 0 | 0 | 745
558 |  |  |  | System Overheads | F102T |  | 0 | 0 | 0 | 0 | 0 | 0 | 0 | 0 | 0 | 746
559 |  |  |  | Office Supplies & expenses |  |  | 0 | 0 | 0 | 0 | 0 | 0 | 0 | 0 | 0
560
561 |  | 922 | A&G Expenses Transferred |  | F102T |  | 0 | 0 | 0 | 0 | 0 | 0 | 0 | 0 | 0 | 750
562
563 |  | 923 | Outside Services |  | F102T |  | 0 | 0 | 0 | 0 | 0 | 0 | 0 | 0 | 0 | 754
564 |  |  |  | Customer - System | F42 |  | 0 | 0 | 0 | 0 | 0 | 0 | 0 | 0 | 0 | 755
565 |  |  |  | System Overheads | F102T |  | 0 | 0 | 0 | 0 | 0 | 0 | 0 | 0 | 0 | 756
|  |  |  | JBG | F102T |  | 0 | 0 | 0 | 0 | 0 | 0 | 0 | 0 | 0 | 757
567 |  |  |  | System Overheads | F102T |  | 0 | 0 | 0 | 0 | 0 | 0 | 0 | 0 | 0 | 758
568 |  |  |  | Outside Services |  |  | 0 | 0 | 0 | 0 | 0 | 0 | 0 | 0 | 0
569
570 |  | 924 | Property Insurance
571 |  |  |  | System Overheads | F102T |  | 0 | 0 | 0 | 0 | 0 | 0 | 0 | 0 |  | 763
572
573 |  | 925 | Injuries & Damages |  | F102T |  | 0 | 0 | 0 | 0 | 0 | 0 | 0 | 0 | 0 | 766
574 |  |  | Injuries & Damages |  | F102T |  | 0 | 0 | 0 | 0 | 0 | 0 | 0 | 0 | 0 | 767
575
576 |  | 926 | Employee Pensions & Benefits |  | F138T |  | 0 | 0 | 0 | 0 | 0 | 0 | 0 | 0 | 0 | 774
577
578 |  | 927 | Franchise Requirements |  | F102 |  | 0 | 0 | 0 | 0 | 0 | 0 | 0 | 0 | 0 | 779
579
580 |  | 928 | Regulatory Commission Expense |  | F141 |  | 0 | 0 | 0 | 0 | 0 | 0 | 0 | 0 | 0 | 786
581 |  |  |  | Regulatory Expense | F141 |  | 0 | 0 | 0 | 0 | 0 | 0 | 0 | 0 | 0 | 787
582
583 |  | 929 | Duplicate Charges |  | F138T |  | 0 | 0 | 0 | 0 | 0 | 0 | 0 | 0 | 0 | 795
584
585 |  | 930 | Misc General Expenses
586 |  |  |  | Situs | F138T |  | 0 | 0 | 0 | 0 | 0 | 0 | 0 | 0 | 0 | 798
587 |  |  |  | Customer | F138T |  | 0 | 0 | 0 | 0 | 0 | 0 | 0 | 0 | 0 | 799
588 |  |  |  | Labor | F138T |  | 0 | 0 | 0 | 0 | 0 | 0 | 0 | 0 | 0 | 800
589 |  |  |  | Labor | F138T |  | 0 | 0 | 0 | 0 | 0 | 0 | 0 | 0 | 0 | 801
590 |  |  |  | Customer | F138T |  | 0 | 0 | 0 | 0 | 0 | 0 | 0 | 0 | 0 | 802
591
592 |  | 931 | Rents |  | F102T |  | 0 | 0 | 0 | 0 | 0 | 0 | 0 | 0 | 0 | 808
593
594 |  | 935 | Maintenance of General Plant |  | F108 |  | 0 | 0 | 0 | 0 | 0 | 0 | 0 | 0 | 0 | 814
595
596 |  | TOTAL ADMINISTRATIVE & GEN EXPENSE |  |  |  |  | 0 | 0 | 0 | 0 | 0 | 0 | 0 | 0 | 0
597
598
599 |  | TOTAL O & M EXPENSE |  |  |  |  | 0.46494 | 0.2112 | 0.060564 | 0.096193 | 0.04161 | 0.037978 | 0.016849 | 0.00054684 | 0
600
601 |  | Distribution - METER - Unbundled |  |  |  |  | D: DEPRECIATION EXPENSE
602
603 |  | A |  | B | C |  | D | E | F | G | H | I | J | K
604 |  | FERC ACCT |  | DESCRIPTION | COS Factor |  | Washington Jurisdiction Normalized | Residential Schedule 16 | Small General Service Schedule 24 | Large General Service < 1,000 kW Schedule 36 | Large General Service > 1,000 kW Schedule 48 | Large General Dedicated Facilities Schedule 48 | Agricultural Pumping Schedule 40 | Street & Area Lighting Sch. 15, 51-54, 57
605 |  | 403SP | Steam Depreciation |  | F30 |  | 0 | 0 | 0 | 0 | 0 | 0 | 0 | 0 | 0 | 827
606
607 |  | 403NP | Nuclear Depreciation |  | F30 |  | 0 | 0 | 0 | 0 | 0 | 0 | 0 | 0 | 0 | 831
608
609 |  | 403HP | Hydro Depreciation |  | F30 |  | 0 | 0 | 0 | 0 | 0 | 0 | 0 | 0 | 0 | 838
610
611 |  | 403OP | Other Generation Depreciation |  | F30 |  | 0 | 0 | 0 | 0 | 0 | 0 | 0 | 0 | 0 | 841
612 |  |  |  | SG | F30 |  | 0 | 0 | 0 | 0 | 0 | 0 | 0 | 0 | 0 | 842
613 |  |  |  | CAEW | F30 |  | 0 | 0 | 0 | 0 | 0 | 0 | 0 | 0 | 0 | 843
614 |  |  |  | CAGW | F30 |  | 0 | 0 | 0 | 0 | 0 | 0 | 0 | 0 | 0 | 844
615 |  |  |  | CAGE | F30 |  | 0 | 0 | 0 | 0 | 0 | 0 | 0 | 0 | 0 | 845
616 |  |  |  | Total 403OP |  |  | 0 | 0 | 0 | 0 | 0 | 0 | 0 | 0 | 0
617
618 |  | 403TP | Transmission Depreciation |  | F106 |  | 0 | 0 | 0 | 0 | 0 | 0 | 0 | 0 | 0 | 853
619
620 |  | 403 | Distribution Depreciation
621 |  |  |  | Land Rights | F118 |  | 0 | 0 | 0 | 0 | 0 | 0 | 0 | 0 | 0 | 856
622 |  |  |  | Structures | F119 |  | 0 | 0 | 0 | 0 | 0 | 0 | 0 | 0 | 0 | 857
623 |  |  |  | Station Equip | F120 |  | 0 | 0 | 0 | 0 | 0 | 0 | 0 | 0 | 0 | 858
624 |  |  |  | Poles & Towers | F121 |  | 0 | 0 | 0 | 0 | 0 | 0 | 0 | 0 | 0 | 860
625 |  |  |  | OH Conductors | F122 |  | 0 | 0 | 0 | 0 | 0 | 0 | 0 | 0 | 0 | 861
626 |  |  |  | UG Conduit | F123 |  | 0 | 0 | 0 | 0 | 0 | 0 | 0 | 0 | 0 | 862
627 |  |  |  | UG Conductor | F124 |  | 0 | 0 | 0 | 0 | 0 | 0 | 0 | 0 | 0 | 863
628 |  |  |  | Line Transformer | F125 |  | 0 | 0 | 0 | 0 | 0 | 0 | 0 | 0 | 0 | 864
629 |  |  |  | Services | F126 |  | 0 | 0 | 0 | 0 | 0 | 0 | 0 | 0 | 0 | 865
630 |  |  |  | Meters | F127 |  | 0 | 0 | 0 | 0 | 0 | 0 | 0 | 0 | 0 | 866
631 |  |  |  | Inst Cust Premises | F128 |  | 0 | 0 | 0 | 0 | 0 | 0 | 0 | 0 | 0 | 867
632 |  |  |  | Leased Property | F129 |  | 0 | 0 | 0 | 0 | 0 | 0 | 0 | 0 | 0 | 868
633 |  |  |  | Street Lighting | F130 |  | 0 | 0 | 0 | 0 | 0 | 0 | 0 | 0 | 0 | 869
634 |  |  | Total Distribution Expense |  |  |  | 0 | 0 | 0 | 0 | 0 | 0 | 0 | 0 | 0
635
636 |  | 403GP | General Depreciation
637 |  |  |  | S | F107T |  | 0 | 0 | 0 | 0 | 0 | 0 | 0 | 0 | 0 | 873
638 |  |  |  | DGP | F105T |  | 0 | 0 | 0 | 0 | 0 | 0 | 0 | 0 | 0 | 874
639 |  |  |  | DGU | F105T |  | 0 | 0 | 0 | 0 | 0 | 0 | 0 | 0 | 0 | 875
640 |  |  |  | SE | F30 |  | 0 | 0 | 0 | 0 | 0 | 0 | 0 | 0 | 0 | 876
641 |  |  |  | CN | F42 |  | 0 | 0 | 0 | 0 | 0 | 0 | 0 | 0 | 0 | 877
642 |  |  |  | SG/CAGW/CAGE | F105T |  | 0 | 0 | 0 | 0 | 0 | 0 | 0 | 0 | 0 | 878
643 |  |  |  | SO | F102T |  | 0 | 0 | 0 | 0 | 0 | 0 | 0 | 0 | 0 | 879
644 |  |  |  | CAEW | F105T |  | 0 | 0 | 0 | 0 | 0 | 0 | 0 | 0 | 0 | 880
645 |  |  |  | JBG | F105T |  | 0 | 0 | 0 | 0 | 0 | 0 | 0 | 0 | 0 | 881
646 |  |  |  | JBE | F30 |  | 0 | 0 | 0 | 0 | 0 | 0 | 0 | 0 | 0 | 882
647 |  |  | Total General Expense |  |  |  | 0 | 0 | 0 | 0 | 0 | 0 | 0 | 0 | 0
648
649 |  | 403GV0 | General Vehicles |  | F105T |  | 0 | 0 | 0 | 0 | 0 | 0 | 0 | 0 | 0 | 886
650
651 |  | 403MP | Mining Depreciation |  | F30 |  | 0 | 0 | 0 | 0 | 0 | 0 | 0 | 0 | 0 | 890
652
653 |  | 403EP | Experimental Plant Depreciation |  | F30 |  | 0 | 0 | 0 | 0 | 0 | 0 | 0 | 0 | 0 | 896
654
655
656 |  | TOTAL DEPRECIATION EXPENSE |  |  |  |  | 0 | 0 | 0 | 0 | 0 | 0 | 0 | 0 | 0
657
658 | [6 empty] | D: AMORTIZATION EXPENSE
659
660
661 |  | 404CLG | Amort of LT Plant - Cap. Lease Gen
662 |  |  |  | S | F12 |  | 0 | 0 | 0 | 0 | 0 | 0 | 0 | 0 | 0 | 901
663 |  |  |  | SG/CAGW | F30 |  | 0 | 0 | 0 | 0 | 0 | 0 | 0 | 0 | 0 | 902
664 |  |  |  | SO | F102T |  | 0 | 0 | 0 | 0 | 0 | 0 | 0 | 0 | 0 | 903
665 |  |  |  | DGU | F30 | [10 empty] | 904
666 |  |  |  | CN | F42 |  | 0 | 0 | 0 | 0 | 0 | 0 | 0 | 0 | 0 | 905
667 |  |  |  | DGP | F30 |  | 0 | 0 | 0 | 0 | 0 | 0 | 0 | 0 | 0 | 906
668 |  |  |  | SG | F30 |  | 0 | 0 | 0 | 0 | 0 | 0 | 0 | 0 | 0 | 907
669 |  |  | Total Amort. Cap. Lease General |  |  |  | 0 | 0 | 0 | 0 | 0 | 0 | 0 | 0 | 0
670
671 |  | 404CLS | Amort of LT Plant - Cap Lease Steam |  | F30 |  | 0 | 0 | 0 | 0 | 0 | 0 | 0 | 0 | 0 | 913
672
673 |  | 404IP | Amort of LT Plant - Intangible Plant
674 |  |  |  | S | F107T |  | 0 | 0 | 0 | 0 | 0 | 0 | 0 | 0 | 0 | 916
675 |  |  |  | SE | F30 |  | 0 | 0 | 0 | 0 | 0 | 0 | 0 | 0 | 0 | 917
676 |  |  |  | SG/CAGW | F105T |  | 0 | 0 | 0 | 0 | 0 | 0 | 0 | 0 | 0 | 918
677 |  |  |  | SO | F102T |  | 0 | 0 | 0 | 0 | 0 | 0 | 0 | 0 | 0 | 919
678 |  |  |  | CN | F42 |  | 0 | 0 | 0 | 0 | 0 | 0 | 0 | 0 | 0 | 920
679 |  |  |  | DGP | F30 |  | 0 | 0 | 0 | 0 | 0 | 0 | 0 | 0 | 0 | 921
680 |  |  |  | DGU | F30 |  | 0 | 0 | 0 | 0 | 0 | 0 | 0 | 0 | 0 | 922
681 |  |  |  | CAEW | F30 |  | 0 | 0 | 0 | 0 | 0 | 0 | 0 | 0 | 0 | 923
682 |  |  |  | CAGW | F105T |  | 0 | 0 | 0 | 0 | 0 | 0 | 0 | 0 | 0 | 924
683 |  |  |  | JBG | F105T |  | 0 | 0 | 0 | 0 | 0 | 0 | 0 | 0 | 0 | 925
684 |  |  | Total Amort. Intangible Plant |  |  |  | 0 | 0 | 0 | 0 | 0 | 0 | 0 | 0 | 0
685
686 |  | Distribution - METER - Unbundled |  |  |  |  | D: AMORTIZATION EXPENSE (continued)
687
688
689 |  | A |  | B | C |  | D | E | F | G | H | I | J | K
690 |  | FERC ACCT |  | DESCRIPTION | COS Factor |  | Washington Jurisdiction Normalized | Residential Schedule 16 | Small General Service Schedule 24 | Large General Service < 1,000 kW Schedule 36 | Large General Service > 1,000 kW Schedule 48 | Large General Dedicated Facilities Schedule 48 | Agricultural Pumping Schedule 40 | Street & Area Lighting Sch. 15, 51-54, 57
691 |  | 404O | Amort of LT Plant - Other Plant |  | F30 |  | 0 | 0 | 0 | 0 | 0 | 0 | 0 | 0 | 0 | 930
692
693 |  | 404HP | Amort of Other Electric Plant |  | F110 |  | 0 | 0 | 0 | 0 | 0 | 0 | 0 | 0 | 0 | 936
694
695 |  | 405 | Amort of Other Electric Plant |  | F110 |  | 0 | 0 | 0 | 0 | 0 | 0 | 0 | 0 | 0 | 944
696
697 |  | 406 | Amort of Plant Acquisition Adj |  | F30 |  | 0 | 0 | 0 | 0 | 0 | 0 | 0 | 0 | 0 | 952
698
699 |  | 407 | Amort of Prop Losses, Unrec Plant, |  | F110 |  | 0 | 0 | 0 | 0 | 0 | 0 | 0 | 0 | 0 | 961
700
701
702 |  | TOTAL AMORTIZATION EXPENSE |  |  |  |  | 0 | 0 | 0 | 0 | 0 | 0 | 0 | 0 | 0
703
704
705 | [6 empty] | D: TAX OTHER THAN INCOME
706
707
708 |  | 408 | Total Taxes Other Than Income |  | F101T |  | 0 | 0 | 0 | 0 | 0 | 0 | 0 | 0 | 0 | 974
709
710
711 | [6 empty] | D: DEFERRED ITC
712
713
714 |  | 41140 | Deferred I T C - Federal |  | F101T |  | 0 | 0 | 0 | 0 | 0 | 0 | 0 | 0 | 0 | 979
715
716 |  | 41141 | Deferred I T C - Idaho |  | F101T |  | 0 | 0 | 0 | 0 | 0 | 0 | 0 | 0 | 0 | 984
717
718 |  | TOTAL DEFERRED ITC |  |  |  |  | 0 | 0 | 0 | 0 | 0 | 0 | 0 | 0 | 0
719
720
721 | [6 empty] | D: DEFERRED INCOME TAXES
722
723
724 |  | 41010 | Deferred Income Tax - Federal-DR |  | F101T |  | 0 | 0 | 0 | 0 | 0 | 0 | 0 | 0 | 0 | 1032
725
726 |  | 41011 | Deferred Income Tax - State-DR |  | F101T |  | 0 | 0 | 0 | 0 | 0 | 0 | 0 | 0 | 0 | 1047
727
728 |  | 41110 | Deferred Income Tax - Federal-CR |  | F101T |  | 0 | 0 | 0 | 0 | 0 | 0 | 0 | 0 | 0 | 1063
729
730 |  | 41111 | Deferred Income Tax - State-CR |  | F101T |  | 0 | 0 | 0 | 0 | 0 | 0 | 0 | 0 | 0 | 1078
731
732 |  | TOTAL DEFERRED INCOME TAXES |  |  |  |  | 0 | 0 | 0 | 0 | 0 | 0 | 0 | 0 | 0
733
734
735
736
737
738 |  | 40911 | State Income Taxes |  | F101T |  | 0 | 0 | 0 | 0 | 0 | 0 | 0 | 0 | 0 | 1175
739
740 |  | 40910 | Federal Income Tax |  | F101T |  | 0 | 0 | 0 | 0 | 0 | 0 | 0 | 0 | 0 | 1208
741
742
743 |  | TOTAL OPERATING EXPENSES |  |  |  |  | 0.46494 | 0.2112 | 0.060564 | 0.096193 | 0.04161 | 0.037978 | 0.016849 | 0.00054684 | 0
744
745
746 |  | Distribution - METER - Unbundled |  |  |  |  | D: STEAM GENERATION PLANT
747
748 |  | A |  | B | C |  | D | E | F | G | H | I | J | K
749 |  | FERC ACCT |  | DESCRIPTION | COS Factor |  | Washington Jurisdiction Normalized | Residential Schedule 16 | Small General Service Schedule 24 | Large General Service < 1,000 kW Schedule 36 | Large General Service > 1,000 kW Schedule 48 | Large General Dedicated Facilities Schedule 48 | Agricultural Pumping Schedule 40 | Street & Area Lighting Sch. 15, 51-54, 57
750 |  | 310 | Land and Land Rights |  | F30 |  | 0 | 0 | 0 | 0 | 0 | 0 | 0 | 0 | 0 | 1217
751 |  |  |  | JBG | F30 |  | 0 | 0 | 0 | 0 | 0 | 0 | 0 | 0 | 0 | 1219
752 |  |  |  | Total 310 |  |  | 0 | 0 | 0 | 0 | 0 | 0 | 0 | 0 | 0
753
754 |  | 311 | Structures and Improvements |  | F30 |  | 0 | 0 | 0 | 0 | 0 | 0 | 0 | 0 | 0 | 1225
755 |  |  |  | JBG | F30 |  | 0 | 0 | 0 | 0 | 0 | 0 | 0 | 0 | 0 | 1226
756 |  |  |  | Total 311 |  |  | 0 | 0 | 0 | 0 | 0 | 0 | 0 | 0 | 0
757
758 |  | 312 | Boiler Plant Equipment
759 |  |  |  | SG | F30 |  | 0 | 0 | 0 | 0 | 0 | 0 | 0 | 0 | 0 | 1230
760 |  |  |  | S | F30 |  | 0 | 0 | 0 | 0 | 0 | 0 | 0 | 0 | 0 | 1231
761 |  |  |  | CAGW | F30 |  | 0 | 0 | 0 | 0 | 0 | 0 | 0 | 0 | 0 | 1232
762 |  |  |  | JBG | F30 |  | 0 | 0 | 0 | 0 | 0 | 0 | 0 | 0 | 0 | 1233
763 |  |  |  | Total 312 |  |  | 0 | 0 | 0 | 0 | 0 | 0 | 0 | 0 | 0
764
765 |  | 314 | Turbogenerator Units |  | F30 |  | 0 | 0 | 0 | 0 | 0 | 0 | 0 | 0 | 0 | 1239
766 |  |  |  | JBG | F30 |  | 0 | 0 | 0 | 0 | 0 | 0 | 0 | 0 | 0 | 1240
767 |  |  |  | Total 314 |  |  | 0 | 0 | 0 | 0 | 0 | 0 | 0 | 0 | 0
768
769 |  | 315 | Accessory Electric Equipment |  | F30 |  | 0 | 0 | 0 | 0 | 0 | 0 | 0 | 0 | 0 | 1246
770 |  |  |  | JBG | F30 |  | 0 | 0 | 0 | 0 | 0 | 0 | 0 | 0 | 0 | 1247
771 |  |  |  | Total 316 |  |  | 0 | 0 | 0 | 0 | 0 | 0 | 0 | 0 | 0
772
773 |  | 316 | Misc Power Plant Equipment |  | F30 |  | 0 | 0 | 0 | 0 | 0 | 0 | 0 | 0 | 0 | 1253
774 |  |  |  | JBG | F30 |  | 0 | 0 | 0 | 0 | 0 | 0 | 0 | 0 | 0 | 1255
775 |  |  |  | Total 316 |  |  | 0 | 0 | 0 | 0 | 0 | 0 | 0 | 0 | 0
776
777 |  | S00 | Unclassified Steam Plant - Acct 300 |  | F30 |  | 0 | 0 | 0 | 0 | 0 | 0 | 0 | 0 | 0 | 1262
778
779
780
781 |  | Total Steam Generation Plant |  |  |  |  | 0 | 0 | 0 | 0 | 0 | 0 | 0 | 0 | 0
782
783
784 | [6 empty] | D: NUCLEAR GENERATION
785
786
787 |  | 320 | Land and Land Rights |  | F30 |  | 0 | 0 | 0 | 0 | 0 | 0 | 0 | 0 | 0 | 1268
788
789 |  | 321 | Structures and Improvements |  | F30 |  | 0 | 0 | 0 | 0 | 0 | 0 | 0 | 0 | 0 | 1272
790
791 |  | 322 | Reactor Plant Equipment |  | F30 |  | 0 | 0 | 0 | 0 | 0 | 0 | 0 | 0 | 0 | 1276
792
793 |  | 323 | Turbogenerator Units |  | F30 |  | 0 | 0 | 0 | 0 | 0 | 0 | 0 | 0 | 0 | 1280
794
795 |  | 324 | Land and Land Rights |  | F30 |  | 0 | 0 | 0 | 0 | 0 | 0 | 0 | 0 | 0 | 1284
796
797 |  | 325 | Misc. Power Plant Equipment |  | F30 |  | 0 | 0 | 0 | 0 | 0 | 0 | 0 | 0 | 0 | 1288
798
799 |  | N00 | Unclassified Nuclear Plt - Acct 300 |  | F30 |  | 0 | 0 | 0 | 0 | 0 | 0 | 0 | 0 | 0 | 1294
800
801 |  | Total Nuclear Generation Plant |  |  |  |  | 0 | 0 | 0 | 0 | 0 | 0 | 0 | 0 | 0
802
803
804 | [6 empty] | D: HYDRAULIC GENERATION PLANT
805
806
807 |  | 330 | Land and Land Rights |  | F30 |  | 0 | 0 | 0 | 0 | 0 | 0 | 0 | 0 | 0 | 1302
808
809 |  | 331 | Structures and Improvements |  | F30 |  | 0 | 0 | 0 | 0 | 0 | 0 | 0 | 0 | 0 | 1307
810
811 |  | 332 | Reservoirs, Dams & Waterways |  | F30 |  | 0 | 0 | 0 | 0 | 0 | 0 | 0 | 0 | 0 | 1312
812
813 |  | 333 | Water Wheel, Turbines, & Generators |  | F30 |  | 0 | 0 | 0 | 0 | 0 | 0 | 0 | 0 | 0 | 1317
814
815 |  | 334 | Accessory Electric Equipment |  | F30 |  | 0 | 0 | 0 | 0 | 0 | 0 | 0 | 0 | 0 | 1322
816
817 |  | 335 | Misc. Power Plant Equipment |  | F30 |  | 0 | 0 | 0 | 0 | 0 | 0 | 0 | 0 | 0 | 1327
818
819 |  | 336 | Roads, Railroads & Bridges |  | F30 |  | 0 | 0 | 0 | 0 | 0 | 0 | 0 | 0 | 0 | 1333
820
821 |  | H00 | Unclassified Hydro Plant - Acct 300 |  | F30 |  | 0 | 0 | 0 | 0 | 0 | 0 | 0 | 0 | 0 | 1339
822
823 |  | Total Hydraulic Plant |  |  |  |  | 0 | 0 | 0 | 0 | 0 | 0 | 0 | 0 | 0
824
825 |  | Distribution - METER - Unbundled
826 |  | A |  | B | C |  | D | E | F | G | H | I | J | K
827 |  | FERC ACCT |  | DESCRIPTION | COS Factor |  | Washington Jurisdiction Normalized | Residential Schedule 16 | Small General Service Schedule 24 | Large General Service < 1,000 kW Schedule 36 | Large General Service > 1,000 kW Schedule 48 | Large General Dedicated Facilities Schedule 48 | Agricultural Pumping Schedule 40 | Street & Area Lighting Sch. 15, 51-54, 57
828 |  | 340 | Land and Land Rights |  | F30 |  | 0 | 0 | 0 | 0 | 0 | 0 | 0 | 0 | 0 | 1347
829 |  |  |  | Total 340 |  |  | 0 | 0 | 0 | 0 | 0 | 0 | 0 | 0 | 0
830
831 |  | 341 | Structures and Improvements |  | F30 |  | 0 | 0 | 0 | 0 | 0 | 0 | 0 | 0 | 0 | 1352
832 |  |  |  | Total 341 |  |  | 0 | 0 | 0 | 0 | 0 | 0 | 0 | 0 | 0
833
834 |  | 342 | Fuel Holders, Producers & Access |  | F30 |  | 0 | 0 | 0 | 0 | 0 | 0 | 0 | 0 | 0 | 1357
835 |  |  |  | Total 342 |  |  | 0 | 0 | 0 | 0 | 0 | 0 | 0 | 0 | 0
836
837 |  | 343 | Prime Movers |  | F30 |  | 0 | 0 | 0 | 0 | 0 | 0 | 0 | 0 | 0 | 1365
838 |  |  |  | Total 343 |  |  | 0 | 0 | 0 | 0 | 0 | 0 | 0 | 0 | 0
839
840 |  | 344 | Generators |  | F30 |  | 0 | 0 | 0 | 0 | 0 | 0 | 0 | 0 | 0 | 1372
841 |  |  |  | Total 344 |  |  | 0 | 0 | 0 | 0 | 0 | 0 | 0 | 0 | 0
842
843 |  | 345 | Accessory Electric Plant |  | F30 |  | 0 | 0 | 0 | 0 | 0 | 0 | 0 | 0 | 0 | 1377
844 |  |  |  | Total 345 |  |  | 0 | 0 | 0 | 0 | 0 | 0 | 0 | 0 | 0
845
846 |  | 346 | Misc. Power Plant Equipment |  | F30 |  | 0 | 0 | 0 | 0 | 0 | 0 | 0 | 0 | 0 | 1382
847
848 |  | O00 | Unclassified Other Prod - Acct 300 |  | F30 |  | 0 | 0 | 0 | 0 | 0 | 0 | 0 | 0 | 0 | 1387
849
850 |  | Total Other Generation Plant |  |  |  |  | 0 | 0 | 0 | 0 | 0 | 0 | 0 | 0 | 0
851
852 |  | Experimental Plant
853 |  | 103 | Experimental Plant |  | F30 |  | 0 | 0 | 0 | 0 | 0 | 0 | 0 | 0 | 0 | 1393
854
855 |  | TOTAL GENERATION PLANT |  |  |  |  | 0 | 0 | 0 | 0 | 0 | 0 | 0 | 0 | 0
856
857 | [6 empty] | D: TRANSMISSION PLANT
858 |  | 350 | Land and Land Rights
859 |  |  |  | Demand | F12 |  | 0 | 0 | 0 | 0 | 0 | 0 | 0 | 0 | 0 | 1402
860 |  |  |  | Direct Assigned | A | 0 | 0 | 0 | 0 | 0 | 0 | 0 | 0 | 0 | 0
861 | [6 empty] | 0 | 0 | 0 | 0 | 0 | 0 | 0 | 0 | 0
862 |  | 352 | Structures and Improvements
863 |  |  |  | Demand | F12 |  | 0 | 0 | 0 | 0 | 0 | 0 | 0 | 0 | 0 | 1409
864 |  |  |  | Direct Assigned | A | 0 | 0 | 0 | 0 | 0 | 0 | 0 | 0 | 0 | 0
865 | [6 empty] | 0 | 0 | 0 | 0 | 0 | 0 | 0 | 0 | 0
866 |  | 353 | Station Equipment
867 |  |  |  | Demand | F12 |  | 0 | 0 | 0 | 0 | 0 | 0 | 0 | 0 | 0 | 1415
868 |  |  |  | Direct Assigned | A | 0 | 0 | 0 | 0 | 0 | 0 | 0 | 0 | 0 | 0
869 | [6 empty] | 0 | 0 | 0 | 0 | 0 | 0 | 0 | 0 | 0
870 |  | 354 | Towers and Fixtures
871 |  |  |  | Demand | F12 |  | 0 | 0 | 0 | 0 | 0 | 0 | 0 | 0 | 0 | 1421
872 |  |  |  | Direct Assigned | A | 0 | 0 | 0 | 0 | 0 | 0 | 0 | 0 | 0 | 0
873 | [6 empty] | 0 | 0 | 0 | 0 | 0 | 0 | 0 | 0 | 0
874 |  | 355 | Poles and Fixtures
875 |  |  |  | Demand | F12 |  | 0 | 0 | 0 | 0 | 0 | 0 | 0 | 0 | 0 | 1428
876 |  |  |  | Direct Assigned | A | 0 | 0 | 0 | 0 | 0 | 0 | 0 | 0 | 0 | 0
877 | [6 empty] | 0 | 0 | 0 | 0 | 0 | 0 | 0 | 0 | 0
878 |  | 356 | Overhead Conductors
879 |  |  |  | Demand | F12 |  | 0 | 0 | 0 | 0 | 0 | 0 | 0 | 0 | 0 | 1434
880 |  |  |  | Direct Assigned | A | 0 | 0 | 0 | 0 | 0 | 0 | 0 | 0 | 0 | 0
881 | [6 empty] | 0 | 0 | 0 | 0 | 0 | 0 | 0 | 0 | 0
882 |  | 357 | Underground Conduit
883 |  |  |  | Demand | F12 |  | 0 | 0 | 0 | 0 | 0 | 0 | 0 | 0 | 0 | 1440
884 |  |  |  | Direct Assigned | A | 0 | 0 | 0 | 0 | 0 | 0 | 0 | 0 | 0 | 0
885 | [6 empty] | 0 | 0 | 0 | 0 | 0 | 0 | 0 | 0 | 0
886 |  | 358 | Underground Conductors
887 |  |  |  | Demand | F12 |  | 0 | 0 | 0 | 0 | 0 | 0 | 0 | 0 | 0 | 1446
888 |  |  |  | Direct Assigned | A | 0 | 0 | 0 | 0 | 0 | 0 | 0 | 0 | 0 | 0
889 | [6 empty] | 0 | 0 | 0 | 0 | 0 | 0 | 0 | 0 | 0
890 |  | 359 | Roads and Trails
891 |  |  |  | Demand | F12 |  | 0 | 0 | 0 | 0 | 0 | 0 | 0 | 0 | 0 | 1452
892 |  |  |  | Direct Assigned | A | 0 | 0 | 0 | 0 | 0 | 0 | 0 | 0 | 0 | 0
893 | [6 empty] | 0 | 0 | 0 | 0 | 0 | 0 | 0 | 0 | 0
894
895 |  | T00 | Unclassified Trans Plant - Acct 300 |  | F30 |  | 0 | 0 | 0 | 0 | 0 | 0 | 0 | 0 | 0 | 1457
896 |  | TS0 | Unclassified Trans Sub - Acct 300 |  | F30 |  | 0 | 0 | 0 | 0 | 0 | 0 | 0 | 0 | 0 | 1461
897
898 |  | TOTAL TRANSMISSION PLANT |  |  |  |  | 0 | 0 | 0 | 0 | 0 | 0 | 0 | 0 | 0
899 |  | Distribution - METER - Unbundled |  |  |  |  | D: DISTRIBUTION PLANT
900 |  | A |  | B | C |  | D | E | F | G | H | I | J | K
901 |  | FERC ACCT |  | DESCRIPTION | COS Factor |  | Washington Jurisdiction Normalized | Residential Schedule 16 | Small General Service Schedule 24 | Large General Service < 1,000 kW Schedule 36 | Large General Service > 1,000 kW Schedule 48 | Large General Dedicated Facilities Schedule 48 | Agricultural Pumping Schedule 40 | Street & Area Lighting Sch. 15, 51-54, 57
902
903 |  | 360 | Land and Land Rights
904 |  |  |  | Demand Primary | F20A |  | 0 | 0 | 0 | 0 | 0 | 0 | 0 | 0 | 0 | 1467
905 |  |  |  | Assigned | A | 0 | 0 | 0 | 0 | 0 | 0 | 0 | 0 | 0 | 0
906 | [6 empty] | 0 | 0 | 0 | 0 | 0 | 0 | 0 | 0 | 0
907 |  | 361 | Structures and Improvements
908 |  |  |  | Demand Primary | F20 |  | 0 | 0 | 0 | 0 | 0 | 0 | 0 | 0 | 0 | 1473
909 |  |  |  | Assigned | A | 0 | 0 | 0 | 0 | 0 | 0 | 0 | 0 | 0 | 0
910 | [6 empty] | 0 | 0 | 0 | 0 | 0 | 0 | 0 | 0 | 0
911 |  | 362 | Station Equipment
912 |  |  |  | Demand Primary | F20A |  | 0 | 0 | 0 | 0 | 0 | 0 | 0 | 0 | 0 | 1479
913 |  |  |  | Assigned | A | 0 | 0 | 0 | 0 | 0 | 0 | 0 | 0 | 0 | 0
914 | [6 empty] | 0 | 0 | 0 | 0 | 0 | 0 | 0 | 0 | 0
915 |  | 364 | Poles, Towers & Fixtures
916 |  |  |  | Demand Primary | F20A | 0 | 0 | 0 | 0 | 0 | 0 | 0 | 0 | 0 | 0 | 1485
917 |  |  |  | Demand Secondary | F22 | 0 | 0 | 0 | 0 | 0 | 0 | 0 | 0 | 0 | 0
918 |  |  |  | Assigned | A | 0 | 0 | 0 | 0 | 0 | 0 | 0 | 0 | 0 | 0
919 | [6 empty] | 0 | 0 | 0 | 0 | 0 | 0 | 0 | 0 | 0
920 |  | 365 | Overhead Conductors
921 |  |  |  | Demand Primary | F20A | 0 | 0 | 0 | 0 | 0 | 0 | 0 | 0 | 0 | 0 | 1492
922 |  |  |  | Demand Secondary | F22 | 0 | 0 | 0 | 0 | 0 | 0 | 0 | 0 | 0 | 0
923 |  |  |  | Assigned | A | 0 | 0 | 0 | 0 | 0 | 0 | 0 | 0 | 0 | 0
924 | [6 empty] | 0 | 0 | 0 | 0 | 0 | 0 | 0 | 0 | 0
925 |  | 366 | Underground Conduit
926 |  |  |  | Demand Primary | F20A | 0 | 0 | 0 | 0 | 0 | 0 | 0 | 0 | 0 | 0 | 1499
927 |  |  |  | Demand Secondary | F22 | 0 | 0 | 0 | 0 | 0 | 0 | 0 | 0 | 0 | 0
928 |  |  |  | Assigned | A | 0 | 0 | 0 | 0 | 0 | 0 | 0 | 0 | 0 | 0
929 | [6 empty] | 0 | 0 | 0 | 0 | 0 | 0 | 0 | 0 | 0
930 |  | 367 | Underground Conductors
931 |  |  |  | Demand Primary | F20A | 0 | 0 | 0 | 0 | 0 | 0 | 0 | 0 | 0 | 0 | 1506
932 |  |  |  | Demand Secondary | F22 | 0 | 0 | 0 | 0 | 0 | 0 | 0 | 0 | 0 | 0
933 |  |  |  | Assigned | A | 0 | 0 | 0 | 0 | 0 | 0 | 0 | 0 | 0 | 0
934 | [6 empty] | 0 | 0 | 0 | 0 | 0 | 0 | 0 | 0 | 0
935 |  | 368 | Line Transformers
936 |  |  |  | Demand Secondary | F21 |  | 0 | 0 | 0 | 0 | 0 | 0 | 0 | 0 | 0 | 1513
937 |  |  |  | Assigned | A | 0 | 0 | 0 | 0 | 0 | 0 | 0 | 0 | 0 | 0
938 | [6 empty] | 0 | 0 | 0 | 0 | 0 | 0 | 0 | 0 | 0
939 |  | 369 | Services
940 |  |  |  | Customer | F70 |  | 0 | 0 | 0 | 0 | 0 | 0 | 0 | 0 | 0 | 1519
941 |  |  |  | Assigned | A | 0 | 0 | 0 | 0 | 0 | 0 | 0 | 0 | 0 | 0
942 | [6 empty] | 0 | 0 | 0 | 0 | 0 | 0 | 0 | 0 | 0
943 |  | 370 | Meters
944 |  |  |  | Customer | F60A |  | 0 | 0 | 0 | 0 | 0 | 0 | 0 | 0 | 0 | 1526
945 |  |  |  | Assigned | A | 0 | 0 | 0 | 0 | 0 | 0 | 0 | 0 | 0 | 0
946 | [6 empty] | 0 | 0 | 0 | 0 | 0 | 0 | 0 | 0 | 0
947 |  | 371 | Install on Customers' Premises
948 |  |  |  | Demand Primary | F20 | 0 | 0 | 0 | 0 | 0 | 0 | 0 | 0 | 0 | 0 | 1532
949 |  |  |  | Demand Secondary | F22 | 0 | 0 | 0 | 0 | 0 | 0 | 0 | 0 | 0 | 0
950 |  |  |  | Assigned | A | 0 | 0 | 0 | 0 | 0 | 0 | 0 | 0 | 0 | 0
951 | [6 empty] | 0 | 0 | 0 | 0 | 0 | 0 | 0 | 0 | 0
952 |  | 372 | Leased Property
953 |  |  |  | Demand Primary | F20 | 0 | 0 | 0 | 0 | 0 | 0 | 0 | 0 | 0 | 0 | 1539
954 |  |  |  | Demand Secondary | F22 | 0 | 0 | 0 | 0 | 0 | 0 | 0 | 0 | 0 | 0
955 |  |  |  | Assigned | A | 0 | 0 | 0 | 0 | 0 | 0 | 0 | 0 | 0 | 0
956 | [6 empty] | 0 | 0 | 0 | 0 | 0 | 0 | 0 | 0 | 0
957
958 |  | 373 | Street Lights |  | A | 0 | 0 | 0 | 0 | 0 | 0 | 0 | 0 | 0 | 0 | 1548
959
960
961 |  | D00 | Unclassified Dist Plant - Acct 300 |  | F22 |  | 0 | 0 | 0 | 0 | 0 | 0 | 0 | 0 | 0 | 1551
962 |  | DS0 | Unclassified Dist Sub - Acct 300 |  | F20 |  | 0 | 0 | 0 | 0 | 0 | 0 | 0 | 0 | 0 | 1555
963 |  | TOTAL DISTRIBUTION PLANT |  |  |  |  | 0 | 0 | 0 | 0 | 0 | 0 | 0 | 0 | 0
964
965 |  | Distribution - METER - Unbundled |  |  |  |  | DISTRIBUTION PLANT D: GENERAL PLANT
966
967 |  | A |  | B | C |  | D | E | F | G | H | I | J | K
968 |  | FERC ACCT |  | DESCRIPTION | COS Factor |  | Washington Jurisdiction Normalized | Residential Schedule 16 | Small General Service Schedule 24 | Large General Service < 1,000 kW Schedule 36 | Large General Service > 1,000 kW Schedule 48 | Large General Dedicated Facilities Schedule 48 | Agricultural Pumping Schedule 40 | Street & Area Lighting Sch. 15, 51-54, 57
969 |  | 389 | Land and Land Rights
970 |  |  |  | S | F107T |  | 0 | 0 | 0 | 0 | 0 | 0 | 0 | 0 | 0 | 1562
971 |  |  |  | CN | F42 |  | 0 | 0 | 0 | 0 | 0 | 0 | 0 | 0 | 0 | 1563
972 |  |  |  | DGU | F105T |  | 0 | 0 | 0 | 0 | 0 | 0 | 0 | 0 | 0 | 1564
973 |  |  |  | SG/CAGE/CAGW | F105T |  | 0 | 0 | 0 | 0 | 0 | 0 | 0 | 0 | 0 | 1565
974 |  |  |  | SO | F102T |  | 0 | 0 | 0 | 0 | 0 | 0 | 0 | 0 | 0 | 1566
975 |  |  | Total Land & Land Rights |  |  |  | 0 | 0 | 0 | 0 | 0 | 0 | 0 | 0 | 0
976
977 |  | 390 | Structures and Improvements
978 |  |  |  | S | F107T |  | 0 | 0 | 0 | 0 | 0 | 0 | 0 | 0 | 0 | 1570
979 |  |  |  | DGP | F105T |  | 0 | 0 | 0 | 0 | 0 | 0 | 0 | 0 | 0 | 1571
980 |  |  |  | DGU | F105T |  | 0 | 0 | 0 | 0 | 0 | 0 | 0 | 0 | 0 | 1572
981 |  |  |  | CN | F42 |  | 0 | 0 | 0 | 0 | 0 | 0 | 0 | 0 | 0 | 1573
982 |  |  |  | SG/CAGE/CAGW | F105T |  | 0 | 0 | 0 | 0 | 0 | 0 | 0 | 0 | 0 | 1574
983 |  |  |  | JBG | F105T |  | 0 | 0 | 0 | 0 | 0 | 0 | 0 | 0 | 0 | 1575
984 |  |  |  | SO | F102T |  | 0 | 0 | 0 | 0 | 0 | 0 | 0 | 0 | 0 | 1576
985
986 |  |  | Total Structures and Improvements |  |  |  | 0 | 0 | 0 | 0 | 0 | 0 | 0 | 0 | 0
987
988 |  | 391 | Office Furniture & Equipment
989 |  |  |  | S | F107T |  | 0 | 0 | 0 | 0 | 0 | 0 | 0 | 0 | 0 | 1580
990 |  |  |  | SGP | F105T |  | 0 | 0 | 0 | 0 | 0 | 0 | 0 | 0 | 0 | 1581
991 |  |  |  | SGU | F105T |  | 0 | 0 | 0 | 0 | 0 | 0 | 0 | 0 | 0 | 1582
992 |  |  |  | CN | F42 |  | 0 | 0 | 0 | 0 | 0 | 0 | 0 | 0 | 0 | 1583
993 |  |  |  | SG/CAGE/CAGW | F105T |  | 0 | 0 | 0 | 0 | 0 | 0 | 0 | 0 | 0 | 1584
994 |  |  |  | SE | F30 |  | 0 | 0 | 0 | 0 | 0 | 0 | 0 | 0 | 0 | 1585
995 |  |  |  | SO | F102T |  | 0 | 0 | 0 | 0 | 0 | 0 | 0 | 0 | 0 | 1586
996 |  |  |  | JBG | F105T |  | 0 | 0 | 0 | 0 | 0 | 0 | 0 | 0 | 0 | 1587
997 |  |  |  | JBE | F30 |  | 0 | 0 | 0 | 0 | 0 | 0 | 0 | 0 | 0 | 1588
998 |  |  | Total Office Furniture & Equipment |  |  |  | 0 | 0 | 0 | 0 | 0 | 0 | 0 | 0 | 0
999
1000 |  | 392 | Transportation Equipment
1001 |  |  |  | S | F107T |  | 0 | 0 | 0 | 0 | 0 | 0 | 0 | 0 | 0 | 1592
1002 |  |  |  | SO | F102T |  | 0 | 0 | 0 | 0 | 0 | 0 | 0 | 0 | 0 | 1593
1003 |  |  |  | SG/CAGE/CAGW | F105T |  | 0 | 0 | 0 | 0 | 0 | 0 | 0 | 0 | 0 | 1594
1004 |  |  |  | CN | F42 |  | 0 | 0 | 0 | 0 | 0 | 0 | 0 | 0 | 0 | 1595
1005 |  |  |  | SG-U | F105T |  | 0 | 0 | 0 | 0 | 0 | 0 | 0 | 0 | 0 | 1596
1006 |  |  |  | SE | F30 |  | 0 | 0 | 0 | 0 | 0 | 0 | 0 | 0 | 0 | 1597
1007 |  |  |  | SGP | F105T |  | 0 | 0 | 0 | 0 | 0 | 0 | 0 | 0 | 0 | 1598
1008 |  |  |  | JBG | F105T |  | 0 | 0 | 0 | 0 | 0 | 0 | 0 | 0 | 0 | 1599
1009 |  |  |  | CAGE | F30 |  | 0 | 0 | 0 | 0 | 0 | 0 | 0 | 0 | 0 | 1600
1010 |  |  | Total Transportation Equipment |  |  |  | 0 | 0 | 0 | 0 | 0 | 0 | 0 | 0 | 0
1011
1012 |  | 393 | Stores Equipment
1013 |  |  |  | S | F107T |  | 0 | 0 | 0 | 0 | 0 | 0 | 0 | 0 | 0 | 1604
1014 |  |  |  | SG-P | F105T |  | 0 | 0 | 0 | 0 | 0 | 0 | 0 | 0 | 0 | 1605
1015 |  |  |  | SG-U | F105T |  | 0 | 0 | 0 | 0 | 0 | 0 | 0 | 0 | 0 | 1606
1016 |  |  |  | SO | F102T |  | 0 | 0 | 0 | 0 | 0 | 0 | 0 | 0 | 0 | 1607
1017 |  |  |  | SG/CAGE/CAGW | F105T |  | 0 | 0 | 0 | 0 | 0 | 0 | 0 | 0 | 0 | 1608
1018 |  |  |  | JBG | F105T |  | 0 | 0 | 0 | 0 | 0 | 0 | 0 | 0 | 0 | 1609
1019 |  |  | Total Stores Equipment |  |  |  | 0 | 0 | 0 | 0 | 0 | 0 | 0 | 0 | 0 | 1610
1020
1021 |  | 394 | Tools, Shop & Garage Equipment
1022 |  |  |  | S | F107T |  | 0 | 0 | 0 | 0 | 0 | 0 | 0 | 0 | 0 | 1613
1023 |  |  |  | SG-P | F105T |  | 0 | 0 | 0 | 0 | 0 | 0 | 0 | 0 | 0 | 1614
1024 |  |  |  | SG/CAGE/CAGW | F105T |  | 0 | 0 | 0 | 0 | 0 | 0 | 0 | 0 | 0 | 1615
1025 |  |  |  | SO | F102T |  | 0 | 0 | 0 | 0 | 0 | 0 | 0 | 0 | 0 | 1616
1026 |  |  |  | SE | F30 |  | 0 | 0 | 0 | 0 | 0 | 0 | 0 | 0 | 0 | 1617
1027 |  |  |  | SG-U | F105T |  | 0 | 0 | 0 | 0 | 0 | 0 | 0 | 0 | 0 | 1618
1028 |  |  |  | JBG | F105T |  | 0 | 0 | 0 | 0 | 0 | 0 | 0 | 0 | 0 | 1619
1029 |  |  |  | CAGE | F102T |  | 0 | 0 | 0 | 0 | 0 | 0 | 0 | 0 | 0 | 1620
1030 |  |  | Total Tools, Shop & Garage Equipment |  |  |  | 0 | 0 | 0 | 0 | 0 | 0 | 0 | 0 | 0
1031
1032 |  | 395 | Laboratory Equipment
1033 |  |  |  | S | F107T |  | 0 | 0 | 0 | 0 | 0 | 0 | 0 | 0 | 0 | 1624
1034 |  |  |  | SGP | F105T |  | 0 | 0 | 0 | 0 | 0 | 0 | 0 | 0 | 0 | 1625
1035 |  |  |  | SGU | F105T |  | 0 | 0 | 0 | 0 | 0 | 0 | 0 | 0 | 0 | 1626
1036 |  |  |  | SO | F102T |  | 0 | 0 | 0 | 0 | 0 | 0 | 0 | 0 | 0 | 1627
1037 |  |  |  | SE | F30 |  | 0 | 0 | 0 | 0 | 0 | 0 | 0 | 0 | 0 | 1628
1038 |  |  |  | SG/CAGE/CAGW | F105T |  | 0 | 0 | 0 | 0 | 0 | 0 | 0 | 0 | 0 | 1629
1039 |  |  |  | JBG | F105T |  | 0 | 0 | 0 | 0 | 0 | 0 | 0 | 0 | 0 | 1630
1040 |  |  |  | CAGE | F102T |  | 0 | 0 | 0 | 0 | 0 | 0 | 0 | 0 | 0 | 1631
1041 |  |  | Total Laboratory Equipment |  |  |  | 0 | 0 | 0 | 0 | 0 | 0 | 0 | 0 | 0
1042
1043 |  | 396 | Power Operated Equipment
1044 |  |  |  | S | F107T |  | 0 | 0 | 0 | 0 | 0 | 0 | 0 | 0 | 0 | 1635
1045 |  |  |  | SG-P | F105T |  | 0 | 0 | 0 | 0 | 0 | 0 | 0 | 0 | 0 | 1636
1046 |  |  |  | SG/CAGE/CAGW | F105T |  | 0 | 0 | 0 | 0 | 0 | 0 | 0 | 0 | 0 | 1637
1047 |  |  |  | SO | F102T |  | 0 | 0 | 0 | 0 | 0 | 0 | 0 | 0 | 0 | 1638
1048 |  |  |  | SG-U | F105T |  | 0 | 0 | 0 | 0 | 0 | 0 | 0 | 0 | 0 | 1639
1049 |  |  |  | SE | F30 |  | 0 | 0 | 0 | 0 | 0 | 0 | 0 | 0 | 0 | 1640
1050 |  |  |  | JBG | F105T |  | 0 | 0 | 0 | 0 | 0 | 0 | 0 | 0 | 0 | 1641
1051 |  |  |  | CAGE | F102T |  | 0 | 0 | 0 | 0 | 0 | 0 | 0 | 0 | 0 | 1642
1052 |  |  | Total Power Operated Equipment |  |  |  | 0 | 0 | 0 | 0 | 0 | 0 | 0 | 0 | 0
1053
1054 |  | 397 | Communication Equipment
1055 |  |  |  | S | F107T |  | 0 | 0 | 0 | 0 | 0 | 0 | 0 | 0 | 0 | 1646
1056 |  |  |  | SGP | F105T |  | 0 | 0 | 0 | 0 | 0 | 0 | 0 | 0 | 0 | 1647
1057 |  |  |  | SGU | F105T |  | 0 | 0 | 0 | 0 | 0 | 0 | 0 | 0 | 0 | 1648
1058 |  |  |  | SO | F102T |  | 0 | 0 | 0 | 0 | 0 | 0 | 0 | 0 | 0 | 1649
1059 |  |  |  | CN | F42 |  | 0 | 0 | 0 | 0 | 0 | 0 | 0 | 0 | 0 | 1650
1060 |  |  |  | SG/CAGE/CAGW | F105T |  | 0 | 0 | 0 | 0 | 0 | 0 | 0 | 0 | 0 | 1651
1061 |  |  |  | SE | F30 |  | 0 | 0 | 0 | 0 | 0 | 0 | 0 | 0 | 0 | 1652
1062 |  |  |  | JBG | F105T |  | 0 | 0 | 0 | 0 | 0 | 0 | 0 | 0 | 0 | 1653
|  |  |  | CAGE | F105T |  | 0 | 0 | 0 | 0 | 0 | 0 | 0 | 0 | 0 | 1654
1064 |  |  |  | CAGE | F105T |  | 0 | 0 | 0 | 0 | 0 | 0 | 0 | 0 | 0 | 1655
1065 |  |  | Total Communication Equipment |  |  |  | 0 | 0 | 0 | 0 | 0 | 0 | 0 | 0 | 0
1066
1067 |  | Distribution - METER - Unbundled |  |  |  |  | D: GENERAL PLANT
1068
1069 |  | A |  | B | C |  | D | E | F | G | H | I | J | K
1070 |  | FERC ACCT |  | DESCRIPTION | COS Factor |  | Washington Jurisdiction Normalized | Residential Schedule 16 | Small General Service Schedule 24 | Large General Service < 1,000 kW Schedule 36 | Large General Service > 1,000 kW Schedule 48 | Large General Dedicated Facilities Schedule 48 | Agricultural Pumping Schedule 40 | Street & Area Lighting Sch. 15, 51-54, 57
1071 |  | 398 | Misc. Equipment
1072 |  |  |  | S | F107T |  | 0 | 0 | 0 | 0 | 0 | 0 | 0 | 0 | 0 | 1659
1073 |  |  |  | SGP | F105T |  | 0 | 0 | 0 | 0 | 0 | 0 | 0 | 0 | 0 | 1660
1074 |  |  |  | SGU | F105T |  | 0 | 0 | 0 | 0 | 0 | 0 | 0 | 0 | 0 | 1661
|  |  |  | CN | F42 |  | 0 | 0 | 0 | 0 | 0 | 0 | 0 | 0 | 0 | 1662
1076 |  |  |  | SO | F102T |  | 0 | 0 | 0 | 0 | 0 | 0 | 0 | 0 | 0 | 1663
1077 |  |  |  | SE | F30 |  | 0 | 0 | 0 | 0 | 0 | 0 | 0 | 0 | 0 | 1664
1078 |  |  |  | SG | F105T |  | 0 | 0 | 0 | 0 | 0 | 0 | 0 | 0 | 0 | 1665
1079 |  |  |  | JBG | F105T |  | 0 | 0 | 0 | 0 | 0 | 0 | 0 | 0 | 0 | 1666
1080 |  |  | Total Misc. Equipment |  |  |  | 0 | 0 | 0 | 0 | 0 | 0 | 0 | 0 | 0
1081
1082 |  | 399 | Coal Mine |  | F30 |  | 0 | 0 | 0 | 0 | 0 | 0 | 0 | 0 | 0 | 1674
1083 |  | 399L | WIDCO Capital Lease |  | F30 |  | 0 | 0 | 0 | 0 | 0 | 0 | 0 | 0 | 0 | 1677
1084 |  |  | Remove Capital Lease |  | F30 |  | 0 | 0 | 0 | 0 | 0 | 0 | 0 | 0 | 0 | 1680
1085
1086 |  | 390L | General Capital Lease
1087 |  |  |  | S | F30 |  | 0 | 0 | 0 | 0 | 0 | 0 | 0 | 0 | 0 | 1685
1088 |  |  |  | SG | F30 |  | 0 | 0 | 0 | 0 | 0 | 0 | 0 | 0 | 0 | 1686
1089 |  |  |  | SO-U | F30 |  | 0 | 0 | 0 | 0 | 0 | 0 | 0 | 0 | 0 | 1687
1091 |  |  | Remove Capital Lease |  |  |  | 0 | 0 | 0 | 0 | 0 | 0 | 0 | 0
1092
1093 |  | 392L | General Vehicles Capital Lease |  | F30 |  | 0 | 0 | 0 | 0 | 0 | 0 | 0 | 0 | 0 | 1694
1094 |  |  | Remove Capital Lease |  | F30 |  | 0 | 0 | 0 | 0 | 0 | 0 | 0 | 0 | 0 | 1697
1095
1096 |  | G00 | Unclassified Gen Plant - Acct 300 |  | F102T |  | 0 | 0 | 0 | 0 | 0 | 0 | 0 | 0 | 0 | 1707
1097 |  | GV0 | Unclassified Gen Veh - Acct 300 |  | F102T |  | 0 | 0 | 0 | 0 | 0 | 0 | 0 | 0 | 0 | 1715
1098
1099 |  | TOTAL GENERAL PLANT |  |  |  |  | 0 | 0 | 0 | 0 | 0 | 0 | 0 | 0 | 0
1100
1101
1102
1103 | [6 empty] | D: INTANGIBLE PLANT
1104
1105 |  | 301 | Organization
1106 |  |  |  | S | F107T |  | 0 | 0 | 0 | 0 | 0 | 0 | 0 | 0 | 0 | 1720
1107 |  |  |  | SO | F102T |  | 0 | 0 | 0 | 0 | 0 | 0 | 0 | 0 | 0 | 1721
1108 |  |  |  | SG/CAGE/CAGW | F105T |  | 0 | 0 | 0 | 0 | 0 | 0 | 0 | 0 | 0 | 1722
1109 |  |  | Total Organization |  |  |  | 0 | 0 | 0 | 0 | 0 | 0 | 0 | 0 | 0
1110
1111 |  | 302 | Franchise & Consent
1112 |  |  |  | S | F107T |  | 0 | 0 | 0 | 0 | 0 | 0 | 0 | 0 | 0 | 1725
1113 |  |  |  | SG/CAGE/CAGW | F105T |  | 0 | 0 | 0 | 0 | 0 | 0 | 0 | 0 | 0 | 1726
1114 |  |  |  | DGP | F105T |  | 0 | 0 | 0 | 0 | 0 | 0 | 0 | 0 | 0 | 1727
1115 |  |  |  | DGU | F105T |  | 0 | 0 | 0 | 0 | 0 | 0 | 0 | 0 | 0 | 1728
1116 |  |  | Total Franchise & Consent |  |  |  | 0 | 0 | 0 | 0 | 0 | 0 | 0 | 0 | 0
1117
1118 |  | 303 | Miscellaneous Intangible Plant
1119 |  |  |  | S | F107T |  | 0 | 0 | 0 | 0 | 0 | 0 | 0 | 0 | 0 | 1732
1120 |  |  |  | SG/CAGW | F105T |  | 0 | 0 | 0 | 0 | 0 | 0 | 0 | 0 | 0 | 1733
1121 |  |  |  | SO | F102T |  | 0 | 0 | 0 | 0 | 0 | 0 | 0 | 0 | 0 | 1734
1122 |  |  |  | SE | F105T |  | 0 | 0 | 0 | 0 | 0 | 0 | 0 | 0 | 0 | 1735
1123 |  |  |  | CN | F42 |  | 0 | 0 | 0 | 0 | 0 | 0 | 0 | 0 | 0 | 1736
1124 |  |  |  | DGU | F30 |  | 0 | 0 | 0 | 0 | 0 | 0 | 0 | 0 | 0 | 1737
1125 |  |  |  | DGP | F105T |  | 0 | 0 | 0 | 0 | 0 | 0 | 0 | 0 | 0 | 1738
1126 |  |  |  | JBG | F105T |  | 0 | 0 | 0 | 0 | 0 | 0 | 0 | 0 | 0 | 1739
1127 |  |  | Total Miscellaneous Intangible Plant |  |  |  | 0 | 0 | 0 | 0 | 0 | 0 | 0 | 0 | 0
1128
1129 |  | I00 | Unclass Intangible Plant - Acct 300 |  | F102T |  | 0 | 0 | 0 | 0 | 0 | 0 | 0 | 0 | 0 | 1750
1130
1131 |  | TOTAL INTANGIBLE PLANT |  |  |  |  | 0 | 0 | 0 | 0 | 0 | 0 | 0 | 0 | 0
1132
1133
1134 |  | TOTAL ELECTRIC PLANT IN SERVICE |  |  |  |  | 0 | 0 | 0 | 0 | 0 | 0 | 0 | 0 | 0
1135
1136
1137 |  | Distribution - METER - Unbundled |  |  |  |  | D: MISC RATE BASE
1138
1139 |  | A |  | B | C |  | D | E | F | G | H | I | J | K
1140 |  | FERC ACCT |  | DESCRIPTION | COS Factor |  | Washington Jurisdiction Normalized | Residential Schedule 16 | Small General Service Schedule 24 | Large General Service < 1,000 kW Schedule 36 | Large General Service > 1,000 kW Schedule 48 | Large General Dedicated Facilities Schedule 48 | Agricultural Pumping Schedule 40 | Street & Area Lighting Sch. 15, 51-54, 57
1141 |  | 105 | Plant Held For Future Use
1142 |  |  |  | S | F20 |  | 0 | 0 | 0 | 0 | 0 | 0 | 0 | 0 | 0 | 1758
1143 |  |  |  | SG/CAGE/CAGW | F30 |  | 0 | 0 | 0 | 0 | 0 | 0 | 0 | 0 | 0 | 1759
1144 |  |  |  | DNPT | F30 |  | 0 | 0 | 0 | 0 | 0 | 0 | 0 | 0 | 0 | 1760
1145 |  |  |  | DNPPOP | F30 |  | 0 | 0 | 0 | 0 | 0 | 0 | 0 | 0 | 0 | 1761
1146 |  |  |  | SE/CAEE/CAEW | F30 |  | 0 | 0 | 0 | 0 | 0 | 0 | 0 | 0 | 0 | 1762
1147 |  |  |  | DNPG | F102 |  | 0 | 0 | 0 | 0 | 0 | 0 | 0 | 0 | 0 | 1763
1148 |  |  | Total Plant Held For Future Use |  |  |  | 0 | 0 | 0 | 0 | 0 | 0 | 0 | 0 | 0
1149
1150 |  | 114 | Electric Plant Acquisition Adjust |  | F30 |  | 0 | 0 | 0 | 0 | 0 | 0 | 0 | 0 | 0 | 1770
1151
1152 |  | 128 | Pensions |  | F102T |  | 0 | 0 | 0 | 0 | 0 | 0 | 0 | 0 | 0 | 1774
1153
1154 |  | 124 | Weatherization |  | F30 |  | 0 | 0 | 0 | 0 | 0 | 0 | 0 | 0 | 0 | 1796
1155
1156 |  | 151 | Fuel Stock |  | F30 |  | 0 | 0 | 0 | 0 | 0 | 0 | 0 | 0 | 0 | 1799
1157 |  |  |  | JBG | F30 |  | 0 | 0 | 0 | 0 | 0 | 0 | 0 | 0 | 0 | 1800
1158 |  |  |  | Total Fuel Stock |  |  | 0 | 0 | 0 | 0 | 0 | 0 | 0 | 0 | 0
1159
1160 |  | 152 | Fuel Stock - Undistributed |  | F30 |  | 0 | 0 | 0 | 0 | 0 | 0 | 0 | 0 | 0 | 1805
1161
1162 |  | 25316 | DG&T Working Capital Deposit |  | F30 |  | 0 | 0 | 0 | 0 | 0 | 0 | 0 | 0 | 0 | 1810
1163
1164 |  | 25317 | DG&T Working Capital Deposit |  | F30 |  | 0 | 0 | 0 | 0 | 0 | 0 | 0 | 0 | 0 | 1814
1165
1166 |  | 25319 | Provo Working Capital Deposit |  | F30 |  | 0 | 0 | 0 | 0 | 0 | 0 | 0 | 0 | 0 | 1818
1167
1168 |  | 154 | Materials and Supplies |  | F102T |  | 0 | 0 | 0 | 0 | 0 | 0 | 0 | 0 | 0 | 1823
1169 |  |  |  | SG/CAGE/CAGW | F102T |  | 0 | 0 | 0 | 0 | 0 | 0 | 0 | 0 | 0 | 1824
1170 |  |  |  | SE/CAEE/CAEW | F102T |  | 0 | 0 | 0 | 0 | 0 | 0 | 0 | 0 | 0 | 1825
1171 |  |  |  | SO | F102T |  | 0 | 0 | 0 | 0 | 0 | 0 | 0 | 0 | 0 | 1826
1172 |  |  |  | DNPPS | F102T |  | 0 | 0 | 0 | 0 | 0 | 0 | 0 | 0 | 0 | 1827
1173 |  |  |  | DNPPH | F102T |  | 0 | 0 | 0 | 0 | 0 | 0 | 0 | 0 | 0 | 1828
1174 |  |  |  | DNPD | F102T |  | 0 | 0 | 0 | 0 | 0 | 0 | 0 | 0 | 0 | 1829
1175 |  |  |  | DNPT | F102T |  | 0 | 0 | 0 | 0 | 0 | 0 | 0 | 0 | 0 | 1830
1176 |  |  |  | DGU | F102T |  | 0 | 0 | 0 | 0 | 0 | 0 | 0 | 0 | 0 | 1831
1177 |  |  |  | DGP | F102T |  | 0 | 0 | 0 | 0 | 0 | 0 | 0 | 0 | 0 | 1832
1178 |  |  |  | JBG | F30 |  | 0 | 0 | 0 | 0 | 0 | 0 | 0 | 0 | 0 | 1833
1179 |  |  |  | SNPP | F102T |  | 0 | 0 | 0 | 0 | 0 | 0 | 0 | 0 | 0 | 1834
1180 |  |  |  | CAGE | F102T |  | 0 | 0 | 0 | 0 | 0 | 0 | 0 | 0 | 0 | 1835
1181 |  |  | Total Materials and Supplies |  |  |  | 0 | 0 | 0 | 0 | 0 | 0 | 0 | 0 | 0
1182
1183 |  | 163 | Stores Expense Undistributed |  | F102T |  | 0 | 0 | 0 | 0 | 0 | 0 | 0 | 0 | 0 | 1839
1184
1185 |  | 25318 | Provo Working Capital Deposit |  | F102T |  | 0 | 0 | 0 | 0 | 0 | 0 | 0 | 0 | 0 | 1844
1186
1187 |  | 165 | Prepayments |  | F102T |  | 0 | 0 | 0 | 0 | 0 | 0 | 0 | 0 | 0 | 1851
1188 |  |  |  | GPS | F42 |  | 0 | 0 | 0 | 0 | 0 | 0 | 0 | 0 | 0 | 1852
1189 |  |  |  | SG | F102T |  | 0 | 0 | 0 | 0 | 0 | 0 | 0 | 0 | 0 | 1853
1190 |  |  |  | SE | F102T |  | 0 | 0 | 0 | 0 | 0 | 0 | 0 | 0 | 0 | 1854
1191 |  |  |  | SO | F102T |  | 0 | 0 | 0 | 0 | 0 | 0 | 0 | 0 | 0 | 1855
1192 |  |  |  | Total Prepayments |  |  | 0 | 0 | 0 | 0 | 0 | 0 | 0 | 0 | 0
1193
1194 |  | 182 | Misc Regulatory Assets |  | F102T |  | 0 | 0 | 0 | 0 | 0 | 0 | 0 | 0 | 0 | 1859
1195 |  |  |  | SG/CAGW | F102T |  | 0 | 0 | 0 | 0 | 0 | 0 | 0 | 0 | 0 | 1860
1196 |  |  |  | CAGE | F102T |  | 0 | 0 | 0 | 0 | 0 | 0 | 0 | 0 | 0 | 1861
1197 |  |  |  | CAEW | F102T |  | 0 | 0 | 0 | 0 | 0 | 0 | 0 | 0 | 0 | 1862
1198 |  |  |  | CAEE | F30 |  | 0 | 0 | 0 | 0 | 0 | 0 | 0 | 0 | 0 | 1863
1199 |  |  |  | SE | F102T |  | 0 | 0 | 0 | 0 | 0 | 0 | 0 | 0 | 0 | 1864
1200 |  |  |  | SO | F102T |  | 0 | 0 | 0 | 0 | 0 | 0 | 0 | 0 | 0 | 1865
1201 |  |  |  | Total Misc Regulatory Assets |  |  | 0 | 0 | 0 | 0 | 0 | 0 | 0 | 0 | 0
1202
1203 |  | 186 | Misc Deferred Debits |  | F102T |  | 0 | 0 | 0 | 0 | 0 | 0 | 0 | 0 | 0 | 1869
1204 |  |  |  | CAEW | F102T |  | 0 | 0 | 0 | 0 | 0 | 0 | 0 | 0 | 0 | 1870
1205 |  |  |  | CAEE | F102T |  | 0 | 0 | 0 | 0 | 0 | 0 | 0 | 0 | 0 | 1871
1206 |  |  |  | SG | F102T |  | 0 | 0 | 0 | 0 | 0 | 0 | 0 | 0 | 0 | 1872
1207 |  |  |  | SO | F102T |  | 0 | 0 | 0 | 0 | 0 | 0 | 0 | 0 | 0 | 1873
1208 |  |  |  | SE | F30 |  | 0 | 0 | 0 | 0 | 0 | 0 | 0 | 0 | 0 | 1874
1209 |  |  |  | JBE | F102T |  | 0 | 0 | 0 | 0 | 0 | 0 | 0 | 0 | 0 | 1875
1210 |  |  |  | EXCTAX | F102T |  | 0 | 0 | 0 | 0 | 0 | 0 | 0 | 0 | 0 | 1876
1211 |  |  |  | Total Misc Deferred Debits |  |  | 0 | 0 | 0 | 0 | 0 | 0 | 0 | 0 | 0
1212
1213 |  | CWC | Cash Working Capital |  | F137T |  | 0 | 0 | 0 | 0 | 0 | 0 | 0 | 0 | 0 | 1884
1214
1215 |  | OWC | Other Working Capital |  | F137T |  | 0 | 0 | 0 | 0 | 0 | 0 | 0 | 0 | 0 | 1897
1216 |  |  |  | Total Other Working Capital |  |  | 0 | 0 | 0 | 0 | 0 | 0 | 0 | 0 | 0
1217
1218 |  | 18222 | Nuclear Plant |  | F30 |  | 0 | 0 | 0 | 0 | 0 | 0 | 0 | 0 | 0 | 1911
1219
1220 |  | 1869 | Misc Deferred Debits-Trojan |  | F30 |  | 0 | 0 | 0 | 0 | 0 | 0 | 0 | 0 | 0 | 1916
1221
1222 |  | 141 | Impact Housing - Notes Receivable |  | F30 |  | 0 | 0 | 0 | 0 | 0 | 0 | 0 | 0 | 0 | 1919
1223 |  | TOTAL RATE BASE ADDITIONS |  |  |  |  | 0 | 0 | 0 | 0 | 0 | 0 | 0 | 0 | 0
1224
1225 |  | Distribution - METER - Unbundled
1226
1227 |  | A |  | B | C |  | D | E | F | G | H | I | J | K
1228 |  | FERC ACCT |  | DESCRIPTION | COS Factor |  | Washington Jurisdiction Normalized | Residential Schedule 16 | Small General Service Schedule 24 | Large General Service < 1,000 kW Schedule 36 | Large General Service > 1,000 kW Schedule 48 | Large General Dedicated Facilities Schedule 48 | Agricultural Pumping Schedule 40 | Street & Area Lighting Sch. 15, 51-54, 57
1229
1230 |  | 235 | Customer Service Deposits |  | F51 |  | 0 | 0 | 0 | 0 | 0 | 0 | 0 | 0 | 0 | 1931
1231
1232 |  | 2281 | Accum Prov for Property Insurance |  | F102T |  | 0 | 0 | 0 | 0 | 0 | 0 | 0 | 0 | 0 | 1935
1233
1234 |  | 2282 | Accum Prov for Injuries & Damages |  | F102T |  | 0 | 0 | 0 | 0 | 0 | 0 | 0 | 0 | 0 | 1939
1235
1236 |  | 2283 | Accum Prov for Pension & Benefits |  | F102T |  | 0 | 0 | 0 | 0 | 0 | 0 | 0 | 0 | 0 | 1944
1237
1238 |  | 254 | Reg Liabilities - Insurance Provision |  | F30 |  | 0 | 0 | 0 | 0 | 0 | 0 | 0 | 0 | 0 | 1950
1239
1240 |  | 22844 | Accum Hydro Relicensing Obligation |  | F30 |  | 0 | 0 | 0 | 0 | 0 | 0 | 0 | 0 | 0 | 1954
1241
1242
1243 |  | 22842 | Accum Misc Oper Prov - Trojan |  | F30 |  | 0 | 0 | 0 | 0 | 0 | 0 | 0 | 0 | 0 | 1959
1244
1245 |  | 252 | Customer Advances for Const |  | F50 |  | 0 | 0 | 0 | 0 | 0 | 0 | 0 | 0 | 0 | 1967
1246
1247 |  | 25398 | SO2 Emissions |  | F30 |  | 0 | 0 | 0 | 0 | 0 | 0 | 0 | 0 | 0 | 1970
1248
1249 |  | 25399 | Other Deferred Credits |  | F30 |  | 0 | 0 | 0 | 0 | 0 | 0 | 0 | 0 | 0 | 1979
1250
1251 |  | 190 | Accum Deferred Income Taxes |  | F104T |  | 0 | 0 | 0 | 0 | 0 | 0 | 0 | 0 | 0 | 1982
1252 |  |  |  | SG/CAGW | F104T |  | 0 | 0 | 0 | 0 | 0 | 0 | 0 | 0 | 0 | 1983
1253 |  |  |  | DOP | F138T |  | 0 | 0 | 0 | 0 | 0 | 0 | 0 | 0 | 0 | 1984
1254 |  |  |  | CN | F104T |  | 0 | 0 | 0 | 0 | 0 | 0 | 0 | 0 | 0 | 1985
1255 |  |  |  | BADDEBT | F42 |  | 0 | 0 | 0 | 0 | 0 | 0 | 0 | 0 | 0 | 1986
1256 |  |  |  | JBG | F104T |  | 0 | 0 | 0 | 0 | 0 | 0 | 0 | 0 | 0 | 1987
1257 |  |  |  | JBE | F104T |  | 0 | 0 | 0 | 0 | 0 | 0 | 0 | 0 | 0 | 1988
1258 |  |  |  | SE/CAEW | F104T |  | 0 | 0 | 0 | 0 | 0 | 0 | 0 | 0 | 0 | 1989
1259 |  |  |  | SNP | F104T |  | 0 | 0 | 0 | 0 | 0 | 0 | 0 | 0 | 0 | 1990
1260 |  |  |  | SNPD | F104T |  | 0 | 0 | 0 | 0 | 0 | 0 | 0 | 0 | 0 | 1991
1261 |  |  |  | Total Accum Deferred Income Taxes |  |  | 0 | 0 | 0 | 0 | 0 | 0 | 0 | 0 | 0
1262
1263 |  | 281 | Accum Deferred Income Taxes |  | F104T |  | 0 | 0 | 0 | 0 | 0 | 0 | 0 | 0 | 0 | 1998
1264
1265 |  | 282 | Accum Deferred Income Taxes |  | F104T |  | 0 | 0 | 0 | 0 | 0 | 0 | 0 | 0 | 0 | 2001
1266 |  |  |  |  | F104T |  | 0 | 0 | 0 | 0 | 0 | 0 | 0 | 0 | 0 | 2002
1267 |  |  |  |  | F104T |  | 0 | 0 | 0 | 0 | 0 | 0 | 0 | 0 | 0 | 2003
1268 |  |  |  |  | F104T |  | 0 | 0 | 0 | 0 | 0 | 0 | 0 | 0 | 0 | 2004
1269 |  |  |  |  | F104T |  | 0 | 0 | 0 | 0 | 0 | 0 | 0 | 0 | 0 | 2005
1270 |  |  |  | DITBAL | F104T |  | 0 | 0 | 0 | 0 | 0 | 0 | 0 | 0 | 0 | 2006
1271 |  |  |  | DGP | F42 |  | 0 | 0 | 0 | 0 | 0 | 0 | 0 | 0 | 0 | 2007
1272 |  |  |  | SO | F138T |  | 0 | 0 | 0 | 0 | 0 | 0 | 0 | 0 | 0 | 2008
1273 |  |  |  | JBE | F104T |  | 0 | 0 | 0 | 0 | 0 | 0 | 0 | 0 | 0 | 2009
1274 |  |  |  | SE | F104T |  | 0 | 0 | 0 | 0 | 0 | 0 | 0 | 0 | 0 | 2010
1275 |  |  |  | SG | F104T |  | 0 | 0 | 0 | 0 | 0 | 0 | 0 | 0 | 0 | 2011
1276 |  |  |  | Total Accum Deferred Income Taxes |  |  | 0 | 0 | 0 | 0 | 0 | 0 | 0 | 0 | 0
1277
1278
1279 |  | 283 | Accum Deferred Income Taxes |  | F104T |  | 0 | 0 | 0 | 0 | 0 | 0 | 0 | 0 | 0 | 2015
1280 |  |  |  | SG/CAGW | F104T |  | 0 | 0 | 0 | 0 | 0 | 0 | 0 | 0 | 0 | 2016
1281 |  |  |  | SE | F104T |  | 0 | 0 | 0 | 0 | 0 | 0 | 0 | 0 | 0 | 2017
1282 |  |  |  | SO | F138T |  | 0 | 0 | 0 | 0 | 0 | 0 | 0 | 0 | 0 | 2018
1283 |  |  |  | GPS | F104T |  | 0 | 0 | 0 | 0 | 0 | 0 | 0 | 0 | 0 | 2019
1284 |  |  |  | SNP | F104T |  | 0 | 0 | 0 | 0 | 0 | 0 | 0 | 0 | 0 | 2020
1285 |  |  |  | TROJD | F104T |  | 0 | 0 | 0 | 0 | 0 | 0 | 0 | 0 | 0 | 2021
1286 |  |  |  | SNPD | F104T |  | 0 | 0 | 0 | 0 | 0 | 0 | 0 | 0 | 0 | 2022
1287 |  |  |  | JBE | F104T |  | 0 | 0 | 0 | 0 | 0 | 0 | 0 | 0 | 0 | 2023
1288 |  |  |  | Total Accum Deferred Income Taxes |  |  | 0 | 0 | 0 | 0 | 0 | 0 | 0 | 0 | 0
1289
1290 |  | 255 | Accum Investment Tax Credit |  | F104T |  | 0 | 0 | 0 | 0 | 0 | 0 | 0 | 0 | 0 | 2037
1291 |  | TOTAL RATE BASE DEDUCTIONS |  |  |  |  | 0 | 0 | 0 | 0 | 0 | 0 | 0 | 0 | 0
1292
1293 | [6 empty] | D: ACCUMULATED DEPRECIATION
1294 | [6 empty] | D: GENERATION PLANT
1295
1296 |  | 108SP | Steam Prod Accumulated Depr |  | F30 |  | 0 | 0 | 0 | 0 | 0 | 0 | 0 | 0 | 0 | 2048
1297
1298 |  | 108NP | Nuclear Prod Accumulated Depr |  | F30 |  | 0 | 0 | 0 | 0 | 0 | 0 | 0 | 0 | 0 | 2054
1299
1300 |  | 108HP | Hydraulic Prod Accum Depr |  | F30 |  | 0 | 0 | 0 | 0 | 0 | 0 | 0 | 0 | 0 | 2062
1301
1302 |  | 108OP | Other Generation - Accum Depr |  | F30 |  | 0 | 0 | 0 | 0 | 0 | 0 | 0 | 0 | 0 | 2065
1303 |  |  |  | SGU | F30 |  | 0 | 0 | 0 | 0 | 0 | 0 | 0 | 0 | 0 | 2066
1304 |  |  |  | SG-P | F30 |  | 0 | 0 | 0 | 0 | 0 | 0 | 0 | 0 | 0 | 2067
1305 |  |  |  | SG | F30 |  | 0 | 0 | 0 | 0 | 0 | 0 | 0 | 0 | 0 | 2068
1306 |  |  |  | CAEW | F30 |  | 0 | 0 | 0 | 0 | 0 | 0 | 0 | 0 | 0 | 2069
1307 |  |  |  | CAGE | F30 |  | 0 | 0 | 0 | 0 | 0 | 0 | 0 | 0 | 0 | 2070
1308 |  |  |  | Total Other Generation - Accum Depr |  |  | 0 | 0 | 0 | 0 | 0 | 0 | 0 | 0 | 0
1309
1310 |  | 108EP | Experimental Plant - Accum Depr |  | F30 |  | 0 | 0 | 0 | 0 | 0 | 0 | 0 | 0 | 0 | 2076
1311
1312
1313
1314 |  | TOTAL GENERATION PLANT DEPRECIATION |  |  |  |  | 0 | 0 | 0 | 0 | 0 | 0 | 0 | 0 | 0
1315
1316
1317 | [6 empty] | D: TRANSMISSION PLANT
1318
1319 |  | 108TP | Transmission Plant Accum Depr |  | F106 |  | 0 | 0 | 0 | 0 | 0 | 0 | 0 | 0 | 0 | 2087
1320
1321
1322 | [6 empty] | D: DISTRIBUTION PLANT
1323
1324 |  | 108360 | Land and Land Rights |  | F118 |  | 0 | 0 | 0 | 0 | 0 | 0 | 0 | 0 | 0 | 2091
1325
1326 |  | 108361 | Structures and Improvements |  | F119 |  | 0 | 0 | 0 | 0 | 0 | 0 | 0 | 0 | 0 | 2095
1327
1328 |  | 108362 | Station Equipment |  | F120 |  | 0 | 0 | 0 | 0 | 0 | 0 | 0 | 0 | 0 | 2099
1329
1330 |  | Distribution - METER - Unbundled
1331
1332 |  | A |  | B | C |  | D | E | F | G | H | I | J | K
1333 |  | FERC ACCT |  | DESCRIPTION | COS Factor |  | Washington Jurisdiction Normalized | Residential Schedule 16 | Small General Service Schedule 24 | Large General Service < 1,000 kW Schedule 36 | Large General Service > 1,000 kW Schedule 48 | Large General Dedicated Facilities Schedule 48 | Agricultural Pumping Schedule 40 | Street & Area Lighting Sch. 15, 51-54, 57
1334
1335 |  | 108364 | Poles, Towers & Fixtures |  | F121 |  | 0 | 0 | 0 | 0 | 0 | 0 | 0 | 0 | 0 | 2103
1336
1337 |  | 108365 | Overhead Conductors |  | F122 |  | 0 | 0 | 0 | 0 | 0 | 0 | 0 | 0 | 0 | 2107
1338
1339 |  | 108366 | Underground Conduit |  | F123 |  | 0 | 0 | 0 | 0 | 0 | 0 | 0 | 0 | 0 | 2111
1340
1341 |  | 108367 | Underground Conductors |  | F124 |  | 0 | 0 | 0 | 0 | 0 | 0 | 0 | 0 | 0 | 2115
1342
1343 |  | 108368 | Line Transformers |  | F125 |  | 0 | 0 | 0 | 0 | 0 | 0 | 0 | 0 | 0 | 2119
1344
1345 |  | 108369 | Services |  | F126 |  | 0 | 0 | 0 | 0 | 0 | 0 | 0 | 0 | 0 | 2123
1346
1347 |  | 108370 | Meters |  | F127 |  | 0 | 0 | 0 | 0 | 0 | 0 | 0 | 0 | 0 | 2127
1348
1349 |  | 108371 | Install on Customers' Premises |  | F128 |  | 0 | 0 | 0 | 0 | 0 | 0 | 0 | 0 | 0 | 2131
1350
1351 |  | 108372 | Leased Property |  | F129 |  | 0 | 0 | 0 | 0 | 0 | 0 | 0 | 0 | 0 | 2135
1352
1353 |  | 108373 | Street Lights |  | F130 |  | 0 | 0 | 0 | 0 | 0 | 0 | 0 | 0 | 0 | 2139
1354
1355 |  | 108D00 | Unclassified Dist Plant - Acct 300 |  | F121 |  | 0 | 0 | 0 | 0 | 0 | 0 | 0 | 0 | 0 | 2143
1356
1357 |  | 108DS | Unclassified Dist Sub - Acct 300 |  | F120 |  | 0 | 0 | 0 | 0 | 0 | 0 | 0 | 0 | 0 | 2147
1358
1359 |  | 108D | Unclassified Dist Sub - Acct 300 |  | F102T |  | 0 | 0 | 0 | 0 | 0 | 0 | 0 | 0 | 0 | 2151
1360
1361
1362 |  | TOTAL DISTRIBUTION PLANT DEPR |  |  |  |  | 0 | 0 | 0 | 0 | 0 | 0 | 0 | 0 | 0
1363
1364 | [6 empty] | D: GENERAL PLANT
1365 |  | 108GP | General Plant Accumulated Depr
1366 |  |  |  | S | F107T |  | 0 | 0 | 0 | 0 | 0 | 0 | 0 | 0 | 0 | 2157
1367 |  |  |  | SG-P | F105T |  | 0 | 0 | 0 | 0 | 0 | 0 | 0 | 0 | 0 | 2158
1368 |  |  |  | SG-U | F105T |  | 0 | 0 | 0 | 0 | 0 | 0 | 0 | 0 | 0 | 2159
1369 |  |  |  | CAGW | F105T |  | 0 | 0 | 0 | 0 | 0 | 0 | 0 | 0 | 0 | 2160
1370 |  |  |  | CN | F42 |  | 0 | 0 | 0 | 0 | 0 | 0 | 0 | 0 | 0 | 2161
1371 |  |  |  | SO | F102T |  | 0 | 0 | 0 | 0 | 0 | 0 | 0 | 0 | 0 | 2162
1372 |  |  |  | SE | F30 |  | 0 | 0 | 0 | 0 | 0 | 0 | 0 | 0 | 0 | 2163
1373 |  |  |  | JBG | F105T |  | 0 | 0 | 0 | 0 | 0 | 0 | 0 | 0 | 0 | 2164
1374 |  |  |  | CAGE | F105T |  | 0 | 0 | 0 | 0 | 0 | 0 | 0 | 0 | 0 | 2165
1375 |  |  |  | CAGE | F105T |  | 0 | 0 | 0 | 0 | 0 | 0 | 0 | 0 | 0 | 2166
1376 |  |  | Total General Plant Accumulated Depr |  |  |  | 0 | 0 | 0 | 0 | 0 | 0 | 0 | 0 | 0
1377
1378 |  | 108MP | Mining Plant Accumulated Depr. |  | F30 |  | 0 | 0 | 0 | 0 | 0 | 0 | 0 | 0 | 0 | 2173
1379
1380 |  | 1081390 | Accum Depr - Capital Lease |  | F30 |  | 0 | 0 | 0 | 0 | 0 | 0 | 0 | 0 | 0 | 2180
1381 |  |  | Remove Capital Lease |  | F30 |  | 0 | 0 | 0 | 0 | 0 | 0 | 0 | 0 | 0 | 2183
1382
1383 |  | 1081399L | Accum Depr - Capital Lease |  | F30 |  | 0 | 0 | 0 | 0 | 0 | 0 | 0 | 0 | 0 | 2187
1384 |  |  |  | SE | F30 |  | 0 | 0 | 0 | 0 | 0 | 0 | 0 | 0 | 0 | 2188
1385 |  |  | Remove Capital Lease |  | F30 |  | 0 | 0 | 0 | 0 | 0 | 0 | 0 | 0 | 0 | 2191
1386
1387 |  | TOTAL GENERAL PLANT ACCUM DEPR |  |  |  |  | 0 | 0 | 0 | 0 | 0 | 0 | 0 | 0 | 0
1388
1389
1390 |  | TOTAL ACCUM DEPR - PLANT IN SERVICE |  |  |  |  | 0 | 0 | 0 | 0 | 0 | 0 | 0 | 0 | 0
1391
1392
1393 | [6 empty] | D: ACCUMULATED AMORTIZATION
1394
1395 |  | 111CLS | Accum Prov for Amort-Steam |  | F30 |  | 0 | 0 | 0 | 0 | 0 | 0 | 0 | 0 | 0 | 2204
1396
1397 |  | 111CLG | Accum Prov for Amort-General
1398 |  |  |  | S | F108 |  | 0 | 0 | 0 | 0 | 0 | 0 | 0 | 0 | 0 | 2208
1399 |  |  |  | CN | F108 |  | 0 | 0 | 0 | 0 | 0 | 0 | 0 | 0 | 0 | 2209
1400 |  |  |  | SG | F108 |  | 0 | 0 | 0 | 0 | 0 | 0 | 0 | 0 | 0 | 2210
1401 |  |  |  | SO | F108 |  | 0 | 0 | 0 | 0 | 0 | 0 | 0 | 0 | 0 | 2211
1402 |  |  |  | SE | F108 |  | 0 | 0 | 0 | 0 | 0 | 0 | 0 | 0 | 0 | 2212
1403 |  |  | Total Accum Prov for Amort-General |  |  |  | 0 | 0 | 0 | 0 | 0 | 0 | 0 | 0 | 0 | 2213
1404
1405 |  | 111CLH | Accum Prov for Amort-Hydro |  | F30 |  | 0 | 0 | 0 | 0 | 0 | 0 | 0 | 0 | 0 | 2219
1406
1407 |  | 111IP | Accum Prov for Amort-Intangible
1408 |  |  |  | S | F107T |  | 0 | 0 | 0 | 0 | 0 | 0 | 0 | 0 | 0 | 2223
1409 |  |  |  | DGP | F105T |  | 0 | 0 | 0 | 0 | 0 | 0 | 0 | 0 | 0 | 2224
1410 |  |  |  | DGU | F105T |  | 0 | 0 | 0 | 0 | 0 | 0 | 0 | 0 | 0 | 2225
1411 |  |  |  | SE | F30 |  | 0 | 0 | 0 | 0 | 0 | 0 | 0 | 0 | 0 | 2226
1412 |  |  |  | SG | F105T |  | 0 | 0 | 0 | 0 | 0 | 0 | 0 | 0 | 0 | 2227
1413 |  |  |  | CN | F42 |  | 0 | 0 | 0 | 0 | 0 | 0 | 0 | 0 | 0 | 2228
1414 |  |  |  | JBG | F105T |  | 0 | 0 | 0 | 0 | 0 | 0 | 0 | 0 | 0 | 2229
1415 |  |  |  | CAGE | F105T |  | 0 | 0 | 0 | 0 | 0 | 0 | 0 | 0 | 0 | 2230
1416 |  |  |  | CAGE | F105T |  | 0 | 0 | 0 | 0 | 0 | 0 | 0 | 0 | 0 | 2231
1417 |  |  |  | SO | F102T |  | 0 | 0 | 0 | 0 | 0 | 0 | 0 | 0 | 0 | 2232
1418 |  |  | Total Accum Prov for Amort-Intangible |  |  |  | 0 | 0 | 0 | 0 | 0 | 0 | 0 | 0 | 0
1419
1420 |  | 111390 | Accum Prov for Amort-Capital Lease |  | F30 |  | 0 | 0 | 0 | 0 | 0 | 0 | 0 | 0 | 0 | 2243
1421
1422
1423 |  | TOTAL ACCUM PROV FOR AMORTIZATION |  |  |  |  | 0 | 0 | 0 | 0 | 0 | 0 | 0 | 0 | 0

## Dist-Subs
DIS SUBS |  |  | - | DIS - SUBS - Unbundled
PacifiCorp
3 | Cost Of Service By Rate Schedule
4 | State of Washington
5 | WCA
6 | 12 Months Ending June 2018
7
8
9 |  | A |  | B | C |  | D | E | F | G | H | I | J | K | Chk Total
12 |  |  |  | DESCRIPTION |  |  | Washington Jurisdiction Normalized | Residential Schedule 16 | Small General Service Schedule 24 | Large General Service < 1,000 kW Schedule 36 | Large General Service > 1,000 kW Schedule 48 | Large General Dedicated Facilities Schedule 48 | Agricultural Pumping Schedule 40 | Street & Area Lighting Sch. 15, 51-54, 57 | 0
13
12 |  |  |  | Operating Revenues |  |  | 8097308.37 | 3206020.2898 | 1318887.1442 | 1829649.3566 | 783692.7401 | 488150.4819 | 444221.6727 | 26686.6848 | 0
13
14 |  |  |  | Operating Expenses
15 |  |  |  | Operation & Maintenance Expenses |  |  | 1969281.8743 | 894371.5689 | 265704.7039 | 389577.5755 | 173173.2863 | 140905.0646 | 96620.6912 | 8928.9837 | 0
16 |  |  |  | Depreciation Expense |  |  | 1977063.6361 | 894025.3285 | 270189.1616 | 394932.5039 | 174894.0462 | 136316.0686 | 101390.977 | 5315.5503 | 0
17 |  |  |  | Amortization Expense |  |  | 25934.9648 | 15666.7328 | 4713.3593 | 2866.5824 | 1023.3342 | -421.6678 | 1665.699 | 420.9249 | 0
18 |  |  |  | Taxes Other Than Income |  |  | 907132.2475 | 516133.7855 | 149236.6211 | 121466.3567 | 47332.9068 | 13269.2777 | 48796.0346 | 10897.2651 | 0
19 |  |  |  | Income Taxes - Federal |  |  | 227801.6474 | 129612.9941 | 37476.7276 | 30502.9793 | 11886.3751 | 3332.219 | 12253.7999 | 2736.5524 | 0
20 |  |  |  | Income Taxes - State |  |  | 0 | 0 | 0 | 0 | 0 | 0 | 0 | 0 | 0
21 |  |  |  | Income Taxes Deferred |  |  | -332054.1145 | -188929.8364 | -54627.7946 | -44462.5396 | -17326.1247 | -4857.195 | -17861.7 | -3988.9241 | 0
22 |  |  |  | Investment Tax Credit Adj |  |  | 0 | 0 | 0 | 0 | 0 | 0 | 0 | 0 | 0
23 |  |  |  | Misc Revenues & Expense |  |  | 34.9599 | 15.8805 | 4.554 | 7.233 | 3.1288 | 2.8557 | 1.2669 | 0.041119 | 0
24
25 |  |  |  | Total Operating Expenses |  |  | 4775195.2156 | 2260896.4539 | 672697.333 | 894890.6912 | 390986.9526 | 288546.6227 | 242866.7687 | 24310.3934 | 0
26
27 |  |  |  | Operating Revenue For Return |  |  | 3322113.1544 | 945123.8358 | 646189.8112 | 934758.6653 | 392705.7875 | 199603.8592 | 201354.904 | 2376.2914 | 0
28
29
30 |  |  |  | Rate Base :
31 |  |  |  | Electric Plant In Service |  |  | 81255483.4343 | 37718283.2143 | 11077533.4693 | 15781497.6544 | 6986977.5454 | 5414076.6473 | 4056639.3291 | 220475.5743 | 0
32 |  |  |  | Plant Held For Future Use |  |  | 0 | 0 | 0 | 0 | 0 | 0 | 0 | 0 | 0
33 |  |  |  | Electric Plant Acquisition Adj |  |  | 0 | 0 | 0 | 0 | 0 | 0 | 0 | 0 | 0
34 |  |  |  | Pensions |  |  | 0 | 0 | 0 | 0 | 0 | 0 | 0 | 0 | 0
35 |  |  |  | Prepayments |  |  | 1.9827e-10 | 1.1662e-10 | 3.2607e-11 | 2.464e-11 | 9.5651e-12 | 2.0152e-12 | 1.0301e-11 | 2.5183e-12 | 0
36 |  |  |  | Fuel Stock |  |  | 0 | 0 | 0 | 0 | 0 | 0 | 0 | 0 | 0
37 |  |  |  | Materials & Supplies |  |  | 0 | 0 | 0 | 0 | 0 | 0 | 0 | 0 | 0
38 |  |  |  | Misc Deferred Debits |  |  | -7.6818e-13 | -4.3161e-13 | -1.2847e-13 | -1.0576e-13 | -4.114e-14 | -8.7076e-15 | -4.328e-14 | -9.2095e-15 | 0
39 |  |  |  | Cash Working Capital |  |  | 0 | 0 | 0 | 0 | 0 | 0 | 0 | 0 | 0
40 |  |  |  | Weatherization Loans |  |  | 0 | 0 | 0 | 0 | 0 | 0 | 0 | 0 | 0
41 |  |  |  | Miscellaneous Rate Base |  |  | 0 | 0 | 0 | 0 | 0 | 0 | 0 | 0 | 0
42
43 |  |  |  | Total Rate Base Additions |  |  | 81255483.4343 | 37718283.2143 | 11077533.4693 | 15781497.6544 | 6986977.5454 | 5414076.6473 | 4056639.3291 | 220475.5743 | 0
44
45 |  |  |  | Rate Base Deductions :
46 |  |  |  | Accum Provision For Depreciation |  |  | -24956240.9567 | -11360165.9385 | -3431486.2768 | -4943359.1636 | -2184114.9329 | -1680360.1158 | -1283346.1505 | -73408.3787 | 0
47 |  |  |  | Accum Provision For Amortization |  |  | -993421.1751 | -541788.9856 | -161545.9162 | -147014.3777 | -58197.784 | -20650.4405 | -53644.6849 | -10578.9862 | 0
48 |  |  |  | Accum Deferred Income Taxes |  |  | -10626428.3895 | -6042190.3452 | -1758849.6502 | -1419683.1976 | -553049.3345 | -155070.282 | -570190.5047 | -127395.0751 | 0
49 |  |  |  | Unamortized ITC |  |  | -1065.7562 | -605.9552 | -176.4147 | -142.3961 | -55.4685 | -15.5498 | -57.1999 | -12.772 | 0
50 |  |  |  | Customer Advance For Construction |  |  | -77547.4143 | -31543.238 | -43825.885 | -1573.7945 | 0 | 0 | -604.4968 | 0 | 0
51 |  |  |  | Customer Service Deposits |  |  | 0 | 0 | 0 | 0 | 0 | 0 | 0 | 0 | 0
52 |  |  |  | Misc Rate Base Deductions |  |  | -11318.7071 | -6359.5881 | -1892.8856 | -1558.3497 | -606.1744 | -128.3027 | -637.7088 | -135.6978 | 0
53 | [14 empty] | 0
54 |  |  |  | Total Rate Base Deductions |  |  | -36666022.3989 | -17982654.0505 | -5397777.0285 | -6513331.2793 | -2796023.6944 | -1856224.6908 | -1908480.7457 | -211530.9098 | 0
55 | [14 empty] | 0
56 |  |  |  | Total Rate Base |  |  | 44589461.0353 | 19735629.1638 | 5679756.4408 | 9268166.3751 | 4190953.851 | 3557851.9566 | 2148158.5835 | 8944.6646 | 0
57
58
59 |  |  |  | Return On Rate Base |  |  | 7.45% | 4.789% | 11.38% | 10.09% | 9.37% | 5.61% | 9.373% | 26.57%
60
61 |  |  |  | Return On Equity |  |  | 9.465% | 4.321% | 17.05% | 14.56% | 13.18% | 5.908% | 13.18% | 46.41%
PacifiCorp
Cost Of Service By Rate Schedule
State of Washington
WCA
12 Months Ending June 2018
|  | A |  | B | C |  | D | E | F | G | H | I | J | K
|  |  |  | DESCRIPTION | COS Factor |  | Washington Jurisdiction Normalized | Residential Schedule 16 | Small General Service Schedule 24 | Large General Service < 1,000 kW Schedule 36 | Large General Service > 1,000 kW Schedule 48 | Large General Dedicated Facilities Schedule 48 | Agricultural Pumping Schedule 40 | Street & Area Lighting Sch. 15, 51-54, 57
79 |  |  |  | Total Rate Base |  |  | 44589461.0353 | 19735629.1638 | 5679756.4408 | 9268166.3751 | 4190953.851 | 3557851.9566 | 2148158.5835 | 8944.6646 | 0
80
81
82 |  |  |  | Return On Ratebase ($$) | 7.47% |  | 3330686.4063 | 1474186.7304 | 424259.1664 | 692301.6121 | 313050.4989 | 265759.8651 | 160460.3964 | 668.1371 | 0
83 |  |  |  | Operating & Maintenance Expense |  |  | 1969281.8743 | 894371.5689 | 265704.7039 | 389577.5755 | 173173.2863 | 140905.0646 | 96620.6912 | 8928.9837 | 0
84 |  |  |  | Bad Debt to Produce ROR | F80 |  | 0 | 0 | 0 | 0 | 0 | 0 | 0 | 0 | 0
85 |  |  |  | Depreciation Expense |  |  | 1977063.6361 | 894025.3285 | 270189.1616 | 394932.5039 | 174894.0462 | 136316.0686 | 101390.977 | 5315.5503 | 0
86 |  |  |  | Amortization Expense |  |  | 25934.9648 | 15666.7328 | 4713.3593 | 2866.5824 | 1023.3342 | -421.6678 | 1665.699 | 420.9249 | 0
87 |  |  |  | Taxes Other Than Income |  |  | 907132.2475 | 516133.7855 | 149236.6211 | 121466.3567 | 47332.9068 | 13269.2777 | 48796.0346 | 10897.2651 | 0
88 |  |  |  | Federal Income Taxes |  |  | 227801.6474 | 129612.9941 | 37476.7276 | 30502.9793 | 11886.3751 | 3332.219 | 12253.7999 | 2736.5524 | 0
89 |  |  |  | FIT Adj to Produce Target ROR | F101 |  | 0 | 0 | 0 | 0 | 0 | 0 | 0 | 0 | 0
90 |  |  |  | State Income Taxes |  |  | 0 | 0 | 0 | 0 | 0 | 0 | 0 | 0 | 0
91 |  |  |  | SIT Adj to Produce Target ROR | F101 |  | 0 | 0 | 0 | 0 | 0 | 0 | 0 | 0 | 0
92 |  |  |  | Deferred Income Taxes |  |  | -332054.1145 | -188929.8364 | -54627.7946 | -44462.5396 | -17326.1247 | -4857.195 | -17861.7 | -3988.9241 | 0
93 |  |  |  | Investment Tax Credit |  |  | 0 | 0 | 0 | 0 | 0 | 0 | 0 | 0 | 0
94 |  |  |  | Misc Revenue & Expenses |  |  | 34.9599 | 15.8805 | 4.554 | 7.233 | 3.1288 | 2.8557 | 1.2669 | 0.041119 | 0
95 |  |  |  | Revenue Credits |  |  | 192611.4008 | 199410.1657 | 24737.4331 | -4077.1775 | 4109.5571 | -5544.3856 | -31784.8817 | 5760.6899 | 0
96
97 |  |  |  | Total Revenue Requirements |  |  | 8298493.0227 | 3934493.35 | 1121693.9324 | 1583115.1258 | 708147.0086 | 548762.1021 | 371542.2834 | 30739.2204 | 0
98 |  |  |  | Operating Revenues |  |  | 8289919.7708 | 3405430.4554 | 1343624.5772 | 1825572.179 | 787802.2972 | 482606.0963 | 412436.791 | 32447.3747 | 0
99
100 |  |  |  | Increase / (Decrease) Required to
101 |  |  |  | Earn Equal Rates of Return |  |  | 8573.2519 | 529062.8946 | -221930.6448 | -242457.0532 | -79655.2886 | 66156.0058 | -40894.5076 | -1708.1543 | 0
102
103 |  |  |  | Existing Revenues |  |  | 8289919.7708 | 3405430.4554 | 1343624.5772 | 1825572.179 | 787802.2972 | 482606.0963 | 412436.791 | 32447.3747 | 0
104 |  |  |  | check |  |  | 0 | 0 | 0 | 0 | 0 | 0 | 0 | 0 | 0
105 |  |  |  | Percent Increase / (Decrease)
106 |  |  |  | Over Existing Rates To
107 |  |  |  | Equal Authorized RoE & RoR |  |  | 0.1034% | 15.54% | -16.52% | -13.28% | -10.11% | 13.71% | -9.915% | -5.264%
[5 empty] | WCA |  | E: ELECTRIC REVENUES
|  | DIS - SUBS - Unbundled |  |  | Method
|  | A |  | B | 0 |  | D | E | F | G | H | I | J | K
|  | FERC ACCT |  | DESCRIPTION | COS Factor |  | Washington Jurisdiction Normalized | Residential Schedule 16 | Small General Service Schedule 24 | Large General Service < 1,000 kW Schedule 36 | Large General Service > 1,000 kW Schedule 48 | Large General Dedicated Facilities Schedule 48 | Agricultural Pumping Schedule 40 | Street & Area Lighting Sch. 15, 51-54, 57 |  | Func Study Row
120 |  | 440 | Residential Sales |  | A |  | 3405430.4554 | 3405430.4554 | 0 | 0 | 0 | 0 | 0 | 0 | 0
121
122 |  | 442 | Commercial & Industrial Sales |  | A |  | 4064239.6436 | 0 | 1343624.5772 | 1825572.179 | 0 | 482606.0963 | 412436.791 | 0 | 0
123 |  |  |  | Interruptible Demand | F10 |  | 0 | 0 | 0 | 0 | 0 | 0 | 0 | 0 | 0 | 100
124 |  |  |  | Interruptible Energy | F10 |  | 0 | 0 | 0 | 0 | 0 | 0 | 0 | 0 | 0 | 101
125 | [6 empty] | 4064239.6436 | 0 | 1343624.5772 | 1825572.179 | 0 | 482606.0963 | 412436.791 | 0 | 0
126
127 |  | 444 | Public Street & Highway Lighting |  | A |  | 820249.6718 | 0 | 0 | 0 | 787802.2972 | 0 | 0 | 32447.3747 | 0
128
129 |  | 445 | Other Sales to Public Authority |  | A |  | 0 | 0 | 0 | 0 | 0 | 0 | 0 | 0 | 0
130
131 |  | 448 | Interdepartmental |  | A | 0 | 0 | 0 | 0 | 0 | 0 | 0 | 0 | 0 | 0 | 114
132 |  |  |  | Demand | F10 |  | 0 | 0 | 0 | 0 | 0 | 0 | 0 | 0 | 0 | 115
133 | [6 empty] | 0 | 0 | 0 | 0 | 0 | 0 | 0 | 0 | 0
134
135 |  | Total Sales to Ultimate Customers |  |  |  |  | 8289919.7708 | 3405430.4554 | 1343624.5772 | 1825572.179 | 787802.2972 | 482606.0963 | 412436.791 | 32447.3747 | 0
136
137 |  | 447 | Sales for Resale |  | F10 |  | 0 | 0 | 0 | 0 | 0 | 0 | 0 | 0 | 0 | 121
138 | [6 empty] | 0 | 0 | 0 | 0 | 0 | 0 | 0 | 0 | 0
139
140 |  | 447NPC | Sales for Resale - NPC
141 |  |  |  | Demand | F10 |  | 0 | 0 | 0 | 0 | 0 | 0 | 0 | 0 | 0 | 0
142 |  |  |  | Energy | F10 |  | 0 | 0 | 0 | 0 | 0 | 0 | 0 | 0 | 0 | 127
143 | [6 empty] | 0 | 0 | 0 | 0 | 0 | 0 | 0 | 0 | 0
144
145 |  | 449 | Provision for Rate Refund |  | F11 |  | 0 | 0 | 0 | 0 | 0 | 0 | 0 | 0 | 0 | 133
146 |  |  |  |  | F10 |  | 0 | 0 | 0 | 0 | 0 | 0 | 0 | 0 |  | 134
147
148 |  | State Specific Revenue Credit |  |  | F140D |  | -473785.1375 | -263231.0134 | -76136.8778 | -68237.28 | -27448.2999 | -7574.457 | -24654.431 | -6502.7783 | 0 | 136
149
150 |  | AGA Revenue |  |  | A | 0.21114 | 146247.7777 | 381.1039 | 33402.6447 | 47495.253 | 12308.4933 | 2586.6501 | 49827.2349 | 246.3979 | 0 | 137
151
152 |  | Total Sales from Electricity |  |  |  |  | 7962382.411 | 3142580.5458 | 1300890.3441 | 1804830.152 | 772662.4906 | 477618.2894 | 437609.5949 | 26190.9942 | 0
153
154 |  | Other Electric Operating Revenues
155 |  | 450 | Forfeited Discounts & Interest |  | A | 0 | 0 | 0 | 0 | 0 | 0 | 0 | 0 | 0 | 0 | 143
156 |  |  |  | Customers | F40 |  | 0 | 0 | 0 | 0 | 0 | 0 | 0 | 0 | 0 | 144
157 | [6 empty] | 0 | 0 | 0 | 0 | 0 | 0 | 0 | 0 | 0
158
159 |  | 451 | Misc Electric Revenue |  | A | 0 | 0 | 0 | 0 | 0 | 0 | 0 | 0 | 0 | 0 | 148
160 |  |  |  | Demand | F10 |  | 0 | 0 | 0 | 0 | 0 | 0 | 0 | 0 | 0 | 149
161 |  |  |  | Customer | F40 |  | 11.9344 | 9.4055 | 1.7241 | 0.095115 | 0.006123 | 8.7576e-05 | 0.45287 | 0.25058 | 0 | 150
162 | [6 empty] | 11.9344 | 9.4055 | 1.7241 | 0.095115 | 0.006123 | 8.7576e-05 | 0.45287 | 0.25058 | 0
163
164 |  | 453 | Water Sales |  | F12 |  | 0 | 0 | 0 | 0 | 0 | 0 | 0 | 0 | 0 | 154
165
166 |  | 454 | Rent of Electric Property |  | A | 0.14389 | 122091.1401 | 53324.6404 | 16142.5767 | 24716.9134 | 11023.6645 | 10532.0984 | 6125.0389 | 226.2078 | 0 | 159
167 |  |  |  | Demand | F10 |  | 0 | 0 | 0 | 0 | 0 | 0 | 0 | 0 | 0 | 160
168 |  |  |  | Demand | F10 |  | 0 | 0 | 0 | 0 | 0 | 0 | 0 | 0 | 0 | 161
169 |  |  |  | Jim Bridger Generation | F10 |  | 0 | 0 | 0 | 0 | 0 | 0 | 0 | 0 | 0 | 162
170 |  |  |  | Customer | F40 |  | 4611.8064 | 3634.5584 | 666.2594 | 36.7553 | 2.3661 | 0.033842 | 175.0028 | 96.8305 | 0 | 163
171 | [6 empty] | 126702.9465 | 56959.1988 | 16808.8362 | 24753.6686 | 11026.0306 | 10532.1322 | 6300.0417 | 323.0383 | 0
172
173 |  | 456 | Other Electric Revenue |  | A | 0 | 0 | 0 | 0 | 0 | 0 | 0 | 0 | 0 | 0 | 167
174 |  |  |  | Customer | F12 |  | 0 | 0 | 0 | 0 | 0 | 0 | 0 | 0 | 0 | 168
175 |  |  |  | Demand | F12 |  | 0 | 0 | 0 | 0 | 0 | 0 | 0 | 0 | 0 | 169
176 |  |  |  | Jim Bridger Generation | F12 |  | 0 | 0 | 0 | 0 | 0 | 0 | 0 | 0 | 0 | 170
177 |  |  |  | System Overhead | F40 |  | 8211.0781 | 6471.1396 | 1186.2398 | 65.4408 | 4.2128 | 0.060254 | 311.5833 | 172.4016 | 0 | 171
178 |  |  |  | Demand | F12 |  | 0 | 0 | 0 | 0 | 0 | 0 | 0 | 0 | 0 | 172
179 |  |  |  | Wheeling Revenue - Energy | F12 |  | 0 | 0 | 0 | 0 | 0 | 0 | 0 | 0 | 0 | 173
180 | [6 empty] | 8211.0781 | 6471.1396 | 1186.2398 | 65.4408 | 4.2128 | 0.060254 | 311.5833 | 172.4016 | 0
181 | [14 empty] | 0
182 |  | Total Other Electric Operating Revenues |  |  |  |  | 134925.959 | 63439.7439 | 17996.8001 | 24819.2046 | 11030.2495 | 10532.1925 | 6612.0778 | 495.6905 | 0
183 | [14 empty] | 0
184 |  | Total Electric Operating Revenues |  |  |  |  | 8097308.37 | 3206020.2898 | 1318887.1442 | 1829649.3566 | 783692.7401 | 488150.4819 | 444221.6727 | 26686.6848 | 0
185
186 |  | Miscellaneous Revenues
187 |  | 41160 | Gain on Sale of Utility Plant - CR |  | F12 |  | 0 | 0 | 0 | 0 | 0 | 0 | 0 | 0 | 0 | 187
188 |  | 41170 | Loss on Sale of Utility Plant |  | F12 |  | 0 | 0 | 0 | 0 | 0 | 0 | 0 | 0 | 0 | 192
189 |  | 4118 | Gain from Emission Allowances |  | F12 |  | 0 | 0 | 0 | 0 | 0 | 0 | 0 | 0 | 0 | 194
190 |  | 41181 | Gain from Disposition of NOX Credits |  | F12 |  | 0 | 0 | 0 | 0 | 0 | 0 | 0 | 0 | 0 | 199
191 |  | 4194 | Impact Housing Interest Income |  | F12 |  | 0 | 0 | 0 | 0 | 0 | 0 | 0 | 0 | 0 | 203
192 |  | 421 | (Gain)/Loss on Sale of Utility Plant |  | F12 |  | 34.9599 | 15.8805 | 4.554 | 7.233 | 3.1288 | 2.8557 | 1.2669 | 0.041119 | 0 | 212
193
194 |  | Total Miscellaneous Revenues |  |  |  |  | 34.9599 | 15.8805 | 4.554 | 7.233 | 3.1288 | 2.8557 | 1.2669 | 0.041119 | 0
195
196 |  | Miscellaneous Expenses
197 |  | 4311 | Interest on Customer Deposits |  | F80 |  | 0 | 0 | 0 | 0 | 0 | 0 | 0 | 0 | 0 | 218
198
199 |  | Net Miscellaneous Revenues And Expense |  |  |  |  | 34.9599 | 15.8805 | 4.554 | 7.233 | 3.1288 | 2.8557 | 1.2669 | 0.041119 | 0
200
201 |  | Distribution - METER - Unbundled
202 | [6 empty] | E: STEAM POWER GENERATION
203
204 |  | A |  | B | C |  | D | E | F | G | H | I | J | K
205 |  | FERC ACCT |  | DESCRIPTION | COS Factor |  | Washington Jurisdiction Normalized | Residential Schedule 16 | Small General Service Schedule 24 | Large General Service < 1,000 kW Schedule 36 | Large General Service > 1,000 kW Schedule 48 | Large General Dedicated Facilities Schedule 48 | Agricultural Pumping Schedule 40 | Street & Area Lighting Sch. 15, 51-54, 57
206 |  | 500 | Operation Suprvn & Engineering |  | F10 |  | 0 | 0 | 0 | 0 | 0 | 0 | 0 | 0 | 0 | 226
|  |  |  | JBG | F10 |  | 0 | 0 | 0 | 0 | 0 | 0 | 0 | 0 | 0 | 227
208 |  |  |  | CAGW | F10 |  | 0 | 0 | 0 | 0 | 0 | 0 | 0 | 0 | 0 | 228
209 |  |  |  | Total 500 |  |  | 0 | 0 | 0 | 0 | 0 | 0 | 0 | 0 | 0
210
211 |  | 501 | Fuel Related |  | F10 |  | 0 | 0 | 0 | 0 | 0 | 0 | 0 | 0 | 0 | 232
212 |  |  |  | CAGW | F10 |  | 0 | 0 | 0 | 0 | 0 | 0 | 0 | 0 | 0 | 233
213 |  |  |  | JBE | F10 |  | 0 | 0 | 0 | 0 | 0 | 0 | 0 | 0 | 0 | 234
214 |  |  |  | JBG | F10 |  | 0 | 0 | 0 | 0 | 0 | 0 | 0 | 0 | 0 | 235
215 |  |  |  | Total 501 |  |  | 0 | 0 | 0 | 0 | 0 | 0 | 0 | 0 | 0
216
217 |  | 501NPC | Fuel Related - NPC
218 |  |  |  | S | F10 |  | 0 | 0 | 0 | 0 | 0 | 0 | 0 | 0 | 0 | 239
219 |  |  |  | CAEW | F10 |  | 0 | 0 | 0 | 0 | 0 | 0 | 0 | 0 | 0 | 240
220 |  |  | Total Fuel Related |  |  |  | 0 | 0 | 0 | 0 | 0 | 0 | 0 | 0 | 0
221
222
223 |  | 502 | Steam Expenses |  | F10 |  | 0 | 0 | 0 | 0 | 0 | 0 | 0 | 0 | 0 | 245
224 |  |  |  | SE/CAEW/CAEE | F10 |  | 0 | 0 | 0 | 0 | 0 | 0 | 0 | 0 | 0 | 246
225 |  |  |  | Total 502 |  |  | 0 | 0 | 0 | 0 | 0 | 0 | 0 | 0 | 0
226
227 |  | 503 | Steam From Other Sources |  | F10 |  | 0 | 0 | 0 | 0 | 0 | 0 | 0 | 0 | 0 | 250
228
229 |  | 503NPC | Steam From Other Sources-NPC
230 |  |  |  | SE | F10 |  | 0 | 0 | 0 | 0 | 0 | 0 | 0 | 0 | 0 | 252
231 |  |  |  | CAEW | F10 |  | 0 | 0 | 0 | 0 | 0 | 0 | 0 | 0 | 0 | 253
232 |  |  |  | CAEE | F10 |  | 0 | 0 | 0 | 0 | 0 | 0 | 0 | 0 | 0 | 254
233 |  |  |  | Total Steam From Other Sources |  |  | 0 | 0 | 0 | 0 | 0 | 0 | 0 | 0 | 0
234
235 |  | 505 | Electric Expenses |  | F10 |  | 0 | 0 | 0 | 0 | 0 | 0 | 0 | 0 | 0 | 259
236 |  |  |  | JBG | F10 |  | 0 | 0 | 0 | 0 | 0 | 0 | 0 | 0 | 0 | 260
237 |  |  |  | Total 505 |  |  | 0 | 0 | 0 | 0 | 0 | 0 | 0 | 0 | 0
238
239 |  | 506 | Misc. Steam Expense |  | F10 |  | 0 | 0 | 0 | 0 | 0 | 0 | 0 | 0 | 0 | 264
240 |  |  |  | SE | F10 |  | 0 | 0 | 0 | 0 | 0 | 0 | 0 | 0 | 0 | 265
241 |  |  |  | JBG | F10 |  | 0 | 0 | 0 | 0 | 0 | 0 | 0 | 0 | 0 | 266
242 |  |  |  | Total 506 |  |  | 0 | 0 | 0 | 0 | 0 | 0 | 0 | 0 | 0
243
244 |  | 507 | Rents |  | F10 |  | 0 | 0 | 0 | 0 | 0 | 0 | 0 | 0 | 0 | 270
245 |  |  |  | JBG | F10 |  | 0 | 0 | 0 | 0 | 0 | 0 | 0 | 0 | 0 | 271
246 |  |  |  | Total 507 |  |  | 0 | 0 | 0 | 0 | 0 | 0 | 0 | 0 | 0
247
248 |  | 510 | Maint Supervision & Engineering |  | F10 |  | 0 | 0 | 0 | 0 | 0 | 0 | 0 | 0 | 0 | 275
249 |  |  |  | JBG | F10 |  | 0 | 0 | 0 | 0 | 0 | 0 | 0 | 0 | 0 | 276
250 |  |  |  | Total 510 |  |  | 0 | 0 | 0 | 0 | 0 | 0 | 0 | 0 | 0
251
252 |  | 511 | Maintenance of Structures |  | F10 |  | 0 | 0 | 0 | 0 | 0 | 0 | 0 | 0 | 0 | 280
253 |  |  |  | JBG | F10 |  | 0 | 0 | 0 | 0 | 0 | 0 | 0 | 0 | 0 | 281
254 |  |  |  | Total 511 |  |  | 0 | 0 | 0 | 0 | 0 | 0 | 0 | 0 | 0
255
256 |  | 512 | Maintenance of Boiler Plant |  | F10 |  | 0 | 0 | 0 | 0 | 0 | 0 | 0 | 0 | 0 | 285
257 |  |  |  |  | F10 |  | 0 | 0 | 0 | 0 | 0 | 0 | 0 | 0 | 0 | 286
258 |  |  |  | JBG | F10 |  | 0 | 0 | 0 | 0 | 0 | 0 | 0 | 0 | 0 | 287
259 |  |  |  | Total 512 |  |  | 0 | 0 | 0 | 0 | 0 | 0 | 0 | 0 | 0
260
261 |  | 513 | Maintenance of Electric Plant |  | F10 |  | 0 | 0 | 0 | 0 | 0 | 0 | 0 | 0 | 0 | 291
262 |  |  |  | JBG | F10 |  | 0 | 0 | 0 | 0 | 0 | 0 | 0 | 0 | 0 | 292
263 |  |  |  | Total 513 |  |  | 0 | 0 | 0 | 0 | 0 | 0 | 0 | 0 | 0
264
265 |  | 514 | Maint of Misc. Steam Plant |  | F10 |  | 0 | 0 | 0 | 0 | 0 | 0 | 0 | 0 | 0 | 296
266 |  |  |  | JBG | F10 |  | 0 | 0 | 0 | 0 | 0 | 0 | 0 | 0 | 0 | 297
267 |  |  |  | Total 514 |  |  | 0 | 0 | 0 | 0 | 0 | 0 | 0 | 0 | 0
268
269 |  | Total Steam Power Generation |  |  |  |  | 0 | 0 | 0 | 0 | 0 | 0 | 0 | 0 | 0
270
271
272 | [6 empty] | D: NUCLEAR POWER GENERATION
273
274
275 |  | 517 | Operation Super & Engineering |  | F10 |  | 0 | 0 | 0 | 0 | 0 | 0 | 0 | 0 | 0 | 304
276
277 |  | 518 | Nuclear Fuel Expense |  | F10 |  | 0 | 0 | 0 | 0 | 0 | 0 | 0 | 0 | 0 | 308
278
279 |  | 519 | Coolants and Water |  | F10 |  | 0 | 0 | 0 | 0 | 0 | 0 | 0 | 0 | 0 | 313
280
281 |  | 520 | Steam Expenses |  | F10 |  | 0 | 0 | 0 | 0 | 0 | 0 | 0 | 0 | 0 | 317
282
283 |  | 523 | Electric Expenses |  | F10 |  | 0 | 0 | 0 | 0 | 0 | 0 | 0 | 0 | 0 | 321
284
285 |  | 524 | Misc. Nuclear Expenses |  | F10 |  | 0 | 0 | 0 | 0 | 0 | 0 | 0 | 0 | 0 | 325
286
287 |  | 528 | Maint Supervision & Eng |  | F10 |  | 0 | 0 | 0 | 0 | 0 | 0 | 0 | 0 | 0 | 329
288
289 |  | 529 | Maintenance of Structures |  | F10 |  | 0 | 0 | 0 | 0 | 0 | 0 | 0 | 0 | 0 | 333
290
291 |  | 530 | Maintenance of Reactor Plant |  | F10 |  | 0 | 0 | 0 | 0 | 0 | 0 | 0 | 0 | 0 | 337
292
293 |  | 531 | Maintenance of Electric Plant |  | F10 |  | 0 | 0 | 0 | 0 | 0 | 0 | 0 | 0 | 0 | 341
294
295 |  | 532 | Maintenance of Misc Nuclear |  | F10 |  | 0 | 0 | 0 | 0 | 0 | 0 | 0 | 0 | 0 | 345
296
297 |  | Total Nuclear Power Generation |  |  |  |  | 0 | 0 | 0 | 0 | 0 | 0 | 0 | 0 | 0 | 348
298
299
300
301 |  | Distribution - METER - Unbundled |  |  |  |  | D: HYDRAULIC POWER GENERATION
302
303 |  | A |  | B | C |  | D | E | F | G | H | I | J | K
304 |  | FERC ACCT |  | DESCRIPTION | COS Factor |  | Washington Jurisdiction Normalized | Residential Schedule 16 | Small General Service Schedule 24 | Large General Service < 1,000 kW Schedule 36 | Large General Service > 1,000 kW Schedule 48 | Large General Dedicated Facilities Schedule 48 | Agricultural Pumping Schedule 40 | Street & Area Lighting Sch. 15, 51-54, 57
305 |  | 535 | Operation Super & Engineering
306 |  |  |  | SG | F10 |  | 0 | 0 | 0 | 0 | 0 | 0 | 0 | 0 | 0 | 353
307 |  |  |  | CAGW | F10 |  | 0 | 0 | 0 | 0 | 0 | 0 | 0 | 0 | 0 | 354
308
309 |  | 536 | Water For Power |  | F10 |  | 0 | 0 | 0 | 0 | 0 | 0 | 0 | 0 | 0 | 358
310
311 |  | 537 | Hydraulic Expenses |  | F10 |  | 0 | 0 | 0 | 0 | 0 | 0 | 0 | 0 | 0 | 362
312
313 |  | 538 | Electric Expenses |  | F10 |  | 0 | 0 | 0 | 0 | 0 | 0 | 0 | 0 | 0 | 366
314
315 |  | 539 | Misc. Hydro Expenses |  | F10 |  | 0 | 0 | 0 | 0 | 0 | 0 | 0 | 0 | 0 | 372
316
317 |  | 540 | Rents (Hydro Generation) |  | F10 |  | 0 | 0 | 0 | 0 | 0 | 0 | 0 | 0 | 0 | 375
318
319 |  | 541 | Maint Supervision & Engineering |  | F10 |  | 0 | 0 | 0 | 0 | 0 | 0 | 0 | 0 | 0 | 379
320
321 |  | 542 | Maintenance of Structures |  | F10 |  | 0 | 0 | 0 | 0 | 0 | 0 | 0 | 0 | 0 | 383
322
323 |  | 543 | Maint of Dams & Waterways |  | F10 |  | 0 | 0 | 0 | 0 | 0 | 0 | 0 | 0 | 0 | 387
324
325 |  | 544 | Maintenance of Electric Plant |  | F10 |  | 0 | 0 | 0 | 0 | 0 | 0 | 0 | 0 | 0 | 391
326
327 |  | 545 | Maint of Misc. Hydro Plant |  | F10
|  |  |  | SG | F10 |  | 0 | 0 | 0 | 0 | 0 | 0 | 0 | 0 | 0 | 395
|  |  |  | CAGW | F10 |  | 0 | 0 | 0 | 0 | 0 | 0 | 0 | 0 | 0 | 396
330
331 |  | Total Hydraulic Power Generation |  |  |  |  | 0 | 0 | 0 | 0 | 0 | 0 | 0 | 0 | 0
332
333
334 | [6 empty] | D: OTHER POWER GENERATION
335
336
337 |  | 546 | Operation Super & Engineering |  | F10 |  | 0 | 0 | 0 | 0 | 0 | 0 | 0 | 0 | 0 | 403
338
339 |  | 547 | Fuel |  | F10 |  | 0 | 0 | 0 | 0 | 0 | 0 | 0 | 0 | 0 | 407
340 |  |  |  | CAEW/CAEE | F10 |  | 0 | 0 | 0 | 0 | 0 | 0 | 0 | 0 | 0 | 408
341
342
343 |  | 547NPC | Fuel-NPC |  | F10
344 |  |  |  | CAEW | F10 |  | 0 | 0 | 0 | 0 | 0 | 0 | 0 | 0 | 0 | 411
345 |  |  |  | S | F10 |  | 0 | 0 | 0 | 0 | 0 | 0 | 0 | 0 | 0 | 412
346 |  |  |  | Total 547 |  |  | 0 | 0 | 0 | 0 | 0 | 0 | 0 | 0 | 0
347
348 |  | 548 | Generation Expense |  | F10 |  | 0 | 0 | 0 | 0 | 0 | 0 | 0 | 0 | 0 | 417
349 |  |  |  | CAGW | F10 |  | 0 | 0 | 0 | 0 | 0 | 0 | 0 | 0 | 0 | 419
350 |  |  |  | Total 548 |  |  | 0 | 0 | 0 | 0 | 0 | 0 | 0 | 0 | 0
351
352 |  | 549 | Miscellaneous Other |  | F10 |  | 0 | 0 | 0 | 0 | 0 | 0 | 0 | 0 | 0 | 423
353 |  |  |  | CAGE/CAGW | F10 |  | 0 | 0 | 0 | 0 | 0 | 0 | 0 | 0 | 0 | 424
354
355 |  | 550/551 | Maint Supervision & Engineering
356 |  |  |  | CAGW | F10 |  | 0 | 0 | 0 | 0 | 0 | 0 | 0 | 0 | 0 | 429
357 |  |  |  | SG | F10 |  | 0 | 0 | 0 | 0 | 0 | 0 | 0 | 0 | 0 | 430
358 |  |  |  | Total 550 |  |  | 0 | 0 | 0 | 0 | 0 | 0 | 0 | 0 | 0
359
360 |  | 552 | Maintenance of Structures |  | F10 |  | 0 | 0 | 0 | 0 | 0 | 0 | 0 | 0 | 0 | 436
361
362 |  | 553 | Maint of Generation & Elect Plant |  | F10 |  | 0 | 0 | 0 | 0 | 0 | 0 | 0 | 0 | 0 | 440
363 |  |  |  | CAGW | F10 |  | 0 | 0 | 0 | 0 | 0 | 0 | 0 | 0 | 0 | 441
364 |  |  |  | Total 553 |  |  | 0 | 0 | 0 | 0 | 0 | 0 | 0 | 0 | 0
365
366 |  | 554 | Maintenance of Misc. Other |  | F10 |  | 0 | 0 | 0 | 0 | 0 | 0 | 0 | 0 | 0 | 445
367 |  |  |  | CAGW | F10 |  | 0 | 0 | 0 | 0 | 0 | 0 | 0 | 0 | 0 | 446
368 |  |  |  | Total 554 |  |  | 0 | 0 | 0 | 0 | 0 | 0 | 0 | 0 | 0
369
370 |  | Total Other Power Generation |  |  |  |  | 0 | 0 | 0 | 0 | 0 | 0 | 0 | 0 | 0
371
372
373 | [6 empty] | D: OTHER POWER SUPPLY
374
375
376 |  | 555 | Purchased Power |  | F10 |  | 0 | 0 | 0 | 0 | 0 | 0 | 0 | 0 | 0 | 451
377 |  |  |  | SG | F10 |  | 0 | 0 | 0 | 0 | 0 | 0 | 0 | 0 | 0 | 452
378 |  |  |  | SE | F10 |  | 0 | 0 | 0 | 0 | 0 | 0 | 0 | 0 | 0 | 453
379
380 |  | 555NPC | Purchased Power-NPC
381 |  |  |  | CAGW | F10 |  | 0 | 0 | 0 | 0 | 0 | 0 | 0 | 0 | 0 | 456
382 |  |  |  | CAEW | F10 |  | 0 | 0 | 0 | 0 | 0 | 0 | 0 | 0 | 0 | 457
383 |  |  |  | DGP | F10 |  | 0 | 0 | 0 | 0 | 0 | 0 | 0 | 0 | 0 | 458
384 |  |  |  | DGP | F10 |  | 0 | 0 | 0 | 0 | 0 | 0 | 0 | 0 | 0 | 459
385 |  |  |  | Total 555 |  |  | 0 | 0 | 0 | 0 | 0 | 0 | 0 | 0 | 0
386
387
388 |  | 556 | System Control & Load Dispatch |  | F10 |  | 0 | 0 | 0 | 0 | 0 | 0 | 0 | 0 | 0 | 463
389
390 |  | 557 | Other Expenses |  | F10 |  | 0 | 0 | 0 | 0 | 0 | 0 | 0 | 0 | 0 | 472
391
392
393 |  | Embedded Cost Differentials
394 |  |  |  | Company Owned Hydro | F10 |  | 0 | 0 | 0 | 0 | 0 | 0 | 0 | 0 | 0 | 475
395 |  |  |  | Company Owned Hydro | F10 |  | 0 | 0 | 0 | 0 | 0 | 0 | 0 | 0 | 0 | 476
|  |  |  | Mid-C Contract | F10 |  | 0 | 0 | 0 | 0 | 0 | 0 | 0 | 0 | 0 | 477
397 |  |  |  | Mid-C Contract | F10 |  | 0 | 0 | 0 | 0 | 0 | 0 | 0 | 0 | 0 | 478
398 |  |  |  | Existing QF Contracts | F10 |  | 0 | 0 | 0 | 0 | 0 | 0 | 0 | 0 | 0 | 479
399 |  |  |  | Existing QF Contracts | F10 |  | 0 | 0 | 0 | 0 | 0 | 0 | 0 | 0 | 0 | 479
400 | [6 empty] | 0 | 0 | 0 | 0 | 0 | 0 | 0 | 0 | 0
401
402 |  | Total Other Power Supply |  |  |  |  | 0 | 0 | 0 | 0 | 0 | 0 | 0 | 0 | 0
403
404 |  | TOTAL GENERATION EXPENSE |  |  |  |  | 0 | 0 | 0 | 0 | 0 | 0 | 0 | 0 | 0
405
406 |  | Distribution - METER - Unbundled |  |  |  |  | D: TRANSMISSION EXPENSE
407
408
409 |  | A |  | B | C |  | D | E | F | G | H | I | J | K
410 |  | FERC ACCT |  | DESCRIPTION | COS Factor |  | Washington Jurisdiction Normalized | Residential Schedule 16 | Small General Service Schedule 24 | Large General Service < 1,000 kW Schedule 36 | Large General Service > 1,000 kW Schedule 48 | Large General Dedicated Facilities Schedule 48 | Agricultural Pumping Schedule 40 | Street & Area Lighting Sch. 15, 51-54, 57
411 |  | 560 | Operation Supervision & Eng |  | F12 |  | 0 | 0 | 0 | 0 | 0 | 0 | 0 | 0 | 0 | 491
412
413 |  | 561 | Load Dispatching |  | F12 |  | 0 | 0 | 0 | 0 | 0 | 0 | 0 | 0 | 0 | 496
414
415 |  | 562 | Station Expense |  | F12 |  | 0 | 0 | 0 | 0 | 0 | 0 | 0 | 0 | 0 | 502
416
417 |  | 563 | Overhead Line Expense |  | F12 |  | 0 | 0 | 0 | 0 | 0 | 0 | 0 | 0 | 0 | 507
418
419 |  | 564 | Underground Line Expense |  | F12 |  | 0 | 0 | 0 | 0 | 0 | 0 | 0 | 0 | 0 | 511
420
421 |  | 565 | Transm of Electricity by Others |  | F12 |  | 0 | 0 | 0 | 0 | 0 | 0 | 0 | 0 | 0 | 515
422
423 |  | 565NPC | Transmission of Electricity by Others-NPC
424 |  |  | CAGW |  | F12 |  | 0 | 0 | 0 | 0 | 0 | 0 | 0 | 0 | 0 | 518
425 |  |  | SE |  | F12 |  | 0 | 0 | 0 | 0 | 0 | 0 | 0 | 0 | 0 | 519
426 |  |  | SE |  | F12 |  | 0 | 0 | 0 | 0 | 0 | 0 | 0 | 0 | 0 | 520
427 | [6 empty] | 0 | 0 | 0 | 0 | 0 | 0 | 0 | 0 | 0
428
429 |  | 566 | Misc. Transmission Expense |  | F12 |  | 0 | 0 | 0 | 0 | 0 | 0 | 0 | 0 | 0 | 526
430
431 |  | 567 | Rents - Transmission |  | F12 |  | 0 | 0 | 0 | 0 | 0 | 0 | 0 | 0 | 0 | 531
432
433 |  | 568 | Maint Supervision & Engineering |  | F12 |  | 0 | 0 | 0 | 0 | 0 | 0 | 0 | 0 | 0 | 536
434
435 |  | 569 | Maintenance of Structures |  | F12 |  | 0 | 0 | 0 | 0 | 0 | 0 | 0 | 0 | 0 | 541
436
437 |  | 570 | Maint of Station Equipment |  | F12 |  | 0 | 0 | 0 | 0 | 0 | 0 | 0 | 0 | 0 | 547
438
439 |  | 571 | Maintenance of Overhead Lines |  | F12 |  | 0 | 0 | 0 | 0 | 0 | 0 | 0 | 0 | 0 | 553
440
441 |  | 572 | Maint of Underground Lines |  | F12 |  | 0 | 0 | 0 | 0 | 0 | 0 | 0 | 0 | 0 | 556
442
443 |  | 573 | Maint of Misc Transmission Plant |  | F12 |  | 0 | 0 | 0 | 0 | 0 | 0 | 0 | 0 | 0 | 560
444
445
446 |  | TOTAL TRANSMISSION EXPENSE |  |  |  |  | 0 | 0 | 0 | 0 | 0 | 0 | 0 | 0 | 0
447
448
449
450
451
452
453
454
455
456
457
458 |  | Distribution - METER - Unbundled |  |  |  |  | D: DISTRIBUTION EXPENSE
459
460
461 |  | A |  | B | C |  | D | E | F | G | H | I | J | K
462 |  | FERC ACCT |  | DESCRIPTION | COS Factor |  | Washington Jurisdiction Normalized | Residential Schedule 16 | Small General Service Schedule 24 | Large General Service < 1,000 kW Schedule 36 | Large General Service > 1,000 kW Schedule 48 | Large General Dedicated Facilities Schedule 48 | Agricultural Pumping Schedule 40 | Street & Area Lighting Sch. 15, 51-54, 57
463 |  | 580 | Operation Supervision & Eng |  | F131 |  | 103606.9637 | 55329.9594 | 14984.6725 | 16902.0274 | 7336.2395 | 2805.1839 | 4216.5989 | 2032.2822 | 0 | 568
464
465 |  | 581 | Load Dispatching |  | F20 |  | 707037.408 | 308806.3189 | 93482.6688 | 143137.1871 | 63838.7288 | 60992.0386 | 35470.4823 | 1309.9835 | 0 | 573
466
467 |  | 582 | Station Expense |  | F120 |  | 286795.7897 | 126954.5373 | 38432.0146 | 58845.672 | 26244.982 | 21197.627 | 14582.4045 | 538.5523 | 0 | 578
468
469 |  | 583 | Overhead Line Expenses |  | F132 |  | 0 | 0 | 0 | 0 | 0 | 0 | 0 | 0 | 0 | 583
470
471 |  | 584 | Underground Line Expense |  | F133 |  | 0 | 0 | 0 | 0 | 0 | 0 | 0 | 0 | 0 | 588
472
473 |  | 585 | Street Lighting & Signal Systems |  | F130 |  | 0 | 0 | 0 | 0 | 0 | 0 | 0 | 0 | 0 | 593
474
475 |  | 586 | Meter Expenses |  | F127 |  | 0 | 0 | 0 | 0 | 0 | 0 | 0 | 0 | 0 | 598
476
477 |  | 587 | Customer Installation Expenses |  | F20 |  | 0 | 0 | 0 | 0 | 0 | 0 | 0 | 0 | 0 | 603
478
479 |  | 588 | Misc. Distribution Expenses |  | F131 |  | 7457.1972 | 3982.4197 | 1078.5342 | 1216.5374 | 528.0319 | 201.9054 | 303.4932 | 146.2752 | 0 | 609
480
481 |  | 589 | Rents |  | F131 |  | 26166.497 | 13973.8794 | 3784.4598 | 4268.6981 | 1852.8068 | 708.4643 | 1064.9248 | 513.2638 | 0 | 614
482
483 |  | 590 | Maint Supervision & Engineering |  | F131 |  | 46025.6029 | 24579.3782 | 6656.6818 | 7508.4335 | 3258.9976 | 1246.1545 | 1873.1512 | 902.8062 | 0 | 619
484
485 |  | 591 | Maintenance of Structures |  | F119 |  | 38875.4867 | 16979.2939 | 5140.0169 | 7870.2028 | 3510.0854 | 3353.564 | 1950.296 | 72.0277 | 0 | 624
486
487 |  | 592 | Maint of Station Equipment |  | F120 |  | 640606.697 | 283574.34 | 85844.3772 | 131441.7189 | 58622.5873 | 47348.4699 | 32572.2564 | 1202.9473 | 0 | 629
488
489 |  | 593 | Maintenance of Overhead Lines |  | F134 |  | 0 | 0 | 0 | 0 | 0 | 0 | 0 | 0 | 0 | 634
490
491 |  | 594 | Maint of Underground Lines |  | F135 |  | 0 | 0 | 0 | 0 | 0 | 0 | 0 | 0 | 0 | 639
492
493 |  | 595 | Maint of Line Transformers |  | F125 |  | 0 | 0 | 0 | 0 | 0 | 0 | 0 | 0 | 0 | 644
494
495 |  | 596 | Maint of Street Lighting & Signals |  | F130 |  | 0 | 0 | 0 | 0 | 0 | 0 | 0 | 0 | 0 | 649
496
497 |  | 597 | Maintenance of Meters |  | F127 |  | 0 | 0 | 0 | 0 | 0 | 0 | 0 | 0 | 0 | 654
498
499 |  | 598 | Maint of Misc. Distribution Plant |  | F131 |  | 112710.2322 | 60191.4422 | 16301.278 | 18387.0983 | 7980.827 | 3051.6571 | 4587.0839 | 2210.8456 | 0 | 659
500
501 |  | TOTAL DISTRIBUTION EXPENSE |  |  |  |  | 1969281.8743 | 894371.5689 | 265704.7039 | 389577.5755 | 173173.2863 | 140905.0646 | 96620.6912 | 8928.9837 | 0
502
503
504 | [6 empty] | D: CUSTOMER ACCOUNTS EXPENSE
505
506
507 |  | 901 | Supervision |  | F136 |  | 0 | 0 | 0 | 0 | 0 | 0 | 0 | 0 | 0 | 666
508
509 |  | 902 | Meter Reading Expense |  | F41 |  | 0 | 0 | 0 | 0 | 0 | 0 | 0 | 0 | 0 | 671
510
511 |  | 903 | Customer Receipts & Collections |  | F42 |  | 0 | 0 | 0 | 0 | 0 | 0 | 0 | 0 | 0 | 676
512
513 |  | 904 | Uncollectible Accounts |  | F80 |  | 0 | 0 | 0 | 0 | 0 | 0 | 0 | 0 | 0 | 682
514
515 |  | 905 | Misc. Customer Accounts Exp |  | F136 |  | 0 | 0 | 0 | 0 | 0 | 0 | 0 | 0 | 0 | 687
516
517 |  | TOTAL CUSTOMER ACCOUNTS EXPENSE |  |  |  |  | 0 | 0 | 0 | 0 | 0 | 0 | 0 | 0 | 0
518
519 |  | Distribution - METER - Unbundled |  |  |  |  | D: CUSTOMER SERVICE EXPENSE
520
521 |  | A |  | B | C |  | D | E | F | G | H | I | J | K
522 |  | FERC ACCT |  | DESCRIPTION | COS Factor |  | Washington Jurisdiction Normalized | Residential Schedule 16 | Small General Service Schedule 24 | Large General Service < 1,000 kW Schedule 36 | Large General Service > 1,000 kW Schedule 48 | Large General Dedicated Facilities Schedule 48 | Agricultural Pumping Schedule 40 | Street & Area Lighting Sch. 15, 51-54, 57
523 |  | 907 | Supervision |  | F40 |  | 0 | 0 | 0 | 0 | 0 | 0 | 0 | 0 | 0 | 694
524
525 |  | 908 | Customer Assistance |  | F40 |  | 0 | 0 | 0 | 0 | 0 | 0 | 0 | 0 | 0 | 699
526
527 |  | 909 | Informational & Instructional Adv |  | F40 |  | 0 | 0 | 0 | 0 | 0 | 0 | 0 | 0 | 0 | 705
528
529 |  | 910 | Misc. Customer Service |  | F40 |  | 0 | 0 | 0 | 0 | 0 | 0 | 0 | 0 | 0 | 710
530
531 |  | TOTAL CUSTOMER SERVICE EXPENSE |  |  |  |  | 0 | 0 | 0 | 0 | 0 | 0 | 0 | 0 | 0
532
533
534 | [6 empty] | D: SALES EXPENSE
535
536
537 |  | 911 | Supervision |  | F40 |  | 0 | 0 | 0 | 0 | 0 | 0 | 0 | 0 | 0 | 717
538
539 |  | 912 | Demonstration & Selling Expense |  | F40 |  | 0 | 0 | 0 | 0 | 0 | 0 | 0 | 0 | 0 | 722
540
541 |  | 913 | Advertising Expense |  | F40 |  | 0 | 0 | 0 | 0 | 0 | 0 | 0 | 0 | 0 | 727
542
543 |  | 916 | Misc. Sales Expense |  | F40 |  | 0 | 0 | 0 | 0 | 0 | 0 | 0 | 0 | 0 | 732
544
545 |  | TOTAL SALES EXPENSE |  |  |  |  | 0 | 0 | 0 | 0 | 0 | 0 | 0 | 0 | 0
546
547
548 | [6 empty] | D: ADMINISTRATION & GENERAL EXPENSE
549
550
551 |  | 920 | Administrative & General Salaries |  | F102D |  | 0 | 0 | 0 | 0 | 0 | 0 | 0 | 0 | 0 | 738
552 |  |  |  | Customer - System | F42 |  | 0 | 0 | 0 | 0 | 0 | 0 | 0 | 0 | 0 | 739
553 |  |  |  | System Overheads | F102D |  | 0 | 0 | 0 | 0 | 0 | 0 | 0 | 0 | 0 | 740
554 |  |  |  | Administrative & General Salaries |  |  | 0 | 0 | 0 | 0 | 0 | 0 | 0 | 0 | 0
555
556 |  | 921 | Office Supplies & expenses |  | F102D |  | 0 | 0 | 0 | 0 | 0 | 0 | 0 | 0 | 0 | 744
557 |  |  |  | Customer - System | F42 |  | 0 | 0 | 0 | 0 | 0 | 0 | 0 | 0 | 0 | 745
558 |  |  |  | System Overheads | F102D |  | 0 | 0 | 0 | 0 | 0 | 0 | 0 | 0 | 0 | 746
559 |  |  |  | Office Supplies & expenses |  |  | 0 | 0 | 0 | 0 | 0 | 0 | 0 | 0 | 0
560
561 |  | 922 | A&G Expenses Transferred |  | F102D |  | 0 | 0 | 0 | 0 | 0 | 0 | 0 | 0 | 0 | 750
562
563 |  | 923 | Outside Services |  | F102D |  | 0 | 0 | 0 | 0 | 0 | 0 | 0 | 0 | 0 | 754
564 |  |  |  | Customer - System | F42 |  | 0 | 0 | 0 | 0 | 0 | 0 | 0 | 0 | 0 | 755
565 |  |  |  | System Overheads | F102D |  | 0 | 0 | 0 | 0 | 0 | 0 | 0 | 0 | 0 | 756
|  |  |  | JBG | F102D |  | 0 | 0 | 0 | 0 | 0 | 0 | 0 | 0 | 0 | 757
567 |  |  |  | System Overheads | F102D |  | 0 | 0 | 0 | 0 | 0 | 0 | 0 | 0 | 0 | 758
568 |  |  |  | Outside Services |  |  | 0 | 0 | 0 | 0 | 0 | 0 | 0 | 0 | 0
569
570 |  | 924 | Property Insurance
571 |  |  |  | System Overheads | F102D |  | 0 | 0 | 0 | 0 | 0 | 0 | 0 | 0 |  | 763
572
573 |  | 925 | Injuries & Damages |  | F102D |  | 0 | 0 | 0 | 0 | 0 | 0 | 0 | 0 | 0 | 766
574 |  |  | Injuries & Damages |  | F102D |  | 0 | 0 | 0 | 0 | 0 | 0 | 0 | 0 | 0 | 767
575
576 |  | 926 | Employee Pensions & Benefits |  | F138D |  | 0 | 0 | 0 | 0 | 0 | 0 | 0 | 0 | 0 | 774
577
578 |  | 927 | Franchise Requirements |  | F102 |  | 0 | 0 | 0 | 0 | 0 | 0 | 0 | 0 | 0 | 779
579
580 |  | 928 | Regulatory Commission Expense |  | F141 |  | 0 | 0 | 0 | 0 | 0 | 0 | 0 | 0 | 0 | 786
581 |  |  |  | Regulatory Expense | F141 |  | 0 | 0 | 0 | 0 | 0 | 0 | 0 | 0 | 0 | 787
582
583 |  | 929 | Duplicate Charges |  | F138D |  | 0 | 0 | 0 | 0 | 0 | 0 | 0 | 0 | 0 | 795
584
585 |  | 930 | Misc General Expenses
586 |  |  |  | Situs | F138D |  | 0 | 0 | 0 | 0 | 0 | 0 | 0 | 0 | 0 | 798
587 |  |  |  | Customer | F138D |  | 0 | 0 | 0 | 0 | 0 | 0 | 0 | 0 | 0 | 799
588 |  |  |  | Labor | F138D |  | 0 | 0 | 0 | 0 | 0 | 0 | 0 | 0 | 0 | 800
589 |  |  |  | Labor | F138D |  | 0 | 0 | 0 | 0 | 0 | 0 | 0 | 0 | 0 | 801
590 |  |  |  | Customer | F138D |  | 0 | 0 | 0 | 0 | 0 | 0 | 0 | 0 | 0 | 802
591
592 |  | 931 | Rents |  | F102D |  | 0 | 0 | 0 | 0 | 0 | 0 | 0 | 0 | 0 | 808
593
594 |  | 935 | Maintenance of General Plant |  | F108 |  | 0 | 0 | 0 | 0 | 0 | 0 | 0 | 0 | 0 | 814
595
596 |  | TOTAL ADMINISTRATIVE & GEN EXPENSE |  |  |  |  | 0 | 0 | 0 | 0 | 0 | 0 | 0 | 0 | 0
597
598
599 |  | TOTAL O & M EXPENSE |  |  |  |  | 1969281.8743 | 894371.5689 | 265704.7039 | 389577.5755 | 173173.2863 | 140905.0646 | 96620.6912 | 8928.9837 | 0
600
601 |  | Distribution - METER - Unbundled |  |  |  |  | D: DEPRECIATION EXPENSE
602
603 |  | A |  | B | C |  | D | E | F | G | H | I | J | K
604 |  | FERC ACCT |  | DESCRIPTION | COS Factor |  | Washington Jurisdiction Normalized | Residential Schedule 16 | Small General Service Schedule 24 | Large General Service < 1,000 kW Schedule 36 | Large General Service > 1,000 kW Schedule 48 | Large General Dedicated Facilities Schedule 48 | Agricultural Pumping Schedule 40 | Street & Area Lighting Sch. 15, 51-54, 57
605 |  | 403SP | Steam Depreciation |  | F10 |  | 0 | 0 | 0 | 0 | 0 | 0 | 0 | 0 | 0 | 827
606
607 |  | 403NP | Nuclear Depreciation |  | F10 |  | 0 | 0 | 0 | 0 | 0 | 0 | 0 | 0 | 0 | 831
608
609 |  | 403HP | Hydro Depreciation |  | F10 |  | 0 | 0 | 0 | 0 | 0 | 0 | 0 | 0 | 0 | 838
610
611 |  | 403OP | Other Generation Depreciation |  | F10 |  | 0 | 0 | 0 | 0 | 0 | 0 | 0 | 0 | 0 | 841
612 |  |  |  | SG | F10 |  | 0 | 0 | 0 | 0 | 0 | 0 | 0 | 0 | 0 | 842
613 |  |  |  | CAEW | F10 |  | 0 | 0 | 0 | 0 | 0 | 0 | 0 | 0 | 0 | 843
614 |  |  |  | CAGW | F10 |  | 0 | 0 | 0 | 0 | 0 | 0 | 0 | 0 | 0 | 844
615 |  |  |  | CAGE | F10 |  | 0 | 0 | 0 | 0 | 0 | 0 | 0 | 0 | 0 | 845
616 |  |  |  | Total 403OP |  |  | 0 | 0 | 0 | 0 | 0 | 0 | 0 | 0 | 0
617
618 |  | 403TP | Transmission Depreciation |  | F106 |  | 0 | 0 | 0 | 0 | 0 | 0 | 0 | 0 | 0 | 853
619
620 |  | 403 | Distribution Depreciation
621 |  |  |  | Land Rights | F118 |  | 1750.4303 | 836.6966 | 253.287 | 387.8237 | 172.9681 | 0 | 96.1056 | 3.5493 | 0 | 856
622 |  |  |  | Structures | F119 |  | 19346.9164 | 8449.9773 | 2557.9996 | 3916.7138 | 1746.8419 | 1668.9469 | 970.5914 | 35.8455 | 0 | 857
623 |  |  |  | Station Equip | F120 |  | 1797406.6953 | 795649.5299 | 240861.1384 | 368797.6206 | 164482.5623 | 132849.777 | 91390.852 | 3375.2152 | 0 | 858
624 |  |  |  | Poles & Towers | F121 |  | 0 | 0 | 0 | 0 | 0 | 0 | 0 | 0 | 0 | 860
625 |  |  |  | OH Conductors | F122 |  | 0 | 0 | 0 | 0 | 0 | 0 | 0 | 0 | 0 | 861
626 |  |  |  | UG Conduit | F123 |  | 0 | 0 | 0 | 0 | 0 | 0 | 0 | 0 | 0 | 862
627 |  |  |  | UG Conductor | F124 |  | 0 | 0 | 0 | 0 | 0 | 0 | 0 | 0 | 0 | 863
628 |  |  |  | Line Transformer | F125 |  | 0 | 0 | 0 | 0 | 0 | 0 | 0 | 0 | 0 | 864
629 |  |  |  | Services | F126 |  | 0 | 0 | 0 | 0 | 0 | 0 | 0 | 0 | 0 | 865
630 |  |  |  | Meters | F127 |  | 0 | 0 | 0 | 0 | 0 | 0 | 0 | 0 | 0 | 866
631 |  |  |  | Inst Cust Premises | F128 |  | 0 | 0 | 0 | 0 | 0 | 0 | 0 | 0 | 0 | 867
632 |  |  |  | Leased Property | F129 |  | 0 | 0 | 0 | 0 | 0 | 0 | 0 | 0 | 0 | 868
633 |  |  |  | Street Lighting | F130 |  | 0 | 0 | 0 | 0 | 0 | 0 | 0 | 0 | 0 | 869
634 |  |  | Total Distribution Expense |  |  |  | 1818504.042 | 804936.2038 | 243672.4249 | 373102.158 | 166402.3723 | 134518.7239 | 92457.5491 | 3414.6101 | 0
635
636 |  | 403GP | General Depreciation
637 |  |  |  | S | F107D |  | 115905.2521 | 65123.1325 | 19383.4316 | 15957.7334 | 6207.3166 | 1313.8385 | 6530.2338 | 1389.5656 | 0 | 873
638 |  |  |  | DGP | F105D |  | 0 | 0 | 0 | 0 | 0 | 0 | 0 | 0 | 0 | 874
639 |  |  |  | DGU | F105D |  | 0 | 0 | 0 | 0 | 0 | 0 | 0 | 0 | 0 | 875
640 |  |  |  | SE | F10 |  | 0 | 0 | 0 | 0 | 0 | 0 | 0 | 0 | 0 | 876
641 |  |  |  | CN | F42 |  | 0 | 0 | 0 | 0 | 0 | 0 | 0 | 0 | 0 | 877
642 |  |  |  | SG/CAGW/CAGE | F105D |  | 0 | 0 | 0 | 0 | 0 | 0 | 0 | 0 | 0 | 878
643 |  |  |  | SO | F102D |  | 42654.342 | 23965.9922 | 7133.3051 | 5872.6124 | 2284.3573 | 483.5063 | 2403.1942 | 511.3746 | 0 | 879
644 |  |  |  | CAEW | F105D |  | 0 | 0 | 0 | 0 | 0 | 0 | 0 | 0 | 0 | 880
645 |  |  |  | JBG | F105D |  | 0 | 0 | 0 | 0 | 0 | 0 | 0 | 0 | 0 | 881
646 |  |  |  | JBE | F10 |  | 0 | 0 | 0 | 0 | 0 | 0 | 0 | 0 | 0 | 882
647 |  |  | Total General Expense |  |  |  | 158559.5941 | 89089.1247 | 26516.7367 | 21830.3458 | 8491.6739 | 1797.3447 | 8933.4279 | 1900.9402 | 0
648
649 |  | 403GV0 | General Vehicles |  | F105D |  | 0 | 0 | 0 | 0 | 0 | 0 | 0 | 0 | 0 | 886
650
651 |  | 403MP | Mining Depreciation |  | F10 |  | 0 | 0 | 0 | 0 | 0 | 0 | 0 | 0 | 0 | 890
652
653 |  | 403EP | Experimental Plant Depreciation |  | F10 |  | 0 | 0 | 0 | 0 | 0 | 0 | 0 | 0 | 0 | 896
654
655
656 |  | TOTAL DEPRECIATION EXPENSE |  |  |  |  | 1977063.6361 | 894025.3285 | 270189.1616 | 394932.5039 | 174894.0462 | 136316.0686 | 101390.977 | 5315.5503 | 0
657
658 | [6 empty] | D: AMORTIZATION EXPENSE
659
660
661 |  | 404CLG | Amort of LT Plant - Cap. Lease Gen
662 |  |  |  | S | F12 |  | -10172.9042 | -4621.0204 | -1325.1441 | -2104.7195 | -910.4273 | -830.9693 | -368.6586 | -11.965 | 0 | 901
663 |  |  |  | SG/CAGW | F10 |  | 0 | 0 | 0 | 0 | 0 | 0 | 0 | 0 | 0 | 902
664 |  |  |  | SO | F102D |  | 1196.6811 | 672.3735 | 200.1271 | 164.758 | 64.0884 | 13.5649 | 67.4224 | 14.3468 | 0 | 903
665 |  |  |  | DGU | F10 | [10 empty] | 904
666 |  |  |  | CN | F42 |  | 0 | 0 | 0 | 0 | 0 | 0 | 0 | 0 | 0 | 905
667 |  |  |  | DGP | F10 |  | 0 | 0 | 0 | 0 | 0 | 0 | 0 | 0 | 0 | 906
668 |  |  |  | SG | F10 |  | 0 | 0 | 0 | 0 | 0 | 0 | 0 | 0 | 0 | 907
669 |  |  | Total Amort. Cap. Lease General |  |  |  | -8976.2231 | -3948.6468 | -1125.0169 | -1939.9615 | -846.3389 | -817.4044 | -301.2362 | 2.3817 | 0
670
671 |  | 404CLS | Amort of LT Plant - Cap Lease Steam |  | F10 |  | 0 | 0 | 0 | 0 | 0 | 0 | 0 | 0 | 0 | 913
672
673 |  | 404IP | Amort of LT Plant - Intangible Plant
674 |  |  |  | S | F107D |  | -193.6641 | -108.8131 | -32.3874 | -26.6635 | -10.3717 | -2.1953 | -10.9113 | -2.3218 | 0 | 916
675 |  |  |  | SE | F10 |  | 0 | 0 | 0 | 0 | 0 | 0 | 0 | 0 | 0 | 917
676 |  |  |  | SG/CAGW | F105D |  | 0 | 0 | 0 | 0 | 0 | 0 | 0 | 0 | 0 | 918
677 |  |  |  | SO | F102D |  | 35104.8103 | 19724.1728 | 5870.758 | 4833.1995 | 1880.0414 | 397.9289 | 1977.845 | 420.8648 | 0 | 919
678 |  |  |  | CN | F42 |  | 0 | 0 | 0 | 0 | 0 | 0 | 0 | 0 | 0 | 920
679 |  |  |  | DGP | F10 |  | 0 | 0 | 0 | 0 | 0 | 0 | 0 | 0 | 0 | 921
680 |  |  |  | DGU | F10 |  | 0 | 0 | 0 | 0 | 0 | 0 | 0 | 0 | 0 | 922
681 |  |  |  | CAEW | F10 |  | 0 | 0 | 0 | 0 | 0 | 0 | 0 | 0 | 0 | 923
682 |  |  |  | CAGW | F105D |  | 0 | 0 | 0 | 0 | 0 | 0 | 0 | 0 | 0 | 924
683 |  |  |  | JBG | F105D |  | 0 | 0 | 0 | 0 | 0 | 0 | 0 | 0 | 0 | 925
684 |  |  | Total Amort. Intangible Plant |  |  |  | 34911.1462 | 19615.3596 | 5838.3706 | 4806.536 | 1869.6697 | 395.7336 | 1966.9337 | 418.543 | 0
685
686 |  | Distribution - METER - Unbundled |  |  |  |  | D: AMORTIZATION EXPENSE (continued)
687
688
689 |  | A |  | B | C |  | D | E | F | G | H | I | J | K
690 |  | FERC ACCT |  | DESCRIPTION | COS Factor |  | Washington Jurisdiction Normalized | Residential Schedule 16 | Small General Service Schedule 24 | Large General Service < 1,000 kW Schedule 36 | Large General Service > 1,000 kW Schedule 48 | Large General Dedicated Facilities Schedule 48 | Agricultural Pumping Schedule 40 | Street & Area Lighting Sch. 15, 51-54, 57
691 |  | 404O | Amort of LT Plant - Other Plant |  | F10 |  | 0 | 0 | 0 | 0 | 0 | 0 | 0 | 0 | 0 | 930
692
693 |  | 404HP | Amort of Other Electric Plant |  | F110 |  | 0 | 0 | 0 | 0 | 0 | 0 | 0 | 0 | 0 | 936
694
695 |  | 405 | Amort of Other Electric Plant |  | F110 |  | 0 | 0 | 0 | 0 | 0 | 0 | 0 | 0 | 0 | 944
696
697 |  | 406 | Amort of Plant Acquisition Adj |  | F10 |  | 0 | 0 | 0 | 0 | 0 | 0 | 0 | 0 | 0 | 952
698
699 |  | 407 | Amort of Prop Losses, Unrec Plant, |  | F110 |  | 0.041729 | 0.020072 | 0.0056334 | 0.0079758 | 0.0033648 | 0.0029585 | 0.0015491 | 0.00017498 | 0 | 961
700
701
702 |  | TOTAL AMORTIZATION EXPENSE |  |  |  |  | 25934.9648 | 15666.7328 | 4713.3593 | 2866.5824 | 1023.3342 | -421.6678 | 1665.699 | 420.9249 | 0
703
704
705 | [6 empty] | D: TAX OTHER THAN INCOME
706
707
708 |  | 408 | Total Taxes Other Than Income |  | F101D |  | 907132.2475 | 516133.7855 | 149236.6211 | 121466.3567 | 47332.9068 | 13269.2777 | 48796.0346 | 10897.2651 | 0 | 974
709
710
711 | [6 empty] | D: DEFERRED ITC
712
713
714 |  | 41140 | Deferred I T C - Federal |  | F101D |  | 0 | 0 | 0 | 0 | 0 | 0 | 0 | 0 | 0 | 979
715
716 |  | 41141 | Deferred I T C - Idaho |  | F101D |  | 0 | 0 | 0 | 0 | 0 | 0 | 0 | 0 | 0 | 984
717
718 |  | TOTAL DEFERRED ITC |  |  |  |  | 0 | 0 | 0 | 0 | 0 | 0 | 0 | 0 | 0
719
720
721 | [6 empty] | D: DEFERRED INCOME TAXES
722
723
724 |  | 41010 | Deferred Income Tax - Federal-DR |  | F101D |  | 755972.9791 | 430128.2382 | 124368.6942 | 101225.9059 | 39445.6251 | 11058.162 | 40664.9458 | 9081.4079 | 0 | 1032
725
726 |  | 41011 | Deferred Income Tax - State-DR |  | F101D |  | 0 | 0 | 0 | 0 | 0 | 0 | 0 | 0 | 0 | 1047
727
728 |  | 41110 | Deferred Income Tax - Federal-CR |  | F101D |  | -1088027.0936 | -619058.0746 | -178996.4888 | -145688.4455 | -56771.7499 | -15915.357 | -58526.6458 | -13070.332 | 0 | 1063
729
730 |  | 41111 | Deferred Income Tax - State-CR |  | F101D |  | 0 | 0 | 0 | 0 | 0 | 0 | 0 | 0 | 0 | 1078
731
732 |  | TOTAL DEFERRED INCOME TAXES |  |  |  |  | -332054.1145 | -188929.8364 | -54627.7946 | -44462.5396 | -17326.1247 | -4857.195 | -17861.7 | -3988.9241 | 0
733
734
735
736
737
738 |  | 40911 | State Income Taxes |  | F101D |  | 0 | 0 | 0 | 0 | 0 | 0 | 0 | 0 | 0 | 1175
739
740 |  | 40910 | Federal Income Tax |  | F101D |  | 227801.6474 | 129612.9941 | 37476.7276 | 30502.9793 | 11886.3751 | 3332.219 | 12253.7999 | 2736.5524 | 0 | 1208
741
742
743 |  | TOTAL OPERATING EXPENSES |  |  |  |  | 4775195.2156 | 2260896.4539 | 672697.333 | 894890.6912 | 390986.9526 | 288546.6227 | 242866.7687 | 24310.3934 | 0
744
745
746 |  | Distribution - METER - Unbundled |  |  |  |  | D: STEAM GENERATION PLANT
747
748 |  | A |  | B | C |  | D | E | F | G | H | I | J | K
749 |  | FERC ACCT |  | DESCRIPTION | COS Factor |  | Washington Jurisdiction Normalized | Residential Schedule 16 | Small General Service Schedule 24 | Large General Service < 1,000 kW Schedule 36 | Large General Service > 1,000 kW Schedule 48 | Large General Dedicated Facilities Schedule 48 | Agricultural Pumping Schedule 40 | Street & Area Lighting Sch. 15, 51-54, 57
750 |  | 310 | Land and Land Rights |  | F10 |  | 0 | 0 | 0 | 0 | 0 | 0 | 0 | 0 | 0 | 1217
751 |  |  |  | JBG | F10 |  | 0 | 0 | 0 | 0 | 0 | 0 | 0 | 0 | 0 | 1219
752 |  |  |  | Total 310 |  |  | 0 | 0 | 0 | 0 | 0 | 0 | 0 | 0 | 0
753
754 |  | 311 | Structures and Improvements |  | F10 |  | 0 | 0 | 0 | 0 | 0 | 0 | 0 | 0 | 0 | 1225
755 |  |  |  | JBG | F10 |  | 0 | 0 | 0 | 0 | 0 | 0 | 0 | 0 | 0 | 1226
756 |  |  |  | Total 311 |  |  | 0 | 0 | 0 | 0 | 0 | 0 | 0 | 0 | 0
757
758 |  | 312 | Boiler Plant Equipment
759 |  |  |  | SG | F10 |  | 0 | 0 | 0 | 0 | 0 | 0 | 0 | 0 | 0 | 1230
760 |  |  |  | S | F10 |  | 0 | 0 | 0 | 0 | 0 | 0 | 0 | 0 | 0 | 1231
761 |  |  |  | CAGW | F10 |  | 0 | 0 | 0 | 0 | 0 | 0 | 0 | 0 | 0 | 1232
762 |  |  |  | JBG | F10 |  | 0 | 0 | 0 | 0 | 0 | 0 | 0 | 0 | 0 | 1233
763 |  |  |  | Total 312 |  |  | 0 | 0 | 0 | 0 | 0 | 0 | 0 | 0 | 0
764
765 |  | 314 | Turbogenerator Units |  | F10 |  | 0 | 0 | 0 | 0 | 0 | 0 | 0 | 0 | 0 | 1239
766 |  |  |  | JBG | F10 |  | 0 | 0 | 0 | 0 | 0 | 0 | 0 | 0 | 0 | 1240
767 |  |  |  | Total 314 |  |  | 0 | 0 | 0 | 0 | 0 | 0 | 0 | 0 | 0
768
769 |  | 315 | Accessory Electric Equipment |  | F10 |  | 0 | 0 | 0 | 0 | 0 | 0 | 0 | 0 | 0 | 1246
770 |  |  |  | JBG | F10 |  | 0 | 0 | 0 | 0 | 0 | 0 | 0 | 0 | 0 | 1247
771 |  |  |  | Total 316 |  |  | 0 | 0 | 0 | 0 | 0 | 0 | 0 | 0 | 0
772
773 |  | 316 | Misc Power Plant Equipment |  | F10 |  | 0 | 0 | 0 | 0 | 0 | 0 | 0 | 0 | 0 | 1253
774 |  |  |  | JBG | F10 |  | 0 | 0 | 0 | 0 | 0 | 0 | 0 | 0 | 0 | 1255
775 |  |  |  | Total 316 |  |  | 0 | 0 | 0 | 0 | 0 | 0 | 0 | 0 | 0
776
777 |  | S00 | Unclassified Steam Plant - Acct 300 |  | F10 |  | 0 | 0 | 0 | 0 | 0 | 0 | 0 | 0 | 0 | 1262
778
779
780
781 |  | Total Steam Generation Plant |  |  |  |  | 0 | 0 | 0 | 0 | 0 | 0 | 0 | 0 | 0
782
783
784 | [6 empty] | D: NUCLEAR GENERATION
785
786
787 |  | 320 | Land and Land Rights |  | F10 |  | 0 | 0 | 0 | 0 | 0 | 0 | 0 | 0 | 0 | 1268
788
789 |  | 321 | Structures and Improvements |  | F10 |  | 0 | 0 | 0 | 0 | 0 | 0 | 0 | 0 | 0 | 1272
790
791 |  | 322 | Reactor Plant Equipment |  | F10 |  | 0 | 0 | 0 | 0 | 0 | 0 | 0 | 0 | 0 | 1276
792
793 |  | 323 | Turbogenerator Units |  | F10 |  | 0 | 0 | 0 | 0 | 0 | 0 | 0 | 0 | 0 | 1280
794
795 |  | 324 | Land and Land Rights |  | F10 |  | 0 | 0 | 0 | 0 | 0 | 0 | 0 | 0 | 0 | 1284
796
797 |  | 325 | Misc. Power Plant Equipment |  | F10 |  | 0 | 0 | 0 | 0 | 0 | 0 | 0 | 0 | 0 | 1288
798
799 |  | N00 | Unclassified Nuclear Plt - Acct 300 |  | F10 |  | 0 | 0 | 0 | 0 | 0 | 0 | 0 | 0 | 0 | 1294
800
801 |  | Total Nuclear Generation Plant |  |  |  |  | 0 | 0 | 0 | 0 | 0 | 0 | 0 | 0 | 0
802
803
804 | [6 empty] | D: HYDRAULIC GENERATION PLANT
805
806
807 |  | 330 | Land and Land Rights |  | F10 |  | 0 | 0 | 0 | 0 | 0 | 0 | 0 | 0 | 0 | 1302
808
809 |  | 331 | Structures and Improvements |  | F10 |  | 0 | 0 | 0 | 0 | 0 | 0 | 0 | 0 | 0 | 1307
810
811 |  | 332 | Reservoirs, Dams & Waterways |  | F10 |  | 0 | 0 | 0 | 0 | 0 | 0 | 0 | 0 | 0 | 1312
812
813 |  | 333 | Water Wheel, Turbines, & Generators |  | F10 |  | 0 | 0 | 0 | 0 | 0 | 0 | 0 | 0 | 0 | 1317
814
815 |  | 334 | Accessory Electric Equipment |  | F10 |  | 0 | 0 | 0 | 0 | 0 | 0 | 0 | 0 | 0 | 1322
816
817 |  | 335 | Misc. Power Plant Equipment |  | F10 |  | 0 | 0 | 0 | 0 | 0 | 0 | 0 | 0 | 0 | 1327
818
819 |  | 336 | Roads, Railroads & Bridges |  | F10 |  | 0 | 0 | 0 | 0 | 0 | 0 | 0 | 0 | 0 | 1333
820
821 |  | H00 | Unclassified Hydro Plant - Acct 300 |  | F10 |  | 0 | 0 | 0 | 0 | 0 | 0 | 0 | 0 | 0 | 1339
822
823 |  | Total Hydraulic Plant |  |  |  |  | 0 | 0 | 0 | 0 | 0 | 0 | 0 | 0 | 0
824
825 |  | Distribution - METER - Unbundled
826 |  | A |  | B | C |  | D | E | F | G | H | I | J | K
827 |  | FERC ACCT |  | DESCRIPTION | COS Factor |  | Washington Jurisdiction Normalized | Residential Schedule 16 | Small General Service Schedule 24 | Large General Service < 1,000 kW Schedule 36 | Large General Service > 1,000 kW Schedule 48 | Large General Dedicated Facilities Schedule 48 | Agricultural Pumping Schedule 40 | Street & Area Lighting Sch. 15, 51-54, 57
828 |  | 340 | Land and Land Rights |  | F10 |  | 0 | 0 | 0 | 0 | 0 | 0 | 0 | 0 | 0 | 1347
829 |  |  |  | Total 340 |  |  | 0 | 0 | 0 | 0 | 0 | 0 | 0 | 0 | 0
830
831 |  | 341 | Structures and Improvements |  | F10 |  | 0 | 0 | 0 | 0 | 0 | 0 | 0 | 0 | 0 | 1352
832 |  |  |  | Total 341 |  |  | 0 | 0 | 0 | 0 | 0 | 0 | 0 | 0 | 0
833
834 |  | 342 | Fuel Holders, Producers & Access |  | F10 |  | 0 | 0 | 0 | 0 | 0 | 0 | 0 | 0 | 0 | 1357
835 |  |  |  | Total 342 |  |  | 0 | 0 | 0 | 0 | 0 | 0 | 0 | 0 | 0
836
837 |  | 343 | Prime Movers |  | F10 |  | 0 | 0 | 0 | 0 | 0 | 0 | 0 | 0 | 0 | 1365
838 |  |  |  | Total 343 |  |  | 0 | 0 | 0 | 0 | 0 | 0 | 0 | 0 | 0
839
840 |  | 344 | Generators |  | F10 |  | 0 | 0 | 0 | 0 | 0 | 0 | 0 | 0 | 0 | 1372
841 |  |  |  | Total 344 |  |  | 0 | 0 | 0 | 0 | 0 | 0 | 0 | 0 | 0
842
843 |  | 345 | Accessory Electric Plant |  | F10 |  | 0 | 0 | 0 | 0 | 0 | 0 | 0 | 0 | 0 | 1377
844 |  |  |  | Total 345 |  |  | 0 | 0 | 0 | 0 | 0 | 0 | 0 | 0 | 0
845
846 |  | 346 | Misc. Power Plant Equipment |  | F10 |  | 0 | 0 | 0 | 0 | 0 | 0 | 0 | 0 | 0 | 1382
847
848 |  | O00 | Unclassified Other Prod - Acct 300 |  | F10 |  | 0 | 0 | 0 | 0 | 0 | 0 | 0 | 0 | 0 | 1387
849
850 |  | Total Other Generation Plant |  |  |  |  | 0 | 0 | 0 | 0 | 0 | 0 | 0 | 0 | 0
851
852 |  | Experimental Plant
853 |  | 103 | Experimental Plant |  | F10 |  | 0 | 0 | 0 | 0 | 0 | 0 | 0 | 0 | 0 | 1393
854
855 |  | TOTAL GENERATION PLANT |  |  |  |  | 0 | 0 | 0 | 0 | 0 | 0 | 0 | 0 | 0
856
857 | [6 empty] | D: TRANSMISSION PLANT
858 |  | 350 | Land and Land Rights
859 |  |  |  | Demand | F12 |  | 0 | 0 | 0 | 0 | 0 | 0 | 0 | 0 | 0 | 1402
860 |  |  |  | Direct Assigned | A | 0 | 0 | 0 | 0 | 0 | 0 | 0 | 0 | 0 | 0
861 | [6 empty] | 0 | 0 | 0 | 0 | 0 | 0 | 0 | 0 | 0
862 |  | 352 | Structures and Improvements
863 |  |  |  | Demand | F12 |  | 0 | 0 | 0 | 0 | 0 | 0 | 0 | 0 | 0 | 1409
864 |  |  |  | Direct Assigned | A | 0 | 0 | 0 | 0 | 0 | 0 | 0 | 0 | 0 | 0
865 | [6 empty] | 0 | 0 | 0 | 0 | 0 | 0 | 0 | 0 | 0
866 |  | 353 | Station Equipment
867 |  |  |  | Demand | F12 |  | 0 | 0 | 0 | 0 | 0 | 0 | 0 | 0 | 0 | 1415
868 |  |  |  | Direct Assigned | A | 0 | 0 | 0 | 0 | 0 | 0 | 0 | 0 | 0 | 0
869 | [6 empty] | 0 | 0 | 0 | 0 | 0 | 0 | 0 | 0 | 0
870 |  | 354 | Towers and Fixtures
871 |  |  |  | Demand | F12 |  | 0 | 0 | 0 | 0 | 0 | 0 | 0 | 0 | 0 | 1421
872 |  |  |  | Direct Assigned | A | 0 | 0 | 0 | 0 | 0 | 0 | 0 | 0 | 0 | 0
873 | [6 empty] | 0 | 0 | 0 | 0 | 0 | 0 | 0 | 0 | 0
874 |  | 355 | Poles and Fixtures
875 |  |  |  | Demand | F12 |  | 0 | 0 | 0 | 0 | 0 | 0 | 0 | 0 | 0 | 1428
876 |  |  |  | Direct Assigned | A | 0 | 0 | 0 | 0 | 0 | 0 | 0 | 0 | 0 | 0
877 | [6 empty] | 0 | 0 | 0 | 0 | 0 | 0 | 0 | 0 | 0
878 |  | 356 | Overhead Conductors
879 |  |  |  | Demand | F12 |  | 0 | 0 | 0 | 0 | 0 | 0 | 0 | 0 | 0 | 1434
880 |  |  |  | Direct Assigned | A | 0 | 0 | 0 | 0 | 0 | 0 | 0 | 0 | 0 | 0
881 | [6 empty] | 0 | 0 | 0 | 0 | 0 | 0 | 0 | 0 | 0
882 |  | 357 | Underground Conduit
883 |  |  |  | Demand | F12 |  | 0 | 0 | 0 | 0 | 0 | 0 | 0 | 0 | 0 | 1440
884 |  |  |  | Direct Assigned | A | 0 | 0 | 0 | 0 | 0 | 0 | 0 | 0 | 0 | 0
885 | [6 empty] | 0 | 0 | 0 | 0 | 0 | 0 | 0 | 0 | 0
886 |  | 358 | Underground Conductors
887 |  |  |  | Demand | F12 |  | 0 | 0 | 0 | 0 | 0 | 0 | 0 | 0 | 0 | 1446
888 |  |  |  | Direct Assigned | A | 0 | 0 | 0 | 0 | 0 | 0 | 0 | 0 | 0 | 0
889 | [6 empty] | 0 | 0 | 0 | 0 | 0 | 0 | 0 | 0 | 0
890 |  | 359 | Roads and Trails
891 |  |  |  | Demand | F12 |  | 0 | 0 | 0 | 0 | 0 | 0 | 0 | 0 | 0 | 1452
892 |  |  |  | Direct Assigned | A | 0 | 0 | 0 | 0 | 0 | 0 | 0 | 0 | 0 | 0
893 | [6 empty] | 0 | 0 | 0 | 0 | 0 | 0 | 0 | 0 | 0
894
895 |  | T00 | Unclassified Trans Plant - Acct 300 |  | F10 |  | 0 | 0 | 0 | 0 | 0 | 0 | 0 | 0 | 0 | 1457
896 |  | TS0 | Unclassified Trans Sub - Acct 300 |  | F10 |  | 0 | 0 | 0 | 0 | 0 | 0 | 0 | 0 | 0 | 1461
897
898 |  | TOTAL TRANSMISSION PLANT |  |  |  |  | 0 | 0 | 0 | 0 | 0 | 0 | 0 | 0 | 0
899 |  | Distribution - METER - Unbundled |  |  |  |  | D: DISTRIBUTION PLANT
900 |  | A |  | B | C |  | D | E | F | G | H | I | J | K
901 |  | FERC ACCT |  | DESCRIPTION | COS Factor |  | Washington Jurisdiction Normalized | Residential Schedule 16 | Small General Service Schedule 24 | Large General Service < 1,000 kW Schedule 36 | Large General Service > 1,000 kW Schedule 48 | Large General Dedicated Facilities Schedule 48 | Agricultural Pumping Schedule 40 | Street & Area Lighting Sch. 15, 51-54, 57
902
903 |  | 360 | Land and Land Rights
904 |  |  |  | Demand Primary | F20A |  | 435642.2683 | 208234.7333 | 63037.3714 | 96520.4795 | 43047.826 | 0 | 23918.5081 | 883.35 | 0 | 1467
905 |  |  |  | Assigned | A | 0.23428 | 0 | 0 | 0 | 0 | 0 | 0 | 0 | 0 | 0
906 | [6 empty] | 435642.2683 | 208234.7333 | 63037.3714 | 96520.4795 | 43047.826 | 0 | 23918.5081 | 883.35 | 0
907 |  | 361 | Structures and Improvements
908 |  |  |  | Demand Primary | F20 |  | 1131578.078 | 494229.0985 | 149614.345 | 229083.9229 | 102170.6988 | 97614.7131 | 56768.7363 | 2096.5632 | 0 | 1473
909 |  |  |  | Assigned | A | 0.23428 | 0 | 0 | 0 | 0 | 0 | 0 | 0 | 0 | 0
910 | [6 empty] | 1131578.078 | 494229.0985 | 149614.345 | 229083.9229 | 102170.6988 | 97614.7131 | 56768.7363 | 2096.5632 | 0
911 |  | 362 | Station Equipment
912 |  |  |  | Demand Primary | F20A |  | 65681014.2 | 31395182.4042 | 9504032.9799 | 14552221.9677 | 6490244.5765 | 0 | 3606151.1502 | 133181.1216 | 0 | 1479
913 |  |  |  | Assigned | A | 1 | 5242060.51 | 0 | 0 | 0 | 0 | 5242060.51 | 0 | 0 | 0
914 | [6 empty] | 70923074.71 | 31395182.4042 | 9504032.9799 | 14552221.9677 | 6490244.5765 | 5242060.51 | 3606151.1502 | 133181.1216 | 0
915 |  | 364 | Poles, Towers & Fixtures
916 |  |  |  | Demand Primary | F20A | 0 | 0 | 0 | 0 | 0 | 0 | 0 | 0 | 0 | 0 | 1485
917 |  |  |  | Demand Secondary | F22 | 0 | 0 | 0 | 0 | 0 | 0 | 0 | 0 | 0 | 0
918 |  |  |  | Assigned | A | 0 | 0 | 0 | 0 | 0 | 0 | 0 | 0 | 0 | 0
919 | [6 empty] | 0 | 0 | 0 | 0 | 0 | 0 | 0 | 0 | 0
920 |  | 365 | Overhead Conductors
921 |  |  |  | Demand Primary | F20A | 0 | 0 | 0 | 0 | 0 | 0 | 0 | 0 | 0 | 0 | 1492
922 |  |  |  | Demand Secondary | F22 | 0 | 0 | 0 | 0 | 0 | 0 | 0 | 0 | 0 | 0
923 |  |  |  | Assigned | A | 0 | 0 | 0 | 0 | 0 | 0 | 0 | 0 | 0 | 0
924 | [6 empty] | 0 | 0 | 0 | 0 | 0 | 0 | 0 | 0 | 0
925 |  | 366 | Underground Conduit
926 |  |  |  | Demand Primary | F20A | 0 | 0 | 0 | 0 | 0 | 0 | 0 | 0 | 0 | 0 | 1499
927 |  |  |  | Demand Secondary | F22 | 0 | 0 | 0 | 0 | 0 | 0 | 0 | 0 | 0 | 0
928 |  |  |  | Assigned | A | 0 | 0 | 0 | 0 | 0 | 0 | 0 | 0 | 0 | 0
929 | [6 empty] | 0 | 0 | 0 | 0 | 0 | 0 | 0 | 0 | 0
930 |  | 367 | Underground Conductors
931 |  |  |  | Demand Primary | F20A | 0 | 0 | 0 | 0 | 0 | 0 | 0 | 0 | 0 | 0 | 1506
932 |  |  |  | Demand Secondary | F22 | 0 | 0 | 0 | 0 | 0 | 0 | 0 | 0 | 0 | 0
933 |  |  |  | Assigned | A | 0 | 0 | 0 | 0 | 0 | 0 | 0 | 0 | 0 | 0
934 | [6 empty] | 0 | 0 | 0 | 0 | 0 | 0 | 0 | 0 | 0
935 |  | 368 | Line Transformers
936 |  |  |  | Demand Secondary | F21 |  | 0 | 0 | 0 | 0 | 0 | 0 | 0 | 0 | 0 | 1513
937 |  |  |  | Assigned | A | 0 | 0 | 0 | 0 | 0 | 0 | 0 | 0 | 0 | 0
938 | [6 empty] | 0 | 0 | 0 | 0 | 0 | 0 | 0 | 0 | 0
939 |  | 369 | Services
940 |  |  |  | Customer | F70 |  | 0 | 0 | 0 | 0 | 0 | 0 | 0 | 0 | 0 | 1519
941 |  |  |  | Assigned | A | 0 | 0 | 0 | 0 | 0 | 0 | 0 | 0 | 0 | 0
942 | [6 empty] | 0 | 0 | 0 | 0 | 0 | 0 | 0 | 0 | 0
943 |  | 370 | Meters
944 |  |  |  | Customer | F60A |  | 0 | 0 | 0 | 0 | 0 | 0 | 0 | 0 | 0 | 1526
945 |  |  |  | Assigned | A | 0 | 0 | 0 | 0 | 0 | 0 | 0 | 0 | 0 | 0
946 | [6 empty] | 0 | 0 | 0 | 0 | 0 | 0 | 0 | 0 | 0
947 |  | 371 | Install on Customers' Premises
948 |  |  |  | Demand Primary | F20 | 0 | 0 | 0 | 0 | 0 | 0 | 0 | 0 | 0 | 0 | 1532
949 |  |  |  | Demand Secondary | F22 | 0 | 0 | 0 | 0 | 0 | 0 | 0 | 0 | 0 | 0
950 |  |  |  | Assigned | A | 0 | 0 | 0 | 0 | 0 | 0 | 0 | 0 | 0 | 0
951 | [6 empty] | 0 | 0 | 0 | 0 | 0 | 0 | 0 | 0 | 0
952 |  | 372 | Leased Property
953 |  |  |  | Demand Primary | F20 | 0 | 0 | 0 | 0 | 0 | 0 | 0 | 0 | 0 | 0 | 1539
954 |  |  |  | Demand Secondary | F22 | 0 | 0 | 0 | 0 | 0 | 0 | 0 | 0 | 0 | 0
955 |  |  |  | Assigned | A | 0 | 0 | 0 | 0 | 0 | 0 | 0 | 0 | 0 | 0
956 | [6 empty] | 0 | 0 | 0 | 0 | 0 | 0 | 0 | 0 | 0
957
958 |  | 373 | Street Lights |  | A | 0 | 0 | 0 | 0 | 0 | 0 | 0 | 0 | 0 | 0 | 1548
959
960
961 |  | D00 | Unclassified Dist Plant - Acct 300 |  | F22 |  | 2201584.07 | 1932775.8551 | 263183.4548 | 0 | 0 | 0 | 0 | 5624.7601 | 0 | 1551
962 |  | DS0 | Unclassified Dist Sub - Acct 300 |  | F20 |  | 0 | 0 | 0 | 0 | 0 | 0 | 0 | 0 | 0 | 1555
963 |  | TOTAL DISTRIBUTION PLANT |  |  |  |  | 74691879.1263 | 34030422.0912 | 9979868.151 | 14877826.3701 | 6635463.1014 | 5339675.2231 | 3686838.3946 | 141785.7949 | 0
964
965 |  | Distribution - METER - Unbundled |  |  |  |  | DISTRIBUTION PLANT D: GENERAL PLANT
966
967 |  | A |  | B | C |  | D | E | F | G | H | I | J | K
968 |  | FERC ACCT |  | DESCRIPTION | COS Factor |  | Washington Jurisdiction Normalized | Residential Schedule 16 | Small General Service Schedule 24 | Large General Service < 1,000 kW Schedule 36 | Large General Service > 1,000 kW Schedule 48 | Large General Dedicated Facilities Schedule 48 | Agricultural Pumping Schedule 40 | Street & Area Lighting Sch. 15, 51-54, 57
969 |  | 389 | Land and Land Rights
970 |  |  |  | S | F107D |  | 109754.7339 | 61667.3701 | 18354.8488 | 15110.9355 | 5877.9251 | 1244.1196 | 6183.7066 | 1315.8282 | 0 | 1562
971 |  |  |  | CN | F42 |  | 0 | 0 | 0 | 0 | 0 | 0 | 0 | 0 | 0 | 1563
972 |  |  |  | DGU | F105D |  | 0 | 0 | 0 | 0 | 0 | 0 | 0 | 0 | 0 | 1564
973 |  |  |  | SG/CAGE/CAGW | F105D |  | 0 | 0 | 0 | 0 | 0 | 0 | 0 | 0 | 0 | 1565
974 |  |  |  | SO | F102D |  | 21843.7576 | 12273.2482 | 3653.044 | 3007.4294 | 1169.8445 | 247.6089 | 1230.7022 | 261.8806 | 0 | 1566
975 |  |  | Total Land & Land Rights |  |  |  | 131598.4915 | 73940.6183 | 22007.8928 | 18118.3649 | 7047.7696 | 1491.7284 | 7414.4087 | 1577.7088 | 0
976
977 |  | 390 | Structures and Improvements
978 |  |  |  | S | F107D |  | 1386312.8522 | 778921.0063 | 231840.2309 | 190866.3376 | 74244.1148 | 15714.4833 | 78106.4434 | 16620.236 | 0 | 1570
979 |  |  |  | DGP | F105D |  | 0 | 0 | 0 | 0 | 0 | 0 | 0 | 0 | 0 | 1571
980 |  |  |  | DGU | F105D |  | 0 | 0 | 0 | 0 | 0 | 0 | 0 | 0 | 0 | 1572
981 |  |  |  | CN | F42 |  | 0 | 0 | 0 | 0 | 0 | 0 | 0 | 0 | 0 | 1573
982 |  |  |  | SG/CAGE/CAGW | F105D |  | 0 | 0 | 0 | 0 | 0 | 0 | 0 | 0 | 0 | 1574
983 |  |  |  | JBG | F105D |  | 0 | 0 | 0 | 0 | 0 | 0 | 0 | 0 | 0 | 1575
984 |  |  |  | SO | F102D |  | 281794.3706 | 158330.4622 | 47125.9224 | 38797.2018 | 15091.5239 | 3194.2667 | 15876.6155 | 3378.3781 | 0 | 1576
985
986 |  |  | Total Structures and Improvements |  |  |  | 1668107.2228 | 937251.4685 | 278966.1533 | 229663.5394 | 89335.6387 | 18908.75 | 93983.0589 | 19998.6141 | 0
987
988 |  | 391 | Office Furniture & Equipment
989 |  |  |  | S | F107D |  | 37559.2399 | 21103.2314 | 6281.2249 | 5171.1232 | 2011.4886 | 425.751 | 2116.1303 | 450.2904 | 0 | 1580
990 |  |  |  | SGP | F105D |  | 0 | 0 | 0 | 0 | 0 | 0 | 0 | 0 | 0 | 1581
991 |  |  |  | SGU | F105D |  | 0 | 0 | 0 | 0 | 0 | 0 | 0 | 0 | 0 | 1582
992 |  |  |  | CN | F42 |  | 0 | 0 | 0 | 0 | 0 | 0 | 0 | 0 | 0 | 1583
993 |  |  |  | SG/CAGE/CAGW | F105D |  | 0 | 0 | 0 | 0 | 0 | 0 | 0 | 0 | 0 | 1584
994 |  |  |  | SE | F10 |  | 0 | 0 | 0 | 0 | 0 | 0 | 0 | 0 | 0 | 1585
995 |  |  |  | SO | F102D |  | 177935.6492 | 99975.8566 | 29757.0941 | 24498.0241 | 9529.3604 | 2016.9811 | 10025.0969 | 2133.236 | 0 | 1586
996 |  |  |  | JBG | F105D |  | 0 | 0 | 0 | 0 | 0 | 0 | 0 | 0 | 0 | 1587
997 |  |  |  | JBE | F10 |  | 0 | 0 | 0 | 0 | 0 | 0 | 0 | 0 | 0 | 1588
998 |  |  | Total Office Furniture & Equipment |  |  |  | 215494.8891 | 121079.088 | 36038.319 | 29669.1473 | 11540.849 | 2442.7321 | 12141.2272 | 2583.5264 | 0
999
1000 |  | 392 | Transportation Equipment
1001 |  |  |  | S | F107D |  | 536392.7874 | 301380.4633 | 89703.7256 | 73850.0885 | 28726.566 | 6080.2549 | 30220.9799 | 6430.7091 | 0 | 1592
1002 |  |  |  | SO | F102D |  | 26449.0416 | 14860.7971 | 4423.2093 | 3641.4808 | 1416.4809 | 299.8119 | 1490.1691 | 317.0924 | 0 | 1593
1003 |  |  |  | SG/CAGE/CAGW | F105D |  | 0 | 0 | 0 | 0 | 0 | 0 | 0 | 0 | 0 | 1594
1004 |  |  |  | CN | F42 |  | 0 | 0 | 0 | 0 | 0 | 0 | 0 | 0 | 0 | 1595
1005 |  |  |  | SG-U | F105D |  | 0 | 0 | 0 | 0 | 0 | 0 | 0 | 0 | 0 | 1596
1006 |  |  |  | SE | F10 |  | 0 | 0 | 0 | 0 | 0 | 0 | 0 | 0 | 0 | 1597
1007 |  |  |  | SGP | F105D |  | 0 | 0 | 0 | 0 | 0 | 0 | 0 | 0 | 0 | 1598
1008 |  |  |  | JBG | F105D |  | 0 | 0 | 0 | 0 | 0 | 0 | 0 | 0 | 0 | 1599
1009 |  |  |  | CAGE | F10 |  | 0 | 0 | 0 | 0 | 0 | 0 | 0 | 0 | 0 | 1600
1010 |  |  | Total Transportation Equipment |  |  |  | 562841.8289 | 316241.2604 | 94126.9349 | 77491.5693 | 30143.0469 | 6380.0668 | 31711.149 | 6747.8016 | 0
1011
1012 |  | 393 | Stores Equipment
1013 |  |  |  | S | F107D |  | 73475.9878 | 41283.6037 | 12287.7675 | 10116.1096 | 3935.0134 | 832.8836 | 4139.7208 | 880.8894 | 0 | 1604
1014 |  |  |  | SG-P | F105D |  | 0 | 0 | 0 | 0 | 0 | 0 | 0 | 0 | 0 | 1605
1015 |  |  |  | SG-U | F105D |  | 0 | 0 | 0 | 0 | 0 | 0 | 0 | 0 | 0 | 1606
1016 |  |  |  | SO | F102D |  | 741.3227 | 416.5235 | 123.9752 | 102.0647 | 39.7016 | 8.4032 | 41.767 | 8.8876 | 0 | 1607
1017 |  |  |  | SG/CAGE/CAGW | F105D |  | 0 | 0 | 0 | 0 | 0 | 0 | 0 | 0 | 0 | 1608
1018 |  |  |  | JBG | F105D |  | 0 | 0 | 0 | 0 | 0 | 0 | 0 | 0 | 0 | 1609
1019 |  |  | Total Stores Equipment |  |  |  | 74217.3105 | 41700.1271 | 12411.7427 | 10218.1742 | 3974.715 | 841.2868 | 4181.4877 | 889.7769 | 0 | 1610
1020
1021 |  | 394 | Tools, Shop & Garage Equipment
1022 |  |  |  | S | F107D |  | 277979.4367 | 156186.9835 | 46487.9314 | 38271.965 | 14887.2148 | 3151.0227 | 15661.6777 | 3332.6416 | 0 | 1613
1023 |  |  |  | SG-P | F105D |  | 0 | 0 | 0 | 0 | 0 | 0 | 0 | 0 | 0 | 1614
1024 |  |  |  | SG/CAGE/CAGW | F105D |  | 0 | 0 | 0 | 0 | 0 | 0 | 0 | 0 | 0 | 1615
1025 |  |  |  | SO | F102D |  | 8679.2538 | 4876.571 | 1451.4763 | 1194.9521 | 464.8183 | 98.3833 | 488.999 | 104.0539 | 0 | 1616
1026 |  |  |  | SE | F10 |  | 0 | 0 | 0 | 0 | 0 | 0 | 0 | 0 | 0 | 1617
1027 |  |  |  | SG-U | F105D |  | 0 | 0 | 0 | 0 | 0 | 0 | 0 | 0 | 0 | 1618
1028 |  |  |  | JBG | F105D |  | 0 | 0 | 0 | 0 | 0 | 0 | 0 | 0 | 0 | 1619
1029 |  |  |  | CAGE | F102D |  | 0 | 0 | 0 | 0 | 0 | 0 | 0 | 0 | 0 | 1620
1030 |  |  | Total Tools, Shop & Garage Equipment |  |  |  | 286658.6905 | 161063.5545 | 47939.4077 | 39466.9171 | 15352.033 | 3249.4059 | 16150.6768 | 3436.6955 | 0
1031
1032 |  | 395 | Laboratory Equipment
1033 |  |  |  | S | F107D |  | 128547.9195 | 72226.6079 | 21497.73 | 17698.3648 | 6884.3959 | 1457.1488 | 7242.536 | 1541.1361 | 0 | 1624
1034 |  |  |  | SGP | F105D |  | 0 | 0 | 0 | 0 | 0 | 0 | 0 | 0 | 0 | 1625
1035 |  |  |  | SGU | F105D |  | 0 | 0 | 0 | 0 | 0 | 0 | 0 | 0 | 0 | 1626
1036 |  |  |  | SO | F102D |  | 13519.0825 | 7595.9026 | 2260.8657 | 1861.2954 | 724.0157 | 153.2449 | 761.6805 | 162.0777 | 0 | 1627
1037 |  |  |  | SE | F10 |  | 0 | 0 | 0 | 0 | 0 | 0 | 0 | 0 | 0 | 1628
1038 |  |  |  | SG/CAGE/CAGW | F105D |  | 0 | 0 | 0 | 0 | 0 | 0 | 0 | 0 | 0 | 1629
1039 |  |  |  | JBG | F105D |  | 0 | 0 | 0 | 0 | 0 | 0 | 0 | 0 | 0 | 1630
1040 |  |  |  | CAGE | F102D |  | 0 | 0 | 0 | 0 | 0 | 0 | 0 | 0 | 0 | 1631
1041 |  |  | Total Laboratory Equipment |  |  |  | 142067.002 | 79822.5105 | 23758.5957 | 19559.6602 | 7608.4116 | 1610.3937 | 8004.2165 | 1703.2137 | 0
1042
1043 |  | 396 | Power Operated Equipment
1044 |  |  |  | S | F107D |  | 871022 | 489396.9869 | 145665.4905 | 119921.545 | 46647.6649 | 9873.4284 | 49074.3705 | 10442.5139 | 0 | 1635
1045 |  |  |  | SG-P | F105D |  | 0 | 0 | 0 | 0 | 0 | 0 | 0 | 0 | 0 | 1636
1046 |  |  |  | SG/CAGE/CAGW | F105D |  | 0 | 0 | 0 | 0 | 0 | 0 | 0 | 0 | 0 | 1637
1047 |  |  |  | SO | F102D |  | 13650.9696 | 7670.0053 | 2282.9219 | 1879.4535 | 731.079 | 154.7399 | 769.1112 | 163.6588 | 0 | 1638
1048 |  |  |  | SG-U | F105D |  | 0 | 0 | 0 | 0 | 0 | 0 | 0 | 0 | 0 | 1639
1049 |  |  |  | SE | F10 |  | 0 | 0 | 0 | 0 | 0 | 0 | 0 | 0 | 0 | 1640
1050 |  |  |  | JBG | F105D |  | 0 | 0 | 0 | 0 | 0 | 0 | 0 | 0 | 0 | 1641
1051 |  |  |  | CAGE | F102D |  | 0 | 0 | 0 | 0 | 0 | 0 | 0 | 0 | 0 | 1642
1052 |  |  | Total Power Operated Equipment |  |  |  | 884672.9696 | 497066.9922 | 147948.4124 | 121800.9985 | 47378.7438 | 10028.1683 | 49843.4817 | 10606.1727 | 0
1053
1054 |  | 397 | Communication Equipment
1055 |  |  |  | S | F107D |  | 1369352.8493 | 769391.7701 | 229003.9223 | 188531.2993 | 73335.8202 | 15522.234 | 77150.8975 | 16416.9058 | 0 | 1646
1056 |  |  |  | SGP | F105D |  | 0 | 0 | 0 | 0 | 0 | 0 | 0 | 0 | 0 | 1647
1057 |  |  |  | SGU | F105D |  | 0 | 0 | 0 | 0 | 0 | 0 | 0 | 0 | 0 | 1648
1058 |  |  |  | SO | F102D |  | 277841.4386 | 156109.4472 | 46464.8533 | 38252.9656 | 14879.8243 | 3149.4584 | 15653.9028 | 3330.9871 | 0 | 1649
1059 |  |  |  | CN | F42 |  | 0 | 0 | 0 | 0 | 0 | 0 | 0 | 0 | 0 | 1650
1060 |  |  |  | SG/CAGE/CAGW | F105D |  | 0 | 0 | 0 | 0 | 0 | 0 | 0 | 0 | 0 | 1651
1061 |  |  |  | SE | F10 |  | 0 | 0 | 0 | 0 | 0 | 0 | 0 | 0 | 0 | 1652
1062 |  |  |  | JBG | F105D |  | 0 | 0 | 0 | 0 | 0 | 0 | 0 | 0 | 0 | 1653
|  |  |  | CAGE | F105D |  | 0 | 0 | 0 | 0 | 0 | 0 | 0 | 0 | 0 | 1654
1064 |  |  |  | CAGE | F105D |  | 0 | 0 | 0 | 0 | 0 | 0 | 0 | 0 | 0 | 1655
1065 |  |  | Total Communication Equipment |  |  |  | 1647194.2879 | 925501.2173 | 275468.7756 | 226784.2648 | 88215.6445 | 18671.6924 | 92804.8003 | 19747.8929 | 0
1066
1067 |  | Distribution - METER - Unbundled |  |  |  |  | D: GENERAL PLANT
1068
1069 |  | A |  | B | C |  | D | E | F | G | H | I | J | K
1070 |  | FERC ACCT |  | DESCRIPTION | COS Factor |  | Washington Jurisdiction Normalized | Residential Schedule 16 | Small General Service Schedule 24 | Large General Service < 1,000 kW Schedule 36 | Large General Service > 1,000 kW Schedule 48 | Large General Dedicated Facilities Schedule 48 | Agricultural Pumping Schedule 40 | Street & Area Lighting Sch. 15, 51-54, 57
1071 |  | 398 | Misc. Equipment
1072 |  |  |  | S | F107D |  | 18365.3332 | 10318.8424 | 3071.3292 | 2528.523 | 983.5571 | 208.1794 | 1034.7238 | 220.1784 | 0 | 1659
1073 |  |  |  | SGP | F105D |  | 0 | 0 | 0 | 0 | 0 | 0 | 0 | 0 | 0 | 1660
1074 |  |  |  | SGU | F105D |  | 0 | 0 | 0 | 0 | 0 | 0 | 0 | 0 | 0 | 1661
|  |  |  | CN | F42 |  | 0 | 0 | 0 | 0 | 0 | 0 | 0 | 0 | 0 | 1662
1076 |  |  |  | SO | F102D |  | 7029.1722 | 3949.4476 | 1175.5246 | 967.7703 | 376.448 | 79.6788 | 396.0316 | 84.2714 | 0 | 1663
1077 |  |  |  | SE | F10 |  | 0 | 0 | 0 | 0 | 0 | 0 | 0 | 0 | 0 | 1664
1078 |  |  |  | SG | F105D |  | 0 | 0 | 0 | 0 | 0 | 0 | 0 | 0 | 0 | 1665
1079 |  |  |  | JBG | F105D |  | 0 | 0 | 0 | 0 | 0 | 0 | 0 | 0 | 0 | 1666
1080 |  |  | Total Misc. Equipment |  |  |  | 25394.5055 | 14268.29 | 4246.8538 | 3496.2932 | 1360.0051 | 287.8582 | 1430.7553 | 304.4498 | 0
1081
1082 |  | 399 | Coal Mine |  | F10 |  | 0 | 0 | 0 | 0 | 0 | 0 | 0 | 0 | 0 | 1674
1083 |  | 399L | WIDCO Capital Lease |  | F10 |  | 0 | 0 | 0 | 0 | 0 | 0 | 0 | 0 | 0 | 1677
1084 |  |  | Remove Capital Lease |  | F10 |  | 0 | 0 | 0 | 0 | 0 | 0 | 0 | 0 | 0 | 1680
1085
1086 |  | 390L | General Capital Lease
1087 |  |  |  | S | F10 |  | 0 | 0 | 0 | 0 | 0 | 0 | 0 | 0 | 0 | 1685
1088 |  |  |  | SG | F10 |  | 0 | 0 | 0 | 0 | 0 | 0 | 0 | 0 | 0 | 1686
1089 |  |  |  | SO-U | F10 |  | -4685.5739 | -1982.4334 | -618.9728 | -1046.5487 | -442.4726 | -402.8876 | -184.6962 | -7.5627 | 0 | 1687
1091 |  |  | Remove Capital Lease |  |  |  | 4685.5739 | 1982.4334 | 618.9728 | 1046.5487 | 442.4726 | 402.8876 | 184.6962 | 7.5627
1092
1093 |  | 392L | General Vehicles Capital Lease |  | F10 |  | 0 | 0 | 0 | 0 | 0 | 0 | 0 | 0 | 0 | 1694
1094 |  |  | Remove Capital Lease |  | F10 |  | 0 | 0 | 0 | 0 | 0 | 0 | 0 | 0 | 0 | 1697
1095
1096 |  | G00 | Unclassified Gen Plant - Acct 300 |  | F102D |  | 45598.3914 | 25620.1512 | 7625.6536 | 6277.9465 | 2442.0261 | 516.8784 | 2569.0652 | 546.6703 | 0 | 1707
1097 |  | GV0 | Unclassified Gen Veh - Acct 300 |  | F102D |  | 0 | 0 | 0 | 0 | 0 | 0 | 0 | 0 | 0 | 1715
1098
1099 |  | TOTAL GENERAL PLANT |  |  |  |  | 5683845.5896 | 3193555.278 | 950538.7414 | 782546.8756 | 304398.8834 | 64428.9611 | 320234.3274 | 68142.5227 | 0
1100
1101
1102
1103 | [6 empty] | D: INTANGIBLE PLANT
1104
1105 |  | 301 | Organization
1106 |  |  |  | S | F107D |  | 0 | 0 | 0 | 0 | 0 | 0 | 0 | 0 | 0 | 1720
1107 |  |  |  | SO | F102D |  | 0 | 0 | 0 | 0 | 0 | 0 | 0 | 0 | 0 | 1721
1108 |  |  |  | SG/CAGE/CAGW | F105D |  | 0 | 0 | 0 | 0 | 0 | 0 | 0 | 0 | 0 | 1722
1109 |  |  | Total Organization |  |  |  | 0 | 0 | 0 | 0 | 0 | 0 | 0 | 0 | 0
1110
1111 |  | 302 | Franchise & Consent
1112 |  |  |  | S | F107D |  | 0 | 0 | 0 | 0 | 0 | 0 | 0 | 0 | 0 | 1725
1113 |  |  |  | SG/CAGE/CAGW | F105D |  | 0 | 0 | 0 | 0 | 0 | 0 | 0 | 0 | 0 | 1726
1114 |  |  |  | DGP | F105D |  | 0 | 0 | 0 | 0 | 0 | 0 | 0 | 0 | 0 | 1727
1115 |  |  |  | DGU | F105D |  | 0 | 0 | 0 | 0 | 0 | 0 | 0 | 0 | 0 | 1728
1116 |  |  | Total Franchise & Consent |  |  |  | 0 | 0 | 0 | 0 | 0 | 0 | 0 | 0 | 0
1117
1118 |  | 303 | Miscellaneous Intangible Plant
1119 |  |  |  | S | F107D |  | -258462.998 | -145221.3749 | -43224.097 | -35584.9589 | -13842.0101 | -2929.795 | -14562.0994 | -3098.6628 | 0 | 1732
1120 |  |  |  | SG/CAGW | F105D |  | 0 | 0 | 0 | 0 | 0 | 0 | 0 | 0 | 0 | 1733
1121 |  |  |  | SO | F102D |  | 1138221.7163 | 639527.2201 | 190350.6738 | 156709.3676 | 60957.5707 | 12902.2581 | 64128.7065 | 13645.9195 | 0 | 1734
1122 |  |  |  | SE | F105D |  | 0 | 0 | 0 | 0 | 0 | 0 | 0 | 0 | 0 | 1735
1123 |  |  |  | CN | F42 |  | 0 | 0 | 0 | 0 | 0 | 0 | 0 | 0 | 0 | 1736
1124 |  |  |  | DGU | F10 |  | 0 | 0 | 0 | 0 | 0 | 0 | 0 | 0 | 0 | 1737
1125 |  |  |  | DGP | F105D |  | 0 | 0 | 0 | 0 | 0 | 0 | 0 | 0 | 0 | 1738
1126 |  |  |  | JBG | F105D |  | 0 | 0 | 0 | 0 | 0 | 0 | 0 | 0 | 0 | 1739
1127 |  |  | Total Miscellaneous Intangible Plant |  |  |  | 879758.7183 | 494305.8452 | 147126.5768 | 121124.4087 | 47115.5606 | 9972.4631 | 49566.6072 | 10547.2567 | 0
1128
1129 |  | I00 | Unclass Intangible Plant - Acct 300 |  | F102D |  | 0 | 0 | 0 | 0 | 0 | 0 | 0 | 0 | 0 | 1750
1130
1131 |  | TOTAL INTANGIBLE PLANT |  |  |  |  | 879758.7183 | 494305.8452 | 147126.5768 | 121124.4087 | 47115.5606 | 9972.4631 | 49566.6072 | 10547.2567 | 0
1132
1133
1134 |  | TOTAL ELECTRIC PLANT IN SERVICE |  |  |  |  | 81255483.4343 | 37718283.2143 | 11077533.4693 | 15781497.6544 | 6986977.5454 | 5414076.6473 | 4056639.3291 | 220475.5743 | 0
1135
1136
1137 |  | Distribution - METER - Unbundled |  |  |  |  | D: MISC RATE BASE
1138
1139 |  | A |  | B | C |  | D | E | F | G | H | I | J | K
1140 |  | FERC ACCT |  | DESCRIPTION | COS Factor |  | Washington Jurisdiction Normalized | Residential Schedule 16 | Small General Service Schedule 24 | Large General Service < 1,000 kW Schedule 36 | Large General Service > 1,000 kW Schedule 48 | Large General Dedicated Facilities Schedule 48 | Agricultural Pumping Schedule 40 | Street & Area Lighting Sch. 15, 51-54, 57
1141 |  | 105 | Plant Held For Future Use
1142 |  |  |  | S | F20 |  | 0 | 0 | 0 | 0 | 0 | 0 | 0 | 0 | 0 | 1758
1143 |  |  |  | SG/CAGE/CAGW | F10 |  | 0 | 0 | 0 | 0 | 0 | 0 | 0 | 0 | 0 | 1759
1144 |  |  |  | DNPT | F10 |  | 0 | 0 | 0 | 0 | 0 | 0 | 0 | 0 | 0 | 1760
1145 |  |  |  | DNPPOP | F10 |  | 0 | 0 | 0 | 0 | 0 | 0 | 0 | 0 | 0 | 1761
1146 |  |  |  | SE/CAEE/CAEW | F10 |  | 0 | 0 | 0 | 0 | 0 | 0 | 0 | 0 | 0 | 1762
1147 |  |  |  | DNPG | F102 |  | 0 | 0 | 0 | 0 | 0 | 0 | 0 | 0 | 0 | 1763
1148 |  |  | Total Plant Held For Future Use |  |  |  | 0 | 0 | 0 | 0 | 0 | 0 | 0 | 0 | 0
1149
1150 |  | 114 | Electric Plant Acquisition Adjust |  | F10 |  | 0 | 0 | 0 | 0 | 0 | 0 | 0 | 0 | 0 | 1770
1151
1152 |  | 128 | Pensions |  | F102D |  | 0 | 0 | 0 | 0 | 0 | 0 | 0 | 0 | 0 | 1774
1153
1154 |  | 124 | Weatherization |  | F10 |  | 0 | 0 | 0 | 0 | 0 | 0 | 0 | 0 | 0 | 1796
1155
1156 |  | 151 | Fuel Stock |  | F10 |  | 0 | 0 | 0 | 0 | 0 | 0 | 0 | 0 | 0 | 1799
1157 |  |  |  | JBG | F10 |  | 0 | 0 | 0 | 0 | 0 | 0 | 0 | 0 | 0 | 1800
1158 |  |  |  | Total Fuel Stock |  |  | 0 | 0 | 0 | 0 | 0 | 0 | 0 | 0 | 0
1159
1160 |  | 152 | Fuel Stock - Undistributed |  | F10 |  | 0 | 0 | 0 | 0 | 0 | 0 | 0 | 0 | 0 | 1805
1161
1162 |  | 25316 | DG&T Working Capital Deposit |  | F10 |  | 0 | 0 | 0 | 0 | 0 | 0 | 0 | 0 | 0 | 1810
1163
1164 |  | 25317 | DG&T Working Capital Deposit |  | F10 |  | 0 | 0 | 0 | 0 | 0 | 0 | 0 | 0 | 0 | 1814
1165
1166 |  | 25319 | Provo Working Capital Deposit |  | F10 |  | 0 | 0 | 0 | 0 | 0 | 0 | 0 | 0 | 0 | 1818
1167
1168 |  | 154 | Materials and Supplies |  | F102D |  | 0 | 0 | 0 | 0 | 0 | 0 | 0 | 0 | 0 | 1823
1169 |  |  |  | SG/CAGE/CAGW | F102D |  | 0 | 0 | 0 | 0 | 0 | 0 | 0 | 0 | 0 | 1824
1170 |  |  |  | SE/CAEE/CAEW | F102D |  | 0 | 0 | 0 | 0 | 0 | 0 | 0 | 0 | 0 | 1825
1171 |  |  |  | SO | F102D |  | 0 | 0 | 0 | 0 | 0 | 0 | 0 | 0 | 0 | 1826
1172 |  |  |  | DNPPS | F102D |  | 0 | 0 | 0 | 0 | 0 | 0 | 0 | 0 | 0 | 1827
1173 |  |  |  | DNPPH | F102D |  | 0 | 0 | 0 | 0 | 0 | 0 | 0 | 0 | 0 | 1828
1174 |  |  |  | DNPD | F102D |  | 0 | 0 | 0 | 0 | 0 | 0 | 0 | 0 | 0 | 1829
1175 |  |  |  | DNPT | F102D |  | 0 | 0 | 0 | 0 | 0 | 0 | 0 | 0 | 0 | 1830
1176 |  |  |  | DGU | F102D |  | 0 | 0 | 0 | 0 | 0 | 0 | 0 | 0 | 0 | 1831
1177 |  |  |  | DGP | F102D |  | 0 | 0 | 0 | 0 | 0 | 0 | 0 | 0 | 0 | 1832
1178 |  |  |  | JBG | F10 |  | 0 | 0 | 0 | 0 | 0 | 0 | 0 | 0 | 0 | 1833
1179 |  |  |  | SNPP | F102D |  | 0 | 0 | 0 | 0 | 0 | 0 | 0 | 0 | 0 | 1834
1180 |  |  |  | CAGE | F102D |  | 0 | 0 | 0 | 0 | 0 | 0 | 0 | 0 | 0 | 1835
1181 |  |  | Total Materials and Supplies |  |  |  | 0 | 0 | 0 | 0 | 0 | 0 | 0 | 0 | 0
1182
1183 |  | 163 | Stores Expense Undistributed |  | F102D |  | 0 | 0 | 0 | 0 | 0 | 0 | 0 | 0 | 0 | 1839
1184
1185 |  | 25318 | Provo Working Capital Deposit |  | F102D |  | 0 | 0 | 0 | 0 | 0 | 0 | 0 | 0 | 0 | 1844
1186
1187 |  | 165 | Prepayments |  | F102D |  | 0 | 0 | 0 | 0 | 0 | 0 | 0 | 0 | 0 | 1851
1188 |  |  |  | GPS | F42 |  | 2.0548e-11 | 1.6767e-11 | 2.8856e-12 | 1.7158e-13 | 4.7165e-14 | 6.7459e-16 | 2.8785e-13 | 3.8763e-13 | 0 | 1852
1189 |  |  |  | SG | F102D |  | 0 | 0 | 0 | 0 | 0 | 0 | 0 | 0 | 0 | 1853
1190 |  |  |  | SE | F102D |  | 0 | 0 | 0 | 0 | 0 | 0 | 0 | 0 | 0 | 1854
1191 |  |  |  | SO | F102D |  | 1.7772e-10 | 9.9856e-11 | 2.9721e-11 | 2.4469e-11 | 9.5179e-12 | 2.0146e-12 | 1.0013e-11 | 2.1307e-12 | 0 | 1855
1192 |  |  |  | Total Prepayments |  |  | 1.9827e-10 | 1.1662e-10 | 3.2607e-11 | 2.464e-11 | 9.5651e-12 | 2.0152e-12 | 1.0301e-11 | 2.5183e-12 | 0
1193
1194 |  | 182 | Misc Regulatory Assets |  | F102D |  | 0 | 0 | 0 | 0 | 0 | 0 | 0 | 0 | 0 | 1859
1195 |  |  |  | SG/CAGW | F102D |  | 0 | 0 | 0 | 0 | 0 | 0 | 0 | 0 | 0 | 1860
1196 |  |  |  | CAGE | F102D |  | 0 | 0 | 0 | 0 | 0 | 0 | 0 | 0 | 0 | 1861
1197 |  |  |  | CAEW | F102D |  | 0 | 0 | 0 | 0 | 0 | 0 | 0 | 0 | 0 | 1862
1198 |  |  |  | CAEE | F10 |  | 0 | 0 | 0 | 0 | 0 | 0 | 0 | 0 | 0 | 1863
1199 |  |  |  | SE | F102D |  | 0 | 0 | 0 | 0 | 0 | 0 | 0 | 0 | 0 | 1864
1200 |  |  |  | SO | F102D |  | 0 | 0 | 0 | 0 | 0 | 0 | 0 | 0 | 0 | 1865
1201 |  |  |  | Total Misc Regulatory Assets |  |  | 0 | 0 | 0 | 0 | 0 | 0 | 0 | 0 | 0
1202
1203 |  | 186 | Misc Deferred Debits |  | F102D |  | 0 | 0 | 0 | 0 | 0 | 0 | 0 | 0 | 0 | 1869
1204 |  |  |  | CAEW | F102D |  | 0 | 0 | 0 | 0 | 0 | 0 | 0 | 0 | 0 | 1870
1205 |  |  |  | CAEE | F102D |  | 0 | 0 | 0 | 0 | 0 | 0 | 0 | 0 | 0 | 1871
1206 |  |  |  | SG | F102D |  | 0 | 0 | 0 | 0 | 0 | 0 | 0 | 0 | 0 | 1872
1207 |  |  |  | SO | F102D |  | -7.6818e-13 | -4.3161e-13 | -1.2847e-13 | -1.0576e-13 | -4.114e-14 | -8.7076e-15 | -4.328e-14 | -9.2095e-15 | 0 | 1873
1208 |  |  |  | SE | F10 |  | 0 | 0 | 0 | 0 | 0 | 0 | 0 | 0 | 0 | 1874
1209 |  |  |  | JBE | F102D |  | 0 | 0 | 0 | 0 | 0 | 0 | 0 | 0 | 0 | 1875
1210 |  |  |  | EXCTAX | F102D |  | 0 | 0 | 0 | 0 | 0 | 0 | 0 | 0 | 0 | 1876
1211 |  |  |  | Total Misc Deferred Debits |  |  | -7.6818e-13 | -4.3161e-13 | -1.2847e-13 | -1.0576e-13 | -4.114e-14 | -8.7076e-15 | -4.328e-14 | -9.2095e-15 | 0
1212
1213 |  | CWC | Cash Working Capital |  | F137D |  | 0 | 0 | 0 | 0 | 0 | 0 | 0 | 0 | 0 | 1884
1214
1215 |  | OWC | Other Working Capital |  | F137D |  | 0 | 0 | 0 | 0 | 0 | 0 | 0 | 0 | 0 | 1897
1216 |  |  |  | Total Other Working Capital |  |  | 0 | 0 | 0 | 0 | 0 | 0 | 0 | 0 | 0
1217
1218 |  | 18222 | Nuclear Plant |  | F10 |  | 0 | 0 | 0 | 0 | 0 | 0 | 0 | 0 | 0 | 1911
1219
1220 |  | 1869 | Misc Deferred Debits-Trojan |  | F10 |  | 0 | 0 | 0 | 0 | 0 | 0 | 0 | 0 | 0 | 1916
1221
1222 |  | 141 | Impact Housing - Notes Receivable |  | F10 |  | 0 | 0 | 0 | 0 | 0 | 0 | 0 | 0 | 0 | 1919
1223 |  | TOTAL RATE BASE ADDITIONS |  |  |  |  | 1.975e-10 | 1.1619e-10 | 3.2479e-11 | 2.4534e-11 | 9.524e-12 | 2.0065e-12 | 1.0258e-11 | 2.5091e-12 | 0
1224
1225 |  | Distribution - METER - Unbundled
1226
1227 |  | A |  | B | C |  | D | E | F | G | H | I | J | K
1228 |  | FERC ACCT |  | DESCRIPTION | COS Factor |  | Washington Jurisdiction Normalized | Residential Schedule 16 | Small General Service Schedule 24 | Large General Service < 1,000 kW Schedule 36 | Large General Service > 1,000 kW Schedule 48 | Large General Dedicated Facilities Schedule 48 | Agricultural Pumping Schedule 40 | Street & Area Lighting Sch. 15, 51-54, 57
1229
1230 |  | 235 | Customer Service Deposits |  | F51 |  | 0 | 0 | 0 | 0 | 0 | 0 | 0 | 0 | 0 | 1931
1231
1232 |  | 2281 | Accum Prov for Property Insurance |  | F102D |  | 0 | 0 | 0 | 0 | 0 | 0 | 0 | 0 | 0 | 1935
1233
1234 |  | 2282 | Accum Prov for Injuries & Damages |  | F102D |  | -11517.9434 | -6471.5321 | -1926.2049 | -1585.7803 | -616.8445 | -130.5611 | -648.934 | -138.0864 | 0 | 1939
1235
1236 |  | 2283 | Accum Prov for Pension & Benefits |  | F102D |  | 199.2363 | 111.9439 | 33.3193 | 27.4307 | 10.6701 | 2.2584 | 11.2252 | 2.3886 | 0 | 1944
1237
1238 |  | 254 | Reg Liabilities - Insurance Provision |  | F10 |  | 0 | 0 | 0 | 0 | 0 | 0 | 0 | 0 | 0 | 1950
1239
1240 |  | 22844 | Accum Hydro Relicensing Obligation |  | F10 |  | 0 | 0 | 0 | 0 | 0 | 0 | 0 | 0 | 0 | 1954
1241
1242
1243 |  | 22842 | Accum Misc Oper Prov - Trojan |  | F10 |  | 0 | 0 | 0 | 0 | 0 | 0 | 0 | 0 | 0 | 1959
1244
1245 |  | 252 | Customer Advances for Const |  | F50 |  | -77547.4143 | -31543.238 | -43825.885 | -1573.7945 | 0 | 0 | -604.4968 | 0 | 0 | 1967
1246
1247 |  | 25398 | SO2 Emissions |  | F10 |  | 0 | 0 | 0 | 0 | 0 | 0 | 0 | 0 | 0 | 1970
1248
1249 |  | 25399 | Other Deferred Credits |  | F10 |  | 0 | 0 | 0 | 0 | 0 | 0 | 0 | 0 | 0 | 1979
1250
1251 |  | 190 | Accum Deferred Income Taxes |  | F104D |  | 0 | 0 | 0 | 0 | 0 | 0 | 0 | 0 | 0 | 1982
1252 |  |  |  | SG/CAGW | F104D |  | 0 | 0 | 0 | 0 | 0 | 0 | 0 | 0 | 0 | 1983
1253 |  |  |  | DOP | F138D |  | 0.0015452 | 0.0008252 | 0.00022348 | 0.00025208 | 0.00010941 | 4.1837e-05 | 6.2887e-05 | 3.031e-05 | 0 | 1984
1254 |  |  |  | CN | F104D |  | 0 | 0 | 0 | 0 | 0 | 0 | 0 | 0 | 0 | 1985
1255 |  |  |  | BADDEBT | F42 |  | 0 | 0 | 0 | 0 | 0 | 0 | 0 | 0 | 0 | 1986
1256 |  |  |  | JBG | F104D |  | 0 | 0 | 0 | 0 | 0 | 0 | 0 | 0 | 0 | 1987
1257 |  |  |  | JBE | F104D |  | 0 | 0 | 0 | 0 | 0 | 0 | 0 | 0 | 0 | 1988
1258 |  |  |  | SE/CAEW | F104D |  | 0 | 0 | 0 | 0 | 0 | 0 | 0 | 0 | 0 | 1989
1259 |  |  |  | SNP | F104D |  | 0 | 0 | 0 | 0 | 0 | 0 | 0 | 0 | 0 | 1990
1260 |  |  |  | SNPD | F104D |  | 0.00016699 | 9.4946e-05 | 2.7642e-05 | 2.2312e-05 | 8.6913e-06 | 2.4365e-06 | 8.9626e-06 | 2.0012e-06 | 0 | 1991
1261 |  |  |  | Total Accum Deferred Income Taxes |  |  | 0.0017122 | 0.00092015 | 0.00025113 | 0.00027439 | 0.00011811 | 4.4274e-05 | 7.185e-05 | 3.2311e-05 | 0
1262
1263 |  | 281 | Accum Deferred Income Taxes |  | F104D |  | 0 | 0 | 0 | 0 | 0 | 0 | 0 | 0 | 0 | 1998
1264
1265 |  | 282 | Accum Deferred Income Taxes |  | F104D |  | -10619386.5412 | -6037846.2528 | -1757828.047 | -1418860.5469 | -552698.2114 | -154940.6456 | -569950.1735 | -127262.6641 | 0 | 2001
1266 |  |  |  |  | F104D |  | 0 | 0 | 0 | 0 | 0 | 0 | 0 | 0 | 0 | 2002
1267 |  |  |  |  | F104D |  | 0 | 0 | 0 | 0 | 0 | 0 | 0 | 0 | 0 | 2003
1268 |  |  |  |  | F104D |  | -735.5686 | -418.221 | -121.7587 | -98.2796 | -38.2835 | -10.7322 | -39.4785 | -8.815 | 0 | 2004
1269 |  |  |  |  | F104D |  | 0 | 0 | 0 | 0 | 0 | 0 | 0 | 0 | 0 | 2005
1270 |  |  |  | DITBAL | F104D |  | 183.3439 | 104.2435 | 30.3489 | 24.4966 | 9.5423 | 2.6751 | 9.8402 | 2.1972 | 0 | 2006
1271 |  |  |  | DGP | F42 |  | -2001.6299 | -1633.3601 | -281.095 | -16.7143 | -4.5945 | -0.065714 | -28.0405 | -37.7598 | 0 | 2007
1272 |  |  |  | SO | F138D |  | -4487.9984 | -2396.7575 | -649.0991 | -732.1542 | -317.7878 | -121.5137 | -182.6527 | -88.0335 | 0 | 2008
1273 |  |  |  | JBE | F104D |  | 0.0015027 | 0.00085438 | 0.00024874 | 0.00020077 | 7.8209e-05 | 2.1925e-05 | 8.065e-05 | 1.8008e-05 | 0 | 2009
1274 |  |  |  | SE | F104D |  | 0 | 0 | 0 | 0 | 0 | 0 | 0 | 0 | 0 | 2010
1275 |  |  |  | SG | F104D |  | 0 | 0 | 0 | 0 | 0 | 0 | 0 | 0 | 0 | 2011
1276 |  |  |  | Total Accum Deferred Income Taxes |  |  | -10626428.3928 | -6042190.347 | -1758849.6507 | -1419683.1982 | -553049.3348 | -155070.2821 | -570190.5049 | -127395.0752 | 0
1277
1278
1279 |  | 283 | Accum Deferred Income Taxes |  | F104D |  | -0.0015362 | -0.00087346 | -0.00025429 | -0.00020526 | -7.9956e-05 | -2.2414e-05 | -8.2451e-05 | -1.841e-05 | 0 | 2015
1280 |  |  |  | SG/CAGW | F104D |  | 0 | 0 | 0 | 0 | 0 | 0 | 0 | 0 | 0 | 2016
1281 |  |  |  | SE | F104D |  | 0 | 0 | 0 | 0 | 0 | 0 | 0 | 0 | 0 | 2017
1282 |  |  |  | SO | F138D |  | 0.0019474 | 0.00104 | 0.00028165 | 0.00031769 | 0.00013789 | 5.2726e-05 | 7.9254e-05 | 3.8198e-05 | 0 | 2018
1283 |  |  |  | GPS | F104D |  | 0.00099682 | 0.00056676 | 0.000165 | 0.00013319 | 5.1881e-05 | 1.4544e-05 | 5.35e-05 | 1.1946e-05 | 0 | 2019
1284 |  |  |  | SNP | F104D |  | 0.00018542 | 0.00010542 | 3.0692e-05 | 2.4773e-05 | 9.6502e-06 | 2.7053e-06 | 9.9514e-06 | 2.222e-06 | 0 | 2020
1285 |  |  |  | TROJD | F104D |  | 0 | 0 | 0 | 0 | 0 | 0 | 0 | 0 | 0 | 2021
1286 |  |  |  | SNPD | F104D |  | 0 | 0 | 0 | 0 | 0 | 0 | 0 | 0 | 0 | 2022
1287 |  |  |  | JBE | F104D |  | 0 | 0 | 0 | 0 | 0 | 0 | 0 | 0 | 0 | 2023
1288 |  |  |  | Total Accum Deferred Income Taxes |  |  | 0.0015934 | 0.00083869 | 0.00022305 | 0.00027039 | 0.00011947 | 4.756e-05 | 6.0254e-05 | 3.3956e-05 | 0
1289
1290 |  | 255 | Accum Investment Tax Credit |  | F104D |  | -1065.7562 | -605.9552 | -176.4147 | -142.3961 | -55.4685 | -15.5498 | -57.1999 | -12.772 | 0 | 2037
1291 |  | TOTAL RATE BASE DEDUCTIONS |  |  |  |  | -10716360.2671 | -6080699.1265 | -1804744.8356 | -1422957.7379 | -553710.9775 | -155214.1345 | -571489.9103 | -127543.5449 | 0
1292
1293 | [6 empty] | D: ACCUMULATED DEPRECIATION
1294 | [6 empty] | D: GENERATION PLANT
1295
1296 |  | 108SP | Steam Prod Accumulated Depr |  | F10 |  | 0 | 0 | 0 | 0 | 0 | 0 | 0 | 0 | 0 | 2048
1297
1298 |  | 108NP | Nuclear Prod Accumulated Depr |  | F10 |  | 0 | 0 | 0 | 0 | 0 | 0 | 0 | 0 | 0 | 2054
1299
1300 |  | 108HP | Hydraulic Prod Accum Depr |  | F10 |  | 0 | 0 | 0 | 0 | 0 | 0 | 0 | 0 | 0 | 2062
1301
1302 |  | 108OP | Other Generation - Accum Depr |  | F10 |  | 0 | 0 | 0 | 0 | 0 | 0 | 0 | 0 | 0 | 2065
1303 |  |  |  | SGU | F10 |  | 0 | 0 | 0 | 0 | 0 | 0 | 0 | 0 | 0 | 2066
1304 |  |  |  | SG-P | F10 |  | 0 | 0 | 0 | 0 | 0 | 0 | 0 | 0 | 0 | 2067
1305 |  |  |  | SG | F10 |  | 0 | 0 | 0 | 0 | 0 | 0 | 0 | 0 | 0 | 2068
1306 |  |  |  | CAEW | F10 |  | 0 | 0 | 0 | 0 | 0 | 0 | 0 | 0 | 0 | 2069
1307 |  |  |  | CAGE | F10 |  | 0 | 0 | 0 | 0 | 0 | 0 | 0 | 0 | 0 | 2070
1308 |  |  |  | Total Other Generation - Accum Depr |  |  | 0 | 0 | 0 | 0 | 0 | 0 | 0 | 0 | 0
1309
1310 |  | 108EP | Experimental Plant - Accum Depr |  | F10 |  | 0 | 0 | 0 | 0 | 0 | 0 | 0 | 0 | 0 | 2076
1311
1312
1313
1314 |  | TOTAL GENERATION PLANT DEPRECIATION |  |  |  |  | 0 | 0 | 0 | 0 | 0 | 0 | 0 | 0 | 0
1315
1316
1317 | [6 empty] | D: TRANSMISSION PLANT
1318
1319 |  | 108TP | Transmission Plant Accum Depr |  | F106 |  | 0 | 0 | 0 | 0 | 0 | 0 | 0 | 0 | 0 | 2087
1320
1321
1322 | [6 empty] | D: DISTRIBUTION PLANT
1323
1324 |  | 108360 | Land and Land Rights |  | F118 |  | -43222.4468 | -20660.1043 | -6254.2816 | -9576.3235 | -4271.0097 | 0 | -2373.0857 | -87.642 | 0 | 2091
1325
1326 |  | 108361 | Structures and Improvements |  | F119 |  | -265348.9266 | -115894.0451 | -35083.7531 | -53718.9384 | -23958.4751 | -22890.1212 | -13311.961 | -491.6327 | 0 | 2095
1327
1328 |  | 108362 | Station Equipment |  | F120 |  | -22022296.84 | -9748506.0973 | -2951093.6506 | -4518604.8851 | -2015283.3646 | -1627710.2068 | -1119744.6163 | -41354.0192 | 0 | 2099
1329
1330 |  | Distribution - METER - Unbundled
1331
1332 |  | A |  | B | C |  | D | E | F | G | H | I | J | K
1333 |  | FERC ACCT |  | DESCRIPTION | COS Factor |  | Washington Jurisdiction Normalized | Residential Schedule 16 | Small General Service Schedule 24 | Large General Service < 1,000 kW Schedule 36 | Large General Service > 1,000 kW Schedule 48 | Large General Dedicated Facilities Schedule 48 | Agricultural Pumping Schedule 40 | Street & Area Lighting Sch. 15, 51-54, 57
1334
1335 |  | 108364 | Poles, Towers & Fixtures |  | F121 |  | 0 | 0 | 0 | 0 | 0 | 0 | 0 | 0 | 0 | 2103
1336
1337 |  | 108365 | Overhead Conductors |  | F122 |  | 0 | 0 | 0 | 0 | 0 | 0 | 0 | 0 | 0 | 2107
1338
1339 |  | 108366 | Underground Conduit |  | F123 |  | 0 | 0 | 0 | 0 | 0 | 0 | 0 | 0 | 0 | 2111
1340
1341 |  | 108367 | Underground Conductors |  | F124 |  | 0 | 0 | 0 | 0 | 0 | 0 | 0 | 0 | 0 | 2115
1342
1343 |  | 108368 | Line Transformers |  | F125 |  | 0 | 0 | 0 | 0 | 0 | 0 | 0 | 0 | 0 | 2119
1344
1345 |  | 108369 | Services |  | F126 |  | 0 | 0 | 0 | 0 | 0 | 0 | 0 | 0 | 0 | 2123
1346
1347 |  | 108370 | Meters |  | F127 |  | 0 | 0 | 0 | 0 | 0 | 0 | 0 | 0 | 0 | 2127
1348
1349 |  | 108371 | Install on Customers' Premises |  | F128 |  | 0 | 0 | 0 | 0 | 0 | 0 | 0 | 0 | 0 | 2131
1350
1351 |  | 108372 | Leased Property |  | F129 |  | 0 | 0 | 0 | 0 | 0 | 0 | 0 | 0 | 0 | 2135
1352
1353 |  | 108373 | Street Lights |  | F130 |  | 0 | 0 | 0 | 0 | 0 | 0 | 0 | 0 | 0 | 2139
1354
1355 |  | 108D00 | Unclassified Dist Plant - Acct 300 |  | F121 |  | 0 | 0 | 0 | 0 | 0 | 0 | 0 | 0 | 0 | 2143
1356
1357 |  | 108DS | Unclassified Dist Sub - Acct 300 |  | F120 |  | 0 | 0 | 0 | 0 | 0 | 0 | 0 | 0 | 0 | 2147
1358
1359 |  | 108D | Unclassified Dist Sub - Acct 300 |  | F102D |  | 46736.0323 | 26259.3521 | 7815.9071 | 6434.5759 | 2502.9526 | 529.7741 | 2633.1612 | 560.3092 | 0 | 2151
1360
1361
1362 |  | TOTAL DISTRIBUTION PLANT DEPR |  |  |  |  | -22284132.1811 | -9858800.8946 | -2984615.7782 | -4575465.5711 | -2041009.8969 | -1650070.5539 | -1132796.5018 | -41372.9847 | 0
1363
1364 | [6 empty] | D: GENERAL PLANT
1365 |  | 108GP | General Plant Accumulated Depr
1366 |  |  |  | S | F107D |  | -2368399.0412 | -1330721.1005 | -396079.5571 | -326079.1027 | -126839.8327 | -26846.8746 | -133438.2967 | -28394.2769 | 0 | 2157
1367 |  |  |  | SG-P | F105D |  | 0 | 0 | 0 | 0 | 0 | 0 | 0 | 0 | 0 | 2158
1368 |  |  |  | SG-U | F105D |  | 0 | 0 | 0 | 0 | 0 | 0 | 0 | 0 | 0 | 2159
1369 |  |  |  | CAGW | F105D |  | 0 | 0 | 0 | 0 | 0 | 0 | 0 | 0 | 0 | 2160
1370 |  |  |  | CN | F42 |  | 0 | 0 | 0 | 0 | 0 | 0 | 0 | 0 | 0 | 2161
1371 |  |  |  | SO | F102D |  | -303709.7344 | -170643.9434 | -50790.9415 | -41814.4899 | -16265.2033 | -3442.6872 | -17111.352 | -3641.1171 | 0 | 2162
1372 |  |  |  | SE | F10 |  | 0 | 0 | 0 | 0 | 0 | 0 | 0 | 0 | 0 | 2163
1373 |  |  |  | JBG | F105D |  | 0 | 0 | 0 | 0 | 0 | 0 | 0 | 0 | 0 | 2164
1374 |  |  |  | CAGE | F105D |  | 0 | 0 | 0 | 0 | 0 | 0 | 0 | 0 | 0 | 2165
1375 |  |  |  | CAGE | F105D |  | 0 | 0 | 0 | 0 | 0 | 0 | 0 | 0 | 0 | 2166
1376 |  |  | Total General Plant Accumulated Depr |  |  |  | -2672108.7756 | -1501365.0439 | -446870.4986 | -367893.5926 | -143105.036 | -30289.5618 | -150549.6487 | -32035.394 | 0
1377
1378 |  | 108MP | Mining Plant Accumulated Depr. |  | F10 |  | 0 | 0 | 0 | 0 | 0 | 0 | 0 | 0 | 0 | 2173
1379
1380 |  | 1081390 | Accum Depr - Capital Lease |  | F10 |  | 0 | 0 | 0 | 0 | 0 | 0 | 0 | 0 | 0 | 2180
1381 |  |  | Remove Capital Lease |  | F10 |  | 0 | 0 | 0 | 0 | 0 | 0 | 0 | 0 | 0 | 2183
1382
1383 |  | 1081399L | Accum Depr - Capital Lease |  | F10 |  | 0 | 0 | 0 | 0 | 0 | 0 | 0 | 0 | 0 | 2187
1384 |  |  |  | SE | F10 |  | 0 | 0 | 0 | 0 | 0 | 0 | 0 | 0 | 0 | 2188
1385 |  |  | Remove Capital Lease |  | F10 |  | 0 | 0 | 0 | 0 | 0 | 0 | 0 | 0 | 0 | 2191
1386
1387 |  | TOTAL GENERAL PLANT ACCUM DEPR |  |  |  |  | -2672108.7756 | -1501365.0439 | -446870.4986 | -367893.5926 | -143105.036 | -30289.5618 | -150549.6487 | -32035.394 | 0
1388
1389
1390 |  | TOTAL ACCUM DEPR - PLANT IN SERVICE |  |  |  |  | -24956240.9567 | -11360165.9385 | -3431486.2768 | -4943359.1636 | -2184114.9329 | -1680360.1158 | -1283346.1505 | -73408.3787 | 0
1391
1392
1393 | [6 empty] | D: ACCUMULATED AMORTIZATION
1394
1395 |  | 111CLS | Accum Prov for Amort-Steam |  | F10 |  | 0 | 0 | 0 | 0 | 0 | 0 | 0 | 0 | 0 | 2204
1396
1397 |  | 111CLG | Accum Prov for Amort-General
1398 |  |  |  | S | F108 |  | -160712.2982 | -74949.6608 | -22576.5319 | -31723.2409 | -13287.6252 | -10620.3855 | -6875.291 | -679.5629 | 0 | 2208
1399 |  |  |  | CN | F108 |  | 0 | 0 | 0 | 0 | 0 | 0 | 0 | 0 | 0 | 2209
1400 |  |  |  | SG | F108 |  | 0 | 0 | 0 | 0 | 0 | 0 | 0 | 0 | 0 | 2210
1401 |  |  |  | SO | F108 |  | -10793.5585 | -5033.6754 | -1516.2568 | -2130.5567 | -892.4069 | -713.2731 | -461.7497 | -45.64 | 0 | 2211
1402 |  |  |  | SE | F108 |  | 0 | 0 | 0 | 0 | 0 | 0 | 0 | 0 | 0 | 2212
1403 |  |  | Total Accum Prov for Amort-General |  |  |  | -171505.8567 | -79983.3363 | -24092.7887 | -33853.7976 | -14180.0321 | -11333.6585 | -7337.0407 | -725.2028 | 0 | 2213
1404
1405 |  | 111CLH | Accum Prov for Amort-Hydro |  | F10 |  | 0 | 0 | 0 | 0 | 0 | 0 | 0 | 0 | 0 | 2219
1406
1407 |  | 111IP | Accum Prov for Amort-Intangible
1408 |  |  |  | S | F107D |  | 191.8834 | 107.8126 | 32.0897 | 26.4183 | 10.2763 | 2.1751 | 10.8109 | 2.3005 | 0 | 2223
1409 |  |  |  | DGP | F105D |  | 0 | 0 | 0 | 0 | 0 | 0 | 0 | 0 | 0 | 2224
1410 |  |  |  | DGU | F105D |  | 0 | 0 | 0 | 0 | 0 | 0 | 0 | 0 | 0 | 2225
1411 |  |  |  | SE | F10 |  | 0 | 0 | 0 | 0 | 0 | 0 | 0 | 0 | 0 | 2226
1412 |  |  |  | SG | F105D |  | 0 | 0 | 0 | 0 | 0 | 0 | 0 | 0 | 0 | 2227
1413 |  |  |  | CN | F42 |  | 0 | 0 | 0 | 0 | 0 | 0 | 0 | 0 | 0 | 2228
1414 |  |  |  | JBG | F105D |  | 0 | 0 | 0 | 0 | 0 | 0 | 0 | 0 | 0 | 2229
1415 |  |  |  | CAGE | F105D |  | 0 | 0 | 0 | 0 | 0 | 0 | 0 | 0 | 0 | 2230
1416 |  |  |  | CAGE | F105D |  | 0 | 0 | 0 | 0 | 0 | 0 | 0 | 0 | 0 | 2231
1417 |  |  |  | SO | F102D |  | -822107.2018 | -461913.4619 | -137485.2171 | -113186.9985 | -44028.0283 | -9318.9571 | -46318.4551 | -9856.0838 | 0 | 2232
1418 |  |  | Total Accum Prov for Amort-Intangible |  |  |  | -821915.3184 | -461805.6493 | -137453.1275 | -113160.5801 | -44017.7519 | -9316.782 | -46307.6442 | -9853.7834 | 0
1419
1420 |  | 111390 | Accum Prov for Amort-Capital Lease |  | F10 |  | 0 | 0 | 0 | 0 | 0 | 0 | 0 | 0 | 0 | 2243
1421
1422
1423 |  | TOTAL ACCUM PROV FOR AMORTIZATION |  |  |  |  | -993421.1751 | -541788.9856 | -161545.9162 | -147014.3777 | -58197.784 | -20650.4405 | -53644.6849 | -10578.9862 | 0

## Dist-P&C
DIS P & C |  |  | - | DIS - P & C - Unbundled
PacifiCorp
3 | Cost Of Service By Rate Schedule
4 | State of Washington
5 | WCA
6 | 12 Months Ending June 2018
7
8
9 |  | A |  | B | C |  | D | E | F | G | H | I | J | K | Chk Total
12 |  |  |  | DESCRIPTION |  |  | Washington Jurisdiction Normalized | Residential Schedule 16 | Small General Service Schedule 24 | Large General Service < 1,000 kW Schedule 36 | Large General Service > 1,000 kW Schedule 48 | Large General Dedicated Facilities Schedule 48 | Agricultural Pumping Schedule 40 | Street & Area Lighting Sch. 15, 51-54, 57 | 0
13
12 |  |  |  | Operating Revenues |  |  | 25035251.079 | 12450124.11 | 3918268.7802 | 4427589.2173 | 1911210.8531 | 173255.4276 | 1073586.6884 | 1081216.0024 | 0
13
14 |  |  |  | Operating Expenses
15 |  |  |  | Operation & Maintenance Expenses |  |  | 8139133.0341 | 4473750.8164 | 1184770.8149 | 1290400.1619 | 562922.6475 | 140021.5154 | 305193.3303 | 182073.7477 | 0
16 |  |  |  | Depreciation Expense |  |  | 7705096.983 | 4146854.4735 | 1074340.5352 | 1358903.763 | 601999.0135 | 11328.9763 | 348263.289 | 163406.9325 | 0
17 |  |  |  | Amortization Expense |  |  | 84763.9597 | 51204.0144 | 15404.802 | 9368.9303 | 3344.5912 | -1378.1485 | 5444.0499 | 1375.7204 | 0
18 |  |  |  | Taxes Other Than Income |  |  | 2964805.3038 | 1686894.2637 | 487754.1583 | 396991.8383 | 154699.4428 | 43368.3455 | 159481.4237 | 35615.8314 | 0
19 |  |  |  | Income Taxes - Federal |  |  | 456694.2197 | 259846.695 | 75132.9284 | 61152.035 | 23829.6731 | 6680.3957 | 24566.2824 | 5486.2099 | 0
20 |  |  |  | Income Taxes - State |  |  | 0 | 0 | 0 | 0 | 0 | 0 | 0 | 0 | 0
21 |  |  |  | Income Taxes Deferred |  |  | -1120787.2294 | -637697.7084 | -184386.0138 | -150075.0764 | -58481.1285 | -16394.5632 | -60288.8638 | -13463.8753 | 0
22 |  |  |  | Investment Tax Credit Adj |  |  | 0 | 0 | 0 | 0 | 0 | 0 | 0 | 0 | 0
23 |  |  |  | Misc Revenues & Expense |  |  | 114.2605 | 51.9026 | 14.8838 | 23.6399 | 10.2258 | 9.3333 | 4.1407 | 0.13439 | 0
24
25 |  |  |  | Total Operating Expenses |  |  | 18229820.5314 | 9980904.4571 | 2653032.1089 | 2966765.2921 | 1288324.4654 | 183635.8546 | 782663.6524 | 374494.701 | 0
26
27 |  |  |  | Operating Revenue For Return |  |  | 6805430.5476 | 2469219.6528 | 1265236.6713 | 1460823.9253 | 622886.3877 | -10380.427 | 290923.036 | 706721.3015 | 0
28
29
30 |  |  |  | Rate Base :
31 |  |  |  | Electric Plant In Service |  |  | 265569534.0021 | 147805815.6085 | 36744883.0713 | 43785747.3934 | 19359919.212 | 562205.0784 | 11327173.2162 | 5983790.4222 | 0
32 |  |  |  | Plant Held For Future Use |  |  | 0 | 0 | 0 | 0 | 0 | 0 | 0 | 0 | 0
33 |  |  |  | Electric Plant Acquisition Adj |  |  | 0 | 0 | 0 | 0 | 0 | 0 | 0 | 0 | 0
34 |  |  |  | Pensions |  |  | 0 | 0 | 0 | 0 | 0 | 0 | 0 | 0 | 0
35 |  |  |  | Prepayments |  |  | 6.4801e-10 | 3.8116e-10 | 1.0657e-10 | 8.0532e-11 | 3.1262e-11 | 6.5865e-12 | 3.3667e-11 | 8.2306e-12 | 0
36 |  |  |  | Fuel Stock |  |  | 0 | 0 | 0 | 0 | 0 | 0 | 0 | 0 | 0
37 |  |  |  | Materials & Supplies |  |  | 0 | 0 | 0 | 0 | 0 | 0 | 0 | 0 | 0
38 |  |  |  | Misc Deferred Debits |  |  | -2.5106e-12 | -1.4106e-12 | -4.1987e-13 | -3.4566e-13 | -1.3446e-13 | -2.8459e-14 | -1.4145e-13 | -3.01e-14 | 0
39 |  |  |  | Cash Working Capital |  |  | 0 | 0 | 0 | 0 | 0 | 0 | 0 | 0 | 0
40 |  |  |  | Weatherization Loans |  |  | 0 | 0 | 0 | 0 | 0 | 0 | 0 | 0 | 0
41 |  |  |  | Miscellaneous Rate Base |  |  | 0 | 0 | 0 | 0 | 0 | 0 | 0 | 0 | 0
42
43 |  |  |  | Total Rate Base Additions |  |  | 265569534.0021 | 147805815.6085 | 36744883.0713 | 43785747.3934 | 19359919.212 | 562205.0784 | 11327173.2162 | 5983790.4222 | 0
44
45 |  |  |  | Rate Base Deductions :
46 |  |  |  | Accum Provision For Depreciation |  |  | -137891954.4571 | -74592950.3995 | -19195479.4998 | -24168203.2643 | -10711589.5496 | -172077.1472 | -6179752.3102 | -2871902.2864 | 0
47 |  |  |  | Accum Provision For Amortization |  |  | -3246825.782 | -1770743.8605 | -527984.9663 | -480491.1389 | -190209.4202 | -67492.4033 | -175328.4009 | -34575.5919 | 0
48 |  |  |  | Accum Deferred Income Taxes |  |  | -34744369.2974 | -19755184.4897 | -5750481.1801 | -4642228.0409 | -1808517.9149 | -507191.9663 | -1864127.7362 | -416637.9692 | 0
49 |  |  |  | Unamortized ITC |  |  | -3483.2404 | -1980.46 | -576.5811 | -465.3972 | -181.2893 | -50.8217 | -186.948 | -41.7431 | 0
50 |  |  |  | Customer Advance For Construction |  |  | -253450.3495 | -103093.6333 | -143237.3467 | -5143.6759 | 0 | 0 | -1975.6935 | 0 | 0
51 |  |  |  | Customer Service Deposits |  |  | 0 | 0 | 0 | 0 | 0 | 0 | 0 | 0 | 0
52 |  |  |  | Misc Rate Base Deductions |  |  | -36993.2422 | -20785.217 | -6186.5702 | -5093.1971 | -1981.1766 | -419.3351 | -2084.2414 | -443.5048 | 0
53 | [14 empty] | 0
54 |  |  |  | Total Rate Base Deductions |  |  | -176177076.3686 | -96244738.0599 | -25623946.1442 | -29301624.7144 | -12712479.3505 | -747231.6737 | -8223455.3303 | -3323601.0954 | 0
55 | [14 empty] | 0
56 |  |  |  | Total Rate Base |  |  | 89392457.6336 | 51561077.5486 | 11120936.9271 | 14484122.679 | 6647439.8615 | -185026.5954 | 3103717.8859 | 2660189.3267 | 0
57
58
59 |  |  |  | Return On Rate Base |  |  | 7.613% | 4.789% | 11.38% | 10.09% | 9.37% | 5.61% | 9.373% | 26.57%
60
61 |  |  |  | Return On Equity |  |  | 9.779% | 4.321% | 17.05% | 14.56% | 13.18% | 5.908% | 13.18% | 46.41%
PacifiCorp
Cost Of Service By Rate Schedule
State of Washington
WCA
12 Months Ending June 2018
|  | A |  | B | C |  | D | E | F | G | H | I | J | K
|  |  |  | DESCRIPTION | COS Factor |  | Washington Jurisdiction Normalized | Residential Schedule 16 | Small General Service Schedule 24 | Large General Service < 1,000 kW Schedule 36 | Large General Service > 1,000 kW Schedule 48 | Large General Dedicated Facilities Schedule 48 | Agricultural Pumping Schedule 40 | Street & Area Lighting Sch. 15, 51-54, 57
79 |  |  |  | Total Rate Base |  |  | 89392457.6336 | 51561077.5486 | 11120936.9271 | 14484122.679 | 6647439.8615 | -185026.5954 | 3103717.8859 | 2660189.3267 | 0
80
81
82 |  |  |  | Return On Ratebase ($$) | 7.47% |  | 6677323.2184 | 3851443.2805 | 830697.4919 | 1081916.4303 | 496541.9422 | -13820.8795 | 231837.5403 | 198707.4125 | 0
83 |  |  |  | Operating & Maintenance Expense |  |  | 8139133.0341 | 4473750.8164 | 1184770.8149 | 1290400.1619 | 562922.6475 | 140021.5154 | 305193.3303 | 182073.7477 | 0
84 |  |  |  | Bad Debt to Produce ROR | F80 |  | 0 | 0 | 0 | 0 | 0 | 0 | 0 | 0 | 0
85 |  |  |  | Depreciation Expense |  |  | 7705096.983 | 4146854.4735 | 1074340.5352 | 1358903.763 | 601999.0135 | 11328.9763 | 348263.289 | 163406.9325 | 0
86 |  |  |  | Amortization Expense |  |  | 84763.9597 | 51204.0144 | 15404.802 | 9368.9303 | 3344.5912 | -1378.1485 | 5444.0499 | 1375.7204 | 0
87 |  |  |  | Taxes Other Than Income |  |  | 2964805.3038 | 1686894.2637 | 487754.1583 | 396991.8383 | 154699.4428 | 43368.3455 | 159481.4237 | 35615.8314 | 0
88 |  |  |  | Federal Income Taxes |  |  | 456694.2197 | 259846.695 | 75132.9284 | 61152.035 | 23829.6731 | 6680.3957 | 24566.2824 | 5486.2099 | 0
89 |  |  |  | FIT Adj to Produce Target ROR | F101 |  | 0 | 0 | 0 | 0 | 0 | 0 | 0 | 0 | 0
90 |  |  |  | State Income Taxes |  |  | 0 | 0 | 0 | 0 | 0 | 0 | 0 | 0 | 0
91 |  |  |  | SIT Adj to Produce Target ROR | F101 |  | 0 | 0 | 0 | 0 | 0 | 0 | 0 | 0 | 0
92 |  |  |  | Deferred Income Taxes |  |  | -1120787.2294 | -637697.7084 | -184386.0138 | -150075.0764 | -58481.1285 | -16394.5632 | -60288.8638 | -13463.8753 | 0
93 |  |  |  | Investment Tax Credit |  |  | 0 | 0 | 0 | 0 | 0 | 0 | 0 | 0 | 0
94 |  |  |  | Misc Revenue & Expenses |  |  | 114.2605 | 51.9026 | 14.8838 | 23.6399 | 10.2258 | 9.3333 | 4.1407 | 0.13439 | 0
95 |  |  |  | Revenue Credits |  |  | 215661.0441 | 319616.7256 | 26853.68 | -39533.9037 | -5698.3517 | -24423.1548 | -72076.5945 | 10922.6432 | 0
96
97 |  |  |  | Total Revenue Requirements |  |  | 25122804.7938 | 14151964.4632 | 3510583.2808 | 4009147.8187 | 1779168.0559 | 145391.8204 | 942424.5982 | 584124.7567 | 0
98 |  |  |  | Operating Revenues |  |  | 25250912.1231 | 12769740.8355 | 3945122.4602 | 4388055.3137 | 1905512.5015 | 148832.2728 | 1001510.0938 | 1092138.6456 | 0
99
100 |  |  |  | Increase / (Decrease) Required to
101 |  |  |  | Earn Equal Rates of Return |  |  | -128107.3292 | 1382223.6277 | -434539.1794 | -378907.4949 | -126344.4456 | -3440.4525 | -59085.4957 | -508013.8889 | 0
102
103 |  |  |  | Existing Revenues |  |  | 25250912.1231 | 12769740.8355 | 3945122.4602 | 4388055.3137 | 1905512.5015 | 148832.2728 | 1001510.0938 | 1092138.6456 | 0
104 |  |  |  | check |  |  | 0 | 0 | 0 | 0 | 0 | 0 | 0 | 0 | 0
105 |  |  |  | Percent Increase / (Decrease)
106 |  |  |  | Over Existing Rates To
107 |  |  |  | Equal Authorized RoE & RoR |  |  | -0.5073% | 10.82% | -11.01% | -8.635% | -6.63% | -2.312% | -5.9% | -46.52%
[5 empty] | WCA |  | E: ELECTRIC REVENUES
|  | DIS - P & C - Unbundled |  |  | Method
|  | A |  | B | 0 |  | D | E | F | G | H | I | J | K
|  | FERC ACCT |  | DESCRIPTION | COS Factor |  | Washington Jurisdiction Normalized | Residential Schedule 16 | Small General Service Schedule 24 | Large General Service < 1,000 kW Schedule 36 | Large General Service > 1,000 kW Schedule 48 | Large General Dedicated Facilities Schedule 48 | Agricultural Pumping Schedule 40 | Street & Area Lighting Sch. 15, 51-54, 57 |  | Func Study Row
120 |  | 440 | Residential Sales |  | A |  | 12769740.8355 | 12769740.8355 | 0 | 0 | 0 | 0 | 0 | 0 | 0
121
122 |  | 442 | Commercial & Industrial Sales |  | A |  | 9483520.1405 | 0 | 3945122.4602 | 4388055.3137 | 0 | 148832.2728 | 1001510.0938 | 0 | 0
123 |  |  |  | Interruptible Demand | F10 |  | 0 | 0 | 0 | 0 | 0 | 0 | 0 | 0 | 0 | 100
124 |  |  |  | Interruptible Energy | F10 |  | 0 | 0 | 0 | 0 | 0 | 0 | 0 | 0 | 0 | 101
125 | [6 empty] | 9483520.1405 | 0 | 3945122.4602 | 4388055.3137 | 0 | 148832.2728 | 1001510.0938 | 0 | 0
126
127 |  | 444 | Public Street & Highway Lighting |  | A |  | 2997651.147 | 0 | 0 | 0 | 1905512.5015 | 0 | 0 | 1092138.6456 | 0
128
129 |  | 445 | Other Sales to Public Authority |  | A |  | 0 | 0 | 0 | 0 | 0 | 0 | 0 | 0 | 0
130
131 |  | 448 | Interdepartmental |  | A | 0 | 0 | 0 | 0 | 0 | 0 | 0 | 0 | 0 | 0 | 114
132 |  |  |  | Demand | F10 |  | 0 | 0 | 0 | 0 | 0 | 0 | 0 | 0 | 0 | 115
133 | [6 empty] | 0 | 0 | 0 | 0 | 0 | 0 | 0 | 0 | 0
134
135 |  | Total Sales to Ultimate Customers |  |  |  |  | 25250912.1231 | 12769740.8355 | 3945122.4602 | 4388055.3137 | 1905512.5015 | 148832.2728 | 1001510.0938 | 1092138.6456 | 0
136
137 |  | 447 | Sales for Resale |  | F10 |  | 0 | 0 | 0 | 0 | 0 | 0 | 0 | 0 | 0 | 121
138 | [6 empty] | 0 | 0 | 0 | 0 | 0 | 0 | 0 | 0 | 0
139
140 |  | 447NPC | Sales for Resale - NPC
141 |  |  |  | Demand | F10 |  | 0 | 0 | 0 | 0 | 0 | 0 | 0 | 0 | 0 | 0
142 |  |  |  | Energy | F10 |  | 0 | 0 | 0 | 0 | 0 | 0 | 0 | 0 | 0 | 127
143 | [6 empty] | 0 | 0 | 0 | 0 | 0 | 0 | 0 | 0 | 0
144
145 |  | 449 | Provision for Rate Refund |  | F11 |  | 0 | 0 | 0 | 0 | 0 | 0 | 0 | 0 | 0 | 133
146 |  |  |  |  | F10 |  | 0 | 0 | 0 | 0 | 0 | 0 | 0 | 0 |  | 134
147
148 |  | State Specific Revenue Credit |  |  | F140D |  | -949839.1963 | -527722.6203 | -152638.3693 | -136801.3433 | -55028.0477 | -15185.1875 | -49426.9302 | -13036.698 | 0 | 136
149
150 |  | AGA Revenue |  |  | A | 0.42329 | 293195.925 | 764.0328 | 66965.252 | 95217.9572 | 24675.9311 | 5185.6874 | 99893.0887 | 493.9758 | 0 | 137
151
152 |  | Total Sales from Electricity |  |  |  |  | 24594268.8518 | 12242782.248 | 3859449.3429 | 4346471.9276 | 1875160.3849 | 138832.7727 | 1051976.2523 | 1079595.9234 | 0
153
154 |  | Other Electric Operating Revenues
155 |  | 450 | Forfeited Discounts & Interest |  | A | 0 | 0 | 0 | 0 | 0 | 0 | 0 | 0 | 0 | 0 | 143
156 |  |  |  | Customers | F40 |  | 0 | 0 | 0 | 0 | 0 | 0 | 0 | 0 | 0 | 144
157 | [6 empty] | 0 | 0 | 0 | 0 | 0 | 0 | 0 | 0 | 0
158
159 |  | 451 | Misc Electric Revenue |  | A | 0 | 0 | 0 | 0 | 0 | 0 | 0 | 0 | 0 | 0 | 148
160 |  |  |  | Demand | F10 |  | 0 | 0 | 0 | 0 | 0 | 0 | 0 | 0 | 0 | 149
161 |  |  |  | Customer | F40 |  | 39.0055 | 30.7402 | 5.6351 | 0.31087 | 0.020012 | 0.00028623 | 1.4801 | 0.81897 | 0 | 150
162 | [6 empty] | 39.0055 | 30.7402 | 5.6351 | 0.31087 | 0.020012 | 0.00028623 | 1.4801 | 0.81897 | 0
163
164 |  | 453 | Water Sales |  | F12 |  | 0 | 0 | 0 | 0 | 0 | 0 | 0 | 0 | 0 | 154
165
166 |  | 454 | Rent of Electric Property |  | A | 0.47029 | 399033.8353 | 174282.3907 | 52759.2281 | 80782.9686 | 36028.9463 | 34422.3471 | 20018.6333 | 739.3212 | 0 | 159
167 |  |  |  | Demand | F10 |  | 0 | 0 | 0 | 0 | 0 | 0 | 0 | 0 | 0 | 160
168 |  |  |  | Demand | F10 |  | 0 | 0 | 0 | 0 | 0 | 0 | 0 | 0 | 0 | 161
169 |  |  |  | Jim Bridger Generation | F10 |  | 0 | 0 | 0 | 0 | 0 | 0 | 0 | 0 | 0 | 162
170 |  |  |  | Customer | F40 |  | 15072.8937 | 11878.9272 | 2177.554 | 120.1283 | 7.7333 | 0.11061 | 571.9665 | 316.4739 | 0 | 163
171 | [6 empty] | 414106.729 | 186161.3179 | 54936.7821 | 80903.0969 | 36036.6796 | 34422.4577 | 20590.5998 | 1055.7951 | 0
172
173 |  | 456 | Other Electric Revenue |  | A | 0 | 0 | 0 | 0 | 0 | 0 | 0 | 0 | 0 | 0 | 167
174 |  |  |  | Customer | F12 |  | 0 | 0 | 0 | 0 | 0 | 0 | 0 | 0 | 0 | 168
175 |  |  |  | Demand | F12 |  | 0 | 0 | 0 | 0 | 0 | 0 | 0 | 0 | 0 | 169
176 |  |  |  | Jim Bridger Generation | F12 |  | 0 | 0 | 0 | 0 | 0 | 0 | 0 | 0 | 0 | 170
177 |  |  |  | System Overhead | F40 |  | 26836.4928 | 21149.8038 | 3877.0201 | 213.882 | 13.7687 | 0.19693 | 1018.3562 | 563.465 | 0 | 171
178 |  |  |  | Demand | F12 |  | 0 | 0 | 0 | 0 | 0 | 0 | 0 | 0 | 0 | 172
179 |  |  |  | Wheeling Revenue - Energy | F12 |  | 0 | 0 | 0 | 0 | 0 | 0 | 0 | 0 | 0 | 173
180 | [6 empty] | 26836.4928 | 21149.8038 | 3877.0201 | 213.882 | 13.7687 | 0.19693 | 1018.3562 | 563.465 | 0
181 | [14 empty] | 0
182 |  | Total Other Electric Operating Revenues |  |  |  |  | 440982.2272 | 207341.8619 | 58819.4373 | 81117.2898 | 36050.4682 | 34422.6549 | 21610.4361 | 1620.0791 | 0
183 | [14 empty] | 0
184 |  | Total Electric Operating Revenues |  |  |  |  | 25035251.079 | 12450124.11 | 3918268.7802 | 4427589.2173 | 1911210.8531 | 173255.4276 | 1073586.6884 | 1081216.0024 | 0
185
186 |  | Miscellaneous Revenues
187 |  | 41160 | Gain on Sale of Utility Plant - CR |  | F12 |  | 0 | 0 | 0 | 0 | 0 | 0 | 0 | 0 | 0 | 187
188 |  | 41170 | Loss on Sale of Utility Plant |  | F12 |  | 0 | 0 | 0 | 0 | 0 | 0 | 0 | 0 | 0 | 192
189 |  | 4118 | Gain from Emission Allowances |  | F12 |  | 0 | 0 | 0 | 0 | 0 | 0 | 0 | 0 | 0 | 194
190 |  | 41181 | Gain from Disposition of NOX Credits |  | F12 |  | 0 | 0 | 0 | 0 | 0 | 0 | 0 | 0 | 0 | 199
191 |  | 4194 | Impact Housing Interest Income |  | F12 |  | 0 | 0 | 0 | 0 | 0 | 0 | 0 | 0 | 0 | 203
192 |  | 421 | (Gain)/Loss on Sale of Utility Plant |  | F12 |  | 114.2605 | 51.9026 | 14.8838 | 23.6399 | 10.2258 | 9.3333 | 4.1407 | 0.13439 | 0 | 212
193
194 |  | Total Miscellaneous Revenues |  |  |  |  | 114.2605 | 51.9026 | 14.8838 | 23.6399 | 10.2258 | 9.3333 | 4.1407 | 0.13439 | 0
195
196 |  | Miscellaneous Expenses
197 |  | 4311 | Interest on Customer Deposits |  | F80 |  | 0 | 0 | 0 | 0 | 0 | 0 | 0 | 0 | 0 | 218
198
199 |  | Net Miscellaneous Revenues And Expense |  |  |  |  | 114.2605 | 51.9026 | 14.8838 | 23.6399 | 10.2258 | 9.3333 | 4.1407 | 0.13439 | 0
200
201 |  | Distribution - METER - Unbundled
202 | [6 empty] | E: STEAM POWER GENERATION
203
204 |  | A |  | B | C |  | D | E | F | G | H | I | J | K
205 |  | FERC ACCT |  | DESCRIPTION | COS Factor |  | Washington Jurisdiction Normalized | Residential Schedule 16 | Small General Service Schedule 24 | Large General Service < 1,000 kW Schedule 36 | Large General Service > 1,000 kW Schedule 48 | Large General Dedicated Facilities Schedule 48 | Agricultural Pumping Schedule 40 | Street & Area Lighting Sch. 15, 51-54, 57
206 |  | 500 | Operation Suprvn & Engineering |  | F10 |  | 0 | 0 | 0 | 0 | 0 | 0 | 0 | 0 | 0 | 226
|  |  |  | JBG | F10 |  | 0 | 0 | 0 | 0 | 0 | 0 | 0 | 0 | 0 | 227
208 |  |  |  | CAGW | F10 |  | 0 | 0 | 0 | 0 | 0 | 0 | 0 | 0 | 0 | 228
209 |  |  |  | Total 500 |  |  | 0 | 0 | 0 | 0 | 0 | 0 | 0 | 0 | 0
210
211 |  | 501 | Fuel Related |  | F10 |  | 0 | 0 | 0 | 0 | 0 | 0 | 0 | 0 | 0 | 232
212 |  |  |  | CAGW | F10 |  | 0 | 0 | 0 | 0 | 0 | 0 | 0 | 0 | 0 | 233
213 |  |  |  | JBE | F10 |  | 0 | 0 | 0 | 0 | 0 | 0 | 0 | 0 | 0 | 234
214 |  |  |  | JBG | F10 |  | 0 | 0 | 0 | 0 | 0 | 0 | 0 | 0 | 0 | 235
215 |  |  |  | Total 501 |  |  | 0 | 0 | 0 | 0 | 0 | 0 | 0 | 0 | 0
216
217 |  | 501NPC | Fuel Related - NPC
218 |  |  |  | S | F10 |  | 0 | 0 | 0 | 0 | 0 | 0 | 0 | 0 | 0 | 239
219 |  |  |  | CAEW | F10 |  | 0 | 0 | 0 | 0 | 0 | 0 | 0 | 0 | 0 | 240
220 |  |  | Total Fuel Related |  |  |  | 0 | 0 | 0 | 0 | 0 | 0 | 0 | 0 | 0
221
222
223 |  | 502 | Steam Expenses |  | F10 |  | 0 | 0 | 0 | 0 | 0 | 0 | 0 | 0 | 0 | 245
224 |  |  |  | SE/CAEW/CAEE | F10 |  | 0 | 0 | 0 | 0 | 0 | 0 | 0 | 0 | 0 | 246
225 |  |  |  | Total 502 |  |  | 0 | 0 | 0 | 0 | 0 | 0 | 0 | 0 | 0
226
227 |  | 503 | Steam From Other Sources |  | F10 |  | 0 | 0 | 0 | 0 | 0 | 0 | 0 | 0 | 0 | 250
228
229 |  | 503NPC | Steam From Other Sources-NPC
230 |  |  |  | SE | F10 |  | 0 | 0 | 0 | 0 | 0 | 0 | 0 | 0 | 0 | 252
231 |  |  |  | CAEW | F10 |  | 0 | 0 | 0 | 0 | 0 | 0 | 0 | 0 | 0 | 253
232 |  |  |  | CAEE | F10 |  | 0 | 0 | 0 | 0 | 0 | 0 | 0 | 0 | 0 | 254
233 |  |  |  | Total Steam From Other Sources |  |  | 0 | 0 | 0 | 0 | 0 | 0 | 0 | 0 | 0
234
235 |  | 505 | Electric Expenses |  | F10 |  | 0 | 0 | 0 | 0 | 0 | 0 | 0 | 0 | 0 | 259
236 |  |  |  | JBG | F10 |  | 0 | 0 | 0 | 0 | 0 | 0 | 0 | 0 | 0 | 260
237 |  |  |  | Total 505 |  |  | 0 | 0 | 0 | 0 | 0 | 0 | 0 | 0 | 0
238
239 |  | 506 | Misc. Steam Expense |  | F10 |  | 0 | 0 | 0 | 0 | 0 | 0 | 0 | 0 | 0 | 264
240 |  |  |  | SE | F10 |  | 0 | 0 | 0 | 0 | 0 | 0 | 0 | 0 | 0 | 265
241 |  |  |  | JBG | F10 |  | 0 | 0 | 0 | 0 | 0 | 0 | 0 | 0 | 0 | 266
242 |  |  |  | Total 506 |  |  | 0 | 0 | 0 | 0 | 0 | 0 | 0 | 0 | 0
243
244 |  | 507 | Rents |  | F10 |  | 0 | 0 | 0 | 0 | 0 | 0 | 0 | 0 | 0 | 270
245 |  |  |  | JBG | F10 |  | 0 | 0 | 0 | 0 | 0 | 0 | 0 | 0 | 0 | 271
246 |  |  |  | Total 507 |  |  | 0 | 0 | 0 | 0 | 0 | 0 | 0 | 0 | 0
247
248 |  | 510 | Maint Supervision & Engineering |  | F10 |  | 0 | 0 | 0 | 0 | 0 | 0 | 0 | 0 | 0 | 275
249 |  |  |  | JBG | F10 |  | 0 | 0 | 0 | 0 | 0 | 0 | 0 | 0 | 0 | 276
250 |  |  |  | Total 510 |  |  | 0 | 0 | 0 | 0 | 0 | 0 | 0 | 0 | 0
251
252 |  | 511 | Maintenance of Structures |  | F10 |  | 0 | 0 | 0 | 0 | 0 | 0 | 0 | 0 | 0 | 280
253 |  |  |  | JBG | F10 |  | 0 | 0 | 0 | 0 | 0 | 0 | 0 | 0 | 0 | 281
254 |  |  |  | Total 511 |  |  | 0 | 0 | 0 | 0 | 0 | 0 | 0 | 0 | 0
255
256 |  | 512 | Maintenance of Boiler Plant |  | F10 |  | 0 | 0 | 0 | 0 | 0 | 0 | 0 | 0 | 0 | 285
257 |  |  |  |  | F10 |  | 0 | 0 | 0 | 0 | 0 | 0 | 0 | 0 | 0 | 286
258 |  |  |  | JBG | F10 |  | 0 | 0 | 0 | 0 | 0 | 0 | 0 | 0 | 0 | 287
259 |  |  |  | Total 512 |  |  | 0 | 0 | 0 | 0 | 0 | 0 | 0 | 0 | 0
260
261 |  | 513 | Maintenance of Electric Plant |  | F10 |  | 0 | 0 | 0 | 0 | 0 | 0 | 0 | 0 | 0 | 291
262 |  |  |  | JBG | F10 |  | 0 | 0 | 0 | 0 | 0 | 0 | 0 | 0 | 0 | 292
263 |  |  |  | Total 513 |  |  | 0 | 0 | 0 | 0 | 0 | 0 | 0 | 0 | 0
264
265 |  | 514 | Maint of Misc. Steam Plant |  | F10 |  | 0 | 0 | 0 | 0 | 0 | 0 | 0 | 0 | 0 | 296
266 |  |  |  | JBG | F10 |  | 0 | 0 | 0 | 0 | 0 | 0 | 0 | 0 | 0 | 297
267 |  |  |  | Total 514 |  |  | 0 | 0 | 0 | 0 | 0 | 0 | 0 | 0 | 0
268
269 |  | Total Steam Power Generation |  |  |  |  | 0 | 0 | 0 | 0 | 0 | 0 | 0 | 0 | 0
270
271
272 | [6 empty] | D: NUCLEAR POWER GENERATION
273
274
275 |  | 517 | Operation Super & Engineering |  | F10 |  | 0 | 0 | 0 | 0 | 0 | 0 | 0 | 0 | 0 | 304
276
277 |  | 518 | Nuclear Fuel Expense |  | F10 |  | 0 | 0 | 0 | 0 | 0 | 0 | 0 | 0 | 0 | 308
278
279 |  | 519 | Coolants and Water |  | F10 |  | 0 | 0 | 0 | 0 | 0 | 0 | 0 | 0 | 0 | 313
280
281 |  | 520 | Steam Expenses |  | F10 |  | 0 | 0 | 0 | 0 | 0 | 0 | 0 | 0 | 0 | 317
282
283 |  | 523 | Electric Expenses |  | F10 |  | 0 | 0 | 0 | 0 | 0 | 0 | 0 | 0 | 0 | 321
284
285 |  | 524 | Misc. Nuclear Expenses |  | F10 |  | 0 | 0 | 0 | 0 | 0 | 0 | 0 | 0 | 0 | 325
286
287 |  | 528 | Maint Supervision & Eng |  | F10 |  | 0 | 0 | 0 | 0 | 0 | 0 | 0 | 0 | 0 | 329
288
289 |  | 529 | Maintenance of Structures |  | F10 |  | 0 | 0 | 0 | 0 | 0 | 0 | 0 | 0 | 0 | 333
290
291 |  | 530 | Maintenance of Reactor Plant |  | F10 |  | 0 | 0 | 0 | 0 | 0 | 0 | 0 | 0 | 0 | 337
292
293 |  | 531 | Maintenance of Electric Plant |  | F10 |  | 0 | 0 | 0 | 0 | 0 | 0 | 0 | 0 | 0 | 341
294
295 |  | 532 | Maintenance of Misc Nuclear |  | F10 |  | 0 | 0 | 0 | 0 | 0 | 0 | 0 | 0 | 0 | 345
296
297 |  | Total Nuclear Power Generation |  |  |  |  | 0 | 0 | 0 | 0 | 0 | 0 | 0 | 0 | 0 | 348
298
299
300
301 |  | Distribution - METER - Unbundled |  |  |  |  | D: HYDRAULIC POWER GENERATION
302
303 |  | A |  | B | C |  | D | E | F | G | H | I | J | K
304 |  | FERC ACCT |  | DESCRIPTION | COS Factor |  | Washington Jurisdiction Normalized | Residential Schedule 16 | Small General Service Schedule 24 | Large General Service < 1,000 kW Schedule 36 | Large General Service > 1,000 kW Schedule 48 | Large General Dedicated Facilities Schedule 48 | Agricultural Pumping Schedule 40 | Street & Area Lighting Sch. 15, 51-54, 57
305 |  | 535 | Operation Super & Engineering
306 |  |  |  | SG | F10 |  | 0 | 0 | 0 | 0 | 0 | 0 | 0 | 0 | 0 | 353
307 |  |  |  | CAGW | F10 |  | 0 | 0 | 0 | 0 | 0 | 0 | 0 | 0 | 0 | 354
308
309 |  | 536 | Water For Power |  | F10 |  | 0 | 0 | 0 | 0 | 0 | 0 | 0 | 0 | 0 | 358
310
311 |  | 537 | Hydraulic Expenses |  | F10 |  | 0 | 0 | 0 | 0 | 0 | 0 | 0 | 0 | 0 | 362
312
313 |  | 538 | Electric Expenses |  | F10 |  | 0 | 0 | 0 | 0 | 0 | 0 | 0 | 0 | 0 | 366
314
315 |  | 539 | Misc. Hydro Expenses |  | F10 |  | 0 | 0 | 0 | 0 | 0 | 0 | 0 | 0 | 0 | 372
316
317 |  | 540 | Rents (Hydro Generation) |  | F10 |  | 0 | 0 | 0 | 0 | 0 | 0 | 0 | 0 | 0 | 375
318
319 |  | 541 | Maint Supervision & Engineering |  | F10 |  | 0 | 0 | 0 | 0 | 0 | 0 | 0 | 0 | 0 | 379
320
321 |  | 542 | Maintenance of Structures |  | F10 |  | 0 | 0 | 0 | 0 | 0 | 0 | 0 | 0 | 0 | 383
322
323 |  | 543 | Maint of Dams & Waterways |  | F10 |  | 0 | 0 | 0 | 0 | 0 | 0 | 0 | 0 | 0 | 387
324
325 |  | 544 | Maintenance of Electric Plant |  | F10 |  | 0 | 0 | 0 | 0 | 0 | 0 | 0 | 0 | 0 | 391
326
327 |  | 545 | Maint of Misc. Hydro Plant |  | F10
|  |  |  | SG | F10 |  | 0 | 0 | 0 | 0 | 0 | 0 | 0 | 0 | 0 | 395
|  |  |  | CAGW | F10 |  | 0 | 0 | 0 | 0 | 0 | 0 | 0 | 0 | 0 | 396
330
331 |  | Total Hydraulic Power Generation |  |  |  |  | 0 | 0 | 0 | 0 | 0 | 0 | 0 | 0 | 0
332
333
334 | [6 empty] | D: OTHER POWER GENERATION
335
336
337 |  | 546 | Operation Super & Engineering |  | F10 |  | 0 | 0 | 0 | 0 | 0 | 0 | 0 | 0 | 0 | 403
338
339 |  | 547 | Fuel |  | F10 |  | 0 | 0 | 0 | 0 | 0 | 0 | 0 | 0 | 0 | 407
340 |  |  |  | CAEW/CAEE | F10 |  | 0 | 0 | 0 | 0 | 0 | 0 | 0 | 0 | 0 | 408
341
342
343 |  | 547NPC | Fuel-NPC |  | F10
344 |  |  |  | CAEW | F10 |  | 0 | 0 | 0 | 0 | 0 | 0 | 0 | 0 | 0 | 411
345 |  |  |  | S | F10 |  | 0 | 0 | 0 | 0 | 0 | 0 | 0 | 0 | 0 | 412
346 |  |  |  | Total 547 |  |  | 0 | 0 | 0 | 0 | 0 | 0 | 0 | 0 | 0
347
348 |  | 548 | Generation Expense |  | F10 |  | 0 | 0 | 0 | 0 | 0 | 0 | 0 | 0 | 0 | 417
349 |  |  |  | CAGW | F10 |  | 0 | 0 | 0 | 0 | 0 | 0 | 0 | 0 | 0 | 419
350 |  |  |  | Total 548 |  |  | 0 | 0 | 0 | 0 | 0 | 0 | 0 | 0 | 0
351
352 |  | 549 | Miscellaneous Other |  | F10 |  | 0 | 0 | 0 | 0 | 0 | 0 | 0 | 0 | 0 | 423
353 |  |  |  | CAGE/CAGW | F10 |  | 0 | 0 | 0 | 0 | 0 | 0 | 0 | 0 | 0 | 424
354
355 |  | 550/551 | Maint Supervision & Engineering
356 |  |  |  | CAGW | F10 |  | 0 | 0 | 0 | 0 | 0 | 0 | 0 | 0 | 0 | 429
357 |  |  |  | SG | F10 |  | 0 | 0 | 0 | 0 | 0 | 0 | 0 | 0 | 0 | 430
358 |  |  |  | Total 550 |  |  | 0 | 0 | 0 | 0 | 0 | 0 | 0 | 0 | 0
359
360 |  | 552 | Maintenance of Structures |  | F10 |  | 0 | 0 | 0 | 0 | 0 | 0 | 0 | 0 | 0 | 436
361
362 |  | 553 | Maint of Generation & Elect Plant |  | F10 |  | 0 | 0 | 0 | 0 | 0 | 0 | 0 | 0 | 0 | 440
363 |  |  |  | CAGW | F10 |  | 0 | 0 | 0 | 0 | 0 | 0 | 0 | 0 | 0 | 441
364 |  |  |  | Total 553 |  |  | 0 | 0 | 0 | 0 | 0 | 0 | 0 | 0 | 0
365
366 |  | 554 | Maintenance of Misc. Other |  | F10 |  | 0 | 0 | 0 | 0 | 0 | 0 | 0 | 0 | 0 | 445
367 |  |  |  | CAGW | F10 |  | 0 | 0 | 0 | 0 | 0 | 0 | 0 | 0 | 0 | 446
368 |  |  |  | Total 554 |  |  | 0 | 0 | 0 | 0 | 0 | 0 | 0 | 0 | 0
369
370 |  | Total Other Power Generation |  |  |  |  | 0 | 0 | 0 | 0 | 0 | 0 | 0 | 0 | 0
371
372
373 | [6 empty] | D: OTHER POWER SUPPLY
374
375
376 |  | 555 | Purchased Power |  | F10 |  | 0 | 0 | 0 | 0 | 0 | 0 | 0 | 0 | 0 | 451
377 |  |  |  | SG | F10 |  | 0 | 0 | 0 | 0 | 0 | 0 | 0 | 0 | 0 | 452
378 |  |  |  | SE | F10 |  | 0 | 0 | 0 | 0 | 0 | 0 | 0 | 0 | 0 | 453
379
380 |  | 555NPC | Purchased Power-NPC
381 |  |  |  | CAGW | F10 |  | 0 | 0 | 0 | 0 | 0 | 0 | 0 | 0 | 0 | 456
382 |  |  |  | CAEW | F10 |  | 0 | 0 | 0 | 0 | 0 | 0 | 0 | 0 | 0 | 457
383 |  |  |  | DGP | F10 |  | 0 | 0 | 0 | 0 | 0 | 0 | 0 | 0 | 0 | 458
384 |  |  |  | DGP | F10 |  | 0 | 0 | 0 | 0 | 0 | 0 | 0 | 0 | 0 | 459
385 |  |  |  | Total 555 |  |  | 0 | 0 | 0 | 0 | 0 | 0 | 0 | 0 | 0
386
387
388 |  | 556 | System Control & Load Dispatch |  | F10 |  | 0 | 0 | 0 | 0 | 0 | 0 | 0 | 0 | 0 | 463
389
390 |  | 557 | Other Expenses |  | F10 |  | 0 | 0 | 0 | 0 | 0 | 0 | 0 | 0 | 0 | 472
391
392
393 |  | Embedded Cost Differentials
394 |  |  |  | Company Owned Hydro | F10 |  | 0 | 0 | 0 | 0 | 0 | 0 | 0 | 0 | 0 | 475
395 |  |  |  | Company Owned Hydro | F10 |  | 0 | 0 | 0 | 0 | 0 | 0 | 0 | 0 | 0 | 476
|  |  |  | Mid-C Contract | F10 |  | 0 | 0 | 0 | 0 | 0 | 0 | 0 | 0 | 0 | 477
397 |  |  |  | Mid-C Contract | F10 |  | 0 | 0 | 0 | 0 | 0 | 0 | 0 | 0 | 0 | 478
398 |  |  |  | Existing QF Contracts | F10 |  | 0 | 0 | 0 | 0 | 0 | 0 | 0 | 0 | 0 | 479
399 |  |  |  | Existing QF Contracts | F10 |  | 0 | 0 | 0 | 0 | 0 | 0 | 0 | 0 | 0 | 479
400 | [6 empty] | 0 | 0 | 0 | 0 | 0 | 0 | 0 | 0 | 0
401
402 |  | Total Other Power Supply |  |  |  |  | 0 | 0 | 0 | 0 | 0 | 0 | 0 | 0 | 0
403
404 |  | TOTAL GENERATION EXPENSE |  |  |  |  | 0 | 0 | 0 | 0 | 0 | 0 | 0 | 0 | 0
405
406 |  | Distribution - METER - Unbundled |  |  |  |  | D: TRANSMISSION EXPENSE
407
408
409 |  | A |  | B | C |  | D | E | F | G | H | I | J | K
410 |  | FERC ACCT |  | DESCRIPTION | COS Factor |  | Washington Jurisdiction Normalized | Residential Schedule 16 | Small General Service Schedule 24 | Large General Service < 1,000 kW Schedule 36 | Large General Service > 1,000 kW Schedule 48 | Large General Dedicated Facilities Schedule 48 | Agricultural Pumping Schedule 40 | Street & Area Lighting Sch. 15, 51-54, 57
411 |  | 560 | Operation Supervision & Eng |  | F12 |  | 0 | 0 | 0 | 0 | 0 | 0 | 0 | 0 | 0 | 491
412
413 |  | 561 | Load Dispatching |  | F12 |  | 0 | 0 | 0 | 0 | 0 | 0 | 0 | 0 | 0 | 496
414
415 |  | 562 | Station Expense |  | F12 |  | 0 | 0 | 0 | 0 | 0 | 0 | 0 | 0 | 0 | 502
416
417 |  | 563 | Overhead Line Expense |  | F12 |  | 0 | 0 | 0 | 0 | 0 | 0 | 0 | 0 | 0 | 507
418
419 |  | 564 | Underground Line Expense |  | F12 |  | 0 | 0 | 0 | 0 | 0 | 0 | 0 | 0 | 0 | 511
420
421 |  | 565 | Transm of Electricity by Others |  | F12 |  | 0 | 0 | 0 | 0 | 0 | 0 | 0 | 0 | 0 | 515
422
423 |  | 565NPC | Transmission of Electricity by Others-NPC
424 |  |  | CAGW |  | F12 |  | 0 | 0 | 0 | 0 | 0 | 0 | 0 | 0 | 0 | 518
425 |  |  | SE |  | F12 |  | 0 | 0 | 0 | 0 | 0 | 0 | 0 | 0 | 0 | 519
426 |  |  | SE |  | F12 |  | 0 | 0 | 0 | 0 | 0 | 0 | 0 | 0 | 0 | 520
427 | [6 empty] | 0 | 0 | 0 | 0 | 0 | 0 | 0 | 0 | 0
428
429 |  | 566 | Misc. Transmission Expense |  | F12 |  | 0 | 0 | 0 | 0 | 0 | 0 | 0 | 0 | 0 | 526
430
431 |  | 567 | Rents - Transmission |  | F12 |  | 0 | 0 | 0 | 0 | 0 | 0 | 0 | 0 | 0 | 531
432
433 |  | 568 | Maint Supervision & Engineering |  | F12 |  | 0 | 0 | 0 | 0 | 0 | 0 | 0 | 0 | 0 | 536
434
435 |  | 569 | Maintenance of Structures |  | F12 |  | 0 | 0 | 0 | 0 | 0 | 0 | 0 | 0 | 0 | 541
436
437 |  | 570 | Maint of Station Equipment |  | F12 |  | 0 | 0 | 0 | 0 | 0 | 0 | 0 | 0 | 0 | 547
438
439 |  | 571 | Maintenance of Overhead Lines |  | F12 |  | 0 | 0 | 0 | 0 | 0 | 0 | 0 | 0 | 0 | 553
440
441 |  | 572 | Maint of Underground Lines |  | F12 |  | 0 | 0 | 0 | 0 | 0 | 0 | 0 | 0 | 0 | 556
442
443 |  | 573 | Maint of Misc Transmission Plant |  | F12 |  | 0 | 0 | 0 | 0 | 0 | 0 | 0 | 0 | 0 | 560
444
445
446 |  | TOTAL TRANSMISSION EXPENSE |  |  |  |  | 0 | 0 | 0 | 0 | 0 | 0 | 0 | 0 | 0
447
448
449
450
451
452
453
454
455
456
457
458 |  | Distribution - METER - Unbundled |  |  |  |  | D: DISTRIBUTION EXPENSE
459
460
461 |  | A |  | B | C |  | D | E | F | G | H | I | J | K
462 |  | FERC ACCT |  | DESCRIPTION | COS Factor |  | Washington Jurisdiction Normalized | Residential Schedule 16 | Small General Service Schedule 24 | Large General Service < 1,000 kW Schedule 36 | Large General Service > 1,000 kW Schedule 48 | Large General Dedicated Facilities Schedule 48 | Agricultural Pumping Schedule 40 | Street & Area Lighting Sch. 15, 51-54, 57
463 |  | 580 | Operation Supervision & Eng |  | F131 |  | 338621.4923 | 180836.4298 | 48974.8179 | 55241.3614 | 23977.2335 | 9168.2597 | 13781.2261 | 6642.1638 | 0 | 568
464
465 |  | 581 | Load Dispatching |  | F20 |  | 0 | 0 | 0 | 0 | 0 | 0 | 0 | 0 | 0 | 573
466
467 |  | 582 | Station Expense |  | F120 |  | 0 | 0 | 0 | 0 | 0 | 0 | 0 | 0 | 0 | 578
468
469 |  | 583 | Overhead Line Expenses |  | F132 |  | 316203.07 | 167651.2069 | 44716.0778 | 60911.9094 | 27166.5173 | 0 | 15094.4339 | 662.9249 | 0 | 583
470
471 |  | 584 | Underground Line Expense |  | F133 |  | 0 | 0 | 0 | 0 | 0 | 0 | 0 | 0 | 0 | 588
472
473 |  | 585 | Street Lighting & Signal Systems |  | F130 |  | 0 | 0 | 0 | 0 | 0 | 0 | 0 | 0 | 0 | 593
474
475 |  | 586 | Meter Expenses |  | F127 |  | 0 | 0 | 0 | 0 | 0 | 0 | 0 | 0 | 0 | 598
476
477 |  | 587 | Customer Installation Expenses |  | F20 |  | 1192506.63 | 520840.3098 | 157670.1616 | 241418.6897 | 107671.9655 | 102870.6678 | 59825.3853 | 2209.4503 | 0 | 603
478
479 |  | 588 | Misc. Distribution Expenses |  | F131 |  | 24372.5629 | 13015.8521 | 3525.0032 | 3976.0428 | 1725.7813 | 659.8931 | 991.9152 | 478.0753 | 0 | 609
480
481 |  | 589 | Rents |  | F131 |  | 85520.6826 | 45671.2148 | 12368.8542 | 13951.5035 | 6055.5795 | 2315.4934 | 3480.5229 | 1677.5143 | 0 | 614
482
483 |  | 590 | Maint Supervision & Engineering |  | F131 |  | 150426.7454 | 80333.4585 | 21756.2164 | 24540.0201 | 10651.4716 | 4072.8409 | 6122.0715 | 2950.6665 | 0 | 619
484
485 |  | 591 | Maintenance of Structures |  | F119 |  | 127057.8237 | 55493.8938 | 16799.2589 | 25722.4006 | 11472.1086 | 10960.5455 | 6374.2063 | 235.41 | 0 | 624
486
487 |  | 592 | Maint of Station Equipment |  | F120 |  | 0 | 0 | 0 | 0 | 0 | 0 | 0 | 0 | 0 | 629
488
489 |  | 593 | Maintenance of Overhead Lines |  | F134 |  | 4212435.0563 | 2417783.4178 | 651744.9154 | 676302.6779 | 296555.4299 | 0 | 162894.532 | 7154.0832 | 0 | 634
490
491 |  | 594 | Maint of Underground Lines |  | F135 |  | 1172604.6756 | 795399.6848 | 173937.5938 | 128240.4967 | 51562.6038 | 0 | 21636.9445 | 1827.3521 | 0 | 639
492
493 |  | 595 | Maint of Line Transformers |  | F125 |  | 0 | 0 | 0 | 0 | 0 | 0 | 0 | 0 | 0 | 644
494
495 |  | 596 | Maint of Street Lighting & Signals |  | F130 |  | 151010.34 | 0 | 0 | 0 | 0 | 0 | 0 | 151010.34 | 0 | 649
496
497 |  | 597 | Maintenance of Meters |  | F127 |  | 0 | 0 | 0 | 0 | 0 | 0 | 0 | 0 | 0 | 654
498
499 |  | 598 | Maint of Misc. Distribution Plant |  | F131 |  | 368373.9555 | 196725.3481 | 53277.9159 | 60095.0598 | 26083.9567 | 9973.8149 | 14992.0926 | 7225.7675 | 0 | 659
500
501 |  | TOTAL DISTRIBUTION EXPENSE |  |  |  |  | 8139133.0341 | 4473750.8164 | 1184770.8149 | 1290400.1619 | 562922.6475 | 140021.5154 | 305193.3303 | 182073.7477 | 0
502
503
504 | [6 empty] | D: CUSTOMER ACCOUNTS EXPENSE
505
506
507 |  | 901 | Supervision |  | F136 |  | 0 | 0 | 0 | 0 | 0 | 0 | 0 | 0 | 0 | 666
508
509 |  | 902 | Meter Reading Expense |  | F41 |  | 0 | 0 | 0 | 0 | 0 | 0 | 0 | 0 | 0 | 671
510
511 |  | 903 | Customer Receipts & Collections |  | F42 |  | 0 | 0 | 0 | 0 | 0 | 0 | 0 | 0 | 0 | 676
512
513 |  | 904 | Uncollectible Accounts |  | F80 |  | 0 | 0 | 0 | 0 | 0 | 0 | 0 | 0 | 0 | 682
514
515 |  | 905 | Misc. Customer Accounts Exp |  | F136 |  | 0 | 0 | 0 | 0 | 0 | 0 | 0 | 0 | 0 | 687
516
517 |  | TOTAL CUSTOMER ACCOUNTS EXPENSE |  |  |  |  | 0 | 0 | 0 | 0 | 0 | 0 | 0 | 0 | 0
518
519 |  | Distribution - METER - Unbundled |  |  |  |  | D: CUSTOMER SERVICE EXPENSE
520
521 |  | A |  | B | C |  | D | E | F | G | H | I | J | K
522 |  | FERC ACCT |  | DESCRIPTION | COS Factor |  | Washington Jurisdiction Normalized | Residential Schedule 16 | Small General Service Schedule 24 | Large General Service < 1,000 kW Schedule 36 | Large General Service > 1,000 kW Schedule 48 | Large General Dedicated Facilities Schedule 48 | Agricultural Pumping Schedule 40 | Street & Area Lighting Sch. 15, 51-54, 57
523 |  | 907 | Supervision |  | F40 |  | 0 | 0 | 0 | 0 | 0 | 0 | 0 | 0 | 0 | 694
524
525 |  | 908 | Customer Assistance |  | F40 |  | 0 | 0 | 0 | 0 | 0 | 0 | 0 | 0 | 0 | 699
526
527 |  | 909 | Informational & Instructional Adv |  | F40 |  | 0 | 0 | 0 | 0 | 0 | 0 | 0 | 0 | 0 | 705
528
529 |  | 910 | Misc. Customer Service |  | F40 |  | 0 | 0 | 0 | 0 | 0 | 0 | 0 | 0 | 0 | 710
530
531 |  | TOTAL CUSTOMER SERVICE EXPENSE |  |  |  |  | 0 | 0 | 0 | 0 | 0 | 0 | 0 | 0 | 0
532
533
534 | [6 empty] | D: SALES EXPENSE
535
536
537 |  | 911 | Supervision |  | F40 |  | 0 | 0 | 0 | 0 | 0 | 0 | 0 | 0 | 0 | 717
538
539 |  | 912 | Demonstration & Selling Expense |  | F40 |  | 0 | 0 | 0 | 0 | 0 | 0 | 0 | 0 | 0 | 722
540
541 |  | 913 | Advertising Expense |  | F40 |  | 0 | 0 | 0 | 0 | 0 | 0 | 0 | 0 | 0 | 727
542
543 |  | 916 | Misc. Sales Expense |  | F40 |  | 0 | 0 | 0 | 0 | 0 | 0 | 0 | 0 | 0 | 732
544
545 |  | TOTAL SALES EXPENSE |  |  |  |  | 0 | 0 | 0 | 0 | 0 | 0 | 0 | 0 | 0
546
547
548 | [6 empty] | D: ADMINISTRATION & GENERAL EXPENSE
549
550
551 |  | 920 | Administrative & General Salaries |  | F102D |  | 0 | 0 | 0 | 0 | 0 | 0 | 0 | 0 | 0 | 738
552 |  |  |  | Customer - System | F42 |  | 0 | 0 | 0 | 0 | 0 | 0 | 0 | 0 | 0 | 739
553 |  |  |  | System Overheads | F102D |  | 0 | 0 | 0 | 0 | 0 | 0 | 0 | 0 | 0 | 740
554 |  |  |  | Administrative & General Salaries |  |  | 0 | 0 | 0 | 0 | 0 | 0 | 0 | 0 | 0
555
556 |  | 921 | Office Supplies & expenses |  | F102D |  | 0 | 0 | 0 | 0 | 0 | 0 | 0 | 0 | 0 | 744
557 |  |  |  | Customer - System | F42 |  | 0 | 0 | 0 | 0 | 0 | 0 | 0 | 0 | 0 | 745
558 |  |  |  | System Overheads | F102D |  | 0 | 0 | 0 | 0 | 0 | 0 | 0 | 0 | 0 | 746
559 |  |  |  | Office Supplies & expenses |  |  | 0 | 0 | 0 | 0 | 0 | 0 | 0 | 0 | 0
560
561 |  | 922 | A&G Expenses Transferred |  | F102D |  | 0 | 0 | 0 | 0 | 0 | 0 | 0 | 0 | 0 | 750
562
563 |  | 923 | Outside Services |  | F102D |  | 0 | 0 | 0 | 0 | 0 | 0 | 0 | 0 | 0 | 754
564 |  |  |  | Customer - System | F42 |  | 0 | 0 | 0 | 0 | 0 | 0 | 0 | 0 | 0 | 755
565 |  |  |  | System Overheads | F102D |  | 0 | 0 | 0 | 0 | 0 | 0 | 0 | 0 | 0 | 756
|  |  |  | JBG | F102D |  | 0 | 0 | 0 | 0 | 0 | 0 | 0 | 0 | 0 | 757
567 |  |  |  | System Overheads | F102D |  | 0 | 0 | 0 | 0 | 0 | 0 | 0 | 0 | 0 | 758
568 |  |  |  | Outside Services |  |  | 0 | 0 | 0 | 0 | 0 | 0 | 0 | 0 | 0
569
570 |  | 924 | Property Insurance
571 |  |  |  | System Overheads | F102D |  | 0 | 0 | 0 | 0 | 0 | 0 | 0 | 0 |  | 763
572
573 |  | 925 | Injuries & Damages |  | F102D |  | 0 | 0 | 0 | 0 | 0 | 0 | 0 | 0 | 0 | 766
574 |  |  | Injuries & Damages |  | F102D |  | 0 | 0 | 0 | 0 | 0 | 0 | 0 | 0 | 0 | 767
575
576 |  | 926 | Employee Pensions & Benefits |  | F138D |  | 0 | 0 | 0 | 0 | 0 | 0 | 0 | 0 | 0 | 774
577
578 |  | 927 | Franchise Requirements |  | F102 |  | 0 | 0 | 0 | 0 | 0 | 0 | 0 | 0 | 0 | 779
579
580 |  | 928 | Regulatory Commission Expense |  | F141 |  | 0 | 0 | 0 | 0 | 0 | 0 | 0 | 0 | 0 | 786
581 |  |  |  | Regulatory Expense | F141 |  | 0 | 0 | 0 | 0 | 0 | 0 | 0 | 0 | 0 | 787
582
583 |  | 929 | Duplicate Charges |  | F138D |  | 0 | 0 | 0 | 0 | 0 | 0 | 0 | 0 | 0 | 795
584
585 |  | 930 | Misc General Expenses
586 |  |  |  | Situs | F138D |  | 0 | 0 | 0 | 0 | 0 | 0 | 0 | 0 | 0 | 798
587 |  |  |  | Customer | F138D |  | 0 | 0 | 0 | 0 | 0 | 0 | 0 | 0 | 0 | 799
588 |  |  |  | Labor | F138D |  | 0 | 0 | 0 | 0 | 0 | 0 | 0 | 0 | 0 | 800
589 |  |  |  | Labor | F138D |  | 0 | 0 | 0 | 0 | 0 | 0 | 0 | 0 | 0 | 801
590 |  |  |  | Customer | F138D |  | 0 | 0 | 0 | 0 | 0 | 0 | 0 | 0 | 0 | 802
591
592 |  | 931 | Rents |  | F102D |  | 0 | 0 | 0 | 0 | 0 | 0 | 0 | 0 | 0 | 808
593
594 |  | 935 | Maintenance of General Plant |  | F108 |  | 0 | 0 | 0 | 0 | 0 | 0 | 0 | 0 | 0 | 814
595
596 |  | TOTAL ADMINISTRATIVE & GEN EXPENSE |  |  |  |  | 0 | 0 | 0 | 0 | 0 | 0 | 0 | 0 | 0
597
598
599 |  | TOTAL O & M EXPENSE |  |  |  |  | 8139133.0341 | 4473750.8164 | 1184770.8149 | 1290400.1619 | 562922.6475 | 140021.5154 | 305193.3303 | 182073.7477 | 0
600
601 |  | Distribution - METER - Unbundled |  |  |  |  | D: DEPRECIATION EXPENSE
602
603 |  | A |  | B | C |  | D | E | F | G | H | I | J | K
604 |  | FERC ACCT |  | DESCRIPTION | COS Factor |  | Washington Jurisdiction Normalized | Residential Schedule 16 | Small General Service Schedule 24 | Large General Service < 1,000 kW Schedule 36 | Large General Service > 1,000 kW Schedule 48 | Large General Dedicated Facilities Schedule 48 | Agricultural Pumping Schedule 40 | Street & Area Lighting Sch. 15, 51-54, 57
605 |  | 403SP | Steam Depreciation |  | F10 |  | 0 | 0 | 0 | 0 | 0 | 0 | 0 | 0 | 0 | 827
606
607 |  | 403NP | Nuclear Depreciation |  | F10 |  | 0 | 0 | 0 | 0 | 0 | 0 | 0 | 0 | 0 | 831
608
609 |  | 403HP | Hydro Depreciation |  | F10 |  | 0 | 0 | 0 | 0 | 0 | 0 | 0 | 0 | 0 | 838
610
611 |  | 403OP | Other Generation Depreciation |  | F10 |  | 0 | 0 | 0 | 0 | 0 | 0 | 0 | 0 | 0 | 841
612 |  |  |  | SG | F10 |  | 0 | 0 | 0 | 0 | 0 | 0 | 0 | 0 | 0 | 842
613 |  |  |  | CAEW | F10 |  | 0 | 0 | 0 | 0 | 0 | 0 | 0 | 0 | 0 | 843
614 |  |  |  | CAGW | F10 |  | 0 | 0 | 0 | 0 | 0 | 0 | 0 | 0 | 0 | 844
615 |  |  |  | CAGE | F10 |  | 0 | 0 | 0 | 0 | 0 | 0 | 0 | 0 | 0 | 845
616 |  |  |  | Total 403OP |  |  | 0 | 0 | 0 | 0 | 0 | 0 | 0 | 0 | 0
617
618 |  | 403TP | Transmission Depreciation |  | F106 |  | 0 | 0 | 0 | 0 | 0 | 0 | 0 | 0 | 0 | 853
619
620 |  | 403 | Distribution Depreciation
621 |  |  |  | Land Rights | F118 |  | 5720.9797 | 2734.5985 | 827.8249 | 1267.5347 | 565.3164 | 0 | 314.1047 | 11.6004 | 0 | 856
622 |  |  |  | Structures | F119 |  | 63232.0597 | 27617.2935 | 8360.3804 | 12801.1037 | 5709.2514 | 5454.665 | 3172.2107 | 117.155 | 0 | 857
623 |  |  |  | Station Equip | F120 |  | 0 | 0 | 0 | 0 | 0 | 0 | 0 | 0 | 0 | 858
624 |  |  |  | Poles & Towers | F121 |  | 3907338.7905 | 1875044.7516 | 564928.5217 | 861630.1376 | 384284.2928 | 0 | 213518.4935 | 7932.5933 | 0 | 860
625 |  |  |  | OH Conductors | F122 |  | 1818906.9494 | 1100814.5662 | 248639.6766 | 274801.2061 | 122560.4613 | 0 | 68097.8264 | 3993.2128 | 0 | 861
626 |  |  |  | UG Conduit | F123 |  | 524953.2894 | 355050.0207 | 69410.4409 | 58620.1807 | 26144.4136 | 0 | 14526.5261 | 1201.7073 | 0 | 862
627 |  |  |  | UG Conductor | F124 |  | 724446.6986 | 494420.8035 | 95508.3099 | 78434.8798 | 34981.7062 | 0 | 19436.759 | 1664.2402 | 0 | 863
628 |  |  |  | Line Transformer | F125 |  | 0 | 0 | 0 | 0 | 0 | 0 | 0 | 0 | 0 | 864
629 |  |  |  | Services | F126 |  | 0 | 0 | 0 | 0 | 0 | 0 | 0 | 0 | 0 | 865
630 |  |  |  | Meters | F127 |  | 0 | 0 | 0 | 0 | 0 | 0 | 0 | 0 | 0 | 866
631 |  |  |  | Inst Cust Premises | F128 |  | 17629.4354 | 0 | 0 | 0 | 0 | 0 | 0 | 17629.4354 | 0 | 867
632 |  |  |  | Leased Property | F129 |  | 0 | 0 | 0 | 0 | 0 | 0 | 0 | 0 | 0 | 868
633 |  |  |  | Street Lighting | F130 |  | 124644.0927 | 0 | 0 | 0 | 0 | 0 | 0 | 124644.0927 | 0 | 869
634 |  |  | Total Distribution Expense |  |  |  | 7186872.2955 | 3855682.034 | 987675.1544 | 1287555.0426 | 574245.4417 | 5454.665 | 319065.9205 | 157194.0372 | 0
635
636 |  | 403GP | General Depreciation
637 |  |  |  | S | F107D |  | 378816.327 | 212843.7273 | 63351.4034 | 52155.0996 | 20287.5439 | 4294.0544 | 21342.9429 | 4541.5555 | 0 | 873
638 |  |  |  | DGP | F105D |  | 0 | 0 | 0 | 0 | 0 | 0 | 0 | 0 | 0 | 874
639 |  |  |  | DGU | F105D |  | 0 | 0 | 0 | 0 | 0 | 0 | 0 | 0 | 0 | 875
640 |  |  |  | SE | F10 |  | 0 | 0 | 0 | 0 | 0 | 0 | 0 | 0 | 0 | 876
641 |  |  |  | CN | F42 |  | 0 | 0 | 0 | 0 | 0 | 0 | 0 | 0 | 0 | 877
642 |  |  |  | SG/CAGW/CAGE | F105D |  | 0 | 0 | 0 | 0 | 0 | 0 | 0 | 0 | 0 | 878
643 |  |  |  | SO | F102D |  | 139408.3605 | 78328.7122 | 23313.9774 | 19193.6208 | 7466.0278 | 1580.2568 | 7854.4256 | 1671.3398 | 0 | 879
644 |  |  |  | CAEW | F105D |  | 0 | 0 | 0 | 0 | 0 | 0 | 0 | 0 | 0 | 880
645 |  |  |  | JBG | F105D |  | 0 | 0 | 0 | 0 | 0 | 0 | 0 | 0 | 0 | 881
646 |  |  |  | JBE | F10 |  | 0 | 0 | 0 | 0 | 0 | 0 | 0 | 0 | 0 | 882
647 |  |  | Total General Expense |  |  |  | 518224.6875 | 291172.4395 | 86665.3808 | 71348.7205 | 27753.5717 | 5874.3113 | 29197.3685 | 6212.8953 | 0
648
649 |  | 403GV0 | General Vehicles |  | F105D |  | 0 | 0 | 0 | 0 | 0 | 0 | 0 | 0 | 0 | 886
650
651 |  | 403MP | Mining Depreciation |  | F10 |  | 0 | 0 | 0 | 0 | 0 | 0 | 0 | 0 | 0 | 890
652
653 |  | 403EP | Experimental Plant Depreciation |  | F10 |  | 0 | 0 | 0 | 0 | 0 | 0 | 0 | 0 | 0 | 896
654
655
656 |  | TOTAL DEPRECIATION EXPENSE |  |  |  |  | 7705096.983 | 4146854.4735 | 1074340.5352 | 1358903.763 | 601999.0135 | 11328.9763 | 348263.289 | 163406.9325 | 0
657
658 | [6 empty] | D: AMORTIZATION EXPENSE
659
660
661 |  | 404CLG | Amort of LT Plant - Cap. Lease Gen
662 |  |  |  | S | F12 |  | -33248.383 | -15103.0081 | -4331.0048 | -6878.9128 | -2975.5746 | -2715.8799 | -1204.8971 | -39.1057 | 0 | 901
663 |  |  |  | SG/CAGW | F10 |  | 0 | 0 | 0 | 0 | 0 | 0 | 0 | 0 | 0 | 902
664 |  |  |  | SO | F102D |  | 3911.1458 | 2197.5369 | 654.081 | 538.4831 | 209.4618 | 44.3346 | 220.3584 | 46.89 | 0 | 903
665 |  |  |  | DGU | F10 | [10 empty] | 904
666 |  |  |  | CN | F42 |  | 0 | 0 | 0 | 0 | 0 | 0 | 0 | 0 | 0 | 905
667 |  |  |  | DGP | F10 |  | 0 | 0 | 0 | 0 | 0 | 0 | 0 | 0 | 0 | 906
668 |  |  |  | SG | F10 |  | 0 | 0 | 0 | 0 | 0 | 0 | 0 | 0 | 0 | 907
669 |  |  | Total Amort. Cap. Lease General |  |  |  | -29337.2372 | -12905.4712 | -3676.9238 | -6340.4297 | -2766.1128 | -2671.5453 | -984.5387 | 7.7843 | 0
670
671 |  | 404CLS | Amort of LT Plant - Cap Lease Steam |  | F10 |  | 0 | 0 | 0 | 0 | 0 | 0 | 0 | 0 | 0 | 913
672
673 |  | 404IP | Amort of LT Plant - Intangible Plant
674 |  |  |  | S | F107D |  | -632.9578 | -355.637 | -105.8528 | -87.1451 | -33.8981 | -7.1749 | -35.6616 | -7.5884 | 0 | 916
675 |  |  |  | SE | F10 |  | 0 | 0 | 0 | 0 | 0 | 0 | 0 | 0 | 0 | 917
676 |  |  |  | SG/CAGW | F105D |  | 0 | 0 | 0 | 0 | 0 | 0 | 0 | 0 | 0 | 918
677 |  |  |  | SO | F102D |  | 114734.0183 | 64465.057 | 19187.5602 | 15796.479 | 6144.5911 | 1300.562 | 6464.2451 | 1375.5239 | 0 | 919
678 |  |  |  | CN | F42 |  | 0 | 0 | 0 | 0 | 0 | 0 | 0 | 0 | 0 | 920
679 |  |  |  | DGP | F10 |  | 0 | 0 | 0 | 0 | 0 | 0 | 0 | 0 | 0 | 921
680 |  |  |  | DGU | F10 |  | 0 | 0 | 0 | 0 | 0 | 0 | 0 | 0 | 0 | 922
681 |  |  |  | CAEW | F10 |  | 0 | 0 | 0 | 0 | 0 | 0 | 0 | 0 | 0 | 923
682 |  |  |  | CAGW | F105D |  | 0 | 0 | 0 | 0 | 0 | 0 | 0 | 0 | 0 | 924
683 |  |  |  | JBG | F105D |  | 0 | 0 | 0 | 0 | 0 | 0 | 0 | 0 | 0 | 925
684 |  |  | Total Amort. Intangible Plant |  |  |  | 114101.0605 | 64109.42 | 19081.7074 | 15709.3339 | 6110.693 | 1293.3871 | 6428.5836 | 1367.9355 | 0
685
686 |  | Distribution - METER - Unbundled |  |  |  |  | D: AMORTIZATION EXPENSE (continued)
687
688
689 |  | A |  | B | C |  | D | E | F | G | H | I | J | K
690 |  | FERC ACCT |  | DESCRIPTION | COS Factor |  | Washington Jurisdiction Normalized | Residential Schedule 16 | Small General Service Schedule 24 | Large General Service < 1,000 kW Schedule 36 | Large General Service > 1,000 kW Schedule 48 | Large General Dedicated Facilities Schedule 48 | Agricultural Pumping Schedule 40 | Street & Area Lighting Sch. 15, 51-54, 57
691 |  | 404O | Amort of LT Plant - Other Plant |  | F10 |  | 0 | 0 | 0 | 0 | 0 | 0 | 0 | 0 | 0 | 930
692
693 |  | 404HP | Amort of Other Electric Plant |  | F110 |  | 0 | 0 | 0 | 0 | 0 | 0 | 0 | 0 | 0 | 936
694
695 |  | 405 | Amort of Other Electric Plant |  | F110 |  | 0 | 0 | 0 | 0 | 0 | 0 | 0 | 0 | 0 | 944
696
697 |  | 406 | Amort of Plant Acquisition Adj |  | F10 |  | 0 | 0 | 0 | 0 | 0 | 0 | 0 | 0 | 0 | 952
698
699 |  | 407 | Amort of Prop Losses, Unrec Plant, |  | F110 |  | 0.13638 | 0.065602 | 0.018412 | 0.026068 | 0.010997 | 0.0096694 | 0.005063 | 0.0005719 | 0 | 961
700
701
702 |  | TOTAL AMORTIZATION EXPENSE |  |  |  |  | 84763.9597 | 51204.0144 | 15404.802 | 9368.9303 | 3344.5912 | -1378.1485 | 5444.0499 | 1375.7204 | 0
703
704
705 | [6 empty] | D: TAX OTHER THAN INCOME
706
707
708 |  | 408 | Total Taxes Other Than Income |  | F101D |  | 2964805.3038 | 1686894.2637 | 487754.1583 | 396991.8383 | 154699.4428 | 43368.3455 | 159481.4237 | 35615.8314 | 0 | 974
709
710
711 | [6 empty] | D: DEFERRED ITC
712
713
714 |  | 41140 | Deferred I T C - Federal |  | F101D |  | 0 | 0 | 0 | 0 | 0 | 0 | 0 | 0 | 0 | 979
715
716 |  | 41141 | Deferred I T C - Idaho |  | F101D |  | 0 | 0 | 0 | 0 | 0 | 0 | 0 | 0 | 0 | 984
717
718 |  | TOTAL DEFERRED ITC |  |  |  |  | 0 | 0 | 0 | 0 | 0 | 0 | 0 | 0 | 0
719
720
721 | [6 empty] | D: DEFERRED INCOME TAXES
722
723
724 |  | 41010 | Deferred Income Tax - Federal-DR |  | F101D |  | 2492127.736 | 1417953.4747 | 409991.7336 | 333699.6092 | 130035.7806 | 36454.1498 | 134055.3725 | 29937.6155 | 0 | 1032
725
726 |  | 41011 | Deferred Income Tax - State-DR |  | F101D |  | 0 | 0 | 0 | 0 | 0 | 0 | 0 | 0 | 0 | 1047
727
728 |  | 41110 | Deferred Income Tax - Federal-CR |  | F101D |  | -3612914.9654 | -2055651.1831 | -594377.7474 | -483774.6856 | -188516.9091 | -52848.713 | -194344.2363 | -43401.4909 | 0 | 1063
729
730 |  | 41111 | Deferred Income Tax - State-CR |  | F101D |  | 0 | 0 | 0 | 0 | 0 | 0 | 0 | 0 | 0 | 1078
731
732 |  | TOTAL DEFERRED INCOME TAXES |  |  |  |  | -1120787.2294 | -637697.7084 | -184386.0138 | -150075.0764 | -58481.1285 | -16394.5632 | -60288.8638 | -13463.8753 | 0
733
734
735
736
737
738 |  | 40911 | State Income Taxes |  | F101D |  | 0 | 0 | 0 | 0 | 0 | 0 | 0 | 0 | 0 | 1175
739
740 |  | 40910 | Federal Income Tax |  | F101D |  | 456694.2197 | 259846.695 | 75132.9284 | 61152.035 | 23829.6731 | 6680.3957 | 24566.2824 | 5486.2099 | 0 | 1208
741
742
743 |  | TOTAL OPERATING EXPENSES |  |  |  |  | 18229820.5314 | 9980904.4571 | 2653032.1089 | 2966765.2921 | 1288324.4654 | 183635.8546 | 782663.6524 | 374494.701 | 0
744
745
746 |  | Distribution - METER - Unbundled |  |  |  |  | D: STEAM GENERATION PLANT
747
748 |  | A |  | B | C |  | D | E | F | G | H | I | J | K
749 |  | FERC ACCT |  | DESCRIPTION | COS Factor |  | Washington Jurisdiction Normalized | Residential Schedule 16 | Small General Service Schedule 24 | Large General Service < 1,000 kW Schedule 36 | Large General Service > 1,000 kW Schedule 48 | Large General Dedicated Facilities Schedule 48 | Agricultural Pumping Schedule 40 | Street & Area Lighting Sch. 15, 51-54, 57
750 |  | 310 | Land and Land Rights |  | F10 |  | 0 | 0 | 0 | 0 | 0 | 0 | 0 | 0 | 0 | 1217
751 |  |  |  | JBG | F10 |  | 0 | 0 | 0 | 0 | 0 | 0 | 0 | 0 | 0 | 1219
752 |  |  |  | Total 310 |  |  | 0 | 0 | 0 | 0 | 0 | 0 | 0 | 0 | 0
753
754 |  | 311 | Structures and Improvements |  | F10 |  | 0 | 0 | 0 | 0 | 0 | 0 | 0 | 0 | 0 | 1225
755 |  |  |  | JBG | F10 |  | 0 | 0 | 0 | 0 | 0 | 0 | 0 | 0 | 0 | 1226
756 |  |  |  | Total 311 |  |  | 0 | 0 | 0 | 0 | 0 | 0 | 0 | 0 | 0
757
758 |  | 312 | Boiler Plant Equipment
759 |  |  |  | SG | F10 |  | 0 | 0 | 0 | 0 | 0 | 0 | 0 | 0 | 0 | 1230
760 |  |  |  | S | F10 |  | 0 | 0 | 0 | 0 | 0 | 0 | 0 | 0 | 0 | 1231
761 |  |  |  | CAGW | F10 |  | 0 | 0 | 0 | 0 | 0 | 0 | 0 | 0 | 0 | 1232
762 |  |  |  | JBG | F10 |  | 0 | 0 | 0 | 0 | 0 | 0 | 0 | 0 | 0 | 1233
763 |  |  |  | Total 312 |  |  | 0 | 0 | 0 | 0 | 0 | 0 | 0 | 0 | 0
764
765 |  | 314 | Turbogenerator Units |  | F10 |  | 0 | 0 | 0 | 0 | 0 | 0 | 0 | 0 | 0 | 1239
766 |  |  |  | JBG | F10 |  | 0 | 0 | 0 | 0 | 0 | 0 | 0 | 0 | 0 | 1240
767 |  |  |  | Total 314 |  |  | 0 | 0 | 0 | 0 | 0 | 0 | 0 | 0 | 0
768
769 |  | 315 | Accessory Electric Equipment |  | F10 |  | 0 | 0 | 0 | 0 | 0 | 0 | 0 | 0 | 0 | 1246
770 |  |  |  | JBG | F10 |  | 0 | 0 | 0 | 0 | 0 | 0 | 0 | 0 | 0 | 1247
771 |  |  |  | Total 316 |  |  | 0 | 0 | 0 | 0 | 0 | 0 | 0 | 0 | 0
772
773 |  | 316 | Misc Power Plant Equipment |  | F10 |  | 0 | 0 | 0 | 0 | 0 | 0 | 0 | 0 | 0 | 1253
774 |  |  |  | JBG | F10 |  | 0 | 0 | 0 | 0 | 0 | 0 | 0 | 0 | 0 | 1255
775 |  |  |  | Total 316 |  |  | 0 | 0 | 0 | 0 | 0 | 0 | 0 | 0 | 0
776
777 |  | S00 | Unclassified Steam Plant - Acct 300 |  | F10 |  | 0 | 0 | 0 | 0 | 0 | 0 | 0 | 0 | 0 | 1262
778
779
780
781 |  | Total Steam Generation Plant |  |  |  |  | 0 | 0 | 0 | 0 | 0 | 0 | 0 | 0 | 0
782
783
784 | [6 empty] | D: NUCLEAR GENERATION
785
786
787 |  | 320 | Land and Land Rights |  | F10 |  | 0 | 0 | 0 | 0 | 0 | 0 | 0 | 0 | 0 | 1268
788
789 |  | 321 | Structures and Improvements |  | F10 |  | 0 | 0 | 0 | 0 | 0 | 0 | 0 | 0 | 0 | 1272
790
791 |  | 322 | Reactor Plant Equipment |  | F10 |  | 0 | 0 | 0 | 0 | 0 | 0 | 0 | 0 | 0 | 1276
792
793 |  | 323 | Turbogenerator Units |  | F10 |  | 0 | 0 | 0 | 0 | 0 | 0 | 0 | 0 | 0 | 1280
794
795 |  | 324 | Land and Land Rights |  | F10 |  | 0 | 0 | 0 | 0 | 0 | 0 | 0 | 0 | 0 | 1284
796
797 |  | 325 | Misc. Power Plant Equipment |  | F10 |  | 0 | 0 | 0 | 0 | 0 | 0 | 0 | 0 | 0 | 1288
798
799 |  | N00 | Unclassified Nuclear Plt - Acct 300 |  | F10 |  | 0 | 0 | 0 | 0 | 0 | 0 | 0 | 0 | 0 | 1294
800
801 |  | Total Nuclear Generation Plant |  |  |  |  | 0 | 0 | 0 | 0 | 0 | 0 | 0 | 0 | 0
802
803
804 | [6 empty] | D: HYDRAULIC GENERATION PLANT
805
806
807 |  | 330 | Land and Land Rights |  | F10 |  | 0 | 0 | 0 | 0 | 0 | 0 | 0 | 0 | 0 | 1302
808
809 |  | 331 | Structures and Improvements |  | F10 |  | 0 | 0 | 0 | 0 | 0 | 0 | 0 | 0 | 0 | 1307
810
811 |  | 332 | Reservoirs, Dams & Waterways |  | F10 |  | 0 | 0 | 0 | 0 | 0 | 0 | 0 | 0 | 0 | 1312
812
813 |  | 333 | Water Wheel, Turbines, & Generators |  | F10 |  | 0 | 0 | 0 | 0 | 0 | 0 | 0 | 0 | 0 | 1317
814
815 |  | 334 | Accessory Electric Equipment |  | F10 |  | 0 | 0 | 0 | 0 | 0 | 0 | 0 | 0 | 0 | 1322
816
817 |  | 335 | Misc. Power Plant Equipment |  | F10 |  | 0 | 0 | 0 | 0 | 0 | 0 | 0 | 0 | 0 | 1327
818
819 |  | 336 | Roads, Railroads & Bridges |  | F10 |  | 0 | 0 | 0 | 0 | 0 | 0 | 0 | 0 | 0 | 1333
820
821 |  | H00 | Unclassified Hydro Plant - Acct 300 |  | F10 |  | 0 | 0 | 0 | 0 | 0 | 0 | 0 | 0 | 0 | 1339
822
823 |  | Total Hydraulic Plant |  |  |  |  | 0 | 0 | 0 | 0 | 0 | 0 | 0 | 0 | 0
824
825 |  | Distribution - METER - Unbundled
826 |  | A |  | B | C |  | D | E | F | G | H | I | J | K
827 |  | FERC ACCT |  | DESCRIPTION | COS Factor |  | Washington Jurisdiction Normalized | Residential Schedule 16 | Small General Service Schedule 24 | Large General Service < 1,000 kW Schedule 36 | Large General Service > 1,000 kW Schedule 48 | Large General Dedicated Facilities Schedule 48 | Agricultural Pumping Schedule 40 | Street & Area Lighting Sch. 15, 51-54, 57
828 |  | 340 | Land and Land Rights |  | F10 |  | 0 | 0 | 0 | 0 | 0 | 0 | 0 | 0 | 0 | 1347
829 |  |  |  | Total 340 |  |  | 0 | 0 | 0 | 0 | 0 | 0 | 0 | 0 | 0
830
831 |  | 341 | Structures and Improvements |  | F10 |  | 0 | 0 | 0 | 0 | 0 | 0 | 0 | 0 | 0 | 1352
832 |  |  |  | Total 341 |  |  | 0 | 0 | 0 | 0 | 0 | 0 | 0 | 0 | 0
833
834 |  | 342 | Fuel Holders, Producers & Access |  | F10 |  | 0 | 0 | 0 | 0 | 0 | 0 | 0 | 0 | 0 | 1357
835 |  |  |  | Total 342 |  |  | 0 | 0 | 0 | 0 | 0 | 0 | 0 | 0 | 0
836
837 |  | 343 | Prime Movers |  | F10 |  | 0 | 0 | 0 | 0 | 0 | 0 | 0 | 0 | 0 | 1365
838 |  |  |  | Total 343 |  |  | 0 | 0 | 0 | 0 | 0 | 0 | 0 | 0 | 0
839
840 |  | 344 | Generators |  | F10 |  | 0 | 0 | 0 | 0 | 0 | 0 | 0 | 0 | 0 | 1372
841 |  |  |  | Total 344 |  |  | 0 | 0 | 0 | 0 | 0 | 0 | 0 | 0 | 0
842
843 |  | 345 | Accessory Electric Plant |  | F10 |  | 0 | 0 | 0 | 0 | 0 | 0 | 0 | 0 | 0 | 1377
844 |  |  |  | Total 345 |  |  | 0 | 0 | 0 | 0 | 0 | 0 | 0 | 0 | 0
845
846 |  | 346 | Misc. Power Plant Equipment |  | F10 |  | 0 | 0 | 0 | 0 | 0 | 0 | 0 | 0 | 0 | 1382
847
848 |  | O00 | Unclassified Other Prod - Acct 300 |  | F10 |  | 0 | 0 | 0 | 0 | 0 | 0 | 0 | 0 | 0 | 1387
849
850 |  | Total Other Generation Plant |  |  |  |  | 0 | 0 | 0 | 0 | 0 | 0 | 0 | 0 | 0
851
852 |  | Experimental Plant
853 |  | 103 | Experimental Plant |  | F10 |  | 0 | 0 | 0 | 0 | 0 | 0 | 0 | 0 | 0 | 1393
854
855 |  | TOTAL GENERATION PLANT |  |  |  |  | 0 | 0 | 0 | 0 | 0 | 0 | 0 | 0 | 0
856
857 | [6 empty] | D: TRANSMISSION PLANT
858 |  | 350 | Land and Land Rights
859 |  |  |  | Demand | F12 |  | 0 | 0 | 0 | 0 | 0 | 0 | 0 | 0 | 0 | 1402
860 |  |  |  | Direct Assigned | A | 0 | 0 | 0 | 0 | 0 | 0 | 0 | 0 | 0 | 0
861 | [6 empty] | 0 | 0 | 0 | 0 | 0 | 0 | 0 | 0 | 0
862 |  | 352 | Structures and Improvements
863 |  |  |  | Demand | F12 |  | 0 | 0 | 0 | 0 | 0 | 0 | 0 | 0 | 0 | 1409
864 |  |  |  | Direct Assigned | A | 0 | 0 | 0 | 0 | 0 | 0 | 0 | 0 | 0 | 0
865 | [6 empty] | 0 | 0 | 0 | 0 | 0 | 0 | 0 | 0 | 0
866 |  | 353 | Station Equipment
867 |  |  |  | Demand | F12 |  | 0 | 0 | 0 | 0 | 0 | 0 | 0 | 0 | 0 | 1415
868 |  |  |  | Direct Assigned | A | 0 | 0 | 0 | 0 | 0 | 0 | 0 | 0 | 0 | 0
869 | [6 empty] | 0 | 0 | 0 | 0 | 0 | 0 | 0 | 0 | 0
870 |  | 354 | Towers and Fixtures
871 |  |  |  | Demand | F12 |  | 0 | 0 | 0 | 0 | 0 | 0 | 0 | 0 | 0 | 1421
872 |  |  |  | Direct Assigned | A | 0 | 0 | 0 | 0 | 0 | 0 | 0 | 0 | 0 | 0
873 | [6 empty] | 0 | 0 | 0 | 0 | 0 | 0 | 0 | 0 | 0
874 |  | 355 | Poles and Fixtures
875 |  |  |  | Demand | F12 |  | 0 | 0 | 0 | 0 | 0 | 0 | 0 | 0 | 0 | 1428
876 |  |  |  | Direct Assigned | A | 0 | 0 | 0 | 0 | 0 | 0 | 0 | 0 | 0 | 0
877 | [6 empty] | 0 | 0 | 0 | 0 | 0 | 0 | 0 | 0 | 0
878 |  | 356 | Overhead Conductors
879 |  |  |  | Demand | F12 |  | 0 | 0 | 0 | 0 | 0 | 0 | 0 | 0 | 0 | 1434
880 |  |  |  | Direct Assigned | A | 0 | 0 | 0 | 0 | 0 | 0 | 0 | 0 | 0 | 0
881 | [6 empty] | 0 | 0 | 0 | 0 | 0 | 0 | 0 | 0 | 0
882 |  | 357 | Underground Conduit
883 |  |  |  | Demand | F12 |  | 0 | 0 | 0 | 0 | 0 | 0 | 0 | 0 | 0 | 1440
884 |  |  |  | Direct Assigned | A | 0 | 0 | 0 | 0 | 0 | 0 | 0 | 0 | 0 | 0
885 | [6 empty] | 0 | 0 | 0 | 0 | 0 | 0 | 0 | 0 | 0
886 |  | 358 | Underground Conductors
887 |  |  |  | Demand | F12 |  | 0 | 0 | 0 | 0 | 0 | 0 | 0 | 0 | 0 | 1446
888 |  |  |  | Direct Assigned | A | 0 | 0 | 0 | 0 | 0 | 0 | 0 | 0 | 0 | 0
889 | [6 empty] | 0 | 0 | 0 | 0 | 0 | 0 | 0 | 0 | 0
890 |  | 359 | Roads and Trails
891 |  |  |  | Demand | F12 |  | 0 | 0 | 0 | 0 | 0 | 0 | 0 | 0 | 0 | 1452
892 |  |  |  | Direct Assigned | A | 0 | 0 | 0 | 0 | 0 | 0 | 0 | 0 | 0 | 0
893 | [6 empty] | 0 | 0 | 0 | 0 | 0 | 0 | 0 | 0 | 0
894
895 |  | T00 | Unclassified Trans Plant - Acct 300 |  | F10 |  | 0 | 0 | 0 | 0 | 0 | 0 | 0 | 0 | 0 | 1457
896 |  | TS0 | Unclassified Trans Sub - Acct 300 |  | F10 |  | 0 | 0 | 0 | 0 | 0 | 0 | 0 | 0 | 0 | 1461
897
898 |  | TOTAL TRANSMISSION PLANT |  |  |  |  | 0 | 0 | 0 | 0 | 0 | 0 | 0 | 0 | 0
899 |  | Distribution - METER - Unbundled |  |  |  |  | D: DISTRIBUTION PLANT
900 |  | A |  | B | C |  | D | E | F | G | H | I | J | K
901 |  | FERC ACCT |  | DESCRIPTION | COS Factor |  | Washington Jurisdiction Normalized | Residential Schedule 16 | Small General Service Schedule 24 | Large General Service < 1,000 kW Schedule 36 | Large General Service > 1,000 kW Schedule 48 | Large General Dedicated Facilities Schedule 48 | Agricultural Pumping Schedule 40 | Street & Area Lighting Sch. 15, 51-54, 57
902
903 |  | 360 | Land and Land Rights
904 |  |  |  | Demand Primary | F20A |  | 1423821.6217 | 680579.313 | 206026.7768 | 315460.5411 | 140694.395 | 0 | 78173.5185 | 2887.0772 | 0 | 1467
905 |  |  |  | Assigned | A | 0.76572 | 0 | 0 | 0 | 0 | 0 | 0 | 0 | 0 | 0
906 | [6 empty] | 1423821.6217 | 680579.313 | 206026.7768 | 315460.5411 | 140694.395 | 0 | 78173.5185 | 2887.0772 | 0
907 |  | 361 | Structures and Improvements
908 |  |  |  | Demand Primary | F20 |  | 3698367.792 | 1615302.5721 | 488988.6837 | 748721.2933 | 333927.3084 | 319036.8549 | 185538.8242 | 6852.2554 | 0 | 1473
909 |  |  |  | Assigned | A | 0.76572 | 0 | 0 | 0 | 0 | 0 | 0 | 0 | 0 | 0
910 | [6 empty] | 3698367.792 | 1615302.5721 | 488988.6837 | 748721.2933 | 333927.3084 | 319036.8549 | 185538.8242 | 6852.2554 | 0
911 |  | 362 | Station Equipment
912 |  |  |  | Demand Primary | F20A |  | 0 | 0 | 0 | 0 | 0 | 0 | 0 | 0 | 0 | 1479
913 |  |  |  | Assigned | A | 0 | 0 | 0 | 0 | 0 | 0 | 0 | 0 | 0 | 0
914 | [6 empty] | 0 | 0 | 0 | 0 | 0 | 0 | 0 | 0 | 0
915 |  | 364 | Poles, Towers & Fixtures
916 |  |  |  | Demand Primary | F20A | 1 | 107126151.4485 | 51205741.9628 | 15501138.1717 | 23734766.4833 | 10585630.1385 | 0 | 5881655.4367 | 217219.2554 | 0 | 1485
917 |  |  |  | Demand Secondary | F22 | 1 | 506775.6215 | 444899.5151 | 60581.3608 | 0 | 0 | 0 | 0 | 1294.7456 | 0
918 |  |  |  | Assigned | A | 1 | 0 | 0 | 0 | 0 | 0 | 0 | 0 | 0 | 0
919 | [6 empty] | 107632927.07 | 51650641.4779 | 15561719.5325 | 23734766.4833 | 10585630.1385 | 0 | 5881655.4367 | 218514.001 | 0
920 |  | 365 | Overhead Conductors
921 |  |  |  | Demand Primary | F20A | 1 | 49242497.587 | 23537657.1542 | 7125382.0724 | 10910120.1292 | 4865878.7747 | 0 | 2703610.6472 | 99848.8092 | 0 | 1492
922 |  |  |  | Demand Secondary | F22 | 1 | 22971498.873 | 20166733.1187 | 2746076.5714 | 0 | 0 | 0 | 0 | 58689.183 | 0
923 |  |  |  | Assigned | A | 1 | 0 | 0 | 0 | 0 | 0 | 0 | 0 | 0 | 0
924 | [6 empty] | 72213996.46 | 43704390.2729 | 9871458.6438 | 10910120.1292 | 4865878.7747 | 0 | 2703610.6472 | 158537.9922 | 0
925 |  | 366 | Underground Conduit
926 |  |  |  | Demand Primary | F20A | 1 | 9319834.4633 | 4454832.2908 | 1348578.6598 | 2064893.5079 | 920935.9176 | 0 | 511696.2973 | 18897.7899 | 0 | 1499
927 |  |  |  | Demand Secondary | F22 | 1 | 9171624.0367 | 8051790.4049 | 1096401.3288 | 0 | 0 | 0 | 0 | 23432.303 | 0
928 |  |  |  | Assigned | A | 1 | 0 | 0 | 0 | 0 | 0 | 0 | 0 | 0 | 0
929 | [6 empty] | 18491458.5 | 12506622.6957 | 2444979.9886 | 2064893.5079 | 920935.9176 | 0 | 511696.2973 | 42330.0929 | 0
930 |  | 367 | Underground Conductors
931 |  |  |  | Demand Primary | F20A | 1 | 13803507.174 | 6598004.474 | 1997365.4338 | 3058291.6963 | 1363988.3407 | 0 | 757867.9148 | 27989.3146 | 0 | 1506
932 |  |  |  | Demand Secondary | F22 | 1 | 14443738.556 | 12680192.194 | 1726644.4942 | 0 | 0 | 0 | 0 | 36901.8678 | 0
933 |  |  |  | Assigned | A | 1 | 0 | 0 | 0 | 0 | 0 | 0 | 0 | 0 | 0
934 | [6 empty] | 28247245.73 | 19278196.6679 | 3724009.928 | 3058291.6963 | 1363988.3407 | 0 | 757867.9148 | 64891.1824 | 0
935 |  | 368 | Line Transformers
936 |  |  |  | Demand Secondary | F21 |  | 0 | 0 | 0 | 0 | 0 | 0 | 0 | 0 | 0 | 1513
937 |  |  |  | Assigned | A | 0 | 0 | 0 | 0 | 0 | 0 | 0 | 0 | 0 | 0
938 | [6 empty] | 0 | 0 | 0 | 0 | 0 | 0 | 0 | 0 | 0
939 |  | 369 | Services
940 |  |  |  | Customer | F70 |  | 0 | 0 | 0 | 0 | 0 | 0 | 0 | 0 | 0 | 1519
941 |  |  |  | Assigned | A | 0 | 0 | 0 | 0 | 0 | 0 | 0 | 0 | 0 | 0
942 | [6 empty] | 0 | 0 | 0 | 0 | 0 | 0 | 0 | 0 | 0
943 |  | 370 | Meters
944 |  |  |  | Customer | F60A |  | 0 | 0 | 0 | 0 | 0 | 0 | 0 | 0 | 0 | 1526
945 |  |  |  | Assigned | A | 0 | 0 | 0 | 0 | 0 | 0 | 0 | 0 | 0 | 0
946 | [6 empty] | 0 | 0 | 0 | 0 | 0 | 0 | 0 | 0 | 0
947 |  | 371 | Install on Customers' Premises
948 |  |  |  | Demand Primary | F20 | 1 | 0 | 0 | 0 | 0 | 0 | 0 | 0 | 0 | 0 | 1532
949 |  |  |  | Demand Secondary | F22 | 1 | 0 | 0 | 0 | 0 | 0 | 0 | 0 | 0 | 0
950 |  |  |  | Assigned | A | 1 | 506969.62 | 0 | 0 | 0 | 0 | 0 | 0 | 506969.62 | 0
951 | [6 empty] | 506969.62 | 0 | 0 | 0 | 0 | 0 | 0 | 506969.62 | 0
952 |  | 372 | Leased Property
953 |  |  |  | Demand Primary | F20 | 0 | 0 | 0 | 0 | 0 | 0 | 0 | 0 | 0 | 0 | 1539
954 |  |  |  | Demand Secondary | F22 | 0 | 0 | 0 | 0 | 0 | 0 | 0 | 0 | 0 | 0
955 |  |  |  | Assigned | A | 0 | 0 | 0 | 0 | 0 | 0 | 0 | 0 | 0 | 0
956 | [6 empty] | 0 | 0 | 0 | 0 | 0 | 0 | 0 | 0 | 0
957
958 |  | 373 | Street Lights |  | A | 1 | 4707240.67 | 0 | 0 | 0 | 0 | 0 | 0 | 4707240.67 | 0 | 1548
959
960
961 |  | D00 | Unclassified Dist Plant - Acct 300 |  | F22 |  | 7195497.84 | 6316944.5493 | 860169.7324 | 0 | 0 | 0 | 0 | 18383.5583 | 0 | 1551
962 |  | DS0 | Unclassified Dist Sub - Acct 300 |  | F20 |  | 0 | 0 | 0 | 0 | 0 | 0 | 0 | 0 | 0 | 1555
963 |  | TOTAL DISTRIBUTION PLANT |  |  |  |  | 244117525.3037 | 135752677.5489 | 33157353.2857 | 40832253.6511 | 18211054.875 | 319036.8549 | 10118542.6387 | 5726606.4494 | 0
964
965 |  | Distribution - METER - Unbundled |  |  |  |  | DISTRIBUTION PLANT D: GENERAL PLANT
966
967 |  | A |  | B | C |  | D | E | F | G | H | I | J | K
968 |  | FERC ACCT |  | DESCRIPTION | COS Factor |  | Washington Jurisdiction Normalized | Residential Schedule 16 | Small General Service Schedule 24 | Large General Service < 1,000 kW Schedule 36 | Large General Service > 1,000 kW Schedule 48 | Large General Dedicated Facilities Schedule 48 | Agricultural Pumping Schedule 40 | Street & Area Lighting Sch. 15, 51-54, 57
969 |  | 389 | Land and Land Rights
970 |  |  |  | S | F107D |  | 358714.4191 | 201549.1639 | 59989.6579 | 49387.4866 | 19210.9843 | 4066.1902 | 20210.3785 | 4300.5576 | 0 | 1562
971 |  |  |  | CN | F42 |  | 0 | 0 | 0 | 0 | 0 | 0 | 0 | 0 | 0 | 1563
972 |  |  |  | DGU | F105D |  | 0 | 0 | 0 | 0 | 0 | 0 | 0 | 0 | 0 | 1564
973 |  |  |  | SG/CAGE/CAGW | F105D |  | 0 | 0 | 0 | 0 | 0 | 0 | 0 | 0 | 0 | 1565
974 |  |  |  | SO | F102D |  | 71392.5546 | 40112.995 | 11939.3442 | 9829.2643 | 3823.435 | 809.2669 | 4022.3378 | 855.9115 | 0 | 1566
975 |  |  | Total Land & Land Rights |  |  |  | 430106.9737 | 241662.1589 | 71929.0021 | 59216.7509 | 23034.4193 | 4875.4571 | 24232.7163 | 5156.4691 | 0
976
977 |  | 390 | Structures and Improvements
978 |  |  |  | S | F107D |  | 4530924.4691 | 2545768.9735 | 757729.8107 | 623813.7069 | 242654.0847 | 51360.0786 | 255277.4397 | 54320.3749 | 0 | 1570
979 |  |  |  | DGP | F105D |  | 0 | 0 | 0 | 0 | 0 | 0 | 0 | 0 | 0 | 1571
980 |  |  |  | DGU | F105D |  | 0 | 0 | 0 | 0 | 0 | 0 | 0 | 0 | 0 | 1572
981 |  |  |  | CN | F42 |  | 0 | 0 | 0 | 0 | 0 | 0 | 0 | 0 | 0 | 1573
982 |  |  |  | SG/CAGE/CAGW | F105D |  | 0 | 0 | 0 | 0 | 0 | 0 | 0 | 0 | 0 | 1574
983 |  |  |  | JBG | F105D |  | 0 | 0 | 0 | 0 | 0 | 0 | 0 | 0 | 0 | 1575
984 |  |  |  | SO | F102D |  | 920996.301 | 517475.8096 | 154022.95 | 126801.9629 | 49324.0432 | 10439.9097 | 51889.9795 | 11041.6461 | 0 | 1576
985
986 |  |  | Total Structures and Improvements |  |  |  | 5451920.7701 | 3063244.7831 | 911752.7606 | 750615.6698 | 291978.128 | 61799.9884 | 307167.4192 | 65362.021 | 0
987
988 |  | 391 | Office Furniture & Equipment
989 |  |  |  | S | F107D |  | 122755.8979 | 68972.2723 | 20529.1004 | 16900.9244 | 6574.2036 | 1391.4936 | 6916.207 | 1471.6967 | 0 | 1580
990 |  |  |  | SGP | F105D |  | 0 | 0 | 0 | 0 | 0 | 0 | 0 | 0 | 0 | 1581
991 |  |  |  | SGU | F105D |  | 0 | 0 | 0 | 0 | 0 | 0 | 0 | 0 | 0 | 1582
992 |  |  |  | CN | F42 |  | 0 | 0 | 0 | 0 | 0 | 0 | 0 | 0 | 0 | 1583
993 |  |  |  | SG/CAGE/CAGW | F105D |  | 0 | 0 | 0 | 0 | 0 | 0 | 0 | 0 | 0 | 1584
994 |  |  |  | SE | F10 |  | 0 | 0 | 0 | 0 | 0 | 0 | 0 | 0 | 0 | 1585
995 |  |  |  | SO | F102D |  | 581551.982 | 326753.8451 | 97255.93 | 80067.5668 | 31145.0709 | 6592.1548 | 32765.3003 | 6972.114 | 0 | 1586
996 |  |  |  | JBG | F105D |  | 0 | 0 | 0 | 0 | 0 | 0 | 0 | 0 | 0 | 1587
997 |  |  |  | JBE | F10 |  | 0 | 0 | 0 | 0 | 0 | 0 | 0 | 0 | 0 | 1588
998 |  |  | Total Office Furniture & Equipment |  |  |  | 704307.8799 | 395726.1174 | 117785.0304 | 96968.4912 | 37719.2745 | 7983.6484 | 39681.5073 | 8443.8106 | 0
999
1000 |  | 392 | Transportation Equipment
1001 |  |  |  | S | F107D |  | 1753107.3173 | 985010.0672 | 293181.1564 | 241366.2778 | 93887.8267 | 19872.2645 | 98772.0609 | 21017.6637 | 0 | 1592
1002 |  |  |  | SO | F102D |  | 86444.1308 | 48569.9525 | 14456.4968 | 11901.5521 | 4629.5235 | 979.8833 | 4870.3607 | 1036.3619 | 0 | 1593
1003 |  |  |  | SG/CAGE/CAGW | F105D |  | 0 | 0 | 0 | 0 | 0 | 0 | 0 | 0 | 0 | 1594
1004 |  |  |  | CN | F42 |  | 0 | 0 | 0 | 0 | 0 | 0 | 0 | 0 | 0 | 1595
1005 |  |  |  | SG-U | F105D |  | 0 | 0 | 0 | 0 | 0 | 0 | 0 | 0 | 0 | 1596
1006 |  |  |  | SE | F10 |  | 0 | 0 | 0 | 0 | 0 | 0 | 0 | 0 | 0 | 1597
1007 |  |  |  | SGP | F105D |  | 0 | 0 | 0 | 0 | 0 | 0 | 0 | 0 | 0 | 1598
1008 |  |  |  | JBG | F105D |  | 0 | 0 | 0 | 0 | 0 | 0 | 0 | 0 | 0 | 1599
1009 |  |  |  | CAGE | F10 |  | 0 | 0 | 0 | 0 | 0 | 0 | 0 | 0 | 0 | 1600
1010 |  |  | Total Transportation Equipment |  |  |  | 1839551.4482 | 1033580.0197 | 307637.6532 | 253267.8299 | 98517.3503 | 20852.1479 | 103642.4216 | 22054.0256 | 0
1011
1012 |  | 393 | Stores Equipment
1013 |  |  |  | S | F107D |  | 240143.5942 | 134928.3387 | 40160.4488 | 33062.7594 | 12860.9127 | 2722.1363 | 13529.9633 | 2879.035 | 0 | 1604
1014 |  |  |  | SG-P | F105D |  | 0 | 0 | 0 | 0 | 0 | 0 | 0 | 0 | 0 | 1605
1015 |  |  |  | SG-U | F105D |  | 0 | 0 | 0 | 0 | 0 | 0 | 0 | 0 | 0 | 1606
1016 |  |  |  | SO | F102D |  | 2422.8854 | 1361.3351 | 405.1916 | 333.5807 | 129.7579 | 27.4645 | 136.5081 | 29.0475 | 0 | 1607
1017 |  |  |  | SG/CAGE/CAGW | F105D |  | 0 | 0 | 0 | 0 | 0 | 0 | 0 | 0 | 0 | 1608
1018 |  |  |  | JBG | F105D |  | 0 | 0 | 0 | 0 | 0 | 0 | 0 | 0 | 0 | 1609
1019 |  |  | Total Stores Equipment |  |  |  | 242566.4797 | 136289.6738 | 40565.6404 | 33396.3402 | 12990.6706 | 2749.6008 | 13666.4714 | 2908.0825 | 0 | 1610
1020
1021 |  | 394 | Tools, Shop & Garage Equipment
1022 |  |  |  | S | F107D |  | 908527.8474 | 510470.2189 | 151937.7863 | 125085.3172 | 48656.294 | 10298.5742 | 51187.4926 | 10892.1642 | 0 | 1613
1023 |  |  |  | SG-P | F105D |  | 0 | 0 | 0 | 0 | 0 | 0 | 0 | 0 | 0 | 1614
1024 |  |  |  | SG/CAGE/CAGW | F105D |  | 0 | 0 | 0 | 0 | 0 | 0 | 0 | 0 | 0 | 1615
1025 |  |  |  | SO | F102D |  | 28366.6442 | 15938.2314 | 4743.8999 | 3905.4947 | 1519.1783 | 321.5487 | 1598.209 | 340.0822 | 0 | 1616
1026 |  |  |  | SE | F10 |  | 0 | 0 | 0 | 0 | 0 | 0 | 0 | 0 | 0 | 1617
1027 |  |  |  | SG-U | F105D |  | 0 | 0 | 0 | 0 | 0 | 0 | 0 | 0 | 0 | 1618
1028 |  |  |  | JBG | F105D |  | 0 | 0 | 0 | 0 | 0 | 0 | 0 | 0 | 0 | 1619
1029 |  |  |  | CAGE | F102D |  | 0 | 0 | 0 | 0 | 0 | 0 | 0 | 0 | 0 | 1620
1030 |  |  | Total Tools, Shop & Garage Equipment |  |  |  | 936894.4916 | 526408.4503 | 156681.6862 | 128990.8119 | 50175.4723 | 10620.1229 | 52785.7016 | 11232.2464 | 0
1031
1032 |  | 395 | Laboratory Equipment
1033 |  |  |  | S | F107D |  | 420136.7052 | 236060.2115 | 70261.6228 | 57844.0531 | 22500.4606 | 4762.4396 | 23670.98 | 5036.9375 | 0 | 1624
1034 |  |  |  | SGP | F105D |  | 0 | 0 | 0 | 0 | 0 | 0 | 0 | 0 | 0 | 1625
1035 |  |  |  | SGU | F105D |  | 0 | 0 | 0 | 0 | 0 | 0 | 0 | 0 | 0 | 1626
1036 |  |  |  | SO | F102D |  | 44184.7895 | 24825.8975 | 7389.2497 | 6083.3231 | 2366.3205 | 500.8546 | 2489.4213 | 529.7229 | 0 | 1627
1037 |  |  |  | SE | F10 |  | 0 | 0 | 0 | 0 | 0 | 0 | 0 | 0 | 0 | 1628
1038 |  |  |  | SG/CAGE/CAGW | F105D |  | 0 | 0 | 0 | 0 | 0 | 0 | 0 | 0 | 0 | 1629
1039 |  |  |  | JBG | F105D |  | 0 | 0 | 0 | 0 | 0 | 0 | 0 | 0 | 0 | 1630
1040 |  |  |  | CAGE | F102D |  | 0 | 0 | 0 | 0 | 0 | 0 | 0 | 0 | 0 | 1631
1041 |  |  | Total Laboratory Equipment |  |  |  | 464321.4947 | 260886.109 | 77650.8725 | 63927.3761 | 24866.7812 | 5263.2942 | 26160.4013 | 5566.6604 | 0
1042
1043 |  | 396 | Power Operated Equipment
1044 |  |  |  | S | F107D |  | 2846785.1876 | 1599509.6485 | 476082.5337 | 391942.8877 | 152459.8476 | 32269.598 | 160391.1165 | 34129.5556 | 0 | 1635
1045 |  |  |  | SG-P | F105D |  | 0 | 0 | 0 | 0 | 0 | 0 | 0 | 0 | 0 | 1636
1046 |  |  |  | SG/CAGE/CAGW | F105D |  | 0 | 0 | 0 | 0 | 0 | 0 | 0 | 0 | 0 | 1637
1047 |  |  |  | SO | F102D |  | 44615.8397 | 25068.0896 | 7461.3364 | 6142.6697 | 2389.4055 | 505.7407 | 2513.7072 | 534.8907 | 0 | 1638
1048 |  |  |  | SG-U | F105D |  | 0 | 0 | 0 | 0 | 0 | 0 | 0 | 0 | 0 | 1639
1049 |  |  |  | SE | F10 |  | 0 | 0 | 0 | 0 | 0 | 0 | 0 | 0 | 0 | 1640
1050 |  |  |  | JBG | F105D |  | 0 | 0 | 0 | 0 | 0 | 0 | 0 | 0 | 0 | 1641
1051 |  |  |  | CAGE | F102D |  | 0 | 0 | 0 | 0 | 0 | 0 | 0 | 0 | 0 | 1642
1052 |  |  | Total Power Operated Equipment |  |  |  | 2891401.0273 | 1624577.738 | 483543.8701 | 398085.5574 | 154849.2531 | 32775.3387 | 162904.8236 | 34664.4463 | 0
1053
1054 |  | 397 | Communication Equipment
1055 |  |  |  | S | F107D |  | 4475493.6246 | 2514624.3087 | 748459.8253 | 616182.0368 | 239685.4807 | 50731.7449 | 252154.4029 | 53655.8253 | 0 | 1646
1056 |  |  |  | SGP | F105D |  | 0 | 0 | 0 | 0 | 0 | 0 | 0 | 0 | 0 | 1647
1057 |  |  |  | SGU | F105D |  | 0 | 0 | 0 | 0 | 0 | 0 | 0 | 0 | 0 | 1648
1058 |  |  |  | SO | F102D |  | 908076.8247 | 510216.8049 | 151862.3595 | 125023.2208 | 48632.1395 | 10293.4616 | 51162.0815 | 10886.757 | 0 | 1649
1059 |  |  |  | CN | F42 |  | 0 | 0 | 0 | 0 | 0 | 0 | 0 | 0 | 0 | 1650
1060 |  |  |  | SG/CAGE/CAGW | F105D |  | 0 | 0 | 0 | 0 | 0 | 0 | 0 | 0 | 0 | 1651
1061 |  |  |  | SE | F10 |  | 0 | 0 | 0 | 0 | 0 | 0 | 0 | 0 | 0 | 1652
1062 |  |  |  | JBG | F105D |  | 0 | 0 | 0 | 0 | 0 | 0 | 0 | 0 | 0 | 1653
|  |  |  | CAGE | F105D |  | 0 | 0 | 0 | 0 | 0 | 0 | 0 | 0 | 0 | 1654
1064 |  |  |  | CAGE | F105D |  | 0 | 0 | 0 | 0 | 0 | 0 | 0 | 0 | 0 | 1655
1065 |  |  | Total Communication Equipment |  |  |  | 5383570.4493 | 3024841.1135 | 900322.1848 | 741205.2576 | 288317.6201 | 61025.2066 | 303316.4844 | 64542.5823 | 0
1066
1067 |  | Distribution - METER - Unbundled |  |  |  |  | D: GENERAL PLANT
1068
1069 |  | A |  | B | C |  | D | E | F | G | H | I | J | K
1070 |  | FERC ACCT |  | DESCRIPTION | COS Factor |  | Washington Jurisdiction Normalized | Residential Schedule 16 | Small General Service Schedule 24 | Large General Service < 1,000 kW Schedule 36 | Large General Service > 1,000 kW Schedule 48 | Large General Dedicated Facilities Schedule 48 | Agricultural Pumping Schedule 40 | Street & Area Lighting Sch. 15, 51-54, 57
1071 |  | 398 | Misc. Equipment
1072 |  |  |  | S | F107D |  | 60023.9243 | 33725.3567 | 10038.1097 | 8264.0412 | 3214.5869 | 680.3983 | 3381.8162 | 719.6152 | 0 | 1659
1073 |  |  |  | SGP | F105D |  | 0 | 0 | 0 | 0 | 0 | 0 | 0 | 0 | 0 | 1660
1074 |  |  |  | SGU | F105D |  | 0 | 0 | 0 | 0 | 0 | 0 | 0 | 0 | 0 | 1661
|  |  |  | CN | F42 |  | 0 | 0 | 0 | 0 | 0 | 0 | 0 | 0 | 0 | 1662
1076 |  |  |  | SO | F102D |  | 22973.6372 | 12908.0882 | 3841.9996 | 3162.9902 | 1230.3553 | 260.4166 | 1294.3609 | 275.4265 | 0 | 1663
1077 |  |  |  | SE | F10 |  | 0 | 0 | 0 | 0 | 0 | 0 | 0 | 0 | 0 | 1664
1078 |  |  |  | SG | F105D |  | 0 | 0 | 0 | 0 | 0 | 0 | 0 | 0 | 0 | 1665
1079 |  |  |  | JBG | F105D |  | 0 | 0 | 0 | 0 | 0 | 0 | 0 | 0 | 0 | 1666
1080 |  |  | Total Misc. Equipment |  |  |  | 82997.5615 | 46633.445 | 13880.1092 | 11427.0315 | 4444.9422 | 940.8149 | 4676.177 | 995.0417 | 0
1081
1082 |  | 399 | Coal Mine |  | F10 |  | 0 | 0 | 0 | 0 | 0 | 0 | 0 | 0 | 0 | 1674
1083 |  | 399L | WIDCO Capital Lease |  | F10 |  | 0 | 0 | 0 | 0 | 0 | 0 | 0 | 0 | 0 | 1677
1084 |  |  | Remove Capital Lease |  | F10 |  | 0 | 0 | 0 | 0 | 0 | 0 | 0 | 0 | 0 | 1680
1085
1086 |  | 390L | General Capital Lease
1087 |  |  |  | S | F10 |  | 0 | 0 | 0 | 0 | 0 | 0 | 0 | 0 | 0 | 1685
1088 |  |  |  | SG | F10 |  | 0 | 0 | 0 | 0 | 0 | 0 | 0 | 0 | 0 | 1686
1089 |  |  |  | SO-U | F10 |  | -15313.9904 | -6479.2417 | -2023.0057 | -3420.4638 | -1446.1455 | -1316.7686 | -603.6476 | -24.7174 | 0 | 1687
1091 |  |  | Remove Capital Lease |  |  |  | 15313.9904 | 6479.2417 | 2023.0057 | 3420.4638 | 1446.1455 | 1316.7686 | 603.6476 | 24.7174
1092
1093 |  | 392L | General Vehicles Capital Lease |  | F10 |  | 0 | 0 | 0 | 0 | 0 | 0 | 0 | 0 | 0 | 1694
1094 |  |  | Remove Capital Lease |  | F10 |  | 0 | 0 | 0 | 0 | 0 | 0 | 0 | 0 | 0 | 1697
1095
1096 |  | G00 | Unclassified Gen Plant - Acct 300 |  | F102D |  | 149030.4781 | 83735.0457 | 24923.1336 | 20518.3855 | 7981.3412 | 1689.3279 | 8396.5467 | 1786.6975 | 0 | 1707
1097 |  | GV0 | Unclassified Gen Veh - Acct 300 |  | F102D |  | 0 | 0 | 0 | 0 | 0 | 0 | 0 | 0 | 0 | 1715
1098
1099 |  | TOTAL GENERAL PLANT |  |  |  |  | 18576669.054 | 10437584.6544 | 3106671.9432 | 2557619.502 | 994875.2528 | 210574.9478 | 1046630.6705 | 222712.0833 | 0
1100
1101
1102
1103 | [6 empty] | D: INTANGIBLE PLANT
1104
1105 |  | 301 | Organization
1106 |  |  |  | S | F107D |  | 0 | 0 | 0 | 0 | 0 | 0 | 0 | 0 | 0 | 1720
1107 |  |  |  | SO | F102D |  | 0 | 0 | 0 | 0 | 0 | 0 | 0 | 0 | 0 | 1721
1108 |  |  |  | SG/CAGE/CAGW | F105D |  | 0 | 0 | 0 | 0 | 0 | 0 | 0 | 0 | 0 | 1722
1109 |  |  | Total Organization |  |  |  | 0 | 0 | 0 | 0 | 0 | 0 | 0 | 0 | 0
1110
1111 |  | 302 | Franchise & Consent
1112 |  |  |  | S | F107D |  | 0 | 0 | 0 | 0 | 0 | 0 | 0 | 0 | 0 | 1725
1113 |  |  |  | SG/CAGE/CAGW | F105D |  | 0 | 0 | 0 | 0 | 0 | 0 | 0 | 0 | 0 | 1726
1114 |  |  |  | DGP | F105D |  | 0 | 0 | 0 | 0 | 0 | 0 | 0 | 0 | 0 | 1727
1115 |  |  |  | DGU | F105D |  | 0 | 0 | 0 | 0 | 0 | 0 | 0 | 0 | 0 | 1728
1116 |  |  | Total Franchise & Consent |  |  |  | 0 | 0 | 0 | 0 | 0 | 0 | 0 | 0 | 0
1117
1118 |  | 303 | Miscellaneous Intangible Plant
1119 |  |  |  | S | F107D |  | -844741.7336 | -474631.0186 | -141270.5063 | -116303.301 | -45240.2227 | -9575.5297 | -47593.7104 | -10127.4449 | 0 | 1732
1120 |  |  |  | SG/CAGW | F105D |  | 0 | 0 | 0 | 0 | 0 | 0 | 0 | 0 | 0 | 1733
1121 |  |  |  | SO | F102D |  | 3720081.378 | 2090184.4239 | 622128.3487 | 512177.5413 | 199229.307 | 42168.8054 | 209593.6174 | 44599.3343 | 0 | 1734
1122 |  |  |  | SE | F105D |  | 0 | 0 | 0 | 0 | 0 | 0 | 0 | 0 | 0 | 1735
1123 |  |  |  | CN | F42 |  | 0 | 0 | 0 | 0 | 0 | 0 | 0 | 0 | 0 | 1736
1124 |  |  |  | DGU | F10 |  | 0 | 0 | 0 | 0 | 0 | 0 | 0 | 0 | 0 | 1737
1125 |  |  |  | DGP | F105D |  | 0 | 0 | 0 | 0 | 0 | 0 | 0 | 0 | 0 | 1738
1126 |  |  |  | JBG | F105D |  | 0 | 0 | 0 | 0 | 0 | 0 | 0 | 0 | 0 | 1739
1127 |  |  | Total Miscellaneous Intangible Plant |  |  |  | 2875339.6444 | 1615553.4053 | 480857.8424 | 395874.2403 | 153989.0842 | 32593.2757 | 161999.907 | 34471.8895 | 0
1128
1129 |  | I00 | Unclass Intangible Plant - Acct 300 |  | F102D |  | 0 | 0 | 0 | 0 | 0 | 0 | 0 | 0 | 0 | 1750
1130
1131 |  | TOTAL INTANGIBLE PLANT |  |  |  |  | 2875339.6444 | 1615553.4053 | 480857.8424 | 395874.2403 | 153989.0842 | 32593.2757 | 161999.907 | 34471.8895 | 0
1132
1133
1134 |  | TOTAL ELECTRIC PLANT IN SERVICE |  |  |  |  | 265569534.0021 | 147805815.6085 | 36744883.0713 | 43785747.3934 | 19359919.212 | 562205.0784 | 11327173.2162 | 5983790.4222 | 0
1135
1136
1137 |  | Distribution - METER - Unbundled |  |  |  |  | D: MISC RATE BASE
1138
1139 |  | A |  | B | C |  | D | E | F | G | H | I | J | K
1140 |  | FERC ACCT |  | DESCRIPTION | COS Factor |  | Washington Jurisdiction Normalized | Residential Schedule 16 | Small General Service Schedule 24 | Large General Service < 1,000 kW Schedule 36 | Large General Service > 1,000 kW Schedule 48 | Large General Dedicated Facilities Schedule 48 | Agricultural Pumping Schedule 40 | Street & Area Lighting Sch. 15, 51-54, 57
1141 |  | 105 | Plant Held For Future Use
1142 |  |  |  | S | F20 |  | 0 | 0 | 0 | 0 | 0 | 0 | 0 | 0 | 0 | 1758
1143 |  |  |  | SG/CAGE/CAGW | F10 |  | 0 | 0 | 0 | 0 | 0 | 0 | 0 | 0 | 0 | 1759
1144 |  |  |  | DNPT | F10 |  | 0 | 0 | 0 | 0 | 0 | 0 | 0 | 0 | 0 | 1760
1145 |  |  |  | DNPPOP | F10 |  | 0 | 0 | 0 | 0 | 0 | 0 | 0 | 0 | 0 | 1761
1146 |  |  |  | SE/CAEE/CAEW | F10 |  | 0 | 0 | 0 | 0 | 0 | 0 | 0 | 0 | 0 | 1762
1147 |  |  |  | DNPG | F102 |  | 0 | 0 | 0 | 0 | 0 | 0 | 0 | 0 | 0 | 1763
1148 |  |  | Total Plant Held For Future Use |  |  |  | 0 | 0 | 0 | 0 | 0 | 0 | 0 | 0 | 0
1149
1150 |  | 114 | Electric Plant Acquisition Adjust |  | F10 |  | 0 | 0 | 0 | 0 | 0 | 0 | 0 | 0 | 0 | 1770
1151
1152 |  | 128 | Pensions |  | F102D |  | 0 | 0 | 0 | 0 | 0 | 0 | 0 | 0 | 0 | 1774
1153
1154 |  | 124 | Weatherization |  | F10 |  | 0 | 0 | 0 | 0 | 0 | 0 | 0 | 0 | 0 | 1796
1155
1156 |  | 151 | Fuel Stock |  | F10 |  | 0 | 0 | 0 | 0 | 0 | 0 | 0 | 0 | 0 | 1799
1157 |  |  |  | JBG | F10 |  | 0 | 0 | 0 | 0 | 0 | 0 | 0 | 0 | 0 | 1800
1158 |  |  |  | Total Fuel Stock |  |  | 0 | 0 | 0 | 0 | 0 | 0 | 0 | 0 | 0
1159
1160 |  | 152 | Fuel Stock - Undistributed |  | F10 |  | 0 | 0 | 0 | 0 | 0 | 0 | 0 | 0 | 0 | 1805
1161
1162 |  | 25316 | DG&T Working Capital Deposit |  | F10 |  | 0 | 0 | 0 | 0 | 0 | 0 | 0 | 0 | 0 | 1810
1163
1164 |  | 25317 | DG&T Working Capital Deposit |  | F10 |  | 0 | 0 | 0 | 0 | 0 | 0 | 0 | 0 | 0 | 1814
1165
1166 |  | 25319 | Provo Working Capital Deposit |  | F10 |  | 0 | 0 | 0 | 0 | 0 | 0 | 0 | 0 | 0 | 1818
1167
1168 |  | 154 | Materials and Supplies |  | F102D |  | 0 | 0 | 0 | 0 | 0 | 0 | 0 | 0 | 0 | 1823
1169 |  |  |  | SG/CAGE/CAGW | F102D |  | 0 | 0 | 0 | 0 | 0 | 0 | 0 | 0 | 0 | 1824
1170 |  |  |  | SE/CAEE/CAEW | F102D |  | 0 | 0 | 0 | 0 | 0 | 0 | 0 | 0 | 0 | 1825
1171 |  |  |  | SO | F102D |  | 0 | 0 | 0 | 0 | 0 | 0 | 0 | 0 | 0 | 1826
1172 |  |  |  | DNPPS | F102D |  | 0 | 0 | 0 | 0 | 0 | 0 | 0 | 0 | 0 | 1827
1173 |  |  |  | DNPPH | F102D |  | 0 | 0 | 0 | 0 | 0 | 0 | 0 | 0 | 0 | 1828
1174 |  |  |  | DNPD | F102D |  | 0 | 0 | 0 | 0 | 0 | 0 | 0 | 0 | 0 | 1829
1175 |  |  |  | DNPT | F102D |  | 0 | 0 | 0 | 0 | 0 | 0 | 0 | 0 | 0 | 1830
1176 |  |  |  | DGU | F102D |  | 0 | 0 | 0 | 0 | 0 | 0 | 0 | 0 | 0 | 1831
1177 |  |  |  | DGP | F102D |  | 0 | 0 | 0 | 0 | 0 | 0 | 0 | 0 | 0 | 1832
1178 |  |  |  | JBG | F10 |  | 0 | 0 | 0 | 0 | 0 | 0 | 0 | 0 | 0 | 1833
1179 |  |  |  | SNPP | F102D |  | 0 | 0 | 0 | 0 | 0 | 0 | 0 | 0 | 0 | 1834
1180 |  |  |  | CAGE | F102D |  | 0 | 0 | 0 | 0 | 0 | 0 | 0 | 0 | 0 | 1835
1181 |  |  | Total Materials and Supplies |  |  |  | 0 | 0 | 0 | 0 | 0 | 0 | 0 | 0 | 0
1182
1183 |  | 163 | Stores Expense Undistributed |  | F102D |  | 0 | 0 | 0 | 0 | 0 | 0 | 0 | 0 | 0 | 1839
1184
1185 |  | 25318 | Provo Working Capital Deposit |  | F102D |  | 0 | 0 | 0 | 0 | 0 | 0 | 0 | 0 | 0 | 1844
1186
1187 |  | 165 | Prepayments |  | F102D |  | 0 | 0 | 0 | 0 | 0 | 0 | 0 | 0 | 0 | 1851
1188 |  |  |  | GPS | F42 |  | 6.7157e-11 | 5.4801e-11 | 9.4311e-12 | 5.6079e-13 | 1.5415e-13 | 2.2048e-15 | 9.4079e-13 | 1.2669e-12 | 0 | 1852
1189 |  |  |  | SG | F102D |  | 0 | 0 | 0 | 0 | 0 | 0 | 0 | 0 | 0 | 1853
1190 |  |  |  | SE | F102D |  | 0 | 0 | 0 | 0 | 0 | 0 | 0 | 0 | 0 | 1854
1191 |  |  |  | SO | F102D |  | 5.8085e-10 | 3.2636e-10 | 9.7139e-11 | 7.9972e-11 | 3.1108e-11 | 6.5842e-12 | 3.2726e-11 | 6.9637e-12 | 0 | 1855
1192 |  |  |  | Total Prepayments |  |  | 6.4801e-10 | 3.8116e-10 | 1.0657e-10 | 8.0532e-11 | 3.1262e-11 | 6.5865e-12 | 3.3667e-11 | 8.2306e-12 | 0
1193
1194 |  | 182 | Misc Regulatory Assets |  | F102D |  | 0 | 0 | 0 | 0 | 0 | 0 | 0 | 0 | 0 | 1859
1195 |  |  |  | SG/CAGW | F102D |  | 0 | 0 | 0 | 0 | 0 | 0 | 0 | 0 | 0 | 1860
1196 |  |  |  | CAGE | F102D |  | 0 | 0 | 0 | 0 | 0 | 0 | 0 | 0 | 0 | 1861
1197 |  |  |  | CAEW | F102D |  | 0 | 0 | 0 | 0 | 0 | 0 | 0 | 0 | 0 | 1862
1198 |  |  |  | CAEE | F10 |  | 0 | 0 | 0 | 0 | 0 | 0 | 0 | 0 | 0 | 1863
1199 |  |  |  | SE | F102D |  | 0 | 0 | 0 | 0 | 0 | 0 | 0 | 0 | 0 | 1864
1200 |  |  |  | SO | F102D |  | 0 | 0 | 0 | 0 | 0 | 0 | 0 | 0 | 0 | 1865
1201 |  |  |  | Total Misc Regulatory Assets |  |  | 0 | 0 | 0 | 0 | 0 | 0 | 0 | 0 | 0
1202
1203 |  | 186 | Misc Deferred Debits |  | F102D |  | 0 | 0 | 0 | 0 | 0 | 0 | 0 | 0 | 0 | 1869
1204 |  |  |  | CAEW | F102D |  | 0 | 0 | 0 | 0 | 0 | 0 | 0 | 0 | 0 | 1870
1205 |  |  |  | CAEE | F102D |  | 0 | 0 | 0 | 0 | 0 | 0 | 0 | 0 | 0 | 1871
1206 |  |  |  | SG | F102D |  | 0 | 0 | 0 | 0 | 0 | 0 | 0 | 0 | 0 | 1872
1207 |  |  |  | SO | F102D |  | -2.5106e-12 | -1.4106e-12 | -4.1987e-13 | -3.4566e-13 | -1.3446e-13 | -2.8459e-14 | -1.4145e-13 | -3.01e-14 | 0 | 1873
1208 |  |  |  | SE | F10 |  | 0 | 0 | 0 | 0 | 0 | 0 | 0 | 0 | 0 | 1874
1209 |  |  |  | JBE | F102D |  | 0 | 0 | 0 | 0 | 0 | 0 | 0 | 0 | 0 | 1875
1210 |  |  |  | EXCTAX | F102D |  | 0 | 0 | 0 | 0 | 0 | 0 | 0 | 0 | 0 | 1876
1211 |  |  |  | Total Misc Deferred Debits |  |  | -2.5106e-12 | -1.4106e-12 | -4.1987e-13 | -3.4566e-13 | -1.3446e-13 | -2.8459e-14 | -1.4145e-13 | -3.01e-14 | 0
1212
1213 |  | CWC | Cash Working Capital |  | F137D |  | 0 | 0 | 0 | 0 | 0 | 0 | 0 | 0 | 0 | 1884
1214
1215 |  | OWC | Other Working Capital |  | F137D |  | 0 | 0 | 0 | 0 | 0 | 0 | 0 | 0 | 0 | 1897
1216 |  |  |  | Total Other Working Capital |  |  | 0 | 0 | 0 | 0 | 0 | 0 | 0 | 0 | 0
1217
1218 |  | 18222 | Nuclear Plant |  | F10 |  | 0 | 0 | 0 | 0 | 0 | 0 | 0 | 0 | 0 | 1911
1219
1220 |  | 1869 | Misc Deferred Debits-Trojan |  | F10 |  | 0 | 0 | 0 | 0 | 0 | 0 | 0 | 0 | 0 | 1916
1221
1222 |  | 141 | Impact Housing - Notes Receivable |  | F10 |  | 0 | 0 | 0 | 0 | 0 | 0 | 0 | 0 | 0 | 1919
1223 |  | TOTAL RATE BASE ADDITIONS |  |  |  |  | 6.455e-10 | 3.7975e-10 | 1.0615e-10 | 8.0187e-11 | 3.1127e-11 | 6.558e-12 | 3.3525e-11 | 8.2005e-12 | 0
1224
1225 |  | Distribution - METER - Unbundled
1226
1227 |  | A |  | B | C |  | D | E | F | G | H | I | J | K
1228 |  | FERC ACCT |  | DESCRIPTION | COS Factor |  | Washington Jurisdiction Normalized | Residential Schedule 16 | Small General Service Schedule 24 | Large General Service < 1,000 kW Schedule 36 | Large General Service > 1,000 kW Schedule 48 | Large General Dedicated Facilities Schedule 48 | Agricultural Pumping Schedule 40 | Street & Area Lighting Sch. 15, 51-54, 57
1229
1230 |  | 235 | Customer Service Deposits |  | F51 |  | 0 | 0 | 0 | 0 | 0 | 0 | 0 | 0 | 0 | 1931
1231
1232 |  | 2281 | Accum Prov for Property Insurance |  | F102D |  | 0 | 0 | 0 | 0 | 0 | 0 | 0 | 0 | 0 | 1935
1233
1234 |  | 2282 | Accum Prov for Injuries & Damages |  | F102D |  | -37644.4116 | -21151.0864 | -6295.4686 | -5182.8496 | -2016.05 | -426.7164 | -2120.929 | -451.3116 | 0 | 1939
1235
1236 |  | 2283 | Accum Prov for Pension & Benefits |  | F102D |  | 651.1695 | 365.8695 | 108.8984 | 89.6524 | 34.8734 | 7.3813 | 36.6876 | 7.8067 | 0 | 1944
1237
1238 |  | 254 | Reg Liabilities - Insurance Provision |  | F10 |  | 0 | 0 | 0 | 0 | 0 | 0 | 0 | 0 | 0 | 1950
1239
1240 |  | 22844 | Accum Hydro Relicensing Obligation |  | F10 |  | 0 | 0 | 0 | 0 | 0 | 0 | 0 | 0 | 0 | 1954
1241
1242
1243 |  | 22842 | Accum Misc Oper Prov - Trojan |  | F10 |  | 0 | 0 | 0 | 0 | 0 | 0 | 0 | 0 | 0 | 1959
1244
1245 |  | 252 | Customer Advances for Const |  | F50 |  | -253450.3495 | -103093.6333 | -143237.3467 | -5143.6759 | 0 | 0 | -1975.6935 | 0 | 0 | 1967
1246
1247 |  | 25398 | SO2 Emissions |  | F10 |  | 0 | 0 | 0 | 0 | 0 | 0 | 0 | 0 | 0 | 1970
1248
1249 |  | 25399 | Other Deferred Credits |  | F10 |  | 0 | 0 | 0 | 0 | 0 | 0 | 0 | 0 | 0 | 1979
1250
1251 |  | 190 | Accum Deferred Income Taxes |  | F104D |  | 0 | 0 | 0 | 0 | 0 | 0 | 0 | 0 | 0 | 1982
1252 |  |  |  | SG/CAGW | F104D |  | 0 | 0 | 0 | 0 | 0 | 0 | 0 | 0 | 0 | 1983
1253 |  |  |  | DOP | F138D |  | 0.0097744 | 0.0052199 | 0.0014137 | 0.0015945 | 0.00069211 | 0.00026464 | 0.0003978 | 0.00019173 | 0 | 1984
1254 |  |  |  | CN | F104D |  | 0 | 0 | 0 | 0 | 0 | 0 | 0 | 0 | 0 | 1985
1255 |  |  |  | BADDEBT | F42 |  | 0 | 0 | 0 | 0 | 0 | 0 | 0 | 0 | 0 | 1986
1256 |  |  |  | JBG | F104D |  | 0 | 0 | 0 | 0 | 0 | 0 | 0 | 0 | 0 | 1987
1257 |  |  |  | JBE | F104D |  | 0 | 0 | 0 | 0 | 0 | 0 | 0 | 0 | 0 | 1988
1258 |  |  |  | SE/CAEW | F104D |  | 0 | 0 | 0 | 0 | 0 | 0 | 0 | 0 | 0 | 1989
1259 |  |  |  | SNP | F104D |  | 0 | 0 | 0 | 0 | 0 | 0 | 0 | 0 | 0 | 1990
1260 |  |  |  | SNPD | F104D |  | 0.00054579 | 0.00031032 | 9.0344e-05 | 7.2923e-05 | 2.8406e-05 | 7.9632e-06 | 2.9293e-05 | 6.5407e-06 | 0 | 1991
1261 |  |  |  | Total Accum Deferred Income Taxes |  |  | 0.01032 | 0.0055302 | 0.001504 | 0.0016675 | 0.00072051 | 0.00027261 | 0.00042709 | 0.00019827 | 0
1262
1263 |  | 281 | Accum Deferred Income Taxes |  | F104D |  | 0 | 0 | 0 | 0 | 0 | 0 | 0 | 0 | 0 | 1998
1264
1265 |  | 282 | Accum Deferred Income Taxes |  | F104D |  | -34707633.4538 | -19733659.1692 | -5745157.8105 | -4637300.996 | -1806398.7836 | -506396.7787 | -1862783.8465 | -415936.0694 | 0 | 2001
1266 |  |  |  |  | F104D |  | 0 | 0 | 0 | 0 | 0 | 0 | 0 | 0 | 0 | 2002
1267 |  |  |  |  | F104D |  | 0 | 0 | 0 | 0 | 0 | 0 | 0 | 0 | 0 | 2003
1268 |  |  |  |  | F104D |  | -2404.0791 | -1366.8831 | -397.9474 | -321.21 | -125.1231 | -35.0764 | -129.0287 | -28.8105 | 0 | 2004
1269 |  |  |  |  | F104D |  | 0 | 0 | 0 | 0 | 0 | 0 | 0 | 0 | 0 | 2005
1270 |  |  |  | DITBAL | F104D |  | 599.2278 | 340.7019 | 99.1902 | 80.0631 | 31.1875 | 8.7429 | 32.161 | 7.1811 | 0 | 2006
1271 |  |  |  | DGP | F42 |  | -6541.9823 | -5338.3557 | -918.7107 | -54.6279 | -15.0163 | -0.21477 | -91.6455 | -123.4114 | 0 | 2007
1272 |  |  |  | SO | F138D |  | -28389.0364 | -15160.7979 | -4105.9056 | -4631.2743 | -2010.1812 | -768.6401 | -1155.3777 | -556.8596 | 0 | 2008
1273 |  |  |  | JBE | F104D |  | 0.0049113 | 0.0027924 | 0.00081296 | 0.0006562 | 0.00025561 | 7.1657e-05 | 0.00026359 | 5.8857e-05 | 0 | 2009
1274 |  |  |  | SE | F104D |  | 0 | 0 | 0 | 0 | 0 | 0 | 0 | 0 | 0 | 2010
1275 |  |  |  | SG | F104D |  | 0 | 0 | 0 | 0 | 0 | 0 | 0 | 0 | 0 | 2011
1276 |  |  |  | Total Accum Deferred Income Taxes |  |  | -34744369.3189 | -19755184.5012 | -5750481.1832 | -4642228.0445 | -1808517.9164 | -507191.9669 | -1864127.7371 | -416637.9697 | 0
1277
1278
1279 |  | 283 | Accum Deferred Income Taxes |  | F104D |  | -0.005021 | -0.0028548 | -0.00083112 | -0.00067085 | -0.00026132 | -7.3257e-05 | -0.00026948 | -6.0171e-05 | 0 | 2015
1280 |  |  |  | SG/CAGW | F104D |  | 0 | 0 | 0 | 0 | 0 | 0 | 0 | 0 | 0 | 2016
1281 |  |  |  | SE | F104D |  | 0 | 0 | 0 | 0 | 0 | 0 | 0 | 0 | 0 | 2017
1282 |  |  |  | SO | F138D |  | 0.012318 | 0.0065784 | 0.0017816 | 0.0020095 | 0.00087223 | 0.00033352 | 0.00050133 | 0.00024163 | 0 | 2018
1283 |  |  |  | GPS | F104D |  | 0.0032579 | 0.0018524 | 0.00053929 | 0.00043529 | 0.00016956 | 4.7534e-05 | 0.00017486 | 3.9043e-05 | 0 | 2019
1284 |  |  |  | SNP | F104D |  | 0.000606 | 0.00034455 | 0.00010031 | 8.0968e-05 | 3.154e-05 | 8.8418e-06 | 3.2524e-05 | 7.2623e-06 | 0 | 2020
1285 |  |  |  | TROJD | F104D |  | 0 | 0 | 0 | 0 | 0 | 0 | 0 | 0 | 0 | 2021
1286 |  |  |  | SNPD | F104D |  | 0 | 0 | 0 | 0 | 0 | 0 | 0 | 0 | 0 | 2022
1287 |  |  |  | JBE | F104D |  | 0 | 0 | 0 | 0 | 0 | 0 | 0 | 0 | 0 | 2023
1288 |  |  |  | Total Accum Deferred Income Taxes |  |  | 0.011161 | 0.0059205 | 0.0015901 | 0.001855 | 0.00081201 | 0.00031664 | 0.00043923 | 0.00022776 | 0
1289
1290 |  | 255 | Accum Investment Tax Credit |  | F104D |  | -3483.2404 | -1980.46 | -576.5811 | -465.3972 | -181.2893 | -50.8217 | -186.948 | -41.7431 | 0 | 2037
1291 |  | TOTAL RATE BASE DEDUCTIONS |  |  |  |  | -35038296.1295 | -19881043.8 | -5900481.6781 | -4652930.3112 | -1810680.3807 | -507662.1231 | -1868374.6191 | -417123.2172 | 0
1292
1293 | [6 empty] | D: ACCUMULATED DEPRECIATION
1294 | [6 empty] | D: GENERATION PLANT
1295
1296 |  | 108SP | Steam Prod Accumulated Depr |  | F10 |  | 0 | 0 | 0 | 0 | 0 | 0 | 0 | 0 | 0 | 2048
1297
1298 |  | 108NP | Nuclear Prod Accumulated Depr |  | F10 |  | 0 | 0 | 0 | 0 | 0 | 0 | 0 | 0 | 0 | 2054
1299
1300 |  | 108HP | Hydraulic Prod Accum Depr |  | F10 |  | 0 | 0 | 0 | 0 | 0 | 0 | 0 | 0 | 0 | 2062
1301
1302 |  | 108OP | Other Generation - Accum Depr |  | F10 |  | 0 | 0 | 0 | 0 | 0 | 0 | 0 | 0 | 0 | 2065
1303 |  |  |  | SGU | F10 |  | 0 | 0 | 0 | 0 | 0 | 0 | 0 | 0 | 0 | 2066
1304 |  |  |  | SG-P | F10 |  | 0 | 0 | 0 | 0 | 0 | 0 | 0 | 0 | 0 | 2067
1305 |  |  |  | SG | F10 |  | 0 | 0 | 0 | 0 | 0 | 0 | 0 | 0 | 0 | 2068
1306 |  |  |  | CAEW | F10 |  | 0 | 0 | 0 | 0 | 0 | 0 | 0 | 0 | 0 | 2069
1307 |  |  |  | CAGE | F10 |  | 0 | 0 | 0 | 0 | 0 | 0 | 0 | 0 | 0 | 2070
1308 |  |  |  | Total Other Generation - Accum Depr |  |  | 0 | 0 | 0 | 0 | 0 | 0 | 0 | 0 | 0
1309
1310 |  | 108EP | Experimental Plant - Accum Depr |  | F10 |  | 0 | 0 | 0 | 0 | 0 | 0 | 0 | 0 | 0 | 2076
1311
1312
1313
1314 |  | TOTAL GENERATION PLANT DEPRECIATION |  |  |  |  | 0 | 0 | 0 | 0 | 0 | 0 | 0 | 0 | 0
1315
1316
1317 | [6 empty] | D: TRANSMISSION PLANT
1318
1319 |  | 108TP | Transmission Plant Accum Depr |  | F106 |  | 0 | 0 | 0 | 0 | 0 | 0 | 0 | 0 | 0 | 2087
1320
1321
1322 | [6 empty] | D: DISTRIBUTION PLANT
1323
1324 |  | 108360 | Land and Land Rights |  | F118 |  | -141265.1132 | -67523.9877 | -20441.0409 | -31298.5618 | -13959.0587 | 0 | -7756.0214 | -286.4427 | 0 | 2091
1325
1326 |  | 108361 | Structures and Improvements |  | F119 |  | -867247.2034 | -378779.6988 | -114665.1962 | -175571.0855 | -78304.1441 | -74812.4134 | -43507.8487 | -1606.8168 | 0 | 2095
1327
1328 |  | 108362 | Station Equipment |  | F120 |  | 0 | 0 | 0 | 0 | 0 | 0 | 0 | 0 | 0 | 2099
1329
1330 |  | Distribution - METER - Unbundled
1331
1332 |  | A |  | B | C |  | D | E | F | G | H | I | J | K
1333 |  | FERC ACCT |  | DESCRIPTION | COS Factor |  | Washington Jurisdiction Normalized | Residential Schedule 16 | Small General Service Schedule 24 | Large General Service < 1,000 kW Schedule 36 | Large General Service > 1,000 kW Schedule 48 | Large General Dedicated Facilities Schedule 48 | Agricultural Pumping Schedule 40 | Street & Area Lighting Sch. 15, 51-54, 57
1334
1335 |  | 108364 | Poles, Towers & Fixtures |  | F121 |  | -68568934.7 | -32904702.6697 | -9913792.7351 | -15120536.9715 | -6743711.2553 | 0 | -3746983.9254 | -139207.143 | 0 | 2103
1336
1337 |  | 108365 | Overhead Conductors |  | F122 |  | -33307044.13 | -20157644.319 | -4552983.1445 | -5032041.8537 | -2244274.6147 | 0 | -1246978.1975 | -73122.0007 | 0 | 2107
1338
1339 |  | 108366 | Underground Conduit |  | F123 |  | -10841847.81 | -7332839.6397 | -1433532.1865 | -1210681.1994 | -539959.9529 | 0 | -300015.9982 | -24818.8332 | 0 | 2111
1340
1341 |  | 108367 | Underground Conductors |  | F124 |  | -13085107.16 | -8930331.5326 | -1725090.9854 | -1416707.1351 | -631846.863 | 0 | -351070.7901 | -30059.8537 | 0 | 2115
1342
1343 |  | 108368 | Line Transformers |  | F125 |  | 0 | 0 | 0 | 0 | 0 | 0 | 0 | 0 | 0 | 2119
1344
1345 |  | 108369 | Services |  | F126 |  | 0 | 0 | 0 | 0 | 0 | 0 | 0 | 0 | 0 | 2123
1346
1347 |  | 108370 | Meters |  | F127 |  | 0 | 0 | 0 | 0 | 0 | 0 | 0 | 0 | 0 | 2127
1348
1349 |  | 108371 | Install on Customers' Premises |  | F128 |  | -361159.78 | 0 | 0 | 0 | 0 | 0 | 0 | -361159.78 | 0 | 2131
1350
1351 |  | 108372 | Leased Property |  | F129 |  | 0 | 0 | 0 | 0 | 0 | 0 | 0 | 0 | 0 | 2135
1352
1353 |  | 108373 | Street Lights |  | F130 |  | -2138770.53 | 0 | 0 | 0 | 0 | 0 | 0 | -2138770.53 | 0 | 2139
1354
1355 |  | 108D00 | Unclassified Dist Plant - Acct 300 |  | F121 |  | 0 | 0 | 0 | 0 | 0 | 0 | 0 | 0 | 0 | 2143
1356
1357 |  | 108DS | Unclassified Dist Sub - Acct 300 |  | F120 |  | 0 | 0 | 0 | 0 | 0 | 0 | 0 | 0 | 0 | 2147
1358
1359 |  | 108D | Unclassified Dist Sub - Acct 300 |  | F102D |  | 152748.6613 | 85824.1635 | 25544.9445 | 21030.3017 | 8180.4689 | 1731.4752 | 8606.0334 | 1831.2741 | 0 | 2151
1360
1361
1362 |  | TOTAL DISTRIBUTION PLANT DEPR |  |  |  |  | -129158627.7654 | -69685997.684 | -17734960.344 | -22965806.5053 | -10243875.4199 | -73080.9382 | -5687706.7479 | -2767200.126 | 0
1363
1364 | [6 empty] | D: GENERAL PLANT
1365 |  | 108GP | General Plant Accumulated Depr
1366 |  |  |  | S | F107D |  | -7740703.8037 | -4349232.4163 | -1294517.7232 | -1065733.3104 | -414554.1179 | -87744.3795 | -436120.0594 | -92801.797 | 0 | 2157
1367 |  |  |  | SG-P | F105D |  | 0 | 0 | 0 | 0 | 0 | 0 | 0 | 0 | 0 | 2158
1368 |  |  |  | SG-U | F105D |  | 0 | 0 | 0 | 0 | 0 | 0 | 0 | 0 | 0 | 2159
1369 |  |  |  | CAGW | F105D |  | 0 | 0 | 0 | 0 | 0 | 0 | 0 | 0 | 0 | 2160
1370 |  |  |  | CN | F42 |  | 0 | 0 | 0 | 0 | 0 | 0 | 0 | 0 | 0 | 2161
1371 |  |  |  | SO | F102D |  | -992622.888 | -557720.2992 | -166001.4326 | -136663.4486 | -53160.0118 | -11251.8295 | -55925.5029 | -11900.3633 | 0 | 2162
1372 |  |  |  | SE | F10 |  | 0 | 0 | 0 | 0 | 0 | 0 | 0 | 0 | 0 | 2163
1373 |  |  |  | JBG | F105D |  | 0 | 0 | 0 | 0 | 0 | 0 | 0 | 0 | 0 | 2164
1374 |  |  |  | CAGE | F105D |  | 0 | 0 | 0 | 0 | 0 | 0 | 0 | 0 | 0 | 2165
1375 |  |  |  | CAGE | F105D |  | 0 | 0 | 0 | 0 | 0 | 0 | 0 | 0 | 0 | 2166
1376 |  |  | Total General Plant Accumulated Depr |  |  |  | -8733326.6918 | -4906952.7155 | -1460519.1558 | -1202396.759 | -467714.1298 | -98996.209 | -492045.5623 | -104702.1603 | 0
1377
1378 |  | 108MP | Mining Plant Accumulated Depr. |  | F10 |  | 0 | 0 | 0 | 0 | 0 | 0 | 0 | 0 | 0 | 2173
1379
1380 |  | 1081390 | Accum Depr - Capital Lease |  | F10 |  | 0 | 0 | 0 | 0 | 0 | 0 | 0 | 0 | 0 | 2180
1381 |  |  | Remove Capital Lease |  | F10 |  | 0 | 0 | 0 | 0 | 0 | 0 | 0 | 0 | 0 | 2183
1382
1383 |  | 1081399L | Accum Depr - Capital Lease |  | F10 |  | 0 | 0 | 0 | 0 | 0 | 0 | 0 | 0 | 0 | 2187
1384 |  |  |  | SE | F10 |  | 0 | 0 | 0 | 0 | 0 | 0 | 0 | 0 | 0 | 2188
1385 |  |  | Remove Capital Lease |  | F10 |  | 0 | 0 | 0 | 0 | 0 | 0 | 0 | 0 | 0 | 2191
1386
1387 |  | TOTAL GENERAL PLANT ACCUM DEPR |  |  |  |  | -8733326.6918 | -4906952.7155 | -1460519.1558 | -1202396.759 | -467714.1298 | -98996.209 | -492045.5623 | -104702.1603 | 0
1388
1389
1390 |  | TOTAL ACCUM DEPR - PLANT IN SERVICE |  |  |  |  | -137891954.4571 | -74592950.3995 | -19195479.4998 | -24168203.2643 | -10711589.5496 | -172077.1472 | -6179752.3102 | -2871902.2864 | 0
1391
1392
1393 | [6 empty] | D: ACCUMULATED AMORTIZATION
1394
1395 |  | 111CLS | Accum Prov for Amort-Steam |  | F10 |  | 0 | 0 | 0 | 0 | 0 | 0 | 0 | 0 | 0 | 2204
1396
1397 |  | 111CLG | Accum Prov for Amort-General
1398 |  |  |  | S | F108 |  | -525260.4298 | -244960.0403 | -73787.5009 | -103681.9418 | -43428.3115 | -34710.8983 | -22470.703 | -2221.034 | 0 | 2208
1399 |  |  |  | CN | F108 |  | 0 | 0 | 0 | 0 | 0 | 0 | 0 | 0 | 0 | 2209
1400 |  |  |  | SG | F108 |  | 0 | 0 | 0 | 0 | 0 | 0 | 0 | 0 | 0 | 2210
1401 |  |  |  | SO | F108 |  | -35276.8845 | -16451.7001 | -4955.6239 | -6963.357 | -2916.678 | -2331.21 | -1509.1493 | -149.1663 | 0 | 2211
1402 |  |  |  | SE | F108 |  | 0 | 0 | 0 | 0 | 0 | 0 | 0 | 0 | 0 | 2212
1403 |  |  | Total Accum Prov for Amort-General |  |  |  | -560537.3142 | -261411.7404 | -78743.1248 | -110645.2988 | -46344.9894 | -37042.1083 | -23979.8523 | -2370.2003 | 0 | 2213
1404
1405 |  | 111CLH | Accum Prov for Amort-Hydro |  | F10 |  | 0 | 0 | 0 | 0 | 0 | 0 | 0 | 0 | 0 | 2219
1406
1407 |  | 111IP | Accum Prov for Amort-Intangible
1408 |  |  |  | S | F107D |  | 627.1379 | 352.367 | 104.8795 | 86.3438 | 33.5864 | 7.1089 | 35.3337 | 7.5186 | 0 | 2223
1409 |  |  |  | DGP | F105D |  | 0 | 0 | 0 | 0 | 0 | 0 | 0 | 0 | 0 | 2224
1410 |  |  |  | DGU | F105D |  | 0 | 0 | 0 | 0 | 0 | 0 | 0 | 0 | 0 | 2225
1411 |  |  |  | SE | F10 |  | 0 | 0 | 0 | 0 | 0 | 0 | 0 | 0 | 0 | 2226
1412 |  |  |  | SG | F105D |  | 0 | 0 | 0 | 0 | 0 | 0 | 0 | 0 | 0 | 2227
1413 |  |  |  | CN | F42 |  | 0 | 0 | 0 | 0 | 0 | 0 | 0 | 0 | 0 | 2228
1414 |  |  |  | JBG | F105D |  | 0 | 0 | 0 | 0 | 0 | 0 | 0 | 0 | 0 | 2229
1415 |  |  |  | CAGE | F105D |  | 0 | 0 | 0 | 0 | 0 | 0 | 0 | 0 | 0 | 2230
1416 |  |  |  | CAGE | F105D |  | 0 | 0 | 0 | 0 | 0 | 0 | 0 | 0 | 0 | 2231
1417 |  |  |  | SO | F102D |  | -2686915.6057 | -1509684.4871 | -449346.721 | -369932.1839 | -143898.0172 | -30457.4039 | -151383.8823 | -32212.9102 | 0 | 2232
1418 |  |  | Total Accum Prov for Amort-Intangible |  |  |  | -2686288.4677 | -1509332.1201 | -449241.8415 | -369845.8401 | -143864.4307 | -30450.2951 | -151348.5486 | -32205.3916 | 0
1419
1420 |  | 111390 | Accum Prov for Amort-Capital Lease |  | F10 |  | 0 | 0 | 0 | 0 | 0 | 0 | 0 | 0 | 0 | 2243
1421
1422
1423 |  | TOTAL ACCUM PROV FOR AMORTIZATION |  |  |  |  | -3246825.782 | -1770743.8605 | -527984.9663 | -480491.1389 | -190209.4202 | -67492.4033 | -175328.4009 | -34575.5919 | 0

## Dist-Xfmr
DIS XFMR |  |  | - | DIS - XFMR - Unbundled
PacifiCorp
3 | Cost Of Service By Rate Schedule
4 | State of Washington
5 | WCA
6 | 12 Months Ending June 2018
7
8
9 |  | A |  | B | C |  | D | E | F | G | H | I | J | K | Chk Total
12 |  |  |  | DESCRIPTION |  |  | Washington Jurisdiction Normalized | Residential Schedule 16 | Small General Service Schedule 24 | Large General Service < 1,000 kW Schedule 36 | Large General Service > 1,000 kW Schedule 48 | Large General Dedicated Facilities Schedule 48 | Agricultural Pumping Schedule 40 | Street & Area Lighting Sch. 15, 51-54, 57 | 0
13
12 |  |  |  | Operating Revenues |  |  | 7858720.2202 | 3628213.7907 | 2214336.8755 | 815874.6459 | 125700.4161 | 13697.5304 | 1041305.5018 | 19591.4597 | 0
13
14 |  |  |  | Operating Expenses
15 |  |  |  | Operation & Maintenance Expenses |  |  | 306006.8201 | 163537.8458 | 50512.4099 | 44865.3621 | 17666.7376 | 6456.6937 | 18150.4622 | 4817.3088 | 0
16 |  |  |  | Depreciation Expense |  |  | 3237923.0488 | 1741457.0539 | 750486.6277 | 298326.9517 | 48051.8134 | 2864.4619 | 387535.702 | 9200.4382 | 0
17 |  |  |  | Amortization Expense |  |  | 41333.0386 | 24968.3652 | 7511.7689 | 4568.5261 | 1630.9068 | -672.0199 | 2654.6557 | 670.8358 | 0
18 |  |  |  | Taxes Other Than Income |  |  | 1445713.6331 | 822572.0695 | 237841.195 | 193583.205 | 75435.3391 | 21147.496 | 77767.1533 | 17367.1752 | 0
19 |  |  |  | Income Taxes - Federal |  |  | 212014.2496 | 120630.3905 | 34879.4681 | 28389.0233 | 11062.6105 | 3101.2853 | 11404.5716 | 2546.9004 | 0
20 |  |  |  | Income Taxes - State |  |  | 0 | 0 | 0 | 0 | 0 | 0 | 0 | 0 | 0
21 |  |  |  | Income Taxes Deferred |  |  | -511527.65 | -291045.4381 | -84153.8357 | -68494.3129 | -26690.8057 | -7482.4839 | -27515.8567 | -6144.917 | 0
22 |  |  |  | Investment Tax Credit Adj |  |  | 0 | 0 | 0 | 0 | 0 | 0 | 0 | 0 | 0
23 |  |  |  | Misc Revenues & Expense |  |  | 55.7163 | 25.309 | 7.2577 | 11.5274 | 4.9863 | 4.5512 | 2.0191 | 0.065532 | 0
24
25 |  |  |  | Total Operating Expenses |  |  | 4731518.8564 | 2582145.5958 | 997084.8916 | 501250.2826 | 127161.588 | 25419.9844 | 469998.7072 | 28457.8069 | 0
26
27 |  |  |  | Operating Revenue For Return |  |  | 3127201.3637 | 1046068.1949 | 1217251.9839 | 314624.3633 | -1461.1719 | -11722.454 | 571306.7946 | -8866.3472 | 0
28
29
30 |  |  |  | Rate Base :
31 |  |  |  | Electric Plant In Service |  |  | 123491969.9343 | 66439321.284 | 28565398.8225 | 11418611.6724 | 1867210.1768 | 118574.9416 | 14723791.9114 | 359061.1255 | 0
32 |  |  |  | Plant Held For Future Use |  |  | 0 | 0 | 0 | 0 | 0 | 0 | 0 | 0 | 0
33 |  |  |  | Electric Plant Acquisition Adj |  |  | 0 | 0 | 0 | 0 | 0 | 0 | 0 | 0 | 0
34 |  |  |  | Pensions |  |  | 0 | 0 | 0 | 0 | 0 | 0 | 0 | 0 | 0
35 |  |  |  | Prepayments |  |  | 3.1599e-10 | 1.8586e-10 | 5.1966e-11 | 3.927e-11 | 1.5244e-11 | 3.2117e-12 | 1.6417e-11 | 4.0135e-12 | 0
36 |  |  |  | Fuel Stock |  |  | 0 | 0 | 0 | 0 | 0 | 0 | 0 | 0 | 0
37 |  |  |  | Materials & Supplies |  |  | 0 | 0 | 0 | 0 | 0 | 0 | 0 | 0 | 0
38 |  |  |  | Misc Deferred Debits |  |  | -1.2243e-12 | -6.8787e-13 | -2.0474e-13 | -1.6855e-13 | -6.5565e-14 | -1.3877e-14 | -6.8976e-14 | -1.4677e-14 | 0
39 |  |  |  | Cash Working Capital |  |  | 0 | 0 | 0 | 0 | 0 | 0 | 0 | 0 | 0
40 |  |  |  | Weatherization Loans |  |  | 0 | 0 | 0 | 0 | 0 | 0 | 0 | 0 | 0
41 |  |  |  | Miscellaneous Rate Base |  |  | 0 | 0 | 0 | 0 | 0 | 0 | 0 | 0 | 0
42
43 |  |  |  | Total Rate Base Additions |  |  | 123491969.9343 | 66439321.284 | 28565398.8225 | 11418611.6724 | 1867210.1768 | 118574.9416 | 14723791.9114 | 359061.1255 | 0
44
45 |  |  |  | Rate Base Deductions :
46 |  |  |  | Accum Provision For Depreciation |  |  | -63337432.1352 | -34045081.7578 | -14733501.4413 | -5798119.1958 | -908076.6762 | -47428.7305 | -7632783.7158 | -172440.6177 | 0
47 |  |  |  | Accum Provision For Amortization |  |  | -1583233.9112 | -863459.2418 | -257458.7487 | -234299.564 | -92750.8972 | -32910.9934 | -85494.5379 | -16859.9282 | 0
48 |  |  |  | Accum Deferred Income Taxes |  |  | -16928711.9384 | -9625906.5679 | -2802124.3789 | -2261462.1403 | -880921.7483 | -246953.5998 | -908445.4785 | -202898.0247 | 0
49 |  |  |  | Unamortized ITC |  |  | -1698.5156 | -965.7221 | -281.1554 | -226.9394 | -88.4012 | -24.7819 | -91.1606 | -20.355 | 0
50 |  |  |  | Customer Advance For Construction |  |  | -123588.7649 | -50271.0485 | -69846.1328 | -2508.1858 | 0 | 0 | -963.3979 | 0 | 0
51 |  |  |  | Customer Service Deposits |  |  | 0 | 0 | 0 | 0 | 0 | 0 | 0 | 0 | 0
52 |  |  |  | Misc Rate Base Deductions |  |  | -18038.8353 | -10135.3946 | -3016.7272 | -2483.571 | -966.0715 | -204.4784 | -1016.3285 | -216.2641 | 0
53 | [14 empty] | 0
54 |  |  |  | Total Rate Base Deductions |  |  | -81992704.1005 | -44595819.7327 | -17866228.5844 | -8299099.5962 | -1882803.7944 | -327522.584 | -8628794.6191 | -392435.1897 | 0
55 | [14 empty] | 0
56 |  |  |  | Total Rate Base |  |  | 41499265.8337 | 21843501.5513 | 10699170.2381 | 3119512.0761 | -15593.6176 | -208947.6423 | 6094997.2923 | -33374.0642 | 0
57
58
59 |  |  |  | Return On Rate Base |  |  | 7.536% | 4.789% | 11.38% | 10.09% | 9.37% | 5.61% | 9.373% | 26.57%
60
61 |  |  |  | Return On Equity |  |  | 9.63% | 4.321% | 17.05% | 14.56% | 13.18% | 5.908% | 13.18% | 46.41%
PacifiCorp
Cost Of Service By Rate Schedule
State of Washington
WCA
12 Months Ending June 2018
|  | A |  | B | C |  | D | E | F | G | H | I | J | K
|  |  |  | DESCRIPTION | COS Factor |  | Washington Jurisdiction Normalized | Residential Schedule 16 | Small General Service Schedule 24 | Large General Service < 1,000 kW Schedule 36 | Large General Service > 1,000 kW Schedule 48 | Large General Dedicated Facilities Schedule 48 | Agricultural Pumping Schedule 40 | Street & Area Lighting Sch. 15, 51-54, 57
79 |  |  |  | Total Rate Base |  |  | 41499265.8337 | 21843501.5513 | 10699170.2381 | 3119512.0761 | -15593.6176 | -208947.6423 | 6094997.2923 | -33374.0642 | 0
80
81
82 |  |  |  | Return On Ratebase ($$) | 7.47% |  | 3099858.9661 | 1631637.8802 | 799192.9044 | 233017.3145 | -1164.7921 | -15607.7032 | 455276.2953 | -2492.9331 | 0
83 |  |  |  | Operating & Maintenance Expense |  |  | 306006.8201 | 163537.8458 | 50512.4099 | 44865.3621 | 17666.7376 | 6456.6937 | 18150.4622 | 4817.3088 | 0
84 |  |  |  | Bad Debt to Produce ROR | F80 |  | 0 | 0 | 0 | 0 | 0 | 0 | 0 | 0 | 0
85 |  |  |  | Depreciation Expense |  |  | 3237923.0488 | 1741457.0539 | 750486.6277 | 298326.9517 | 48051.8134 | 2864.4619 | 387535.702 | 9200.4382 | 0
86 |  |  |  | Amortization Expense |  |  | 41333.0386 | 24968.3652 | 7511.7689 | 4568.5261 | 1630.9068 | -672.0199 | 2654.6557 | 670.8358 | 0
87 |  |  |  | Taxes Other Than Income |  |  | 1445713.6331 | 822572.0695 | 237841.195 | 193583.205 | 75435.3391 | 21147.496 | 77767.1533 | 17367.1752 | 0
88 |  |  |  | Federal Income Taxes |  |  | 212014.2496 | 120630.3905 | 34879.4681 | 28389.0233 | 11062.6105 | 3101.2853 | 11404.5716 | 2546.9004 | 0
89 |  |  |  | FIT Adj to Produce Target ROR | F101 |  | 0 | 0 | 0 | 0 | 0 | 0 | 0 | 0 | 0
90 |  |  |  | State Income Taxes |  |  | 0 | 0 | 0 | 0 | 0 | 0 | 0 | 0 | 0
91 |  |  |  | SIT Adj to Produce Target ROR | F101 |  | 0 | 0 | 0 | 0 | 0 | 0 | 0 | 0 | 0
92 |  |  |  | Deferred Income Taxes |  |  | -511527.65 | -291045.4381 | -84153.8357 | -68494.3129 | -26690.8057 | -7482.4839 | -27515.8567 | -6144.917 | 0
93 |  |  |  | Investment Tax Credit |  |  | 0 | 0 | 0 | 0 | 0 | 0 | 0 | 0 | 0
94 |  |  |  | Misc Revenue & Expenses |  |  | 55.7163 | 25.309 | 7.2577 | 11.5274 | 4.9863 | 4.5512 | 2.0191 | 0.065532 | 0
95 |  |  |  | Revenue Credits |  |  | 89803.9266 | 143528.4461 | 11090.7743 | -20250.2938 | -3488.5464 | -12143.2166 | -33966.0386 | 5032.8016 | 0
96
97 |  |  |  | Total Revenue Requirements |  |  | 7921181.7491 | 4357311.9222 | 1807368.5703 | 714017.3033 | 122508.2495 | -2330.9354 | 891308.9639 | 30997.6754 | 0
98 |  |  |  | Operating Revenues |  |  | 7948524.1468 | 3771742.2368 | 2225427.6498 | 795624.3521 | 122211.8697 | 1554.3138 | 1007339.4632 | 24624.2613 | 0
99
100 |  |  |  | Increase / (Decrease) Required to
101 |  |  |  | Earn Equal Rates of Return |  |  | -27342.3976 | 585569.6853 | -418059.0795 | -81607.0488 | 296.3798 | -3885.2492 | -116030.4993 | 6373.4141 | 0
102
103 |  |  |  | Existing Revenues |  |  | 7948524.1468 | 3771742.2368 | 2225427.6498 | 795624.3521 | 122211.8697 | 1554.3138 | 1007339.4632 | 24624.2613 | 0
104 |  |  |  | check |  |  | 0 | 0 | 0 | 0 | 0 | 0 | 0 | 0 | 0
105 |  |  |  | Percent Increase / (Decrease)
106 |  |  |  | Over Existing Rates To
107 |  |  |  | Equal Authorized RoE & RoR |  |  | -0.344% | 15.53% | -18.79% | -10.26% | 0.2425% | -250% | -11.52% | 25.88%
[5 empty] | WCA |  | E: ELECTRIC REVENUES
|  | DIS - XFMR - Unbundled |  |  | Method
|  | A |  | B | 0 |  | D | E | F | G | H | I | J | K
|  | FERC ACCT |  | DESCRIPTION | COS Factor |  | Washington Jurisdiction Normalized | Residential Schedule 16 | Small General Service Schedule 24 | Large General Service < 1,000 kW Schedule 36 | Large General Service > 1,000 kW Schedule 48 | Large General Dedicated Facilities Schedule 48 | Agricultural Pumping Schedule 40 | Street & Area Lighting Sch. 15, 51-54, 57 |  | Func Study Row
120 |  | 440 | Residential Sales |  | A |  | 3771742.2368 | 3771742.2368 | 0 | 0 | 0 | 0 | 0 | 0 | 0
121
122 |  | 442 | Commercial & Industrial Sales |  | A |  | 4029945.779 | 0 | 2225427.6498 | 795624.3521 | 0 | 1554.3138 | 1007339.4632 | 0 | 0
123 |  |  |  | Interruptible Demand | F10 |  | 0 | 0 | 0 | 0 | 0 | 0 | 0 | 0 | 0 | 100
124 |  |  |  | Interruptible Energy | F10 |  | 0 | 0 | 0 | 0 | 0 | 0 | 0 | 0 | 0 | 101
125 | [6 empty] | 4029945.779 | 0 | 2225427.6498 | 795624.3521 | 0 | 1554.3138 | 1007339.4632 | 0 | 0
126
127 |  | 444 | Public Street & Highway Lighting |  | A |  | 146836.1309 | 0 | 0 | 0 | 122211.8697 | 0 | 0 | 24624.2613 | 0
128
129 |  | 445 | Other Sales to Public Authority |  | A |  | 0 | 0 | 0 | 0 | 0 | 0 | 0 | 0 | 0
130
131 |  | 448 | Interdepartmental |  | A | 0 | 0 | 0 | 0 | 0 | 0 | 0 | 0 | 0 | 0 | 114
132 |  |  |  | Demand | F10 |  | 0 | 0 | 0 | 0 | 0 | 0 | 0 | 0 | 0 | 115
133 | [6 empty] | 0 | 0 | 0 | 0 | 0 | 0 | 0 | 0 | 0
134
135 |  | Total Sales to Ultimate Customers |  |  |  |  | 7948524.1468 | 3771742.2368 | 2225427.6498 | 795624.3521 | 122211.8697 | 1554.3138 | 1007339.4632 | 24624.2613 | 0
136
137 |  | 447 | Sales for Resale |  | F10 |  | 0 | 0 | 0 | 0 | 0 | 0 | 0 | 0 | 0 | 121
138 | [6 empty] | 0 | 0 | 0 | 0 | 0 | 0 | 0 | 0 | 0
139
140 |  | 447NPC | Sales for Resale - NPC
141 |  |  |  | Demand | F10 |  | 0 | 0 | 0 | 0 | 0 | 0 | 0 | 0 | 0 | 0
142 |  |  |  | Energy | F10 |  | 0 | 0 | 0 | 0 | 0 | 0 | 0 | 0 | 0 | 127
143 | [6 empty] | 0 | 0 | 0 | 0 | 0 | 0 | 0 | 0 | 0
144
145 |  | 449 | Provision for Rate Refund |  | F11 |  | 0 | 0 | 0 | 0 | 0 | 0 | 0 | 0 | 0 | 133
146 |  |  |  |  | F10 |  | 0 | 0 | 0 | 0 | 0 | 0 | 0 | 0 |  | 134
147
148 |  | State Specific Revenue Credit |  |  | F140D |  | -440950.2809 | -244988.2449 | -70860.3436 | -63508.2138 | -25546.0432 | -7049.5224 | -22945.7985 | -6052.1146 | 0 | 136
149
150 |  | AGA Revenue |  |  | A | 0.19651 | 136112.3293 | 354.6921 | 31087.7323 | 44203.6769 | 11455.4746 | 2407.3868 | 46374.0449 | 229.3217 | 0 | 137
151
152 |  | Total Sales from Electricity |  |  |  |  | 7643686.1952 | 3527108.684 | 2185655.0386 | 776319.8153 | 108121.3011 | -3087.8219 | 1030767.7097 | 18801.4684 | 0
153
154 |  | Other Electric Operating Revenues
155 |  | 450 | Forfeited Discounts & Interest |  | A | 0 | 0 | 0 | 0 | 0 | 0 | 0 | 0 | 0 | 0 | 143
156 |  |  |  | Customers | F40 |  | 0 | 0 | 0 | 0 | 0 | 0 | 0 | 0 | 0 | 144
157 | [6 empty] | 0 | 0 | 0 | 0 | 0 | 0 | 0 | 0 | 0
158
159 |  | 451 | Misc Electric Revenue |  | A | 0 | 0 | 0 | 0 | 0 | 0 | 0 | 0 | 0 | 0 | 148
160 |  |  |  | Demand | F10 |  | 0 | 0 | 0 | 0 | 0 | 0 | 0 | 0 | 0 | 149
161 |  |  |  | Customer | F40 |  | 19.0201 | 14.9897 | 2.7478 | 0.15159 | 0.0097584 | 0.00013957 | 0.72175 | 0.39935 | 0 | 150
162 | [6 empty] | 19.0201 | 14.9897 | 2.7478 | 0.15159 | 0.0097584 | 0.00013957 | 0.72175 | 0.39935 | 0
163
164 |  | 453 | Water Sales |  | F12 |  | 0 | 0 | 0 | 0 | 0 | 0 | 0 | 0 | 0 | 154
165
166 |  | 454 | Rent of Electric Property |  | A | 0.22932 | 194578.9341 | 84984.477 | 25726.7265 | 39391.8072 | 17568.6204 | 16785.2022 | 9761.5891 | 360.5116 | 0 | 159
167 |  |  |  | Demand | F10 |  | 0 | 0 | 0 | 0 | 0 | 0 | 0 | 0 | 0 | 160
168 |  |  |  | Demand | F10 |  | 0 | 0 | 0 | 0 | 0 | 0 | 0 | 0 | 0 | 161
169 |  |  |  | Jim Bridger Generation | F10 |  | 0 | 0 | 0 | 0 | 0 | 0 | 0 | 0 | 0 | 162
170 |  |  |  | Customer | F40 |  | 7349.9221 | 5792.4637 | 1061.8301 | 58.5776 | 3.7709 | 0.053935 | 278.9052 | 154.3206 | 0 | 163
171 | [6 empty] | 201928.8561 | 90776.9407 | 26788.5566 | 39450.3848 | 17572.3913 | 16785.2561 | 10040.4943 | 514.8322 | 0
172
173 |  | 456 | Other Electric Revenue |  | A | 0 | 0 | 0 | 0 | 0 | 0 | 0 | 0 | 0 | 0 | 167
174 |  |  |  | Customer | F12 |  | 0 | 0 | 0 | 0 | 0 | 0 | 0 | 0 | 0 | 168
175 |  |  |  | Demand | F12 |  | 0 | 0 | 0 | 0 | 0 | 0 | 0 | 0 | 0 | 169
176 |  |  |  | Jim Bridger Generation | F12 |  | 0 | 0 | 0 | 0 | 0 | 0 | 0 | 0 | 0 | 170
177 |  |  |  | System Overhead | F40 |  | 13086.1488 | 10313.1763 | 1890.5325 | 104.2943 | 6.7139 | 0.096028 | 496.5761 | 274.7597 | 0 | 171
178 |  |  |  | Demand | F12 |  | 0 | 0 | 0 | 0 | 0 | 0 | 0 | 0 | 0 | 172
179 |  |  |  | Wheeling Revenue - Energy | F12 |  | 0 | 0 | 0 | 0 | 0 | 0 | 0 | 0 | 0 | 173
180 | [6 empty] | 13086.1488 | 10313.1763 | 1890.5325 | 104.2943 | 6.7139 | 0.096028 | 496.5761 | 274.7597 | 0
181 | [14 empty] | 0
182 |  | Total Other Electric Operating Revenues |  |  |  |  | 215034.025 | 101105.1067 | 28681.837 | 39554.8306 | 17579.115 | 16785.3523 | 10537.7921 | 789.9913 | 0
183 | [14 empty] | 0
184 |  | Total Electric Operating Revenues |  |  |  |  | 7858720.2202 | 3628213.7907 | 2214336.8755 | 815874.6459 | 125700.4161 | 13697.5304 | 1041305.5018 | 19591.4597 | 0
185
186 |  | Miscellaneous Revenues
187 |  | 41160 | Gain on Sale of Utility Plant - CR |  | F12 |  | 0 | 0 | 0 | 0 | 0 | 0 | 0 | 0 | 0 | 187
188 |  | 41170 | Loss on Sale of Utility Plant |  | F12 |  | 0 | 0 | 0 | 0 | 0 | 0 | 0 | 0 | 0 | 192
189 |  | 4118 | Gain from Emission Allowances |  | F12 |  | 0 | 0 | 0 | 0 | 0 | 0 | 0 | 0 | 0 | 194
190 |  | 41181 | Gain from Disposition of NOX Credits |  | F12 |  | 0 | 0 | 0 | 0 | 0 | 0 | 0 | 0 | 0 | 199
191 |  | 4194 | Impact Housing Interest Income |  | F12 |  | 0 | 0 | 0 | 0 | 0 | 0 | 0 | 0 | 0 | 203
192 |  | 421 | (Gain)/Loss on Sale of Utility Plant |  | F12 |  | 55.7163 | 25.309 | 7.2577 | 11.5274 | 4.9863 | 4.5512 | 2.0191 | 0.065532 | 0 | 212
193
194 |  | Total Miscellaneous Revenues |  |  |  |  | 55.7163 | 25.309 | 7.2577 | 11.5274 | 4.9863 | 4.5512 | 2.0191 | 0.065532 | 0
195
196 |  | Miscellaneous Expenses
197 |  | 4311 | Interest on Customer Deposits |  | F80 |  | 0 | 0 | 0 | 0 | 0 | 0 | 0 | 0 | 0 | 218
198
199 |  | Net Miscellaneous Revenues And Expense |  |  |  |  | 55.7163 | 25.309 | 7.2577 | 11.5274 | 4.9863 | 4.5512 | 2.0191 | 0.065532 | 0
200
201 |  | Distribution - METER - Unbundled
202 | [6 empty] | E: STEAM POWER GENERATION
203
204 |  | A |  | B | C |  | D | E | F | G | H | I | J | K
205 |  | FERC ACCT |  | DESCRIPTION | COS Factor |  | Washington Jurisdiction Normalized | Residential Schedule 16 | Small General Service Schedule 24 | Large General Service < 1,000 kW Schedule 36 | Large General Service > 1,000 kW Schedule 48 | Large General Dedicated Facilities Schedule 48 | Agricultural Pumping Schedule 40 | Street & Area Lighting Sch. 15, 51-54, 57
206 |  | 500 | Operation Suprvn & Engineering |  | F10 |  | 0 | 0 | 0 | 0 | 0 | 0 | 0 | 0 | 0 | 226
|  |  |  | JBG | F10 |  | 0 | 0 | 0 | 0 | 0 | 0 | 0 | 0 | 0 | 227
208 |  |  |  | CAGW | F10 |  | 0 | 0 | 0 | 0 | 0 | 0 | 0 | 0 | 0 | 228
209 |  |  |  | Total 500 |  |  | 0 | 0 | 0 | 0 | 0 | 0 | 0 | 0 | 0
210
211 |  | 501 | Fuel Related |  | F10 |  | 0 | 0 | 0 | 0 | 0 | 0 | 0 | 0 | 0 | 232
212 |  |  |  | CAGW | F10 |  | 0 | 0 | 0 | 0 | 0 | 0 | 0 | 0 | 0 | 233
213 |  |  |  | JBE | F10 |  | 0 | 0 | 0 | 0 | 0 | 0 | 0 | 0 | 0 | 234
214 |  |  |  | JBG | F10 |  | 0 | 0 | 0 | 0 | 0 | 0 | 0 | 0 | 0 | 235
215 |  |  |  | Total 501 |  |  | 0 | 0 | 0 | 0 | 0 | 0 | 0 | 0 | 0
216
217 |  | 501NPC | Fuel Related - NPC
218 |  |  |  | S | F10 |  | 0 | 0 | 0 | 0 | 0 | 0 | 0 | 0 | 0 | 239
219 |  |  |  | CAEW | F10 |  | 0 | 0 | 0 | 0 | 0 | 0 | 0 | 0 | 0 | 240
220 |  |  | Total Fuel Related |  |  |  | 0 | 0 | 0 | 0 | 0 | 0 | 0 | 0 | 0
221
222
223 |  | 502 | Steam Expenses |  | F10 |  | 0 | 0 | 0 | 0 | 0 | 0 | 0 | 0 | 0 | 245
224 |  |  |  | SE/CAEW/CAEE | F10 |  | 0 | 0 | 0 | 0 | 0 | 0 | 0 | 0 | 0 | 246
225 |  |  |  | Total 502 |  |  | 0 | 0 | 0 | 0 | 0 | 0 | 0 | 0 | 0
226
227 |  | 503 | Steam From Other Sources |  | F10 |  | 0 | 0 | 0 | 0 | 0 | 0 | 0 | 0 | 0 | 250
228
229 |  | 503NPC | Steam From Other Sources-NPC
230 |  |  |  | SE | F10 |  | 0 | 0 | 0 | 0 | 0 | 0 | 0 | 0 | 0 | 252
231 |  |  |  | CAEW | F10 |  | 0 | 0 | 0 | 0 | 0 | 0 | 0 | 0 | 0 | 253
232 |  |  |  | CAEE | F10 |  | 0 | 0 | 0 | 0 | 0 | 0 | 0 | 0 | 0 | 254
233 |  |  |  | Total Steam From Other Sources |  |  | 0 | 0 | 0 | 0 | 0 | 0 | 0 | 0 | 0
234
235 |  | 505 | Electric Expenses |  | F10 |  | 0 | 0 | 0 | 0 | 0 | 0 | 0 | 0 | 0 | 259
236 |  |  |  | JBG | F10 |  | 0 | 0 | 0 | 0 | 0 | 0 | 0 | 0 | 0 | 260
237 |  |  |  | Total 505 |  |  | 0 | 0 | 0 | 0 | 0 | 0 | 0 | 0 | 0
238
239 |  | 506 | Misc. Steam Expense |  | F10 |  | 0 | 0 | 0 | 0 | 0 | 0 | 0 | 0 | 0 | 264
240 |  |  |  | SE | F10 |  | 0 | 0 | 0 | 0 | 0 | 0 | 0 | 0 | 0 | 265
241 |  |  |  | JBG | F10 |  | 0 | 0 | 0 | 0 | 0 | 0 | 0 | 0 | 0 | 266
242 |  |  |  | Total 506 |  |  | 0 | 0 | 0 | 0 | 0 | 0 | 0 | 0 | 0
243
244 |  | 507 | Rents |  | F10 |  | 0 | 0 | 0 | 0 | 0 | 0 | 0 | 0 | 0 | 270
245 |  |  |  | JBG | F10 |  | 0 | 0 | 0 | 0 | 0 | 0 | 0 | 0 | 0 | 271
246 |  |  |  | Total 507 |  |  | 0 | 0 | 0 | 0 | 0 | 0 | 0 | 0 | 0
247
248 |  | 510 | Maint Supervision & Engineering |  | F10 |  | 0 | 0 | 0 | 0 | 0 | 0 | 0 | 0 | 0 | 275
249 |  |  |  | JBG | F10 |  | 0 | 0 | 0 | 0 | 0 | 0 | 0 | 0 | 0 | 276
250 |  |  |  | Total 510 |  |  | 0 | 0 | 0 | 0 | 0 | 0 | 0 | 0 | 0
251
252 |  | 511 | Maintenance of Structures |  | F10 |  | 0 | 0 | 0 | 0 | 0 | 0 | 0 | 0 | 0 | 280
253 |  |  |  | JBG | F10 |  | 0 | 0 | 0 | 0 | 0 | 0 | 0 | 0 | 0 | 281
254 |  |  |  | Total 511 |  |  | 0 | 0 | 0 | 0 | 0 | 0 | 0 | 0 | 0
255
256 |  | 512 | Maintenance of Boiler Plant |  | F10 |  | 0 | 0 | 0 | 0 | 0 | 0 | 0 | 0 | 0 | 285
257 |  |  |  |  | F10 |  | 0 | 0 | 0 | 0 | 0 | 0 | 0 | 0 | 0 | 286
258 |  |  |  | JBG | F10 |  | 0 | 0 | 0 | 0 | 0 | 0 | 0 | 0 | 0 | 287
259 |  |  |  | Total 512 |  |  | 0 | 0 | 0 | 0 | 0 | 0 | 0 | 0 | 0
260
261 |  | 513 | Maintenance of Electric Plant |  | F10 |  | 0 | 0 | 0 | 0 | 0 | 0 | 0 | 0 | 0 | 291
262 |  |  |  | JBG | F10 |  | 0 | 0 | 0 | 0 | 0 | 0 | 0 | 0 | 0 | 292
263 |  |  |  | Total 513 |  |  | 0 | 0 | 0 | 0 | 0 | 0 | 0 | 0 | 0
264
265 |  | 514 | Maint of Misc. Steam Plant |  | F10 |  | 0 | 0 | 0 | 0 | 0 | 0 | 0 | 0 | 0 | 296
266 |  |  |  | JBG | F10 |  | 0 | 0 | 0 | 0 | 0 | 0 | 0 | 0 | 0 | 297
267 |  |  |  | Total 514 |  |  | 0 | 0 | 0 | 0 | 0 | 0 | 0 | 0 | 0
268
269 |  | Total Steam Power Generation |  |  |  |  | 0 | 0 | 0 | 0 | 0 | 0 | 0 | 0 | 0
270
271
272 | [6 empty] | D: NUCLEAR POWER GENERATION
273
274
275 |  | 517 | Operation Super & Engineering |  | F10 |  | 0 | 0 | 0 | 0 | 0 | 0 | 0 | 0 | 0 | 304
276
277 |  | 518 | Nuclear Fuel Expense |  | F10 |  | 0 | 0 | 0 | 0 | 0 | 0 | 0 | 0 | 0 | 308
278
279 |  | 519 | Coolants and Water |  | F10 |  | 0 | 0 | 0 | 0 | 0 | 0 | 0 | 0 | 0 | 313
280
281 |  | 520 | Steam Expenses |  | F10 |  | 0 | 0 | 0 | 0 | 0 | 0 | 0 | 0 | 0 | 317
282
283 |  | 523 | Electric Expenses |  | F10 |  | 0 | 0 | 0 | 0 | 0 | 0 | 0 | 0 | 0 | 321
284
285 |  | 524 | Misc. Nuclear Expenses |  | F10 |  | 0 | 0 | 0 | 0 | 0 | 0 | 0 | 0 | 0 | 325
286
287 |  | 528 | Maint Supervision & Eng |  | F10 |  | 0 | 0 | 0 | 0 | 0 | 0 | 0 | 0 | 0 | 329
288
289 |  | 529 | Maintenance of Structures |  | F10 |  | 0 | 0 | 0 | 0 | 0 | 0 | 0 | 0 | 0 | 333
290
291 |  | 530 | Maintenance of Reactor Plant |  | F10 |  | 0 | 0 | 0 | 0 | 0 | 0 | 0 | 0 | 0 | 337
292
293 |  | 531 | Maintenance of Electric Plant |  | F10 |  | 0 | 0 | 0 | 0 | 0 | 0 | 0 | 0 | 0 | 341
294
295 |  | 532 | Maintenance of Misc Nuclear |  | F10 |  | 0 | 0 | 0 | 0 | 0 | 0 | 0 | 0 | 0 | 345
296
297 |  | Total Nuclear Power Generation |  |  |  |  | 0 | 0 | 0 | 0 | 0 | 0 | 0 | 0 | 0 | 348
298
299
300
301 |  | Distribution - METER - Unbundled |  |  |  |  | D: HYDRAULIC POWER GENERATION
302
303 |  | A |  | B | C |  | D | E | F | G | H | I | J | K
304 |  | FERC ACCT |  | DESCRIPTION | COS Factor |  | Washington Jurisdiction Normalized | Residential Schedule 16 | Small General Service Schedule 24 | Large General Service < 1,000 kW Schedule 36 | Large General Service > 1,000 kW Schedule 48 | Large General Dedicated Facilities Schedule 48 | Agricultural Pumping Schedule 40 | Street & Area Lighting Sch. 15, 51-54, 57
305 |  | 535 | Operation Super & Engineering
306 |  |  |  | SG | F10 |  | 0 | 0 | 0 | 0 | 0 | 0 | 0 | 0 | 0 | 353
307 |  |  |  | CAGW | F10 |  | 0 | 0 | 0 | 0 | 0 | 0 | 0 | 0 | 0 | 354
308
309 |  | 536 | Water For Power |  | F10 |  | 0 | 0 | 0 | 0 | 0 | 0 | 0 | 0 | 0 | 358
310
311 |  | 537 | Hydraulic Expenses |  | F10 |  | 0 | 0 | 0 | 0 | 0 | 0 | 0 | 0 | 0 | 362
312
313 |  | 538 | Electric Expenses |  | F10 |  | 0 | 0 | 0 | 0 | 0 | 0 | 0 | 0 | 0 | 366
314
315 |  | 539 | Misc. Hydro Expenses |  | F10 |  | 0 | 0 | 0 | 0 | 0 | 0 | 0 | 0 | 0 | 372
316
317 |  | 540 | Rents (Hydro Generation) |  | F10 |  | 0 | 0 | 0 | 0 | 0 | 0 | 0 | 0 | 0 | 375
318
319 |  | 541 | Maint Supervision & Engineering |  | F10 |  | 0 | 0 | 0 | 0 | 0 | 0 | 0 | 0 | 0 | 379
320
321 |  | 542 | Maintenance of Structures |  | F10 |  | 0 | 0 | 0 | 0 | 0 | 0 | 0 | 0 | 0 | 383
322
323 |  | 543 | Maint of Dams & Waterways |  | F10 |  | 0 | 0 | 0 | 0 | 0 | 0 | 0 | 0 | 0 | 387
324
325 |  | 544 | Maintenance of Electric Plant |  | F10 |  | 0 | 0 | 0 | 0 | 0 | 0 | 0 | 0 | 0 | 391
326
327 |  | 545 | Maint of Misc. Hydro Plant |  | F10
|  |  |  | SG | F10 |  | 0 | 0 | 0 | 0 | 0 | 0 | 0 | 0 | 0 | 395
|  |  |  | CAGW | F10 |  | 0 | 0 | 0 | 0 | 0 | 0 | 0 | 0 | 0 | 396
330
331 |  | Total Hydraulic Power Generation |  |  |  |  | 0 | 0 | 0 | 0 | 0 | 0 | 0 | 0 | 0
332
333
334 | [6 empty] | D: OTHER POWER GENERATION
335
336
337 |  | 546 | Operation Super & Engineering |  | F10 |  | 0 | 0 | 0 | 0 | 0 | 0 | 0 | 0 | 0 | 403
338
339 |  | 547 | Fuel |  | F10 |  | 0 | 0 | 0 | 0 | 0 | 0 | 0 | 0 | 0 | 407
340 |  |  |  | CAEW/CAEE | F10 |  | 0 | 0 | 0 | 0 | 0 | 0 | 0 | 0 | 0 | 408
341
342
343 |  | 547NPC | Fuel-NPC |  | F10
344 |  |  |  | CAEW | F10 |  | 0 | 0 | 0 | 0 | 0 | 0 | 0 | 0 | 0 | 411
345 |  |  |  | S | F10 |  | 0 | 0 | 0 | 0 | 0 | 0 | 0 | 0 | 0 | 412
346 |  |  |  | Total 547 |  |  | 0 | 0 | 0 | 0 | 0 | 0 | 0 | 0 | 0
347
348 |  | 548 | Generation Expense |  | F10 |  | 0 | 0 | 0 | 0 | 0 | 0 | 0 | 0 | 0 | 417
349 |  |  |  | CAGW | F10 |  | 0 | 0 | 0 | 0 | 0 | 0 | 0 | 0 | 0 | 419
350 |  |  |  | Total 548 |  |  | 0 | 0 | 0 | 0 | 0 | 0 | 0 | 0 | 0
351
352 |  | 549 | Miscellaneous Other |  | F10 |  | 0 | 0 | 0 | 0 | 0 | 0 | 0 | 0 | 0 | 423
353 |  |  |  | CAGE/CAGW | F10 |  | 0 | 0 | 0 | 0 | 0 | 0 | 0 | 0 | 0 | 424
354
355 |  | 550/551 | Maint Supervision & Engineering
356 |  |  |  | CAGW | F10 |  | 0 | 0 | 0 | 0 | 0 | 0 | 0 | 0 | 0 | 429
357 |  |  |  | SG | F10 |  | 0 | 0 | 0 | 0 | 0 | 0 | 0 | 0 | 0 | 430
358 |  |  |  | Total 550 |  |  | 0 | 0 | 0 | 0 | 0 | 0 | 0 | 0 | 0
359
360 |  | 552 | Maintenance of Structures |  | F10 |  | 0 | 0 | 0 | 0 | 0 | 0 | 0 | 0 | 0 | 436
361
362 |  | 553 | Maint of Generation & Elect Plant |  | F10 |  | 0 | 0 | 0 | 0 | 0 | 0 | 0 | 0 | 0 | 440
363 |  |  |  | CAGW | F10 |  | 0 | 0 | 0 | 0 | 0 | 0 | 0 | 0 | 0 | 441
364 |  |  |  | Total 553 |  |  | 0 | 0 | 0 | 0 | 0 | 0 | 0 | 0 | 0
365
366 |  | 554 | Maintenance of Misc. Other |  | F10 |  | 0 | 0 | 0 | 0 | 0 | 0 | 0 | 0 | 0 | 445
367 |  |  |  | CAGW | F10 |  | 0 | 0 | 0 | 0 | 0 | 0 | 0 | 0 | 0 | 446
368 |  |  |  | Total 554 |  |  | 0 | 0 | 0 | 0 | 0 | 0 | 0 | 0 | 0
369
370 |  | Total Other Power Generation |  |  |  |  | 0 | 0 | 0 | 0 | 0 | 0 | 0 | 0 | 0
371
372
373 | [6 empty] | D: OTHER POWER SUPPLY
374
375
376 |  | 555 | Purchased Power |  | F10 |  | 0 | 0 | 0 | 0 | 0 | 0 | 0 | 0 | 0 | 451
377 |  |  |  | SG | F10 |  | 0 | 0 | 0 | 0 | 0 | 0 | 0 | 0 | 0 | 452
378 |  |  |  | SE | F10 |  | 0 | 0 | 0 | 0 | 0 | 0 | 0 | 0 | 0 | 453
379
380 |  | 555NPC | Purchased Power-NPC
381 |  |  |  | CAGW | F10 |  | 0 | 0 | 0 | 0 | 0 | 0 | 0 | 0 | 0 | 456
382 |  |  |  | CAEW | F10 |  | 0 | 0 | 0 | 0 | 0 | 0 | 0 | 0 | 0 | 457
383 |  |  |  | DGP | F10 |  | 0 | 0 | 0 | 0 | 0 | 0 | 0 | 0 | 0 | 458
384 |  |  |  | DGP | F10 |  | 0 | 0 | 0 | 0 | 0 | 0 | 0 | 0 | 0 | 459
385 |  |  |  | Total 555 |  |  | 0 | 0 | 0 | 0 | 0 | 0 | 0 | 0 | 0
386
387
388 |  | 556 | System Control & Load Dispatch |  | F10 |  | 0 | 0 | 0 | 0 | 0 | 0 | 0 | 0 | 0 | 463
389
390 |  | 557 | Other Expenses |  | F10 |  | 0 | 0 | 0 | 0 | 0 | 0 | 0 | 0 | 0 | 472
391
392
393 |  | Embedded Cost Differentials
394 |  |  |  | Company Owned Hydro | F10 |  | 0 | 0 | 0 | 0 | 0 | 0 | 0 | 0 | 0 | 475
395 |  |  |  | Company Owned Hydro | F10 |  | 0 | 0 | 0 | 0 | 0 | 0 | 0 | 0 | 0 | 476
|  |  |  | Mid-C Contract | F10 |  | 0 | 0 | 0 | 0 | 0 | 0 | 0 | 0 | 0 | 477
397 |  |  |  | Mid-C Contract | F10 |  | 0 | 0 | 0 | 0 | 0 | 0 | 0 | 0 | 0 | 478
398 |  |  |  | Existing QF Contracts | F10 |  | 0 | 0 | 0 | 0 | 0 | 0 | 0 | 0 | 0 | 479
399 |  |  |  | Existing QF Contracts | F10 |  | 0 | 0 | 0 | 0 | 0 | 0 | 0 | 0 | 0 | 479
400 | [6 empty] | 0 | 0 | 0 | 0 | 0 | 0 | 0 | 0 | 0
401
402 |  | Total Other Power Supply |  |  |  |  | 0 | 0 | 0 | 0 | 0 | 0 | 0 | 0 | 0
403
404 |  | TOTAL GENERATION EXPENSE |  |  |  |  | 0 | 0 | 0 | 0 | 0 | 0 | 0 | 0 | 0
405
406 |  | Distribution - METER - Unbundled |  |  |  |  | D: TRANSMISSION EXPENSE
407
408
409 |  | A |  | B | C |  | D | E | F | G | H | I | J | K
410 |  | FERC ACCT |  | DESCRIPTION | COS Factor |  | Washington Jurisdiction Normalized | Residential Schedule 16 | Small General Service Schedule 24 | Large General Service < 1,000 kW Schedule 36 | Large General Service > 1,000 kW Schedule 48 | Large General Dedicated Facilities Schedule 48 | Agricultural Pumping Schedule 40 | Street & Area Lighting Sch. 15, 51-54, 57
411 |  | 560 | Operation Supervision & Eng |  | F12 |  | 0 | 0 | 0 | 0 | 0 | 0 | 0 | 0 | 0 | 491
412
413 |  | 561 | Load Dispatching |  | F12 |  | 0 | 0 | 0 | 0 | 0 | 0 | 0 | 0 | 0 | 496
414
415 |  | 562 | Station Expense |  | F12 |  | 0 | 0 | 0 | 0 | 0 | 0 | 0 | 0 | 0 | 502
416
417 |  | 563 | Overhead Line Expense |  | F12 |  | 0 | 0 | 0 | 0 | 0 | 0 | 0 | 0 | 0 | 507
418
419 |  | 564 | Underground Line Expense |  | F12 |  | 0 | 0 | 0 | 0 | 0 | 0 | 0 | 0 | 0 | 511
420
421 |  | 565 | Transm of Electricity by Others |  | F12 |  | 0 | 0 | 0 | 0 | 0 | 0 | 0 | 0 | 0 | 515
422
423 |  | 565NPC | Transmission of Electricity by Others-NPC
424 |  |  | CAGW |  | F12 |  | 0 | 0 | 0 | 0 | 0 | 0 | 0 | 0 | 0 | 518
425 |  |  | SE |  | F12 |  | 0 | 0 | 0 | 0 | 0 | 0 | 0 | 0 | 0 | 519
426 |  |  | SE |  | F12 |  | 0 | 0 | 0 | 0 | 0 | 0 | 0 | 0 | 0 | 520
427 | [6 empty] | 0 | 0 | 0 | 0 | 0 | 0 | 0 | 0 | 0
428
429 |  | 566 | Misc. Transmission Expense |  | F12 |  | 0 | 0 | 0 | 0 | 0 | 0 | 0 | 0 | 0 | 526
430
431 |  | 567 | Rents - Transmission |  | F12 |  | 0 | 0 | 0 | 0 | 0 | 0 | 0 | 0 | 0 | 531
432
433 |  | 568 | Maint Supervision & Engineering |  | F12 |  | 0 | 0 | 0 | 0 | 0 | 0 | 0 | 0 | 0 | 536
434
435 |  | 569 | Maintenance of Structures |  | F12 |  | 0 | 0 | 0 | 0 | 0 | 0 | 0 | 0 | 0 | 541
436
437 |  | 570 | Maint of Station Equipment |  | F12 |  | 0 | 0 | 0 | 0 | 0 | 0 | 0 | 0 | 0 | 547
438
439 |  | 571 | Maintenance of Overhead Lines |  | F12 |  | 0 | 0 | 0 | 0 | 0 | 0 | 0 | 0 | 0 | 553
440
441 |  | 572 | Maint of Underground Lines |  | F12 |  | 0 | 0 | 0 | 0 | 0 | 0 | 0 | 0 | 0 | 556
442
443 |  | 573 | Maint of Misc Transmission Plant |  | F12 |  | 0 | 0 | 0 | 0 | 0 | 0 | 0 | 0 | 0 | 560
444
445
446 |  | TOTAL TRANSMISSION EXPENSE |  |  |  |  | 0 | 0 | 0 | 0 | 0 | 0 | 0 | 0 | 0
447
448
449
450
451
452
453
454
455
456
457
458 |  | Distribution - METER - Unbundled |  |  |  |  | D: DISTRIBUTION EXPENSE
459
460
461 |  | A |  | B | C |  | D | E | F | G | H | I | J | K
462 |  | FERC ACCT |  | DESCRIPTION | COS Factor |  | Washington Jurisdiction Normalized | Residential Schedule 16 | Small General Service Schedule 24 | Large General Service < 1,000 kW Schedule 36 | Large General Service > 1,000 kW Schedule 48 | Large General Dedicated Facilities Schedule 48 | Agricultural Pumping Schedule 40 | Street & Area Lighting Sch. 15, 51-54, 57
463 |  | 580 | Operation Supervision & Eng |  | F131 |  | 165120.3562 | 88180.3913 | 23881.353 | 26937.0772 | 11691.9021 | 4470.674 | 6720.0725 | 3238.8861 | 0 | 568
464
465 |  | 581 | Load Dispatching |  | F20 |  | 0 | 0 | 0 | 0 | 0 | 0 | 0 | 0 | 0 | 573
466
467 |  | 582 | Station Expense |  | F120 |  | 0 | 0 | 0 | 0 | 0 | 0 | 0 | 0 | 0 | 578
468
469 |  | 583 | Overhead Line Expenses |  | F132 |  | 0 | 0 | 0 | 0 | 0 | 0 | 0 | 0 | 0 | 583
470
471 |  | 584 | Underground Line Expense |  | F133 |  | 0 | 0 | 0 | 0 | 0 | 0 | 0 | 0 | 0 | 588
472
473 |  | 585 | Street Lighting & Signal Systems |  | F130 |  | 0 | 0 | 0 | 0 | 0 | 0 | 0 | 0 | 0 | 593
474
475 |  | 586 | Meter Expenses |  | F127 |  | 0 | 0 | 0 | 0 | 0 | 0 | 0 | 0 | 0 | 598
476
477 |  | 587 | Customer Installation Expenses |  | F20 |  | 0 | 0 | 0 | 0 | 0 | 0 | 0 | 0 | 0 | 603
478
479 |  | 588 | Misc. Distribution Expenses |  | F131 |  | 0 | 0 | 0 | 0 | 0 | 0 | 0 | 0 | 0 | 609
480
481 |  | 589 | Rents |  | F131 |  | 0 | 0 | 0 | 0 | 0 | 0 | 0 | 0 | 0 | 614
482
483 |  | 590 | Maint Supervision & Engineering |  | F131 |  | 73351.8644 | 39172.6148 | 10608.8783 | 11966.331 | 5193.9254 | 1986.0197 | 2985.276 | 1438.8192 | 0 | 619
484
485 |  | 591 | Maintenance of Structures |  | F119 |  | 0 | 0 | 0 | 0 | 0 | 0 | 0 | 0 | 0 | 624
486
487 |  | 592 | Maint of Station Equipment |  | F120 |  | 0 | 0 | 0 | 0 | 0 | 0 | 0 | 0 | 0 | 629
488
489 |  | 593 | Maintenance of Overhead Lines |  | F134 |  | 0 | 0 | 0 | 0 | 0 | 0 | 0 | 0 | 0 | 634
490
491 |  | 594 | Maint of Underground Lines |  | F135 |  | 0 | 0 | 0 | 0 | 0 | 0 | 0 | 0 | 0 | 639
492
493 |  | 595 | Maint of Line Transformers |  | F125 |  | 67534.5995 | 36184.8396 | 16022.1787 | 5961.9539 | 780.9101 | 0 | 8445.1137 | 139.6034 | 0 | 644
494
495 |  | 596 | Maint of Street Lighting & Signals |  | F130 |  | 0 | 0 | 0 | 0 | 0 | 0 | 0 | 0 | 0 | 649
496
497 |  | 597 | Maintenance of Meters |  | F127 |  | 0 | 0 | 0 | 0 | 0 | 0 | 0 | 0 | 0 | 654
498
499 |  | 598 | Maint of Misc. Distribution Plant |  | F131 |  | 0 | 0 | 0 | 0 | 0 | 0 | 0 | 0 | 0 | 659
500
501 |  | TOTAL DISTRIBUTION EXPENSE |  |  |  |  | 306006.8201 | 163537.8458 | 50512.4099 | 44865.3621 | 17666.7376 | 6456.6937 | 18150.4622 | 4817.3088 | 0
502
503
504 | [6 empty] | D: CUSTOMER ACCOUNTS EXPENSE
505
506
507 |  | 901 | Supervision |  | F136 |  | 0 | 0 | 0 | 0 | 0 | 0 | 0 | 0 | 0 | 666
508
509 |  | 902 | Meter Reading Expense |  | F41 |  | 0 | 0 | 0 | 0 | 0 | 0 | 0 | 0 | 0 | 671
510
511 |  | 903 | Customer Receipts & Collections |  | F42 |  | 0 | 0 | 0 | 0 | 0 | 0 | 0 | 0 | 0 | 676
512
513 |  | 904 | Uncollectible Accounts |  | F80 |  | 0 | 0 | 0 | 0 | 0 | 0 | 0 | 0 | 0 | 682
514
515 |  | 905 | Misc. Customer Accounts Exp |  | F136 |  | 0 | 0 | 0 | 0 | 0 | 0 | 0 | 0 | 0 | 687
516
517 |  | TOTAL CUSTOMER ACCOUNTS EXPENSE |  |  |  |  | 0 | 0 | 0 | 0 | 0 | 0 | 0 | 0 | 0
518
519 |  | Distribution - METER - Unbundled |  |  |  |  | D: CUSTOMER SERVICE EXPENSE
520
521 |  | A |  | B | C |  | D | E | F | G | H | I | J | K
522 |  | FERC ACCT |  | DESCRIPTION | COS Factor |  | Washington Jurisdiction Normalized | Residential Schedule 16 | Small General Service Schedule 24 | Large General Service < 1,000 kW Schedule 36 | Large General Service > 1,000 kW Schedule 48 | Large General Dedicated Facilities Schedule 48 | Agricultural Pumping Schedule 40 | Street & Area Lighting Sch. 15, 51-54, 57
523 |  | 907 | Supervision |  | F40 |  | 0 | 0 | 0 | 0 | 0 | 0 | 0 | 0 | 0 | 694
524
525 |  | 908 | Customer Assistance |  | F40 |  | 0 | 0 | 0 | 0 | 0 | 0 | 0 | 0 | 0 | 699
526
527 |  | 909 | Informational & Instructional Adv |  | F40 |  | 0 | 0 | 0 | 0 | 0 | 0 | 0 | 0 | 0 | 705
528
529 |  | 910 | Misc. Customer Service |  | F40 |  | 0 | 0 | 0 | 0 | 0 | 0 | 0 | 0 | 0 | 710
530
531 |  | TOTAL CUSTOMER SERVICE EXPENSE |  |  |  |  | 0 | 0 | 0 | 0 | 0 | 0 | 0 | 0 | 0
532
533
534 | [6 empty] | D: SALES EXPENSE
535
536
537 |  | 911 | Supervision |  | F40 |  | 0 | 0 | 0 | 0 | 0 | 0 | 0 | 0 | 0 | 717
538
539 |  | 912 | Demonstration & Selling Expense |  | F40 |  | 0 | 0 | 0 | 0 | 0 | 0 | 0 | 0 | 0 | 722
540
541 |  | 913 | Advertising Expense |  | F40 |  | 0 | 0 | 0 | 0 | 0 | 0 | 0 | 0 | 0 | 727
542
543 |  | 916 | Misc. Sales Expense |  | F40 |  | 0 | 0 | 0 | 0 | 0 | 0 | 0 | 0 | 0 | 732
544
545 |  | TOTAL SALES EXPENSE |  |  |  |  | 0 | 0 | 0 | 0 | 0 | 0 | 0 | 0 | 0
546
547
548 | [6 empty] | D: ADMINISTRATION & GENERAL EXPENSE
549
550
551 |  | 920 | Administrative & General Salaries |  | F102D |  | 0 | 0 | 0 | 0 | 0 | 0 | 0 | 0 | 0 | 738
552 |  |  |  | Customer - System | F42 |  | 0 | 0 | 0 | 0 | 0 | 0 | 0 | 0 | 0 | 739
553 |  |  |  | System Overheads | F102D |  | 0 | 0 | 0 | 0 | 0 | 0 | 0 | 0 | 0 | 740
554 |  |  |  | Administrative & General Salaries |  |  | 0 | 0 | 0 | 0 | 0 | 0 | 0 | 0 | 0
555
556 |  | 921 | Office Supplies & expenses |  | F102D |  | 0 | 0 | 0 | 0 | 0 | 0 | 0 | 0 | 0 | 744
557 |  |  |  | Customer - System | F42 |  | 0 | 0 | 0 | 0 | 0 | 0 | 0 | 0 | 0 | 745
558 |  |  |  | System Overheads | F102D |  | 0 | 0 | 0 | 0 | 0 | 0 | 0 | 0 | 0 | 746
559 |  |  |  | Office Supplies & expenses |  |  | 0 | 0 | 0 | 0 | 0 | 0 | 0 | 0 | 0
560
561 |  | 922 | A&G Expenses Transferred |  | F102D |  | 0 | 0 | 0 | 0 | 0 | 0 | 0 | 0 | 0 | 750
562
563 |  | 923 | Outside Services |  | F102D |  | 0 | 0 | 0 | 0 | 0 | 0 | 0 | 0 | 0 | 754
564 |  |  |  | Customer - System | F42 |  | 0 | 0 | 0 | 0 | 0 | 0 | 0 | 0 | 0 | 755
565 |  |  |  | System Overheads | F102D |  | 0 | 0 | 0 | 0 | 0 | 0 | 0 | 0 | 0 | 756
|  |  |  | JBG | F102D |  | 0 | 0 | 0 | 0 | 0 | 0 | 0 | 0 | 0 | 757
567 |  |  |  | System Overheads | F102D |  | 0 | 0 | 0 | 0 | 0 | 0 | 0 | 0 | 0 | 758
568 |  |  |  | Outside Services |  |  | 0 | 0 | 0 | 0 | 0 | 0 | 0 | 0 | 0
569
570 |  | 924 | Property Insurance
571 |  |  |  | System Overheads | F102D |  | 0 | 0 | 0 | 0 | 0 | 0 | 0 | 0 |  | 763
572
573 |  | 925 | Injuries & Damages |  | F102D |  | 0 | 0 | 0 | 0 | 0 | 0 | 0 | 0 | 0 | 766
574 |  |  | Injuries & Damages |  | F102D |  | 0 | 0 | 0 | 0 | 0 | 0 | 0 | 0 | 0 | 767
575
576 |  | 926 | Employee Pensions & Benefits |  | F138D |  | 0 | 0 | 0 | 0 | 0 | 0 | 0 | 0 | 0 | 774
577
578 |  | 927 | Franchise Requirements |  | F102 |  | 0 | 0 | 0 | 0 | 0 | 0 | 0 | 0 | 0 | 779
579
580 |  | 928 | Regulatory Commission Expense |  | F141 |  | 0 | 0 | 0 | 0 | 0 | 0 | 0 | 0 | 0 | 786
581 |  |  |  | Regulatory Expense | F141 |  | 0 | 0 | 0 | 0 | 0 | 0 | 0 | 0 | 0 | 787
582
583 |  | 929 | Duplicate Charges |  | F138D |  | 0 | 0 | 0 | 0 | 0 | 0 | 0 | 0 | 0 | 795
584
585 |  | 930 | Misc General Expenses
586 |  |  |  | Situs | F138D |  | 0 | 0 | 0 | 0 | 0 | 0 | 0 | 0 | 0 | 798
587 |  |  |  | Customer | F138D |  | 0 | 0 | 0 | 0 | 0 | 0 | 0 | 0 | 0 | 799
588 |  |  |  | Labor | F138D |  | 0 | 0 | 0 | 0 | 0 | 0 | 0 | 0 | 0 | 800
589 |  |  |  | Labor | F138D |  | 0 | 0 | 0 | 0 | 0 | 0 | 0 | 0 | 0 | 801
590 |  |  |  | Customer | F138D |  | 0 | 0 | 0 | 0 | 0 | 0 | 0 | 0 | 0 | 802
591
592 |  | 931 | Rents |  | F102D |  | 0 | 0 | 0 | 0 | 0 | 0 | 0 | 0 | 0 | 808
593
594 |  | 935 | Maintenance of General Plant |  | F108 |  | 0 | 0 | 0 | 0 | 0 | 0 | 0 | 0 | 0 | 814
595
596 |  | TOTAL ADMINISTRATIVE & GEN EXPENSE |  |  |  |  | 0 | 0 | 0 | 0 | 0 | 0 | 0 | 0 | 0
597
598
599 |  | TOTAL O & M EXPENSE |  |  |  |  | 306006.8201 | 163537.8458 | 50512.4099 | 44865.3621 | 17666.7376 | 6456.6937 | 18150.4622 | 4817.3088 | 0
600
601 |  | Distribution - METER - Unbundled |  |  |  |  | D: DEPRECIATION EXPENSE
602
603 |  | A |  | B | C |  | D | E | F | G | H | I | J | K
604 |  | FERC ACCT |  | DESCRIPTION | COS Factor |  | Washington Jurisdiction Normalized | Residential Schedule 16 | Small General Service Schedule 24 | Large General Service < 1,000 kW Schedule 36 | Large General Service > 1,000 kW Schedule 48 | Large General Dedicated Facilities Schedule 48 | Agricultural Pumping Schedule 40 | Street & Area Lighting Sch. 15, 51-54, 57
605 |  | 403SP | Steam Depreciation |  | F10 |  | 0 | 0 | 0 | 0 | 0 | 0 | 0 | 0 | 0 | 827
606
607 |  | 403NP | Nuclear Depreciation |  | F10 |  | 0 | 0 | 0 | 0 | 0 | 0 | 0 | 0 | 0 | 831
608
609 |  | 403HP | Hydro Depreciation |  | F10 |  | 0 | 0 | 0 | 0 | 0 | 0 | 0 | 0 | 0 | 838
610
611 |  | 403OP | Other Generation Depreciation |  | F10 |  | 0 | 0 | 0 | 0 | 0 | 0 | 0 | 0 | 0 | 841
612 |  |  |  | SG | F10 |  | 0 | 0 | 0 | 0 | 0 | 0 | 0 | 0 | 0 | 842
613 |  |  |  | CAEW | F10 |  | 0 | 0 | 0 | 0 | 0 | 0 | 0 | 0 | 0 | 843
614 |  |  |  | CAGW | F10 |  | 0 | 0 | 0 | 0 | 0 | 0 | 0 | 0 | 0 | 844
615 |  |  |  | CAGE | F10 |  | 0 | 0 | 0 | 0 | 0 | 0 | 0 | 0 | 0 | 845
616 |  |  |  | Total 403OP |  |  | 0 | 0 | 0 | 0 | 0 | 0 | 0 | 0 | 0
617
618 |  | 403TP | Transmission Depreciation |  | F106 |  | 0 | 0 | 0 | 0 | 0 | 0 | 0 | 0 | 0 | 853
619
620 |  | 403 | Distribution Depreciation
621 |  |  |  | Land Rights | F118 |  | 0 | 0 | 0 | 0 | 0 | 0 | 0 | 0 | 0 | 856
622 |  |  |  | Structures | F119 |  | 0 | 0 | 0 | 0 | 0 | 0 | 0 | 0 | 0 | 857
623 |  |  |  | Station Equip | F120 |  | 0 | 0 | 0 | 0 | 0 | 0 | 0 | 0 | 0 | 858
624 |  |  |  | Poles & Towers | F121 |  | 0 | 0 | 0 | 0 | 0 | 0 | 0 | 0 | 0 | 860
625 |  |  |  | OH Conductors | F122 |  | 0 | 0 | 0 | 0 | 0 | 0 | 0 | 0 | 0 | 861
626 |  |  |  | UG Conduit | F123 |  | 0 | 0 | 0 | 0 | 0 | 0 | 0 | 0 | 0 | 862
627 |  |  |  | UG Conductor | F124 |  | 0 | 0 | 0 | 0 | 0 | 0 | 0 | 0 | 0 | 863
628 |  |  |  | Line Transformer | F125 |  | 2985223.6575 | 1599474.0492 | 708226.4084 | 263535.5211 | 34518.4738 | 0 | 373298.3308 | 6170.8742 | 0 | 864
629 |  |  |  | Services | F126 |  | 0 | 0 | 0 | 0 | 0 | 0 | 0 | 0 | 0 | 865
630 |  |  |  | Meters | F127 |  | 0 | 0 | 0 | 0 | 0 | 0 | 0 | 0 | 0 | 866
631 |  |  |  | Inst Cust Premises | F128 |  | 0 | 0 | 0 | 0 | 0 | 0 | 0 | 0 | 0 | 867
632 |  |  |  | Leased Property | F129 |  | 0 | 0 | 0 | 0 | 0 | 0 | 0 | 0 | 0 | 868
633 |  |  |  | Street Lighting | F130 |  | 0 | 0 | 0 | 0 | 0 | 0 | 0 | 0 | 0 | 869
634 |  |  | Total Distribution Expense |  |  |  | 2985223.6575 | 1599474.0492 | 708226.4084 | 263535.5211 | 34518.4738 | 0 | 373298.3308 | 6170.8742 | 0
635
636 |  | 403GP | General Depreciation
637 |  |  |  | S | F107D |  | 184720.3685 | 103787.9546 | 30891.7376 | 25432.1383 | 9892.7167 | 2093.8889 | 10407.3557 | 2214.5767 | 0 | 873
638 |  |  |  | DGP | F105D |  | 0 | 0 | 0 | 0 | 0 | 0 | 0 | 0 | 0 | 874
639 |  |  |  | DGU | F105D |  | 0 | 0 | 0 | 0 | 0 | 0 | 0 | 0 | 0 | 875
640 |  |  |  | SE | F10 |  | 0 | 0 | 0 | 0 | 0 | 0 | 0 | 0 | 0 | 876
641 |  |  |  | CN | F42 |  | 0 | 0 | 0 | 0 | 0 | 0 | 0 | 0 | 0 | 877
642 |  |  |  | SG/CAGW/CAGE | F105D |  | 0 | 0 | 0 | 0 | 0 | 0 | 0 | 0 | 0 | 878
643 |  |  |  | SO | F102D |  | 67979.0228 | 38195.0501 | 11368.4817 | 9359.2922 | 3640.6229 | 770.573 | 3830.0155 | 814.9873 | 0 | 879
644 |  |  |  | CAEW | F105D |  | 0 | 0 | 0 | 0 | 0 | 0 | 0 | 0 | 0 | 880
645 |  |  |  | JBG | F105D |  | 0 | 0 | 0 | 0 | 0 | 0 | 0 | 0 | 0 | 881
646 |  |  |  | JBE | F10 |  | 0 | 0 | 0 | 0 | 0 | 0 | 0 | 0 | 0 | 882
647 |  |  | Total General Expense |  |  |  | 252699.3913 | 141983.0047 | 42260.2194 | 34791.4306 | 13533.3396 | 2864.4619 | 14237.3712 | 3029.564 | 0
648
649 |  | 403GV0 | General Vehicles |  | F105D |  | 0 | 0 | 0 | 0 | 0 | 0 | 0 | 0 | 0 | 886
650
651 |  | 403MP | Mining Depreciation |  | F10 |  | 0 | 0 | 0 | 0 | 0 | 0 | 0 | 0 | 0 | 890
652
653 |  | 403EP | Experimental Plant Depreciation |  | F10 |  | 0 | 0 | 0 | 0 | 0 | 0 | 0 | 0 | 0 | 896
654
655
656 |  | TOTAL DEPRECIATION EXPENSE |  |  |  |  | 3237923.0488 | 1741457.0539 | 750486.6277 | 298326.9517 | 48051.8134 | 2864.4619 | 387535.702 | 9200.4382 | 0
657
658 | [6 empty] | D: AMORTIZATION EXPENSE
659
660
661 |  | 404CLG | Amort of LT Plant - Cap. Lease Gen
662 |  |  |  | S | F12 |  | -16212.7478 | -7364.6066 | -2111.9069 | -3354.3309 | -1450.965 | -1324.3314 | -587.5381 | -19.0689 | 0 | 901
663 |  |  |  | SG/CAGW | F10 |  | 0 | 0 | 0 | 0 | 0 | 0 | 0 | 0 | 0 | 902
664 |  |  |  | SO | F102D |  | 1907.1731 | 1071.5742 | 318.9464 | 262.5779 | 102.1388 | 21.6187 | 107.4523 | 22.8647 | 0 | 903
665 |  |  |  | DGU | F10 | [10 empty] | 904
666 |  |  |  | CN | F42 |  | 0 | 0 | 0 | 0 | 0 | 0 | 0 | 0 | 0 | 905
667 |  |  |  | DGP | F10 |  | 0 | 0 | 0 | 0 | 0 | 0 | 0 | 0 | 0 | 906
668 |  |  |  | SG | F10 |  | 0 | 0 | 0 | 0 | 0 | 0 | 0 | 0 | 0 | 907
669 |  |  | Total Amort. Cap. Lease General |  |  |  | -14305.5747 | -6293.0324 | -1792.9605 | -3091.753 | -1348.8262 | -1302.7127 | -480.0858 | 3.7958 | 0
670
671 |  | 404CLS | Amort of LT Plant - Cap Lease Steam |  | F10 |  | 0 | 0 | 0 | 0 | 0 | 0 | 0 | 0 | 0 | 913
672
673 |  | 404IP | Amort of LT Plant - Intangible Plant
674 |  |  |  | S | F107D |  | -308.6461 | -173.4175 | -51.6165 | -42.4941 | -16.5296 | -3.4986 | -17.3895 | -3.7003 | 0 | 916
675 |  |  |  | SE | F10 |  | 0 | 0 | 0 | 0 | 0 | 0 | 0 | 0 | 0 | 917
676 |  |  |  | SG/CAGW | F105D |  | 0 | 0 | 0 | 0 | 0 | 0 | 0 | 0 | 0 | 918
677 |  |  |  | SO | F102D |  | 55947.193 | 31434.7831 | 9356.3369 | 7702.7605 | 2996.2572 | 634.1867 | 3152.1285 | 670.74 | 0 | 919
678 |  |  |  | CN | F42 |  | 0 | 0 | 0 | 0 | 0 | 0 | 0 | 0 | 0 | 920
679 |  |  |  | DGP | F10 |  | 0 | 0 | 0 | 0 | 0 | 0 | 0 | 0 | 0 | 921
680 |  |  |  | DGU | F10 |  | 0 | 0 | 0 | 0 | 0 | 0 | 0 | 0 | 0 | 922
681 |  |  |  | CAEW | F10 |  | 0 | 0 | 0 | 0 | 0 | 0 | 0 | 0 | 0 | 923
682 |  |  |  | CAGW | F105D |  | 0 | 0 | 0 | 0 | 0 | 0 | 0 | 0 | 0 | 924
683 |  |  |  | JBG | F105D |  | 0 | 0 | 0 | 0 | 0 | 0 | 0 | 0 | 0 | 925
684 |  |  | Total Amort. Intangible Plant |  |  |  | 55638.5468 | 31261.3656 | 9304.7204 | 7660.2663 | 2979.7276 | 630.6881 | 3134.739 | 667.0397 | 0
685
686 |  | Distribution - METER - Unbundled |  |  |  |  | D: AMORTIZATION EXPENSE (continued)
687
688
689 |  | A |  | B | C |  | D | E | F | G | H | I | J | K
690 |  | FERC ACCT |  | DESCRIPTION | COS Factor |  | Washington Jurisdiction Normalized | Residential Schedule 16 | Small General Service Schedule 24 | Large General Service < 1,000 kW Schedule 36 | Large General Service > 1,000 kW Schedule 48 | Large General Dedicated Facilities Schedule 48 | Agricultural Pumping Schedule 40 | Street & Area Lighting Sch. 15, 51-54, 57
691 |  | 404O | Amort of LT Plant - Other Plant |  | F10 |  | 0 | 0 | 0 | 0 | 0 | 0 | 0 | 0 | 0 | 930
692
693 |  | 404HP | Amort of Other Electric Plant |  | F110 |  | 0 | 0 | 0 | 0 | 0 | 0 | 0 | 0 | 0 | 936
694
695 |  | 405 | Amort of Other Electric Plant |  | F110 |  | 0 | 0 | 0 | 0 | 0 | 0 | 0 | 0 | 0 | 944
696
697 |  | 406 | Amort of Plant Acquisition Adj |  | F10 |  | 0 | 0 | 0 | 0 | 0 | 0 | 0 | 0 | 0 | 952
698
699 |  | 407 | Amort of Prop Losses, Unrec Plant, |  | F110 |  | 0.066504 | 0.031989 | 0.0089781 | 0.012711 | 0.0053626 | 0.004715 | 0.0024689 | 0.00027887 | 0 | 961
700
701
702 |  | TOTAL AMORTIZATION EXPENSE |  |  |  |  | 41333.0386 | 24968.3652 | 7511.7689 | 4568.5261 | 1630.9068 | -672.0199 | 2654.6557 | 670.8358 | 0
703
704
705 | [6 empty] | D: TAX OTHER THAN INCOME
706
707
708 |  | 408 | Total Taxes Other Than Income |  | F101D |  | 1445713.6331 | 822572.0695 | 237841.195 | 193583.205 | 75435.3391 | 21147.496 | 77767.1533 | 17367.1752 | 0 | 974
709
710
711 | [6 empty] | D: DEFERRED ITC
712
713
714 |  | 41140 | Deferred I T C - Federal |  | F101D |  | 0 | 0 | 0 | 0 | 0 | 0 | 0 | 0 | 0 | 979
715
716 |  | 41141 | Deferred I T C - Idaho |  | F101D |  | 0 | 0 | 0 | 0 | 0 | 0 | 0 | 0 | 0 | 984
717
718 |  | TOTAL DEFERRED ITC |  |  |  |  | 0 | 0 | 0 | 0 | 0 | 0 | 0 | 0 | 0
719
720
721 | [6 empty] | D: DEFERRED INCOME TAXES
722
723
724 |  | 41010 | Deferred Income Tax - Federal-DR |  | F101D |  | 1194181.9416 | 679457.3204 | 196460.5254 | 159902.7375 | 62310.7631 | 17468.1606 | 64236.8779 | 14345.5567 | 0 | 1032
725
726 |  | 41011 | Deferred Income Tax - State-DR |  | F101D |  | 0 | 0 | 0 | 0 | 0 | 0 | 0 | 0 | 0 | 1047
727
728 |  | 41110 | Deferred Income Tax - Federal-CR |  | F101D |  | -1705709.5916 | -970502.7585 | -280614.3611 | -228397.0504 | -89001.5688 | -24950.6444 | -91752.7346 | -20490.4738 | 0 | 1063
729
730 |  | 41111 | Deferred Income Tax - State-CR |  | F101D |  | 0 | 0 | 0 | 0 | 0 | 0 | 0 | 0 | 0 | 1078
731
732 |  | TOTAL DEFERRED INCOME TAXES |  |  |  |  | -511527.65 | -291045.4381 | -84153.8357 | -68494.3129 | -26690.8057 | -7482.4839 | -27515.8567 | -6144.917 | 0
733
734
735
736
737
738 |  | 40911 | State Income Taxes |  | F101D |  | 0 | 0 | 0 | 0 | 0 | 0 | 0 | 0 | 0 | 1175
739
740 |  | 40910 | Federal Income Tax |  | F101D |  | 212014.2496 | 120630.3905 | 34879.4681 | 28389.0233 | 11062.6105 | 3101.2853 | 11404.5716 | 2546.9004 | 0 | 1208
741
742
743 |  | TOTAL OPERATING EXPENSES |  |  |  |  | 4731518.8564 | 2582145.5958 | 997084.8916 | 501250.2826 | 127161.588 | 25419.9844 | 469998.7072 | 28457.8069 | 0
744
745
746 |  | Distribution - METER - Unbundled |  |  |  |  | D: STEAM GENERATION PLANT
747
748 |  | A |  | B | C |  | D | E | F | G | H | I | J | K
749 |  | FERC ACCT |  | DESCRIPTION | COS Factor |  | Washington Jurisdiction Normalized | Residential Schedule 16 | Small General Service Schedule 24 | Large General Service < 1,000 kW Schedule 36 | Large General Service > 1,000 kW Schedule 48 | Large General Dedicated Facilities Schedule 48 | Agricultural Pumping Schedule 40 | Street & Area Lighting Sch. 15, 51-54, 57
750 |  | 310 | Land and Land Rights |  | F10 |  | 0 | 0 | 0 | 0 | 0 | 0 | 0 | 0 | 0 | 1217
751 |  |  |  | JBG | F10 |  | 0 | 0 | 0 | 0 | 0 | 0 | 0 | 0 | 0 | 1219
752 |  |  |  | Total 310 |  |  | 0 | 0 | 0 | 0 | 0 | 0 | 0 | 0 | 0
753
754 |  | 311 | Structures and Improvements |  | F10 |  | 0 | 0 | 0 | 0 | 0 | 0 | 0 | 0 | 0 | 1225
755 |  |  |  | JBG | F10 |  | 0 | 0 | 0 | 0 | 0 | 0 | 0 | 0 | 0 | 1226
756 |  |  |  | Total 311 |  |  | 0 | 0 | 0 | 0 | 0 | 0 | 0 | 0 | 0
757
758 |  | 312 | Boiler Plant Equipment
759 |  |  |  | SG | F10 |  | 0 | 0 | 0 | 0 | 0 | 0 | 0 | 0 | 0 | 1230
760 |  |  |  | S | F10 |  | 0 | 0 | 0 | 0 | 0 | 0 | 0 | 0 | 0 | 1231
761 |  |  |  | CAGW | F10 |  | 0 | 0 | 0 | 0 | 0 | 0 | 0 | 0 | 0 | 1232
762 |  |  |  | JBG | F10 |  | 0 | 0 | 0 | 0 | 0 | 0 | 0 | 0 | 0 | 1233
763 |  |  |  | Total 312 |  |  | 0 | 0 | 0 | 0 | 0 | 0 | 0 | 0 | 0
764
765 |  | 314 | Turbogenerator Units |  | F10 |  | 0 | 0 | 0 | 0 | 0 | 0 | 0 | 0 | 0 | 1239
766 |  |  |  | JBG | F10 |  | 0 | 0 | 0 | 0 | 0 | 0 | 0 | 0 | 0 | 1240
767 |  |  |  | Total 314 |  |  | 0 | 0 | 0 | 0 | 0 | 0 | 0 | 0 | 0
768
769 |  | 315 | Accessory Electric Equipment |  | F10 |  | 0 | 0 | 0 | 0 | 0 | 0 | 0 | 0 | 0 | 1246
770 |  |  |  | JBG | F10 |  | 0 | 0 | 0 | 0 | 0 | 0 | 0 | 0 | 0 | 1247
771 |  |  |  | Total 316 |  |  | 0 | 0 | 0 | 0 | 0 | 0 | 0 | 0 | 0
772
773 |  | 316 | Misc Power Plant Equipment |  | F10 |  | 0 | 0 | 0 | 0 | 0 | 0 | 0 | 0 | 0 | 1253
774 |  |  |  | JBG | F10 |  | 0 | 0 | 0 | 0 | 0 | 0 | 0 | 0 | 0 | 1255
775 |  |  |  | Total 316 |  |  | 0 | 0 | 0 | 0 | 0 | 0 | 0 | 0 | 0
776
777 |  | S00 | Unclassified Steam Plant - Acct 300 |  | F10 |  | 0 | 0 | 0 | 0 | 0 | 0 | 0 | 0 | 0 | 1262
778
779
780
781 |  | Total Steam Generation Plant |  |  |  |  | 0 | 0 | 0 | 0 | 0 | 0 | 0 | 0 | 0
782
783
784 | [6 empty] | D: NUCLEAR GENERATION
785
786
787 |  | 320 | Land and Land Rights |  | F10 |  | 0 | 0 | 0 | 0 | 0 | 0 | 0 | 0 | 0 | 1268
788
789 |  | 321 | Structures and Improvements |  | F10 |  | 0 | 0 | 0 | 0 | 0 | 0 | 0 | 0 | 0 | 1272
790
791 |  | 322 | Reactor Plant Equipment |  | F10 |  | 0 | 0 | 0 | 0 | 0 | 0 | 0 | 0 | 0 | 1276
792
793 |  | 323 | Turbogenerator Units |  | F10 |  | 0 | 0 | 0 | 0 | 0 | 0 | 0 | 0 | 0 | 1280
794
795 |  | 324 | Land and Land Rights |  | F10 |  | 0 | 0 | 0 | 0 | 0 | 0 | 0 | 0 | 0 | 1284
796
797 |  | 325 | Misc. Power Plant Equipment |  | F10 |  | 0 | 0 | 0 | 0 | 0 | 0 | 0 | 0 | 0 | 1288
798
799 |  | N00 | Unclassified Nuclear Plt - Acct 300 |  | F10 |  | 0 | 0 | 0 | 0 | 0 | 0 | 0 | 0 | 0 | 1294
800
801 |  | Total Nuclear Generation Plant |  |  |  |  | 0 | 0 | 0 | 0 | 0 | 0 | 0 | 0 | 0
802
803
804 | [6 empty] | D: HYDRAULIC GENERATION PLANT
805
806
807 |  | 330 | Land and Land Rights |  | F10 |  | 0 | 0 | 0 | 0 | 0 | 0 | 0 | 0 | 0 | 1302
808
809 |  | 331 | Structures and Improvements |  | F10 |  | 0 | 0 | 0 | 0 | 0 | 0 | 0 | 0 | 0 | 1307
810
811 |  | 332 | Reservoirs, Dams & Waterways |  | F10 |  | 0 | 0 | 0 | 0 | 0 | 0 | 0 | 0 | 0 | 1312
812
813 |  | 333 | Water Wheel, Turbines, & Generators |  | F10 |  | 0 | 0 | 0 | 0 | 0 | 0 | 0 | 0 | 0 | 1317
814
815 |  | 334 | Accessory Electric Equipment |  | F10 |  | 0 | 0 | 0 | 0 | 0 | 0 | 0 | 0 | 0 | 1322
816
817 |  | 335 | Misc. Power Plant Equipment |  | F10 |  | 0 | 0 | 0 | 0 | 0 | 0 | 0 | 0 | 0 | 1327
818
819 |  | 336 | Roads, Railroads & Bridges |  | F10 |  | 0 | 0 | 0 | 0 | 0 | 0 | 0 | 0 | 0 | 1333
820
821 |  | H00 | Unclassified Hydro Plant - Acct 300 |  | F10 |  | 0 | 0 | 0 | 0 | 0 | 0 | 0 | 0 | 0 | 1339
822
823 |  | Total Hydraulic Plant |  |  |  |  | 0 | 0 | 0 | 0 | 0 | 0 | 0 | 0 | 0
824
825 |  | Distribution - METER - Unbundled
826 |  | A |  | B | C |  | D | E | F | G | H | I | J | K
827 |  | FERC ACCT |  | DESCRIPTION | COS Factor |  | Washington Jurisdiction Normalized | Residential Schedule 16 | Small General Service Schedule 24 | Large General Service < 1,000 kW Schedule 36 | Large General Service > 1,000 kW Schedule 48 | Large General Dedicated Facilities Schedule 48 | Agricultural Pumping Schedule 40 | Street & Area Lighting Sch. 15, 51-54, 57
828 |  | 340 | Land and Land Rights |  | F10 |  | 0 | 0 | 0 | 0 | 0 | 0 | 0 | 0 | 0 | 1347
829 |  |  |  | Total 340 |  |  | 0 | 0 | 0 | 0 | 0 | 0 | 0 | 0 | 0
830
831 |  | 341 | Structures and Improvements |  | F10 |  | 0 | 0 | 0 | 0 | 0 | 0 | 0 | 0 | 0 | 1352
832 |  |  |  | Total 341 |  |  | 0 | 0 | 0 | 0 | 0 | 0 | 0 | 0 | 0
833
834 |  | 342 | Fuel Holders, Producers & Access |  | F10 |  | 0 | 0 | 0 | 0 | 0 | 0 | 0 | 0 | 0 | 1357
835 |  |  |  | Total 342 |  |  | 0 | 0 | 0 | 0 | 0 | 0 | 0 | 0 | 0
836
837 |  | 343 | Prime Movers |  | F10 |  | 0 | 0 | 0 | 0 | 0 | 0 | 0 | 0 | 0 | 1365
838 |  |  |  | Total 343 |  |  | 0 | 0 | 0 | 0 | 0 | 0 | 0 | 0 | 0
839
840 |  | 344 | Generators |  | F10 |  | 0 | 0 | 0 | 0 | 0 | 0 | 0 | 0 | 0 | 1372
841 |  |  |  | Total 344 |  |  | 0 | 0 | 0 | 0 | 0 | 0 | 0 | 0 | 0
842
843 |  | 345 | Accessory Electric Plant |  | F10 |  | 0 | 0 | 0 | 0 | 0 | 0 | 0 | 0 | 0 | 1377
844 |  |  |  | Total 345 |  |  | 0 | 0 | 0 | 0 | 0 | 0 | 0 | 0 | 0
845
846 |  | 346 | Misc. Power Plant Equipment |  | F10 |  | 0 | 0 | 0 | 0 | 0 | 0 | 0 | 0 | 0 | 1382
847
848 |  | O00 | Unclassified Other Prod - Acct 300 |  | F10 |  | 0 | 0 | 0 | 0 | 0 | 0 | 0 | 0 | 0 | 1387
849
850 |  | Total Other Generation Plant |  |  |  |  | 0 | 0 | 0 | 0 | 0 | 0 | 0 | 0 | 0
851
852 |  | Experimental Plant
853 |  | 103 | Experimental Plant |  | F10 |  | 0 | 0 | 0 | 0 | 0 | 0 | 0 | 0 | 0 | 1393
854
855 |  | TOTAL GENERATION PLANT |  |  |  |  | 0 | 0 | 0 | 0 | 0 | 0 | 0 | 0 | 0
856
857 | [6 empty] | D: TRANSMISSION PLANT
858 |  | 350 | Land and Land Rights
859 |  |  |  | Demand | F12 |  | 0 | 0 | 0 | 0 | 0 | 0 | 0 | 0 | 0 | 1402
860 |  |  |  | Direct Assigned | A | 0 | 0 | 0 | 0 | 0 | 0 | 0 | 0 | 0 | 0
861 | [6 empty] | 0 | 0 | 0 | 0 | 0 | 0 | 0 | 0 | 0
862 |  | 352 | Structures and Improvements
863 |  |  |  | Demand | F12 |  | 0 | 0 | 0 | 0 | 0 | 0 | 0 | 0 | 0 | 1409
864 |  |  |  | Direct Assigned | A | 0 | 0 | 0 | 0 | 0 | 0 | 0 | 0 | 0 | 0
865 | [6 empty] | 0 | 0 | 0 | 0 | 0 | 0 | 0 | 0 | 0
866 |  | 353 | Station Equipment
867 |  |  |  | Demand | F12 |  | 0 | 0 | 0 | 0 | 0 | 0 | 0 | 0 | 0 | 1415
868 |  |  |  | Direct Assigned | A | 0 | 0 | 0 | 0 | 0 | 0 | 0 | 0 | 0 | 0
869 | [6 empty] | 0 | 0 | 0 | 0 | 0 | 0 | 0 | 0 | 0
870 |  | 354 | Towers and Fixtures
871 |  |  |  | Demand | F12 |  | 0 | 0 | 0 | 0 | 0 | 0 | 0 | 0 | 0 | 1421
872 |  |  |  | Direct Assigned | A | 0 | 0 | 0 | 0 | 0 | 0 | 0 | 0 | 0 | 0
873 | [6 empty] | 0 | 0 | 0 | 0 | 0 | 0 | 0 | 0 | 0
874 |  | 355 | Poles and Fixtures
875 |  |  |  | Demand | F12 |  | 0 | 0 | 0 | 0 | 0 | 0 | 0 | 0 | 0 | 1428
876 |  |  |  | Direct Assigned | A | 0 | 0 | 0 | 0 | 0 | 0 | 0 | 0 | 0 | 0
877 | [6 empty] | 0 | 0 | 0 | 0 | 0 | 0 | 0 | 0 | 0
878 |  | 356 | Overhead Conductors
879 |  |  |  | Demand | F12 |  | 0 | 0 | 0 | 0 | 0 | 0 | 0 | 0 | 0 | 1434
880 |  |  |  | Direct Assigned | A | 0 | 0 | 0 | 0 | 0 | 0 | 0 | 0 | 0 | 0
881 | [6 empty] | 0 | 0 | 0 | 0 | 0 | 0 | 0 | 0 | 0
882 |  | 357 | Underground Conduit
883 |  |  |  | Demand | F12 |  | 0 | 0 | 0 | 0 | 0 | 0 | 0 | 0 | 0 | 1440
884 |  |  |  | Direct Assigned | A | 0 | 0 | 0 | 0 | 0 | 0 | 0 | 0 | 0 | 0
885 | [6 empty] | 0 | 0 | 0 | 0 | 0 | 0 | 0 | 0 | 0
886 |  | 358 | Underground Conductors
887 |  |  |  | Demand | F12 |  | 0 | 0 | 0 | 0 | 0 | 0 | 0 | 0 | 0 | 1446
888 |  |  |  | Direct Assigned | A | 0 | 0 | 0 | 0 | 0 | 0 | 0 | 0 | 0 | 0
889 | [6 empty] | 0 | 0 | 0 | 0 | 0 | 0 | 0 | 0 | 0
890 |  | 359 | Roads and Trails
891 |  |  |  | Demand | F12 |  | 0 | 0 | 0 | 0 | 0 | 0 | 0 | 0 | 0 | 1452
892 |  |  |  | Direct Assigned | A | 0 | 0 | 0 | 0 | 0 | 0 | 0 | 0 | 0 | 0
893 | [6 empty] | 0 | 0 | 0 | 0 | 0 | 0 | 0 | 0 | 0
894
895 |  | T00 | Unclassified Trans Plant - Acct 300 |  | F10 |  | 0 | 0 | 0 | 0 | 0 | 0 | 0 | 0 | 0 | 1457
896 |  | TS0 | Unclassified Trans Sub - Acct 300 |  | F10 |  | 0 | 0 | 0 | 0 | 0 | 0 | 0 | 0 | 0 | 1461
897
898 |  | TOTAL TRANSMISSION PLANT |  |  |  |  | 0 | 0 | 0 | 0 | 0 | 0 | 0 | 0 | 0
899 |  | Distribution - METER - Unbundled |  |  |  |  | D: DISTRIBUTION PLANT
900 |  | A |  | B | C |  | D | E | F | G | H | I | J | K
901 |  | FERC ACCT |  | DESCRIPTION | COS Factor |  | Washington Jurisdiction Normalized | Residential Schedule 16 | Small General Service Schedule 24 | Large General Service < 1,000 kW Schedule 36 | Large General Service > 1,000 kW Schedule 48 | Large General Dedicated Facilities Schedule 48 | Agricultural Pumping Schedule 40 | Street & Area Lighting Sch. 15, 51-54, 57
902
903 |  | 360 | Land and Land Rights
904 |  |  |  | Demand Primary | F20A |  | 0 | 0 | 0 | 0 | 0 | 0 | 0 | 0 | 0 | 1467
905 |  |  |  | Assigned | A | 0 | 0 | 0 | 0 | 0 | 0 | 0 | 0 | 0 | 0
906 | [6 empty] | 0 | 0 | 0 | 0 | 0 | 0 | 0 | 0 | 0
907 |  | 361 | Structures and Improvements
908 |  |  |  | Demand Primary | F20 |  | 0 | 0 | 0 | 0 | 0 | 0 | 0 | 0 | 0 | 1473
909 |  |  |  | Assigned | A | 0 | 0 | 0 | 0 | 0 | 0 | 0 | 0 | 0 | 0
910 | [6 empty] | 0 | 0 | 0 | 0 | 0 | 0 | 0 | 0 | 0
911 |  | 362 | Station Equipment
912 |  |  |  | Demand Primary | F20A |  | 0 | 0 | 0 | 0 | 0 | 0 | 0 | 0 | 0 | 1479
913 |  |  |  | Assigned | A | 0 | 0 | 0 | 0 | 0 | 0 | 0 | 0 | 0 | 0
914 | [6 empty] | 0 | 0 | 0 | 0 | 0 | 0 | 0 | 0 | 0
915 |  | 364 | Poles, Towers & Fixtures
916 |  |  |  | Demand Primary | F20A | 0 | 0 | 0 | 0 | 0 | 0 | 0 | 0 | 0 | 0 | 1485
917 |  |  |  | Demand Secondary | F22 | 0 | 0 | 0 | 0 | 0 | 0 | 0 | 0 | 0 | 0
918 |  |  |  | Assigned | A | 0 | 0 | 0 | 0 | 0 | 0 | 0 | 0 | 0 | 0
919 | [6 empty] | 0 | 0 | 0 | 0 | 0 | 0 | 0 | 0 | 0
920 |  | 365 | Overhead Conductors
921 |  |  |  | Demand Primary | F20A | 0 | 0 | 0 | 0 | 0 | 0 | 0 | 0 | 0 | 0 | 1492
922 |  |  |  | Demand Secondary | F22 | 0 | 0 | 0 | 0 | 0 | 0 | 0 | 0 | 0 | 0
923 |  |  |  | Assigned | A | 0 | 0 | 0 | 0 | 0 | 0 | 0 | 0 | 0 | 0
924 | [6 empty] | 0 | 0 | 0 | 0 | 0 | 0 | 0 | 0 | 0
925 |  | 366 | Underground Conduit
926 |  |  |  | Demand Primary | F20A | 0 | 0 | 0 | 0 | 0 | 0 | 0 | 0 | 0 | 0 | 1499
927 |  |  |  | Demand Secondary | F22 | 0 | 0 | 0 | 0 | 0 | 0 | 0 | 0 | 0 | 0
928 |  |  |  | Assigned | A | 0 | 0 | 0 | 0 | 0 | 0 | 0 | 0 | 0 | 0
929 | [6 empty] | 0 | 0 | 0 | 0 | 0 | 0 | 0 | 0 | 0
930 |  | 367 | Underground Conductors
931 |  |  |  | Demand Primary | F20A | 0 | 0 | 0 | 0 | 0 | 0 | 0 | 0 | 0 | 0 | 1506
932 |  |  |  | Demand Secondary | F22 | 0 | 0 | 0 | 0 | 0 | 0 | 0 | 0 | 0 | 0
933 |  |  |  | Assigned | A | 0 | 0 | 0 | 0 | 0 | 0 | 0 | 0 | 0 | 0
934 | [6 empty] | 0 | 0 | 0 | 0 | 0 | 0 | 0 | 0 | 0
935 |  | 368 | Line Transformers
936 |  |  |  | Demand Secondary | F21 |  | 113031430.96 | 60561908.0214 | 26816029.0701 | 9978413.8412 | 1306995.0314 | 0 | 14134433.2439 | 233651.752 | 0 | 1513
937 |  |  |  | Assigned | A | 1 | 0 | 0 | 0 | 0 | 0 | 0 | 0 | 0 | 0
938 | [6 empty] | 113031430.96 | 60561908.0214 | 26816029.0701 | 9978413.8412 | 1306995.0314 | 0 | 14134433.2439 | 233651.752 | 0
939 |  | 369 | Services
940 |  |  |  | Customer | F70 |  | 0 | 0 | 0 | 0 | 0 | 0 | 0 | 0 | 0 | 1519
941 |  |  |  | Assigned | A | 0 | 0 | 0 | 0 | 0 | 0 | 0 | 0 | 0 | 0
942 | [6 empty] | 0 | 0 | 0 | 0 | 0 | 0 | 0 | 0 | 0
943 |  | 370 | Meters
944 |  |  |  | Customer | F60A |  | 0 | 0 | 0 | 0 | 0 | 0 | 0 | 0 | 0 | 1526
945 |  |  |  | Assigned | A | 0 | 0 | 0 | 0 | 0 | 0 | 0 | 0 | 0 | 0
946 | [6 empty] | 0 | 0 | 0 | 0 | 0 | 0 | 0 | 0 | 0
947 |  | 371 | Install on Customers' Premises
948 |  |  |  | Demand Primary | F20 | 0 | 0 | 0 | 0 | 0 | 0 | 0 | 0 | 0 | 0 | 1532
949 |  |  |  | Demand Secondary | F22 | 0 | 0 | 0 | 0 | 0 | 0 | 0 | 0 | 0 | 0
950 |  |  |  | Assigned | A | 0 | 0 | 0 | 0 | 0 | 0 | 0 | 0 | 0 | 0
951 | [6 empty] | 0 | 0 | 0 | 0 | 0 | 0 | 0 | 0 | 0
952 |  | 372 | Leased Property
953 |  |  |  | Demand Primary | F20 | 0 | 0 | 0 | 0 | 0 | 0 | 0 | 0 | 0 | 0 | 1539
954 |  |  |  | Demand Secondary | F22 | 0 | 0 | 0 | 0 | 0 | 0 | 0 | 0 | 0 | 0
955 |  |  |  | Assigned | A | 0 | 0 | 0 | 0 | 0 | 0 | 0 | 0 | 0 | 0
956 | [6 empty] | 0 | 0 | 0 | 0 | 0 | 0 | 0 | 0 | 0
957
958 |  | 373 | Street Lights |  | A | 0 | 0 | 0 | 0 | 0 | 0 | 0 | 0 | 0 | 0 | 1548
959
960
961 |  | D00 | Unclassified Dist Plant - Acct 300 |  | F22 |  | 0 | 0 | 0 | 0 | 0 | 0 | 0 | 0 | 0 | 1551
962 |  | DS0 | Unclassified Dist Sub - Acct 300 |  | F20 |  | 0 | 0 | 0 | 0 | 0 | 0 | 0 | 0 | 0 | 1555
963 |  | TOTAL DISTRIBUTION PLANT |  |  |  |  | 113031430.96 | 60561908.0214 | 26816029.0701 | 9978413.8412 | 1306995.0314 | 0 | 14134433.2439 | 233651.752 | 0
964
965 |  | Distribution - METER - Unbundled |  |  |  |  | DISTRIBUTION PLANT D: GENERAL PLANT
966
967 |  | A |  | B | C |  | D | E | F | G | H | I | J | K
968 |  | FERC ACCT |  | DESCRIPTION | COS Factor |  | Washington Jurisdiction Normalized | Residential Schedule 16 | Small General Service Schedule 24 | Large General Service < 1,000 kW Schedule 36 | Large General Service > 1,000 kW Schedule 48 | Large General Dedicated Facilities Schedule 48 | Agricultural Pumping Schedule 40 | Street & Area Lighting Sch. 15, 51-54, 57
969 |  | 389 | Land and Land Rights
970 |  |  |  | S | F107D |  | 174918.1726 | 98280.4414 | 29252.466 | 24082.5806 | 9367.7591 | 1982.7766 | 9855.0889 | 2097.0601 | 0 | 1562
971 |  |  |  | CN | F42 |  | 0 | 0 | 0 | 0 | 0 | 0 | 0 | 0 | 0 | 1563
972 |  |  |  | DGU | F105D |  | 0 | 0 | 0 | 0 | 0 | 0 | 0 | 0 | 0 | 1564
973 |  |  |  | SG/CAGE/CAGW | F105D |  | 0 | 0 | 0 | 0 | 0 | 0 | 0 | 0 | 0 | 1565
974 |  |  |  | SO | F102D |  | 34812.8052 | 19560.1052 | 5821.9245 | 4792.9965 | 1864.403 | 394.6189 | 1961.3931 | 417.364 | 0 | 1566
975 |  |  | Total Land & Land Rights |  |  |  | 209730.9779 | 117840.5466 | 35074.3905 | 28875.5771 | 11232.1622 | 2377.3955 | 11816.4819 | 2514.424 | 0
976
977 |  | 390 | Structures and Improvements
978 |  |  |  | S | F107D |  | 2209392.727 | 1241380.9793 | 369488.1131 | 304187.2528 | 118324.2346 | 25044.4661 | 124479.7 | 26487.981 | 0 | 1570
979 |  |  |  | DGP | F105D |  | 0 | 0 | 0 | 0 | 0 | 0 | 0 | 0 | 0 | 1571
980 |  |  |  | DGU | F105D |  | 0 | 0 | 0 | 0 | 0 | 0 | 0 | 0 | 0 | 1572
981 |  |  |  | CN | F42 |  | 0 | 0 | 0 | 0 | 0 | 0 | 0 | 0 | 0 | 1573
982 |  |  |  | SG/CAGE/CAGW | F105D |  | 0 | 0 | 0 | 0 | 0 | 0 | 0 | 0 | 0 | 1574
983 |  |  |  | JBG | F105D |  | 0 | 0 | 0 | 0 | 0 | 0 | 0 | 0 | 0 | 1575
984 |  |  |  | SO | F102D |  | 449100.9601 | 252334.2196 | 75105.4642 | 61831.8263 | 24051.644 | 5090.7626 | 25302.8591 | 5384.1843 | 0 | 1576
985
986 |  |  | Total Structures and Improvements |  |  |  | 2658493.6871 | 1493715.199 | 444593.5773 | 366019.0791 | 142375.8787 | 30135.2286 | 149782.5591 | 31872.1653 | 0
987
988 |  | 391 | Office Furniture & Equipment
989 |  |  |  | S | F107D |  | 59858.8632 | 33632.6147 | 10010.5057 | 8241.3158 | 3205.747 | 678.5273 | 3372.5165 | 717.6363 | 0 | 1580
990 |  |  |  | SGP | F105D |  | 0 | 0 | 0 | 0 | 0 | 0 | 0 | 0 | 0 | 1581
991 |  |  |  | SGU | F105D |  | 0 | 0 | 0 | 0 | 0 | 0 | 0 | 0 | 0 | 1582
992 |  |  |  | CN | F42 |  | 0 | 0 | 0 | 0 | 0 | 0 | 0 | 0 | 0 | 1583
993 |  |  |  | SG/CAGE/CAGW | F105D |  | 0 | 0 | 0 | 0 | 0 | 0 | 0 | 0 | 0 | 1584
994 |  |  |  | SE | F10 |  | 0 | 0 | 0 | 0 | 0 | 0 | 0 | 0 | 0 | 1585
995 |  |  |  | SO | F102D |  | 283579.3729 | 159333.393 | 47424.4375 | 39042.9593 | 15187.1199 | 3214.5005 | 15977.1845 | 3399.7781 | 0 | 1586
996 |  |  |  | JBG | F105D |  | 0 | 0 | 0 | 0 | 0 | 0 | 0 | 0 | 0 | 1587
997 |  |  |  | JBE | F10 |  | 0 | 0 | 0 | 0 | 0 | 0 | 0 | 0 | 0 | 1588
998 |  |  | Total Office Furniture & Equipment |  |  |  | 343438.2361 | 192966.0076 | 57434.9432 | 47284.2751 | 18392.8669 | 3893.0278 | 19349.701 | 4117.4144 | 0
999
1000 |  | 392 | Transportation Equipment
1001 |  |  |  | S | F107D |  | 854859.2198 | 480315.6824 | 142962.5056 | 117696.2676 | 45782.0657 | 9690.216 | 48163.7411 | 10248.7414 | 0 | 1592
1002 |  |  |  | SO | F102D |  | 42152.3323 | 23683.9304 | 7049.3514 | 5803.4961 | 2257.4721 | 477.8158 | 2374.9104 | 505.3561 | 0 | 1593
1003 |  |  |  | SG/CAGE/CAGW | F105D |  | 0 | 0 | 0 | 0 | 0 | 0 | 0 | 0 | 0 | 1594
1004 |  |  |  | CN | F42 |  | 0 | 0 | 0 | 0 | 0 | 0 | 0 | 0 | 0 | 1595
1005 |  |  |  | SG-U | F105D |  | 0 | 0 | 0 | 0 | 0 | 0 | 0 | 0 | 0 | 1596
1006 |  |  |  | SE | F10 |  | 0 | 0 | 0 | 0 | 0 | 0 | 0 | 0 | 0 | 1597
1007 |  |  |  | SGP | F105D |  | 0 | 0 | 0 | 0 | 0 | 0 | 0 | 0 | 0 | 1598
1008 |  |  |  | JBG | F105D |  | 0 | 0 | 0 | 0 | 0 | 0 | 0 | 0 | 0 | 1599
1009 |  |  |  | CAGE | F10 |  | 0 | 0 | 0 | 0 | 0 | 0 | 0 | 0 | 0 | 1600
1010 |  |  | Total Transportation Equipment |  |  |  | 897011.5521 | 503999.6128 | 150011.857 | 123499.7637 | 48039.5378 | 10168.0318 | 50538.6514 | 10754.0976 | 0
1011
1012 |  | 393 | Stores Equipment
1013 |  |  |  | S | F107D |  | 117100.0563 | 65794.4515 | 19583.2449 | 16122.233 | 6271.3045 | 1327.3821 | 6597.5504 | 1403.8899 | 0 | 1604
1014 |  |  |  | SG-P | F105D |  | 0 | 0 | 0 | 0 | 0 | 0 | 0 | 0 | 0 | 1605
1015 |  |  |  | SG-U | F105D |  | 0 | 0 | 0 | 0 | 0 | 0 | 0 | 0 | 0 | 1606
1016 |  |  |  | SO | F102D |  | 1181.4599 | 663.8212 | 197.5816 | 162.6624 | 63.2732 | 13.3924 | 66.5648 | 14.1643 | 0 | 1607
1017 |  |  |  | SG/CAGE/CAGW | F105D |  | 0 | 0 | 0 | 0 | 0 | 0 | 0 | 0 | 0 | 1608
1018 |  |  |  | JBG | F105D |  | 0 | 0 | 0 | 0 | 0 | 0 | 0 | 0 | 0 | 1609
1019 |  |  | Total Stores Equipment |  |  |  | 118281.5162 | 66458.2727 | 19780.8265 | 16284.8954 | 6334.5777 | 1340.7745 | 6664.1152 | 1418.0542 | 0 | 1610
1020
1021 |  | 394 | Tools, Shop & Garage Equipment
1022 |  |  |  | S | F107D |  | 443021.0285 | 248918.1174 | 74088.6859 | 60994.7466 | 23726.0327 | 5021.8438 | 24960.3088 | 5311.2932 | 0 | 1613
1023 |  |  |  | SG-P | F105D |  | 0 | 0 | 0 | 0 | 0 | 0 | 0 | 0 | 0 | 1614
1024 |  |  |  | SG/CAGE/CAGW | F105D |  | 0 | 0 | 0 | 0 | 0 | 0 | 0 | 0 | 0 | 1615
1025 |  |  |  | SO | F102D |  | 13832.2892 | 7771.8825 | 2313.2449 | 1904.4174 | 740.7895 | 156.7953 | 779.3269 | 165.8326 | 0 | 1616
1026 |  |  |  | SE | F10 |  | 0 | 0 | 0 | 0 | 0 | 0 | 0 | 0 | 0 | 1617
1027 |  |  |  | SG-U | F105D |  | 0 | 0 | 0 | 0 | 0 | 0 | 0 | 0 | 0 | 1618
1028 |  |  |  | JBG | F105D |  | 0 | 0 | 0 | 0 | 0 | 0 | 0 | 0 | 0 | 1619
1029 |  |  |  | CAGE | F102D |  | 0 | 0 | 0 | 0 | 0 | 0 | 0 | 0 | 0 | 1620
1030 |  |  | Total Tools, Shop & Garage Equipment |  |  |  | 456853.3177 | 256689.9999 | 76401.9308 | 62899.1641 | 24466.8223 | 5178.639 | 25739.6357 | 5477.1258 | 0
1031
1032 |  | 395 | Laboratory Equipment
1033 |  |  |  | S | F107D |  | 204869.2242 | 115108.8962 | 34261.3344 | 28206.2151 | 10971.7905 | 2322.2853 | 11542.5652 | 2456.1374 | 0 | 1624
1034 |  |  |  | SGP | F105D |  | 0 | 0 | 0 | 0 | 0 | 0 | 0 | 0 | 0 | 1625
1035 |  |  |  | SGU | F105D |  | 0 | 0 | 0 | 0 | 0 | 0 | 0 | 0 | 0 | 1626
1036 |  |  |  | SO | F102D |  | 21545.6147 | 12105.732 | 3603.184 | 2966.3813 | 1153.8774 | 244.2293 | 1213.9044 | 258.3062 | 0 | 1627
1037 |  |  |  | SE | F10 |  | 0 | 0 | 0 | 0 | 0 | 0 | 0 | 0 | 0 | 1628
1038 |  |  |  | SG/CAGE/CAGW | F105D |  | 0 | 0 | 0 | 0 | 0 | 0 | 0 | 0 | 0 | 1629
1039 |  |  |  | JBG | F105D |  | 0 | 0 | 0 | 0 | 0 | 0 | 0 | 0 | 0 | 1630
1040 |  |  |  | CAGE | F102D |  | 0 | 0 | 0 | 0 | 0 | 0 | 0 | 0 | 0 | 1631
1041 |  |  | Total Laboratory Equipment |  |  |  | 226414.8388 | 127214.6282 | 37864.5184 | 31172.5964 | 12125.6679 | 2566.5146 | 12756.4696 | 2714.4436 | 0
1042
1043 |  | 396 | Power Operated Equipment
1044 |  |  |  | S | F107D |  | 1388164.0561 | 779961.1334 | 232149.8172 | 191121.2097 | 74343.2562 | 15735.4676 | 78210.7423 | 16642.4297 | 0 | 1635
1045 |  |  |  | SG-P | F105D |  | 0 | 0 | 0 | 0 | 0 | 0 | 0 | 0 | 0 | 1636
1046 |  |  |  | SG/CAGE/CAGW | F105D |  | 0 | 0 | 0 | 0 | 0 | 0 | 0 | 0 | 0 | 1637
1047 |  |  |  | SO | F102D |  | 21755.8056 | 12223.831 | 3638.3353 | 2995.3202 | 1165.1342 | 246.6119 | 1225.7468 | 260.8261 | 0 | 1638
1048 |  |  |  | SG-U | F105D |  | 0 | 0 | 0 | 0 | 0 | 0 | 0 | 0 | 0 | 1639
1049 |  |  |  | SE | F10 |  | 0 | 0 | 0 | 0 | 0 | 0 | 0 | 0 | 0 | 1640
1050 |  |  |  | JBG | F105D |  | 0 | 0 | 0 | 0 | 0 | 0 | 0 | 0 | 0 | 1641
1051 |  |  |  | CAGE | F102D |  | 0 | 0 | 0 | 0 | 0 | 0 | 0 | 0 | 0 | 1642
1052 |  |  | Total Power Operated Equipment |  |  |  | 1409919.8616 | 792184.9643 | 235788.1525 | 194116.5299 | 75508.3904 | 15982.0795 | 79436.4892 | 16903.2558 | 0
1053
1054 |  | 397 | Communication Equipment
1055 |  |  |  | S | F107D |  | 2182363.2531 | 1226194.0574 | 364967.8351 | 300465.8586 | 116876.6686 | 24738.0748 | 122956.8287 | 26163.9299 | 0 | 1646
1056 |  |  |  | SGP | F105D |  | 0 | 0 | 0 | 0 | 0 | 0 | 0 | 0 | 0 | 1647
1057 |  |  |  | SGU | F105D |  | 0 | 0 | 0 | 0 | 0 | 0 | 0 | 0 | 0 | 1648
1058 |  |  |  | SO | F102D |  | 442801.0985 | 248794.5464 | 74051.9059 | 60964.4669 | 23714.2543 | 5019.3508 | 24947.9177 | 5308.6565 | 0 | 1649
1059 |  |  |  | CN | F42 |  | 0 | 0 | 0 | 0 | 0 | 0 | 0 | 0 | 0 | 1650
1060 |  |  |  | SG/CAGE/CAGW | F105D |  | 0 | 0 | 0 | 0 | 0 | 0 | 0 | 0 | 0 | 1651
1061 |  |  |  | SE | F10 |  | 0 | 0 | 0 | 0 | 0 | 0 | 0 | 0 | 0 | 1652
1062 |  |  |  | JBG | F105D |  | 0 | 0 | 0 | 0 | 0 | 0 | 0 | 0 | 0 | 1653
|  |  |  | CAGE | F105D |  | 0 | 0 | 0 | 0 | 0 | 0 | 0 | 0 | 0 | 1654
1064 |  |  |  | CAGE | F105D |  | 0 | 0 | 0 | 0 | 0 | 0 | 0 | 0 | 0 | 1655
1065 |  |  | Total Communication Equipment |  |  |  | 2625164.3516 | 1474988.6038 | 439019.741 | 361430.3254 | 140590.923 | 29757.4255 | 147904.7464 | 31472.5864 | 0
1066
1067 |  | Distribution - METER - Unbundled |  |  |  |  | D: GENERAL PLANT
1068
1069 |  | A |  | B | C |  | D | E | F | G | H | I | J | K
1070 |  | FERC ACCT |  | DESCRIPTION | COS Factor |  | Washington Jurisdiction Normalized | Residential Schedule 16 | Small General Service Schedule 24 | Large General Service < 1,000 kW Schedule 36 | Large General Service > 1,000 kW Schedule 48 | Large General Dedicated Facilities Schedule 48 | Agricultural Pumping Schedule 40 | Street & Area Lighting Sch. 15, 51-54, 57
1071 |  | 398 | Misc. Equipment
1072 |  |  |  | S | F107D |  | 29269.1751 | 16445.3322 | 4894.8347 | 4029.7544 | 1567.5134 | 331.7793 | 1649.0586 | 350.9025 | 0 | 1659
1073 |  |  |  | SGP | F105D |  | 0 | 0 | 0 | 0 | 0 | 0 | 0 | 0 | 0 | 1660
1074 |  |  |  | SGU | F105D |  | 0 | 0 | 0 | 0 | 0 | 0 | 0 | 0 | 0 | 1661
|  |  |  | CN | F42 |  | 0 | 0 | 0 | 0 | 0 | 0 | 0 | 0 | 0 | 1662
1076 |  |  |  | SO | F102D |  | 11202.5233 | 6294.3085 | 1873.4556 | 1542.3536 | 599.9522 | 126.9857 | 631.1629 | 134.3049 | 0 | 1663
1077 |  |  |  | SE | F10 |  | 0 | 0 | 0 | 0 | 0 | 0 | 0 | 0 | 0 | 1664
1078 |  |  |  | SG | F105D |  | 0 | 0 | 0 | 0 | 0 | 0 | 0 | 0 | 0 | 1665
1079 |  |  |  | JBG | F105D |  | 0 | 0 | 0 | 0 | 0 | 0 | 0 | 0 | 0 | 1666
1080 |  |  | Total Misc. Equipment |  |  |  | 40471.6984 | 22739.6406 | 6768.2904 | 5572.1079 | 2167.4656 | 458.765 | 2280.2215 | 485.2073 | 0
1081
1082 |  | 399 | Coal Mine |  | F10 |  | 0 | 0 | 0 | 0 | 0 | 0 | 0 | 0 | 0 | 1674
1083 |  | 399L | WIDCO Capital Lease |  | F10 |  | 0 | 0 | 0 | 0 | 0 | 0 | 0 | 0 | 0 | 1677
1084 |  |  | Remove Capital Lease |  | F10 |  | 0 | 0 | 0 | 0 | 0 | 0 | 0 | 0 | 0 | 1680
1085
1086 |  | 390L | General Capital Lease
1087 |  |  |  | S | F10 |  | 0 | 0 | 0 | 0 | 0 | 0 | 0 | 0 | 0 | 1685
1088 |  |  |  | SG | F10 |  | 0 | 0 | 0 | 0 | 0 | 0 | 0 | 0 | 0 | 1686
1089 |  |  |  | SO-U | F10 |  | -7467.4869 | -3159.4412 | -986.4685 | -1667.9042 | -705.1769 | -642.0895 | -294.3538 | -12.0528 | 0 | 1687
1091 |  |  | Remove Capital Lease |  |  |  | 7467.4869 | 3159.4412 | 986.4685 | 1667.9042 | 705.1769 | 642.0895 | 294.3538 | 12.0528
1092
1093 |  | 392L | General Vehicles Capital Lease |  | F10 |  | 0 | 0 | 0 | 0 | 0 | 0 | 0 | 0 | 0 | 1694
1094 |  |  | Remove Capital Lease |  | F10 |  | 0 | 0 | 0 | 0 | 0 | 0 | 0 | 0 | 0 | 1697
1095
1096 |  | G00 | Unclassified Gen Plant - Acct 300 |  | F102D |  | 72671.0093 | 40831.3143 | 12153.1468 | 10005.2808 | 3891.9027 | 823.7588 | 4094.3673 | 871.2386 | 0 | 1707
1097 |  | GV0 | Unclassified Gen Veh - Acct 300 |  | F102D |  | 0 | 0 | 0 | 0 | 0 | 0 | 0 | 0 | 0 | 1715
1098
1099 |  | TOTAL GENERAL PLANT |  |  |  |  | 9058451.0469 | 5089628.79 | 1514891.3745 | 1247159.5951 | 485126.1951 | 102681.6407 | 510363.4384 | 108600.0132 | 0
1100
1101
1102
1103 | [6 empty] | D: INTANGIBLE PLANT
1104
1105 |  | 301 | Organization
1106 |  |  |  | S | F107D |  | 0 | 0 | 0 | 0 | 0 | 0 | 0 | 0 | 0 | 1720
1107 |  |  |  | SO | F102D |  | 0 | 0 | 0 | 0 | 0 | 0 | 0 | 0 | 0 | 1721
1108 |  |  |  | SG/CAGE/CAGW | F105D |  | 0 | 0 | 0 | 0 | 0 | 0 | 0 | 0 | 0 | 1722
1109 |  |  | Total Organization |  |  |  | 0 | 0 | 0 | 0 | 0 | 0 | 0 | 0 | 0
1110
1111 |  | 302 | Franchise & Consent
1112 |  |  |  | S | F107D |  | 0 | 0 | 0 | 0 | 0 | 0 | 0 | 0 | 0 | 1725
1113 |  |  |  | SG/CAGE/CAGW | F105D |  | 0 | 0 | 0 | 0 | 0 | 0 | 0 | 0 | 0 | 1726
1114 |  |  |  | DGP | F105D |  | 0 | 0 | 0 | 0 | 0 | 0 | 0 | 0 | 0 | 1727
1115 |  |  |  | DGU | F105D |  | 0 | 0 | 0 | 0 | 0 | 0 | 0 | 0 | 0 | 1728
1116 |  |  | Total Franchise & Consent |  |  |  | 0 | 0 | 0 | 0 | 0 | 0 | 0 | 0 | 0
1117
1118 |  | 303 | Miscellaneous Intangible Plant
1119 |  |  |  | S | F107D |  | -411917.3151 | -231442.022 | -68887.0519 | -56712.4147 | -22060.2704 | -4669.2691 | -23207.8902 | -4938.3968 | 0 | 1732
1120 |  |  |  | SG/CAGW | F105D |  | 0 | 0 | 0 | 0 | 0 | 0 | 0 | 0 | 0 | 1733
1121 |  |  |  | SO | F102D |  | 1814005.2425 | 1019226.4947 | 303365.4298 | 249750.6508 | 97149.2208 | 20562.5701 | 102203.1193 | 21747.7571 | 0 | 1734
1122 |  |  |  | SE | F105D |  | 0 | 0 | 0 | 0 | 0 | 0 | 0 | 0 | 0 | 1735
1123 |  |  |  | CN | F42 |  | 0 | 0 | 0 | 0 | 0 | 0 | 0 | 0 | 0 | 1736
1124 |  |  |  | DGU | F10 |  | 0 | 0 | 0 | 0 | 0 | 0 | 0 | 0 | 0 | 1737
1125 |  |  |  | DGP | F105D |  | 0 | 0 | 0 | 0 | 0 | 0 | 0 | 0 | 0 | 1738
1126 |  |  |  | JBG | F105D |  | 0 | 0 | 0 | 0 | 0 | 0 | 0 | 0 | 0 | 1739
1127 |  |  | Total Miscellaneous Intangible Plant |  |  |  | 1402087.9274 | 787784.4727 | 234478.3779 | 193038.2361 | 75088.9504 | 15893.301 | 78995.2291 | 16809.3603 | 0
1128
1129 |  | I00 | Unclass Intangible Plant - Acct 300 |  | F102D |  | 0 | 0 | 0 | 0 | 0 | 0 | 0 | 0 | 0 | 1750
1130
1131 |  | TOTAL INTANGIBLE PLANT |  |  |  |  | 1402087.9274 | 787784.4727 | 234478.3779 | 193038.2361 | 75088.9504 | 15893.301 | 78995.2291 | 16809.3603 | 0
1132
1133
1134 |  | TOTAL ELECTRIC PLANT IN SERVICE |  |  |  |  | 123491969.9343 | 66439321.284 | 28565398.8225 | 11418611.6724 | 1867210.1768 | 118574.9416 | 14723791.9114 | 359061.1255 | 0
1135
1136
1137 |  | Distribution - METER - Unbundled |  |  |  |  | D: MISC RATE BASE
1138
1139 |  | A |  | B | C |  | D | E | F | G | H | I | J | K
1140 |  | FERC ACCT |  | DESCRIPTION | COS Factor |  | Washington Jurisdiction Normalized | Residential Schedule 16 | Small General Service Schedule 24 | Large General Service < 1,000 kW Schedule 36 | Large General Service > 1,000 kW Schedule 48 | Large General Dedicated Facilities Schedule 48 | Agricultural Pumping Schedule 40 | Street & Area Lighting Sch. 15, 51-54, 57
1141 |  | 105 | Plant Held For Future Use
1142 |  |  |  | S | F20 |  | 0 | 0 | 0 | 0 | 0 | 0 | 0 | 0 | 0 | 1758
1143 |  |  |  | SG/CAGE/CAGW | F10 |  | 0 | 0 | 0 | 0 | 0 | 0 | 0 | 0 | 0 | 1759
1144 |  |  |  | DNPT | F10 |  | 0 | 0 | 0 | 0 | 0 | 0 | 0 | 0 | 0 | 1760
1145 |  |  |  | DNPPOP | F10 |  | 0 | 0 | 0 | 0 | 0 | 0 | 0 | 0 | 0 | 1761
1146 |  |  |  | SE/CAEE/CAEW | F10 |  | 0 | 0 | 0 | 0 | 0 | 0 | 0 | 0 | 0 | 1762
1147 |  |  |  | DNPG | F102 |  | 0 | 0 | 0 | 0 | 0 | 0 | 0 | 0 | 0 | 1763
1148 |  |  | Total Plant Held For Future Use |  |  |  | 0 | 0 | 0 | 0 | 0 | 0 | 0 | 0 | 0
1149
1150 |  | 114 | Electric Plant Acquisition Adjust |  | F10 |  | 0 | 0 | 0 | 0 | 0 | 0 | 0 | 0 | 0 | 1770
1151
1152 |  | 128 | Pensions |  | F102D |  | 0 | 0 | 0 | 0 | 0 | 0 | 0 | 0 | 0 | 1774
1153
1154 |  | 124 | Weatherization |  | F10 |  | 0 | 0 | 0 | 0 | 0 | 0 | 0 | 0 | 0 | 1796
1155
1156 |  | 151 | Fuel Stock |  | F10 |  | 0 | 0 | 0 | 0 | 0 | 0 | 0 | 0 | 0 | 1799
1157 |  |  |  | JBG | F10 |  | 0 | 0 | 0 | 0 | 0 | 0 | 0 | 0 | 0 | 1800
1158 |  |  |  | Total Fuel Stock |  |  | 0 | 0 | 0 | 0 | 0 | 0 | 0 | 0 | 0
1159
1160 |  | 152 | Fuel Stock - Undistributed |  | F10 |  | 0 | 0 | 0 | 0 | 0 | 0 | 0 | 0 | 0 | 1805
1161
1162 |  | 25316 | DG&T Working Capital Deposit |  | F10 |  | 0 | 0 | 0 | 0 | 0 | 0 | 0 | 0 | 0 | 1810
1163
1164 |  | 25317 | DG&T Working Capital Deposit |  | F10 |  | 0 | 0 | 0 | 0 | 0 | 0 | 0 | 0 | 0 | 1814
1165
1166 |  | 25319 | Provo Working Capital Deposit |  | F10 |  | 0 | 0 | 0 | 0 | 0 | 0 | 0 | 0 | 0 | 1818
1167
1168 |  | 154 | Materials and Supplies |  | F102D |  | 0 | 0 | 0 | 0 | 0 | 0 | 0 | 0 | 0 | 1823
1169 |  |  |  | SG/CAGE/CAGW | F102D |  | 0 | 0 | 0 | 0 | 0 | 0 | 0 | 0 | 0 | 1824
1170 |  |  |  | SE/CAEE/CAEW | F102D |  | 0 | 0 | 0 | 0 | 0 | 0 | 0 | 0 | 0 | 1825
1171 |  |  |  | SO | F102D |  | 0 | 0 | 0 | 0 | 0 | 0 | 0 | 0 | 0 | 1826
1172 |  |  |  | DNPPS | F102D |  | 0 | 0 | 0 | 0 | 0 | 0 | 0 | 0 | 0 | 1827
1173 |  |  |  | DNPPH | F102D |  | 0 | 0 | 0 | 0 | 0 | 0 | 0 | 0 | 0 | 1828
1174 |  |  |  | DNPD | F102D |  | 0 | 0 | 0 | 0 | 0 | 0 | 0 | 0 | 0 | 1829
1175 |  |  |  | DNPT | F102D |  | 0 | 0 | 0 | 0 | 0 | 0 | 0 | 0 | 0 | 1830
1176 |  |  |  | DGU | F102D |  | 0 | 0 | 0 | 0 | 0 | 0 | 0 | 0 | 0 | 1831
1177 |  |  |  | DGP | F102D |  | 0 | 0 | 0 | 0 | 0 | 0 | 0 | 0 | 0 | 1832
1178 |  |  |  | JBG | F10 |  | 0 | 0 | 0 | 0 | 0 | 0 | 0 | 0 | 0 | 1833
1179 |  |  |  | SNPP | F102D |  | 0 | 0 | 0 | 0 | 0 | 0 | 0 | 0 | 0 | 1834
1180 |  |  |  | CAGE | F102D |  | 0 | 0 | 0 | 0 | 0 | 0 | 0 | 0 | 0 | 1835
1181 |  |  | Total Materials and Supplies |  |  |  | 0 | 0 | 0 | 0 | 0 | 0 | 0 | 0 | 0
1182
1183 |  | 163 | Stores Expense Undistributed |  | F102D |  | 0 | 0 | 0 | 0 | 0 | 0 | 0 | 0 | 0 | 1839
1184
1185 |  | 25318 | Provo Working Capital Deposit |  | F102D |  | 0 | 0 | 0 | 0 | 0 | 0 | 0 | 0 | 0 | 1844
1186
1187 |  | 165 | Prepayments |  | F102D |  | 0 | 0 | 0 | 0 | 0 | 0 | 0 | 0 | 0 | 1851
1188 |  |  |  | GPS | F42 |  | 3.2748e-11 | 2.6722e-11 | 4.5988e-12 | 2.7345e-13 | 7.5168e-14 | 1.0751e-15 | 4.5875e-13 | 6.1777e-13 | 0 | 1852
1189 |  |  |  | SG | F102D |  | 0 | 0 | 0 | 0 | 0 | 0 | 0 | 0 | 0 | 1853
1190 |  |  |  | SE | F102D |  | 0 | 0 | 0 | 0 | 0 | 0 | 0 | 0 | 0 | 1854
1191 |  |  |  | SO | F102D |  | 2.8324e-10 | 1.5914e-10 | 4.7368e-11 | 3.8996e-11 | 1.5169e-11 | 3.2106e-12 | 1.5958e-11 | 3.3957e-12 | 0 | 1855
1192 |  |  |  | Total Prepayments |  |  | 3.1599e-10 | 1.8586e-10 | 5.1966e-11 | 3.927e-11 | 1.5244e-11 | 3.2117e-12 | 1.6417e-11 | 4.0135e-12 | 0
1193
1194 |  | 182 | Misc Regulatory Assets |  | F102D |  | 0 | 0 | 0 | 0 | 0 | 0 | 0 | 0 | 0 | 1859
1195 |  |  |  | SG/CAGW | F102D |  | 0 | 0 | 0 | 0 | 0 | 0 | 0 | 0 | 0 | 1860
1196 |  |  |  | CAGE | F102D |  | 0 | 0 | 0 | 0 | 0 | 0 | 0 | 0 | 0 | 1861
1197 |  |  |  | CAEW | F102D |  | 0 | 0 | 0 | 0 | 0 | 0 | 0 | 0 | 0 | 1862
1198 |  |  |  | CAEE | F10 |  | 0 | 0 | 0 | 0 | 0 | 0 | 0 | 0 | 0 | 1863
1199 |  |  |  | SE | F102D |  | 0 | 0 | 0 | 0 | 0 | 0 | 0 | 0 | 0 | 1864
1200 |  |  |  | SO | F102D |  | 0 | 0 | 0 | 0 | 0 | 0 | 0 | 0 | 0 | 1865
1201 |  |  |  | Total Misc Regulatory Assets |  |  | 0 | 0 | 0 | 0 | 0 | 0 | 0 | 0 | 0
1202
1203 |  | 186 | Misc Deferred Debits |  | F102D |  | 0 | 0 | 0 | 0 | 0 | 0 | 0 | 0 | 0 | 1869
1204 |  |  |  | CAEW | F102D |  | 0 | 0 | 0 | 0 | 0 | 0 | 0 | 0 | 0 | 1870
1205 |  |  |  | CAEE | F102D |  | 0 | 0 | 0 | 0 | 0 | 0 | 0 | 0 | 0 | 1871
1206 |  |  |  | SG | F102D |  | 0 | 0 | 0 | 0 | 0 | 0 | 0 | 0 | 0 | 1872
1207 |  |  |  | SO | F102D |  | -1.2243e-12 | -6.8787e-13 | -2.0474e-13 | -1.6855e-13 | -6.5565e-14 | -1.3877e-14 | -6.8976e-14 | -1.4677e-14 | 0 | 1873
1208 |  |  |  | SE | F10 |  | 0 | 0 | 0 | 0 | 0 | 0 | 0 | 0 | 0 | 1874
1209 |  |  |  | JBE | F102D |  | 0 | 0 | 0 | 0 | 0 | 0 | 0 | 0 | 0 | 1875
1210 |  |  |  | EXCTAX | F102D |  | 0 | 0 | 0 | 0 | 0 | 0 | 0 | 0 | 0 | 1876
1211 |  |  |  | Total Misc Deferred Debits |  |  | -1.2243e-12 | -6.8787e-13 | -2.0474e-13 | -1.6855e-13 | -6.5565e-14 | -1.3877e-14 | -6.8976e-14 | -1.4677e-14 | 0
1212
1213 |  | CWC | Cash Working Capital |  | F137D |  | 0 | 0 | 0 | 0 | 0 | 0 | 0 | 0 | 0 | 1884
1214
1215 |  | OWC | Other Working Capital |  | F137D |  | 0 | 0 | 0 | 0 | 0 | 0 | 0 | 0 | 0 | 1897
1216 |  |  |  | Total Other Working Capital |  |  | 0 | 0 | 0 | 0 | 0 | 0 | 0 | 0 | 0
1217
1218 |  | 18222 | Nuclear Plant |  | F10 |  | 0 | 0 | 0 | 0 | 0 | 0 | 0 | 0 | 0 | 1911
1219
1220 |  | 1869 | Misc Deferred Debits-Trojan |  | F10 |  | 0 | 0 | 0 | 0 | 0 | 0 | 0 | 0 | 0 | 1916
1221
1222 |  | 141 | Impact Housing - Notes Receivable |  | F10 |  | 0 | 0 | 0 | 0 | 0 | 0 | 0 | 0 | 0 | 1919
1223 |  | TOTAL RATE BASE ADDITIONS |  |  |  |  | 3.1476e-10 | 1.8518e-10 | 5.1762e-11 | 3.9101e-11 | 1.5179e-11 | 3.1978e-12 | 1.6348e-11 | 3.9988e-12 | 0
1224
1225 |  | Distribution - METER - Unbundled
1226
1227 |  | A |  | B | C |  | D | E | F | G | H | I | J | K
1228 |  | FERC ACCT |  | DESCRIPTION | COS Factor |  | Washington Jurisdiction Normalized | Residential Schedule 16 | Small General Service Schedule 24 | Large General Service < 1,000 kW Schedule 36 | Large General Service > 1,000 kW Schedule 48 | Large General Dedicated Facilities Schedule 48 | Agricultural Pumping Schedule 40 | Street & Area Lighting Sch. 15, 51-54, 57
1229
1230 |  | 235 | Customer Service Deposits |  | F51 |  | 0 | 0 | 0 | 0 | 0 | 0 | 0 | 0 | 0 | 1931
1231
1232 |  | 2281 | Accum Prov for Property Insurance |  | F102D |  | 0 | 0 | 0 | 0 | 0 | 0 | 0 | 0 | 0 | 1935
1233
1234 |  | 2282 | Accum Prov for Injuries & Damages |  | F102D |  | -18356.3619 | -10313.8017 | -3069.8288 | -2527.2878 | -983.0767 | -208.0777 | -1034.2183 | -220.0709 | 0 | 1939
1235
1236 |  | 2283 | Accum Prov for Pension & Benefits |  | F102D |  | 317.5266 | 178.4072 | 53.1016 | 43.7168 | 17.0052 | 3.5993 | 17.8898 | 3.8068 | 0 | 1944
1237
1238 |  | 254 | Reg Liabilities - Insurance Provision |  | F10 |  | 0 | 0 | 0 | 0 | 0 | 0 | 0 | 0 | 0 | 1950
1239
1240 |  | 22844 | Accum Hydro Relicensing Obligation |  | F10 |  | 0 | 0 | 0 | 0 | 0 | 0 | 0 | 0 | 0 | 1954
1241
1242
1243 |  | 22842 | Accum Misc Oper Prov - Trojan |  | F10 |  | 0 | 0 | 0 | 0 | 0 | 0 | 0 | 0 | 0 | 1959
1244
1245 |  | 252 | Customer Advances for Const |  | F50 |  | -123588.7649 | -50271.0485 | -69846.1328 | -2508.1858 | 0 | 0 | -963.3979 | 0 | 0 | 1967
1246
1247 |  | 25398 | SO2 Emissions |  | F10 |  | 0 | 0 | 0 | 0 | 0 | 0 | 0 | 0 | 0 | 1970
1248
1249 |  | 25399 | Other Deferred Credits |  | F10 |  | 0 | 0 | 0 | 0 | 0 | 0 | 0 | 0 | 0 | 1979
1250
1251 |  | 190 | Accum Deferred Income Taxes |  | F104D |  | 0 | 0 | 0 | 0 | 0 | 0 | 0 | 0 | 0 | 1982
1252 |  |  |  | SG/CAGW | F104D |  | 0 | 0 | 0 | 0 | 0 | 0 | 0 | 0 | 0 | 1983
1253 |  |  |  | DOP | F138D |  | 0.00011252 | 6.0092e-05 | 1.6274e-05 | 1.8357e-05 | 7.9677e-06 | 3.0466e-06 | 4.5795e-06 | 2.2072e-06 | 0 | 1984
1254 |  |  |  | CN | F104D |  | 0 | 0 | 0 | 0 | 0 | 0 | 0 | 0 | 0 | 1985
1255 |  |  |  | BADDEBT | F42 |  | 0 | 0 | 0 | 0 | 0 | 0 | 0 | 0 | 0 | 1986
1256 |  |  |  | JBG | F104D |  | 0 | 0 | 0 | 0 | 0 | 0 | 0 | 0 | 0 | 1987
1257 |  |  |  | JBE | F104D |  | 0 | 0 | 0 | 0 | 0 | 0 | 0 | 0 | 0 | 1988
1258 |  |  |  | SE/CAEW | F104D |  | 0 | 0 | 0 | 0 | 0 | 0 | 0 | 0 | 0 | 1989
1259 |  |  |  | SNP | F104D |  | 0 | 0 | 0 | 0 | 0 | 0 | 0 | 0 | 0 | 1990
1260 |  |  |  | SNPD | F104D |  | 0.00026614 | 0.00015132 | 4.4054e-05 | 3.5559e-05 | 1.3851e-05 | 3.8831e-06 | 1.4284e-05 | 3.1894e-06 | 0 | 1991
1261 |  |  |  | Total Accum Deferred Income Taxes |  |  | 0.00037866 | 0.00021141 | 6.0328e-05 | 5.3916e-05 | 2.1819e-05 | 6.9297e-06 | 1.8863e-05 | 5.3966e-06 | 0
1262
1263 |  | 281 | Accum Deferred Income Taxes |  | F104D |  | 0 | 0 | 0 | 0 | 0 | 0 | 0 | 0 | 0 | 1998
1264
1265 |  | 282 | Accum Deferred Income Taxes |  | F104D |  | -16924314.9932 | -9622628.5261 | -2801483.4431 | -2261264.597 | -880845.4791 | -246931.8055 | -908340.2538 | -202820.8885 | 0 | 2001
1266 |  |  |  |  | F104D |  | 0 | 0 | 0 | 0 | 0 | 0 | 0 | 0 | 0 | 2002
1267 |  |  |  |  | F104D |  | 0 | 0 | 0 | 0 | 0 | 0 | 0 | 0 | 0 | 2003
1268 |  |  |  |  | F104D |  | -1172.2894 | -666.5266 | -194.0492 | -156.6301 | -61.0132 | -17.1041 | -62.9176 | -14.0487 | 0 | 2004
1269 |  |  |  |  | F104D |  | 0 | 0 | 0 | 0 | 0 | 0 | 0 | 0 | 0 | 2005
1270 |  |  |  | DITBAL | F104D |  | 292.1985 | 166.1348 | 48.3677 | 39.0408 | 15.2078 | 4.2633 | 15.6825 | 3.5017 | 0 | 2006
1271 |  |  |  | DGP | F42 |  | -3190.0351 | -2603.1165 | -447.9864 | -26.6379 | -7.3223 | -0.10473 | -44.6886 | -60.1785 | 0 | 2007
1272 |  |  |  | SO | F138D |  | -326.8216 | -174.5349 | -47.2682 | -53.3164 | -23.1417 | -8.8488 | -13.301 | -6.4107 | 0 | 2008
1273 |  |  |  | JBE | F104D |  | 0.0023949 | 0.0013616 | 0.00039642 | 0.00031998 | 0.00012464 | 3.4942e-05 | 0.00012853 | 2.87e-05 | 0 | 2009
1274 |  |  |  | SE | F104D |  | 0 | 0 | 0 | 0 | 0 | 0 | 0 | 0 | 0 | 2010
1275 |  |  |  | SG | F104D |  | 0 | 0 | 0 | 0 | 0 | 0 | 0 | 0 | 0 | 2011
1276 |  |  |  | Total Accum Deferred Income Taxes |  |  | -16928711.9384 | -9625906.5679 | -2802124.3789 | -2261462.1403 | -880921.7483 | -246953.5998 | -908445.4785 | -202898.0247 | 0
1277
1278
1279 |  | 283 | Accum Deferred Income Taxes |  | F104D |  | -0.0024483 | -0.0013921 | -0.00040527 | -0.00032712 | -0.00012743 | -3.5722e-05 | -0.0001314 | -2.9341e-05 | 0 | 2015
1280 |  |  |  | SG/CAGW | F104D |  | 0 | 0 | 0 | 0 | 0 | 0 | 0 | 0 | 0 | 2016
1281 |  |  |  | SE | F104D |  | 0 | 0 | 0 | 0 | 0 | 0 | 0 | 0 | 0 | 2017
1282 |  |  |  | SO | F138D |  | 0.00014181 | 7.5732e-05 | 2.051e-05 | 2.3134e-05 | 1.0041e-05 | 3.8395e-06 | 5.7714e-06 | 2.7816e-06 | 0 | 2018
1283 |  |  |  | GPS | F104D |  | 0.0015887 | 0.00090326 | 0.00026297 | 0.00021226 | 8.2683e-05 | 2.3179e-05 | 8.5264e-05 | 1.9038e-05 | 0 | 2019
1284 |  |  |  | SNP | F104D |  | 0.0002955 | 0.00016801 | 4.8914e-05 | 3.9482e-05 | 1.538e-05 | 4.3115e-06 | 1.586e-05 | 3.5413e-06 | 0 | 2020
1285 |  |  |  | TROJD | F104D |  | 0 | 0 | 0 | 0 | 0 | 0 | 0 | 0 | 0 | 2021
1286 |  |  |  | SNPD | F104D |  | 0 | 0 | 0 | 0 | 0 | 0 | 0 | 0 | 0 | 2022
1287 |  |  |  | JBE | F104D |  | 0 | 0 | 0 | 0 | 0 | 0 | 0 | 0 | 0 | 2023
1288 |  |  |  | Total Accum Deferred Income Taxes |  |  | -0.00042238 | -0.00024505 | -7.2881e-05 | -5.2247e-05 | -1.9323e-05 | -4.3922e-06 | -2.4509e-05 | -3.9796e-06 | 0
1289
1290 |  | 255 | Accum Investment Tax Credit |  | F104D |  | -1698.5156 | -965.7221 | -281.1554 | -226.9394 | -88.4012 | -24.7819 | -91.1606 | -20.355 | 0 | 2037
1291 |  | TOTAL RATE BASE DEDUCTIONS |  |  |  |  | -17072038.0542 | -9687278.7331 | -2875268.3943 | -2266680.8364 | -881976.221 | -247182.8601 | -910516.3654 | -203134.6438 | 0
1292
1293 | [6 empty] | D: ACCUMULATED DEPRECIATION
1294 | [6 empty] | D: GENERATION PLANT
1295
1296 |  | 108SP | Steam Prod Accumulated Depr |  | F10 |  | 0 | 0 | 0 | 0 | 0 | 0 | 0 | 0 | 0 | 2048
1297
1298 |  | 108NP | Nuclear Prod Accumulated Depr |  | F10 |  | 0 | 0 | 0 | 0 | 0 | 0 | 0 | 0 | 0 | 2054
1299
1300 |  | 108HP | Hydraulic Prod Accum Depr |  | F10 |  | 0 | 0 | 0 | 0 | 0 | 0 | 0 | 0 | 0 | 2062
1301
1302 |  | 108OP | Other Generation - Accum Depr |  | F10 |  | 0 | 0 | 0 | 0 | 0 | 0 | 0 | 0 | 0 | 2065
1303 |  |  |  | SGU | F10 |  | 0 | 0 | 0 | 0 | 0 | 0 | 0 | 0 | 0 | 2066
1304 |  |  |  | SG-P | F10 |  | 0 | 0 | 0 | 0 | 0 | 0 | 0 | 0 | 0 | 2067
1305 |  |  |  | SG | F10 |  | 0 | 0 | 0 | 0 | 0 | 0 | 0 | 0 | 0 | 2068
1306 |  |  |  | CAEW | F10 |  | 0 | 0 | 0 | 0 | 0 | 0 | 0 | 0 | 0 | 2069
1307 |  |  |  | CAGE | F10 |  | 0 | 0 | 0 | 0 | 0 | 0 | 0 | 0 | 0 | 2070
1308 |  |  |  | Total Other Generation - Accum Depr |  |  | 0 | 0 | 0 | 0 | 0 | 0 | 0 | 0 | 0
1309
1310 |  | 108EP | Experimental Plant - Accum Depr |  | F10 |  | 0 | 0 | 0 | 0 | 0 | 0 | 0 | 0 | 0 | 2076
1311
1312
1313
1314 |  | TOTAL GENERATION PLANT DEPRECIATION |  |  |  |  | 0 | 0 | 0 | 0 | 0 | 0 | 0 | 0 | 0
1315
1316
1317 | [6 empty] | D: TRANSMISSION PLANT
1318
1319 |  | 108TP | Transmission Plant Accum Depr |  | F106 |  | 0 | 0 | 0 | 0 | 0 | 0 | 0 | 0 | 0 | 2087
1320
1321
1322 | [6 empty] | D: DISTRIBUTION PLANT
1323
1324 |  | 108360 | Land and Land Rights |  | F118 |  | 0 | 0 | 0 | 0 | 0 | 0 | 0 | 0 | 0 | 2091
1325
1326 |  | 108361 | Structures and Improvements |  | F119 |  | 0 | 0 | 0 | 0 | 0 | 0 | 0 | 0 | 0 | 2095
1327
1328 |  | 108362 | Station Equipment |  | F120 |  | 0 | 0 | 0 | 0 | 0 | 0 | 0 | 0 | 0 | 2099
1329
1330 |  | Distribution - METER - Unbundled
1331
1332 |  | A |  | B | C |  | D | E | F | G | H | I | J | K
1333 |  | FERC ACCT |  | DESCRIPTION | COS Factor |  | Washington Jurisdiction Normalized | Residential Schedule 16 | Small General Service Schedule 24 | Large General Service < 1,000 kW Schedule 36 | Large General Service > 1,000 kW Schedule 48 | Large General Dedicated Facilities Schedule 48 | Agricultural Pumping Schedule 40 | Street & Area Lighting Sch. 15, 51-54, 57
1334
1335 |  | 108364 | Poles, Towers & Fixtures |  | F121 |  | 0 | 0 | 0 | 0 | 0 | 0 | 0 | 0 | 0 | 2103
1336
1337 |  | 108365 | Overhead Conductors |  | F122 |  | 0 | 0 | 0 | 0 | 0 | 0 | 0 | 0 | 0 | 2107
1338
1339 |  | 108366 | Underground Conduit |  | F123 |  | 0 | 0 | 0 | 0 | 0 | 0 | 0 | 0 | 0 | 2111
1340
1341 |  | 108367 | Underground Conductors |  | F124 |  | 0 | 0 | 0 | 0 | 0 | 0 | 0 | 0 | 0 | 2115
1342
1343 |  | 108368 | Line Transformers |  | F125 |  | -59153326.48 | -31694178.2212 | -14033771.9253 | -5222055.199 | -683996.5056 | 0 | -7397046.4426 | -122278.1863 | 0 | 2119
1344
1345 |  | 108369 | Services |  | F126 |  | 0 | 0 | 0 | 0 | 0 | 0 | 0 | 0 | 0 | 2123
1346
1347 |  | 108370 | Meters |  | F127 |  | 0 | 0 | 0 | 0 | 0 | 0 | 0 | 0 | 0 | 2127
1348
1349 |  | 108371 | Install on Customers' Premises |  | F128 |  | 0 | 0 | 0 | 0 | 0 | 0 | 0 | 0 | 0 | 2131
1350
1351 |  | 108372 | Leased Property |  | F129 |  | 0 | 0 | 0 | 0 | 0 | 0 | 0 | 0 | 0 | 2135
1352
1353 |  | 108373 | Street Lights |  | F130 |  | 0 | 0 | 0 | 0 | 0 | 0 | 0 | 0 | 0 | 2139
1354
1355 |  | 108D00 | Unclassified Dist Plant - Acct 300 |  | F121 |  | 0 | 0 | 0 | 0 | 0 | 0 | 0 | 0 | 0 | 2143
1356
1357 |  | 108DS | Unclassified Dist Sub - Acct 300 |  | F120 |  | 0 | 0 | 0 | 0 | 0 | 0 | 0 | 0 | 0 | 2147
1358
1359 |  | 108D | Unclassified Dist Sub - Acct 300 |  | F102D |  | 74484.089 | 41850.0207 | 12456.3574 | 10254.904 | 3989.0024 | 844.3108 | 4196.5183 | 892.9753 | 0 | 2151
1360
1361
1362 |  | TOTAL DISTRIBUTION PLANT DEPR |  |  |  |  | -59078842.391 | -31652328.2005 | -14021315.5679 | -5211800.295 | -680007.5032 | 844.3108 | -7392849.9243 | -121385.211 | 0
1363
1364 | [6 empty] | D: GENERAL PLANT
1365 |  | 108GP | General Plant Accumulated Depr
1366 |  |  |  | S | F107D |  | -3774561.8588 | -2120795.1124 | -631239.3998 | -519678.3661 | -202147.0142 | -42786.3663 | -212663.1097 | -45252.4902 | 0 | 2157
1367 |  |  |  | SG-P | F105D |  | 0 | 0 | 0 | 0 | 0 | 0 | 0 | 0 | 0 | 2158
1368 |  |  |  | SG-U | F105D |  | 0 | 0 | 0 | 0 | 0 | 0 | 0 | 0 | 0 | 2159
1369 |  |  |  | CAGW | F105D |  | 0 | 0 | 0 | 0 | 0 | 0 | 0 | 0 | 0 | 2160
1370 |  |  |  | CN | F42 |  | 0 | 0 | 0 | 0 | 0 | 0 | 0 | 0 | 0 | 2161
1371 |  |  |  | SO | F102D |  | -484027.8854 | -271958.445 | -80946.4736 | -66640.5347 | -25922.1588 | -5486.6751 | -27270.6818 | -5802.9165 | 0 | 2162
1372 |  |  |  | SE | F10 |  | 0 | 0 | 0 | 0 | 0 | 0 | 0 | 0 | 0 | 2163
1373 |  |  |  | JBG | F105D |  | 0 | 0 | 0 | 0 | 0 | 0 | 0 | 0 | 0 | 2164
1374 |  |  |  | CAGE | F105D |  | 0 | 0 | 0 | 0 | 0 | 0 | 0 | 0 | 0 | 2165
1375 |  |  |  | CAGE | F105D |  | 0 | 0 | 0 | 0 | 0 | 0 | 0 | 0 | 0 | 2166
1376 |  |  | Total General Plant Accumulated Depr |  |  |  | -4258589.7441 | -2392753.5574 | -712185.8734 | -586318.9008 | -228069.173 | -48273.0413 | -239933.7915 | -51055.4067 | 0
1377
1378 |  | 108MP | Mining Plant Accumulated Depr. |  | F10 |  | 0 | 0 | 0 | 0 | 0 | 0 | 0 | 0 | 0 | 2173
1379
1380 |  | 1081390 | Accum Depr - Capital Lease |  | F10 |  | 0 | 0 | 0 | 0 | 0 | 0 | 0 | 0 | 0 | 2180
1381 |  |  | Remove Capital Lease |  | F10 |  | 0 | 0 | 0 | 0 | 0 | 0 | 0 | 0 | 0 | 2183
1382
1383 |  | 1081399L | Accum Depr - Capital Lease |  | F10 |  | 0 | 0 | 0 | 0 | 0 | 0 | 0 | 0 | 0 | 2187
1384 |  |  |  | SE | F10 |  | 0 | 0 | 0 | 0 | 0 | 0 | 0 | 0 | 0 | 2188
1385 |  |  | Remove Capital Lease |  | F10 |  | 0 | 0 | 0 | 0 | 0 | 0 | 0 | 0 | 0 | 2191
1386
1387 |  | TOTAL GENERAL PLANT ACCUM DEPR |  |  |  |  | -4258589.7441 | -2392753.5574 | -712185.8734 | -586318.9008 | -228069.173 | -48273.0413 | -239933.7915 | -51055.4067 | 0
1388
1389
1390 |  | TOTAL ACCUM DEPR - PLANT IN SERVICE |  |  |  |  | -63337432.1352 | -34045081.7578 | -14733501.4413 | -5798119.1958 | -908076.6762 | -47428.7305 | -7632783.7158 | -172440.6177 | 0
1391
1392
1393 | [6 empty] | D: ACCUMULATED AMORTIZATION
1394
1395 |  | 111CLS | Accum Prov for Amort-Steam |  | F10 |  | 0 | 0 | 0 | 0 | 0 | 0 | 0 | 0 | 0 | 2204
1396
1397 |  | 111CLG | Accum Prov for Amort-General
1398 |  |  |  | S | F108 |  | -256130.1962 | -119448.6766 | -35980.6412 | -50557.9225 | -21176.7369 | -16925.907 | -10957.2799 | -1083.032 | 0 | 2208
1399 |  |  |  | CN | F108 |  | 0 | 0 | 0 | 0 | 0 | 0 | 0 | 0 | 0 | 2209
1400 |  |  |  | SG | F108 |  | 0 | 0 | 0 | 0 | 0 | 0 | 0 | 0 | 0 | 2210
1401 |  |  |  | SO | F108 |  | -17201.8961 | -8022.2627 | -2416.4869 | -3395.508 | -1422.2455 | -1136.7566 | -735.8991 | -72.7372 | 0 | 2211
1402 |  |  |  | SE | F108 |  | 0 | 0 | 0 | 0 | 0 | 0 | 0 | 0 | 0 | 2212
1403 |  |  | Total Accum Prov for Amort-General |  |  |  | -273332.0923 | -127470.9393 | -38397.1281 | -53953.4305 | -22598.9825 | -18062.6636 | -11693.1791 | -1155.7693 | 0 | 2213
1404
1405 |  | 111CLH | Accum Prov for Amort-Hydro |  | F10 |  | 0 | 0 | 0 | 0 | 0 | 0 | 0 | 0 | 0 | 2219
1406
1407 |  | 111IP | Accum Prov for Amort-Intangible
1408 |  |  |  | S | F107D |  | 305.8082 | 171.823 | 51.1419 | 42.1034 | 16.3776 | 3.4665 | 17.2296 | 3.6663 | 0 | 2223
1409 |  |  |  | DGP | F105D |  | 0 | 0 | 0 | 0 | 0 | 0 | 0 | 0 | 0 | 2224
1410 |  |  |  | DGU | F105D |  | 0 | 0 | 0 | 0 | 0 | 0 | 0 | 0 | 0 | 2225
1411 |  |  |  | SE | F10 |  | 0 | 0 | 0 | 0 | 0 | 0 | 0 | 0 | 0 | 2226
1412 |  |  |  | SG | F105D |  | 0 | 0 | 0 | 0 | 0 | 0 | 0 | 0 | 0 | 2227
1413 |  |  |  | CN | F42 |  | 0 | 0 | 0 | 0 | 0 | 0 | 0 | 0 | 0 | 2228
1414 |  |  |  | JBG | F105D |  | 0 | 0 | 0 | 0 | 0 | 0 | 0 | 0 | 0 | 2229
1415 |  |  |  | CAGE | F105D |  | 0 | 0 | 0 | 0 | 0 | 0 | 0 | 0 | 0 | 2230
1416 |  |  |  | CAGE | F105D |  | 0 | 0 | 0 | 0 | 0 | 0 | 0 | 0 | 0 | 2231
1417 |  |  |  | SO | F102D |  | -1310207.6271 | -736160.1255 | -219112.7625 | -180388.2369 | -70168.2923 | -14851.7962 | -73818.5884 | -15707.8252 | 0 | 2232
1418 |  |  | Total Accum Prov for Amort-Intangible |  |  |  | -1309901.8189 | -735988.3025 | -219061.6206 | -180346.1335 | -70151.9147 | -14848.3297 | -73801.3588 | -15704.1589 | 0
1419
1420 |  | 111390 | Accum Prov for Amort-Capital Lease |  | F10 |  | 0 | 0 | 0 | 0 | 0 | 0 | 0 | 0 | 0 | 2243
1421
1422
1423 |  | TOTAL ACCUM PROV FOR AMORTIZATION |  |  |  |  | -1583233.9112 | -863459.2418 | -257458.7487 | -234299.564 | -92750.8972 | -32910.9934 | -85494.5379 | -16859.9282 | 0

## Dist-Service
DIS SERVICE |  |  | - | DIS - SERVICE - Unbundled
PacifiCorp
3 | Cost Of Service By Rate Schedule
4 | State of Washington
5 | WCA
6 | 12 Months Ending June 2018
7
8
9 |  | A |  | B | C |  | D | E | F | G | H | I | J | K | Chk Total
12 |  |  |  | DESCRIPTION |  |  | Washington Jurisdiction Normalized | Residential Schedule 16 | Small General Service Schedule 24 | Large General Service < 1,000 kW Schedule 36 | Large General Service > 1,000 kW Schedule 48 | Large General Dedicated Facilities Schedule 48 | Agricultural Pumping Schedule 40 | Street & Area Lighting Sch. 15, 51-54, 57 | 0
13
12 |  |  |  | Operating Revenues |  |  | 4418545.4397 | 2808655.8787 | 1181242.0684 | 320520.5108 | 91322.7782 | 8211.5143 | 17507.5333 | -8914.8441 | 0
13
14 |  |  |  | Operating Expenses
15 |  |  |  | Operation & Maintenance Expenses |  |  | 135515.6184 | 72370.3639 | 19599.6205 | 22107.4782 | 9595.6391 | 3669.1185 | 5515.2181 | 2658.1802 | 0
16 |  |  |  | Depreciation Expense |  |  | 1752812.5099 | 1257149.5819 | 348543.835 | 104968.9387 | 30710.1688 | 1627.7759 | 8090.6118 | 1721.5978 | 0
17 |  |  |  | Amortization Expense |  |  | 23488.1542 | 14188.6692 | 4268.6817 | 2596.1373 | 926.7886 | -381.8859 | 1508.5501 | 381.2131 | 0
18 |  |  |  | Taxes Other Than Income |  |  | 821549.6822 | 467439.6138 | 135157.0281 | 110006.7239 | 42867.3269 | 12017.3997 | 44192.4172 | 9869.1725 | 0
19 |  |  |  | Income Taxes - Federal |  |  | 149217.6348 | 84900.8102 | 24548.4996 | 19980.4632 | 7785.9699 | 2182.714 | 8026.6454 | 1792.5326 | 0
20 |  |  |  | Income Taxes - State |  |  | 0 | 0 | 0 | 0 | 0 | 0 | 0 | 0 | 0
21 |  |  |  | Income Taxes Deferred |  |  | -290202.8263 | -165117.582 | -47742.641 | -38858.5899 | -15142.3824 | -4245.006 | -15610.455 | -3486.1699 | 0
22 |  |  |  | Investment Tax Credit Adj |  |  | 0 | 0 | 0 | 0 | 0 | 0 | 0 | 0 | 0
23 |  |  |  | Misc Revenues & Expense |  |  | 31.6617 | 14.3822 | 4.1243 | 6.5506 | 2.8336 | 2.5863 | 1.1474 | 0.037239 | 0
24
25 |  |  |  | Total Operating Expenses |  |  | 2592412.4348 | 1730945.8392 | 484379.1483 | 220807.7021 | 76746.3445 | 14872.7024 | 51724.135 | 12936.5635 | 0
26
27 |  |  |  | Operating Revenue For Return |  |  | 1826133.0048 | 1077710.0396 | 696862.9201 | 99712.8088 | 14576.4338 | -6661.1881 | -34216.6018 | -21851.4076 | 0
28
29
30 |  |  |  | Rate Base :
31 |  |  |  | Electric Plant In Service |  |  | 70176268.8901 | 50298700.791 | 13947714.6669 | 4219110.3604 | 1237182.7159 | 67382.0896 | 334912.4024 | 71265.8639 | 0
32 |  |  |  | Plant Held For Future Use |  |  | 0 | 0 | 0 | 0 | 0 | 0 | 0 | 0 | 0
33 |  |  |  | Electric Plant Acquisition Adj |  |  | 0 | 0 | 0 | 0 | 0 | 0 | 0 | 0 | 0
34 |  |  |  | Pensions |  |  | 0 | 0 | 0 | 0 | 0 | 0 | 0 | 0 | 0
35 |  |  |  | Prepayments |  |  | 1.7956e-10 | 1.0562e-10 | 2.9531e-11 | 2.2316e-11 | 8.6627e-12 | 1.8251e-12 | 9.3291e-12 | 2.2807e-12 | 0
36 |  |  |  | Fuel Stock |  |  | 0 | 0 | 0 | 0 | 0 | 0 | 0 | 0 | 0
37 |  |  |  | Materials & Supplies |  |  | 0 | 0 | 0 | 0 | 0 | 0 | 0 | 0 | 0
38 |  |  |  | Misc Deferred Debits |  |  | -6.957e-13 | -3.9089e-13 | -1.1635e-13 | -9.5784e-14 | -3.7258e-14 | -7.8861e-15 | -3.9197e-14 | -8.3406e-15 | 0
39 |  |  |  | Cash Working Capital |  |  | 0 | 0 | 0 | 0 | 0 | 0 | 0 | 0 | 0
40 |  |  |  | Weatherization Loans |  |  | 0 | 0 | 0 | 0 | 0 | 0 | 0 | 0 | 0
41 |  |  |  | Miscellaneous Rate Base |  |  | 0 | 0 | 0 | 0 | 0 | 0 | 0 | 0 | 0
42
43 |  |  |  | Total Rate Base Additions |  |  | 70176268.8901 | 50298700.791 | 13947714.6669 | 4219110.3604 | 1237182.7159 | 67382.0896 | 334912.4024 | 71265.8639 | 0
44
45 |  |  |  | Rate Base Deductions :
46 |  |  |  | Accum Provision For Depreciation |  |  | -30367724.754 | -21798944.3266 | -6042366.3774 | -1809262.7647 | -527732.1198 | -26952.1277 | -133961.4412 | -28505.5966 | 0
47 |  |  |  | Accum Provision For Amortization |  |  | -899697.7595 | -490674.3974 | -146305.0139 | -133144.4402 | -52707.1671 | -18702.1935 | -48583.626 | -9580.9214 | 0
48 |  |  |  | Accum Deferred Income Taxes |  |  | -9619823.1066 | -5469974.7667 | -1592324.7226 | -1285081.4007 | -500584.5928 | -140330.2681 | -516230.9808 | -115296.3749 | 0
49 |  |  |  | Unamortized ITC |  |  | -965.2084 | -548.7869 | -159.771 | -128.9619 | -50.2354 | -14.0827 | -51.8034 | -11.5671 | 0
50 |  |  |  | Customer Advance For Construction |  |  | -70231.2741 | -28567.3199 | -39691.1718 | -1425.3163 | 0 | 0 | -547.4661 | 0 | 0
51 |  |  |  | Customer Service Deposits |  |  | 0 | 0 | 0 | 0 | 0 | 0 | 0 | 0 | 0
52 |  |  |  | Misc Rate Base Deductions |  |  | -10250.854 | -5759.5986 | -1714.3031 | -1411.3286 | -548.9854 | -116.1981 | -577.5448 | -122.8955 | 0
53 | [14 empty] | 0
54 |  |  |  | Total Rate Base Deductions |  |  | -40968692.9567 | -27794469.196 | -7822561.3599 | -3230454.2124 | -1081623.1006 | -186114.8701 | -699952.8623 | -153517.3554 | 0
55 | [14 empty] | 0
56 |  |  |  | Total Rate Base |  |  | 29207575.9335 | 22504231.595 | 6125153.3071 | 988656.148 | 155559.6153 | -118732.7805 | -365040.4599 | -82251.4915 | 0
57
58
59 |  |  |  | Return On Rate Base |  |  | 6.252% | 4.789% | 11.38% | 10.09% | 9.37% | 5.61% | 9.373% | 26.57%
60
61 |  |  |  | Return On Equity |  |  | 7.149% | 4.321% | 17.05% | 14.56% | 13.18% | 5.908% | 13.18% | 46.41%
PacifiCorp
Cost Of Service By Rate Schedule
State of Washington
WCA
12 Months Ending June 2018
|  | A |  | B | C |  | D | E | F | G | H | I | J | K
|  |  |  | DESCRIPTION | COS Factor |  | Washington Jurisdiction Normalized | Residential Schedule 16 | Small General Service Schedule 24 | Large General Service < 1,000 kW Schedule 36 | Large General Service > 1,000 kW Schedule 48 | Large General Dedicated Facilities Schedule 48 | Agricultural Pumping Schedule 40 | Street & Area Lighting Sch. 15, 51-54, 57
79 |  |  |  | Total Rate Base |  |  | 29207575.9335 | 22504231.595 | 6125153.3071 | 988656.148 | 155559.6153 | -118732.7805 | -365040.4599 | -82251.4915 | 0
80
81
82 |  |  |  | Return On Ratebase ($$) | 7.47% |  | 2181710.0692 | 1680992.2461 | 457528.8506 | 73849.3697 | 11619.7927 | -8868.949 | -27267.3244 | -6143.9165 | 0
83 |  |  |  | Operating & Maintenance Expense |  |  | 135515.6184 | 72370.3639 | 19599.6205 | 22107.4782 | 9595.6391 | 3669.1185 | 5515.2181 | 2658.1802 | 0
84 |  |  |  | Bad Debt to Produce ROR | F80 |  | 0 | 0 | 0 | 0 | 0 | 0 | 0 | 0 | 0
85 |  |  |  | Depreciation Expense |  |  | 1752812.5099 | 1257149.5819 | 348543.835 | 104968.9387 | 30710.1688 | 1627.7759 | 8090.6118 | 1721.5978 | 0
86 |  |  |  | Amortization Expense |  |  | 23488.1542 | 14188.6692 | 4268.6817 | 2596.1373 | 926.7886 | -381.8859 | 1508.5501 | 381.2131 | 0
87 |  |  |  | Taxes Other Than Income |  |  | 821549.6822 | 467439.6138 | 135157.0281 | 110006.7239 | 42867.3269 | 12017.3997 | 44192.4172 | 9869.1725 | 0
88 |  |  |  | Federal Income Taxes |  |  | 149217.6348 | 84900.8102 | 24548.4996 | 19980.4632 | 7785.9699 | 2182.714 | 8026.6454 | 1792.5326 | 0
89 |  |  |  | FIT Adj to Produce Target ROR | F101 |  | 0 | 0 | 0 | 0 | 0 | 0 | 0 | 0 | 0
90 |  |  |  | State Income Taxes |  |  | 0 | 0 | 0 | 0 | 0 | 0 | 0 | 0 | 0
91 |  |  |  | SIT Adj to Produce Target ROR | F101 |  | 0 | 0 | 0 | 0 | 0 | 0 | 0 | 0 | 0
92 |  |  |  | Deferred Income Taxes |  |  | -290202.8263 | -165117.582 | -47742.641 | -38858.5899 | -15142.3824 | -4245.006 | -15610.455 | -3486.1699 | 0
93 |  |  |  | Investment Tax Credit |  |  | 0 | 0 | 0 | 0 | 0 | 0 | 0 | 0 | 0
94 |  |  |  | Misc Revenue & Expenses |  |  | 31.6617 | 14.3822 | 4.1243 | 6.5506 | 2.8336 | 2.5863 | 1.1474 | 0.037239 | 0
95 |  |  |  | Revenue Credits |  |  | 92351.3422 | 114720.83 | 11693.4317 | -8890.9437 | -72.5352 | -6271.3634 | -22477.2889 | 3649.2116 | 0
96
97 |  |  |  | Total Revenue Requirements |  |  | 4866473.8463 | 3526658.9152 | 953601.4306 | 285766.1281 | 88293.602 | -267.6101 | 1979.5218 | 10441.8586 | 0
98 |  |  |  | Operating Revenues |  |  | 4510896.7818 | 2923376.7087 | 1192935.5001 | 311629.5672 | 91250.243 | 1940.1508 | -4969.7556 | -5265.6324 | 0
99
100 |  |  |  | Increase / (Decrease) Required to
101 |  |  |  | Earn Equal Rates of Return |  |  | 355577.0644 | 603282.2065 | -239334.0695 | -25863.4391 | -2956.641 | -2207.7609 | 6949.2774 | 15707.4911 | 0
102
103 |  |  |  | Existing Revenues |  |  | 4510896.7818 | 2923376.7087 | 1192935.5001 | 311629.5672 | 91250.243 | 1940.1508 | -4969.7556 | -5265.6324 | 0
104 |  |  |  | check |  |  | 0 | 0 | 0 | 0 | 0 | 0 | 0 | 0 | 0
105 |  |  |  | Percent Increase / (Decrease)
106 |  |  |  | Over Existing Rates To
107 |  |  |  | Equal Authorized RoE & RoR |  |  | 7.883% | 20.64% | -20.06% | -8.299% | -3.24% | -113.8% | -139.8% | -298.3%
[5 empty] | WCA |  | E: ELECTRIC REVENUES
|  | DIS - SERVICE - Unbundled |  |  | Method
|  | A |  | B | 0 |  | D | E | F | G | H | I | J | K
|  | FERC ACCT |  | DESCRIPTION | COS Factor |  | Washington Jurisdiction Normalized | Residential Schedule 16 | Small General Service Schedule 24 | Large General Service < 1,000 kW Schedule 36 | Large General Service > 1,000 kW Schedule 48 | Large General Dedicated Facilities Schedule 48 | Agricultural Pumping Schedule 40 | Street & Area Lighting Sch. 15, 51-54, 57 |  | Func Study Row
120 |  | 440 | Residential Sales |  | A |  | 2923376.7087 | 2923376.7087 | 0 | 0 | 0 | 0 | 0 | 0 | 0
121
122 |  | 442 | Commercial & Industrial Sales |  | A |  | 1501535.4625 | 0 | 1192935.5001 | 311629.5672 | 0 | 1940.1508 | -4969.7556 | 0 | 0
123 |  |  |  | Interruptible Demand | F10 |  | 0 | 0 | 0 | 0 | 0 | 0 | 0 | 0 | 0 | 100
124 |  |  |  | Interruptible Energy | F10 |  | 0 | 0 | 0 | 0 | 0 | 0 | 0 | 0 | 0 | 101
125 | [6 empty] | 1501535.4625 | 0 | 1192935.5001 | 311629.5672 | 0 | 1940.1508 | -4969.7556 | 0 | 0
126
127 |  | 444 | Public Street & Highway Lighting |  | A |  | 85984.6106 | 0 | 0 | 0 | 91250.243 | 0 | 0 | -5265.6324 | 0
128
129 |  | 445 | Other Sales to Public Authority |  | A |  | 0 | 0 | 0 | 0 | 0 | 0 | 0 | 0 | 0
130
131 |  | 448 | Interdepartmental |  | A | 0 | 0 | 0 | 0 | 0 | 0 | 0 | 0 | 0 | 0 | 114
132 |  |  |  | Demand | F10 |  | 0 | 0 | 0 | 0 | 0 | 0 | 0 | 0 | 0 | 115
133 | [6 empty] | 0 | 0 | 0 | 0 | 0 | 0 | 0 | 0 | 0
134
135 |  | Total Sales to Ultimate Customers |  |  |  |  | 4510896.7818 | 2923376.7087 | 1192935.5001 | 311629.5672 | 91250.243 | 1940.1508 | -4969.7556 | -5265.6324 | 0
136
137 |  | 447 | Sales for Resale |  | F10 |  | 0 | 0 | 0 | 0 | 0 | 0 | 0 | 0 | 0 | 121
138 | [6 empty] | 0 | 0 | 0 | 0 | 0 | 0 | 0 | 0 | 0
139
140 |  | 447NPC | Sales for Resale - NPC
141 |  |  |  | Demand | F10 |  | 0 | 0 | 0 | 0 | 0 | 0 | 0 | 0 | 0 | 0
142 |  |  |  | Energy | F10 |  | 0 | 0 | 0 | 0 | 0 | 0 | 0 | 0 | 0 | 127
143 | [6 empty] | 0 | 0 | 0 | 0 | 0 | 0 | 0 | 0 | 0
144
145 |  | 449 | Provision for Rate Refund |  | F11 |  | 0 | 0 | 0 | 0 | 0 | 0 | 0 | 0 | 0 | 133
146 |  |  |  |  | F10 |  | 0 | 0 | 0 | 0 | 0 | 0 | 0 | 0 |  | 134
147
148 |  | State Specific Revenue Credit |  |  | F140D |  | -310344.9797 | -172425.0447 | -49872.1803 | -44697.6817 | -17979.5469 | -4961.5206 | -16149.47 | -4259.5355 | 0 | 136
149
150 |  | AGA Revenue |  |  | A | 0.1383 | 95797.1452 | 249.6357 | 21879.8402 | 31110.9661 | 8062.4714 | 1694.3416 | 32638.4915 | 161.3988 | 0 | 137
151
152 |  | Total Sales from Electricity |  |  |  |  | 4296348.9473 | 2751201.2997 | 1164943.16 | 298042.8515 | 81333.1676 | -1327.0282 | 11519.2659 | -9363.7691 | 0
153
154 |  | Other Electric Operating Revenues
155 |  | 450 | Forfeited Discounts & Interest |  | A | 0 | 0 | 0 | 0 | 0 | 0 | 0 | 0 | 0 | 0 | 143
156 |  |  |  | Customers | F40 |  | 0 | 0 | 0 | 0 | 0 | 0 | 0 | 0 | 0 | 144
157 | [6 empty] | 0 | 0 | 0 | 0 | 0 | 0 | 0 | 0 | 0
158
159 |  | 451 | Misc Electric Revenue |  | A | 0 | 0 | 0 | 0 | 0 | 0 | 0 | 0 | 0 | 0 | 148
160 |  |  |  | Demand | F10 |  | 0 | 0 | 0 | 0 | 0 | 0 | 0 | 0 | 0 | 149
161 |  |  |  | Customer | F40 |  | 10.8085 | 8.5181 | 1.5615 | 0.086141 | 0.0055454 | 7.9314e-05 | 0.41015 | 0.22694 | 0 | 150
162 | [6 empty] | 10.8085 | 8.5181 | 1.5615 | 0.086141 | 0.0055454 | 7.9314e-05 | 0.41015 | 0.22694 | 0
163
164 |  | 453 | Water Sales |  | F12 |  | 0 | 0 | 0 | 0 | 0 | 0 | 0 | 0 | 0 | 154
165
166 |  | 454 | Rent of Electric Property |  | A | 0.13032 | 110572.5628 | 48293.7758 | 14619.62 | 22385.0187 | 9983.6469 | 9538.4571 | 5547.1777 | 204.8664 | 0 | 159
167 |  |  |  | Demand | F10 |  | 0 | 0 | 0 | 0 | 0 | 0 | 0 | 0 | 0 | 160
168 |  |  |  | Demand | F10 |  | 0 | 0 | 0 | 0 | 0 | 0 | 0 | 0 | 0 | 161
169 |  |  |  | Jim Bridger Generation | F10 |  | 0 | 0 | 0 | 0 | 0 | 0 | 0 | 0 | 0 | 162
170 |  |  |  | Customer | F40 |  | 4176.7097 | 3291.6593 | 603.4018 | 33.2876 | 2.1429 | 0.030649 | 158.4923 | 87.6951 | 0 | 163
171 | [6 empty] | 114749.2724 | 51585.4351 | 15223.0218 | 22418.3063 | 9985.7898 | 9538.4878 | 5705.67 | 292.5616 | 0
172
173 |  | 456 | Other Electric Revenue |  | A | 0 | 0 | 0 | 0 | 0 | 0 | 0 | 0 | 0 | 0 | 167
174 |  |  |  | Customer | F12 |  | 0 | 0 | 0 | 0 | 0 | 0 | 0 | 0 | 0 | 168
175 |  |  |  | Demand | F12 |  | 0 | 0 | 0 | 0 | 0 | 0 | 0 | 0 | 0 | 169
176 |  |  |  | Jim Bridger Generation | F12 |  | 0 | 0 | 0 | 0 | 0 | 0 | 0 | 0 | 0 | 170
177 |  |  |  | System Overhead | F40 |  | 7436.4114 | 5860.6259 | 1074.3251 | 59.2669 | 3.8153 | 0.054569 | 282.1872 | 156.1366 | 0 | 171
178 |  |  |  | Demand | F12 |  | 0 | 0 | 0 | 0 | 0 | 0 | 0 | 0 | 0 | 172
179 |  |  |  | Wheeling Revenue - Energy | F12 |  | 0 | 0 | 0 | 0 | 0 | 0 | 0 | 0 | 0 | 173
180 | [6 empty] | 7436.4114 | 5860.6259 | 1074.3251 | 59.2669 | 3.8153 | 0.054569 | 282.1872 | 156.1366 | 0
181 | [14 empty] | 0
182 |  | Total Other Electric Operating Revenues |  |  |  |  | 122196.4924 | 57454.5791 | 16298.9084 | 22477.6593 | 9989.6107 | 9538.5424 | 5988.2674 | 448.9251 | 0
183 | [14 empty] | 0
184 |  | Total Electric Operating Revenues |  |  |  |  | 4418545.4397 | 2808655.8787 | 1181242.0684 | 320520.5108 | 91322.7782 | 8211.5143 | 17507.5333 | -8914.8441 | 0
185
186 |  | Miscellaneous Revenues
187 |  | 41160 | Gain on Sale of Utility Plant - CR |  | F12 |  | 0 | 0 | 0 | 0 | 0 | 0 | 0 | 0 | 0 | 187
188 |  | 41170 | Loss on Sale of Utility Plant |  | F12 |  | 0 | 0 | 0 | 0 | 0 | 0 | 0 | 0 | 0 | 192
189 |  | 4118 | Gain from Emission Allowances |  | F12 |  | 0 | 0 | 0 | 0 | 0 | 0 | 0 | 0 | 0 | 194
190 |  | 41181 | Gain from Disposition of NOX Credits |  | F12 |  | 0 | 0 | 0 | 0 | 0 | 0 | 0 | 0 | 0 | 199
191 |  | 4194 | Impact Housing Interest Income |  | F12 |  | 0 | 0 | 0 | 0 | 0 | 0 | 0 | 0 | 0 | 203
192 |  | 421 | (Gain)/Loss on Sale of Utility Plant |  | F12 |  | 31.6617 | 14.3822 | 4.1243 | 6.5506 | 2.8336 | 2.5863 | 1.1474 | 0.037239 | 0 | 212
193
194 |  | Total Miscellaneous Revenues |  |  |  |  | 31.6617 | 14.3822 | 4.1243 | 6.5506 | 2.8336 | 2.5863 | 1.1474 | 0.037239 | 0
195
196 |  | Miscellaneous Expenses
197 |  | 4311 | Interest on Customer Deposits |  | F80 |  | 0 | 0 | 0 | 0 | 0 | 0 | 0 | 0 | 0 | 218
198
199 |  | Net Miscellaneous Revenues And Expense |  |  |  |  | 31.6617 | 14.3822 | 4.1243 | 6.5506 | 2.8336 | 2.5863 | 1.1474 | 0.037239 | 0
200
201 |  | Distribution - METER - Unbundled
202 | [6 empty] | E: STEAM POWER GENERATION
203
204 |  | A |  | B | C |  | D | E | F | G | H | I | J | K
205 |  | FERC ACCT |  | DESCRIPTION | COS Factor |  | Washington Jurisdiction Normalized | Residential Schedule 16 | Small General Service Schedule 24 | Large General Service < 1,000 kW Schedule 36 | Large General Service > 1,000 kW Schedule 48 | Large General Dedicated Facilities Schedule 48 | Agricultural Pumping Schedule 40 | Street & Area Lighting Sch. 15, 51-54, 57
206 |  | 500 | Operation Suprvn & Engineering |  | F10 |  | 0 | 0 | 0 | 0 | 0 | 0 | 0 | 0 | 0 | 226
|  |  |  | JBG | F10 |  | 0 | 0 | 0 | 0 | 0 | 0 | 0 | 0 | 0 | 227
208 |  |  |  | CAGW | F10 |  | 0 | 0 | 0 | 0 | 0 | 0 | 0 | 0 | 0 | 228
209 |  |  |  | Total 500 |  |  | 0 | 0 | 0 | 0 | 0 | 0 | 0 | 0 | 0
210
211 |  | 501 | Fuel Related |  | F10 |  | 0 | 0 | 0 | 0 | 0 | 0 | 0 | 0 | 0 | 232
212 |  |  |  | CAGW | F10 |  | 0 | 0 | 0 | 0 | 0 | 0 | 0 | 0 | 0 | 233
213 |  |  |  | JBE | F10 |  | 0 | 0 | 0 | 0 | 0 | 0 | 0 | 0 | 0 | 234
214 |  |  |  | JBG | F10 |  | 0 | 0 | 0 | 0 | 0 | 0 | 0 | 0 | 0 | 235
215 |  |  |  | Total 501 |  |  | 0 | 0 | 0 | 0 | 0 | 0 | 0 | 0 | 0
216
217 |  | 501NPC | Fuel Related - NPC
218 |  |  |  | S | F10 |  | 0 | 0 | 0 | 0 | 0 | 0 | 0 | 0 | 0 | 239
219 |  |  |  | CAEW | F10 |  | 0 | 0 | 0 | 0 | 0 | 0 | 0 | 0 | 0 | 240
220 |  |  | Total Fuel Related |  |  |  | 0 | 0 | 0 | 0 | 0 | 0 | 0 | 0 | 0
221
222
223 |  | 502 | Steam Expenses |  | F10 |  | 0 | 0 | 0 | 0 | 0 | 0 | 0 | 0 | 0 | 245
224 |  |  |  | SE/CAEW/CAEE | F10 |  | 0 | 0 | 0 | 0 | 0 | 0 | 0 | 0 | 0 | 246
225 |  |  |  | Total 502 |  |  | 0 | 0 | 0 | 0 | 0 | 0 | 0 | 0 | 0
226
227 |  | 503 | Steam From Other Sources |  | F10 |  | 0 | 0 | 0 | 0 | 0 | 0 | 0 | 0 | 0 | 250
228
229 |  | 503NPC | Steam From Other Sources-NPC
230 |  |  |  | SE | F10 |  | 0 | 0 | 0 | 0 | 0 | 0 | 0 | 0 | 0 | 252
231 |  |  |  | CAEW | F10 |  | 0 | 0 | 0 | 0 | 0 | 0 | 0 | 0 | 0 | 253
232 |  |  |  | CAEE | F10 |  | 0 | 0 | 0 | 0 | 0 | 0 | 0 | 0 | 0 | 254
233 |  |  |  | Total Steam From Other Sources |  |  | 0 | 0 | 0 | 0 | 0 | 0 | 0 | 0 | 0
234
235 |  | 505 | Electric Expenses |  | F10 |  | 0 | 0 | 0 | 0 | 0 | 0 | 0 | 0 | 0 | 259
236 |  |  |  | JBG | F10 |  | 0 | 0 | 0 | 0 | 0 | 0 | 0 | 0 | 0 | 260
237 |  |  |  | Total 505 |  |  | 0 | 0 | 0 | 0 | 0 | 0 | 0 | 0 | 0
238
239 |  | 506 | Misc. Steam Expense |  | F10 |  | 0 | 0 | 0 | 0 | 0 | 0 | 0 | 0 | 0 | 264
240 |  |  |  | SE | F10 |  | 0 | 0 | 0 | 0 | 0 | 0 | 0 | 0 | 0 | 265
241 |  |  |  | JBG | F10 |  | 0 | 0 | 0 | 0 | 0 | 0 | 0 | 0 | 0 | 266
242 |  |  |  | Total 506 |  |  | 0 | 0 | 0 | 0 | 0 | 0 | 0 | 0 | 0
243
244 |  | 507 | Rents |  | F10 |  | 0 | 0 | 0 | 0 | 0 | 0 | 0 | 0 | 0 | 270
245 |  |  |  | JBG | F10 |  | 0 | 0 | 0 | 0 | 0 | 0 | 0 | 0 | 0 | 271
246 |  |  |  | Total 507 |  |  | 0 | 0 | 0 | 0 | 0 | 0 | 0 | 0 | 0
247
248 |  | 510 | Maint Supervision & Engineering |  | F10 |  | 0 | 0 | 0 | 0 | 0 | 0 | 0 | 0 | 0 | 275
249 |  |  |  | JBG | F10 |  | 0 | 0 | 0 | 0 | 0 | 0 | 0 | 0 | 0 | 276
250 |  |  |  | Total 510 |  |  | 0 | 0 | 0 | 0 | 0 | 0 | 0 | 0 | 0
251
252 |  | 511 | Maintenance of Structures |  | F10 |  | 0 | 0 | 0 | 0 | 0 | 0 | 0 | 0 | 0 | 280
253 |  |  |  | JBG | F10 |  | 0 | 0 | 0 | 0 | 0 | 0 | 0 | 0 | 0 | 281
254 |  |  |  | Total 511 |  |  | 0 | 0 | 0 | 0 | 0 | 0 | 0 | 0 | 0
255
256 |  | 512 | Maintenance of Boiler Plant |  | F10 |  | 0 | 0 | 0 | 0 | 0 | 0 | 0 | 0 | 0 | 285
257 |  |  |  |  | F10 |  | 0 | 0 | 0 | 0 | 0 | 0 | 0 | 0 | 0 | 286
258 |  |  |  | JBG | F10 |  | 0 | 0 | 0 | 0 | 0 | 0 | 0 | 0 | 0 | 287
259 |  |  |  | Total 512 |  |  | 0 | 0 | 0 | 0 | 0 | 0 | 0 | 0 | 0
260
261 |  | 513 | Maintenance of Electric Plant |  | F10 |  | 0 | 0 | 0 | 0 | 0 | 0 | 0 | 0 | 0 | 291
262 |  |  |  | JBG | F10 |  | 0 | 0 | 0 | 0 | 0 | 0 | 0 | 0 | 0 | 292
263 |  |  |  | Total 513 |  |  | 0 | 0 | 0 | 0 | 0 | 0 | 0 | 0 | 0
264
265 |  | 514 | Maint of Misc. Steam Plant |  | F10 |  | 0 | 0 | 0 | 0 | 0 | 0 | 0 | 0 | 0 | 296
266 |  |  |  | JBG | F10 |  | 0 | 0 | 0 | 0 | 0 | 0 | 0 | 0 | 0 | 297
267 |  |  |  | Total 514 |  |  | 0 | 0 | 0 | 0 | 0 | 0 | 0 | 0 | 0
268
269 |  | Total Steam Power Generation |  |  |  |  | 0 | 0 | 0 | 0 | 0 | 0 | 0 | 0 | 0
270
271
272 | [6 empty] | D: NUCLEAR POWER GENERATION
273
274
275 |  | 517 | Operation Super & Engineering |  | F10 |  | 0 | 0 | 0 | 0 | 0 | 0 | 0 | 0 | 0 | 304
276
277 |  | 518 | Nuclear Fuel Expense |  | F10 |  | 0 | 0 | 0 | 0 | 0 | 0 | 0 | 0 | 0 | 308
278
279 |  | 519 | Coolants and Water |  | F10 |  | 0 | 0 | 0 | 0 | 0 | 0 | 0 | 0 | 0 | 313
280
281 |  | 520 | Steam Expenses |  | F10 |  | 0 | 0 | 0 | 0 | 0 | 0 | 0 | 0 | 0 | 317
282
283 |  | 523 | Electric Expenses |  | F10 |  | 0 | 0 | 0 | 0 | 0 | 0 | 0 | 0 | 0 | 321
284
285 |  | 524 | Misc. Nuclear Expenses |  | F10 |  | 0 | 0 | 0 | 0 | 0 | 0 | 0 | 0 | 0 | 325
286
287 |  | 528 | Maint Supervision & Eng |  | F10 |  | 0 | 0 | 0 | 0 | 0 | 0 | 0 | 0 | 0 | 329
288
289 |  | 529 | Maintenance of Structures |  | F10 |  | 0 | 0 | 0 | 0 | 0 | 0 | 0 | 0 | 0 | 333
290
291 |  | 530 | Maintenance of Reactor Plant |  | F10 |  | 0 | 0 | 0 | 0 | 0 | 0 | 0 | 0 | 0 | 337
292
293 |  | 531 | Maintenance of Electric Plant |  | F10 |  | 0 | 0 | 0 | 0 | 0 | 0 | 0 | 0 | 0 | 341
294
295 |  | 532 | Maintenance of Misc Nuclear |  | F10 |  | 0 | 0 | 0 | 0 | 0 | 0 | 0 | 0 | 0 | 345
296
297 |  | Total Nuclear Power Generation |  |  |  |  | 0 | 0 | 0 | 0 | 0 | 0 | 0 | 0 | 0 | 348
298
299
300
301 |  | Distribution - METER - Unbundled |  |  |  |  | D: HYDRAULIC POWER GENERATION
302
303 |  | A |  | B | C |  | D | E | F | G | H | I | J | K
304 |  | FERC ACCT |  | DESCRIPTION | COS Factor |  | Washington Jurisdiction Normalized | Residential Schedule 16 | Small General Service Schedule 24 | Large General Service < 1,000 kW Schedule 36 | Large General Service > 1,000 kW Schedule 48 | Large General Dedicated Facilities Schedule 48 | Agricultural Pumping Schedule 40 | Street & Area Lighting Sch. 15, 51-54, 57
305 |  | 535 | Operation Super & Engineering
306 |  |  |  | SG | F10 |  | 0 | 0 | 0 | 0 | 0 | 0 | 0 | 0 | 0 | 353
307 |  |  |  | CAGW | F10 |  | 0 | 0 | 0 | 0 | 0 | 0 | 0 | 0 | 0 | 354
308
309 |  | 536 | Water For Power |  | F10 |  | 0 | 0 | 0 | 0 | 0 | 0 | 0 | 0 | 0 | 358
310
311 |  | 537 | Hydraulic Expenses |  | F10 |  | 0 | 0 | 0 | 0 | 0 | 0 | 0 | 0 | 0 | 362
312
313 |  | 538 | Electric Expenses |  | F10 |  | 0 | 0 | 0 | 0 | 0 | 0 | 0 | 0 | 0 | 366
314
315 |  | 539 | Misc. Hydro Expenses |  | F10 |  | 0 | 0 | 0 | 0 | 0 | 0 | 0 | 0 | 0 | 372
316
317 |  | 540 | Rents (Hydro Generation) |  | F10 |  | 0 | 0 | 0 | 0 | 0 | 0 | 0 | 0 | 0 | 375
318
319 |  | 541 | Maint Supervision & Engineering |  | F10 |  | 0 | 0 | 0 | 0 | 0 | 0 | 0 | 0 | 0 | 379
320
321 |  | 542 | Maintenance of Structures |  | F10 |  | 0 | 0 | 0 | 0 | 0 | 0 | 0 | 0 | 0 | 383
322
323 |  | 543 | Maint of Dams & Waterways |  | F10 |  | 0 | 0 | 0 | 0 | 0 | 0 | 0 | 0 | 0 | 387
324
325 |  | 544 | Maintenance of Electric Plant |  | F10 |  | 0 | 0 | 0 | 0 | 0 | 0 | 0 | 0 | 0 | 391
326
327 |  | 545 | Maint of Misc. Hydro Plant |  | F10
|  |  |  | SG | F10 |  | 0 | 0 | 0 | 0 | 0 | 0 | 0 | 0 | 0 | 395
|  |  |  | CAGW | F10 |  | 0 | 0 | 0 | 0 | 0 | 0 | 0 | 0 | 0 | 396
330
331 |  | Total Hydraulic Power Generation |  |  |  |  | 0 | 0 | 0 | 0 | 0 | 0 | 0 | 0 | 0
332
333
334 | [6 empty] | D: OTHER POWER GENERATION
335
336
337 |  | 546 | Operation Super & Engineering |  | F10 |  | 0 | 0 | 0 | 0 | 0 | 0 | 0 | 0 | 0 | 403
338
339 |  | 547 | Fuel |  | F10 |  | 0 | 0 | 0 | 0 | 0 | 0 | 0 | 0 | 0 | 407
340 |  |  |  | CAEW/CAEE | F10 |  | 0 | 0 | 0 | 0 | 0 | 0 | 0 | 0 | 0 | 408
341
342
343 |  | 547NPC | Fuel-NPC |  | F10
344 |  |  |  | CAEW | F10 |  | 0 | 0 | 0 | 0 | 0 | 0 | 0 | 0 | 0 | 411
345 |  |  |  | S | F10 |  | 0 | 0 | 0 | 0 | 0 | 0 | 0 | 0 | 0 | 412
346 |  |  |  | Total 547 |  |  | 0 | 0 | 0 | 0 | 0 | 0 | 0 | 0 | 0
347
348 |  | 548 | Generation Expense |  | F10 |  | 0 | 0 | 0 | 0 | 0 | 0 | 0 | 0 | 0 | 417
349 |  |  |  | CAGW | F10 |  | 0 | 0 | 0 | 0 | 0 | 0 | 0 | 0 | 0 | 419
350 |  |  |  | Total 548 |  |  | 0 | 0 | 0 | 0 | 0 | 0 | 0 | 0 | 0
351
352 |  | 549 | Miscellaneous Other |  | F10 |  | 0 | 0 | 0 | 0 | 0 | 0 | 0 | 0 | 0 | 423
353 |  |  |  | CAGE/CAGW | F10 |  | 0 | 0 | 0 | 0 | 0 | 0 | 0 | 0 | 0 | 424
354
355 |  | 550/551 | Maint Supervision & Engineering
356 |  |  |  | CAGW | F10 |  | 0 | 0 | 0 | 0 | 0 | 0 | 0 | 0 | 0 | 429
357 |  |  |  | SG | F10 |  | 0 | 0 | 0 | 0 | 0 | 0 | 0 | 0 | 0 | 430
358 |  |  |  | Total 550 |  |  | 0 | 0 | 0 | 0 | 0 | 0 | 0 | 0 | 0
359
360 |  | 552 | Maintenance of Structures |  | F10 |  | 0 | 0 | 0 | 0 | 0 | 0 | 0 | 0 | 0 | 436
361
362 |  | 553 | Maint of Generation & Elect Plant |  | F10 |  | 0 | 0 | 0 | 0 | 0 | 0 | 0 | 0 | 0 | 440
363 |  |  |  | CAGW | F10 |  | 0 | 0 | 0 | 0 | 0 | 0 | 0 | 0 | 0 | 441
364 |  |  |  | Total 553 |  |  | 0 | 0 | 0 | 0 | 0 | 0 | 0 | 0 | 0
365
366 |  | 554 | Maintenance of Misc. Other |  | F10 |  | 0 | 0 | 0 | 0 | 0 | 0 | 0 | 0 | 0 | 445
367 |  |  |  | CAGW | F10 |  | 0 | 0 | 0 | 0 | 0 | 0 | 0 | 0 | 0 | 446
368 |  |  |  | Total 554 |  |  | 0 | 0 | 0 | 0 | 0 | 0 | 0 | 0 | 0
369
370 |  | Total Other Power Generation |  |  |  |  | 0 | 0 | 0 | 0 | 0 | 0 | 0 | 0 | 0
371
372
373 | [6 empty] | D: OTHER POWER SUPPLY
374
375
376 |  | 555 | Purchased Power |  | F10 |  | 0 | 0 | 0 | 0 | 0 | 0 | 0 | 0 | 0 | 451
377 |  |  |  | SG | F10 |  | 0 | 0 | 0 | 0 | 0 | 0 | 0 | 0 | 0 | 452
378 |  |  |  | SE | F10 |  | 0 | 0 | 0 | 0 | 0 | 0 | 0 | 0 | 0 | 453
379
380 |  | 555NPC | Purchased Power-NPC
381 |  |  |  | CAGW | F10 |  | 0 | 0 | 0 | 0 | 0 | 0 | 0 | 0 | 0 | 456
382 |  |  |  | CAEW | F10 |  | 0 | 0 | 0 | 0 | 0 | 0 | 0 | 0 | 0 | 457
383 |  |  |  | DGP | F10 |  | 0 | 0 | 0 | 0 | 0 | 0 | 0 | 0 | 0 | 458
384 |  |  |  | DGP | F10 |  | 0 | 0 | 0 | 0 | 0 | 0 | 0 | 0 | 0 | 459
385 |  |  |  | Total 555 |  |  | 0 | 0 | 0 | 0 | 0 | 0 | 0 | 0 | 0
386
387
388 |  | 556 | System Control & Load Dispatch |  | F10 |  | 0 | 0 | 0 | 0 | 0 | 0 | 0 | 0 | 0 | 463
389
390 |  | 557 | Other Expenses |  | F10 |  | 0 | 0 | 0 | 0 | 0 | 0 | 0 | 0 | 0 | 472
391
392
393 |  | Embedded Cost Differentials
394 |  |  |  | Company Owned Hydro | F10 |  | 0 | 0 | 0 | 0 | 0 | 0 | 0 | 0 | 0 | 475
395 |  |  |  | Company Owned Hydro | F10 |  | 0 | 0 | 0 | 0 | 0 | 0 | 0 | 0 | 0 | 476
|  |  |  | Mid-C Contract | F10 |  | 0 | 0 | 0 | 0 | 0 | 0 | 0 | 0 | 0 | 477
397 |  |  |  | Mid-C Contract | F10 |  | 0 | 0 | 0 | 0 | 0 | 0 | 0 | 0 | 0 | 478
398 |  |  |  | Existing QF Contracts | F10 |  | 0 | 0 | 0 | 0 | 0 | 0 | 0 | 0 | 0 | 479
399 |  |  |  | Existing QF Contracts | F10 |  | 0 | 0 | 0 | 0 | 0 | 0 | 0 | 0 | 0 | 479
400 | [6 empty] | 0 | 0 | 0 | 0 | 0 | 0 | 0 | 0 | 0
401
402 |  | Total Other Power Supply |  |  |  |  | 0 | 0 | 0 | 0 | 0 | 0 | 0 | 0 | 0
403
404 |  | TOTAL GENERATION EXPENSE |  |  |  |  | 0 | 0 | 0 | 0 | 0 | 0 | 0 | 0 | 0
405
406 |  | Distribution - METER - Unbundled |  |  |  |  | D: TRANSMISSION EXPENSE
407
408
409 |  | A |  | B | C |  | D | E | F | G | H | I | J | K
410 |  | FERC ACCT |  | DESCRIPTION | COS Factor |  | Washington Jurisdiction Normalized | Residential Schedule 16 | Small General Service Schedule 24 | Large General Service < 1,000 kW Schedule 36 | Large General Service > 1,000 kW Schedule 48 | Large General Dedicated Facilities Schedule 48 | Agricultural Pumping Schedule 40 | Street & Area Lighting Sch. 15, 51-54, 57
411 |  | 560 | Operation Supervision & Eng |  | F12 |  | 0 | 0 | 0 | 0 | 0 | 0 | 0 | 0 | 0 | 491
412
413 |  | 561 | Load Dispatching |  | F12 |  | 0 | 0 | 0 | 0 | 0 | 0 | 0 | 0 | 0 | 496
414
415 |  | 562 | Station Expense |  | F12 |  | 0 | 0 | 0 | 0 | 0 | 0 | 0 | 0 | 0 | 502
416
417 |  | 563 | Overhead Line Expense |  | F12 |  | 0 | 0 | 0 | 0 | 0 | 0 | 0 | 0 | 0 | 507
418
419 |  | 564 | Underground Line Expense |  | F12 |  | 0 | 0 | 0 | 0 | 0 | 0 | 0 | 0 | 0 | 511
420
421 |  | 565 | Transm of Electricity by Others |  | F12 |  | 0 | 0 | 0 | 0 | 0 | 0 | 0 | 0 | 0 | 515
422
423 |  | 565NPC | Transmission of Electricity by Others-NPC
424 |  |  | CAGW |  | F12 |  | 0 | 0 | 0 | 0 | 0 | 0 | 0 | 0 | 0 | 518
425 |  |  | SE |  | F12 |  | 0 | 0 | 0 | 0 | 0 | 0 | 0 | 0 | 0 | 519
426 |  |  | SE |  | F12 |  | 0 | 0 | 0 | 0 | 0 | 0 | 0 | 0 | 0 | 520
427 | [6 empty] | 0 | 0 | 0 | 0 | 0 | 0 | 0 | 0 | 0
428
429 |  | 566 | Misc. Transmission Expense |  | F12 |  | 0 | 0 | 0 | 0 | 0 | 0 | 0 | 0 | 0 | 526
430
431 |  | 567 | Rents - Transmission |  | F12 |  | 0 | 0 | 0 | 0 | 0 | 0 | 0 | 0 | 0 | 531
432
433 |  | 568 | Maint Supervision & Engineering |  | F12 |  | 0 | 0 | 0 | 0 | 0 | 0 | 0 | 0 | 0 | 536
434
435 |  | 569 | Maintenance of Structures |  | F12 |  | 0 | 0 | 0 | 0 | 0 | 0 | 0 | 0 | 0 | 541
436
437 |  | 570 | Maint of Station Equipment |  | F12 |  | 0 | 0 | 0 | 0 | 0 | 0 | 0 | 0 | 0 | 547
438
439 |  | 571 | Maintenance of Overhead Lines |  | F12 |  | 0 | 0 | 0 | 0 | 0 | 0 | 0 | 0 | 0 | 553
440
441 |  | 572 | Maint of Underground Lines |  | F12 |  | 0 | 0 | 0 | 0 | 0 | 0 | 0 | 0 | 0 | 556
442
443 |  | 573 | Maint of Misc Transmission Plant |  | F12 |  | 0 | 0 | 0 | 0 | 0 | 0 | 0 | 0 | 0 | 560
444
445
446 |  | TOTAL TRANSMISSION EXPENSE |  |  |  |  | 0 | 0 | 0 | 0 | 0 | 0 | 0 | 0 | 0
447
448
449
450
451
452
453
454
455
456
457
458 |  | Distribution - METER - Unbundled |  |  |  |  | D: DISTRIBUTION EXPENSE
459
460
461 |  | A |  | B | C |  | D | E | F | G | H | I | J | K
462 |  | FERC ACCT |  | DESCRIPTION | COS Factor |  | Washington Jurisdiction Normalized | Residential Schedule 16 | Small General Service Schedule 24 | Large General Service < 1,000 kW Schedule 36 | Large General Service > 1,000 kW Schedule 48 | Large General Dedicated Facilities Schedule 48 | Agricultural Pumping Schedule 40 | Street & Area Lighting Sch. 15, 51-54, 57
463 |  | 580 | Operation Supervision & Eng |  | F131 |  | 93832.2591 | 50109.9048 | 13570.9573 | 15307.421 | 6644.1086 | 2540.5314 | 3818.7877 | 1840.5484 | 0 | 568
464
465 |  | 581 | Load Dispatching |  | F20 |  | 0 | 0 | 0 | 0 | 0 | 0 | 0 | 0 | 0 | 573
466
467 |  | 582 | Station Expense |  | F120 |  | 0 | 0 | 0 | 0 | 0 | 0 | 0 | 0 | 0 | 578
468
469 |  | 583 | Overhead Line Expenses |  | F132 |  | 0 | 0 | 0 | 0 | 0 | 0 | 0 | 0 | 0 | 583
470
471 |  | 584 | Underground Line Expense |  | F133 |  | 0 | 0 | 0 | 0 | 0 | 0 | 0 | 0 | 0 | 588
472
473 |  | 585 | Street Lighting & Signal Systems |  | F130 |  | 0 | 0 | 0 | 0 | 0 | 0 | 0 | 0 | 0 | 593
474
475 |  | 586 | Meter Expenses |  | F127 |  | 0 | 0 | 0 | 0 | 0 | 0 | 0 | 0 | 0 | 598
476
477 |  | 587 | Customer Installation Expenses |  | F20 |  | 0 | 0 | 0 | 0 | 0 | 0 | 0 | 0 | 0 | 603
478
479 |  | 588 | Misc. Distribution Expenses |  | F131 |  | 0 | 0 | 0 | 0 | 0 | 0 | 0 | 0 | 0 | 609
480
481 |  | 589 | Rents |  | F131 |  | 0 | 0 | 0 | 0 | 0 | 0 | 0 | 0 | 0 | 614
482
483 |  | 590 | Maint Supervision & Engineering |  | F131 |  | 41683.3593 | 22260.4591 | 6028.6632 | 6800.0572 | 2951.5304 | 1128.5871 | 1696.4304 | 817.6318 | 0 | 619
484
485 |  | 591 | Maintenance of Structures |  | F119 |  | 0 | 0 | 0 | 0 | 0 | 0 | 0 | 0 | 0 | 624
486
487 |  | 592 | Maint of Station Equipment |  | F120 |  | 0 | 0 | 0 | 0 | 0 | 0 | 0 | 0 | 0 | 629
488
489 |  | 593 | Maintenance of Overhead Lines |  | F134 |  | 0 | 0 | 0 | 0 | 0 | 0 | 0 | 0 | 0 | 634
490
491 |  | 594 | Maint of Underground Lines |  | F135 |  | 0 | 0 | 0 | 0 | 0 | 0 | 0 | 0 | 0 | 639
492
493 |  | 595 | Maint of Line Transformers |  | F125 |  | 0 | 0 | 0 | 0 | 0 | 0 | 0 | 0 | 0 | 644
494
495 |  | 596 | Maint of Street Lighting & Signals |  | F130 |  | 0 | 0 | 0 | 0 | 0 | 0 | 0 | 0 | 0 | 649
496
497 |  | 597 | Maintenance of Meters |  | F127 |  | 0 | 0 | 0 | 0 | 0 | 0 | 0 | 0 | 0 | 654
498
499 |  | 598 | Maint of Misc. Distribution Plant |  | F131 |  | 0 | 0 | 0 | 0 | 0 | 0 | 0 | 0 | 0 | 659
500
501 |  | TOTAL DISTRIBUTION EXPENSE |  |  |  |  | 135515.6184 | 72370.3639 | 19599.6205 | 22107.4782 | 9595.6391 | 3669.1185 | 5515.2181 | 2658.1802 | 0
502
503
504 | [6 empty] | D: CUSTOMER ACCOUNTS EXPENSE
505
506
507 |  | 901 | Supervision |  | F136 |  | 0 | 0 | 0 | 0 | 0 | 0 | 0 | 0 | 0 | 666
508
509 |  | 902 | Meter Reading Expense |  | F41 |  | 0 | 0 | 0 | 0 | 0 | 0 | 0 | 0 | 0 | 671
510
511 |  | 903 | Customer Receipts & Collections |  | F42 |  | 0 | 0 | 0 | 0 | 0 | 0 | 0 | 0 | 0 | 676
512
513 |  | 904 | Uncollectible Accounts |  | F80 |  | 0 | 0 | 0 | 0 | 0 | 0 | 0 | 0 | 0 | 682
514
515 |  | 905 | Misc. Customer Accounts Exp |  | F136 |  | 0 | 0 | 0 | 0 | 0 | 0 | 0 | 0 | 0 | 687
516
517 |  | TOTAL CUSTOMER ACCOUNTS EXPENSE |  |  |  |  | 0 | 0 | 0 | 0 | 0 | 0 | 0 | 0 | 0
518
519 |  | Distribution - METER - Unbundled |  |  |  |  | D: CUSTOMER SERVICE EXPENSE
520
521 |  | A |  | B | C |  | D | E | F | G | H | I | J | K
522 |  | FERC ACCT |  | DESCRIPTION | COS Factor |  | Washington Jurisdiction Normalized | Residential Schedule 16 | Small General Service Schedule 24 | Large General Service < 1,000 kW Schedule 36 | Large General Service > 1,000 kW Schedule 48 | Large General Dedicated Facilities Schedule 48 | Agricultural Pumping Schedule 40 | Street & Area Lighting Sch. 15, 51-54, 57
523 |  | 907 | Supervision |  | F40 |  | 0 | 0 | 0 | 0 | 0 | 0 | 0 | 0 | 0 | 694
524
525 |  | 908 | Customer Assistance |  | F40 |  | 0 | 0 | 0 | 0 | 0 | 0 | 0 | 0 | 0 | 699
526
527 |  | 909 | Informational & Instructional Adv |  | F40 |  | 0 | 0 | 0 | 0 | 0 | 0 | 0 | 0 | 0 | 705
528
529 |  | 910 | Misc. Customer Service |  | F40 |  | 0 | 0 | 0 | 0 | 0 | 0 | 0 | 0 | 0 | 710
530
531 |  | TOTAL CUSTOMER SERVICE EXPENSE |  |  |  |  | 0 | 0 | 0 | 0 | 0 | 0 | 0 | 0 | 0
532
533
534 | [6 empty] | D: SALES EXPENSE
535
536
537 |  | 911 | Supervision |  | F40 |  | 0 | 0 | 0 | 0 | 0 | 0 | 0 | 0 | 0 | 717
538
539 |  | 912 | Demonstration & Selling Expense |  | F40 |  | 0 | 0 | 0 | 0 | 0 | 0 | 0 | 0 | 0 | 722
540
541 |  | 913 | Advertising Expense |  | F40 |  | 0 | 0 | 0 | 0 | 0 | 0 | 0 | 0 | 0 | 727
542
543 |  | 916 | Misc. Sales Expense |  | F40 |  | 0 | 0 | 0 | 0 | 0 | 0 | 0 | 0 | 0 | 732
544
545 |  | TOTAL SALES EXPENSE |  |  |  |  | 0 | 0 | 0 | 0 | 0 | 0 | 0 | 0 | 0
546
547
548 | [6 empty] | D: ADMINISTRATION & GENERAL EXPENSE
549
550
551 |  | 920 | Administrative & General Salaries |  | F102D |  | 0 | 0 | 0 | 0 | 0 | 0 | 0 | 0 | 0 | 738
552 |  |  |  | Customer - System | F42 |  | 0 | 0 | 0 | 0 | 0 | 0 | 0 | 0 | 0 | 739
553 |  |  |  | System Overheads | F102D |  | 0 | 0 | 0 | 0 | 0 | 0 | 0 | 0 | 0 | 740
554 |  |  |  | Administrative & General Salaries |  |  | 0 | 0 | 0 | 0 | 0 | 0 | 0 | 0 | 0
555
556 |  | 921 | Office Supplies & expenses |  | F102D |  | 0 | 0 | 0 | 0 | 0 | 0 | 0 | 0 | 0 | 744
557 |  |  |  | Customer - System | F42 |  | 0 | 0 | 0 | 0 | 0 | 0 | 0 | 0 | 0 | 745
558 |  |  |  | System Overheads | F102D |  | 0 | 0 | 0 | 0 | 0 | 0 | 0 | 0 | 0 | 746
559 |  |  |  | Office Supplies & expenses |  |  | 0 | 0 | 0 | 0 | 0 | 0 | 0 | 0 | 0
560
561 |  | 922 | A&G Expenses Transferred |  | F102D |  | 0 | 0 | 0 | 0 | 0 | 0 | 0 | 0 | 0 | 750
562
563 |  | 923 | Outside Services |  | F102D |  | 0 | 0 | 0 | 0 | 0 | 0 | 0 | 0 | 0 | 754
564 |  |  |  | Customer - System | F42 |  | 0 | 0 | 0 | 0 | 0 | 0 | 0 | 0 | 0 | 755
565 |  |  |  | System Overheads | F102D |  | 0 | 0 | 0 | 0 | 0 | 0 | 0 | 0 | 0 | 756
|  |  |  | JBG | F102D |  | 0 | 0 | 0 | 0 | 0 | 0 | 0 | 0 | 0 | 757
567 |  |  |  | System Overheads | F102D |  | 0 | 0 | 0 | 0 | 0 | 0 | 0 | 0 | 0 | 758
568 |  |  |  | Outside Services |  |  | 0 | 0 | 0 | 0 | 0 | 0 | 0 | 0 | 0
569
570 |  | 924 | Property Insurance
571 |  |  |  | System Overheads | F102D |  | 0 | 0 | 0 | 0 | 0 | 0 | 0 | 0 |  | 763
572
573 |  | 925 | Injuries & Damages |  | F102D |  | 0 | 0 | 0 | 0 | 0 | 0 | 0 | 0 | 0 | 766
574 |  |  | Injuries & Damages |  | F102D |  | 0 | 0 | 0 | 0 | 0 | 0 | 0 | 0 | 0 | 767
575
576 |  | 926 | Employee Pensions & Benefits |  | F138D |  | 0 | 0 | 0 | 0 | 0 | 0 | 0 | 0 | 0 | 774
577
578 |  | 927 | Franchise Requirements |  | F102 |  | 0 | 0 | 0 | 0 | 0 | 0 | 0 | 0 | 0 | 779
579
580 |  | 928 | Regulatory Commission Expense |  | F141 |  | 0 | 0 | 0 | 0 | 0 | 0 | 0 | 0 | 0 | 786
581 |  |  |  | Regulatory Expense | F141 |  | 0 | 0 | 0 | 0 | 0 | 0 | 0 | 0 | 0 | 787
582
583 |  | 929 | Duplicate Charges |  | F138D |  | 0 | 0 | 0 | 0 | 0 | 0 | 0 | 0 | 0 | 795
584
585 |  | 930 | Misc General Expenses
586 |  |  |  | Situs | F138D |  | 0 | 0 | 0 | 0 | 0 | 0 | 0 | 0 | 0 | 798
587 |  |  |  | Customer | F138D |  | 0 | 0 | 0 | 0 | 0 | 0 | 0 | 0 | 0 | 799
588 |  |  |  | Labor | F138D |  | 0 | 0 | 0 | 0 | 0 | 0 | 0 | 0 | 0 | 800
589 |  |  |  | Labor | F138D |  | 0 | 0 | 0 | 0 | 0 | 0 | 0 | 0 | 0 | 801
590 |  |  |  | Customer | F138D |  | 0 | 0 | 0 | 0 | 0 | 0 | 0 | 0 | 0 | 802
591
592 |  | 931 | Rents |  | F102D |  | 0 | 0 | 0 | 0 | 0 | 0 | 0 | 0 | 0 | 808
593
594 |  | 935 | Maintenance of General Plant |  | F108 |  | 0 | 0 | 0 | 0 | 0 | 0 | 0 | 0 | 0 | 814
595
596 |  | TOTAL ADMINISTRATIVE & GEN EXPENSE |  |  |  |  | 0 | 0 | 0 | 0 | 0 | 0 | 0 | 0 | 0
597
598
599 |  | TOTAL O & M EXPENSE |  |  |  |  | 135515.6184 | 72370.3639 | 19599.6205 | 22107.4782 | 9595.6391 | 3669.1185 | 5515.2181 | 2658.1802 | 0
600
601 |  | Distribution - METER - Unbundled |  |  |  |  | D: DEPRECIATION EXPENSE
602
603 |  | A |  | B | C |  | D | E | F | G | H | I | J | K
604 |  | FERC ACCT |  | DESCRIPTION | COS Factor |  | Washington Jurisdiction Normalized | Residential Schedule 16 | Small General Service Schedule 24 | Large General Service < 1,000 kW Schedule 36 | Large General Service > 1,000 kW Schedule 48 | Large General Dedicated Facilities Schedule 48 | Agricultural Pumping Schedule 40 | Street & Area Lighting Sch. 15, 51-54, 57
605 |  | 403SP | Steam Depreciation |  | F10 |  | 0 | 0 | 0 | 0 | 0 | 0 | 0 | 0 | 0 | 827
606
607 |  | 403NP | Nuclear Depreciation |  | F10 |  | 0 | 0 | 0 | 0 | 0 | 0 | 0 | 0 | 0 | 831
608
609 |  | 403HP | Hydro Depreciation |  | F10 |  | 0 | 0 | 0 | 0 | 0 | 0 | 0 | 0 | 0 | 838
610
611 |  | 403OP | Other Generation Depreciation |  | F10 |  | 0 | 0 | 0 | 0 | 0 | 0 | 0 | 0 | 0 | 841
612 |  |  |  | SG | F10 |  | 0 | 0 | 0 | 0 | 0 | 0 | 0 | 0 | 0 | 842
613 |  |  |  | CAEW | F10 |  | 0 | 0 | 0 | 0 | 0 | 0 | 0 | 0 | 0 | 843
614 |  |  |  | CAGW | F10 |  | 0 | 0 | 0 | 0 | 0 | 0 | 0 | 0 | 0 | 844
615 |  |  |  | CAGE | F10 |  | 0 | 0 | 0 | 0 | 0 | 0 | 0 | 0 | 0 | 845
616 |  |  |  | Total 403OP |  |  | 0 | 0 | 0 | 0 | 0 | 0 | 0 | 0 | 0
617
618 |  | 403TP | Transmission Depreciation |  | F106 |  | 0 | 0 | 0 | 0 | 0 | 0 | 0 | 0 | 0 | 853
619
620 |  | 403 | Distribution Depreciation
621 |  |  |  | Land Rights | F118 |  | 0 | 0 | 0 | 0 | 0 | 0 | 0 | 0 | 0 | 856
622 |  |  |  | Structures | F119 |  | 0 | 0 | 0 | 0 | 0 | 0 | 0 | 0 | 0 | 857
623 |  |  |  | Station Equip | F120 |  | 0 | 0 | 0 | 0 | 0 | 0 | 0 | 0 | 0 | 858
624 |  |  |  | Poles & Towers | F121 |  | 0 | 0 | 0 | 0 | 0 | 0 | 0 | 0 | 0 | 860
625 |  |  |  | OH Conductors | F122 |  | 0 | 0 | 0 | 0 | 0 | 0 | 0 | 0 | 0 | 861
626 |  |  |  | UG Conduit | F123 |  | 0 | 0 | 0 | 0 | 0 | 0 | 0 | 0 | 0 | 862
627 |  |  |  | UG Conductor | F124 |  | 0 | 0 | 0 | 0 | 0 | 0 | 0 | 0 | 0 | 863
628 |  |  |  | Line Transformer | F125 |  | 0 | 0 | 0 | 0 | 0 | 0 | 0 | 0 | 0 | 864
629 |  |  |  | Services | F126 |  | 1609212.0762 | 1176465.4895 | 324528.7957 | 85198.1569 | 23019.6341 | 0 | 0 | 0 | 0 | 865
630 |  |  |  | Meters | F127 |  | 0 | 0 | 0 | 0 | 0 | 0 | 0 | 0 | 0 | 866
631 |  |  |  | Inst Cust Premises | F128 |  | 0 | 0 | 0 | 0 | 0 | 0 | 0 | 0 | 0 | 867
632 |  |  |  | Leased Property | F129 |  | 0 | 0 | 0 | 0 | 0 | 0 | 0 | 0 | 0 | 868
633 |  |  |  | Street Lighting | F130 |  | 0 | 0 | 0 | 0 | 0 | 0 | 0 | 0 | 0 | 869
634 |  |  | Total Distribution Expense |  |  |  | 1609212.0762 | 1176465.4895 | 324528.7957 | 85198.1569 | 23019.6341 | 0 | 0 | 0 | 0
635
636 |  | 403GP | General Depreciation
637 |  |  |  | S | F107D |  | 104970.2767 | 58979.1499 | 17554.7194 | 14452.2156 | 5621.693 | 1189.8856 | 5914.1448 | 1258.4683 | 0 | 873
638 |  |  |  | DGP | F105D |  | 0 | 0 | 0 | 0 | 0 | 0 | 0 | 0 | 0 | 874
639 |  |  |  | DGU | F105D |  | 0 | 0 | 0 | 0 | 0 | 0 | 0 | 0 | 0 | 875
640 |  |  |  | SE | F10 |  | 0 | 0 | 0 | 0 | 0 | 0 | 0 | 0 | 0 | 876
641 |  |  |  | CN | F42 |  | 0 | 0 | 0 | 0 | 0 | 0 | 0 | 0 | 0 | 877
642 |  |  |  | SG/CAGW/CAGE | F105D |  | 0 | 0 | 0 | 0 | 0 | 0 | 0 | 0 | 0 | 878
643 |  |  |  | SO | F102D |  | 38630.157 | 21704.9425 | 6460.3199 | 5318.5661 | 2068.8417 | 437.8903 | 2176.467 | 463.1295 | 0 | 879
644 |  |  |  | CAEW | F105D |  | 0 | 0 | 0 | 0 | 0 | 0 | 0 | 0 | 0 | 880
645 |  |  |  | JBG | F105D |  | 0 | 0 | 0 | 0 | 0 | 0 | 0 | 0 | 0 | 881
646 |  |  |  | JBE | F10 |  | 0 | 0 | 0 | 0 | 0 | 0 | 0 | 0 | 0 | 882
647 |  |  | Total General Expense |  |  |  | 143600.4337 | 80684.0924 | 24015.0393 | 19770.7818 | 7690.5347 | 1627.7759 | 8090.6118 | 1721.5978 | 0
648
649 |  | 403GV0 | General Vehicles |  | F105D |  | 0 | 0 | 0 | 0 | 0 | 0 | 0 | 0 | 0 | 886
650
651 |  | 403MP | Mining Depreciation |  | F10 |  | 0 | 0 | 0 | 0 | 0 | 0 | 0 | 0 | 0 | 890
652
653 |  | 403EP | Experimental Plant Depreciation |  | F10 |  | 0 | 0 | 0 | 0 | 0 | 0 | 0 | 0 | 0 | 896
654
655
656 |  | TOTAL DEPRECIATION EXPENSE |  |  |  |  | 1752812.5099 | 1257149.5819 | 348543.835 | 104968.9387 | 30710.1688 | 1627.7759 | 8090.6118 | 1721.5978 | 0
657
658 | [6 empty] | D: AMORTIZATION EXPENSE
659
660
661 |  | 404CLG | Amort of LT Plant - Cap. Lease Gen
662 |  |  |  | S | F12 |  | -9213.1508 | -4185.0544 | -1200.1246 | -1906.1517 | -824.5339 | -752.5723 | -333.8779 | -10.8362 | 0 | 901
663 |  |  |  | SG/CAGW | F10 |  | 0 | 0 | 0 | 0 | 0 | 0 | 0 | 0 | 0 | 902
664 |  |  |  | SO | F102D |  | 1083.7813 | 608.939 | 181.2463 | 149.2141 | 58.042 | 12.2852 | 61.0615 | 12.9932 | 0 | 903
665 |  |  |  | DGU | F10 | [10 empty] | 904
666 |  |  |  | CN | F42 |  | 0 | 0 | 0 | 0 | 0 | 0 | 0 | 0 | 0 | 905
667 |  |  |  | DGP | F10 |  | 0 | 0 | 0 | 0 | 0 | 0 | 0 | 0 | 0 | 906
668 |  |  |  | SG | F10 |  | 0 | 0 | 0 | 0 | 0 | 0 | 0 | 0 | 0 | 907
669 |  |  | Total Amort. Cap. Lease General |  |  |  | -8129.3695 | -3576.1154 | -1018.8782 | -1756.9376 | -766.4918 | -740.2871 | -272.8164 | 2.157 | 0
670
671 |  | 404CLS | Amort of LT Plant - Cap Lease Steam |  | F10 |  | 0 | 0 | 0 | 0 | 0 | 0 | 0 | 0 | 0 | 913
672
673 |  | 404IP | Amort of LT Plant - Intangible Plant
674 |  |  |  | S | F107D |  | -175.3931 | -98.5473 | -29.3319 | -24.148 | -9.3932 | -1.9882 | -9.8818 | -2.1028 | 0 | 916
675 |  |  |  | SE | F10 |  | 0 | 0 | 0 | 0 | 0 | 0 | 0 | 0 | 0 | 917
676 |  |  |  | SG/CAGW | F105D |  | 0 | 0 | 0 | 0 | 0 | 0 | 0 | 0 | 0 | 918
677 |  |  |  | SO | F102D |  | 31792.879 | 17863.3137 | 5316.8867 | 4377.2157 | 1702.6706 | 360.3867 | 1791.247 | 381.1587 | 0 | 919
678 |  |  |  | CN | F42 |  | 0 | 0 | 0 | 0 | 0 | 0 | 0 | 0 | 0 | 920
679 |  |  |  | DGP | F10 |  | 0 | 0 | 0 | 0 | 0 | 0 | 0 | 0 | 0 | 921
680 |  |  |  | DGU | F10 |  | 0 | 0 | 0 | 0 | 0 | 0 | 0 | 0 | 0 | 922
681 |  |  |  | CAEW | F10 |  | 0 | 0 | 0 | 0 | 0 | 0 | 0 | 0 | 0 | 923
682 |  |  |  | CAGW | F105D |  | 0 | 0 | 0 | 0 | 0 | 0 | 0 | 0 | 0 | 924
683 |  |  |  | JBG | F105D |  | 0 | 0 | 0 | 0 | 0 | 0 | 0 | 0 | 0 | 925
684 |  |  | Total Amort. Intangible Plant |  |  |  | 31617.4859 | 17764.7664 | 5287.5548 | 4353.0677 | 1693.2774 | 358.3985 | 1781.3651 | 379.0559 | 0
685
686 |  | Distribution - METER - Unbundled |  |  |  |  | D: AMORTIZATION EXPENSE (continued)
687
688
689 |  | A |  | B | C |  | D | E | F | G | H | I | J | K
690 |  | FERC ACCT |  | DESCRIPTION | COS Factor |  | Washington Jurisdiction Normalized | Residential Schedule 16 | Small General Service Schedule 24 | Large General Service < 1,000 kW Schedule 36 | Large General Service > 1,000 kW Schedule 48 | Large General Dedicated Facilities Schedule 48 | Agricultural Pumping Schedule 40 | Street & Area Lighting Sch. 15, 51-54, 57
691 |  | 404O | Amort of LT Plant - Other Plant |  | F10 |  | 0 | 0 | 0 | 0 | 0 | 0 | 0 | 0 | 0 | 930
692
693 |  | 404HP | Amort of Other Electric Plant |  | F110 |  | 0 | 0 | 0 | 0 | 0 | 0 | 0 | 0 | 0 | 936
694
695 |  | 405 | Amort of Other Electric Plant |  | F110 |  | 0 | 0 | 0 | 0 | 0 | 0 | 0 | 0 | 0 | 944
696
697 |  | 406 | Amort of Plant Acquisition Adj |  | F10 |  | 0 | 0 | 0 | 0 | 0 | 0 | 0 | 0 | 0 | 952
698
699 |  | 407 | Amort of Prop Losses, Unrec Plant, |  | F110 |  | 0.037792 | 0.018178 | 0.0051019 | 0.0072233 | 0.0030474 | 0.0026794 | 0.001403 | 0.00015847 | 0 | 961
700
701
702 |  | TOTAL AMORTIZATION EXPENSE |  |  |  |  | 23488.1542 | 14188.6692 | 4268.6817 | 2596.1373 | 926.7886 | -381.8859 | 1508.5501 | 381.2131 | 0
703
704
705 | [6 empty] | D: TAX OTHER THAN INCOME
706
707
708 |  | 408 | Total Taxes Other Than Income |  | F101D |  | 821549.6822 | 467439.6138 | 135157.0281 | 110006.7239 | 42867.3269 | 12017.3997 | 44192.4172 | 9869.1725 | 0 | 974
709
710
711 | [6 empty] | D: DEFERRED ITC
712
713
714 |  | 41140 | Deferred I T C - Federal |  | F101D |  | 0 | 0 | 0 | 0 | 0 | 0 | 0 | 0 | 0 | 979
715
716 |  | 41141 | Deferred I T C - Idaho |  | F101D |  | 0 | 0 | 0 | 0 | 0 | 0 | 0 | 0 | 0 | 984
717
718 |  | TOTAL DEFERRED ITC |  |  |  |  | 0 | 0 | 0 | 0 | 0 | 0 | 0 | 0 | 0
719
720
721 | [6 empty] | D: DEFERRED INCOME TAXES
722
723
724 |  | 41010 | Deferred Income Tax - Federal-DR |  | F101D |  | 678323.6824 | 385947.8824 | 111594.2407 | 90828.5496 | 35393.9922 | 9922.3297 | 36488.0711 | 8148.6167 | 0 | 1032
725
726 |  | 41011 | Deferred Income Tax - State-DR |  | F101D |  | 0 | 0 | 0 | 0 | 0 | 0 | 0 | 0 | 0 | 1047
727
728 |  | 41110 | Deferred Income Tax - Federal-CR |  | F101D |  | -968526.5087 | -551065.4645 | -159336.8817 | -129687.1395 | -50536.3745 | -14167.3358 | -52098.5261 | -11634.7866 | 0 | 1063
729
730 |  | 41111 | Deferred Income Tax - State-CR |  | F101D |  | 0 | 0 | 0 | 0 | 0 | 0 | 0 | 0 | 0 | 1078
731
732 |  | TOTAL DEFERRED INCOME TAXES |  |  |  |  | -290202.8263 | -165117.582 | -47742.641 | -38858.5899 | -15142.3824 | -4245.006 | -15610.455 | -3486.1699 | 0
733
734
735
736
737
738 |  | 40911 | State Income Taxes |  | F101D |  | 0 | 0 | 0 | 0 | 0 | 0 | 0 | 0 | 0 | 1175
739
740 |  | 40910 | Federal Income Tax |  | F101D |  | 149217.6348 | 84900.8102 | 24548.4996 | 19980.4632 | 7785.9699 | 2182.714 | 8026.6454 | 1792.5326 | 0 | 1208
741
742
743 |  | TOTAL OPERATING EXPENSES |  |  |  |  | 2592412.4348 | 1730945.8392 | 484379.1483 | 220807.7021 | 76746.3445 | 14872.7024 | 51724.135 | 12936.5635 | 0
744
745
746 |  | Distribution - METER - Unbundled |  |  |  |  | D: STEAM GENERATION PLANT
747
748 |  | A |  | B | C |  | D | E | F | G | H | I | J | K
749 |  | FERC ACCT |  | DESCRIPTION | COS Factor |  | Washington Jurisdiction Normalized | Residential Schedule 16 | Small General Service Schedule 24 | Large General Service < 1,000 kW Schedule 36 | Large General Service > 1,000 kW Schedule 48 | Large General Dedicated Facilities Schedule 48 | Agricultural Pumping Schedule 40 | Street & Area Lighting Sch. 15, 51-54, 57
750 |  | 310 | Land and Land Rights |  | F10 |  | 0 | 0 | 0 | 0 | 0 | 0 | 0 | 0 | 0 | 1217
751 |  |  |  | JBG | F10 |  | 0 | 0 | 0 | 0 | 0 | 0 | 0 | 0 | 0 | 1219
752 |  |  |  | Total 310 |  |  | 0 | 0 | 0 | 0 | 0 | 0 | 0 | 0 | 0
753
754 |  | 311 | Structures and Improvements |  | F10 |  | 0 | 0 | 0 | 0 | 0 | 0 | 0 | 0 | 0 | 1225
755 |  |  |  | JBG | F10 |  | 0 | 0 | 0 | 0 | 0 | 0 | 0 | 0 | 0 | 1226
756 |  |  |  | Total 311 |  |  | 0 | 0 | 0 | 0 | 0 | 0 | 0 | 0 | 0
757
758 |  | 312 | Boiler Plant Equipment
759 |  |  |  | SG | F10 |  | 0 | 0 | 0 | 0 | 0 | 0 | 0 | 0 | 0 | 1230
760 |  |  |  | S | F10 |  | 0 | 0 | 0 | 0 | 0 | 0 | 0 | 0 | 0 | 1231
761 |  |  |  | CAGW | F10 |  | 0 | 0 | 0 | 0 | 0 | 0 | 0 | 0 | 0 | 1232
762 |  |  |  | JBG | F10 |  | 0 | 0 | 0 | 0 | 0 | 0 | 0 | 0 | 0 | 1233
763 |  |  |  | Total 312 |  |  | 0 | 0 | 0 | 0 | 0 | 0 | 0 | 0 | 0
764
765 |  | 314 | Turbogenerator Units |  | F10 |  | 0 | 0 | 0 | 0 | 0 | 0 | 0 | 0 | 0 | 1239
766 |  |  |  | JBG | F10 |  | 0 | 0 | 0 | 0 | 0 | 0 | 0 | 0 | 0 | 1240
767 |  |  |  | Total 314 |  |  | 0 | 0 | 0 | 0 | 0 | 0 | 0 | 0 | 0
768
769 |  | 315 | Accessory Electric Equipment |  | F10 |  | 0 | 0 | 0 | 0 | 0 | 0 | 0 | 0 | 0 | 1246
770 |  |  |  | JBG | F10 |  | 0 | 0 | 0 | 0 | 0 | 0 | 0 | 0 | 0 | 1247
771 |  |  |  | Total 316 |  |  | 0 | 0 | 0 | 0 | 0 | 0 | 0 | 0 | 0
772
773 |  | 316 | Misc Power Plant Equipment |  | F10 |  | 0 | 0 | 0 | 0 | 0 | 0 | 0 | 0 | 0 | 1253
774 |  |  |  | JBG | F10 |  | 0 | 0 | 0 | 0 | 0 | 0 | 0 | 0 | 0 | 1255
775 |  |  |  | Total 316 |  |  | 0 | 0 | 0 | 0 | 0 | 0 | 0 | 0 | 0
776
777 |  | S00 | Unclassified Steam Plant - Acct 300 |  | F10 |  | 0 | 0 | 0 | 0 | 0 | 0 | 0 | 0 | 0 | 1262
778
779
780
781 |  | Total Steam Generation Plant |  |  |  |  | 0 | 0 | 0 | 0 | 0 | 0 | 0 | 0 | 0
782
783
784 | [6 empty] | D: NUCLEAR GENERATION
785
786
787 |  | 320 | Land and Land Rights |  | F10 |  | 0 | 0 | 0 | 0 | 0 | 0 | 0 | 0 | 0 | 1268
788
789 |  | 321 | Structures and Improvements |  | F10 |  | 0 | 0 | 0 | 0 | 0 | 0 | 0 | 0 | 0 | 1272
790
791 |  | 322 | Reactor Plant Equipment |  | F10 |  | 0 | 0 | 0 | 0 | 0 | 0 | 0 | 0 | 0 | 1276
792
793 |  | 323 | Turbogenerator Units |  | F10 |  | 0 | 0 | 0 | 0 | 0 | 0 | 0 | 0 | 0 | 1280
794
795 |  | 324 | Land and Land Rights |  | F10 |  | 0 | 0 | 0 | 0 | 0 | 0 | 0 | 0 | 0 | 1284
796
797 |  | 325 | Misc. Power Plant Equipment |  | F10 |  | 0 | 0 | 0 | 0 | 0 | 0 | 0 | 0 | 0 | 1288
798
799 |  | N00 | Unclassified Nuclear Plt - Acct 300 |  | F10 |  | 0 | 0 | 0 | 0 | 0 | 0 | 0 | 0 | 0 | 1294
800
801 |  | Total Nuclear Generation Plant |  |  |  |  | 0 | 0 | 0 | 0 | 0 | 0 | 0 | 0 | 0
802
803
804 | [6 empty] | D: HYDRAULIC GENERATION PLANT
805
806
807 |  | 330 | Land and Land Rights |  | F10 |  | 0 | 0 | 0 | 0 | 0 | 0 | 0 | 0 | 0 | 1302
808
809 |  | 331 | Structures and Improvements |  | F10 |  | 0 | 0 | 0 | 0 | 0 | 0 | 0 | 0 | 0 | 1307
810
811 |  | 332 | Reservoirs, Dams & Waterways |  | F10 |  | 0 | 0 | 0 | 0 | 0 | 0 | 0 | 0 | 0 | 1312
812
813 |  | 333 | Water Wheel, Turbines, & Generators |  | F10 |  | 0 | 0 | 0 | 0 | 0 | 0 | 0 | 0 | 0 | 1317
814
815 |  | 334 | Accessory Electric Equipment |  | F10 |  | 0 | 0 | 0 | 0 | 0 | 0 | 0 | 0 | 0 | 1322
816
817 |  | 335 | Misc. Power Plant Equipment |  | F10 |  | 0 | 0 | 0 | 0 | 0 | 0 | 0 | 0 | 0 | 1327
818
819 |  | 336 | Roads, Railroads & Bridges |  | F10 |  | 0 | 0 | 0 | 0 | 0 | 0 | 0 | 0 | 0 | 1333
820
821 |  | H00 | Unclassified Hydro Plant - Acct 300 |  | F10 |  | 0 | 0 | 0 | 0 | 0 | 0 | 0 | 0 | 0 | 1339
822
823 |  | Total Hydraulic Plant |  |  |  |  | 0 | 0 | 0 | 0 | 0 | 0 | 0 | 0 | 0
824
825 |  | Distribution - METER - Unbundled
826 |  | A |  | B | C |  | D | E | F | G | H | I | J | K
827 |  | FERC ACCT |  | DESCRIPTION | COS Factor |  | Washington Jurisdiction Normalized | Residential Schedule 16 | Small General Service Schedule 24 | Large General Service < 1,000 kW Schedule 36 | Large General Service > 1,000 kW Schedule 48 | Large General Dedicated Facilities Schedule 48 | Agricultural Pumping Schedule 40 | Street & Area Lighting Sch. 15, 51-54, 57
828 |  | 340 | Land and Land Rights |  | F10 |  | 0 | 0 | 0 | 0 | 0 | 0 | 0 | 0 | 0 | 1347
829 |  |  |  | Total 340 |  |  | 0 | 0 | 0 | 0 | 0 | 0 | 0 | 0 | 0
830
831 |  | 341 | Structures and Improvements |  | F10 |  | 0 | 0 | 0 | 0 | 0 | 0 | 0 | 0 | 0 | 1352
832 |  |  |  | Total 341 |  |  | 0 | 0 | 0 | 0 | 0 | 0 | 0 | 0 | 0
833
834 |  | 342 | Fuel Holders, Producers & Access |  | F10 |  | 0 | 0 | 0 | 0 | 0 | 0 | 0 | 0 | 0 | 1357
835 |  |  |  | Total 342 |  |  | 0 | 0 | 0 | 0 | 0 | 0 | 0 | 0 | 0
836
837 |  | 343 | Prime Movers |  | F10 |  | 0 | 0 | 0 | 0 | 0 | 0 | 0 | 0 | 0 | 1365
838 |  |  |  | Total 343 |  |  | 0 | 0 | 0 | 0 | 0 | 0 | 0 | 0 | 0
839
840 |  | 344 | Generators |  | F10 |  | 0 | 0 | 0 | 0 | 0 | 0 | 0 | 0 | 0 | 1372
841 |  |  |  | Total 344 |  |  | 0 | 0 | 0 | 0 | 0 | 0 | 0 | 0 | 0
842
843 |  | 345 | Accessory Electric Plant |  | F10 |  | 0 | 0 | 0 | 0 | 0 | 0 | 0 | 0 | 0 | 1377
844 |  |  |  | Total 345 |  |  | 0 | 0 | 0 | 0 | 0 | 0 | 0 | 0 | 0
845
846 |  | 346 | Misc. Power Plant Equipment |  | F10 |  | 0 | 0 | 0 | 0 | 0 | 0 | 0 | 0 | 0 | 1382
847
848 |  | O00 | Unclassified Other Prod - Acct 300 |  | F10 |  | 0 | 0 | 0 | 0 | 0 | 0 | 0 | 0 | 0 | 1387
849
850 |  | Total Other Generation Plant |  |  |  |  | 0 | 0 | 0 | 0 | 0 | 0 | 0 | 0 | 0
851
852 |  | Experimental Plant
853 |  | 103 | Experimental Plant |  | F10 |  | 0 | 0 | 0 | 0 | 0 | 0 | 0 | 0 | 0 | 1393
854
855 |  | TOTAL GENERATION PLANT |  |  |  |  | 0 | 0 | 0 | 0 | 0 | 0 | 0 | 0 | 0
856
857 | [6 empty] | D: TRANSMISSION PLANT
858 |  | 350 | Land and Land Rights
859 |  |  |  | Demand | F12 |  | 0 | 0 | 0 | 0 | 0 | 0 | 0 | 0 | 0 | 1402
860 |  |  |  | Direct Assigned | A | 0 | 0 | 0 | 0 | 0 | 0 | 0 | 0 | 0 | 0
861 | [6 empty] | 0 | 0 | 0 | 0 | 0 | 0 | 0 | 0 | 0
862 |  | 352 | Structures and Improvements
863 |  |  |  | Demand | F12 |  | 0 | 0 | 0 | 0 | 0 | 0 | 0 | 0 | 0 | 1409
864 |  |  |  | Direct Assigned | A | 0 | 0 | 0 | 0 | 0 | 0 | 0 | 0 | 0 | 0
865 | [6 empty] | 0 | 0 | 0 | 0 | 0 | 0 | 0 | 0 | 0
866 |  | 353 | Station Equipment
867 |  |  |  | Demand | F12 |  | 0 | 0 | 0 | 0 | 0 | 0 | 0 | 0 | 0 | 1415
868 |  |  |  | Direct Assigned | A | 0 | 0 | 0 | 0 | 0 | 0 | 0 | 0 | 0 | 0
869 | [6 empty] | 0 | 0 | 0 | 0 | 0 | 0 | 0 | 0 | 0
870 |  | 354 | Towers and Fixtures
871 |  |  |  | Demand | F12 |  | 0 | 0 | 0 | 0 | 0 | 0 | 0 | 0 | 0 | 1421
872 |  |  |  | Direct Assigned | A | 0 | 0 | 0 | 0 | 0 | 0 | 0 | 0 | 0 | 0
873 | [6 empty] | 0 | 0 | 0 | 0 | 0 | 0 | 0 | 0 | 0
874 |  | 355 | Poles and Fixtures
875 |  |  |  | Demand | F12 |  | 0 | 0 | 0 | 0 | 0 | 0 | 0 | 0 | 0 | 1428
876 |  |  |  | Direct Assigned | A | 0 | 0 | 0 | 0 | 0 | 0 | 0 | 0 | 0 | 0
877 | [6 empty] | 0 | 0 | 0 | 0 | 0 | 0 | 0 | 0 | 0
878 |  | 356 | Overhead Conductors
879 |  |  |  | Demand | F12 |  | 0 | 0 | 0 | 0 | 0 | 0 | 0 | 0 | 0 | 1434
880 |  |  |  | Direct Assigned | A | 0 | 0 | 0 | 0 | 0 | 0 | 0 | 0 | 0 | 0
881 | [6 empty] | 0 | 0 | 0 | 0 | 0 | 0 | 0 | 0 | 0
882 |  | 357 | Underground Conduit
883 |  |  |  | Demand | F12 |  | 0 | 0 | 0 | 0 | 0 | 0 | 0 | 0 | 0 | 1440
884 |  |  |  | Direct Assigned | A | 0 | 0 | 0 | 0 | 0 | 0 | 0 | 0 | 0 | 0
885 | [6 empty] | 0 | 0 | 0 | 0 | 0 | 0 | 0 | 0 | 0
886 |  | 358 | Underground Conductors
887 |  |  |  | Demand | F12 |  | 0 | 0 | 0 | 0 | 0 | 0 | 0 | 0 | 0 | 1446
888 |  |  |  | Direct Assigned | A | 0 | 0 | 0 | 0 | 0 | 0 | 0 | 0 | 0 | 0
889 | [6 empty] | 0 | 0 | 0 | 0 | 0 | 0 | 0 | 0 | 0
890 |  | 359 | Roads and Trails
891 |  |  |  | Demand | F12 |  | 0 | 0 | 0 | 0 | 0 | 0 | 0 | 0 | 0 | 1452
892 |  |  |  | Direct Assigned | A | 0 | 0 | 0 | 0 | 0 | 0 | 0 | 0 | 0 | 0
893 | [6 empty] | 0 | 0 | 0 | 0 | 0 | 0 | 0 | 0 | 0
894
895 |  | T00 | Unclassified Trans Plant - Acct 300 |  | F10 |  | 0 | 0 | 0 | 0 | 0 | 0 | 0 | 0 | 0 | 1457
896 |  | TS0 | Unclassified Trans Sub - Acct 300 |  | F10 |  | 0 | 0 | 0 | 0 | 0 | 0 | 0 | 0 | 0 | 1461
897
898 |  | TOTAL TRANSMISSION PLANT |  |  |  |  | 0 | 0 | 0 | 0 | 0 | 0 | 0 | 0 | 0
899 |  | Distribution - METER - Unbundled |  |  |  |  | D: DISTRIBUTION PLANT
900 |  | A |  | B | C |  | D | E | F | G | H | I | J | K
901 |  | FERC ACCT |  | DESCRIPTION | COS Factor |  | Washington Jurisdiction Normalized | Residential Schedule 16 | Small General Service Schedule 24 | Large General Service < 1,000 kW Schedule 36 | Large General Service > 1,000 kW Schedule 48 | Large General Dedicated Facilities Schedule 48 | Agricultural Pumping Schedule 40 | Street & Area Lighting Sch. 15, 51-54, 57
902
903 |  | 360 | Land and Land Rights
904 |  |  |  | Demand Primary | F20A |  | 0 | 0 | 0 | 0 | 0 | 0 | 0 | 0 | 0 | 1467
905 |  |  |  | Assigned | A | 0 | 0 | 0 | 0 | 0 | 0 | 0 | 0 | 0 | 0
906 | [6 empty] | 0 | 0 | 0 | 0 | 0 | 0 | 0 | 0 | 0
907 |  | 361 | Structures and Improvements
908 |  |  |  | Demand Primary | F20 |  | 0 | 0 | 0 | 0 | 0 | 0 | 0 | 0 | 0 | 1473
909 |  |  |  | Assigned | A | 0 | 0 | 0 | 0 | 0 | 0 | 0 | 0 | 0 | 0
910 | [6 empty] | 0 | 0 | 0 | 0 | 0 | 0 | 0 | 0 | 0
911 |  | 362 | Station Equipment
912 |  |  |  | Demand Primary | F20A |  | 0 | 0 | 0 | 0 | 0 | 0 | 0 | 0 | 0 | 1479
913 |  |  |  | Assigned | A | 0 | 0 | 0 | 0 | 0 | 0 | 0 | 0 | 0 | 0
914 | [6 empty] | 0 | 0 | 0 | 0 | 0 | 0 | 0 | 0 | 0
915 |  | 364 | Poles, Towers & Fixtures
916 |  |  |  | Demand Primary | F20A | 0 | 0 | 0 | 0 | 0 | 0 | 0 | 0 | 0 | 0 | 1485
917 |  |  |  | Demand Secondary | F22 | 0 | 0 | 0 | 0 | 0 | 0 | 0 | 0 | 0 | 0
918 |  |  |  | Assigned | A | 0 | 0 | 0 | 0 | 0 | 0 | 0 | 0 | 0 | 0
919 | [6 empty] | 0 | 0 | 0 | 0 | 0 | 0 | 0 | 0 | 0
920 |  | 365 | Overhead Conductors
921 |  |  |  | Demand Primary | F20A | 0 | 0 | 0 | 0 | 0 | 0 | 0 | 0 | 0 | 0 | 1492
922 |  |  |  | Demand Secondary | F22 | 0 | 0 | 0 | 0 | 0 | 0 | 0 | 0 | 0 | 0
923 |  |  |  | Assigned | A | 0 | 0 | 0 | 0 | 0 | 0 | 0 | 0 | 0 | 0
924 | [6 empty] | 0 | 0 | 0 | 0 | 0 | 0 | 0 | 0 | 0
925 |  | 366 | Underground Conduit
926 |  |  |  | Demand Primary | F20A | 0 | 0 | 0 | 0 | 0 | 0 | 0 | 0 | 0 | 0 | 1499
927 |  |  |  | Demand Secondary | F22 | 0 | 0 | 0 | 0 | 0 | 0 | 0 | 0 | 0 | 0
928 |  |  |  | Assigned | A | 0 | 0 | 0 | 0 | 0 | 0 | 0 | 0 | 0 | 0
929 | [6 empty] | 0 | 0 | 0 | 0 | 0 | 0 | 0 | 0 | 0
930 |  | 367 | Underground Conductors
931 |  |  |  | Demand Primary | F20A | 0 | 0 | 0 | 0 | 0 | 0 | 0 | 0 | 0 | 0 | 1506
932 |  |  |  | Demand Secondary | F22 | 0 | 0 | 0 | 0 | 0 | 0 | 0 | 0 | 0 | 0
933 |  |  |  | Assigned | A | 0 | 0 | 0 | 0 | 0 | 0 | 0 | 0 | 0 | 0
934 | [6 empty] | 0 | 0 | 0 | 0 | 0 | 0 | 0 | 0 | 0
935 |  | 368 | Line Transformers
936 |  |  |  | Demand Secondary | F21 |  | 0 | 0 | 0 | 0 | 0 | 0 | 0 | 0 | 0 | 1513
937 |  |  |  | Assigned | A | 0 | 0 | 0 | 0 | 0 | 0 | 0 | 0 | 0 | 0
938 | [6 empty] | 0 | 0 | 0 | 0 | 0 | 0 | 0 | 0 | 0
939 |  | 369 | Services
940 |  |  |  | Customer | F70 |  | 64231901.85 | 46958767.5653 | 12953607.5829 | 3400695.1201 | 918831.5817 | 0 | 0 | 0 | 0 | 1519
941 |  |  |  | Assigned | A | 1 | 0 | 0 | 0 | 0 | 0 | 0 | 0 | 0 | 0
942 | [6 empty] | 64231901.85 | 46958767.5653 | 12953607.5829 | 3400695.1201 | 918831.5817 | 0 | 0 | 0 | 0
943 |  | 370 | Meters
944 |  |  |  | Customer | F60A |  | 0 | 0 | 0 | 0 | 0 | 0 | 0 | 0 | 0 | 1526
945 |  |  |  | Assigned | A | 0 | 0 | 0 | 0 | 0 | 0 | 0 | 0 | 0 | 0
946 | [6 empty] | 0 | 0 | 0 | 0 | 0 | 0 | 0 | 0 | 0
947 |  | 371 | Install on Customers' Premises
948 |  |  |  | Demand Primary | F20 | 0 | 0 | 0 | 0 | 0 | 0 | 0 | 0 | 0 | 0 | 1532
949 |  |  |  | Demand Secondary | F22 | 0 | 0 | 0 | 0 | 0 | 0 | 0 | 0 | 0 | 0
950 |  |  |  | Assigned | A | 0 | 0 | 0 | 0 | 0 | 0 | 0 | 0 | 0 | 0
951 | [6 empty] | 0 | 0 | 0 | 0 | 0 | 0 | 0 | 0 | 0
952 |  | 372 | Leased Property
953 |  |  |  | Demand Primary | F20 | 0 | 0 | 0 | 0 | 0 | 0 | 0 | 0 | 0 | 0 | 1539
954 |  |  |  | Demand Secondary | F22 | 0 | 0 | 0 | 0 | 0 | 0 | 0 | 0 | 0 | 0
955 |  |  |  | Assigned | A | 0 | 0 | 0 | 0 | 0 | 0 | 0 | 0 | 0 | 0
956 | [6 empty] | 0 | 0 | 0 | 0 | 0 | 0 | 0 | 0 | 0
957
958 |  | 373 | Street Lights |  | A | 0 | 0 | 0 | 0 | 0 | 0 | 0 | 0 | 0 | 0 | 1548
959
960
961 |  | D00 | Unclassified Dist Plant - Acct 300 |  | F22 |  | 0 | 0 | 0 | 0 | 0 | 0 | 0 | 0 | 0 | 1551
962 |  | DS0 | Unclassified Dist Sub - Acct 300 |  | F20 |  | 0 | 0 | 0 | 0 | 0 | 0 | 0 | 0 | 0 | 1555
963 |  | TOTAL DISTRIBUTION PLANT |  |  |  |  | 64231901.85 | 46958767.5653 | 12953607.5829 | 3400695.1201 | 918831.5817 | 0 | 0 | 0 | 0
964
965 |  | Distribution - METER - Unbundled |  |  |  |  | DISTRIBUTION PLANT D: GENERAL PLANT
966
967 |  | A |  | B | C |  | D | E | F | G | H | I | J | K
968 |  | FERC ACCT |  | DESCRIPTION | COS Factor |  | Washington Jurisdiction Normalized | Residential Schedule 16 | Small General Service Schedule 24 | Large General Service < 1,000 kW Schedule 36 | Large General Service > 1,000 kW Schedule 48 | Large General Dedicated Facilities Schedule 48 | Agricultural Pumping Schedule 40 | Street & Area Lighting Sch. 15, 51-54, 57
969 |  | 389 | Land and Land Rights
970 |  |  |  | S | F107D |  | 99400.0235 | 55849.4183 | 16623.1774 | 13685.3081 | 5323.3776 | 1126.7442 | 5600.3104 | 1191.6876 | 0 | 1562
971 |  |  |  | CN | F42 |  | 0 | 0 | 0 | 0 | 0 | 0 | 0 | 0 | 0 | 1563
972 |  |  |  | DGU | F105D |  | 0 | 0 | 0 | 0 | 0 | 0 | 0 | 0 | 0 | 1564
973 |  |  |  | SG/CAGE/CAGW | F105D |  | 0 | 0 | 0 | 0 | 0 | 0 | 0 | 0 | 0 | 1565
974 |  |  |  | SO | F102D |  | 19782.9282 | 11115.3398 | 3308.4009 | 2723.6962 | 1059.4766 | 224.2484 | 1114.5927 | 237.1737 | 0 | 1566
975 |  |  | Total Land & Land Rights |  |  |  | 119182.9518 | 66964.758 | 19931.5782 | 16409.0043 | 6382.8542 | 1350.9927 | 6714.9031 | 1428.8613 | 0
976
977 |  | 390 | Structures and Improvements
978 |  |  |  | S | F107D |  | 1255522.4293 | 705434.4137 | 209967.4755 | 172859.2269 | 67239.6214 | 14231.9147 | 70737.5622 | 15052.215 | 0 | 1570
979 |  |  |  | DGP | F105D |  | 0 | 0 | 0 | 0 | 0 | 0 | 0 | 0 | 0 | 1571
980 |  |  |  | DGU | F105D |  | 0 | 0 | 0 | 0 | 0 | 0 | 0 | 0 | 0 | 1572
981 |  |  |  | CN | F42 |  | 0 | 0 | 0 | 0 | 0 | 0 | 0 | 0 | 0 | 1573
982 |  |  |  | SG/CAGE/CAGW | F105D |  | 0 | 0 | 0 | 0 | 0 | 0 | 0 | 0 | 0 | 1574
983 |  |  |  | JBG | F105D |  | 0 | 0 | 0 | 0 | 0 | 0 | 0 | 0 | 0 | 1575
984 |  |  |  | SO | F102D |  | 255208.7374 | 143392.919 | 42679.8702 | 35136.9151 | 13667.7279 | 2892.9065 | 14378.7506 | 3059.6481 | 0 | 1576
985
986 |  |  | Total Structures and Improvements |  |  |  | 1510731.1668 | 848827.3327 | 252647.3458 | 207996.142 | 80907.3493 | 17124.8212 | 85116.3128 | 18111.863 | 0
987
988 |  | 391 | Office Furniture & Equipment
989 |  |  |  | S | F107D |  | 34015.7476 | 19112.2663 | 5688.6285 | 4683.2583 | 1821.7166 | 385.5839 | 1916.4859 | 407.8082 | 0 | 1580
990 |  |  |  | SGP | F105D |  | 0 | 0 | 0 | 0 | 0 | 0 | 0 | 0 | 0 | 1581
991 |  |  |  | SGU | F105D |  | 0 | 0 | 0 | 0 | 0 | 0 | 0 | 0 | 0 | 1582
992 |  |  |  | CN | F42 |  | 0 | 0 | 0 | 0 | 0 | 0 | 0 | 0 | 0 | 1583
993 |  |  |  | SG/CAGE/CAGW | F105D |  | 0 | 0 | 0 | 0 | 0 | 0 | 0 | 0 | 0 | 1584
994 |  |  |  | SE | F10 |  | 0 | 0 | 0 | 0 | 0 | 0 | 0 | 0 | 0 | 1585
995 |  |  |  | SO | F102D |  | 161148.4725 | 90543.7255 | 26949.6882 | 22186.7804 | 8630.3216 | 1826.6908 | 9079.2883 | 1931.9778 | 0 | 1586
996 |  |  |  | JBG | F105D |  | 0 | 0 | 0 | 0 | 0 | 0 | 0 | 0 | 0 | 1587
997 |  |  |  | JBE | F10 |  | 0 | 0 | 0 | 0 | 0 | 0 | 0 | 0 | 0 | 1588
998 |  |  | Total Office Furniture & Equipment |  |  |  | 195164.2201 | 109655.9918 | 32638.3167 | 26870.0386 | 10452.0381 | 2212.2747 | 10995.7742 | 2339.786 | 0
999
1000 |  | 392 | Transportation Equipment
1001 |  |  |  | S | F107D |  | 485787.2986 | 272946.9981 | 81240.7093 | 66882.7692 | 26016.3843 | 5506.6188 | 27369.8091 | 5824.0097 | 0 | 1592
1002 |  |  |  | SO | F102D |  | 23953.7308 | 13458.7688 | 4005.9056 | 3297.9287 | 1282.8443 | 271.5264 | 1349.5804 | 287.1766 | 0 | 1593
1003 |  |  |  | SG/CAGE/CAGW | F105D |  | 0 | 0 | 0 | 0 | 0 | 0 | 0 | 0 | 0 | 1594
1004 |  |  |  | CN | F42 |  | 0 | 0 | 0 | 0 | 0 | 0 | 0 | 0 | 0 | 1595
1005 |  |  |  | SG-U | F105D |  | 0 | 0 | 0 | 0 | 0 | 0 | 0 | 0 | 0 | 1596
1006 |  |  |  | SE | F10 |  | 0 | 0 | 0 | 0 | 0 | 0 | 0 | 0 | 0 | 1597
1007 |  |  |  | SGP | F105D |  | 0 | 0 | 0 | 0 | 0 | 0 | 0 | 0 | 0 | 1598
1008 |  |  |  | JBG | F105D |  | 0 | 0 | 0 | 0 | 0 | 0 | 0 | 0 | 0 | 1599
1009 |  |  |  | CAGE | F10 |  | 0 | 0 | 0 | 0 | 0 | 0 | 0 | 0 | 0 | 1600
1010 |  |  | Total Transportation Equipment |  |  |  | 509741.0294 | 286405.7669 | 85246.615 | 70180.6978 | 27299.2286 | 5778.1452 | 28719.3896 | 6111.1864 | 0
1011
1012 |  | 393 | Stores Equipment
1013 |  |  |  | S | F107D |  | 66543.9627 | 37388.7397 | 11128.4893 | 9161.7144 | 3563.7682 | 754.3059 | 3749.1626 | 797.7827 | 0 | 1604
1014 |  |  |  | SG-P | F105D |  | 0 | 0 | 0 | 0 | 0 | 0 | 0 | 0 | 0 | 1605
1015 |  |  |  | SG-U | F105D |  | 0 | 0 | 0 | 0 | 0 | 0 | 0 | 0 | 0 | 1606
1016 |  |  |  | SO | F102D |  | 671.3833 | 377.2269 | 112.2789 | 92.4355 | 35.956 | 7.6104 | 37.8265 | 8.0491 | 0 | 1607
1017 |  |  |  | SG/CAGE/CAGW | F105D |  | 0 | 0 | 0 | 0 | 0 | 0 | 0 | 0 | 0 | 1608
1018 |  |  |  | JBG | F105D |  | 0 | 0 | 0 | 0 | 0 | 0 | 0 | 0 | 0 | 1609
1019 |  |  | Total Stores Equipment |  |  |  | 67215.346 | 37765.9666 | 11240.7681 | 9254.1499 | 3599.7242 | 761.9164 | 3786.9891 | 805.8318 | 0 | 1610
1020
1021 |  | 394 | Tools, Shop & Garage Equipment
1022 |  |  |  | S | F107D |  | 251753.72 | 141451.6648 | 42102.0699 | 34661.2314 | 13482.6941 | 2853.7423 | 14184.091 | 3018.2265 | 0 | 1613
1023 |  |  |  | SG-P | F105D |  | 0 | 0 | 0 | 0 | 0 | 0 | 0 | 0 | 0 | 1614
1024 |  |  |  | SG/CAGE/CAGW | F105D |  | 0 | 0 | 0 | 0 | 0 | 0 | 0 | 0 | 0 | 1615
1025 |  |  |  | SO | F102D |  | 7860.4175 | 4416.4954 | 1314.5381 | 1082.2154 | 420.9654 | 89.1014 | 442.8649 | 94.237 | 0 | 1616
1026 |  |  |  | SE | F10 |  | 0 | 0 | 0 | 0 | 0 | 0 | 0 | 0 | 0 | 1617
1027 |  |  |  | SG-U | F105D |  | 0 | 0 | 0 | 0 | 0 | 0 | 0 | 0 | 0 | 1618
1028 |  |  |  | JBG | F105D |  | 0 | 0 | 0 | 0 | 0 | 0 | 0 | 0 | 0 | 1619
1029 |  |  |  | CAGE | F102D |  | 0 | 0 | 0 | 0 | 0 | 0 | 0 | 0 | 0 | 1620
1030 |  |  | Total Tools, Shop & Garage Equipment |  |  |  | 259614.1375 | 145868.1602 | 43416.6079 | 35743.4467 | 13903.6595 | 2942.8437 | 14626.9559 | 3112.4636 | 0
1031
1032 |  | 395 | Laboratory Equipment
1033 |  |  |  | S | F107D |  | 116420.1832 | 65412.4544 | 19469.5462 | 16028.6287 | 6234.8938 | 1319.6754 | 6559.2456 | 1395.739 | 0 | 1624
1034 |  |  |  | SGP | F105D |  | 0 | 0 | 0 | 0 | 0 | 0 | 0 | 0 | 0 | 1625
1035 |  |  |  | SGU | F105D |  | 0 | 0 | 0 | 0 | 0 | 0 | 0 | 0 | 0 | 1626
1036 |  |  |  | SO | F102D |  | 12243.637 | 6879.274 | 2047.5664 | 1685.6932 | 655.7091 | 138.7872 | 689.8204 | 146.7866 | 0 | 1627
1037 |  |  |  | SE | F10 |  | 0 | 0 | 0 | 0 | 0 | 0 | 0 | 0 | 0 | 1628
1038 |  |  |  | SG/CAGE/CAGW | F105D |  | 0 | 0 | 0 | 0 | 0 | 0 | 0 | 0 | 0 | 1629
1039 |  |  |  | JBG | F105D |  | 0 | 0 | 0 | 0 | 0 | 0 | 0 | 0 | 0 | 1630
1040 |  |  |  | CAGE | F102D |  | 0 | 0 | 0 | 0 | 0 | 0 | 0 | 0 | 0 | 1631
1041 |  |  | Total Laboratory Equipment |  |  |  | 128663.8202 | 72291.7285 | 21517.1126 | 17714.3219 | 6890.603 | 1458.4626 | 7249.066 | 1542.5256 | 0
1042
1043 |  | 396 | Power Operated Equipment
1044 |  |  |  | S | F107D |  | 788846.2231 | 443225.2741 | 131922.8125 | 108607.6561 | 42246.7334 | 8941.9288 | 44444.4937 | 9457.3244 | 0 | 1635
1045 |  |  |  | SG-P | F105D |  | 0 | 0 | 0 | 0 | 0 | 0 | 0 | 0 | 0 | 1636
1046 |  |  |  | SG/CAGE/CAGW | F105D |  | 0 | 0 | 0 | 0 | 0 | 0 | 0 | 0 | 0 | 1637
1047 |  |  |  | SO | F102D |  | 12363.0813 | 6946.3857 | 2067.5417 | 1702.1382 | 662.106 | 140.1411 | 696.5501 | 148.2186 | 0 | 1638
1048 |  |  |  | SG-U | F105D |  | 0 | 0 | 0 | 0 | 0 | 0 | 0 | 0 | 0 | 1639
1049 |  |  |  | SE | F10 |  | 0 | 0 | 0 | 0 | 0 | 0 | 0 | 0 | 0 | 1640
1050 |  |  |  | JBG | F105D |  | 0 | 0 | 0 | 0 | 0 | 0 | 0 | 0 | 0 | 1641
1051 |  |  |  | CAGE | F102D |  | 0 | 0 | 0 | 0 | 0 | 0 | 0 | 0 | 0 | 1642
1052 |  |  | Total Power Operated Equipment |  |  |  | 801209.3044 | 450171.6597 | 133990.3542 | 110309.7943 | 42908.8394 | 9082.0699 | 45141.0438 | 9605.543 | 0
1053
1054 |  | 397 | Communication Equipment
1055 |  |  |  | S | F107D |  | 1240162.5025 | 696804.2046 | 207398.7559 | 170744.4856 | 66417.0191 | 14057.803 | 69872.1664 | 14868.0678 | 0 | 1646
1056 |  |  |  | SGP | F105D |  | 0 | 0 | 0 | 0 | 0 | 0 | 0 | 0 | 0 | 1647
1057 |  |  |  | SGU | F105D |  | 0 | 0 | 0 | 0 | 0 | 0 | 0 | 0 | 0 | 1648
1058 |  |  |  | SO | F102D |  | 251628.7413 | 141381.4436 | 42081.169 | 34644.0244 | 13476.0008 | 2852.3256 | 14177.0496 | 3016.7282 | 0 | 1649
1059 |  |  |  | CN | F42 |  | 0 | 0 | 0 | 0 | 0 | 0 | 0 | 0 | 0 | 1650
1060 |  |  |  | SG/CAGE/CAGW | F105D |  | 0 | 0 | 0 | 0 | 0 | 0 | 0 | 0 | 0 | 1651
1061 |  |  |  | SE | F10 |  | 0 | 0 | 0 | 0 | 0 | 0 | 0 | 0 | 0 | 1652
1062 |  |  |  | JBG | F105D |  | 0 | 0 | 0 | 0 | 0 | 0 | 0 | 0 | 0 | 1653
|  |  |  | CAGE | F105D |  | 0 | 0 | 0 | 0 | 0 | 0 | 0 | 0 | 0 | 1654
1064 |  |  |  | CAGE | F105D |  | 0 | 0 | 0 | 0 | 0 | 0 | 0 | 0 | 0 | 1655
1065 |  |  | Total Communication Equipment |  |  |  | 1491791.2437 | 838185.6482 | 249479.925 | 205388.51 | 79893.0199 | 16910.1286 | 84049.216 | 17884.796 | 0
1066
1067 |  | Distribution - METER - Unbundled |  |  |  |  | D: GENERAL PLANT
1068
1069 |  | A |  | B | C |  | D | E | F | G | H | I | J | K
1070 |  | FERC ACCT |  | DESCRIPTION | COS Factor |  | Washington Jurisdiction Normalized | Residential Schedule 16 | Small General Service Schedule 24 | Large General Service < 1,000 kW Schedule 36 | Large General Service > 1,000 kW Schedule 48 | Large General Dedicated Facilities Schedule 48 | Agricultural Pumping Schedule 40 | Street & Area Lighting Sch. 15, 51-54, 57
1071 |  | 398 | Misc. Equipment
1072 |  |  |  | S | F107D |  | 16632.6726 | 9345.3206 | 2781.5674 | 2289.9718 | 890.7643 | 188.5389 | 937.1037 | 199.4059 | 0 | 1659
1073 |  |  |  | SGP | F105D |  | 0 | 0 | 0 | 0 | 0 | 0 | 0 | 0 | 0 | 1660
1074 |  |  |  | SGU | F105D |  | 0 | 0 | 0 | 0 | 0 | 0 | 0 | 0 | 0 | 1661
|  |  |  | CN | F42 |  | 0 | 0 | 0 | 0 | 0 | 0 | 0 | 0 | 0 | 1662
1076 |  |  |  | SO | F102D |  | 6366.0114 | 3576.8405 | 1064.6208 | 876.4669 | 340.9323 | 72.1616 | 358.6683 | 76.3209 | 0 | 1663
1077 |  |  |  | SE | F10 |  | 0 | 0 | 0 | 0 | 0 | 0 | 0 | 0 | 0 | 1664
1078 |  |  |  | SG | F105D |  | 0 | 0 | 0 | 0 | 0 | 0 | 0 | 0 | 0 | 1665
1079 |  |  |  | JBG | F105D |  | 0 | 0 | 0 | 0 | 0 | 0 | 0 | 0 | 0 | 1666
1080 |  |  | Total Misc. Equipment |  |  |  | 22998.684 | 12922.1611 | 3846.1883 | 3166.4386 | 1231.6967 | 260.7005 | 1295.772 | 275.7268 | 0
1081
1082 |  | 399 | Coal Mine |  | F10 |  | 0 | 0 | 0 | 0 | 0 | 0 | 0 | 0 | 0 | 1674
1083 |  | 399L | WIDCO Capital Lease |  | F10 |  | 0 | 0 | 0 | 0 | 0 | 0 | 0 | 0 | 0 | 1677
1084 |  |  | Remove Capital Lease |  | F10 |  | 0 | 0 | 0 | 0 | 0 | 0 | 0 | 0 | 0 | 1680
1085
1086 |  | 390L | General Capital Lease
1087 |  |  |  | S | F10 |  | 0 | 0 | 0 | 0 | 0 | 0 | 0 | 0 | 0 | 1685
1088 |  |  |  | SG | F10 |  | 0 | 0 | 0 | 0 | 0 | 0 | 0 | 0 | 0 | 1686
1089 |  |  |  | SO-U | F10 |  | -4243.5177 | -1795.4025 | -560.5763 | -947.813 | -400.728 | -364.8775 | -167.2712 | -6.8492 | 0 | 1687
1091 |  |  | Remove Capital Lease |  |  |  | 4243.5177 | 1795.4025 | 560.5763 | 947.813 | 400.728 | 364.8775 | 167.2712 | 6.8492
1092
1093 |  | 392L | General Vehicles Capital Lease |  | F10 |  | 0 | 0 | 0 | 0 | 0 | 0 | 0 | 0 | 0 | 1694
1094 |  |  | Remove Capital Lease |  | F10 |  | 0 | 0 | 0 | 0 | 0 | 0 | 0 | 0 | 0 | 1697
1095
1096 |  | G00 | Unclassified Gen Plant - Acct 300 |  | F102D |  | 41296.4527 | 23203.0414 | 6906.2183 | 5685.6594 | 2211.6354 | 468.114 | 2326.6891 | 495.0952 | 0 | 1707
1097 |  | GV0 | Unclassified Gen Veh - Acct 300 |  | F102D |  | 0 | 0 | 0 | 0 | 0 | 0 | 0 | 0 | 0 | 1715
1098
1099 |  | TOTAL GENERAL PLANT |  |  |  |  | 5147608.3565 | 2892262.2152 | 860861.03 | 708718.2036 | 275680.6481 | 58350.4695 | 290022.1116 | 61713.6785 | 0
1100
1101
1102
1103 | [6 empty] | D: INTANGIBLE PLANT
1104
1105 |  | 301 | Organization
1106 |  |  |  | S | F107D |  | 0 | 0 | 0 | 0 | 0 | 0 | 0 | 0 | 0 | 1720
1107 |  |  |  | SO | F102D |  | 0 | 0 | 0 | 0 | 0 | 0 | 0 | 0 | 0 | 1721
1108 |  |  |  | SG/CAGE/CAGW | F105D |  | 0 | 0 | 0 | 0 | 0 | 0 | 0 | 0 | 0 | 1722
1109 |  |  | Total Organization |  |  |  | 0 | 0 | 0 | 0 | 0 | 0 | 0 | 0 | 0
1110
1111 |  | 302 | Franchise & Consent
1112 |  |  |  | S | F107D |  | 0 | 0 | 0 | 0 | 0 | 0 | 0 | 0 | 0 | 1725
1113 |  |  |  | SG/CAGE/CAGW | F105D |  | 0 | 0 | 0 | 0 | 0 | 0 | 0 | 0 | 0 | 1726
1114 |  |  |  | DGP | F105D |  | 0 | 0 | 0 | 0 | 0 | 0 | 0 | 0 | 0 | 1727
1115 |  |  |  | DGU | F105D |  | 0 | 0 | 0 | 0 | 0 | 0 | 0 | 0 | 0 | 1728
1116 |  |  | Total Franchise & Consent |  |  |  | 0 | 0 | 0 | 0 | 0 | 0 | 0 | 0 | 0
1117
1118 |  | 303 | Miscellaneous Intangible Plant
1119 |  |  |  | S | F107D |  | -234078.542 | -131520.5966 | -39146.1589 | -32227.7284 | -12536.0983 | -2653.3862 | -13188.2514 | -2806.3223 | 0 | 1732
1120 |  |  |  | SG/CAGW | F105D |  | 0 | 0 | 0 | 0 | 0 | 0 | 0 | 0 | 0 | 1733
1121 |  |  |  | SO | F102D |  | 1030837.2256 | 579191.6073 | 172392.2129 | 141924.7651 | 55206.5843 | 11685.0063 | 58078.5421 | 12358.5076 | 0 | 1734
1122 |  |  |  | SE | F105D |  | 0 | 0 | 0 | 0 | 0 | 0 | 0 | 0 | 0 | 1735
1123 |  |  |  | CN | F42 |  | 0 | 0 | 0 | 0 | 0 | 0 | 0 | 0 | 0 | 1736
1124 |  |  |  | DGU | F10 |  | 0 | 0 | 0 | 0 | 0 | 0 | 0 | 0 | 0 | 1737
1125 |  |  |  | DGP | F105D |  | 0 | 0 | 0 | 0 | 0 | 0 | 0 | 0 | 0 | 1738
1126 |  |  |  | JBG | F105D |  | 0 | 0 | 0 | 0 | 0 | 0 | 0 | 0 | 0 | 1739
1127 |  |  | Total Miscellaneous Intangible Plant |  |  |  | 796758.6836 | 447671.0106 | 133246.054 | 109697.0367 | 42670.486 | 9031.6201 | 44890.2908 | 9552.1854 | 0
1128
1129 |  | I00 | Unclass Intangible Plant - Acct 300 |  | F102D |  | 0 | 0 | 0 | 0 | 0 | 0 | 0 | 0 | 0 | 1750
1130
1131 |  | TOTAL INTANGIBLE PLANT |  |  |  |  | 796758.6836 | 447671.0106 | 133246.054 | 109697.0367 | 42670.486 | 9031.6201 | 44890.2908 | 9552.1854 | 0
1132
1133
1134 |  | TOTAL ELECTRIC PLANT IN SERVICE |  |  |  |  | 70176268.8901 | 50298700.791 | 13947714.6669 | 4219110.3604 | 1237182.7159 | 67382.0896 | 334912.4024 | 71265.8639 | 0
1135
1136
1137 |  | Distribution - METER - Unbundled |  |  |  |  | D: MISC RATE BASE
1138
1139 |  | A |  | B | C |  | D | E | F | G | H | I | J | K
1140 |  | FERC ACCT |  | DESCRIPTION | COS Factor |  | Washington Jurisdiction Normalized | Residential Schedule 16 | Small General Service Schedule 24 | Large General Service < 1,000 kW Schedule 36 | Large General Service > 1,000 kW Schedule 48 | Large General Dedicated Facilities Schedule 48 | Agricultural Pumping Schedule 40 | Street & Area Lighting Sch. 15, 51-54, 57
1141 |  | 105 | Plant Held For Future Use
1142 |  |  |  | S | F20 |  | 0 | 0 | 0 | 0 | 0 | 0 | 0 | 0 | 0 | 1758
1143 |  |  |  | SG/CAGE/CAGW | F10 |  | 0 | 0 | 0 | 0 | 0 | 0 | 0 | 0 | 0 | 1759
1144 |  |  |  | DNPT | F10 |  | 0 | 0 | 0 | 0 | 0 | 0 | 0 | 0 | 0 | 1760
1145 |  |  |  | DNPPOP | F10 |  | 0 | 0 | 0 | 0 | 0 | 0 | 0 | 0 | 0 | 1761
1146 |  |  |  | SE/CAEE/CAEW | F10 |  | 0 | 0 | 0 | 0 | 0 | 0 | 0 | 0 | 0 | 1762
1147 |  |  |  | DNPG | F102 |  | 0 | 0 | 0 | 0 | 0 | 0 | 0 | 0 | 0 | 1763
1148 |  |  | Total Plant Held For Future Use |  |  |  | 0 | 0 | 0 | 0 | 0 | 0 | 0 | 0 | 0
1149
1150 |  | 114 | Electric Plant Acquisition Adjust |  | F10 |  | 0 | 0 | 0 | 0 | 0 | 0 | 0 | 0 | 0 | 1770
1151
1152 |  | 128 | Pensions |  | F102D |  | 0 | 0 | 0 | 0 | 0 | 0 | 0 | 0 | 0 | 1774
1153
1154 |  | 124 | Weatherization |  | F10 |  | 0 | 0 | 0 | 0 | 0 | 0 | 0 | 0 | 0 | 1796
1155
1156 |  | 151 | Fuel Stock |  | F10 |  | 0 | 0 | 0 | 0 | 0 | 0 | 0 | 0 | 0 | 1799
1157 |  |  |  | JBG | F10 |  | 0 | 0 | 0 | 0 | 0 | 0 | 0 | 0 | 0 | 1800
1158 |  |  |  | Total Fuel Stock |  |  | 0 | 0 | 0 | 0 | 0 | 0 | 0 | 0 | 0
1159
1160 |  | 152 | Fuel Stock - Undistributed |  | F10 |  | 0 | 0 | 0 | 0 | 0 | 0 | 0 | 0 | 0 | 1805
1161
1162 |  | 25316 | DG&T Working Capital Deposit |  | F10 |  | 0 | 0 | 0 | 0 | 0 | 0 | 0 | 0 | 0 | 1810
1163
1164 |  | 25317 | DG&T Working Capital Deposit |  | F10 |  | 0 | 0 | 0 | 0 | 0 | 0 | 0 | 0 | 0 | 1814
1165
1166 |  | 25319 | Provo Working Capital Deposit |  | F10 |  | 0 | 0 | 0 | 0 | 0 | 0 | 0 | 0 | 0 | 1818
1167
1168 |  | 154 | Materials and Supplies |  | F102D |  | 0 | 0 | 0 | 0 | 0 | 0 | 0 | 0 | 0 | 1823
1169 |  |  |  | SG/CAGE/CAGW | F102D |  | 0 | 0 | 0 | 0 | 0 | 0 | 0 | 0 | 0 | 1824
1170 |  |  |  | SE/CAEE/CAEW | F102D |  | 0 | 0 | 0 | 0 | 0 | 0 | 0 | 0 | 0 | 1825
1171 |  |  |  | SO | F102D |  | 0 | 0 | 0 | 0 | 0 | 0 | 0 | 0 | 0 | 1826
1172 |  |  |  | DNPPS | F102D |  | 0 | 0 | 0 | 0 | 0 | 0 | 0 | 0 | 0 | 1827
1173 |  |  |  | DNPPH | F102D |  | 0 | 0 | 0 | 0 | 0 | 0 | 0 | 0 | 0 | 1828
1174 |  |  |  | DNPD | F102D |  | 0 | 0 | 0 | 0 | 0 | 0 | 0 | 0 | 0 | 1829
1175 |  |  |  | DNPT | F102D |  | 0 | 0 | 0 | 0 | 0 | 0 | 0 | 0 | 0 | 1830
1176 |  |  |  | DGU | F102D |  | 0 | 0 | 0 | 0 | 0 | 0 | 0 | 0 | 0 | 1831
1177 |  |  |  | DGP | F102D |  | 0 | 0 | 0 | 0 | 0 | 0 | 0 | 0 | 0 | 1832
1178 |  |  |  | JBG | F10 |  | 0 | 0 | 0 | 0 | 0 | 0 | 0 | 0 | 0 | 1833
1179 |  |  |  | SNPP | F102D |  | 0 | 0 | 0 | 0 | 0 | 0 | 0 | 0 | 0 | 1834
1180 |  |  |  | CAGE | F102D |  | 0 | 0 | 0 | 0 | 0 | 0 | 0 | 0 | 0 | 1835
1181 |  |  | Total Materials and Supplies |  |  |  | 0 | 0 | 0 | 0 | 0 | 0 | 0 | 0 | 0
1182
1183 |  | 163 | Stores Expense Undistributed |  | F102D |  | 0 | 0 | 0 | 0 | 0 | 0 | 0 | 0 | 0 | 1839
1184
1185 |  | 25318 | Provo Working Capital Deposit |  | F102D |  | 0 | 0 | 0 | 0 | 0 | 0 | 0 | 0 | 0 | 1844
1186
1187 |  | 165 | Prepayments |  | F102D |  | 0 | 0 | 0 | 0 | 0 | 0 | 0 | 0 | 0 | 1851
1188 |  |  |  | GPS | F42 |  | 1.8609e-11 | 1.5185e-11 | 2.6134e-12 | 1.5539e-13 | 4.2715e-14 | 6.1094e-16 | 2.6069e-13 | 3.5106e-13 | 0 | 1852
1189 |  |  |  | SG | F102D |  | 0 | 0 | 0 | 0 | 0 | 0 | 0 | 0 | 0 | 1853
1190 |  |  |  | SE | F102D |  | 0 | 0 | 0 | 0 | 0 | 0 | 0 | 0 | 0 | 1854
1191 |  |  |  | SO | F102D |  | 1.6096e-10 | 9.0435e-11 | 2.6917e-11 | 2.216e-11 | 8.62e-12 | 1.8245e-12 | 9.0684e-12 | 1.9297e-12 | 0 | 1855
1192 |  |  |  | Total Prepayments |  |  | 1.7956e-10 | 1.0562e-10 | 2.9531e-11 | 2.2316e-11 | 8.6627e-12 | 1.8251e-12 | 9.3291e-12 | 2.2807e-12 | 0
1193
1194 |  | 182 | Misc Regulatory Assets |  | F102D |  | 0 | 0 | 0 | 0 | 0 | 0 | 0 | 0 | 0 | 1859
1195 |  |  |  | SG/CAGW | F102D |  | 0 | 0 | 0 | 0 | 0 | 0 | 0 | 0 | 0 | 1860
1196 |  |  |  | CAGE | F102D |  | 0 | 0 | 0 | 0 | 0 | 0 | 0 | 0 | 0 | 1861
1197 |  |  |  | CAEW | F102D |  | 0 | 0 | 0 | 0 | 0 | 0 | 0 | 0 | 0 | 1862
1198 |  |  |  | CAEE | F10 |  | 0 | 0 | 0 | 0 | 0 | 0 | 0 | 0 | 0 | 1863
1199 |  |  |  | SE | F102D |  | 0 | 0 | 0 | 0 | 0 | 0 | 0 | 0 | 0 | 1864
1200 |  |  |  | SO | F102D |  | 0 | 0 | 0 | 0 | 0 | 0 | 0 | 0 | 0 | 1865
1201 |  |  |  | Total Misc Regulatory Assets |  |  | 0 | 0 | 0 | 0 | 0 | 0 | 0 | 0 | 0
1202
1203 |  | 186 | Misc Deferred Debits |  | F102D |  | 0 | 0 | 0 | 0 | 0 | 0 | 0 | 0 | 0 | 1869
1204 |  |  |  | CAEW | F102D |  | 0 | 0 | 0 | 0 | 0 | 0 | 0 | 0 | 0 | 1870
1205 |  |  |  | CAEE | F102D |  | 0 | 0 | 0 | 0 | 0 | 0 | 0 | 0 | 0 | 1871
1206 |  |  |  | SG | F102D |  | 0 | 0 | 0 | 0 | 0 | 0 | 0 | 0 | 0 | 1872
1207 |  |  |  | SO | F102D |  | -6.957e-13 | -3.9089e-13 | -1.1635e-13 | -9.5784e-14 | -3.7258e-14 | -7.8861e-15 | -3.9197e-14 | -8.3406e-15 | 0 | 1873
1208 |  |  |  | SE | F10 |  | 0 | 0 | 0 | 0 | 0 | 0 | 0 | 0 | 0 | 1874
1209 |  |  |  | JBE | F102D |  | 0 | 0 | 0 | 0 | 0 | 0 | 0 | 0 | 0 | 1875
1210 |  |  |  | EXCTAX | F102D |  | 0 | 0 | 0 | 0 | 0 | 0 | 0 | 0 | 0 | 1876
1211 |  |  |  | Total Misc Deferred Debits |  |  | -6.957e-13 | -3.9089e-13 | -1.1635e-13 | -9.5784e-14 | -3.7258e-14 | -7.8861e-15 | -3.9197e-14 | -8.3406e-15 | 0
1212
1213 |  | CWC | Cash Working Capital |  | F137D |  | 0 | 0 | 0 | 0 | 0 | 0 | 0 | 0 | 0 | 1884
1214
1215 |  | OWC | Other Working Capital |  | F137D |  | 0 | 0 | 0 | 0 | 0 | 0 | 0 | 0 | 0 | 1897
1216 |  |  |  | Total Other Working Capital |  |  | 0 | 0 | 0 | 0 | 0 | 0 | 0 | 0 | 0
1217
1218 |  | 18222 | Nuclear Plant |  | F10 |  | 0 | 0 | 0 | 0 | 0 | 0 | 0 | 0 | 0 | 1911
1219
1220 |  | 1869 | Misc Deferred Debits-Trojan |  | F10 |  | 0 | 0 | 0 | 0 | 0 | 0 | 0 | 0 | 0 | 1916
1221
1222 |  | 141 | Impact Housing - Notes Receivable |  | F10 |  | 0 | 0 | 0 | 0 | 0 | 0 | 0 | 0 | 0 | 1919
1223 |  | TOTAL RATE BASE ADDITIONS |  |  |  |  | 1.7887e-10 | 1.0523e-10 | 2.9414e-11 | 2.222e-11 | 8.6254e-12 | 1.8172e-12 | 9.2899e-12 | 2.2724e-12 | 0
1224
1225 |  | Distribution - METER - Unbundled
1226
1227 |  | A |  | B | C |  | D | E | F | G | H | I | J | K
1228 |  | FERC ACCT |  | DESCRIPTION | COS Factor |  | Washington Jurisdiction Normalized | Residential Schedule 16 | Small General Service Schedule 24 | Large General Service < 1,000 kW Schedule 36 | Large General Service > 1,000 kW Schedule 48 | Large General Dedicated Facilities Schedule 48 | Agricultural Pumping Schedule 40 | Street & Area Lighting Sch. 15, 51-54, 57
1229
1230 |  | 235 | Customer Service Deposits |  | F51 |  | 0 | 0 | 0 | 0 | 0 | 0 | 0 | 0 | 0 | 1931
1231
1232 |  | 2281 | Accum Prov for Property Insurance |  | F102D |  | 0 | 0 | 0 | 0 | 0 | 0 | 0 | 0 | 0 | 1935
1233
1234 |  | 2282 | Accum Prov for Injuries & Damages |  | F102D |  | -10431.2935 | -5860.9813 | -1744.4789 | -1436.1713 | -558.6489 | -118.2434 | -587.7109 | -125.0588 | 0 | 1939
1235
1236 |  | 2283 | Accum Prov for Pension & Benefits |  | F102D |  | 180.4395 | 101.3827 | 30.1758 | 24.8428 | 9.6635 | 2.0454 | 10.1662 | 2.1633 | 0 | 1944
1237
1238 |  | 254 | Reg Liabilities - Insurance Provision |  | F10 |  | 0 | 0 | 0 | 0 | 0 | 0 | 0 | 0 | 0 | 1950
1239
1240 |  | 22844 | Accum Hydro Relicensing Obligation |  | F10 |  | 0 | 0 | 0 | 0 | 0 | 0 | 0 | 0 | 0 | 1954
1241
1242
1243 |  | 22842 | Accum Misc Oper Prov - Trojan |  | F10 |  | 0 | 0 | 0 | 0 | 0 | 0 | 0 | 0 | 0 | 1959
1244
1245 |  | 252 | Customer Advances for Const |  | F50 |  | -70231.2741 | -28567.3199 | -39691.1718 | -1425.3163 | 0 | 0 | -547.4661 | 0 | 0 | 1967
1246
1247 |  | 25398 | SO2 Emissions |  | F10 |  | 0 | 0 | 0 | 0 | 0 | 0 | 0 | 0 | 0 | 1970
1248
1249 |  | 25399 | Other Deferred Credits |  | F10 |  | 0 | 0 | 0 | 0 | 0 | 0 | 0 | 0 | 0 | 1979
1250
1251 |  | 190 | Accum Deferred Income Taxes |  | F104D |  | 0 | 0 | 0 | 0 | 0 | 0 | 0 | 0 | 0 | 1982
1252 |  |  |  | SG/CAGW | F104D |  | 0 | 0 | 0 | 0 | 0 | 0 | 0 | 0 | 0 | 1983
1253 |  |  |  | DOP | F138D |  | 0 | 0 | 0 | 0 | 0 | 0 | 0 | 0 | 0 | 1984
1254 |  |  |  | CN | F104D |  | 0 | 0 | 0 | 0 | 0 | 0 | 0 | 0 | 0 | 1985
1255 |  |  |  | BADDEBT | F42 |  | 0 | 0 | 0 | 0 | 0 | 0 | 0 | 0 | 0 | 1986
1256 |  |  |  | JBG | F104D |  | 0 | 0 | 0 | 0 | 0 | 0 | 0 | 0 | 0 | 1987
1257 |  |  |  | JBE | F104D |  | 0 | 0 | 0 | 0 | 0 | 0 | 0 | 0 | 0 | 1988
1258 |  |  |  | SE/CAEW | F104D |  | 0 | 0 | 0 | 0 | 0 | 0 | 0 | 0 | 0 | 1989
1259 |  |  |  | SNP | F104D |  | 0 | 0 | 0 | 0 | 0 | 0 | 0 | 0 | 0 | 1990
1260 |  |  |  | SNPD | F104D |  | 0.00015124 | 8.5989e-05 | 2.5034e-05 | 2.0207e-05 | 7.8713e-06 | 2.2066e-06 | 8.117e-06 | 1.8124e-06 | 0 | 1991
1261 |  |  |  | Total Accum Deferred Income Taxes |  |  | 0.00015124 | 8.5989e-05 | 2.5034e-05 | 2.0207e-05 | 7.8713e-06 | 2.2066e-06 | 8.117e-06 | 1.8124e-06 | 0
1262
1263 |  | 281 | Accum Deferred Income Taxes |  | F104D |  | 0 | 0 | 0 | 0 | 0 | 0 | 0 | 0 | 0 | 1998
1264
1265 |  | 282 | Accum Deferred Income Taxes |  | F104D |  | -9617510.1942 | -5468211.1496 | -1591987.3616 | -1284999.4415 | -500554.4022 | -140322.9116 | -516178.7437 | -115256.184 | 0 | 2001
1266 |  |  |  |  | F104D |  | 0 | 0 | 0 | 0 | 0 | 0 | 0 | 0 | 0 | 2002
1267 |  |  |  |  | F104D |  | 0 | 0 | 0 | 0 | 0 | 0 | 0 | 0 | 0 | 2003
1268 |  |  |  |  | F104D |  | -666.172 | -378.7643 | -110.2715 | -89.0075 | -34.6717 | -9.7197 | -35.7539 | -7.9834 | 0 | 2004
1269 |  |  |  |  | F104D |  | 0 | 0 | 0 | 0 | 0 | 0 | 0 | 0 | 0 | 2005
1270 |  |  |  | DITBAL | F104D |  | 166.0464 | 94.4087 | 27.4857 | 22.1855 | 8.6421 | 2.4227 | 8.9118 | 1.9899 | 0 | 2006
1271 |  |  |  | DGP | F42 |  | -1812.788 | -1479.2622 | -254.5754 | -15.1374 | -4.161 | -0.059514 | -25.395 | -34.1974 | 0 | 2007
1272 |  |  |  | SO | F138D |  | 0 | 0 | 0 | 0 | 0 | 0 | 0 | 0 | 0 | 2008
1273 |  |  |  | JBE | F104D |  | 0.0013609 | 0.00077377 | 0.00022527 | 0.00018183 | 7.083e-05 | 1.9856e-05 | 7.3041e-05 | 1.6309e-05 | 0 | 2009
1274 |  |  |  | SE | F104D |  | 0 | 0 | 0 | 0 | 0 | 0 | 0 | 0 | 0 | 2010
1275 |  |  |  | SG | F104D |  | 0 | 0 | 0 | 0 | 0 | 0 | 0 | 0 | 0 | 2011
1276 |  |  |  | Total Accum Deferred Income Taxes |  |  | -9619823.1064 | -5469974.7666 | -1592324.7226 | -1285081.4007 | -500584.5928 | -140330.2681 | -516230.9808 | -115296.3749 | 0
1277
1278
1279 |  | 283 | Accum Deferred Income Taxes |  | F104D |  | -0.0013913 | -0.00079105 | -0.0002303 | -0.00018589 | -7.2412e-05 | -2.03e-05 | -7.4673e-05 | -1.6673e-05 | 0 | 2015
1280 |  |  |  | SG/CAGW | F104D |  | 0 | 0 | 0 | 0 | 0 | 0 | 0 | 0 | 0 | 2016
1281 |  |  |  | SE | F104D |  | 0 | 0 | 0 | 0 | 0 | 0 | 0 | 0 | 0 | 2017
1282 |  |  |  | SO | F138D |  | 0 | 0 | 0 | 0 | 0 | 0 | 0 | 0 | 0 | 2018
1283 |  |  |  | GPS | F104D |  | 0.00090278 | 0.00051329 | 0.00014944 | 0.00012062 | 4.6986e-05 | 1.3172e-05 | 4.8453e-05 | 1.0819e-05 | 0 | 2019
1284 |  |  |  | SNP | F104D |  | 0.00016792 | 9.5476e-05 | 2.7796e-05 | 2.2436e-05 | 8.7397e-06 | 2.4501e-06 | 9.0125e-06 | 2.0124e-06 | 0 | 2020
1285 |  |  |  | TROJD | F104D |  | 0 | 0 | 0 | 0 | 0 | 0 | 0 | 0 | 0 | 2021
1286 |  |  |  | SNPD | F104D |  | 0 | 0 | 0 | 0 | 0 | 0 | 0 | 0 | 0 | 2022
1287 |  |  |  | JBE | F104D |  | 0 | 0 | 0 | 0 | 0 | 0 | 0 | 0 | 0 | 2023
1288 |  |  |  | Total Accum Deferred Income Taxes |  |  | -0.00032061 | -0.00018229 | -5.3071e-05 | -4.2837e-05 | -1.6687e-05 | -4.6778e-06 | -1.7207e-05 | -3.8422e-06 | 0
1289
1290 |  | 255 | Accum Investment Tax Credit |  | F104D |  | -965.2084 | -548.7869 | -159.771 | -128.9619 | -50.2354 | -14.0827 | -51.8034 | -11.5671 | 0 | 2037
1291 |  | TOTAL RATE BASE DEDUCTIONS |  |  |  |  | -9701270.4431 | -5504850.4721 | -1633889.9685 | -1288047.0075 | -501183.8136 | -140460.5489 | -517407.7951 | -115430.8374 | 0
1292
1293 | [6 empty] | D: ACCUMULATED DEPRECIATION
1294 | [6 empty] | D: GENERATION PLANT
1295
1296 |  | 108SP | Steam Prod Accumulated Depr |  | F10 |  | 0 | 0 | 0 | 0 | 0 | 0 | 0 | 0 | 0 | 2048
1297
1298 |  | 108NP | Nuclear Prod Accumulated Depr |  | F10 |  | 0 | 0 | 0 | 0 | 0 | 0 | 0 | 0 | 0 | 2054
1299
1300 |  | 108HP | Hydraulic Prod Accum Depr |  | F10 |  | 0 | 0 | 0 | 0 | 0 | 0 | 0 | 0 | 0 | 2062
1301
1302 |  | 108OP | Other Generation - Accum Depr |  | F10 |  | 0 | 0 | 0 | 0 | 0 | 0 | 0 | 0 | 0 | 2065
1303 |  |  |  | SGU | F10 |  | 0 | 0 | 0 | 0 | 0 | 0 | 0 | 0 | 0 | 2066
1304 |  |  |  | SG-P | F10 |  | 0 | 0 | 0 | 0 | 0 | 0 | 0 | 0 | 0 | 2067
1305 |  |  |  | SG | F10 |  | 0 | 0 | 0 | 0 | 0 | 0 | 0 | 0 | 0 | 2068
1306 |  |  |  | CAEW | F10 |  | 0 | 0 | 0 | 0 | 0 | 0 | 0 | 0 | 0 | 2069
1307 |  |  |  | CAGE | F10 |  | 0 | 0 | 0 | 0 | 0 | 0 | 0 | 0 | 0 | 2070
1308 |  |  |  | Total Other Generation - Accum Depr |  |  | 0 | 0 | 0 | 0 | 0 | 0 | 0 | 0 | 0
1309
1310 |  | 108EP | Experimental Plant - Accum Depr |  | F10 |  | 0 | 0 | 0 | 0 | 0 | 0 | 0 | 0 | 0 | 2076
1311
1312
1313
1314 |  | TOTAL GENERATION PLANT DEPRECIATION |  |  |  |  | 0 | 0 | 0 | 0 | 0 | 0 | 0 | 0 | 0
1315
1316
1317 | [6 empty] | D: TRANSMISSION PLANT
1318
1319 |  | 108TP | Transmission Plant Accum Depr |  | F106 |  | 0 | 0 | 0 | 0 | 0 | 0 | 0 | 0 | 0 | 2087
1320
1321
1322 | [6 empty] | D: DISTRIBUTION PLANT
1323
1324 |  | 108360 | Land and Land Rights |  | F118 |  | 0 | 0 | 0 | 0 | 0 | 0 | 0 | 0 | 0 | 2091
1325
1326 |  | 108361 | Structures and Improvements |  | F119 |  | 0 | 0 | 0 | 0 | 0 | 0 | 0 | 0 | 0 | 2095
1327
1328 |  | 108362 | Station Equipment |  | F120 |  | 0 | 0 | 0 | 0 | 0 | 0 | 0 | 0 | 0 | 2099
1329
1330 |  | Distribution - METER - Unbundled
1331
1332 |  | A |  | B | C |  | D | E | F | G | H | I | J | K
1333 |  | FERC ACCT |  | DESCRIPTION | COS Factor |  | Washington Jurisdiction Normalized | Residential Schedule 16 | Small General Service Schedule 24 | Large General Service < 1,000 kW Schedule 36 | Large General Service > 1,000 kW Schedule 48 | Large General Dedicated Facilities Schedule 48 | Agricultural Pumping Schedule 40 | Street & Area Lighting Sch. 15, 51-54, 57
1334
1335 |  | 108364 | Poles, Towers & Fixtures |  | F121 |  | 0 | 0 | 0 | 0 | 0 | 0 | 0 | 0 | 0 | 2103
1336
1337 |  | 108365 | Overhead Conductors |  | F122 |  | 0 | 0 | 0 | 0 | 0 | 0 | 0 | 0 | 0 | 2107
1338
1339 |  | 108366 | Underground Conduit |  | F123 |  | 0 | 0 | 0 | 0 | 0 | 0 | 0 | 0 | 0 | 2111
1340
1341 |  | 108367 | Underground Conductors |  | F124 |  | 0 | 0 | 0 | 0 | 0 | 0 | 0 | 0 | 0 | 2115
1342
1343 |  | 108368 | Line Transformers |  | F125 |  | 0 | 0 | 0 | 0 | 0 | 0 | 0 | 0 | 0 | 2119
1344
1345 |  | 108369 | Services |  | F126 |  | -27990040.41 | -20463006.1371 | -5644733.9913 | -1481905.2697 | -400395.0119 | 0 | 0 | 0 | 0 | 2123
1346
1347 |  | 108370 | Meters |  | F127 |  | 0 | 0 | 0 | 0 | 0 | 0 | 0 | 0 | 0 | 2127
1348
1349 |  | 108371 | Install on Customers' Premises |  | F128 |  | 0 | 0 | 0 | 0 | 0 | 0 | 0 | 0 | 0 | 2131
1350
1351 |  | 108372 | Leased Property |  | F129 |  | 0 | 0 | 0 | 0 | 0 | 0 | 0 | 0 | 0 | 2135
1352
1353 |  | 108373 | Street Lights |  | F130 |  | 0 | 0 | 0 | 0 | 0 | 0 | 0 | 0 | 0 | 2139
1354
1355 |  | 108D00 | Unclassified Dist Plant - Acct 300 |  | F121 |  | 0 | 0 | 0 | 0 | 0 | 0 | 0 | 0 | 0 | 2143
1356
1357 |  | 108DS | Unclassified Dist Sub - Acct 300 |  | F120 |  | 0 | 0 | 0 | 0 | 0 | 0 | 0 | 0 | 0 | 2147
1358
1359 |  | 108D | Unclassified Dist Sub - Acct 300 |  | F102D |  | 42326.7639 | 23781.9374 | 7078.5225 | 5827.5117 | 2266.8138 | 479.793 | 2384.738 | 507.4474 | 0 | 2151
1360
1361
1362 |  | TOTAL DISTRIBUTION PLANT DEPR |  |  |  |  | -27947713.6461 | -20439224.1997 | -5637655.4688 | -1476077.7579 | -398128.198 | 479.793 | 2384.738 | 507.4474 | 0
1363
1364 | [6 empty] | D: GENERAL PLANT
1365 |  | 108GP | General Plant Accumulated Depr
1366 |  |  |  | S | F107D |  | -2144954.5917 | -1205175.4308 | -358711.7922 | -295315.4669 | -114873.2443 | -24314.0307 | -120849.1822 | -25715.4447 | 0 | 2157
1367 |  |  |  | SG-P | F105D |  | 0 | 0 | 0 | 0 | 0 | 0 | 0 | 0 | 0 | 2158
1368 |  |  |  | SG-U | F105D |  | 0 | 0 | 0 | 0 | 0 | 0 | 0 | 0 | 0 | 2159
1369 |  |  |  | CAGW | F105D |  | 0 | 0 | 0 | 0 | 0 | 0 | 0 | 0 | 0 | 2160
1370 |  |  |  | CN | F42 |  | 0 | 0 | 0 | 0 | 0 | 0 | 0 | 0 | 0 | 2161
1371 |  |  |  | SO | F102D |  | -275056.5162 | -154544.6961 | -45999.1164 | -37869.5399 | -14730.6775 | -3117.89 | -15496.9971 | -3297.5992 | 0 | 2162
1372 |  |  |  | SE | F10 |  | 0 | 0 | 0 | 0 | 0 | 0 | 0 | 0 | 0 | 2163
1373 |  |  |  | JBG | F105D |  | 0 | 0 | 0 | 0 | 0 | 0 | 0 | 0 | 0 | 2164
1374 |  |  |  | CAGE | F105D |  | 0 | 0 | 0 | 0 | 0 | 0 | 0 | 0 | 0 | 2165
1375 |  |  |  | CAGE | F105D |  | 0 | 0 | 0 | 0 | 0 | 0 | 0 | 0 | 0 | 2166
1376 |  |  | Total General Plant Accumulated Depr |  |  |  | -2420011.1079 | -1359720.1269 | -404710.9086 | -333185.0068 | -129603.9218 | -27431.9207 | -136346.1792 | -29013.0439 | 0
1377
1378 |  | 108MP | Mining Plant Accumulated Depr. |  | F10 |  | 0 | 0 | 0 | 0 | 0 | 0 | 0 | 0 | 0 | 2173
1379
1380 |  | 1081390 | Accum Depr - Capital Lease |  | F10 |  | 0 | 0 | 0 | 0 | 0 | 0 | 0 | 0 | 0 | 2180
1381 |  |  | Remove Capital Lease |  | F10 |  | 0 | 0 | 0 | 0 | 0 | 0 | 0 | 0 | 0 | 2183
1382
1383 |  | 1081399L | Accum Depr - Capital Lease |  | F10 |  | 0 | 0 | 0 | 0 | 0 | 0 | 0 | 0 | 0 | 2187
1384 |  |  |  | SE | F10 |  | 0 | 0 | 0 | 0 | 0 | 0 | 0 | 0 | 0 | 2188
1385 |  |  | Remove Capital Lease |  | F10 |  | 0 | 0 | 0 | 0 | 0 | 0 | 0 | 0 | 0 | 2191
1386
1387 |  | TOTAL GENERAL PLANT ACCUM DEPR |  |  |  |  | -2420011.1079 | -1359720.1269 | -404710.9086 | -333185.0068 | -129603.9218 | -27431.9207 | -136346.1792 | -29013.0439 | 0
1388
1389
1390 |  | TOTAL ACCUM DEPR - PLANT IN SERVICE |  |  |  |  | -30367724.754 | -21798944.3266 | -6042366.3774 | -1809262.7647 | -527732.1198 | -26952.1277 | -133961.4412 | -28505.5966 | 0
1391
1392
1393 | [6 empty] | D: ACCUMULATED AMORTIZATION
1394
1395 |  | 111CLS | Accum Prov for Amort-Steam |  | F10 |  | 0 | 0 | 0 | 0 | 0 | 0 | 0 | 0 | 0 | 2204
1396
1397 |  | 111CLG | Accum Prov for Amort-General
1398 |  |  |  | S | F108 |  | -145550.0429 | -67878.6034 | -20446.5696 | -28730.3406 | -12034.0163 | -9618.4149 | -6226.648 | -615.4501 | 0 | 2208
1399 |  |  |  | CN | F108 |  | 0 | 0 | 0 | 0 | 0 | 0 | 0 | 0 | 0 | 2209
1400 |  |  |  | SG | F108 |  | 0 | 0 | 0 | 0 | 0 | 0 | 0 | 0 | 0 | 2210
1401 |  |  |  | SO | F108 |  | -9775.2501 | -4558.7779 | -1373.2069 | -1929.5512 | -808.2136 | -645.98 | -418.1863 | -41.3341 | 0 | 2211
1402 |  |  |  | SE | F108 |  | 0 | 0 | 0 | 0 | 0 | 0 | 0 | 0 | 0 | 2212
1403 |  |  | Total Accum Prov for Amort-General |  |  |  | -155325.293 | -72437.3813 | -21819.7765 | -30659.8919 | -12842.2299 | -10264.3948 | -6644.8343 | -656.7842 | 0 | 2213
1404
1405 |  | 111CLH | Accum Prov for Amort-Hydro |  | F10 |  | 0 | 0 | 0 | 0 | 0 | 0 | 0 | 0 | 0 | 2219
1406
1407 |  | 111IP | Accum Prov for Amort-Intangible
1408 |  |  |  | S | F107D |  | 173.7804 | 97.6412 | 29.0622 | 23.9259 | 9.3068 | 1.9699 | 9.791 | 2.0834 | 0 | 2223
1409 |  |  |  | DGP | F105D |  | 0 | 0 | 0 | 0 | 0 | 0 | 0 | 0 | 0 | 2224
1410 |  |  |  | DGU | F105D |  | 0 | 0 | 0 | 0 | 0 | 0 | 0 | 0 | 0 | 2225
1411 |  |  |  | SE | F10 |  | 0 | 0 | 0 | 0 | 0 | 0 | 0 | 0 | 0 | 2226
1412 |  |  |  | SG | F105D |  | 0 | 0 | 0 | 0 | 0 | 0 | 0 | 0 | 0 | 2227
1413 |  |  |  | CN | F42 |  | 0 | 0 | 0 | 0 | 0 | 0 | 0 | 0 | 0 | 2228
1414 |  |  |  | JBG | F105D |  | 0 | 0 | 0 | 0 | 0 | 0 | 0 | 0 | 0 | 2229
1415 |  |  |  | CAGE | F105D |  | 0 | 0 | 0 | 0 | 0 | 0 | 0 | 0 | 0 | 2230
1416 |  |  |  | CAGE | F105D |  | 0 | 0 | 0 | 0 | 0 | 0 | 0 | 0 | 0 | 2231
1417 |  |  |  | SO | F102D |  | -744546.2469 | -418334.6573 | -124514.2996 | -102508.4742 | -39874.2441 | -8439.7685 | -41948.5827 | -8926.2206 | 0 | 2232
1418 |  |  | Total Accum Prov for Amort-Intangible |  |  |  | -744372.4666 | -418237.0161 | -124485.2374 | -102484.5483 | -39864.9372 | -8437.7987 | -41938.7917 | -8924.1372 | 0
1419
1420 |  | 111390 | Accum Prov for Amort-Capital Lease |  | F10 |  | 0 | 0 | 0 | 0 | 0 | 0 | 0 | 0 | 0 | 2243
1421
1422
1423 |  | TOTAL ACCUM PROV FOR AMORTIZATION |  |  |  |  | -899697.7595 | -490674.3974 | -146305.0139 | -133144.4402 | -52707.1671 | -18702.1935 | -48583.626 | -9580.9214 | 0

## Dist-Meter
DIS METER |  |  | - | DIS - METER - Unbundled
PacifiCorp
3 | Cost Of Service By Rate Schedule
4 | State of Washington
5 | WCA
6 | 12 Months Ending June 2018
7
8
9 |  | A |  | B | C |  | D | E | F | G | H | I | J | K | Chk Total
12 |  |  |  | DESCRIPTION |  |  | Washington Jurisdiction Normalized | Residential Schedule 16 | Small General Service Schedule 24 | Large General Service < 1,000 kW Schedule 36 | Large General Service > 1,000 kW Schedule 48 | Large General Dedicated Facilities Schedule 48 | Agricultural Pumping Schedule 40 | Street & Area Lighting Sch. 15, 51-54, 57 | 0
13
12 |  |  |  | Operating Revenues |  |  | 1412992.6298 | 850801.3967 | 292778.6442 | 128869.6097 | 25856.4569 | 12139.78 | 90273.9762 | 12272.766 | 0
13
14 |  |  |  | Operating Expenses
15 |  |  |  | Operation & Maintenance Expenses |  |  | 313287.345 | 197334.0986 | 50560.3642 | 25232.6277 | 5848.8441 | 3072.0725 | 16632.0938 | 14607.2442 | 0
16 |  |  |  | Depreciation Expense |  |  | 535485.338 | 356703.2133 | 91669.3849 | 42699.6185 | 8848.6471 | 4676.2399 | 30542.3245 | 345.9099 | 0
17 |  |  |  | Amortization Expense |  |  | 4719.3288 | 2850.8411 | 857.6797 | 521.6257 | 186.2139 | -76.73 | 303.1036 | 76.5948 | 0
18 |  |  |  | Taxes Other Than Income |  |  | 165068.8714 | 93919.7363 | 27156.2616 | 22102.9673 | 8613.0655 | 2414.5814 | 8879.3077 | 1982.9515 | 0
19 |  |  |  | Income Taxes - Federal |  |  | 33195.9205 | 18887.5835 | 5461.2181 | 4444.9831 | 1732.1172 | 485.5807 | 1785.6595 | 398.7784 | 0
20 |  |  |  | Income Taxes - State |  |  | 0 | 0 | 0 | 0 | 0 | 0 | 0 | 0 | 0
21 |  |  |  | Income Taxes Deferred |  |  | -61716.6021 | -35115.0822 | -10153.2904 | -8263.9448 | -3220.287 | -902.7733 | -3319.8307 | -741.3937 | 0
22 |  |  |  | Investment Tax Credit Adj |  |  | 0 | 0 | 0 | 0 | 0 | 0 | 0 | 0 | 0
23 |  |  |  | Misc Revenues & Expense |  |  | 6.3616 | 2.8897 | 0.82867 | 1.3162 | 0.56933 | 0.51964 | 0.23054 | 0.0074823 | 0
24
25 |  |  |  | Total Operating Expenses |  |  | 990046.5632 | 634583.2803 | 165552.4466 | 86739.1937 | 22009.1702 | 9669.4909 | 54822.889 | 16670.0925 | 0
26
27 |  |  |  | Operating Revenue For Return |  |  | 422946.0666 | 216218.1165 | 127226.1976 | 42130.416 | 3847.2867 | 2470.2891 | 35451.0873 | -4397.3265 | 0
28
29
30 |  |  |  | Rate Base :
31 |  |  |  | Electric Plant In Service |  |  | 14100081.5326 | 9344599.0766 | 2411967.2421 | 1150957.2408 | 250008.55 | 124327.6245 | 803902.7915 | 14319.0071 | 0
32 |  |  |  | Plant Held For Future Use |  |  | 0 | 0 | 0 | 0 | 0 | 0 | 0 | 0 | 0
33 |  |  |  | Electric Plant Acquisition Adj |  |  | 0 | 0 | 0 | 0 | 0 | 0 | 0 | 0 | 0
34 |  |  |  | Pensions |  |  | 0 | 0 | 0 | 0 | 0 | 0 | 0 | 0 | 0
35 |  |  |  | Prepayments |  |  | 3.6079e-11 | 2.1222e-11 | 5.9334e-12 | 4.4837e-12 | 1.7405e-12 | 3.6671e-13 | 1.8744e-12 | 4.5825e-13 | 0
36 |  |  |  | Fuel Stock |  |  | 0 | 0 | 0 | 0 | 0 | 0 | 0 | 0 | 0
37 |  |  |  | Materials & Supplies |  |  | 0 | 0 | 0 | 0 | 0 | 0 | 0 | 0 | 0
38 |  |  |  | Misc Deferred Debits |  |  | -1.3978e-13 | -7.8539e-14 | -2.3377e-14 | -1.9245e-14 | -7.4861e-15 | -1.5845e-15 | -7.8755e-15 | -1.6758e-15 | 0
39 |  |  |  | Cash Working Capital |  |  | 0 | 0 | 0 | 0 | 0 | 0 | 0 | 0 | 0
40 |  |  |  | Weatherization Loans |  |  | 0 | 0 | 0 | 0 | 0 | 0 | 0 | 0 | 0
41 |  |  |  | Miscellaneous Rate Base |  |  | 0 | 0 | 0 | 0 | 0 | 0 | 0 | 0 | 0
42
43 |  |  |  | Total Rate Base Additions |  |  | 14100081.5326 | 9344599.0766 | 2411967.2421 | 1150957.2408 | 250008.55 | 124327.6245 | 803902.7915 | 14319.0071 | 0
44
45 |  |  |  | Rate Base Deductions :
46 |  |  |  | Accum Provision For Depreciation |  |  | -5471072.3369 | -3624288.1174 | -935824.7016 | -447466.7366 | -97567.2573 | -48280.5779 | -311917.4937 | -5727.4523 | 0
47 |  |  |  | Accum Provision For Amortization |  |  | -180770.6788 | -98588.1569 | -29396.1571 | -26751.8848 | -10590.1235 | -3757.7155 | -9761.606 | -1925.035 | 0
48 |  |  |  | Accum Deferred Income Taxes |  |  | -1934167.4915 | -1099750.9451 | -320126.2753 | -258418.1424 | -100672.5507 | -28231.3257 | -103776.6502 | -23191.6022 | 0
49 |  |  |  | Unamortized ITC |  |  | -193.9333 | -110.2643 | -32.1018 | -25.9115 | -10.0935 | -2.8296 | -10.4085 | -2.3241 | 0
50 |  |  |  | Customer Advance For Construction |  |  | -14111.1334 | -5739.854 | -7974.9005 | -286.3799 | 0 | 0 | -109.999 | 0 | 0
51 |  |  |  | Customer Service Deposits |  |  | 0 | 0 | 0 | 0 | 0 | 0 | 0 | 0 | 0
52 |  |  |  | Misc Rate Base Deductions |  |  | -2059.6404 | -1157.2403 | -344.4443 | -283.5695 | -110.3042 | -23.347 | -116.0425 | -24.6926 | 0
53 | [14 empty] | 0
54 |  |  |  | Total Rate Base Deductions |  |  | -7602375.2143 | -4829634.5781 | -1293698.5805 | -733232.6247 | -208950.3292 | -80295.7956 | -425692.1999 | -30871.1062 | 0
55 | [14 empty] | 0
56 |  |  |  | Total Rate Base |  |  | 6497706.3183 | 4514964.4985 | 1118268.6616 | 417724.6161 | 41058.2208 | 44031.8288 | 378210.5917 | -16552.0991 | 0
57
58
59 |  |  |  | Return On Rate Base |  |  | 6.509% | 4.789% | 11.38% | 10.09% | 9.37% | 5.61% | 9.373% | 26.57%
60
61 |  |  |  | Return On Equity |  |  | 7.646% | 4.321% | 17.05% | 14.56% | 13.18% | 5.908% | 13.18% | 46.41%
PacifiCorp
Cost Of Service By Rate Schedule
State of Washington
WCA
12 Months Ending June 2018
|  | A |  | B | C |  | D | E | F | G | H | I | J | K
|  |  |  | DESCRIPTION | COS Factor |  | Washington Jurisdiction Normalized | Residential Schedule 16 | Small General Service Schedule 24 | Large General Service < 1,000 kW Schedule 36 | Large General Service > 1,000 kW Schedule 48 | Large General Dedicated Facilities Schedule 48 | Agricultural Pumping Schedule 40 | Street & Area Lighting Sch. 15, 51-54, 57
79 |  |  |  | Total Rate Base |  |  | 6497706.3183 | 4514964.4985 | 1118268.6616 | 417724.6161 | 41058.2208 | 44031.8288 | 378210.5917 | -16552.0991 | 0
80
81
82 |  |  |  | Return On Ratebase ($$) | 7.47% |  | 485357.3379 | 337253.0309 | 83530.9991 | 31202.6579 | 3066.9143 | 3289.0331 | 28251.09 | -1236.3875 | 0
83 |  |  |  | Operating & Maintenance Expense |  |  | 313287.345 | 197334.0986 | 50560.3642 | 25232.6277 | 5848.8441 | 3072.0725 | 16632.0938 | 14607.2442 | 0
84 |  |  |  | Bad Debt to Produce ROR | F80 |  | 0 | 0 | 0 | 0 | 0 | 0 | 0 | 0 | 0
85 |  |  |  | Depreciation Expense |  |  | 535485.338 | 356703.2133 | 91669.3849 | 42699.6185 | 8848.6471 | 4676.2399 | 30542.3245 | 345.9099 | 0
86 |  |  |  | Amortization Expense |  |  | 4719.3288 | 2850.8411 | 857.6797 | 521.6257 | 186.2139 | -76.73 | 303.1036 | 76.5948 | 0
87 |  |  |  | Taxes Other Than Income |  |  | 165068.8714 | 93919.7363 | 27156.2616 | 22102.9673 | 8613.0655 | 2414.5814 | 8879.3077 | 1982.9515 | 0
88 |  |  |  | Federal Income Taxes |  |  | 33195.9205 | 18887.5835 | 5461.2181 | 4444.9831 | 1732.1172 | 485.5807 | 1785.6595 | 398.7784 | 0
89 |  |  |  | FIT Adj to Produce Target ROR | F101 |  | 0 | 0 | 0 | 0 | 0 | 0 | 0 | 0 | 0
90 |  |  |  | State Income Taxes |  |  | 0 | 0 | 0 | 0 | 0 | 0 | 0 | 0 | 0
91 |  |  |  | SIT Adj to Produce Target ROR | F101 |  | 0 | 0 | 0 | 0 | 0 | 0 | 0 | 0 | 0
92 |  |  |  | Deferred Income Taxes |  |  | -61716.6021 | -35115.0822 | -10153.2904 | -8263.9448 | -3220.287 | -902.7733 | -3319.8307 | -741.3937 | 0
93 |  |  |  | Investment Tax Credit |  |  | 0 | 0 | 0 | 0 | 0 | 0 | 0 | 0 | 0
94 |  |  |  | Misc Revenue & Expenses |  |  | 6.3616 | 2.8897 | 0.82867 | 1.3162 | 0.56933 | 0.51964 | 0.23054 | 0.0074823 | 0
95 |  |  |  | Revenue Credits |  |  | 23177.5177 | 26759.264 | 2952.5187 | -1493.7077 | 199.0664 | -1189.6823 | -4871.4398 | 821.4983 | 0
96
97 |  |  |  | Total Revenue Requirements |  |  | 1498581.4188 | 998595.5752 | 252035.9645 | 116448.144 | 25275.151 | 11768.8417 | 78202.5392 | 16255.2033 | 0
98 |  |  |  | Operating Revenues |  |  | 1436170.1475 | 877560.6608 | 295731.163 | 127375.902 | 26055.5233 | 10950.0977 | 85402.5365 | 13094.2643 | 0
99
100 |  |  |  | Increase / (Decrease) Required to
101 |  |  |  | Earn Equal Rates of Return |  |  | 62411.2713 | 121034.9144 | -43695.1985 | -10927.758 | -780.3723 | 818.744 | -7199.9973 | 3160.939 | 0
102
103 |  |  |  | Existing Revenues |  |  | 1436170.1475 | 877560.6608 | 295731.163 | 127375.902 | 26055.5233 | 10950.0977 | 85402.5365 | 13094.2643 | 0
104 |  |  |  | check |  |  | 0 | 0 | 0 | 0 | 0 | 0 | 0 | 0 | 0
105 |  |  |  | Percent Increase / (Decrease)
106 |  |  |  | Over Existing Rates To
107 |  |  |  | Equal Authorized RoE & RoR |  |  | 4.346% | 13.79% | -14.78% | -8.579% | -2.995% | 7.477% | -8.431% | 24.14%
[5 empty] | WCA |  | E: ELECTRIC REVENUES
|  | DIS - METER - Unbundled |  |  | Method
|  | A |  | B | 0 |  | D | E | F | G | H | I | J | K
|  | FERC ACCT |  | DESCRIPTION | COS Factor |  | Washington Jurisdiction Normalized | Residential Schedule 16 | Small General Service Schedule 24 | Large General Service < 1,000 kW Schedule 36 | Large General Service > 1,000 kW Schedule 48 | Large General Dedicated Facilities Schedule 48 | Agricultural Pumping Schedule 40 | Street & Area Lighting Sch. 15, 51-54, 57 |  | Func Study Row
120 |  | 440 | Residential Sales |  | A |  | 877560.6608 | 877560.6608 | 0 | 0 | 0 | 0 | 0 | 0 | 0
121
122 |  | 442 | Commercial & Industrial Sales |  | A |  | 519459.6992 | 0 | 295731.163 | 127375.902 | 0 | 10950.0977 | 85402.5365 | 0 | 0
123 |  |  |  | Interruptible Demand | F10 |  | 0 | 0 | 0 | 0 | 0 | 0 | 0 | 0 | 0 | 100
124 |  |  |  | Interruptible Energy | F10 |  | 0 | 0 | 0 | 0 | 0 | 0 | 0 | 0 | 0 | 101
125 | [6 empty] | 519459.6992 | 0 | 295731.163 | 127375.902 | 0 | 10950.0977 | 85402.5365 | 0 | 0
126
127 |  | 444 | Public Street & Highway Lighting |  | A |  | 39149.7876 | 0 | 0 | 0 | 26055.5233 | 0 | 0 | 13094.2643 | 0
128
129 |  | 445 | Other Sales to Public Authority |  | A |  | 0 | 0 | 0 | 0 | 0 | 0 | 0 | 0 | 0
130
131 |  | 448 | Interdepartmental |  | A | 0 | 0 | 0 | 0 | 0 | 0 | 0 | 0 | 0 | 0 | 114
132 |  |  |  | Demand | F10 |  | 0 | 0 | 0 | 0 | 0 | 0 | 0 | 0 | 0 | 115
133 | [6 empty] | 0 | 0 | 0 | 0 | 0 | 0 | 0 | 0 | 0
134
135 |  | Total Sales to Ultimate Customers |  |  |  |  | 1436170.1475 | 877560.6608 | 295731.163 | 127375.902 | 26055.5233 | 10950.0977 | 85402.5365 | 13094.2643 | 0
136
137 |  | 447 | Sales for Resale |  | F10 |  | 0 | 0 | 0 | 0 | 0 | 0 | 0 | 0 | 0 | 121
138 | [6 empty] | 0 | 0 | 0 | 0 | 0 | 0 | 0 | 0 | 0
139
140 |  | 447NPC | Sales for Resale - NPC
141 |  |  |  | Demand | F10 |  | 0 | 0 | 0 | 0 | 0 | 0 | 0 | 0 | 0 | 0
142 |  |  |  | Energy | F10 |  | 0 | 0 | 0 | 0 | 0 | 0 | 0 | 0 | 0 | 127
143 | [6 empty] | 0 | 0 | 0 | 0 | 0 | 0 | 0 | 0 | 0
144
145 |  | 449 | Provision for Rate Refund |  | F11 |  | 0 | 0 | 0 | 0 | 0 | 0 | 0 | 0 | 0 | 133
146 |  |  |  |  | F10 |  | 0 | 0 | 0 | 0 | 0 | 0 | 0 | 0 |  | 134
147
148 |  | State Specific Revenue Credit |  |  | F140D |  | -69041.3522 | -38358.7911 | -11094.8879 | -9943.7355 | -3999.8463 | -1103.772 | -3592.7156 | -947.6038 | 0 | 136
149
150 |  | AGA Revenue |  |  | A | 0.030768 | 21311.6527 | 55.5356 | 4867.5308 | 6921.1468 | 1793.6296 | 376.9342 | 7260.97 | 35.9058 | 0 | 137
151
152 |  | Total Sales from Electricity |  |  |  |  | 1388440.4481 | 839257.4053 | 289503.8059 | 124353.3133 | 23849.3065 | 10223.26 | 89070.7909 | 12182.5663 | 0
153
154 |  | Other Electric Operating Revenues
155 |  | 450 | Forfeited Discounts & Interest |  | A | 0 | 0 | 0 | 0 | 0 | 0 | 0 | 0 | 0 | 0 | 143
156 |  |  |  | Customers | F40 |  | 0 | 0 | 0 | 0 | 0 | 0 | 0 | 0 | 0 | 144
157 | [6 empty] | 0 | 0 | 0 | 0 | 0 | 0 | 0 | 0 | 0
158
159 |  | 451 | Misc Electric Revenue |  | A | 0 | 0 | 0 | 0 | 0 | 0 | 0 | 0 | 0 | 0 | 148
160 |  |  |  | Demand | F10 |  | 0 | 0 | 0 | 0 | 0 | 0 | 0 | 0 | 0 | 149
161 |  |  |  | Customer | F40 |  | 2.1717 | 1.7115 | 0.31374 | 0.017308 | 0.0011142 | 1.5936e-05 | 0.082408 | 0.045597 | 0 | 150
162 | [6 empty] | 2.1717 | 1.7115 | 0.31374 | 0.017308 | 0.0011142 | 1.5936e-05 | 0.082408 | 0.045597 | 0
163
164 |  | 453 | Water Sales |  | F12 |  | 0 | 0 | 0 | 0 | 0 | 0 | 0 | 0 | 0 | 154
165
166 |  | 454 | Rent of Electric Property |  | A | 0.026184 | 22216.6578 | 9703.3682 | 2937.4294 | 4497.6827 | 2005.9521 | 1916.5029 | 1114.5599 | 41.1625 | 0 | 159
167 |  |  |  | Demand | F10 |  | 0 | 0 | 0 | 0 | 0 | 0 | 0 | 0 | 0 | 160
168 |  |  |  | Demand | F10 |  | 0 | 0 | 0 | 0 | 0 | 0 | 0 | 0 | 0 | 161
169 |  |  |  | Jim Bridger Generation | F10 |  | 0 | 0 | 0 | 0 | 0 | 0 | 0 | 0 | 0 | 162
170 |  |  |  | Customer | F40 |  | 839.2003 | 661.3726 | 121.2378 | 6.6883 | 0.43056 | 0.0061582 | 31.8449 | 17.62 | 0 | 163
171 | [6 empty] | 23055.8581 | 10364.7408 | 3058.6672 | 4504.371 | 2006.3827 | 1916.5091 | 1146.4048 | 58.7826 | 0
172
173 |  | 456 | Other Electric Revenue |  | A | 0 | 0 | 0 | 0 | 0 | 0 | 0 | 0 | 0 | 0 | 167
174 |  |  |  | Customer | F12 |  | 0 | 0 | 0 | 0 | 0 | 0 | 0 | 0 | 0 | 168
175 |  |  |  | Demand | F12 |  | 0 | 0 | 0 | 0 | 0 | 0 | 0 | 0 | 0 | 169
176 |  |  |  | Jim Bridger Generation | F12 |  | 0 | 0 | 0 | 0 | 0 | 0 | 0 | 0 | 0 | 170
177 |  |  |  | System Overhead | F40 |  | 1494.1519 | 1177.5391 | 215.8575 | 11.9081 | 0.76659 | 0.010964 | 56.6981 | 31.3715 | 0 | 171
178 |  |  |  | Demand | F12 |  | 0 | 0 | 0 | 0 | 0 | 0 | 0 | 0 | 0 | 172
179 |  |  |  | Wheeling Revenue - Energy | F12 |  | 0 | 0 | 0 | 0 | 0 | 0 | 0 | 0 | 0 | 173
180 | [6 empty] | 1494.1519 | 1177.5391 | 215.8575 | 11.9081 | 0.76659 | 0.010964 | 56.6981 | 31.3715 | 0
181 | [14 empty] | 0
182 |  | Total Other Electric Operating Revenues |  |  |  |  | 24552.1817 | 11543.9915 | 3274.8384 | 4516.2964 | 2007.1504 | 1916.52 | 1203.1853 | 90.1997 | 0
183 | [14 empty] | 0
184 |  | Total Electric Operating Revenues |  |  |  |  | 1412992.6298 | 850801.3967 | 292778.6442 | 128869.6097 | 25856.4569 | 12139.78 | 90273.9762 | 12272.766 | 0
185
186 |  | Miscellaneous Revenues
187 |  | 41160 | Gain on Sale of Utility Plant - CR |  | F12 |  | 0 | 0 | 0 | 0 | 0 | 0 | 0 | 0 | 0 | 187
188 |  | 41170 | Loss on Sale of Utility Plant |  | F12 |  | 0 | 0 | 0 | 0 | 0 | 0 | 0 | 0 | 0 | 192
189 |  | 4118 | Gain from Emission Allowances |  | F12 |  | 0 | 0 | 0 | 0 | 0 | 0 | 0 | 0 | 0 | 194
190 |  | 41181 | Gain from Disposition of NOX Credits |  | F12 |  | 0 | 0 | 0 | 0 | 0 | 0 | 0 | 0 | 0 | 199
191 |  | 4194 | Impact Housing Interest Income |  | F12 |  | 0 | 0 | 0 | 0 | 0 | 0 | 0 | 0 | 0 | 203
192 |  | 421 | (Gain)/Loss on Sale of Utility Plant |  | F12 |  | 6.3616 | 2.8897 | 0.82867 | 1.3162 | 0.56933 | 0.51964 | 0.23054 | 0.0074823 | 0 | 212
193
194 |  | Total Miscellaneous Revenues |  |  |  |  | 6.3616 | 2.8897 | 0.82867 | 1.3162 | 0.56933 | 0.51964 | 0.23054 | 0.0074823 | 0
195
196 |  | Miscellaneous Expenses
197 |  | 4311 | Interest on Customer Deposits |  | F80 |  | 0 | 0 | 0 | 0 | 0 | 0 | 0 | 0 | 0 | 218
198
199 |  | Net Miscellaneous Revenues And Expense |  |  |  |  | 6.3616 | 2.8897 | 0.82867 | 1.3162 | 0.56933 | 0.51964 | 0.23054 | 0.0074823 | 0
200
201 |  | Distribution - METER - Unbundled
202 | [6 empty] | E: STEAM POWER GENERATION
203
204 |  | A |  | B | C |  | D | E | F | G | H | I | J | K
205 |  | FERC ACCT |  | DESCRIPTION | COS Factor |  | Washington Jurisdiction Normalized | Residential Schedule 16 | Small General Service Schedule 24 | Large General Service < 1,000 kW Schedule 36 | Large General Service > 1,000 kW Schedule 48 | Large General Dedicated Facilities Schedule 48 | Agricultural Pumping Schedule 40 | Street & Area Lighting Sch. 15, 51-54, 57
206 |  | 500 | Operation Suprvn & Engineering |  | F10 |  | 0 | 0 | 0 | 0 | 0 | 0 | 0 | 0 | 0 | 226
|  |  |  | JBG | F10 |  | 0 | 0 | 0 | 0 | 0 | 0 | 0 | 0 | 0 | 227
208 |  |  |  | CAGW | F10 |  | 0 | 0 | 0 | 0 | 0 | 0 | 0 | 0 | 0 | 228
209 |  |  |  | Total 500 |  |  | 0 | 0 | 0 | 0 | 0 | 0 | 0 | 0 | 0
210
211 |  | 501 | Fuel Related |  | F10 |  | 0 | 0 | 0 | 0 | 0 | 0 | 0 | 0 | 0 | 232
212 |  |  |  | CAGW | F10 |  | 0 | 0 | 0 | 0 | 0 | 0 | 0 | 0 | 0 | 233
213 |  |  |  | JBE | F10 |  | 0 | 0 | 0 | 0 | 0 | 0 | 0 | 0 | 0 | 234
214 |  |  |  | JBG | F10 |  | 0 | 0 | 0 | 0 | 0 | 0 | 0 | 0 | 0 | 235
215 |  |  |  | Total 501 |  |  | 0 | 0 | 0 | 0 | 0 | 0 | 0 | 0 | 0
216
217 |  | 501NPC | Fuel Related - NPC
218 |  |  |  | S | F10 |  | 0 | 0 | 0 | 0 | 0 | 0 | 0 | 0 | 0 | 239
219 |  |  |  | CAEW | F10 |  | 0 | 0 | 0 | 0 | 0 | 0 | 0 | 0 | 0 | 240
220 |  |  | Total Fuel Related |  |  |  | 0 | 0 | 0 | 0 | 0 | 0 | 0 | 0 | 0
221
222
223 |  | 502 | Steam Expenses |  | F10 |  | 0 | 0 | 0 | 0 | 0 | 0 | 0 | 0 | 0 | 245
224 |  |  |  | SE/CAEW/CAEE | F10 |  | 0 | 0 | 0 | 0 | 0 | 0 | 0 | 0 | 0 | 246
225 |  |  |  | Total 502 |  |  | 0 | 0 | 0 | 0 | 0 | 0 | 0 | 0 | 0
226
227 |  | 503 | Steam From Other Sources |  | F10 |  | 0 | 0 | 0 | 0 | 0 | 0 | 0 | 0 | 0 | 250
228
229 |  | 503NPC | Steam From Other Sources-NPC
230 |  |  |  | SE | F10 |  | 0 | 0 | 0 | 0 | 0 | 0 | 0 | 0 | 0 | 252
231 |  |  |  | CAEW | F10 |  | 0 | 0 | 0 | 0 | 0 | 0 | 0 | 0 | 0 | 253
232 |  |  |  | CAEE | F10 |  | 0 | 0 | 0 | 0 | 0 | 0 | 0 | 0 | 0 | 254
233 |  |  |  | Total Steam From Other Sources |  |  | 0 | 0 | 0 | 0 | 0 | 0 | 0 | 0 | 0
234
235 |  | 505 | Electric Expenses |  | F10 |  | 0 | 0 | 0 | 0 | 0 | 0 | 0 | 0 | 0 | 259
236 |  |  |  | JBG | F10 |  | 0 | 0 | 0 | 0 | 0 | 0 | 0 | 0 | 0 | 260
237 |  |  |  | Total 505 |  |  | 0 | 0 | 0 | 0 | 0 | 0 | 0 | 0 | 0
238
239 |  | 506 | Misc. Steam Expense |  | F10 |  | 0 | 0 | 0 | 0 | 0 | 0 | 0 | 0 | 0 | 264
240 |  |  |  | SE | F10 |  | 0 | 0 | 0 | 0 | 0 | 0 | 0 | 0 | 0 | 265
241 |  |  |  | JBG | F10 |  | 0 | 0 | 0 | 0 | 0 | 0 | 0 | 0 | 0 | 266
242 |  |  |  | Total 506 |  |  | 0 | 0 | 0 | 0 | 0 | 0 | 0 | 0 | 0
243
244 |  | 507 | Rents |  | F10 |  | 0 | 0 | 0 | 0 | 0 | 0 | 0 | 0 | 0 | 270
245 |  |  |  | JBG | F10 |  | 0 | 0 | 0 | 0 | 0 | 0 | 0 | 0 | 0 | 271
246 |  |  |  | Total 507 |  |  | 0 | 0 | 0 | 0 | 0 | 0 | 0 | 0 | 0
247
248 |  | 510 | Maint Supervision & Engineering |  | F10 |  | 0 | 0 | 0 | 0 | 0 | 0 | 0 | 0 | 0 | 275
249 |  |  |  | JBG | F10 |  | 0 | 0 | 0 | 0 | 0 | 0 | 0 | 0 | 0 | 276
250 |  |  |  | Total 510 |  |  | 0 | 0 | 0 | 0 | 0 | 0 | 0 | 0 | 0
251
252 |  | 511 | Maintenance of Structures |  | F10 |  | 0 | 0 | 0 | 0 | 0 | 0 | 0 | 0 | 0 | 280
253 |  |  |  | JBG | F10 |  | 0 | 0 | 0 | 0 | 0 | 0 | 0 | 0 | 0 | 281
254 |  |  |  | Total 511 |  |  | 0 | 0 | 0 | 0 | 0 | 0 | 0 | 0 | 0
255
256 |  | 512 | Maintenance of Boiler Plant |  | F10 |  | 0 | 0 | 0 | 0 | 0 | 0 | 0 | 0 | 0 | 285
257 |  |  |  |  | F10 |  | 0 | 0 | 0 | 0 | 0 | 0 | 0 | 0 | 0 | 286
258 |  |  |  | JBG | F10 |  | 0 | 0 | 0 | 0 | 0 | 0 | 0 | 0 | 0 | 287
259 |  |  |  | Total 512 |  |  | 0 | 0 | 0 | 0 | 0 | 0 | 0 | 0 | 0
260
261 |  | 513 | Maintenance of Electric Plant |  | F10 |  | 0 | 0 | 0 | 0 | 0 | 0 | 0 | 0 | 0 | 291
262 |  |  |  | JBG | F10 |  | 0 | 0 | 0 | 0 | 0 | 0 | 0 | 0 | 0 | 292
263 |  |  |  | Total 513 |  |  | 0 | 0 | 0 | 0 | 0 | 0 | 0 | 0 | 0
264
265 |  | 514 | Maint of Misc. Steam Plant |  | F10 |  | 0 | 0 | 0 | 0 | 0 | 0 | 0 | 0 | 0 | 296
266 |  |  |  | JBG | F10 |  | 0 | 0 | 0 | 0 | 0 | 0 | 0 | 0 | 0 | 297
267 |  |  |  | Total 514 |  |  | 0 | 0 | 0 | 0 | 0 | 0 | 0 | 0 | 0
268
269 |  | Total Steam Power Generation |  |  |  |  | 0 | 0 | 0 | 0 | 0 | 0 | 0 | 0 | 0
270
271
272 | [6 empty] | D: NUCLEAR POWER GENERATION
273
274
275 |  | 517 | Operation Super & Engineering |  | F10 |  | 0 | 0 | 0 | 0 | 0 | 0 | 0 | 0 | 0 | 304
276
277 |  | 518 | Nuclear Fuel Expense |  | F10 |  | 0 | 0 | 0 | 0 | 0 | 0 | 0 | 0 | 0 | 308
278
279 |  | 519 | Coolants and Water |  | F10 |  | 0 | 0 | 0 | 0 | 0 | 0 | 0 | 0 | 0 | 313
280
281 |  | 520 | Steam Expenses |  | F10 |  | 0 | 0 | 0 | 0 | 0 | 0 | 0 | 0 | 0 | 317
282
283 |  | 523 | Electric Expenses |  | F10 |  | 0 | 0 | 0 | 0 | 0 | 0 | 0 | 0 | 0 | 321
284
285 |  | 524 | Misc. Nuclear Expenses |  | F10 |  | 0 | 0 | 0 | 0 | 0 | 0 | 0 | 0 | 0 | 325
286
287 |  | 528 | Maint Supervision & Eng |  | F10 |  | 0 | 0 | 0 | 0 | 0 | 0 | 0 | 0 | 0 | 329
288
289 |  | 529 | Maintenance of Structures |  | F10 |  | 0 | 0 | 0 | 0 | 0 | 0 | 0 | 0 | 0 | 333
290
291 |  | 530 | Maintenance of Reactor Plant |  | F10 |  | 0 | 0 | 0 | 0 | 0 | 0 | 0 | 0 | 0 | 337
292
293 |  | 531 | Maintenance of Electric Plant |  | F10 |  | 0 | 0 | 0 | 0 | 0 | 0 | 0 | 0 | 0 | 341
294
295 |  | 532 | Maintenance of Misc Nuclear |  | F10 |  | 0 | 0 | 0 | 0 | 0 | 0 | 0 | 0 | 0 | 345
296
297 |  | Total Nuclear Power Generation |  |  |  |  | 0 | 0 | 0 | 0 | 0 | 0 | 0 | 0 | 0 | 348
298
299
300
301 |  | Distribution - METER - Unbundled |  |  |  |  | D: HYDRAULIC POWER GENERATION
302
303 |  | A |  | B | C |  | D | E | F | G | H | I | J | K
304 |  | FERC ACCT |  | DESCRIPTION | COS Factor |  | Washington Jurisdiction Normalized | Residential Schedule 16 | Small General Service Schedule 24 | Large General Service < 1,000 kW Schedule 36 | Large General Service > 1,000 kW Schedule 48 | Large General Dedicated Facilities Schedule 48 | Agricultural Pumping Schedule 40 | Street & Area Lighting Sch. 15, 51-54, 57
305 |  | 535 | Operation Super & Engineering
306 |  |  |  | SG | F10 |  | 0 | 0 | 0 | 0 | 0 | 0 | 0 | 0 | 0 | 353
307 |  |  |  | CAGW | F10 |  | 0 | 0 | 0 | 0 | 0 | 0 | 0 | 0 | 0 | 354
308
309 |  | 536 | Water For Power |  | F10 |  | 0 | 0 | 0 | 0 | 0 | 0 | 0 | 0 | 0 | 358
310
311 |  | 537 | Hydraulic Expenses |  | F10 |  | 0 | 0 | 0 | 0 | 0 | 0 | 0 | 0 | 0 | 362
312
313 |  | 538 | Electric Expenses |  | F10 |  | 0 | 0 | 0 | 0 | 0 | 0 | 0 | 0 | 0 | 366
314
315 |  | 539 | Misc. Hydro Expenses |  | F10 |  | 0 | 0 | 0 | 0 | 0 | 0 | 0 | 0 | 0 | 372
316
317 |  | 540 | Rents (Hydro Generation) |  | F10 |  | 0 | 0 | 0 | 0 | 0 | 0 | 0 | 0 | 0 | 375
318
319 |  | 541 | Maint Supervision & Engineering |  | F10 |  | 0 | 0 | 0 | 0 | 0 | 0 | 0 | 0 | 0 | 379
320
321 |  | 542 | Maintenance of Structures |  | F10 |  | 0 | 0 | 0 | 0 | 0 | 0 | 0 | 0 | 0 | 383
322
323 |  | 543 | Maint of Dams & Waterways |  | F10 |  | 0 | 0 | 0 | 0 | 0 | 0 | 0 | 0 | 0 | 387
324
325 |  | 544 | Maintenance of Electric Plant |  | F10 |  | 0 | 0 | 0 | 0 | 0 | 0 | 0 | 0 | 0 | 391
326
327 |  | 545 | Maint of Misc. Hydro Plant |  | F10
|  |  |  | SG | F10 |  | 0 | 0 | 0 | 0 | 0 | 0 | 0 | 0 | 0 | 395
|  |  |  | CAGW | F10 |  | 0 | 0 | 0 | 0 | 0 | 0 | 0 | 0 | 0 | 396
330
331 |  | Total Hydraulic Power Generation |  |  |  |  | 0 | 0 | 0 | 0 | 0 | 0 | 0 | 0 | 0
332
333
334 | [6 empty] | D: OTHER POWER GENERATION
335
336
337 |  | 546 | Operation Super & Engineering |  | F10 |  | 0 | 0 | 0 | 0 | 0 | 0 | 0 | 0 | 0 | 403
338
339 |  | 547 | Fuel |  | F10 |  | 0 | 0 | 0 | 0 | 0 | 0 | 0 | 0 | 0 | 407
340 |  |  |  | CAEW/CAEE | F10 |  | 0 | 0 | 0 | 0 | 0 | 0 | 0 | 0 | 0 | 408
341
342
343 |  | 547NPC | Fuel-NPC |  | F10
344 |  |  |  | CAEW | F10 |  | 0 | 0 | 0 | 0 | 0 | 0 | 0 | 0 | 0 | 411
345 |  |  |  | S | F10 |  | 0 | 0 | 0 | 0 | 0 | 0 | 0 | 0 | 0 | 412
346 |  |  |  | Total 547 |  |  | 0 | 0 | 0 | 0 | 0 | 0 | 0 | 0 | 0
347
348 |  | 548 | Generation Expense |  | F10 |  | 0 | 0 | 0 | 0 | 0 | 0 | 0 | 0 | 0 | 417
349 |  |  |  | CAGW | F10 |  | 0 | 0 | 0 | 0 | 0 | 0 | 0 | 0 | 0 | 419
350 |  |  |  | Total 548 |  |  | 0 | 0 | 0 | 0 | 0 | 0 | 0 | 0 | 0
351
352 |  | 549 | Miscellaneous Other |  | F10 |  | 0 | 0 | 0 | 0 | 0 | 0 | 0 | 0 | 0 | 423
353 |  |  |  | CAGE/CAGW | F10 |  | 0 | 0 | 0 | 0 | 0 | 0 | 0 | 0 | 0 | 424
354
355 |  | 550/551 | Maint Supervision & Engineering
356 |  |  |  | CAGW | F10 |  | 0 | 0 | 0 | 0 | 0 | 0 | 0 | 0 | 0 | 429
357 |  |  |  | SG | F10 |  | 0 | 0 | 0 | 0 | 0 | 0 | 0 | 0 | 0 | 430
358 |  |  |  | Total 550 |  |  | 0 | 0 | 0 | 0 | 0 | 0 | 0 | 0 | 0
359
360 |  | 552 | Maintenance of Structures |  | F10 |  | 0 | 0 | 0 | 0 | 0 | 0 | 0 | 0 | 0 | 436
361
362 |  | 553 | Maint of Generation & Elect Plant |  | F10 |  | 0 | 0 | 0 | 0 | 0 | 0 | 0 | 0 | 0 | 440
363 |  |  |  | CAGW | F10 |  | 0 | 0 | 0 | 0 | 0 | 0 | 0 | 0 | 0 | 441
364 |  |  |  | Total 553 |  |  | 0 | 0 | 0 | 0 | 0 | 0 | 0 | 0 | 0
365
366 |  | 554 | Maintenance of Misc. Other |  | F10 |  | 0 | 0 | 0 | 0 | 0 | 0 | 0 | 0 | 0 | 445
367 |  |  |  | CAGW | F10 |  | 0 | 0 | 0 | 0 | 0 | 0 | 0 | 0 | 0 | 446
368 |  |  |  | Total 554 |  |  | 0 | 0 | 0 | 0 | 0 | 0 | 0 | 0 | 0
369
370 |  | Total Other Power Generation |  |  |  |  | 0 | 0 | 0 | 0 | 0 | 0 | 0 | 0 | 0
371
372
373 | [6 empty] | D: OTHER POWER SUPPLY
374
375
376 |  | 555 | Purchased Power |  | F10 |  | 0 | 0 | 0 | 0 | 0 | 0 | 0 | 0 | 0 | 451
377 |  |  |  | SG | F10 |  | 0 | 0 | 0 | 0 | 0 | 0 | 0 | 0 | 0 | 452
378 |  |  |  | SE | F10 |  | 0 | 0 | 0 | 0 | 0 | 0 | 0 | 0 | 0 | 453
379
380 |  | 555NPC | Purchased Power-NPC
381 |  |  |  | CAGW | F10 |  | 0 | 0 | 0 | 0 | 0 | 0 | 0 | 0 | 0 | 456
382 |  |  |  | CAEW | F10 |  | 0 | 0 | 0 | 0 | 0 | 0 | 0 | 0 | 0 | 457
383 |  |  |  | DGP | F10 |  | 0 | 0 | 0 | 0 | 0 | 0 | 0 | 0 | 0 | 458
384 |  |  |  | DGP | F10 |  | 0 | 0 | 0 | 0 | 0 | 0 | 0 | 0 | 0 | 459
385 |  |  |  | Total 555 |  |  | 0 | 0 | 0 | 0 | 0 | 0 | 0 | 0 | 0
386
387
388 |  | 556 | System Control & Load Dispatch |  | F10 |  | 0 | 0 | 0 | 0 | 0 | 0 | 0 | 0 | 0 | 463
389
390 |  | 557 | Other Expenses |  | F10 |  | 0 | 0 | 0 | 0 | 0 | 0 | 0 | 0 | 0 | 472
391
392
393 |  | Embedded Cost Differentials
394 |  |  |  | Company Owned Hydro | F10 |  | 0 | 0 | 0 | 0 | 0 | 0 | 0 | 0 | 0 | 475
395 |  |  |  | Company Owned Hydro | F10 |  | 0 | 0 | 0 | 0 | 0 | 0 | 0 | 0 | 0 | 476
|  |  |  | Mid-C Contract | F10 |  | 0 | 0 | 0 | 0 | 0 | 0 | 0 | 0 | 0 | 477
397 |  |  |  | Mid-C Contract | F10 |  | 0 | 0 | 0 | 0 | 0 | 0 | 0 | 0 | 0 | 478
398 |  |  |  | Existing QF Contracts | F10 |  | 0 | 0 | 0 | 0 | 0 | 0 | 0 | 0 | 0 | 479
399 |  |  |  | Existing QF Contracts | F10 |  | 0 | 0 | 0 | 0 | 0 | 0 | 0 | 0 | 0 | 479
400 | [6 empty] | 0 | 0 | 0 | 0 | 0 | 0 | 0 | 0 | 0
401
402 |  | Total Other Power Supply |  |  |  |  | 0 | 0 | 0 | 0 | 0 | 0 | 0 | 0 | 0
403
404 |  | TOTAL GENERATION EXPENSE |  |  |  |  | 0 | 0 | 0 | 0 | 0 | 0 | 0 | 0 | 0
405
406 |  | Distribution - METER - Unbundled |  |  |  |  | D: TRANSMISSION EXPENSE
407
408
409 |  | A |  | B | C |  | D | E | F | G | H | I | J | K
410 |  | FERC ACCT |  | DESCRIPTION | COS Factor |  | Washington Jurisdiction Normalized | Residential Schedule 16 | Small General Service Schedule 24 | Large General Service < 1,000 kW Schedule 36 | Large General Service > 1,000 kW Schedule 48 | Large General Dedicated Facilities Schedule 48 | Agricultural Pumping Schedule 40 | Street & Area Lighting Sch. 15, 51-54, 57
411 |  | 560 | Operation Supervision & Eng |  | F12 |  | 0 | 0 | 0 | 0 | 0 | 0 | 0 | 0 | 0 | 491
412
413 |  | 561 | Load Dispatching |  | F12 |  | 0 | 0 | 0 | 0 | 0 | 0 | 0 | 0 | 0 | 496
414
415 |  | 562 | Station Expense |  | F12 |  | 0 | 0 | 0 | 0 | 0 | 0 | 0 | 0 | 0 | 502
416
417 |  | 563 | Overhead Line Expense |  | F12 |  | 0 | 0 | 0 | 0 | 0 | 0 | 0 | 0 | 0 | 507
418
419 |  | 564 | Underground Line Expense |  | F12 |  | 0 | 0 | 0 | 0 | 0 | 0 | 0 | 0 | 0 | 511
420
421 |  | 565 | Transm of Electricity by Others |  | F12 |  | 0 | 0 | 0 | 0 | 0 | 0 | 0 | 0 | 0 | 515
422
423 |  | 565NPC | Transmission of Electricity by Others-NPC
424 |  |  | CAGW |  | F12 |  | 0 | 0 | 0 | 0 | 0 | 0 | 0 | 0 | 0 | 518
425 |  |  | SE |  | F12 |  | 0 | 0 | 0 | 0 | 0 | 0 | 0 | 0 | 0 | 519
426 |  |  | SE |  | F12 |  | 0 | 0 | 0 | 0 | 0 | 0 | 0 | 0 | 0 | 520
427 | [6 empty] | 0 | 0 | 0 | 0 | 0 | 0 | 0 | 0 | 0
428
429 |  | 566 | Misc. Transmission Expense |  | F12 |  | 0 | 0 | 0 | 0 | 0 | 0 | 0 | 0 | 0 | 526
430
431 |  | 567 | Rents - Transmission |  | F12 |  | 0 | 0 | 0 | 0 | 0 | 0 | 0 | 0 | 0 | 531
432
433 |  | 568 | Maint Supervision & Engineering |  | F12 |  | 0 | 0 | 0 | 0 | 0 | 0 | 0 | 0 | 0 | 536
434
435 |  | 569 | Maintenance of Structures |  | F12 |  | 0 | 0 | 0 | 0 | 0 | 0 | 0 | 0 | 0 | 541
436
437 |  | 570 | Maint of Station Equipment |  | F12 |  | 0 | 0 | 0 | 0 | 0 | 0 | 0 | 0 | 0 | 547
438
439 |  | 571 | Maintenance of Overhead Lines |  | F12 |  | 0 | 0 | 0 | 0 | 0 | 0 | 0 | 0 | 0 | 553
440
441 |  | 572 | Maint of Underground Lines |  | F12 |  | 0 | 0 | 0 | 0 | 0 | 0 | 0 | 0 | 0 | 556
442
443 |  | 573 | Maint of Misc Transmission Plant |  | F12 |  | 0 | 0 | 0 | 0 | 0 | 0 | 0 | 0 | 0 | 560
444
445
446 |  | TOTAL TRANSMISSION EXPENSE |  |  |  |  | 0 | 0 | 0 | 0 | 0 | 0 | 0 | 0 | 0
447
448
449
450
451
452
453
454
455
456
457
458 |  | Distribution - METER - Unbundled |  |  |  |  | D: DISTRIBUTION EXPENSE
459
460
461 |  | A |  | B | C |  | D | E | F | G | H | I | J | K
462 |  | FERC ACCT |  | DESCRIPTION | COS Factor |  | Washington Jurisdiction Normalized | Residential Schedule 16 | Small General Service Schedule 24 | Large General Service < 1,000 kW Schedule 36 | Large General Service > 1,000 kW Schedule 48 | Large General Dedicated Facilities Schedule 48 | Agricultural Pumping Schedule 40 | Street & Area Lighting Sch. 15, 51-54, 57
463 |  | 580 | Operation Supervision & Eng |  | F131 |  | 18853.1326 | 10068.2717 | 2726.7281 | 3075.625 | 1334.9595 | 510.4532 | 767.2853 | 369.8099 | 0 | 568
464
465 |  | 581 | Load Dispatching |  | F20 |  | 0 | 0 | 0 | 0 | 0 | 0 | 0 | 0 | 0 | 573
466
467 |  | 582 | Station Expense |  | F120 |  | 0 | 0 | 0 | 0 | 0 | 0 | 0 | 0 | 0 | 578
468
469 |  | 583 | Overhead Line Expenses |  | F132 |  | 0 | 0 | 0 | 0 | 0 | 0 | 0 | 0 | 0 | 583
470
471 |  | 584 | Underground Line Expense |  | F133 |  | 0 | 0 | 0 | 0 | 0 | 0 | 0 | 0 | 0 | 588
472
473 |  | 585 | Street Lighting & Signal Systems |  | F130 |  | 14073.1525 | 0 | 0 | 0 | 0 | 0 | 0 | 14073.1525 | 0 | 593
474
475 |  | 586 | Meter Expenses |  | F127 |  | 277878.6055 | 186753.4859 | 47632.4328 | 21241.1517 | 4005.7994 | 2385.4453 | 15860.2904 | 0 | 0 | 598
476
477 |  | 587 | Customer Installation Expenses |  | F20 |  | 0 | 0 | 0 | 0 | 0 | 0 | 0 | 0 | 0 | 603
478
479 |  | 588 | Misc. Distribution Expenses |  | F131 |  | 0 | 0 | 0 | 0 | 0 | 0 | 0 | 0 | 0 | 609
480
481 |  | 589 | Rents |  | F131 |  | 0 | 0 | 0 | 0 | 0 | 0 | 0 | 0 | 0 | 614
482
483 |  | 590 | Maint Supervision & Engineering |  | F131 |  | 8375.1783 | 4472.6557 | 1211.3018 | 1366.2932 | 593.0327 | 226.76 | 340.8532 | 164.2817 | 0 | 619
484
485 |  | 591 | Maintenance of Structures |  | F119 |  | 0 | 0 | 0 | 0 | 0 | 0 | 0 | 0 | 0 | 624
486
487 |  | 592 | Maint of Station Equipment |  | F120 |  | 0 | 0 | 0 | 0 | 0 | 0 | 0 | 0 | 0 | 629
488
489 |  | 593 | Maintenance of Overhead Lines |  | F134 |  | 0 | 0 | 0 | 0 | 0 | 0 | 0 | 0 | 0 | 634
490
491 |  | 594 | Maint of Underground Lines |  | F135 |  | 0 | 0 | 0 | 0 | 0 | 0 | 0 | 0 | 0 | 639
492
493 |  | 595 | Maint of Line Transformers |  | F125 |  | 0 | 0 | 0 | 0 | 0 | 0 | 0 | 0 | 0 | 644
494
495 |  | 596 | Maint of Street Lighting & Signals |  | F130 |  | 0 | 0 | 0 | 0 | 0 | 0 | 0 | 0 | 0 | 649
496
497 |  | 597 | Maintenance of Meters |  | F127 |  | -5892.724 | -3960.3148 | -1010.0986 | -450.4422 | -84.9474 | -50.586 | -336.335 | 0 | 0 | 654
498
499 |  | 598 | Maint of Misc. Distribution Plant |  | F131 |  | 0 | 0 | 0 | 0 | 0 | 0 | 0 | 0 | 0 | 659
500
501 |  | TOTAL DISTRIBUTION EXPENSE |  |  |  |  | 313287.345 | 197334.0986 | 50560.3642 | 25232.6277 | 5848.8441 | 3072.0725 | 16632.0938 | 14607.2442 | 0
502
503
504 | [6 empty] | D: CUSTOMER ACCOUNTS EXPENSE
505
506
507 |  | 901 | Supervision |  | F136 |  | 0 | 0 | 0 | 0 | 0 | 0 | 0 | 0 | 0 | 666
508
509 |  | 902 | Meter Reading Expense |  | F41 |  | 0 | 0 | 0 | 0 | 0 | 0 | 0 | 0 | 0 | 671
510
511 |  | 903 | Customer Receipts & Collections |  | F42 |  | 0 | 0 | 0 | 0 | 0 | 0 | 0 | 0 | 0 | 676
512
513 |  | 904 | Uncollectible Accounts |  | F80 |  | 0 | 0 | 0 | 0 | 0 | 0 | 0 | 0 | 0 | 682
514
515 |  | 905 | Misc. Customer Accounts Exp |  | F136 |  | 0 | 0 | 0 | 0 | 0 | 0 | 0 | 0 | 0 | 687
516
517 |  | TOTAL CUSTOMER ACCOUNTS EXPENSE |  |  |  |  | 0 | 0 | 0 | 0 | 0 | 0 | 0 | 0 | 0
518
519 |  | Distribution - METER - Unbundled |  |  |  |  | D: CUSTOMER SERVICE EXPENSE
520
521 |  | A |  | B | C |  | D | E | F | G | H | I | J | K
522 |  | FERC ACCT |  | DESCRIPTION | COS Factor |  | Washington Jurisdiction Normalized | Residential Schedule 16 | Small General Service Schedule 24 | Large General Service < 1,000 kW Schedule 36 | Large General Service > 1,000 kW Schedule 48 | Large General Dedicated Facilities Schedule 48 | Agricultural Pumping Schedule 40 | Street & Area Lighting Sch. 15, 51-54, 57
523 |  | 907 | Supervision |  | F40 |  | 0 | 0 | 0 | 0 | 0 | 0 | 0 | 0 | 0 | 694
524
525 |  | 908 | Customer Assistance |  | F40 |  | 0 | 0 | 0 | 0 | 0 | 0 | 0 | 0 | 0 | 699
526
527 |  | 909 | Informational & Instructional Adv |  | F40 |  | 0 | 0 | 0 | 0 | 0 | 0 | 0 | 0 | 0 | 705
528
529 |  | 910 | Misc. Customer Service |  | F40 |  | 0 | 0 | 0 | 0 | 0 | 0 | 0 | 0 | 0 | 710
530
531 |  | TOTAL CUSTOMER SERVICE EXPENSE |  |  |  |  | 0 | 0 | 0 | 0 | 0 | 0 | 0 | 0 | 0
532
533
534 | [6 empty] | D: SALES EXPENSE
535
536
537 |  | 911 | Supervision |  | F40 |  | 0 | 0 | 0 | 0 | 0 | 0 | 0 | 0 | 0 | 717
538
539 |  | 912 | Demonstration & Selling Expense |  | F40 |  | 0 | 0 | 0 | 0 | 0 | 0 | 0 | 0 | 0 | 722
540
541 |  | 913 | Advertising Expense |  | F40 |  | 0 | 0 | 0 | 0 | 0 | 0 | 0 | 0 | 0 | 727
542
543 |  | 916 | Misc. Sales Expense |  | F40 |  | 0 | 0 | 0 | 0 | 0 | 0 | 0 | 0 | 0 | 732
544
545 |  | TOTAL SALES EXPENSE |  |  |  |  | 0 | 0 | 0 | 0 | 0 | 0 | 0 | 0 | 0
546
547
548 | [6 empty] | D: ADMINISTRATION & GENERAL EXPENSE
549
550
551 |  | 920 | Administrative & General Salaries |  | F102D |  | 0 | 0 | 0 | 0 | 0 | 0 | 0 | 0 | 0 | 738
552 |  |  |  | Customer - System | F42 |  | 0 | 0 | 0 | 0 | 0 | 0 | 0 | 0 | 0 | 739
553 |  |  |  | System Overheads | F102D |  | 0 | 0 | 0 | 0 | 0 | 0 | 0 | 0 | 0 | 740
554 |  |  |  | Administrative & General Salaries |  |  | 0 | 0 | 0 | 0 | 0 | 0 | 0 | 0 | 0
555
556 |  | 921 | Office Supplies & expenses |  | F102D |  | 0 | 0 | 0 | 0 | 0 | 0 | 0 | 0 | 0 | 744
557 |  |  |  | Customer - System | F42 |  | 0 | 0 | 0 | 0 | 0 | 0 | 0 | 0 | 0 | 745
558 |  |  |  | System Overheads | F102D |  | 0 | 0 | 0 | 0 | 0 | 0 | 0 | 0 | 0 | 746
559 |  |  |  | Office Supplies & expenses |  |  | 0 | 0 | 0 | 0 | 0 | 0 | 0 | 0 | 0
560
561 |  | 922 | A&G Expenses Transferred |  | F102D |  | 0 | 0 | 0 | 0 | 0 | 0 | 0 | 0 | 0 | 750
562
563 |  | 923 | Outside Services |  | F102D |  | 0 | 0 | 0 | 0 | 0 | 0 | 0 | 0 | 0 | 754
564 |  |  |  | Customer - System | F42 |  | 0 | 0 | 0 | 0 | 0 | 0 | 0 | 0 | 0 | 755
565 |  |  |  | System Overheads | F102D |  | 0 | 0 | 0 | 0 | 0 | 0 | 0 | 0 | 0 | 756
|  |  |  | JBG | F102D |  | 0 | 0 | 0 | 0 | 0 | 0 | 0 | 0 | 0 | 757
567 |  |  |  | System Overheads | F102D |  | 0 | 0 | 0 | 0 | 0 | 0 | 0 | 0 | 0 | 758
568 |  |  |  | Outside Services |  |  | 0 | 0 | 0 | 0 | 0 | 0 | 0 | 0 | 0
569
570 |  | 924 | Property Insurance
571 |  |  |  | System Overheads | F102D |  | 0 | 0 | 0 | 0 | 0 | 0 | 0 | 0 |  | 763
572
573 |  | 925 | Injuries & Damages |  | F102D |  | 0 | 0 | 0 | 0 | 0 | 0 | 0 | 0 | 0 | 766
574 |  |  | Injuries & Damages |  | F102D |  | 0 | 0 | 0 | 0 | 0 | 0 | 0 | 0 | 0 | 767
575
576 |  | 926 | Employee Pensions & Benefits |  | F138D |  | 0 | 0 | 0 | 0 | 0 | 0 | 0 | 0 | 0 | 774
577
578 |  | 927 | Franchise Requirements |  | F102 |  | 0 | 0 | 0 | 0 | 0 | 0 | 0 | 0 | 0 | 779
579
580 |  | 928 | Regulatory Commission Expense |  | F141 |  | 0 | 0 | 0 | 0 | 0 | 0 | 0 | 0 | 0 | 786
581 |  |  |  | Regulatory Expense | F141 |  | 0 | 0 | 0 | 0 | 0 | 0 | 0 | 0 | 0 | 787
582
583 |  | 929 | Duplicate Charges |  | F138D |  | 0 | 0 | 0 | 0 | 0 | 0 | 0 | 0 | 0 | 795
584
585 |  | 930 | Misc General Expenses
586 |  |  |  | Situs | F138D |  | 0 | 0 | 0 | 0 | 0 | 0 | 0 | 0 | 0 | 798
587 |  |  |  | Customer | F138D |  | 0 | 0 | 0 | 0 | 0 | 0 | 0 | 0 | 0 | 799
588 |  |  |  | Labor | F138D |  | 0 | 0 | 0 | 0 | 0 | 0 | 0 | 0 | 0 | 800
589 |  |  |  | Labor | F138D |  | 0 | 0 | 0 | 0 | 0 | 0 | 0 | 0 | 0 | 801
590 |  |  |  | Customer | F138D |  | 0 | 0 | 0 | 0 | 0 | 0 | 0 | 0 | 0 | 802
591
592 |  | 931 | Rents |  | F102D |  | 0 | 0 | 0 | 0 | 0 | 0 | 0 | 0 | 0 | 808
593
594 |  | 935 | Maintenance of General Plant |  | F108 |  | 0 | 0 | 0 | 0 | 0 | 0 | 0 | 0 | 0 | 814
595
596 |  | TOTAL ADMINISTRATIVE & GEN EXPENSE |  |  |  |  | 0 | 0 | 0 | 0 | 0 | 0 | 0 | 0 | 0
597
598
599 |  | TOTAL O & M EXPENSE |  |  |  |  | 313287.345 | 197334.0986 | 50560.3642 | 25232.6277 | 5848.8441 | 3072.0725 | 16632.0938 | 14607.2442 | 0
600
601 |  | Distribution - METER - Unbundled |  |  |  |  | D: DEPRECIATION EXPENSE
602
603 |  | A |  | B | C |  | D | E | F | G | H | I | J | K
604 |  | FERC ACCT |  | DESCRIPTION | COS Factor |  | Washington Jurisdiction Normalized | Residential Schedule 16 | Small General Service Schedule 24 | Large General Service < 1,000 kW Schedule 36 | Large General Service > 1,000 kW Schedule 48 | Large General Dedicated Facilities Schedule 48 | Agricultural Pumping Schedule 40 | Street & Area Lighting Sch. 15, 51-54, 57
605 |  | 403SP | Steam Depreciation |  | F10 |  | 0 | 0 | 0 | 0 | 0 | 0 | 0 | 0 | 0 | 827
606
607 |  | 403NP | Nuclear Depreciation |  | F10 |  | 0 | 0 | 0 | 0 | 0 | 0 | 0 | 0 | 0 | 831
608
609 |  | 403HP | Hydro Depreciation |  | F10 |  | 0 | 0 | 0 | 0 | 0 | 0 | 0 | 0 | 0 | 838
610
611 |  | 403OP | Other Generation Depreciation |  | F10 |  | 0 | 0 | 0 | 0 | 0 | 0 | 0 | 0 | 0 | 841
612 |  |  |  | SG | F10 |  | 0 | 0 | 0 | 0 | 0 | 0 | 0 | 0 | 0 | 842
613 |  |  |  | CAEW | F10 |  | 0 | 0 | 0 | 0 | 0 | 0 | 0 | 0 | 0 | 843
614 |  |  |  | CAGW | F10 |  | 0 | 0 | 0 | 0 | 0 | 0 | 0 | 0 | 0 | 844
615 |  |  |  | CAGE | F10 |  | 0 | 0 | 0 | 0 | 0 | 0 | 0 | 0 | 0 | 845
616 |  |  |  | Total 403OP |  |  | 0 | 0 | 0 | 0 | 0 | 0 | 0 | 0 | 0
617
618 |  | 403TP | Transmission Depreciation |  | F106 |  | 0 | 0 | 0 | 0 | 0 | 0 | 0 | 0 | 0 | 853
619
620 |  | 403 | Distribution Depreciation
621 |  |  |  | Land Rights | F118 |  | 0 | 0 | 0 | 0 | 0 | 0 | 0 | 0 | 0 | 856
622 |  |  |  | Structures | F119 |  | 0 | 0 | 0 | 0 | 0 | 0 | 0 | 0 | 0 | 857
623 |  |  |  | Station Equip | F120 |  | 0 | 0 | 0 | 0 | 0 | 0 | 0 | 0 | 0 | 858
624 |  |  |  | Poles & Towers | F121 |  | 0 | 0 | 0 | 0 | 0 | 0 | 0 | 0 | 0 | 860
625 |  |  |  | OH Conductors | F122 |  | 0 | 0 | 0 | 0 | 0 | 0 | 0 | 0 | 0 | 861
626 |  |  |  | UG Conduit | F123 |  | 0 | 0 | 0 | 0 | 0 | 0 | 0 | 0 | 0 | 862
627 |  |  |  | UG Conductor | F124 |  | 0 | 0 | 0 | 0 | 0 | 0 | 0 | 0 | 0 | 863
628 |  |  |  | Line Transformer | F125 |  | 0 | 0 | 0 | 0 | 0 | 0 | 0 | 0 | 0 | 864
629 |  |  |  | Services | F126 |  | 0 | 0 | 0 | 0 | 0 | 0 | 0 | 0 | 0 | 865
630 |  |  |  | Meters | F127 |  | 506632.5954 | 340491.8601 | 86844.1923 | 38727.1982 | 7303.4358 | 4349.181 | 28916.7281 | 0 | 0 | 866
631 |  |  |  | Inst Cust Premises | F128 |  | 0 | 0 | 0 | 0 | 0 | 0 | 0 | 0 | 0 | 867
632 |  |  |  | Leased Property | F129 |  | 0 | 0 | 0 | 0 | 0 | 0 | 0 | 0 | 0 | 868
633 |  |  |  | Street Lighting | F130 |  | 0 | 0 | 0 | 0 | 0 | 0 | 0 | 0 | 0 | 869
634 |  |  | Total Distribution Expense |  |  |  | 506632.5954 | 340491.8601 | 86844.1923 | 38727.1982 | 7303.4358 | 4349.181 | 28916.7281 | 0 | 0
635
636 |  | 403GP | General Depreciation
637 |  |  |  | S | F107D |  | 21091.0253 | 11850.314 | 3527.1607 | 2903.7939 | 1129.5318 | 239.0763 | 1188.2924 | 252.8562 | 0 | 873
638 |  |  |  | DGP | F105D |  | 0 | 0 | 0 | 0 | 0 | 0 | 0 | 0 | 0 | 874
639 |  |  |  | DGU | F105D |  | 0 | 0 | 0 | 0 | 0 | 0 | 0 | 0 | 0 | 875
640 |  |  |  | SE | F10 |  | 0 | 0 | 0 | 0 | 0 | 0 | 0 | 0 | 0 | 876
641 |  |  |  | CN | F42 |  | 0 | 0 | 0 | 0 | 0 | 0 | 0 | 0 | 0 | 877
642 |  |  |  | SG/CAGW/CAGE | F105D |  | 0 | 0 | 0 | 0 | 0 | 0 | 0 | 0 | 0 | 878
643 |  |  |  | SO | F102D |  | 7761.7173 | 4361.0392 | 1298.0319 | 1068.6264 | 415.6795 | 87.9826 | 437.304 | 93.0537 | 0 | 879
644 |  |  |  | CAEW | F105D |  | 0 | 0 | 0 | 0 | 0 | 0 | 0 | 0 | 0 | 880
645 |  |  |  | JBG | F105D |  | 0 | 0 | 0 | 0 | 0 | 0 | 0 | 0 | 0 | 881
646 |  |  |  | JBE | F10 |  | 0 | 0 | 0 | 0 | 0 | 0 | 0 | 0 | 0 | 882
647 |  |  | Total General Expense |  |  |  | 28852.7426 | 16211.3532 | 4825.1926 | 3972.4203 | 1545.2113 | 327.0589 | 1625.5963 | 345.9099 | 0
648
649 |  | 403GV0 | General Vehicles |  | F105D |  | 0 | 0 | 0 | 0 | 0 | 0 | 0 | 0 | 0 | 886
650
651 |  | 403MP | Mining Depreciation |  | F10 |  | 0 | 0 | 0 | 0 | 0 | 0 | 0 | 0 | 0 | 890
652
653 |  | 403EP | Experimental Plant Depreciation |  | F10 |  | 0 | 0 | 0 | 0 | 0 | 0 | 0 | 0 | 0 | 896
654
655
656 |  | TOTAL DEPRECIATION EXPENSE |  |  |  |  | 535485.338 | 356703.2133 | 91669.3849 | 42699.6185 | 8848.6471 | 4676.2399 | 30542.3245 | 345.9099 | 0
657
658 | [6 empty] | D: AMORTIZATION EXPENSE
659
660
661 |  | 404CLG | Amort of LT Plant - Cap. Lease Gen
662 |  |  |  | S | F12 |  | -1851.1411 | -840.877 | -241.1336 | -382.9912 | -165.6685 | -151.2097 | -67.084 | -2.1773 | 0 | 901
663 |  |  |  | SG/CAGW | F10 |  | 0 | 0 | 0 | 0 | 0 | 0 | 0 | 0 | 0 | 902
664 |  |  |  | SO | F102D |  | 217.7574 | 122.3503 | 36.4167 | 29.9807 | 11.662 | 2.4684 | 12.2687 | 2.6107 | 0 | 903
665 |  |  |  | DGU | F10 | [10 empty] | 904
666 |  |  |  | CN | F42 |  | 0 | 0 | 0 | 0 | 0 | 0 | 0 | 0 | 0 | 905
667 |  |  |  | DGP | F10 |  | 0 | 0 | 0 | 0 | 0 | 0 | 0 | 0 | 0 | 906
668 |  |  |  | SG | F10 |  | 0 | 0 | 0 | 0 | 0 | 0 | 0 | 0 | 0 | 907
669 |  |  | Total Amort. Cap. Lease General |  |  |  | -1633.3837 | -718.5266 | -204.7169 | -353.0106 | -154.0064 | -148.7413 | -54.8153 | 0.4334 | 0
670
671 |  | 404CLS | Amort of LT Plant - Cap Lease Steam |  | F10 |  | 0 | 0 | 0 | 0 | 0 | 0 | 0 | 0 | 0 | 913
672
673 |  | 404IP | Amort of LT Plant - Intangible Plant
674 |  |  |  | S | F107D |  | -35.2406 | -19.8005 | -5.8935 | -4.8519 | -1.8873 | -0.39947 | -1.9855 | -0.42249 | 0 | 916
675 |  |  |  | SE | F10 |  | 0 | 0 | 0 | 0 | 0 | 0 | 0 | 0 | 0 | 917
676 |  |  |  | SG/CAGW | F105D |  | 0 | 0 | 0 | 0 | 0 | 0 | 0 | 0 | 0 | 918
677 |  |  |  | SO | F102D |  | 6387.9456 | 3589.1646 | 1068.289 | 879.4867 | 342.107 | 72.4103 | 359.9041 | 76.5838 | 0 | 919
678 |  |  |  | CN | F42 |  | 0 | 0 | 0 | 0 | 0 | 0 | 0 | 0 | 0 | 920
679 |  |  |  | DGP | F10 |  | 0 | 0 | 0 | 0 | 0 | 0 | 0 | 0 | 0 | 921
680 |  |  |  | DGU | F10 |  | 0 | 0 | 0 | 0 | 0 | 0 | 0 | 0 | 0 | 922
681 |  |  |  | CAEW | F10 |  | 0 | 0 | 0 | 0 | 0 | 0 | 0 | 0 | 0 | 923
682 |  |  |  | CAGW | F105D |  | 0 | 0 | 0 | 0 | 0 | 0 | 0 | 0 | 0 | 924
683 |  |  |  | JBG | F105D |  | 0 | 0 | 0 | 0 | 0 | 0 | 0 | 0 | 0 | 925
684 |  |  | Total Amort. Intangible Plant |  |  |  | 6352.7049 | 3569.3641 | 1062.3955 | 874.6348 | 340.2197 | 72.0108 | 357.9186 | 76.1613 | 0
685
686 |  | Distribution - METER - Unbundled |  |  |  |  | D: AMORTIZATION EXPENSE (continued)
687
688
689 |  | A |  | B | C |  | D | E | F | G | H | I | J | K
690 |  | FERC ACCT |  | DESCRIPTION | COS Factor |  | Washington Jurisdiction Normalized | Residential Schedule 16 | Small General Service Schedule 24 | Large General Service < 1,000 kW Schedule 36 | Large General Service > 1,000 kW Schedule 48 | Large General Dedicated Facilities Schedule 48 | Agricultural Pumping Schedule 40 | Street & Area Lighting Sch. 15, 51-54, 57
691 |  | 404O | Amort of LT Plant - Other Plant |  | F10 |  | 0 | 0 | 0 | 0 | 0 | 0 | 0 | 0 | 0 | 930
692
693 |  | 404HP | Amort of Other Electric Plant |  | F110 |  | 0 | 0 | 0 | 0 | 0 | 0 | 0 | 0 | 0 | 936
694
695 |  | 405 | Amort of Other Electric Plant |  | F110 |  | 0 | 0 | 0 | 0 | 0 | 0 | 0 | 0 | 0 | 944
696
697 |  | 406 | Amort of Plant Acquisition Adj |  | F10 |  | 0 | 0 | 0 | 0 | 0 | 0 | 0 | 0 | 0 | 952
698
699 |  | 407 | Amort of Prop Losses, Unrec Plant, |  | F110 |  | 0.0075933 | 0.0036524 | 0.0010251 | 0.0014513 | 0.00061229 | 0.00053835 | 0.00028189 | 3.1841e-05 | 0 | 961
700
701
702 |  | TOTAL AMORTIZATION EXPENSE |  |  |  |  | 4719.3288 | 2850.8411 | 857.6797 | 521.6257 | 186.2139 | -76.73 | 303.1036 | 76.5948 | 0
703
704
705 | [6 empty] | D: TAX OTHER THAN INCOME
706
707
708 |  | 408 | Total Taxes Other Than Income |  | F101D |  | 165068.8714 | 93919.7363 | 27156.2616 | 22102.9673 | 8613.0655 | 2414.5814 | 8879.3077 | 1982.9515 | 0 | 974
709
710
711 | [6 empty] | D: DEFERRED ITC
712
713
714 |  | 41140 | Deferred I T C - Federal |  | F101D |  | 0 | 0 | 0 | 0 | 0 | 0 | 0 | 0 | 0 | 979
715
716 |  | 41141 | Deferred I T C - Idaho |  | F101D |  | 0 | 0 | 0 | 0 | 0 | 0 | 0 | 0 | 0 | 984
717
718 |  | TOTAL DEFERRED ITC |  |  |  |  | 0 | 0 | 0 | 0 | 0 | 0 | 0 | 0 | 0
719
720
721 | [6 empty] | D: DEFERRED INCOME TAXES
722
723
724 |  | 41010 | Deferred Income Tax - Federal-DR |  | F101D |  | 138340.4549 | 78711.9881 | 22759.0433 | 18523.9926 | 7218.4137 | 2023.6056 | 7441.5452 | 1661.8664 | 0 | 1032
725
726 |  | 41011 | Deferred Income Tax - State-DR |  | F101D |  | 0 | 0 | 0 | 0 | 0 | 0 | 0 | 0 | 0 | 1047
727
728 |  | 41110 | Deferred Income Tax - Federal-CR |  | F101D |  | -200057.057 | -113827.0704 | -32912.3337 | -26787.9374 | -10438.7007 | -2926.3789 | -10761.3759 | -2403.2601 | 0 | 1063
729
730 |  | 41111 | Deferred Income Tax - State-CR |  | F101D |  | 0 | 0 | 0 | 0 | 0 | 0 | 0 | 0 | 0 | 1078
731
732 |  | TOTAL DEFERRED INCOME TAXES |  |  |  |  | -61716.6021 | -35115.0822 | -10153.2904 | -8263.9448 | -3220.287 | -902.7733 | -3319.8307 | -741.3937 | 0
733
734
735
736
737
738 |  | 40911 | State Income Taxes |  | F101D |  | 0 | 0 | 0 | 0 | 0 | 0 | 0 | 0 | 0 | 1175
739
740 |  | 40910 | Federal Income Tax |  | F101D |  | 33195.9205 | 18887.5835 | 5461.2181 | 4444.9831 | 1732.1172 | 485.5807 | 1785.6595 | 398.7784 | 0 | 1208
741
742
743 |  | TOTAL OPERATING EXPENSES |  |  |  |  | 990046.5632 | 634583.2803 | 165552.4466 | 86739.1937 | 22009.1702 | 9669.4909 | 54822.889 | 16670.0925 | 0
744
745
746 |  | Distribution - METER - Unbundled |  |  |  |  | D: STEAM GENERATION PLANT
747
748 |  | A |  | B | C |  | D | E | F | G | H | I | J | K
749 |  | FERC ACCT |  | DESCRIPTION | COS Factor |  | Washington Jurisdiction Normalized | Residential Schedule 16 | Small General Service Schedule 24 | Large General Service < 1,000 kW Schedule 36 | Large General Service > 1,000 kW Schedule 48 | Large General Dedicated Facilities Schedule 48 | Agricultural Pumping Schedule 40 | Street & Area Lighting Sch. 15, 51-54, 57
750 |  | 310 | Land and Land Rights |  | F10 |  | 0 | 0 | 0 | 0 | 0 | 0 | 0 | 0 | 0 | 1217
751 |  |  |  | JBG | F10 |  | 0 | 0 | 0 | 0 | 0 | 0 | 0 | 0 | 0 | 1219
752 |  |  |  | Total 310 |  |  | 0 | 0 | 0 | 0 | 0 | 0 | 0 | 0 | 0
753
754 |  | 311 | Structures and Improvements |  | F10 |  | 0 | 0 | 0 | 0 | 0 | 0 | 0 | 0 | 0 | 1225
755 |  |  |  | JBG | F10 |  | 0 | 0 | 0 | 0 | 0 | 0 | 0 | 0 | 0 | 1226
756 |  |  |  | Total 311 |  |  | 0 | 0 | 0 | 0 | 0 | 0 | 0 | 0 | 0
757
758 |  | 312 | Boiler Plant Equipment
759 |  |  |  | SG | F10 |  | 0 | 0 | 0 | 0 | 0 | 0 | 0 | 0 | 0 | 1230
760 |  |  |  | S | F10 |  | 0 | 0 | 0 | 0 | 0 | 0 | 0 | 0 | 0 | 1231
761 |  |  |  | CAGW | F10 |  | 0 | 0 | 0 | 0 | 0 | 0 | 0 | 0 | 0 | 1232
762 |  |  |  | JBG | F10 |  | 0 | 0 | 0 | 0 | 0 | 0 | 0 | 0 | 0 | 1233
763 |  |  |  | Total 312 |  |  | 0 | 0 | 0 | 0 | 0 | 0 | 0 | 0 | 0
764
765 |  | 314 | Turbogenerator Units |  | F10 |  | 0 | 0 | 0 | 0 | 0 | 0 | 0 | 0 | 0 | 1239
766 |  |  |  | JBG | F10 |  | 0 | 0 | 0 | 0 | 0 | 0 | 0 | 0 | 0 | 1240
767 |  |  |  | Total 314 |  |  | 0 | 0 | 0 | 0 | 0 | 0 | 0 | 0 | 0
768
769 |  | 315 | Accessory Electric Equipment |  | F10 |  | 0 | 0 | 0 | 0 | 0 | 0 | 0 | 0 | 0 | 1246
770 |  |  |  | JBG | F10 |  | 0 | 0 | 0 | 0 | 0 | 0 | 0 | 0 | 0 | 1247
771 |  |  |  | Total 316 |  |  | 0 | 0 | 0 | 0 | 0 | 0 | 0 | 0 | 0
772
773 |  | 316 | Misc Power Plant Equipment |  | F10 |  | 0 | 0 | 0 | 0 | 0 | 0 | 0 | 0 | 0 | 1253
774 |  |  |  | JBG | F10 |  | 0 | 0 | 0 | 0 | 0 | 0 | 0 | 0 | 0 | 1255
775 |  |  |  | Total 316 |  |  | 0 | 0 | 0 | 0 | 0 | 0 | 0 | 0 | 0
776
777 |  | S00 | Unclassified Steam Plant - Acct 300 |  | F10 |  | 0 | 0 | 0 | 0 | 0 | 0 | 0 | 0 | 0 | 1262
778
779
780
781 |  | Total Steam Generation Plant |  |  |  |  | 0 | 0 | 0 | 0 | 0 | 0 | 0 | 0 | 0
782
783
784 | [6 empty] | D: NUCLEAR GENERATION
785
786
787 |  | 320 | Land and Land Rights |  | F10 |  | 0 | 0 | 0 | 0 | 0 | 0 | 0 | 0 | 0 | 1268
788
789 |  | 321 | Structures and Improvements |  | F10 |  | 0 | 0 | 0 | 0 | 0 | 0 | 0 | 0 | 0 | 1272
790
791 |  | 322 | Reactor Plant Equipment |  | F10 |  | 0 | 0 | 0 | 0 | 0 | 0 | 0 | 0 | 0 | 1276
792
793 |  | 323 | Turbogenerator Units |  | F10 |  | 0 | 0 | 0 | 0 | 0 | 0 | 0 | 0 | 0 | 1280
794
795 |  | 324 | Land and Land Rights |  | F10 |  | 0 | 0 | 0 | 0 | 0 | 0 | 0 | 0 | 0 | 1284
796
797 |  | 325 | Misc. Power Plant Equipment |  | F10 |  | 0 | 0 | 0 | 0 | 0 | 0 | 0 | 0 | 0 | 1288
798
799 |  | N00 | Unclassified Nuclear Plt - Acct 300 |  | F10 |  | 0 | 0 | 0 | 0 | 0 | 0 | 0 | 0 | 0 | 1294
800
801 |  | Total Nuclear Generation Plant |  |  |  |  | 0 | 0 | 0 | 0 | 0 | 0 | 0 | 0 | 0
802
803
804 | [6 empty] | D: HYDRAULIC GENERATION PLANT
805
806
807 |  | 330 | Land and Land Rights |  | F10 |  | 0 | 0 | 0 | 0 | 0 | 0 | 0 | 0 | 0 | 1302
808
809 |  | 331 | Structures and Improvements |  | F10 |  | 0 | 0 | 0 | 0 | 0 | 0 | 0 | 0 | 0 | 1307
810
811 |  | 332 | Reservoirs, Dams & Waterways |  | F10 |  | 0 | 0 | 0 | 0 | 0 | 0 | 0 | 0 | 0 | 1312
812
813 |  | 333 | Water Wheel, Turbines, & Generators |  | F10 |  | 0 | 0 | 0 | 0 | 0 | 0 | 0 | 0 | 0 | 1317
814
815 |  | 334 | Accessory Electric Equipment |  | F10 |  | 0 | 0 | 0 | 0 | 0 | 0 | 0 | 0 | 0 | 1322
816
817 |  | 335 | Misc. Power Plant Equipment |  | F10 |  | 0 | 0 | 0 | 0 | 0 | 0 | 0 | 0 | 0 | 1327
818
819 |  | 336 | Roads, Railroads & Bridges |  | F10 |  | 0 | 0 | 0 | 0 | 0 | 0 | 0 | 0 | 0 | 1333
820
821 |  | H00 | Unclassified Hydro Plant - Acct 300 |  | F10 |  | 0 | 0 | 0 | 0 | 0 | 0 | 0 | 0 | 0 | 1339
822
823 |  | Total Hydraulic Plant |  |  |  |  | 0 | 0 | 0 | 0 | 0 | 0 | 0 | 0 | 0
824
825 |  | Distribution - METER - Unbundled
826 |  | A |  | B | C |  | D | E | F | G | H | I | J | K
827 |  | FERC ACCT |  | DESCRIPTION | COS Factor |  | Washington Jurisdiction Normalized | Residential Schedule 16 | Small General Service Schedule 24 | Large General Service < 1,000 kW Schedule 36 | Large General Service > 1,000 kW Schedule 48 | Large General Dedicated Facilities Schedule 48 | Agricultural Pumping Schedule 40 | Street & Area Lighting Sch. 15, 51-54, 57
828 |  | 340 | Land and Land Rights |  | F10 |  | 0 | 0 | 0 | 0 | 0 | 0 | 0 | 0 | 0 | 1347
829 |  |  |  | Total 340 |  |  | 0 | 0 | 0 | 0 | 0 | 0 | 0 | 0 | 0
830
831 |  | 341 | Structures and Improvements |  | F10 |  | 0 | 0 | 0 | 0 | 0 | 0 | 0 | 0 | 0 | 1352
832 |  |  |  | Total 341 |  |  | 0 | 0 | 0 | 0 | 0 | 0 | 0 | 0 | 0
833
834 |  | 342 | Fuel Holders, Producers & Access |  | F10 |  | 0 | 0 | 0 | 0 | 0 | 0 | 0 | 0 | 0 | 1357
835 |  |  |  | Total 342 |  |  | 0 | 0 | 0 | 0 | 0 | 0 | 0 | 0 | 0
836
837 |  | 343 | Prime Movers |  | F10 |  | 0 | 0 | 0 | 0 | 0 | 0 | 0 | 0 | 0 | 1365
838 |  |  |  | Total 343 |  |  | 0 | 0 | 0 | 0 | 0 | 0 | 0 | 0 | 0
839
840 |  | 344 | Generators |  | F10 |  | 0 | 0 | 0 | 0 | 0 | 0 | 0 | 0 | 0 | 1372
841 |  |  |  | Total 344 |  |  | 0 | 0 | 0 | 0 | 0 | 0 | 0 | 0 | 0
842
843 |  | 345 | Accessory Electric Plant |  | F10 |  | 0 | 0 | 0 | 0 | 0 | 0 | 0 | 0 | 0 | 1377
844 |  |  |  | Total 345 |  |  | 0 | 0 | 0 | 0 | 0 | 0 | 0 | 0 | 0
845
846 |  | 346 | Misc. Power Plant Equipment |  | F10 |  | 0 | 0 | 0 | 0 | 0 | 0 | 0 | 0 | 0 | 1382
847
848 |  | O00 | Unclassified Other Prod - Acct 300 |  | F10 |  | 0 | 0 | 0 | 0 | 0 | 0 | 0 | 0 | 0 | 1387
849
850 |  | Total Other Generation Plant |  |  |  |  | 0 | 0 | 0 | 0 | 0 | 0 | 0 | 0 | 0
851
852 |  | Experimental Plant
853 |  | 103 | Experimental Plant |  | F10 |  | 0 | 0 | 0 | 0 | 0 | 0 | 0 | 0 | 0 | 1393
854
855 |  | TOTAL GENERATION PLANT |  |  |  |  | 0 | 0 | 0 | 0 | 0 | 0 | 0 | 0 | 0
856
857 | [6 empty] | D: TRANSMISSION PLANT
858 |  | 350 | Land and Land Rights
859 |  |  |  | Demand | F12 |  | 0 | 0 | 0 | 0 | 0 | 0 | 0 | 0 | 0 | 1402
860 |  |  |  | Direct Assigned | A | 0 | 0 | 0 | 0 | 0 | 0 | 0 | 0 | 0 | 0
861 | [6 empty] | 0 | 0 | 0 | 0 | 0 | 0 | 0 | 0 | 0
862 |  | 352 | Structures and Improvements
863 |  |  |  | Demand | F12 |  | 0 | 0 | 0 | 0 | 0 | 0 | 0 | 0 | 0 | 1409
864 |  |  |  | Direct Assigned | A | 0 | 0 | 0 | 0 | 0 | 0 | 0 | 0 | 0 | 0
865 | [6 empty] | 0 | 0 | 0 | 0 | 0 | 0 | 0 | 0 | 0
866 |  | 353 | Station Equipment
867 |  |  |  | Demand | F12 |  | 0 | 0 | 0 | 0 | 0 | 0 | 0 | 0 | 0 | 1415
868 |  |  |  | Direct Assigned | A | 0 | 0 | 0 | 0 | 0 | 0 | 0 | 0 | 0 | 0
869 | [6 empty] | 0 | 0 | 0 | 0 | 0 | 0 | 0 | 0 | 0
870 |  | 354 | Towers and Fixtures
871 |  |  |  | Demand | F12 |  | 0 | 0 | 0 | 0 | 0 | 0 | 0 | 0 | 0 | 1421
872 |  |  |  | Direct Assigned | A | 0 | 0 | 0 | 0 | 0 | 0 | 0 | 0 | 0 | 0
873 | [6 empty] | 0 | 0 | 0 | 0 | 0 | 0 | 0 | 0 | 0
874 |  | 355 | Poles and Fixtures
875 |  |  |  | Demand | F12 |  | 0 | 0 | 0 | 0 | 0 | 0 | 0 | 0 | 0 | 1428
876 |  |  |  | Direct Assigned | A | 0 | 0 | 0 | 0 | 0 | 0 | 0 | 0 | 0 | 0
877 | [6 empty] | 0 | 0 | 0 | 0 | 0 | 0 | 0 | 0 | 0
878 |  | 356 | Overhead Conductors
879 |  |  |  | Demand | F12 |  | 0 | 0 | 0 | 0 | 0 | 0 | 0 | 0 | 0 | 1434
880 |  |  |  | Direct Assigned | A | 0 | 0 | 0 | 0 | 0 | 0 | 0 | 0 | 0 | 0
881 | [6 empty] | 0 | 0 | 0 | 0 | 0 | 0 | 0 | 0 | 0
882 |  | 357 | Underground Conduit
883 |  |  |  | Demand | F12 |  | 0 | 0 | 0 | 0 | 0 | 0 | 0 | 0 | 0 | 1440
884 |  |  |  | Direct Assigned | A | 0 | 0 | 0 | 0 | 0 | 0 | 0 | 0 | 0 | 0
885 | [6 empty] | 0 | 0 | 0 | 0 | 0 | 0 | 0 | 0 | 0
886 |  | 358 | Underground Conductors
887 |  |  |  | Demand | F12 |  | 0 | 0 | 0 | 0 | 0 | 0 | 0 | 0 | 0 | 1446
888 |  |  |  | Direct Assigned | A | 0 | 0 | 0 | 0 | 0 | 0 | 0 | 0 | 0 | 0
889 | [6 empty] | 0 | 0 | 0 | 0 | 0 | 0 | 0 | 0 | 0
890 |  | 359 | Roads and Trails
891 |  |  |  | Demand | F12 |  | 0 | 0 | 0 | 0 | 0 | 0 | 0 | 0 | 0 | 1452
892 |  |  |  | Direct Assigned | A | 0 | 0 | 0 | 0 | 0 | 0 | 0 | 0 | 0 | 0
893 | [6 empty] | 0 | 0 | 0 | 0 | 0 | 0 | 0 | 0 | 0
894
895 |  | T00 | Unclassified Trans Plant - Acct 300 |  | F10 |  | 0 | 0 | 0 | 0 | 0 | 0 | 0 | 0 | 0 | 1457
896 |  | TS0 | Unclassified Trans Sub - Acct 300 |  | F10 |  | 0 | 0 | 0 | 0 | 0 | 0 | 0 | 0 | 0 | 1461
897
898 |  | TOTAL TRANSMISSION PLANT |  |  |  |  | 0 | 0 | 0 | 0 | 0 | 0 | 0 | 0 | 0
899 |  | Distribution - METER - Unbundled |  |  |  |  | D: DISTRIBUTION PLANT
900 |  | A |  | B | C |  | D | E | F | G | H | I | J | K
901 |  | FERC ACCT |  | DESCRIPTION | COS Factor |  | Washington Jurisdiction Normalized | Residential Schedule 16 | Small General Service Schedule 24 | Large General Service < 1,000 kW Schedule 36 | Large General Service > 1,000 kW Schedule 48 | Large General Dedicated Facilities Schedule 48 | Agricultural Pumping Schedule 40 | Street & Area Lighting Sch. 15, 51-54, 57
902
903 |  | 360 | Land and Land Rights
904 |  |  |  | Demand Primary | F20A |  | 0 | 0 | 0 | 0 | 0 | 0 | 0 | 0 | 0 | 1467
905 |  |  |  | Assigned | A | 0 | 0 | 0 | 0 | 0 | 0 | 0 | 0 | 0 | 0
906 | [6 empty] | 0 | 0 | 0 | 0 | 0 | 0 | 0 | 0 | 0
907 |  | 361 | Structures and Improvements
908 |  |  |  | Demand Primary | F20 |  | 0 | 0 | 0 | 0 | 0 | 0 | 0 | 0 | 0 | 1473
909 |  |  |  | Assigned | A | 0 | 0 | 0 | 0 | 0 | 0 | 0 | 0 | 0 | 0
910 | [6 empty] | 0 | 0 | 0 | 0 | 0 | 0 | 0 | 0 | 0
911 |  | 362 | Station Equipment
912 |  |  |  | Demand Primary | F20A |  | 0 | 0 | 0 | 0 | 0 | 0 | 0 | 0 | 0 | 1479
913 |  |  |  | Assigned | A | 0 | 0 | 0 | 0 | 0 | 0 | 0 | 0 | 0 | 0
914 | [6 empty] | 0 | 0 | 0 | 0 | 0 | 0 | 0 | 0 | 0
915 |  | 364 | Poles, Towers & Fixtures
916 |  |  |  | Demand Primary | F20A | 0 | 0 | 0 | 0 | 0 | 0 | 0 | 0 | 0 | 0 | 1485
917 |  |  |  | Demand Secondary | F22 | 0 | 0 | 0 | 0 | 0 | 0 | 0 | 0 | 0 | 0
918 |  |  |  | Assigned | A | 0 | 0 | 0 | 0 | 0 | 0 | 0 | 0 | 0 | 0
919 | [6 empty] | 0 | 0 | 0 | 0 | 0 | 0 | 0 | 0 | 0
920 |  | 365 | Overhead Conductors
921 |  |  |  | Demand Primary | F20A | 0 | 0 | 0 | 0 | 0 | 0 | 0 | 0 | 0 | 0 | 1492
922 |  |  |  | Demand Secondary | F22 | 0 | 0 | 0 | 0 | 0 | 0 | 0 | 0 | 0 | 0
923 |  |  |  | Assigned | A | 0 | 0 | 0 | 0 | 0 | 0 | 0 | 0 | 0 | 0
924 | [6 empty] | 0 | 0 | 0 | 0 | 0 | 0 | 0 | 0 | 0
925 |  | 366 | Underground Conduit
926 |  |  |  | Demand Primary | F20A | 0 | 0 | 0 | 0 | 0 | 0 | 0 | 0 | 0 | 0 | 1499
927 |  |  |  | Demand Secondary | F22 | 0 | 0 | 0 | 0 | 0 | 0 | 0 | 0 | 0 | 0
928 |  |  |  | Assigned | A | 0 | 0 | 0 | 0 | 0 | 0 | 0 | 0 | 0 | 0
929 | [6 empty] | 0 | 0 | 0 | 0 | 0 | 0 | 0 | 0 | 0
930 |  | 367 | Underground Conductors
931 |  |  |  | Demand Primary | F20A | 0 | 0 | 0 | 0 | 0 | 0 | 0 | 0 | 0 | 0 | 1506
932 |  |  |  | Demand Secondary | F22 | 0 | 0 | 0 | 0 | 0 | 0 | 0 | 0 | 0 | 0
933 |  |  |  | Assigned | A | 0 | 0 | 0 | 0 | 0 | 0 | 0 | 0 | 0 | 0
934 | [6 empty] | 0 | 0 | 0 | 0 | 0 | 0 | 0 | 0 | 0
935 |  | 368 | Line Transformers
936 |  |  |  | Demand Secondary | F21 |  | 0 | 0 | 0 | 0 | 0 | 0 | 0 | 0 | 0 | 1513
937 |  |  |  | Assigned | A | 0 | 0 | 0 | 0 | 0 | 0 | 0 | 0 | 0 | 0
938 | [6 empty] | 0 | 0 | 0 | 0 | 0 | 0 | 0 | 0 | 0
939 |  | 369 | Services
940 |  |  |  | Customer | F70 |  | 0 | 0 | 0 | 0 | 0 | 0 | 0 | 0 | 0 | 1519
941 |  |  |  | Assigned | A | 0 | 0 | 0 | 0 | 0 | 0 | 0 | 0 | 0 | 0
942 | [6 empty] | 0 | 0 | 0 | 0 | 0 | 0 | 0 | 0 | 0
943 |  | 370 | Meters
944 |  |  |  | Customer | F60A |  | 12794927.85 | 8673527.0527 | 2212227.4845 | 986518.1533 | 186044.2353 | 0 | 736610.9242 | 0 | 0 | 1526
945 |  |  |  | Assigned | A | 1 | 110788.96 | 0 | 0 | 0 | 0 | 110788.96 | 0 | 0 | 0
946 | [6 empty] | 12905716.81 | 8673527.0527 | 2212227.4845 | 986518.1533 | 186044.2353 | 110788.96 | 736610.9242 | 0 | 0
947 |  | 371 | Install on Customers' Premises
948 |  |  |  | Demand Primary | F20 | 0 | 0 | 0 | 0 | 0 | 0 | 0 | 0 | 0 | 0 | 1532
949 |  |  |  | Demand Secondary | F22 | 0 | 0 | 0 | 0 | 0 | 0 | 0 | 0 | 0 | 0
950 |  |  |  | Assigned | A | 0 | 0 | 0 | 0 | 0 | 0 | 0 | 0 | 0 | 0
951 | [6 empty] | 0 | 0 | 0 | 0 | 0 | 0 | 0 | 0 | 0
952 |  | 372 | Leased Property
953 |  |  |  | Demand Primary | F20 | 0 | 0 | 0 | 0 | 0 | 0 | 0 | 0 | 0 | 0 | 1539
954 |  |  |  | Demand Secondary | F22 | 0 | 0 | 0 | 0 | 0 | 0 | 0 | 0 | 0 | 0
955 |  |  |  | Assigned | A | 0 | 0 | 0 | 0 | 0 | 0 | 0 | 0 | 0 | 0
956 | [6 empty] | 0 | 0 | 0 | 0 | 0 | 0 | 0 | 0 | 0
957
958 |  | 373 | Street Lights |  | A | 0 | 0 | 0 | 0 | 0 | 0 | 0 | 0 | 0 | 0 | 1548
959
960
961 |  | D00 | Unclassified Dist Plant - Acct 300 |  | F22 |  | 0 | 0 | 0 | 0 | 0 | 0 | 0 | 0 | 0 | 1551
962 |  | DS0 | Unclassified Dist Sub - Acct 300 |  | F20 |  | 0 | 0 | 0 | 0 | 0 | 0 | 0 | 0 | 0 | 1555
963 |  | TOTAL DISTRIBUTION PLANT |  |  |  |  | 12905716.81 | 8673527.0527 | 2212227.4845 | 986518.1533 | 186044.2353 | 110788.96 | 736610.9242 | 0 | 0
964
965 |  | Distribution - METER - Unbundled |  |  |  |  | DISTRIBUTION PLANT D: GENERAL PLANT
966
967 |  | A |  | B | C |  | D | E | F | G | H | I | J | K
968 |  | FERC ACCT |  | DESCRIPTION | COS Factor |  | Washington Jurisdiction Normalized | Residential Schedule 16 | Small General Service Schedule 24 | Large General Service < 1,000 kW Schedule 36 | Large General Service > 1,000 kW Schedule 48 | Large General Dedicated Facilities Schedule 48 | Agricultural Pumping Schedule 40 | Street & Area Lighting Sch. 15, 51-54, 57
969 |  | 389 | Land and Land Rights
970 |  |  |  | S | F107D |  | 19971.8289 | 11221.4765 | 3339.9917 | 2749.7039 | 1069.5932 | 226.3897 | 1125.2356 | 239.4384 | 0 | 1562
971 |  |  |  | CN | F42 |  | 0 | 0 | 0 | 0 | 0 | 0 | 0 | 0 | 0 | 1563
972 |  |  |  | DGU | F105D |  | 0 | 0 | 0 | 0 | 0 | 0 | 0 | 0 | 0 | 1564
973 |  |  |  | SG/CAGE/CAGW | F105D |  | 0 | 0 | 0 | 0 | 0 | 0 | 0 | 0 | 0 | 1565
974 |  |  |  | SO | F102D |  | 3974.8608 | 2233.3361 | 664.7364 | 547.2554 | 212.874 | 45.0568 | 223.9482 | 47.6538 | 0 | 1566
975 |  |  | Total Land & Land Rights |  |  |  | 23946.6897 | 13454.8126 | 4004.7281 | 3296.9592 | 1282.4672 | 271.4466 | 1349.1837 | 287.0922 | 0
976
977 |  | 390 | Structures and Improvements
978 |  |  |  | S | F107D |  | 252264.3181 | 141738.5522 | 42187.4598 | 34731.5301 | 13510.0392 | 2859.5302 | 14212.8587 | 3024.348 | 0 | 1570
979 |  |  |  | DGP | F105D |  | 0 | 0 | 0 | 0 | 0 | 0 | 0 | 0 | 0 | 1571
980 |  |  |  | DGU | F105D |  | 0 | 0 | 0 | 0 | 0 | 0 | 0 | 0 | 0 | 1572
981 |  |  |  | CN | F42 |  | 0 | 0 | 0 | 0 | 0 | 0 | 0 | 0 | 0 | 1573
982 |  |  |  | SG/CAGE/CAGW | F105D |  | 0 | 0 | 0 | 0 | 0 | 0 | 0 | 0 | 0 | 1574
983 |  |  |  | JBG | F105D |  | 0 | 0 | 0 | 0 | 0 | 0 | 0 | 0 | 0 | 1575
984 |  |  |  | SO | F102D |  | 51277.5054 | 28811.048 | 8575.401 | 7059.842 | 2746.1716 | 581.2537 | 2889.033 | 614.7561 | 0 | 1576
985
986 |  |  | Total Structures and Improvements |  |  |  | 303541.8235 | 170549.6001 | 50762.8609 | 41791.372 | 16256.2108 | 3440.7839 | 17101.8917 | 3639.1041 | 0
987
988 |  | 391 | Office Furniture & Equipment
989 |  |  |  | S | F107D |  | 6834.5727 | 3840.1089 | 1142.9808 | 940.978 | 366.0262 | 77.473 | 385.0676 | 81.9384 | 0 | 1580
990 |  |  |  | SGP | F105D |  | 0 | 0 | 0 | 0 | 0 | 0 | 0 | 0 | 0 | 1581
991 |  |  |  | SGU | F105D |  | 0 | 0 | 0 | 0 | 0 | 0 | 0 | 0 | 0 | 1582
992 |  |  |  | CN | F42 |  | 0 | 0 | 0 | 0 | 0 | 0 | 0 | 0 | 0 | 1583
993 |  |  |  | SG/CAGE/CAGW | F105D |  | 0 | 0 | 0 | 0 | 0 | 0 | 0 | 0 | 0 | 1584
994 |  |  |  | SE | F10 |  | 0 | 0 | 0 | 0 | 0 | 0 | 0 | 0 | 0 | 1585
995 |  |  |  | SO | F102D |  | 32378.561 | 18192.388 | 5414.8333 | 4457.8519 | 1734.0369 | 367.0256 | 1824.245 | 388.1803 | 0 | 1586
996 |  |  |  | JBG | F105D |  | 0 | 0 | 0 | 0 | 0 | 0 | 0 | 0 | 0 | 1587
997 |  |  |  | JBE | F10 |  | 0 | 0 | 0 | 0 | 0 | 0 | 0 | 0 | 0 | 1588
998 |  |  | Total Office Furniture & Equipment |  |  |  | 39213.1337 | 22032.4969 | 6557.8141 | 5398.8299 | 2100.0631 | 444.4986 | 2209.3126 | 470.1187 | 0
999
1000 |  | 392 | Transportation Equipment
1001 |  |  |  | S | F107D |  | 97606.2225 | 54841.5438 | 16323.1908 | 13438.3391 | 5227.3104 | 1106.4107 | 5499.2456 | 1170.1821 | 0 | 1592
1002 |  |  |  | SO | F102D |  | 4812.8743 | 2704.1868 | 804.8817 | 662.6323 | 257.7539 | 54.5561 | 271.1628 | 57.7006 | 0 | 1593
1003 |  |  |  | SG/CAGE/CAGW | F105D |  | 0 | 0 | 0 | 0 | 0 | 0 | 0 | 0 | 0 | 1594
1004 |  |  |  | CN | F42 |  | 0 | 0 | 0 | 0 | 0 | 0 | 0 | 0 | 0 | 1595
1005 |  |  |  | SG-U | F105D |  | 0 | 0 | 0 | 0 | 0 | 0 | 0 | 0 | 0 | 1596
1006 |  |  |  | SE | F10 |  | 0 | 0 | 0 | 0 | 0 | 0 | 0 | 0 | 0 | 1597
1007 |  |  |  | SGP | F105D |  | 0 | 0 | 0 | 0 | 0 | 0 | 0 | 0 | 0 | 1598
1008 |  |  |  | JBG | F105D |  | 0 | 0 | 0 | 0 | 0 | 0 | 0 | 0 | 0 | 1599
1009 |  |  |  | CAGE | F10 |  | 0 | 0 | 0 | 0 | 0 | 0 | 0 | 0 | 0 | 1600
1010 |  |  | Total Transportation Equipment |  |  |  | 102419.0968 | 57545.7306 | 17128.0725 | 14100.9714 | 5485.0643 | 1160.9668 | 5770.4084 | 1227.8827 | 0
1011
1012 |  | 393 | Stores Equipment
1013 |  |  |  | S | F107D |  | 13370.2648 | 7512.2871 | 2235.9782 | 1840.8063 | 716.0458 | 151.558 | 753.2959 | 160.2935 | 0 | 1604
1014 |  |  |  | SG-P | F105D |  | 0 | 0 | 0 | 0 | 0 | 0 | 0 | 0 | 0 | 1605
1015 |  |  |  | SG-U | F105D |  | 0 | 0 | 0 | 0 | 0 | 0 | 0 | 0 | 0 | 1606
1016 |  |  |  | SO | F102D |  | 134.8969 | 75.7939 | 22.5595 | 18.5725 | 7.2244 | 1.5291 | 7.6002 | 1.6173 | 0 | 1607
1017 |  |  |  | SG/CAGE/CAGW | F105D |  | 0 | 0 | 0 | 0 | 0 | 0 | 0 | 0 | 0 | 1608
1018 |  |  |  | JBG | F105D |  | 0 | 0 | 0 | 0 | 0 | 0 | 0 | 0 | 0 | 1609
1019 |  |  | Total Stores Equipment |  |  |  | 13505.1617 | 7588.0809 | 2258.5377 | 1859.3788 | 723.2702 | 153.0871 | 760.8962 | 161.9108 | 0 | 1610
1020
1021 |  | 394 | Tools, Shop & Garage Equipment
1022 |  |  |  | S | F107D |  | 50583.3102 | 28421.0038 | 8459.3072 | 6964.2658 | 2708.9939 | 573.3847 | 2849.9212 | 606.4335 | 0 | 1613
1023 |  |  |  | SG-P | F105D |  | 0 | 0 | 0 | 0 | 0 | 0 | 0 | 0 | 0 | 1614
1024 |  |  |  | SG/CAGE/CAGW | F105D |  | 0 | 0 | 0 | 0 | 0 | 0 | 0 | 0 | 0 | 1615
1025 |  |  |  | SO | F102D |  | 1579.3448 | 887.379 | 264.122 | 217.4428 | 84.582 | 17.9026 | 88.9821 | 18.9345 | 0 | 1616
1026 |  |  |  | SE | F10 |  | 0 | 0 | 0 | 0 | 0 | 0 | 0 | 0 | 0 | 1617
1027 |  |  |  | SG-U | F105D |  | 0 | 0 | 0 | 0 | 0 | 0 | 0 | 0 | 0 | 1618
1028 |  |  |  | JBG | F105D |  | 0 | 0 | 0 | 0 | 0 | 0 | 0 | 0 | 0 | 1619
1029 |  |  |  | CAGE | F102D |  | 0 | 0 | 0 | 0 | 0 | 0 | 0 | 0 | 0 | 1620
1030 |  |  | Total Tools, Shop & Garage Equipment |  |  |  | 52162.655 | 29308.3828 | 8723.4292 | 7181.7086 | 2793.5759 | 591.2873 | 2938.9033 | 625.368 | 0
1031
1032 |  | 395 | Laboratory Equipment
1033 |  |  |  | S | F107D |  | 23391.5838 | 13142.9179 | 3911.8949 | 3220.5327 | 1252.7385 | 265.1542 | 1317.9084 | 280.4372 | 0 | 1624
1034 |  |  |  | SGP | F105D |  | 0 | 0 | 0 | 0 | 0 | 0 | 0 | 0 | 0 | 1625
1035 |  |  |  | SGU | F105D |  | 0 | 0 | 0 | 0 | 0 | 0 | 0 | 0 | 0 | 1626
1036 |  |  |  | SO | F102D |  | 2460.0379 | 1382.2098 | 411.4048 | 338.6959 | 131.7476 | 27.8856 | 138.6013 | 29.4929 | 0 | 1627
1037 |  |  |  | SE | F10 |  | 0 | 0 | 0 | 0 | 0 | 0 | 0 | 0 | 0 | 1628
1038 |  |  |  | SG/CAGE/CAGW | F105D |  | 0 | 0 | 0 | 0 | 0 | 0 | 0 | 0 | 0 | 1629
1039 |  |  |  | JBG | F105D |  | 0 | 0 | 0 | 0 | 0 | 0 | 0 | 0 | 0 | 1630
1040 |  |  |  | CAGE | F102D |  | 0 | 0 | 0 | 0 | 0 | 0 | 0 | 0 | 0 | 1631
1041 |  |  | Total Laboratory Equipment |  |  |  | 25851.6217 | 14525.1277 | 4323.2997 | 3559.2286 | 1384.486 | 293.0398 | 1456.5098 | 309.9301 | 0
1042
1043 |  | 396 | Power Operated Equipment
1044 |  |  |  | S | F107D |  | 158497.9686 | 89054.4995 | 26506.4308 | 21821.8613 | 8488.3736 | 1796.6462 | 8929.9559 | 1900.2014 | 0 | 1635
1045 |  |  |  | SG-P | F105D |  | 0 | 0 | 0 | 0 | 0 | 0 | 0 | 0 | 0 | 1636
1046 |  |  |  | SG/CAGE/CAGW | F105D |  | 0 | 0 | 0 | 0 | 0 | 0 | 0 | 0 | 0 | 1637
1047 |  |  |  | SO | F102D |  | 2484.0371 | 1395.6941 | 415.4183 | 342 | 133.0328 | 28.1577 | 139.9535 | 29.7806 | 0 | 1638
1048 |  |  |  | SG-U | F105D |  | 0 | 0 | 0 | 0 | 0 | 0 | 0 | 0 | 0 | 1639
1049 |  |  |  | SE | F10 |  | 0 | 0 | 0 | 0 | 0 | 0 | 0 | 0 | 0 | 1640
1050 |  |  |  | JBG | F105D |  | 0 | 0 | 0 | 0 | 0 | 0 | 0 | 0 | 0 | 1641
1051 |  |  |  | CAGE | F102D |  | 0 | 0 | 0 | 0 | 0 | 0 | 0 | 0 | 0 | 1642
1052 |  |  | Total Power Operated Equipment |  |  |  | 160982.0057 | 90450.1936 | 26921.8491 | 22163.8613 | 8621.4064 | 1824.8039 | 9069.9094 | 1929.9821 | 0
1053
1054 |  | 397 | Communication Equipment
1055 |  |  |  | S | F107D |  | 249178.1435 | 140004.5379 | 41671.343 | 34306.6282 | 13344.7588 | 2824.547 | 14038.9801 | 2987.3484 | 0 | 1646
1056 |  |  |  | SGP | F105D |  | 0 | 0 | 0 | 0 | 0 | 0 | 0 | 0 | 0 | 1647
1057 |  |  |  | SGU | F105D |  | 0 | 0 | 0 | 0 | 0 | 0 | 0 | 0 | 0 | 1648
1058 |  |  |  | SO | F102D |  | 50558.199 | 28406.8947 | 8455.1077 | 6960.8085 | 2707.6491 | 573.1001 | 2848.5065 | 606.1324 | 0 | 1649
1059 |  |  |  | CN | F42 |  | 0 | 0 | 0 | 0 | 0 | 0 | 0 | 0 | 0 | 1650
1060 |  |  |  | SG/CAGE/CAGW | F105D |  | 0 | 0 | 0 | 0 | 0 | 0 | 0 | 0 | 0 | 1651
1061 |  |  |  | SE | F10 |  | 0 | 0 | 0 | 0 | 0 | 0 | 0 | 0 | 0 | 1652
1062 |  |  |  | JBG | F105D |  | 0 | 0 | 0 | 0 | 0 | 0 | 0 | 0 | 0 | 1653
|  |  |  | CAGE | F105D |  | 0 | 0 | 0 | 0 | 0 | 0 | 0 | 0 | 0 | 1654
1064 |  |  |  | CAGE | F105D |  | 0 | 0 | 0 | 0 | 0 | 0 | 0 | 0 | 0 | 1655
1065 |  |  | Total Communication Equipment |  |  |  | 299736.3425 | 168411.4326 | 50126.4507 | 41267.4367 | 16052.4079 | 3397.647 | 16887.4866 | 3593.4809 | 0
1066
1067 |  | Distribution - METER - Unbundled |  |  |  |  | D: GENERAL PLANT
1068
1069 |  | A |  | B | C |  | D | E | F | G | H | I | J | K
1070 |  | FERC ACCT |  | DESCRIPTION | COS Factor |  | Washington Jurisdiction Normalized | Residential Schedule 16 | Small General Service Schedule 24 | Large General Service < 1,000 kW Schedule 36 | Large General Service > 1,000 kW Schedule 48 | Large General Dedicated Facilities Schedule 48 | Agricultural Pumping Schedule 40 | Street & Area Lighting Sch. 15, 51-54, 57
1071 |  | 398 | Misc. Equipment
1072 |  |  |  | S | F107D |  | 3341.8995 | 1877.6972 | 558.8831 | 460.1098 | 178.9757 | 37.8819 | 188.2864 | 40.0654 | 0 | 1659
1073 |  |  |  | SGP | F105D |  | 0 | 0 | 0 | 0 | 0 | 0 | 0 | 0 | 0 | 1660
1074 |  |  |  | SGU | F105D |  | 0 | 0 | 0 | 0 | 0 | 0 | 0 | 0 | 0 | 1661
|  |  |  | CN | F42 |  | 0 | 0 | 0 | 0 | 0 | 0 | 0 | 0 | 0 | 1662
1076 |  |  |  | SO | F102D |  | 1279.0831 | 718.6723 | 213.9076 | 176.103 | 68.5014 | 14.499 | 72.065 | 15.3347 | 0 | 1663
1077 |  |  |  | SE | F10 |  | 0 | 0 | 0 | 0 | 0 | 0 | 0 | 0 | 0 | 1664
1078 |  |  |  | SG | F105D |  | 0 | 0 | 0 | 0 | 0 | 0 | 0 | 0 | 0 | 1665
1079 |  |  |  | JBG | F105D |  | 0 | 0 | 0 | 0 | 0 | 0 | 0 | 0 | 0 | 1666
1080 |  |  | Total Misc. Equipment |  |  |  | 4620.9826 | 2596.3695 | 772.7907 | 636.2128 | 247.4772 | 52.3809 | 260.3514 | 55.4001 | 0
1081
1082 |  | 399 | Coal Mine |  | F10 |  | 0 | 0 | 0 | 0 | 0 | 0 | 0 | 0 | 0 | 1674
1083 |  | 399L | WIDCO Capital Lease |  | F10 |  | 0 | 0 | 0 | 0 | 0 | 0 | 0 | 0 | 0 | 1677
1084 |  |  | Remove Capital Lease |  | F10 |  | 0 | 0 | 0 | 0 | 0 | 0 | 0 | 0 | 0 | 1680
1085
1086 |  | 390L | General Capital Lease
1087 |  |  |  | S | F10 |  | 0 | 0 | 0 | 0 | 0 | 0 | 0 | 0 | 0 | 1685
1088 |  |  |  | SG | F10 |  | 0 | 0 | 0 | 0 | 0 | 0 | 0 | 0 | 0 | 1686
1089 |  |  |  | SO-U | F10 |  | -852.6236 | -360.7391 | -112.6331 | -190.4382 | -80.5158 | -73.3126 | -33.6088 | -1.3762 | 0 | 1687
1091 |  |  | Remove Capital Lease |  |  |  | 852.6236 | 360.7391 | 112.6331 | 190.4382 | 80.5158 | 73.3126 | 33.6088 | 1.3762
1092
1093 |  | 392L | General Vehicles Capital Lease |  | F10 |  | 0 | 0 | 0 | 0 | 0 | 0 | 0 | 0 | 0 | 1694
1094 |  |  | Remove Capital Lease |  | F10 |  | 0 | 0 | 0 | 0 | 0 | 0 | 0 | 0 | 0 | 1697
1095
1096 |  | G00 | Unclassified Gen Plant - Acct 300 |  | F102D |  | 8297.4396 | 4662.0429 | 1387.6235 | 1142.3842 | 444.3702 | 94.0552 | 467.4872 | 99.4764 | 0 | 1707
1097 |  | GV0 | Unclassified Gen Veh - Acct 300 |  | F102D |  | 0 | 0 | 0 | 0 | 0 | 0 | 0 | 0 | 0 | 1715
1098
1099 |  | TOTAL GENERAL PLANT |  |  |  |  | 1034276.9525 | 581124.2702 | 172967.4561 | 142398.3437 | 55390.7992 | 11723.9972 | 58272.3403 | 12399.7458 | 0
1100
1101
1102
1103 | [6 empty] | D: INTANGIBLE PLANT
1104
1105 |  | 301 | Organization
1106 |  |  |  | S | F107D |  | 0 | 0 | 0 | 0 | 0 | 0 | 0 | 0 | 0 | 1720
1107 |  |  |  | SO | F102D |  | 0 | 0 | 0 | 0 | 0 | 0 | 0 | 0 | 0 | 1721
1108 |  |  |  | SG/CAGE/CAGW | F105D |  | 0 | 0 | 0 | 0 | 0 | 0 | 0 | 0 | 0 | 1722
1109 |  |  | Total Organization |  |  |  | 0 | 0 | 0 | 0 | 0 | 0 | 0 | 0 | 0
1110
1111 |  | 302 | Franchise & Consent
1112 |  |  |  | S | F107D |  | 0 | 0 | 0 | 0 | 0 | 0 | 0 | 0 | 0 | 1725
1113 |  |  |  | SG/CAGE/CAGW | F105D |  | 0 | 0 | 0 | 0 | 0 | 0 | 0 | 0 | 0 | 1726
1114 |  |  |  | DGP | F105D |  | 0 | 0 | 0 | 0 | 0 | 0 | 0 | 0 | 0 | 1727
1115 |  |  |  | DGU | F105D |  | 0 | 0 | 0 | 0 | 0 | 0 | 0 | 0 | 0 | 1728
1116 |  |  | Total Franchise & Consent |  |  |  | 0 | 0 | 0 | 0 | 0 | 0 | 0 | 0 | 0
1117
1118 |  | 303 | Miscellaneous Intangible Plant
1119 |  |  |  | S | F107D |  | -47031.9465 | -26425.616 | -7865.3944 | -6475.3171 | -2518.8003 | -533.1284 | -2649.8334 | -563.8569 | 0 | 1732
1120 |  |  |  | SG/CAGW | F105D |  | 0 | 0 | 0 | 0 | 0 | 0 | 0 | 0 | 0 | 1733
1121 |  |  |  | SO | F102D |  | 207119.7166 | 116373.3697 | 34637.6958 | 28516.0609 | 11092.3158 | 2347.7957 | 11669.3605 | 2483.1181 | 0 | 1734
1122 |  |  |  | SE | F105D |  | 0 | 0 | 0 | 0 | 0 | 0 | 0 | 0 | 0 | 1735
1123 |  |  |  | CN | F42 |  | 0 | 0 | 0 | 0 | 0 | 0 | 0 | 0 | 0 | 1736
1124 |  |  |  | DGU | F10 |  | 0 | 0 | 0 | 0 | 0 | 0 | 0 | 0 | 0 | 1737
1125 |  |  |  | DGP | F105D |  | 0 | 0 | 0 | 0 | 0 | 0 | 0 | 0 | 0 | 1738
1126 |  |  |  | JBG | F105D |  | 0 | 0 | 0 | 0 | 0 | 0 | 0 | 0 | 0 | 1739
1127 |  |  | Total Miscellaneous Intangible Plant |  |  |  | 160087.7701 | 89947.7537 | 26772.3014 | 22040.7438 | 8573.5155 | 1814.6673 | 9019.5271 | 1919.2612 | 0
1128
1129 |  | I00 | Unclass Intangible Plant - Acct 300 |  | F102D |  | 0 | 0 | 0 | 0 | 0 | 0 | 0 | 0 | 0 | 1750
1130
1131 |  | TOTAL INTANGIBLE PLANT |  |  |  |  | 160087.7701 | 89947.7537 | 26772.3014 | 22040.7438 | 8573.5155 | 1814.6673 | 9019.5271 | 1919.2612 | 0
1132
1133
1134 |  | TOTAL ELECTRIC PLANT IN SERVICE |  |  |  |  | 14100081.5326 | 9344599.0766 | 2411967.2421 | 1150957.2408 | 250008.55 | 124327.6245 | 803902.7915 | 14319.0071 | 0
1135
1136
1137 |  | Distribution - METER - Unbundled |  |  |  |  | D: MISC RATE BASE
1138
1139 |  | A |  | B | C |  | D | E | F | G | H | I | J | K
1140 |  | FERC ACCT |  | DESCRIPTION | COS Factor |  | Washington Jurisdiction Normalized | Residential Schedule 16 | Small General Service Schedule 24 | Large General Service < 1,000 kW Schedule 36 | Large General Service > 1,000 kW Schedule 48 | Large General Dedicated Facilities Schedule 48 | Agricultural Pumping Schedule 40 | Street & Area Lighting Sch. 15, 51-54, 57
1141 |  | 105 | Plant Held For Future Use
1142 |  |  |  | S | F20 |  | 0 | 0 | 0 | 0 | 0 | 0 | 0 | 0 | 0 | 1758
1143 |  |  |  | SG/CAGE/CAGW | F10 |  | 0 | 0 | 0 | 0 | 0 | 0 | 0 | 0 | 0 | 1759
1144 |  |  |  | DNPT | F10 |  | 0 | 0 | 0 | 0 | 0 | 0 | 0 | 0 | 0 | 1760
1145 |  |  |  | DNPPOP | F10 |  | 0 | 0 | 0 | 0 | 0 | 0 | 0 | 0 | 0 | 1761
1146 |  |  |  | SE/CAEE/CAEW | F10 |  | 0 | 0 | 0 | 0 | 0 | 0 | 0 | 0 | 0 | 1762
1147 |  |  |  | DNPG | F102 |  | 0 | 0 | 0 | 0 | 0 | 0 | 0 | 0 | 0 | 1763
1148 |  |  | Total Plant Held For Future Use |  |  |  | 0 | 0 | 0 | 0 | 0 | 0 | 0 | 0 | 0
1149
1150 |  | 114 | Electric Plant Acquisition Adjust |  | F10 |  | 0 | 0 | 0 | 0 | 0 | 0 | 0 | 0 | 0 | 1770
1151
1152 |  | 128 | Pensions |  | F102D |  | 0 | 0 | 0 | 0 | 0 | 0 | 0 | 0 | 0 | 1774
1153
1154 |  | 124 | Weatherization |  | F10 |  | 0 | 0 | 0 | 0 | 0 | 0 | 0 | 0 | 0 | 1796
1155
1156 |  | 151 | Fuel Stock |  | F10 |  | 0 | 0 | 0 | 0 | 0 | 0 | 0 | 0 | 0 | 1799
1157 |  |  |  | JBG | F10 |  | 0 | 0 | 0 | 0 | 0 | 0 | 0 | 0 | 0 | 1800
1158 |  |  |  | Total Fuel Stock |  |  | 0 | 0 | 0 | 0 | 0 | 0 | 0 | 0 | 0
1159
1160 |  | 152 | Fuel Stock - Undistributed |  | F10 |  | 0 | 0 | 0 | 0 | 0 | 0 | 0 | 0 | 0 | 1805
1161
1162 |  | 25316 | DG&T Working Capital Deposit |  | F10 |  | 0 | 0 | 0 | 0 | 0 | 0 | 0 | 0 | 0 | 1810
1163
1164 |  | 25317 | DG&T Working Capital Deposit |  | F10 |  | 0 | 0 | 0 | 0 | 0 | 0 | 0 | 0 | 0 | 1814
1165
1166 |  | 25319 | Provo Working Capital Deposit |  | F10 |  | 0 | 0 | 0 | 0 | 0 | 0 | 0 | 0 | 0 | 1818
1167
1168 |  | 154 | Materials and Supplies |  | F102D |  | 0 | 0 | 0 | 0 | 0 | 0 | 0 | 0 | 0 | 1823
1169 |  |  |  | SG/CAGE/CAGW | F102D |  | 0 | 0 | 0 | 0 | 0 | 0 | 0 | 0 | 0 | 1824
1170 |  |  |  | SE/CAEE/CAEW | F102D |  | 0 | 0 | 0 | 0 | 0 | 0 | 0 | 0 | 0 | 1825
1171 |  |  |  | SO | F102D |  | 0 | 0 | 0 | 0 | 0 | 0 | 0 | 0 | 0 | 1826
1172 |  |  |  | DNPPS | F102D |  | 0 | 0 | 0 | 0 | 0 | 0 | 0 | 0 | 0 | 1827
1173 |  |  |  | DNPPH | F102D |  | 0 | 0 | 0 | 0 | 0 | 0 | 0 | 0 | 0 | 1828
1174 |  |  |  | DNPD | F102D |  | 0 | 0 | 0 | 0 | 0 | 0 | 0 | 0 | 0 | 1829
1175 |  |  |  | DNPT | F102D |  | 0 | 0 | 0 | 0 | 0 | 0 | 0 | 0 | 0 | 1830
1176 |  |  |  | DGU | F102D |  | 0 | 0 | 0 | 0 | 0 | 0 | 0 | 0 | 0 | 1831
1177 |  |  |  | DGP | F102D |  | 0 | 0 | 0 | 0 | 0 | 0 | 0 | 0 | 0 | 1832
1178 |  |  |  | JBG | F10 |  | 0 | 0 | 0 | 0 | 0 | 0 | 0 | 0 | 0 | 1833
1179 |  |  |  | SNPP | F102D |  | 0 | 0 | 0 | 0 | 0 | 0 | 0 | 0 | 0 | 1834
1180 |  |  |  | CAGE | F102D |  | 0 | 0 | 0 | 0 | 0 | 0 | 0 | 0 | 0 | 1835
1181 |  |  | Total Materials and Supplies |  |  |  | 0 | 0 | 0 | 0 | 0 | 0 | 0 | 0 | 0
1182
1183 |  | 163 | Stores Expense Undistributed |  | F102D |  | 0 | 0 | 0 | 0 | 0 | 0 | 0 | 0 | 0 | 1839
1184
1185 |  | 25318 | Provo Working Capital Deposit |  | F102D |  | 0 | 0 | 0 | 0 | 0 | 0 | 0 | 0 | 0 | 1844
1186
1187 |  | 165 | Prepayments |  | F102D |  | 0 | 0 | 0 | 0 | 0 | 0 | 0 | 0 | 0 | 1851
1188 |  |  |  | GPS | F42 |  | 3.739e-12 | 3.0511e-12 | 5.2509e-13 | 3.1222e-14 | 8.5825e-15 | 1.2275e-16 | 5.238e-14 | 7.0535e-14 | 0 | 1852
1189 |  |  |  | SG | F102D |  | 0 | 0 | 0 | 0 | 0 | 0 | 0 | 0 | 0 | 1853
1190 |  |  |  | SE | F102D |  | 0 | 0 | 0 | 0 | 0 | 0 | 0 | 0 | 0 | 1854
1191 |  |  |  | SO | F102D |  | 3.234e-11 | 1.8171e-11 | 5.4083e-12 | 4.4525e-12 | 1.732e-12 | 3.6659e-13 | 1.8221e-12 | 3.8771e-13 | 0 | 1855
1192 |  |  |  | Total Prepayments |  |  | 3.6079e-11 | 2.1222e-11 | 5.9334e-12 | 4.4837e-12 | 1.7405e-12 | 3.6671e-13 | 1.8744e-12 | 4.5825e-13 | 0
1193
1194 |  | 182 | Misc Regulatory Assets |  | F102D |  | 0 | 0 | 0 | 0 | 0 | 0 | 0 | 0 | 0 | 1859
1195 |  |  |  | SG/CAGW | F102D |  | 0 | 0 | 0 | 0 | 0 | 0 | 0 | 0 | 0 | 1860
1196 |  |  |  | CAGE | F102D |  | 0 | 0 | 0 | 0 | 0 | 0 | 0 | 0 | 0 | 1861
1197 |  |  |  | CAEW | F102D |  | 0 | 0 | 0 | 0 | 0 | 0 | 0 | 0 | 0 | 1862
1198 |  |  |  | CAEE | F10 |  | 0 | 0 | 0 | 0 | 0 | 0 | 0 | 0 | 0 | 1863
1199 |  |  |  | SE | F102D |  | 0 | 0 | 0 | 0 | 0 | 0 | 0 | 0 | 0 | 1864
1200 |  |  |  | SO | F102D |  | 0 | 0 | 0 | 0 | 0 | 0 | 0 | 0 | 0 | 1865
1201 |  |  |  | Total Misc Regulatory Assets |  |  | 0 | 0 | 0 | 0 | 0 | 0 | 0 | 0 | 0
1202
1203 |  | 186 | Misc Deferred Debits |  | F102D |  | 0 | 0 | 0 | 0 | 0 | 0 | 0 | 0 | 0 | 1869
1204 |  |  |  | CAEW | F102D |  | 0 | 0 | 0 | 0 | 0 | 0 | 0 | 0 | 0 | 1870
1205 |  |  |  | CAEE | F102D |  | 0 | 0 | 0 | 0 | 0 | 0 | 0 | 0 | 0 | 1871
1206 |  |  |  | SG | F102D |  | 0 | 0 | 0 | 0 | 0 | 0 | 0 | 0 | 0 | 1872
1207 |  |  |  | SO | F102D |  | -1.3978e-13 | -7.8539e-14 | -2.3377e-14 | -1.9245e-14 | -7.4861e-15 | -1.5845e-15 | -7.8755e-15 | -1.6758e-15 | 0 | 1873
1208 |  |  |  | SE | F10 |  | 0 | 0 | 0 | 0 | 0 | 0 | 0 | 0 | 0 | 1874
1209 |  |  |  | JBE | F102D |  | 0 | 0 | 0 | 0 | 0 | 0 | 0 | 0 | 0 | 1875
1210 |  |  |  | EXCTAX | F102D |  | 0 | 0 | 0 | 0 | 0 | 0 | 0 | 0 | 0 | 1876
1211 |  |  |  | Total Misc Deferred Debits |  |  | -1.3978e-13 | -7.8539e-14 | -2.3377e-14 | -1.9245e-14 | -7.4861e-15 | -1.5845e-15 | -7.8755e-15 | -1.6758e-15 | 0
1212
1213 |  | CWC | Cash Working Capital |  | F137D |  | 0 | 0 | 0 | 0 | 0 | 0 | 0 | 0 | 0 | 1884
1214
1215 |  | OWC | Other Working Capital |  | F137D |  | 0 | 0 | 0 | 0 | 0 | 0 | 0 | 0 | 0 | 1897
1216 |  |  |  | Total Other Working Capital |  |  | 0 | 0 | 0 | 0 | 0 | 0 | 0 | 0 | 0
1217
1218 |  | 18222 | Nuclear Plant |  | F10 |  | 0 | 0 | 0 | 0 | 0 | 0 | 0 | 0 | 0 | 1911
1219
1220 |  | 1869 | Misc Deferred Debits-Trojan |  | F10 |  | 0 | 0 | 0 | 0 | 0 | 0 | 0 | 0 | 0 | 1916
1221
1222 |  | 141 | Impact Housing - Notes Receivable |  | F10 |  | 0 | 0 | 0 | 0 | 0 | 0 | 0 | 0 | 0 | 1919
1223 |  | TOTAL RATE BASE ADDITIONS |  |  |  |  | 3.5939e-11 | 2.1143e-11 | 5.91e-12 | 4.4645e-12 | 1.7331e-12 | 3.6512e-13 | 1.8666e-12 | 4.5657e-13 | 0
1224
1225 |  | Distribution - METER - Unbundled
1226
1227 |  | A |  | B | C |  | D | E | F | G | H | I | J | K
1228 |  | FERC ACCT |  | DESCRIPTION | COS Factor |  | Washington Jurisdiction Normalized | Residential Schedule 16 | Small General Service Schedule 24 | Large General Service < 1,000 kW Schedule 36 | Large General Service > 1,000 kW Schedule 48 | Large General Dedicated Facilities Schedule 48 | Agricultural Pumping Schedule 40 | Street & Area Lighting Sch. 15, 51-54, 57
1229
1230 |  | 235 | Customer Service Deposits |  | F51 |  | 0 | 0 | 0 | 0 | 0 | 0 | 0 | 0 | 0 | 1931
1231
1232 |  | 2281 | Accum Prov for Property Insurance |  | F102D |  | 0 | 0 | 0 | 0 | 0 | 0 | 0 | 0 | 0 | 1935
1233
1234 |  | 2282 | Accum Prov for Injuries & Damages |  | F102D |  | -2095.895 | -1177.6105 | -350.5073 | -288.561 | -112.2459 | -23.7579 | -118.0851 | -25.1273 | 0 | 1939
1235
1236 |  | 2283 | Accum Prov for Pension & Benefits |  | F102D |  | 36.2546 | 20.3702 | 6.063 | 4.9915 | 1.9416 | 0.41096 | 2.0426 | 0.43465 | 0 | 1944
1237
1238 |  | 254 | Reg Liabilities - Insurance Provision |  | F10 |  | 0 | 0 | 0 | 0 | 0 | 0 | 0 | 0 | 0 | 1950
1239
1240 |  | 22844 | Accum Hydro Relicensing Obligation |  | F10 |  | 0 | 0 | 0 | 0 | 0 | 0 | 0 | 0 | 0 | 1954
1241
1242
1243 |  | 22842 | Accum Misc Oper Prov - Trojan |  | F10 |  | 0 | 0 | 0 | 0 | 0 | 0 | 0 | 0 | 0 | 1959
1244
1245 |  | 252 | Customer Advances for Const |  | F50 |  | -14111.1334 | -5739.854 | -7974.9005 | -286.3799 | 0 | 0 | -109.999 | 0 | 0 | 1967
1246
1247 |  | 25398 | SO2 Emissions |  | F10 |  | 0 | 0 | 0 | 0 | 0 | 0 | 0 | 0 | 0 | 1970
1248
1249 |  | 25399 | Other Deferred Credits |  | F10 |  | 0 | 0 | 0 | 0 | 0 | 0 | 0 | 0 | 0 | 1979
1250
1251 |  | 190 | Accum Deferred Income Taxes |  | F104D |  | 0 | 0 | 0 | 0 | 0 | 0 | 0 | 0 | 0 | 1982
1252 |  |  |  | SG/CAGW | F104D |  | 0 | 0 | 0 | 0 | 0 | 0 | 0 | 0 | 0 | 1983
1253 |  |  |  | DOP | F138D |  | 0.00045318 | 0.00024201 | 6.5543e-05 | 7.393e-05 | 3.2089e-05 | 1.227e-05 | 1.8443e-05 | 8.8892e-06 | 0 | 1984
1254 |  |  |  | CN | F104D |  | 0 | 0 | 0 | 0 | 0 | 0 | 0 | 0 | 0 | 1985
1255 |  |  |  | BADDEBT | F42 |  | 0 | 0 | 0 | 0 | 0 | 0 | 0 | 0 | 0 | 1986
1256 |  |  |  | JBG | F104D |  | 0 | 0 | 0 | 0 | 0 | 0 | 0 | 0 | 0 | 1987
1257 |  |  |  | JBE | F104D |  | 0 | 0 | 0 | 0 | 0 | 0 | 0 | 0 | 0 | 1988
1258 |  |  |  | SE/CAEW | F104D |  | 0 | 0 | 0 | 0 | 0 | 0 | 0 | 0 | 0 | 1989
1259 |  |  |  | SNP | F104D |  | 0 | 0 | 0 | 0 | 0 | 0 | 0 | 0 | 0 | 1990
1260 |  |  |  | SNPD | F104D |  | 3.0387e-05 | 1.7277e-05 | 5.03e-06 | 4.06e-06 | 1.5815e-06 | 4.4336e-07 | 1.6309e-06 | 3.6416e-07 | 0 | 1991
1261 |  |  |  | Total Accum Deferred Income Taxes |  |  | 0.00048356 | 0.00025929 | 7.0573e-05 | 7.799e-05 | 3.367e-05 | 1.2713e-05 | 2.0074e-05 | 9.2534e-06 | 0
1262
1263 |  | 281 | Accum Deferred Income Taxes |  | F104D |  | 0 | 0 | 0 | 0 | 0 | 0 | 0 | 0 | 0 | 1998
1264
1265 |  | 282 | Accum Deferred Income Taxes |  | F104D |  | -1932386.5464 | -1098693.679 | -319868.1257 | -258186.951 | -100573.2849 | -28194.2105 | -103712.5867 | -23157.7087 | 0 | 2001
1266 |  |  |  |  | F104D |  | 0 | 0 | 0 | 0 | 0 | 0 | 0 | 0 | 0 | 2002
1267 |  |  |  |  | F104D |  | 0 | 0 | 0 | 0 | 0 | 0 | 0 | 0 | 0 | 2003
1268 |  |  |  |  | F104D |  | -133.8498 | -76.1028 | -22.1562 | -17.8837 | -6.9664 | -1.9529 | -7.1838 | -1.6041 | 0 | 2004
1269 |  |  |  |  | F104D |  | 0 | 0 | 0 | 0 | 0 | 0 | 0 | 0 | 0 | 2005
1270 |  |  |  | DITBAL | F104D |  | 33.3627 | 18.969 | 5.5225 | 4.4576 | 1.7364 | 0.48677 | 1.7906 | 0.39982 | 0 | 2006
1271 |  |  |  | DGP | F42 |  | -364.2322 | -297.219 | -51.1503 | -3.0415 | -0.83605 | -0.011958 | -5.1025 | -6.8711 | 0 | 2007
1272 |  |  |  | SO | F138D |  | -1316.227 | -702.914 | -190.3659 | -214.724 | -93.1999 | -35.6372 | -53.5678 | -25.8182 | 0 | 2008
1273 |  |  |  | JBE | F104D |  | 0.00027344 | 0.00015547 | 4.5263e-05 | 3.6534e-05 | 1.4232e-05 | 3.9896e-06 | 1.4676e-05 | 3.2769e-06 | 0 | 2009
1274 |  |  |  | SE | F104D |  | 0 | 0 | 0 | 0 | 0 | 0 | 0 | 0 | 0 | 2010
1275 |  |  |  | SG | F104D |  | 0 | 0 | 0 | 0 | 0 | 0 | 0 | 0 | 0 | 2011
1276 |  |  |  | Total Accum Deferred Income Taxes |  |  | -1934167.4925 | -1099750.9456 | -320126.2754 | -258418.1425 | -100672.5508 | -28231.3257 | -103776.6502 | -23191.6022 | 0
1277
1278
1279 |  | 283 | Accum Deferred Income Taxes |  | F104D |  | -0.00027955 | -0.00015894 | -4.6273e-05 | -3.735e-05 | -1.4549e-05 | -4.0787e-06 | -1.5004e-05 | -3.3501e-06 | 0 | 2015
1280 |  |  |  | SG/CAGW | F104D |  | 0 | 0 | 0 | 0 | 0 | 0 | 0 | 0 | 0 | 2016
1281 |  |  |  | SE | F104D |  | 0 | 0 | 0 | 0 | 0 | 0 | 0 | 0 | 0 | 2017
1282 |  |  |  | SO | F138D |  | 0.00057112 | 0.000305 | 8.2601e-05 | 9.317e-05 | 4.044e-05 | 1.5463e-05 | 2.3243e-05 | 1.1203e-05 | 0 | 2018
1283 |  |  |  | GPS | F104D |  | 0.00018139 | 0.00010313 | 3.0025e-05 | 2.4235e-05 | 9.4406e-06 | 2.6465e-06 | 9.7353e-06 | 2.1738e-06 | 0 | 2019
1284 |  |  |  | SNP | F104D |  | 3.374e-05 | 1.9183e-05 | 5.5849e-06 | 4.508e-06 | 1.756e-06 | 4.9227e-07 | 1.8108e-06 | 4.0434e-07 | 0 | 2020
1285 |  |  |  | TROJD | F104D |  | 0 | 0 | 0 | 0 | 0 | 0 | 0 | 0 | 0 | 2021
1286 |  |  |  | SNPD | F104D |  | 0 | 0 | 0 | 0 | 0 | 0 | 0 | 0 | 0 | 2022
1287 |  |  |  | JBE | F104D |  | 0 | 0 | 0 | 0 | 0 | 0 | 0 | 0 | 0 | 2023
1288 |  |  |  | Total Accum Deferred Income Taxes |  |  | 0.0005067 | 0.00026837 | 7.1938e-05 | 8.4563e-05 | 3.7087e-05 | 1.4523e-05 | 1.9786e-05 | 1.0431e-05 | 0
1289
1290 |  | 255 | Accum Investment Tax Credit |  | F104D |  | -193.9333 | -110.2643 | -32.1018 | -25.9115 | -10.0935 | -2.8296 | -10.4085 | -2.3241 | 0 | 2037
1291 |  | TOTAL RATE BASE DEDUCTIONS |  |  |  |  | -1950532.1986 | -1106758.3038 | -328477.7218 | -259014.0033 | -100792.9484 | -28257.5022 | -104013.1002 | -23218.6189 | 0
1292
1293 | [6 empty] | D: ACCUMULATED DEPRECIATION
1294 | [6 empty] | D: GENERATION PLANT
1295
1296 |  | 108SP | Steam Prod Accumulated Depr |  | F10 |  | 0 | 0 | 0 | 0 | 0 | 0 | 0 | 0 | 0 | 2048
1297
1298 |  | 108NP | Nuclear Prod Accumulated Depr |  | F10 |  | 0 | 0 | 0 | 0 | 0 | 0 | 0 | 0 | 0 | 2054
1299
1300 |  | 108HP | Hydraulic Prod Accum Depr |  | F10 |  | 0 | 0 | 0 | 0 | 0 | 0 | 0 | 0 | 0 | 2062
1301
1302 |  | 108OP | Other Generation - Accum Depr |  | F10 |  | 0 | 0 | 0 | 0 | 0 | 0 | 0 | 0 | 0 | 2065
1303 |  |  |  | SGU | F10 |  | 0 | 0 | 0 | 0 | 0 | 0 | 0 | 0 | 0 | 2066
1304 |  |  |  | SG-P | F10 |  | 0 | 0 | 0 | 0 | 0 | 0 | 0 | 0 | 0 | 2067
1305 |  |  |  | SG | F10 |  | 0 | 0 | 0 | 0 | 0 | 0 | 0 | 0 | 0 | 2068
1306 |  |  |  | CAEW | F10 |  | 0 | 0 | 0 | 0 | 0 | 0 | 0 | 0 | 0 | 2069
1307 |  |  |  | CAGE | F10 |  | 0 | 0 | 0 | 0 | 0 | 0 | 0 | 0 | 0 | 2070
1308 |  |  |  | Total Other Generation - Accum Depr |  |  | 0 | 0 | 0 | 0 | 0 | 0 | 0 | 0 | 0
1309
1310 |  | 108EP | Experimental Plant - Accum Depr |  | F10 |  | 0 | 0 | 0 | 0 | 0 | 0 | 0 | 0 | 0 | 2076
1311
1312
1313
1314 |  | TOTAL GENERATION PLANT DEPRECIATION |  |  |  |  | 0 | 0 | 0 | 0 | 0 | 0 | 0 | 0 | 0
1315
1316
1317 | [6 empty] | D: TRANSMISSION PLANT
1318
1319 |  | 108TP | Transmission Plant Accum Depr |  | F106 |  | 0 | 0 | 0 | 0 | 0 | 0 | 0 | 0 | 0 | 2087
1320
1321
1322 | [6 empty] | D: DISTRIBUTION PLANT
1323
1324 |  | 108360 | Land and Land Rights |  | F118 |  | 0 | 0 | 0 | 0 | 0 | 0 | 0 | 0 | 0 | 2091
1325
1326 |  | 108361 | Structures and Improvements |  | F119 |  | 0 | 0 | 0 | 0 | 0 | 0 | 0 | 0 | 0 | 2095
1327
1328 |  | 108362 | Station Equipment |  | F120 |  | 0 | 0 | 0 | 0 | 0 | 0 | 0 | 0 | 0 | 2099
1329
1330 |  | Distribution - METER - Unbundled
1331
1332 |  | A |  | B | C |  | D | E | F | G | H | I | J | K
1333 |  | FERC ACCT |  | DESCRIPTION | COS Factor |  | Washington Jurisdiction Normalized | Residential Schedule 16 | Small General Service Schedule 24 | Large General Service < 1,000 kW Schedule 36 | Large General Service > 1,000 kW Schedule 48 | Large General Dedicated Facilities Schedule 48 | Agricultural Pumping Schedule 40 | Street & Area Lighting Sch. 15, 51-54, 57
1334
1335 |  | 108364 | Poles, Towers & Fixtures |  | F121 |  | 0 | 0 | 0 | 0 | 0 | 0 | 0 | 0 | 0 | 2103
1336
1337 |  | 108365 | Overhead Conductors |  | F122 |  | 0 | 0 | 0 | 0 | 0 | 0 | 0 | 0 | 0 | 2107
1338
1339 |  | 108366 | Underground Conduit |  | F123 |  | 0 | 0 | 0 | 0 | 0 | 0 | 0 | 0 | 0 | 2111
1340
1341 |  | 108367 | Underground Conductors |  | F124 |  | 0 | 0 | 0 | 0 | 0 | 0 | 0 | 0 | 0 | 2115
1342
1343 |  | 108368 | Line Transformers |  | F125 |  | 0 | 0 | 0 | 0 | 0 | 0 | 0 | 0 | 0 | 2119
1344
1345 |  | 108369 | Services |  | F126 |  | 0 | 0 | 0 | 0 | 0 | 0 | 0 | 0 | 0 | 2123
1346
1347 |  | 108370 | Meters |  | F127 |  | -4993339 | -3355866.3604 | -855930.8978 | -381692.8298 | -71982.2037 | -42865.2544 | -285001.454 | 0 | 0 | 2127
1348
1349 |  | 108371 | Install on Customers' Premises |  | F128 |  | 0 | 0 | 0 | 0 | 0 | 0 | 0 | 0 | 0 | 2131
1350
1351 |  | 108372 | Leased Property |  | F129 |  | 0 | 0 | 0 | 0 | 0 | 0 | 0 | 0 | 0 | 2135
1352
1353 |  | 108373 | Street Lights |  | F130 |  | 0 | 0 | 0 | 0 | 0 | 0 | 0 | 0 | 0 | 2139
1354
1355 |  | 108D00 | Unclassified Dist Plant - Acct 300 |  | F121 |  | 0 | 0 | 0 | 0 | 0 | 0 | 0 | 0 | 0 | 2143
1356
1357 |  | 108DS | Unclassified Dist Sub - Acct 300 |  | F120 |  | 0 | 0 | 0 | 0 | 0 | 0 | 0 | 0 | 0 | 2147
1358
1359 |  | 108D | Unclassified Dist Sub - Acct 300 |  | F102D |  | 8504.4536 | 4778.3569 | 1422.2435 | 1170.8857 | 455.4568 | 96.4018 | 479.1506 | 101.9582 | 0 | 2151
1360
1361
1362 |  | TOTAL DISTRIBUTION PLANT DEPR |  |  |  |  | -4984834.5464 | -3351088.0035 | -854508.6542 | -380521.944 | -71526.7469 | -42768.8526 | -284522.3034 | 101.9582 | 0
1363
1364 | [6 empty] | D: GENERAL PLANT
1365 |  | 108GP | General Plant Accumulated Depr
1366 |  |  |  | S | F107D |  | -430972.3943 | -242148.4086 | -72073.7309 | -59335.9012 | -23080.767 | -4885.2671 | -24281.475 | -5166.8445 | 0 | 2157
1367 |  |  |  | SG-P | F105D |  | 0 | 0 | 0 | 0 | 0 | 0 | 0 | 0 | 0 | 2158
1368 |  |  |  | SG-U | F105D |  | 0 | 0 | 0 | 0 | 0 | 0 | 0 | 0 | 0 | 2159
1369 |  |  |  | CAGW | F105D |  | 0 | 0 | 0 | 0 | 0 | 0 | 0 | 0 | 0 | 2160
1370 |  |  |  | CN | F42 |  | 0 | 0 | 0 | 0 | 0 | 0 | 0 | 0 | 0 | 2161
1371 |  |  |  | SO | F102D |  | -55265.3962 | -31051.7052 | -9242.3166 | -7608.8913 | -2959.7435 | -626.4583 | -3113.7153 | -662.5661 | 0 | 2162
1372 |  |  |  | SE | F10 |  | 0 | 0 | 0 | 0 | 0 | 0 | 0 | 0 | 0 | 2163
1373 |  |  |  | JBG | F105D |  | 0 | 0 | 0 | 0 | 0 | 0 | 0 | 0 | 0 | 2164
1374 |  |  |  | CAGE | F105D |  | 0 | 0 | 0 | 0 | 0 | 0 | 0 | 0 | 0 | 2165
1375 |  |  |  | CAGE | F105D |  | 0 | 0 | 0 | 0 | 0 | 0 | 0 | 0 | 0 | 2166
1376 |  |  | Total General Plant Accumulated Depr |  |  |  | -486237.7905 | -273200.1139 | -81316.0474 | -66944.7925 | -26040.5105 | -5511.7253 | -27395.1903 | -5829.4106 | 0
1377
1378 |  | 108MP | Mining Plant Accumulated Depr. |  | F10 |  | 0 | 0 | 0 | 0 | 0 | 0 | 0 | 0 | 0 | 2173
1379
1380 |  | 1081390 | Accum Depr - Capital Lease |  | F10 |  | 0 | 0 | 0 | 0 | 0 | 0 | 0 | 0 | 0 | 2180
1381 |  |  | Remove Capital Lease |  | F10 |  | 0 | 0 | 0 | 0 | 0 | 0 | 0 | 0 | 0 | 2183
1382
1383 |  | 1081399L | Accum Depr - Capital Lease |  | F10 |  | 0 | 0 | 0 | 0 | 0 | 0 | 0 | 0 | 0 | 2187
1384 |  |  |  | SE | F10 |  | 0 | 0 | 0 | 0 | 0 | 0 | 0 | 0 | 0 | 2188
1385 |  |  | Remove Capital Lease |  | F10 |  | 0 | 0 | 0 | 0 | 0 | 0 | 0 | 0 | 0 | 2191
1386
1387 |  | TOTAL GENERAL PLANT ACCUM DEPR |  |  |  |  | -486237.7905 | -273200.1139 | -81316.0474 | -66944.7925 | -26040.5105 | -5511.7253 | -27395.1903 | -5829.4106 | 0
1388
1389
1390 |  | TOTAL ACCUM DEPR - PLANT IN SERVICE |  |  |  |  | -5471072.3369 | -3624288.1174 | -935824.7016 | -447466.7366 | -97567.2573 | -48280.5779 | -311917.4937 | -5727.4523 | 0
1391
1392
1393 | [6 empty] | D: ACCUMULATED AMORTIZATION
1394
1395 |  | 111CLS | Accum Prov for Amort-Steam |  | F10 |  | 0 | 0 | 0 | 0 | 0 | 0 | 0 | 0 | 0 | 2204
1396
1397 |  | 111CLG | Accum Prov for Amort-General
1398 |  |  |  | S | F108 |  | -29244.4655 | -13638.4259 | -4108.2021 | -5772.6088 | -2417.9201 | -1932.5683 | -1251.0817 | -123.6586 | 0 | 2208
1399 |  |  |  | CN | F108 |  | 0 | 0 | 0 | 0 | 0 | 0 | 0 | 0 | 0 | 2209
1400 |  |  |  | SG | F108 |  | 0 | 0 | 0 | 0 | 0 | 0 | 0 | 0 | 0 | 2210
1401 |  |  |  | SO | F108 |  | -1964.0802 | -915.9669 | -275.9099 | -387.6927 | -162.3893 | -129.7927 | -84.0236 | -8.305 | 0 | 2211
1402 |  |  |  | SE | F108 |  | 0 | 0 | 0 | 0 | 0 | 0 | 0 | 0 | 0 | 2212
1403 |  |  | Total Accum Prov for Amort-General |  |  |  | -31208.5457 | -14554.3928 | -4384.1121 | -6160.3015 | -2580.3094 | -2062.3611 | -1335.1053 | -131.9636 | 0 | 2213
1404
1405 |  | 111CLH | Accum Prov for Amort-Hydro |  | F10 |  | 0 | 0 | 0 | 0 | 0 | 0 | 0 | 0 | 0 | 2219
1406
1407 |  | 111IP | Accum Prov for Amort-Intangible
1408 |  |  |  | S | F107D |  | 34.9166 | 19.6184 | 5.8393 | 4.8073 | 1.87 | 0.3958 | 1.9672 | 0.41861 | 0 | 2223
1409 |  |  |  | DGP | F105D |  | 0 | 0 | 0 | 0 | 0 | 0 | 0 | 0 | 0 | 2224
1410 |  |  |  | DGU | F105D |  | 0 | 0 | 0 | 0 | 0 | 0 | 0 | 0 | 0 | 2225
1411 |  |  |  | SE | F10 |  | 0 | 0 | 0 | 0 | 0 | 0 | 0 | 0 | 0 | 2226
1412 |  |  |  | SG | F105D |  | 0 | 0 | 0 | 0 | 0 | 0 | 0 | 0 | 0 | 2227
1413 |  |  |  | CN | F42 |  | 0 | 0 | 0 | 0 | 0 | 0 | 0 | 0 | 0 | 2228
1414 |  |  |  | JBG | F105D |  | 0 | 0 | 0 | 0 | 0 | 0 | 0 | 0 | 0 | 2229
1415 |  |  |  | CAGE | F105D |  | 0 | 0 | 0 | 0 | 0 | 0 | 0 | 0 | 0 | 2230
1416 |  |  |  | CAGE | F105D |  | 0 | 0 | 0 | 0 | 0 | 0 | 0 | 0 | 0 | 2231
1417 |  |  |  | SO | F102D |  | -149597.0497 | -84053.3826 | -25017.8843 | -20596.3906 | -8011.684 | -1695.7502 | -8428.468 | -1793.49 | 0 | 2232
1418 |  |  | Total Accum Prov for Amort-Intangible |  |  |  | -149562.1331 | -84033.7641 | -25012.045 | -20591.5833 | -8009.8141 | -1695.3544 | -8426.5007 | -1793.0714 | 0
1419
1420 |  | 111390 | Accum Prov for Amort-Capital Lease |  | F10 |  | 0 | 0 | 0 | 0 | 0 | 0 | 0 | 0 | 0 | 2243
1421
1422
1423 |  | TOTAL ACCUM PROV FOR AMORTIZATION |  |  |  |  | -180770.6788 | -98588.1569 | -29396.1571 | -26751.8848 | -10590.1235 | -3757.7155 | -9761.606 | -1925.035 | 0

## FuncStudy
PacifiCorp
Cost Of Service By Rate Schedule
State of Washington
WCA
12 Months Ending June 2018
|  |  | COS Study | State of Washington | Error | Generation | Transmission | Distribution | Customer | Common |  | Generation |  |  | Transmission |  |  | Distribution |  |  |  |  | Function | Generation | Transmission | Distribution
|  |  | Results | Results | check | TOTAL | TOTAL | TOTAL | TOTAL | TOTAL |  | DEMAND | ENERGY |  | DEMAND | ENERGY |  | SUBS | P & C | XFMR | METER | SERVICE | Check | Check | Check | Check
[23 empty] | 0 | 0 | 3.466e-09 | 0
Operating Revenues
General Business Revenues |  |  | 329169326.0163 | 329169325.8918 | 0 | 208471955.0176 | 57010392.0029 | 46156238.7155 | 6130326.4811 | 11400413.6747
Special Sales |  |  | 25482211.2365 | 25482211.2365 | 0 | 25482211.2365 | 0 | 0 | 0 | 0
Other Operating Revenues |  |  | 10401196.8221 | 10401196.9521 | 0 | 1611810.1791 | 6918595.2189 | 937690.8853 | 984862.5387 | -51761.87
Total Operating Revenues |  |  | 365052734.0749 | 365052734.0804 |  | 235565976.4333 | 63928987.2218 | 47093929.6009 | 7115189.0198 | 11348651.8047 |  | 124830557.8103 | 110735418.6229 |  | 63928987.2218 | 0 |  | 9880255.9481 | 19978311.855 | 9284980.8345 | 1444670.0924 | 6505710.8709 |  | 0 | 0 | 0
Operating Expenses
Operation & Maintenance Expenses |  |  | 211920126.8749 | 211920126.8749 | 0 | 151531989.8893 | 34465082.4334 | 10863224.6919 | 6728508.606 | 8331321.2543 |  | 16970600.2209 | 134561389.6683 |  | 34465081.9685 | 0.46494 |  | 1969281.8743 | 8139133.0341 | 306006.8201 | 313287.345 | 135515.6184 | 0 | 0 | 0 | 0
Depreciation Expense |  |  | 49091264.8894 | 49091264.8894 | 0 | 26023928.8579 | 7780290.1516 | 15208381.5158 | 78664.364 | 0 |  | 15463267.9622 | 10560660.8957 |  | 7780290.1516 | 0 |  | 1977063.6361 | 7705096.983 | 3237923.0488 | 535485.338 | 1752812.5099 | 0 | 0 | 0 | 0
Amortization Expense |  |  | 5153465.7729 | 5153465.7729 | 0 | 3773307.1765 | 666287.8829 | 180239.4461 | 533631.2674 | 0 |  | 2242077.2932 | 1531229.8832 |  | 666287.8829 | 0 |  | 25934.9648 | 84763.9597 | 41333.0386 | 4719.3288 | 23488.1542 | 0 | 0 | 0 | 0
Taxes Other Than Income |  |  | 23162007.0054 | 23162007.0054 | 0 | 10963994.8001 | 5735703.7276 | 6304269.7379 | 158038.7398 | 0 |  | 6514742.2765 | 4449252.5236 |  | 5735703.7276 | 0 |  | 907132.2475 | 2964805.3038 | 1445713.6331 | 165068.8714 | 821549.6822 | 0 | 0 | 0 | 0
Income Taxes - Federal |  |  | 16249415.367 | 16249415.367 | 0 | 14476960.9906 | 113513.6161 | 1078923.6721 | -299339.5949 | 879356.6831 |  | 8602126.4621 | 5874834.5285 |  | 113513.6161 | 0 |  | 227801.6474 | 456694.2197 | 212014.2496 | 33195.9205 | 149217.6348 | 0 | 0 | 0 | 0
Income Taxes - State |  |  | 0 | 0 | 0 | 0 | 0 | 0 | 0 | 0 |  | 0 | 0 |  | 0 | 0 |  | 0 | 0 | 0 | 0 | 0 | 0 | 0 | 0 | 0
Income Taxes Deferred |  |  | -1584208.0158 | -1584208.0158 | 0 | 18900.8538 | 772576.5188 | -2316288.4223 | -17548.2526 | -41848.7135 |  | 11230.778 | 7670.0758 |  | 772576.5188 | 0 |  | -332054.1145 | -1120787.2294 | -511527.65 | -61716.6021 | -290202.8263 | 0 | 0 | 0 | 0
Investment Tax Credit Adj |  |  | 0 | 0 | 0 | 0 | 0 | 0 | 0 | 0 |  | 0 | 0 |  | 0 | 0 |  | 0 | 0 | 0 | 0 | 0 | 0 | 0 | 0 | 0
Misc Revenues & Expense |  |  | 41451.0034 | 41451.0034 | 0 | -53.8266 | 0 | 242.96 | 41261.87 | 0 |  | -31.9835 | -21.8432 |  | 0 | 0 |  | 34.9599 | 114.2605 | 55.7163 | 6.3616 | 31.6617 | 0 | 0 | 0 | 0
Total Operating Expenses |  |  | 304033522.8972 | 304033522.8972 | 0 | 206789028.7415 | 49533454.3305 | 31318993.6015 | 7223216.9998 | 9168829.2239 |  | 49804013.0095 | 156985015.7321 |  | 49533453.8656 | 0.46494 |  | 4775195.2156 | 18229820.5314 | 4731518.8564 | 990046.5632 | 2592412.4348 | 0 | 0 | 0 | 0
Operating Revenue For Return |  |  | 61019211.1777 | 61019211.1832 | 0 | 28776947.6917 | 14395532.8913 | 15774935.9993 | -108027.9799 | 2179822.5808 |  | 75026544.8009 | -46249597.1091 |  | 14395533.3562 | -0.46494 |  | 5105060.7325 | 1748491.3236 | 4553461.978 | 454623.5291 | 3913298.4361 |  | 0 | -3.466e-09 | 0
Rate Base :
Electric Plant In Service |  |  | 1920406770.0115 | 1920406770.0115 | 0 | 937350675.9045 | 415695327.011 | 554593337.7934 | 12767429.3026 | 0 |  | 556968348.4464 | 380382327.458 |  | 415695327.011 | 0 |  | 81255483.4343 | 265569534.0021 | 123491969.9343 | 14100081.5326 | 70176268.8901 | 0 | 0 | 0 | 0
Plant Held For Future Use |  |  | 36437.4351 | 36437.4351 | 0 | 36437.4351 | 0 | 0 | 0 | 0 |  | 21650.9131 | 14786.522 |  | 0 | 0 |  | 0 | 0 | 0 | 0 | 0 | 0 | 0 | 0 | 0
Misc Deferred Debits |  |  | 290827.6256 | 290827.6256 | 0 | 290827.6256 | -1.521e-12 | -5.3386e-12 | -2.5713e-12 | -2.4996e-12 |  | 172808.0925 | 118019.5331 |  | -1.521e-12 | 0 |  | -7.6818e-13 | -2.5106e-12 | -1.2243e-12 | -1.3978e-13 | -6.957e-13 | 0 | 0 | 0 | 0
Electric Plant Acquisition Adj |  |  | 0 | 0 | 0 | 0 | 0 | 0 | 0 | 0 |  | 0 | 0 |  | 0 | 0 |  | 0 | 0 | 0 | 0 | 0 | 0 | 0 | 0 | 0
Pensions |  |  | 0 | 0 | 0 | 0 | 0 | 0 | 0 | 0 |  | 0 | 0 |  | 0 | 0 |  | 0 | 0 | 0 | 0 | 0 | 0 | 0 | 0 | 0
Prepayments |  |  | 4.4965e-09 | 4.4965e-09 | 0 | 2.2048e-09 | 9.1028e-10 | 1.3779e-09 | 3.5798e-12 | 0 |  | 1.3101e-09 | 8.9471e-10 |  | 9.1028e-10 | 0 |  | 1.9827e-10 | 6.4801e-10 | 3.1599e-10 | 3.6079e-11 | 1.7956e-10 | 0 | 0 | 0 | 0
Fuel Stock |  |  | -1.4901e-08 | -1.4901e-08 | 0 | -1.4901e-08 | 0 | 0 | 0 | 0 |  | -8.8542e-09 | -6.047e-09 |  | 0 | 0 |  | 0 | 0 | 0 | 0 | 0 | 0 | 0 | 0 | 0
Materials & Supplies |  |  | 0 | 0 | 0 | 0 | 0 | 0 | 0 | 0 |  | 0 | 0 |  | 0 | 0 |  | 0 | 0 | 0 | 0 | 0 | 0 | 0 | 0 | 0
Cash Working Capital |  |  | 29192135.1756 | 29192135.1756 | 0 | 0 | 0 | 0 | 0 | 29192135.1756 |  | 0 | 0 |  | 0 | 0 |  | 0 | 0 | 0 | 0 | 0 | 0 | 0 | 0 | 0
Weatherization Loans |  |  | 6334.9556 | 6334.9556 | 0 | 0 | 0 | 0 | 0 | 6334.9556 |  | 0 | 0 |  | 0 | 0 |  | 0 | 0 | 0 | 0 | 0 | 0 | 0 | 0 | 0
Miscellaneous Rate Base |  |  | 0 | 0 | 0 | 0 | 0 | 0 | 0 | 0 |  | 0 | 0 |  | 0 | 0 |  | 0 | 0 | 0 | 0 | 0 | 0 | 0 | 0 | 0
Total Rate Base Additions |  |  | 1949932505.2033 | 1949932505.2033 | 0 | 937677940.9651 | 415695327.011 | 554593337.7934 | 12767429.3026 | 29198470.1312 |  | 557162807.4521 | 380515133.5131 |  | 415695327.011 | 0 |  | 81255483.4343 | 265569534.0021 | 123491969.9343 | 14100081.5326 | 70176268.8901 | 0 | 0 | 0 | 0
Rate Base Deductions :
Accum Provision For Depreciation |  |  | -780333050.211 | -780333050.211 | 0 | -371547719.7428 | -146263962.3635 | -262024424.6399 | -496943.4648 | 0 |  | -220771505.4289 | -150776214.314 |  | -146263962.3635 | 0 |  | -24956240.9567 | -137891954.4571 | -63337432.1352 | -5471072.3369 | -30367724.754 | 0 | 0 | 0 | 0
Accum Provision For Amortization |  |  | -60963948.4231 | -60963948.4231 | 0 | -35648825.3719 | -9484317.6782 | -6903949.3066 | -8926856.0664 | 0 |  | -21182325.7846 | -14466499.5873 |  | -9484317.6782 | 0 |  | -993421.1751 | -3246825.782 | -1583233.9112 | -180770.6788 | -899697.7595 | 0 | 0 | 0 | 0
Accum Deferred Income Taxes |  |  | -267798796.8691 | -267798796.8691 | 0 | -124893826.4065 | -67168581.6895 | -73853500.2234 | -1866725.6562 | -16162.8934 |  | -74211189.0597 | -50682637.3468 |  | -67168581.6895 | 0 |  | -10626428.3895 | -34744369.2974 | -16928711.9384 | -1934167.4915 | -9619823.1066 | 0 | 0 | 0 | 0
Unamortized ITC |  |  | -25132.1079 | -25132.1079 | 0 | -12672.6918 | -5052.7622 | -7406.6539 | 0 | 0 |  | -7530.0401 | -5142.6516 |  | -5052.7622 | 0 |  | -1065.7562 | -3483.2404 | -1698.5156 | -193.9333 | -965.2084 | 0 | 0 | 0 | 0
Customer Advance For Construction |  |  | -538928.9362 | -538928.9362 | 0 | 0 | 0 | -538928.9362 | 0 | 0 |  | 0 | 0 |  | 0 | 0 |  | -77547.4143 | -253450.3495 | -123588.7649 | -14111.1334 | -70231.2741 | 0 | 0 | 0 | 0
Customer Service Deposits |  |  | -2923125.3483 | -2923125.3483 | 0 | 0 | 0 | 0 | -2923125.3483 | 0 |  | 0 | 0 |  | 0 | 0 |  | 0 | 0 | 0 | 0 | 0 | 0 | 0 | 0 | 0
Misc Rate Base Deductions |  |  | -20456724.8544 | -20456724.8544 | 0 | -20324401.4572 | -53662.1183 | -78661.2789 | 0 | 0 |  | -12076641.7561 | -8247759.701 |  | -53662.1183 | 0 |  | -11318.7071 | -36993.2422 | -18038.8353 | -2059.6404 | -10250.854 | 0 | 0 | 0 | 0
Total Rate Base Deductions |  |  | -1133039706.7501 | -1133039706.7501 | 0 | -552427445.6702 | -222975576.6117 | -343406871.039 | -14213650.5358 | -16162.8934 |  | -328249192.0695 | -224178253.6007 |  | -222975576.6117 | 0 |  | -36666022.3989 | -176177076.3686 | -81992704.1005 | -7602375.2143 | -40968692.9567 | 0 | 0 | 0 | 0
Total Rate Base |  |  | 816892798.4532 | 816892798.4532 | 0 | 385250495.295 | 192719750.3993 | 211186466.7544 | -1446221.2332 | 29182307.2377 |  | 228913615.3826 | 156336879.9124 |  | 192719750.3993 | 0 |  | 44589461.0353 | 89392457.6336 | 41499265.8337 | 6497706.3183 | 29207575.9335 | 0 | 0 | 0 | 0
Return On Rate Base |  |  | 7.47% | 7.47% |  | 7.47% | 7.47% | 7.47% | 7.47% | 7.47%
Return On Equity |  |  | 9.502% | 9.502% |  | 9.502% | 9.502% | 9.502% | 9.502% | 9.502%
Total Rate Base |  |  | 816892798.4532 | 816892798.4532 | 0 | 385250495.295 | 192719750.3993 | 211186466.7544 | -1446221.2332 | 29182307.2377 |  | 228913615.3826 | 156336879.9124 |  | 192719750.3993 | 0 |  | 44589461.0353 | 89392457.6336 | 41499265.8337 | 6497706.3183 | 29207575.9335 | 0 | 0 | 0 | 0
Return On RateBase ($$) |  |  | 61019211.1777 | 61019211.1832 | 0 | 28776947.6891 | 14395532.89 | 15774935.9979 | -108027.9799 | 2179822.5806 |  | 17099095.8237 | 11677851.8654 |  | 14395532.89 | 0 |  | 3330686.4063 | 6677323.2184 | 3099858.9661 | 485357.3379 | 2181710.0692 | 0 | 0 | 0 | 0
Operating & Maintenance Expense |  |  | 211920126.8749 | 211920126.8749 | 0 | 151531989.8893 | 34465082.4334 | 10863224.6919 | 6728508.606 | 8331321.2543 |  | 16970600.2209 | 134561389.6683 |  | 34465081.9685 | 0.46494 |  | 1969281.8743 | 8139133.0341 | 306006.8201 | 313287.345 | 135515.6184 | 0 | 0 | 0 | 0
Bad Debt to Produce ROR
Depreciation Expense |  |  | 49091264.8894 | 49091264.8894 | 0 | 26023928.8579 | 7780290.1516 | 15208381.5158 | 78664.364 | 0 |  | 15463267.9622 | 10560660.8957 |  | 7780290.1516 | 0 |  | 1977063.6361 | 7705096.983 | 3237923.0488 | 535485.338 | 1752812.5099 | 0 | 0 | 0 | 0
Amortization Expense |  |  | 5153465.7729 | 5153465.7729 | 0 | 3773307.1765 | 666287.8829 | 180239.4461 | 533631.2674 | 0 |  | 2242077.2932 | 1531229.8832 |  | 666287.8829 | 0 |  | 25934.9648 | 84763.9597 | 41333.0386 | 4719.3288 | 23488.1542 | 0 | 0 | 0 | 0
Taxes Other Than Income |  |  | 23162007.0054 | 23162007.0054 | 0 | 10963994.8001 | 5735703.7276 | 6304269.7379 | 158038.7398 | 0 |  | 6514742.2765 | 4449252.5236 |  | 5735703.7276 | 0 |  | 907132.2475 | 2964805.3038 | 1445713.6331 | 165068.8714 | 821549.6822 | 0 | 0 | 0 | 0
Federal Income Taxes |  |  | 16249415.367 | 16249415.367 | 0 | 14476960.9906 | 113513.6161 | 1078923.6721 | -299339.5949 | 879356.6831 |  | 8602126.4621 | 5874834.5285 |  | 113513.6161 | 0 |  | 227801.6474 | 456694.2197 | 212014.2496 | 33195.9205 | 149217.6348 | 0 | 0 | 0 | 0
FIT Adj to Produce Target ROR
State Income Taxes |  |  | 0 | 0 | 0 | 0 | 0 | 0 | 0 | 0 |  | 0 | 0 |  | 0 | 0 |  | 0 | 0 | 0 | 0 | 0 | 0 | 0 | 0 | 0
SIT Adj to Produce Target ROR
Deferred Income Taxes |  |  | -1584208.0158 | -1584208.0158 | 0 | 18900.8538 | 772576.5188 | -2316288.4223 | -17548.2526 | -41848.7135 |  | 11230.778 | 7670.0758 |  | 772576.5188 | 0 |  | -332054.1145 | -1120787.2294 | -511527.65 | -61716.6021 | -290202.8263 | 0 | 0 | 0 | 0
Investment Tax Credit |  |  | 0 | 0 | 0 | 0 | 0 | 0 | 0 | 0 |  | 0 | 0 |  | 0 | 0 |  | 0 | 0 | 0 | 0 | 0 | 0 | 0 | 0 | 0
Misc Revenue & Expenses |  |  | 41451.0034 | 41451.0034 | 0 | -53.8266 | 0 | 242.96 | 41261.87 | 0 |  | -31.9835 | -21.8432 |  | 0 | 0 |  | 34.9599 | 114.2605 | 55.7163 | 6.3616 | 31.6617 | 0 | 0 | 0 | 0
Revenue Credits |  |  | -19181812.4034 | -19181812.5334 | 0 | -15869626.7652 | -3872466.9408 | 613605.2313 | -645833.5721 | 592509.5133 |  | 5711742.0778 | -21581368.8431 |  | -3872466.9408 | 0 |  | 192611.4008 | 215661.0441 | 89803.9266 | 23177.5177 | 92351.3422 | 0 | 0 | 0 | 0
Total Revenue Requirements |  |  | 345870921.6715 | 345870921.547 | 0 | 219696349.6654 | 60056520.2797 | 47707534.8308 | 6469355.4478 | 11941161.3178 |  | 72614850.9111 | 147081498.7543 |  | 60056519.8148 | 0.46494 |  | 8298493.0227 | 25122804.7938 | 7921181.7491 | 1498581.4188 | 4866473.8463 | 0 | 0 | 0 | 0
Operating Revenues |  |  | 345870921.6715
12 Months Ending June 2018 | [10 empty] | Total | Demand | Energy | Total | Demand | Energy
[30 empty] | Gen | Trn | Dis | Ret | Misc
| FERC ACCT | DESCRIPTION | JAM Factors | Functional Factors | WASHINGTON JAM Total | Generation Total | Transmission Total | Distribution Total | Customer Total | Common Total | D / E Total | Generation Demand | Generation Energy | D / E Total | Transmission Demand | Transmission Energy | DIS FACTOR | DIS SUBS | DIS P & C | DIS XFMR | DIS METER | DIS SERVICE | Function Check | Generation Check | Transmission Check | Distribution Check | FERC | JAM Factor | FERC.JAMFactor
[17 empty] | Option2 | [17 empty] | Check Total
| 440 | Residential Sales | [24 empty] | 440 | NA | 440.NA | 2.2277e-08 | 3.7146e-09 | 0 | -3.6238e-10 | -5.6248e-10 | 2.5067e-08
94 |  |  | S | NONE | 145528277.4767 | 208471955.0176 | 57010392.0029 | 46156238.7155 | 6130326.4811 | 11400413.6747 | 59.42% | 123872829.5272 | 84599125.4904 | 100% | 57010392.0029 | 0 | DRB | 9745329.9891 | 19537329.6278 | 9069946.8095 | 1420117.9107 | 6383514.3786 |  | 0 | 0 | 0 | 440 | S | 440.S | 208471955.0176 | 57010392.0029 | 46156238.7155 | 6130326.4811 | 11400413.6747 | 329169325.8918
95 | [26 empty] | 440 | NA | 440.NA1
96 |  |  |  |  | 145528277.4767 | 208471955.0176 | 57010392.0029 | 46156238.7155 | 6130326.4811 | 11400413.6747 |  | 123872829.5272 | 84599125.4904 |  | 57010392.0029 | 0 |  | 9745329.9891 | 19537329.6278 | 9069946.8095 | 1420117.9107 | 6383514.3786 |  | 0 | 0 | 0 | 440 | NA | 440.NA2
97 | [26 empty] | 440 | NA | 440.NA3
98 | 442 | Commercial & Industrial Sales | [24 empty] | 442 | NA | 442.NA
99 |  |  | S | NONE | 182241890.2509 | 0 | 0 | 0 | 0 | 0 | 59.42% | 0 | 0 | 100% | 0 | 0 | DRB | 0 | 0 | 0 | 0 | 0 |  | 0 | 0 | 0 | 442 | S | 442.S
100 |  |  | SE | P | 0 | 0 | 0 | 0 | 0 | 0 | 59.42% | 0 | 0 | 100% | 0 | 0 | DRB | 0 | 0 | 0 | 0 | 0 |  | 0 | 0 | 0 | 442 | SE | 442.SE
101 |  |  | SG | PT | 0 | 0 | 0 | 0 | 0 | 0 | 59.42% | 0 | 0 | 100% | 0 | 0 | DRB | 0 | 0 | 0 | 0 | 0 |  | 0 | 0 | 0 | 442 | SG | 442.SG
102 |  |  |  |  | 182241890.2509 | 0 | 0 | 0 | 0 | 0 |  | 0 | 0 |  | 0 | 0 |  | 0 | 0 | 0 | 0 | 0 |  |  |  |  | 442 | NA | 442.NA1
103 | [26 empty] | 442 | NA | 442.NA2
104 | 444 | Public Street & Highway Lighting | [15 empty] | #N/A | #N/A | #N/A | #N/A | #N/A |  |  |  |  | 444 | NA | 444.NA
105 |  |  | S | NONE | 1399158.1642 | [5 empty] | 59.42% | 0 | 0 | 100% | 0 | 0 | DRB | 0 | 0 | 0 | 0 | 0 |  |  |  |  | 444 | S | 444.S
106 |  |  |  |  | 1399158.1642 | 0 | 0 | 0 | 0 | 0 |  | 0 | 0 |  | 0 | 0 |  | 0 | 0 | 0 | 0 | 0 |  |  |  |  | 444 | NA | 444.NA1
107 | [26 empty] | 444 | NA | 444.NA2
108 | 445 | Other Sales to Public Authority | [15 empty] | #N/A | #N/A | #N/A | #N/A | #N/A |  |  |  |  | 445 | NA | 445.NA
109 |  |  | S | NONE | 0 | [5 empty] | 59.42% | 0 | 0 | 100% | 0 | 0 | DRB | 0 | 0 | 0 | 0 | 0 |  |  |  |  | 445 | S | 445.S
110 | [26 empty] | 445 | NA | 445.NA1
111 |  |  |  |  | 0 | 0 | 0 | 0 | 0 | 0 |  | 0 | 0 |  | 0 | 0 |  | 0 | 0 | 0 | 0 | 0 |  |  |  |  | 445 | NA | 445.NA2
112 | [26 empty] | 445 | NA | 445.NA3
113 | 448 | Interdepartmental | [24 empty] | 448 | NA | 448.NA
114 |  |  | S | DPW | 0 | 0 | 0 | 0 | 0 | 0 | 59.42% | 0 | 0 | 100% | 0 | 0 | DRB | 0 | 0 | 0 | 0 | 0 | 0 | 0 | 0 | 0 | 448 | S | 448.S
115 |  |  | SO | GP | 0 | 0 | 0 | 0 | 0 | 0 | 59.42% | 0 | 0 | 100% | 0 | 0 | DRB | 0 | 0 | 0 | 0 | 0 | 0 | 0 | 0 | 0 | 448 | SO | 448.SO
116 |  |  |  |  | 0 | 0 | 0 | 0 | 0 | 0 |  | 0 | 0 |  | 0 | 0 |  | 0 | 0 | 0 | 0 | 0 | 0 | 0 | 0 | 0 | 448 | NA | 448.NA1
117 | [26 empty] | 448 | NA | 448.NA2
118 | Total Sales to Ultimate Customers |  |  |  | 329169325.8918 | 208471955.0176 | 57010392.0029 | 46156238.7155 | 6130326.4811 | 11400413.6747 |  | 123872829.5272 | 84599125.4904 | 100% | 57010392.0029 | 0 |  | 9745329.9891 | 19537329.6278 | 9069946.8095 | 1420117.9107 | 6383514.3786 |  | 0 | 0 | 0 | Total Sales to Ultimate Customers | NA | Total Sales to Ultimate Customers.NA
119 | [26 empty] | Total Sales to Ultimate Customers | NA | Total Sales to Ultimate Customers.NA1
120 | [26 empty] | Total Sales to Ultimate Customers | NA | Total Sales to Ultimate Customers.NA2
121 | 447 | Sales for Resale |  | P | 0 | 0 | 0 | 0 | 0 | 0 | 0% | 0 | 0 | 100% | 0 | 0 | DRB | 0 | 0 | 0 | 0 | 0 | 0 | 0 | 0 | 0 | 447 | NA | 447.NA
122 | [26 empty] | 447 | NA | 447.NA1
123 | 447NPC | Sales for Resale - NPC | [24 empty] | 447NPC | NA | 447NPC.NA
124 |  |  | S | P | 0 | 0 | 0 | 0 | 0 | 0 | 0% | 0 | 0 | 100% | 0 | 0 | DRB | 0 | 0 | 0 | 0 | 0 | 0 | 0 | 0 | 0 | 447NPC | S | 447NPC.S
125 |  |  | SG | P | 0 | 0 | 0 | 0 | 0 | 0 | 0% | 0 | 0 | 100% | 0 | 0 | DRB | 0 | 0 | 0 | 0 | 0 | 0 | 0 | 0 | 0 | 447NPC | SG | 447NPC.SG
126 |  |  | SE | P | 0 | 0 | 0 | 0 | 0 | 0 | 0% | 0 | 0 | 100% | 0 | 0 | DRB | 0 | 0 | 0 | 0 | 0 | 0 | 0 | 0 | 0 | 447NPC | SE | 447NPC.SE
127 |  |  | CAEW | P | 0 | 0 | 0 | 0 | 0 | 0 | 0% | 0 | 0 | 100% | 0 | 0 | DRB | 0 | 0 | 0 | 0 | 0 | 0 | 0 | 0 | 0 | 447NPC | CAEW | 447NPC.CAEW
128 |  |  | CAGW | P | 25482211.2365 | 25482211.2365 | 0 | 0 | 0 | 0 | 0% | 0 | 25482211.2365 | 100% | 0 | 0 | DRB | 0 | 0 | 0 | 0 | 0 | 0 | 0 | 0 | 0 | 447NPC | CAGW | 447NPC.CAGW
129 |  |  | DGP | P | 0 | 0 | 0 | 0 | 0 | 0 | 0% | 0 | 0 | 100% | 0 | 0 | DRB | 0 | 0 | 0 | 0 | 0 | 0 | 0 | 0 | 0 | 447NPC | DGP | 447NPC.DGP
130 |  |  |  |  | 25482211.2365 | 25482211.2365 | 0 | 0 | 0 | 0 |  | 0 | 25482211.2365 |  | 0 | 0 |  | 0 | 0 | 0 | 0 | 0 | 0 | 0 | 0 | 0 | 447NPC | NA | 447NPC.NA1
131 | [26 empty] | 447NPC | NA | 447NPC.NA2
132 | 449 | Provision for Rate Refund | [24 empty] | 449 | NA | 449.NA
133 |  |  | S | P | 0 | 0 | 0 | 0 | 0 | 0 | 59.42% | 0 | 0 | 100% | 0 | 0 | DRB | 0 | 0 | 0 | 0 | 0 | 0 | 0 | 0 | 0 | 449 | S | 449.S
134 |  |  | SG | P | 0 | 0 | 0 | 0 | 0 | 0 | 59.42% | 0 | 0 | 100% | 0 | 0 | DRB | 0 | 0 | 0 | 0 | 0 | 0 | 0 | 0 | 0 | 449 | SG | 449.SG
135 |  |  |  |  | 0 | 0 | 0 | 0 | 0 | 0 |  | 0 | 0 |  | 0 | 0 |  | 0 | 0 | 0 | 0 | 0 | 0 | 0 | 0 | 0 | 449 | NA | 449.NA1
136 |  | State Revenue Credit |  | REVREQ | -17394260.4852 | -11224394.6504 | -3046128.2781 | -2243960.9467 | -339028.9667 | -540747.6433 | 59.42% | -6669470.3609 | -4554924.2895 | 100% | -3046128.2781 | 0 | DRB | -473785.1375 | -949839.1963 | -440950.2809 | -69041.3522 | -310344.9797 | 0 | 0 | 0 | 0 | 449 | NA | 449.NA2
137 |  | AGA Revenue Credit |  | DPW | 692664.83 | 0 | 0 | 692664.83 | 0 | 0 | 59.42% | 0 | 0 | 100% | 0 | 0 | DRB | 146247.7777 | 293195.925 | 136112.3293 | 21311.6527 | 95797.1452 | 0 | 0 | 0 | 0 | 449 | NA | 449.NA3
138 | [26 empty] | 449 | NA | 449.NA4
139 | Total Sales from Electricity |  |  |  | 337949941.4731 | 222729771.6037 | 53964263.7247 | 44604942.5989 | 5791297.5144 | 10859666.0314 |  | 117203359.1663 | 105526412.4374 |  | 53964263.7247 | 0 |  | 9417792.6292 | 18880686.3565 | 8765108.8579 | 1372388.2113 | 6168966.544 |  | 0 | 0 | 0 | Total Sales from Electricity | NA | Total Sales from Electricity.NA
140 | [26 empty] | Total Sales from Electricity | NA | Total Sales from Electricity.NA1
141 | Other Electric Operating Revenues | [25 empty] | Other Electric Operating Revenues | NA | Other Electric Operating Revenues.NA
142 | 450 | Forfeited Discounts & Interest | [24 empty] | 450 | NA | 450.NA
143 |  |  | S | CUST | 785749.71 | 0 | 0 | 0 | 785749.71 | 0 | 59.42% | 0 | 0 | 100% | 0 | 0 | CUST | 0 | 0 | 0 | 0 | 0 | 0 | 0 | 0 | 0 | 450 | S | 450.S
144 |  |  | SO | CUST | 0 | 0 | 0 | 0 | 0 | 0 | 59.42% | 0 | 0 | 100% | 0 | 0 | CUST | 0 | 0 | 0 | 0 | 0 | 0 | 0 | 0 | 0 | 450 | SO | 450.SO
145 |  |  |  |  | 785749.71 | 0 | 0 | 0 | 785749.71 | 0 |  | 0 | 0 |  | 0 | 0 |  | 0 | 0 | 0 | 0 | 0 | 0 | 0 | 0 | 0 | 450 | NA | 450.NA1
146 | [26 empty] | 450 | NA | 450.NA2
147 | 451 | Misc Electric Revenue | [24 empty] | 451 | NA | 451.NA
148 |  |  | S | CUST | 198307.29 | 0 | 0 | 0 | 198307.29 | 0 | 59.42% | 0 | 0 | 100% | 0 | 0 | CUST | 0 | 0 | 0 | 0 | 0 | 0 | 0 | 0 | 0 | 451 | S | 451.S
149 |  |  | SG | GP | 0 | 0 | 0 | 0 | 0 | 0 | 59.42% | 0 | 0 | 100% | 0 | 0 | PLNT | 0 | 0 | 0 | 0 | 0 | 0 | 0 | 0 | 0 | 451 | SG | 451.SG
150 |  |  | SO | GP | 304.2682 | 143.7889 | 75.46 | 82.9401 | 2.0792 | 0 | 59.42% | 85.4385 | 58.3504 | 100% | 75.46 | 0 | PLNT | 11.9344 | 39.0055 | 19.0201 | 2.1717 | 10.8085 | 0 | 0 | 0 | 0 | 451 | SO | 451.SO
151 |  |  |  |  | 198611.5582 | 143.7889 | 75.46 | 82.9401 | 198309.3692 | 0 |  | 85.4385 | 58.3504 |  | 75.46 | 0 |  | 11.9344 | 39.0055 | 19.0201 | 2.1717 | 10.8085 | 0 | 0 | 0 | 0 | 451 | NA | 451.NA1
152 | [26 empty] | 451 | NA | 451.NA2
153 | 453 | Water Sales | [24 empty] | 453 | NA | 453.NA
154 |  |  | JBG | P | 0 | 0 | 0 | 0 | 0 | 0 | 59.42% | 0 | 0 | 100% | 0 | 0 | PLNT | 0 | 0 | 0 | 0 | 0 | 0 | 0 | 0 | 0 | 453 | JBG | 453.JBG
155 |  |  | SG/CAGW/CAGE | P | 0 | 0 | 0 | 0 | 0 | 0 | 59.42% | 0 | 0 | 100% | 0 | 0 | PLNT | 0 | 0 | 0 | 0 | 0 | 0 | 0 | 0 | 0 | 453 | SG/CAGW/CAGE | 453.SG/CAGW/CAGE
156 |  |  |  |  | 0 | 0 | 0 | 0 | 0 | 0 |  | 0 | 0 |  | 0 | 0 |  | 0 | 0 | 0 | 0 | 0 | 0 | 0 | 0 | 0 | 453 | NA | 453.NA1
157 | [26 empty] | 453 | NA | 453.NA2
158 | 454 | Rent of Electric Property | [24 empty] | 454 | NA | 454.NA
159 |  |  | S | DPW | 848493.13 | 0 | 0 | 848493.13 | 0 | 0 | 59.42% | 0 | 0 | 100% | 0 | 0 | PLNT | 122091.1401 | 399033.8353 | 194578.9341 | 22216.6578 | 110572.5628 | 0 | 0 | 0 | 0 | 454 | S | 454.S
160 |  |  | CAGW | P | 110096.816 | 110096.816 | 0 | 0 | 0 | 0 | 59.42% | 65418.8911 | 44677.9249 | 100% | 0 | 0 | PLNT | 0 | 0 | 0 | 0 | 0 | 0 | 0 | 0 | 0 | 454 | CAGW | 454.CAGW
161 |  |  | SG | P | 115081.7045 | 115081.7045 | 0 | 0 | 0 | 0 | 59.42% | 68380.883 | 46700.8215 | 100% | 0 | 0 | PLNT | 0 | 0 | 0 | 0 | 0 | 0 | 0 | 0 | 0 | 454 | SG | 454.SG
162 |  |  | JBG | P | 2217.13 | 2217.13 | 0 | 0 | 0 | 0 | 59.42% | 1317.4058 | 899.7242 | 100% | 0 | 0 | PLNT | 0 | 0 | 0 | 0 | 0 | 0 | 0 | 0 | 0 | 454 | JBG | 454.JBG
163 |  |  | SO | GP | 117578.281 | 55564.3129 | 29159.9764 | 32050.5321 | 803.4595 | 0 | 59.42% | 33015.9933 | 22548.3197 | 100% | 29159.9764 | 0 | PLNT | 4611.8064 | 15072.8937 | 7349.9221 | 839.2003 | 4176.7097 | 0 | 0 | 0 | 0 | 454 | SO | 454.SO
164 |  |  |  |  | 1193467.0615 | 282959.9635 | 29159.9764 | 880543.6621 | 803.4595 | 0 |  | 168133.1732 | 114826.7903 |  | 29159.9764 | 0 |  | 126702.9465 | 414106.729 | 201928.8561 | 23055.8581 | 114749.2724 | 0 | 0 | 0 | 0 | 454 | NA | 454.NA1
165 | [26 empty] | 454 | NA | 454.NA2
166 | 456 | Other Electric Revenue | [24 empty] | 456 | NA | 456.NA
167 |  |  | S | COMMON | -51761.87 | 0 | 0 | 0 | 0 | -51761.87 | 59.42% | 0 | 0 | 100% | 0 | 0 | PLNT | 0 | 0 | 0 | 0 | 0 | 0 | 0 | 0 | 0 | 456 | S | 456.S
168 |  |  | WRG | T | 4102645.8637 | 0 | 4102645.8637 | 0 | 0 | 0 | 59.42% | 0 | 0 | 100% | 4102645.8637 | 0 | CUST | 0 | 0 | 0 | 0 | 0 | 0 | 0 | 0 | 0 | 456 | WRG | 456.WRG
169 |  |  | CAGW | OTHSGR | 2748289.6396 | 488305.5671 | 2259984.0726 | 0 | 0 | 0 | 59.42% | 290148.3428 | 198157.2243 | 100% | 2259984.0726 | 0 | PLNT | 0 | 0 | 0 | 0 | 0 | 0 | 0 | 0 | 0 | 456 | CAGW | 456.CAGW
170 |  |  | JBG | OTHSGR | 551622.2144 | 98010.1203 | 453612.0941 | 0 | 0 | 0 | 59.42% | 58237.0464 | 39773.0739 | 100% | 453612.0941 | 0 | PLNT | 0 | 0 | 0 | 0 | 0 | 0 | 0 | 0 | 0 | 456 | JBG | 456.JBG
171 |  |  | SO | OTHSO | 209864.4146 | 101077.5297 | 51722.6019 | 57064.2831 | 0 | 0 | 59.42% | 60059.6833 | 41017.8463 | 100% | 51722.6019 | 0 | PLNT | 8211.0781 | 26836.4928 | 13086.1488 | 1494.1519 | 7436.4114 | 0 | 0 | 0 | 0 | 456 | SO | 456.SO
172 |  |  | SG | OTHSGR | 26017.9136 | 4622.7631 | 21395.1504 | 0 | 0 | 0 | 59.42% | 2746.8191 | 1875.944 | 100% | 21395.1504 | 0 | PLNT | 0 | 0 | 0 | 0 | 0 | 0 | 0 | 0 | 0 | 456 | SG | 456.SG
173 |  |  | WRE | P | 636690.4466 | 636690.4466 | 0 | 0 | 0 | 0 | 59.42% | 378317.7797 | 258372.6669 | 100% | 0 | 0 | PLNT | 0 | 0 | 0 | 0 | 0 | 0 | 0 | 0 | 0 | 456 | WRE | 456.WRE
174 |  |  |  |  | 8223368.6224 | 1328706.4267 | 6889359.7826 | 57064.2831 | 0 | -51761.87 |  | 789509.6714 | 539196.7554 |  | 6889359.7826 | 0 |  | 8211.0781 | 26836.4928 | 13086.1488 | 1494.1519 | 7436.4114 | 0 | 0 | 0 | 0 | 456 | NA | 456.NA1
175 | [26 empty] | 456 | NA | 456.NA2
176 |  | Total Other Electric Revenues |  |  | 10401196.9521 | 1611810.1791 | 6918595.2189 | 937690.8853 | 984862.5387 | -51761.87 |  | 957728.2831 | 654081.8961 | 100% | 6918595.2189 | 0 |  | 134925.959 | 440982.2272 | 215034.025 | 24552.1817 | 122196.4924 | 0 | 0 | 0 | 0 | 456 | NA | 456.NA3
177 | [26 empty] | 456 | NA | 456.NA4
178 | Total Electric Operating Revenues |  |  |  | 348351138.4252 | 224341581.7828 | 60882858.9437 | 45542633.4842 | 6776160.0532 | 10807904.1614 |  | 118161087.4494 | 106180494.3335 | 100% | 60882858.9437 | 0 |  | 9552718.5883 | 19321668.5837 | 8980142.8829 | 1396940.393 | 6291163.0364 |  | 0 | 0 | 0 | Total Electric Operating Revenues | NA | Total Electric Operating Revenues.NA
179 | [26 empty] | Total Electric Operating Revenues | NA | Total Electric Operating Revenues.NA1
180 | Miscellaneous Revenues | [25 empty] | Miscellaneous Revenues | NA | Miscellaneous Revenues.NA
181 | 41160 | Gain on Sale of Utility Plant - CR | [24 empty] | 41160 | NA | 41160.NA
182 |  |  | S | DPW | 0 | 0 | 0 | 0 | 0 | 0 | 59.42% | 0 | 0 | 100% | 0 | 0 | PLNT | 0 | 0 | 0 | 0 | 0 | 0 | 0 | 0 | 0 | 41160 | S | 41160.S
183 |  |  | SG | T | 0 | 0 | 0 | 0 | 0 | 0 | 100% | 0 | 0 | 100% | 0 | 0 | PLNT | 0 | 0 | 0 | 0 | 0 | 0 | 0 | 0 | 0 | 41160 | SG | 41160.SG
184 |  |  | SO | G | 0 | 0 | 0 | 0 | 0 | 0 | 59.42% | 0 | 0 | 100% | 0 | 0 | PLNT | 0 | 0 | 0 | 0 | 0 | 0 | 0 | 0 | 0 | 41160 | SO | 41160.SO
185 |  |  | DGU | T | 0 | 0 | 0 | 0 | 0 | 0 | 100% | 0 | 0 | 100% | 0 | 0 | PLNT | 0 | 0 | 0 | 0 | 0 | 0 | 0 | 0 | 0 | 41160 | DGU | 41160.DGU
186 |  |  | DGP | P | 0 | 0 | 0 | 0 | 0 | 0 | 59.42% | 0 | 0 | 100% | 0 | 0 | PLNT | 0 | 0 | 0 | 0 | 0 | 0 | 0 | 0 | 0 | 41160 | DGP | 41160.DGP
187 |  |  |  |  | 0 | 0 | 0 | 0 | 0 | 0 |  | 0 | 0 |  | 0 | 0 |  | 0 | 0 | 0 | 0 | 0 | 0 | 0 | 0 | 0 | 41160 | NA | 41160.NA1
188 | [26 empty] | 41160 | NA | 41160.NA2
189 | 41170 | Loss on Sale of Utility Plant | [24 empty] | 41170 | NA | 41170.NA
190 |  |  | S | DPW | 0 | 0 | 0 | 0 | 0 | 0 | 59.42% | 0 | 0 | 100% | 0 | 0 | PLNT | 0 | 0 | 0 | 0 | 0 | 0 | 0 | 0 | 0 | 41170 | S | 41170.S
191 |  |  | CAGW | T | 0 | 0 | 0 | 0 | 0 | 0 | 100% | 0 | 0 | 100% | 0 | 0 | PLNT | 0 | 0 | 0 | 0 | 0 | 0 | 0 | 0 | 0 | 41170 | CAGW | 41170.CAGW
192 |  |  |  |  | 0 | 0 | 0 | 0 | 0 | 0 |  | 0 | 0 |  | 0 | 0 |  | 0 | 0 | 0 | 0 | 0 | 0 | 0 | 0 | 0 | 41170 | NA | 41170.NA1
193 | [26 empty] | 41170 | NA | 41170.NA2
194 | 4118 | Gain from Emission Allowances | S | P | -53.8228 | -53.8228 | 0 | 0 | 0 | 0 | 59.42% | -31.9812 | -21.8416 | 100% | 0 | 0 | PLNT | 0 | 0 | 0 | 0 | 0 | 0 | 0 | 0 | 0 | 4118 | S | 4118.S
195 |  |  | SE | P | -0.0038082 | -0.0038082 | 0 | 0 | 0 | 0 | 59.42% | -0.0022628 | -0.0015454 | 100% | 0 | 0 | PLNT | 0 | 0 | 0 | 0 | 0 | 0 | 0 | 0 | 0 | 4118 | SE | 4118.SE
196 |  |  |  |  | -53.8266 | -53.8266 | 0 | 0 | 0 | 0 |  | -31.9835 | -21.8432 |  | 0 | 0 |  | 0 | 0 | 0 | 0 | 0 | 0 | 0 | 0 | 0 | 4118 | NA | 4118.NA
197 | 41181 | Gain from Disposition of NOX Credits | [24 empty] | 41181 | NA | 41181.NA
198 |  |  | SE | P | 0 | 0 | 0 | 0 | 0 | 0 | 59.42% | 0 | 0 | 100% | 0 | 0 | PLNT | 0 | 0 | 0 | 0 | 0 | 0 | 0 | 0 | 0 | 41181 | SE | 41181.SE
199 |  |  |  |  | 0 | 0 | 0 | 0 | 0 | 0 |  | 0 | 0 |  | 0 | 0 |  | 0 | 0 | 0 | 0 | 0 | 0 | 0 | 0 | 0 | 41181 | NA | 41181.NA1
200 | [26 empty] | 41181 | NA | 41181.NA2
201 | 4194 | Impact Housing Interest Income | [24 empty] | 4194 | NA | 4194.NA
202 |  |  | DGU | P | 0 | 0 | 0 | 0 | 0 | 0 | 59.42% | 0 | 0 | 100% | 0 | 0 | PLNT | 0 | 0 | 0 | 0 | 0 | 0 | 0 | 0 | 0 | 4194 | DGU | 4194.DGU
203 |  |  |  |  | 0 | 0 | 0 | 0 | 0 | 0 |  | 0 | 0 |  | 0 | 0 |  | 0 | 0 | 0 | 0 | 0 | 0 | 0 | 0 | 0 | 4194 | NA | 4194.NA1
204 | [26 empty] | 4194 | NA | 4194.NA2
205 | 421 | (Gain) / Loss on Sale of Utility Plant | [24 empty] | 421 | NA | 421.NA
206 |  |  | S | DPW | 242.96 | 0 | 0 | 242.96 | 0 | 0 | 59.42% | 0 | 0 | 100% | 0 | 0 | PLNT | 34.9599 | 114.2605 | 55.7163 | 6.3616 | 31.6617 | 0 | 0 | 0 | 0 | 421 | S | 421.S
207 |  |  | DGP | T | 0 | 0 | 0 | 0 | 0 | 0 | 100% | 0 | 0 | 100% | 0 | 0 | PLNT | 0 | 0 | 0 | 0 | 0 | 0 | 0 | 0 | 0 | 421 | DGP | 421.DGP
208 |  |  | DGU | T | 0 | 0 | 0 | 0 | 0 | 0 | 100% | 0 | 0 | 100% | 0 | 0 | PLNT | 0 | 0 | 0 | 0 | 0 | 0 | 0 | 0 | 0 | 421 | DGU | 421.DGU
209 |  |  | CN | CUST | 0 | 0 | 0 | 0 | 0 | 0 | 59.42% | 0 | 0 | 100% | 0 | 0 | PLNT | 0 | 0 | 0 | 0 | 0 | 0 | 0 | 0 | 0 | 421 | CN | 421.CN
210 |  |  | SO | PTD | 0 | 0 | 0 | 0 | 0 | 0 | 59.42% | 0 | 0 | 100% | 0 | 0 | PLNT | 0 | 0 | 0 | 0 | 0 | 0 | 0 | 0 | 0 | 421 | SO | 421.SO
211 |  |  | CAGW | P | 0 | 0 | 0 | 0 | 0 | 0 | 59.42% | 0 | 0 | 100% | 0 | 0 | PLNT | 0 | 0 | 0 | 0 | 0 | 0 | 0 | 0 | 0 | 421 | CAGW | 421.CAGW
212 |  |  |  |  | 242.96 | 0 | 0 | 242.96 | 0 | 0 |  | 0 | 0 |  | 0 | 0 |  | 34.9599 | 114.2605 | 55.7163 | 6.3616 | 31.6617 | 0 | 0 | 0 | 0 | 421 | NA | 421.NA1
213 | [26 empty] | 421 | NA | 421.NA2
214 | Total Miscellaneous Revenues |  |  |  | 189.1334 | -53.8266 | 0 | 242.96 | 0 | 0 |  | -31.9835 | -21.8432 | 100% | 0 | 0 |  | 34.9599 | 114.2605 | 55.7163 | 6.3616 | 31.6617 | 0 | 0 | 0 | 0 | Total Miscellaneous Revenues | NA | Total Miscellaneous Revenues.NA
215 | [26 empty] | Total Miscellaneous Revenues | NA | Total Miscellaneous Revenues.NA1
216 | Miscellaneous Expenses | [25 empty] | Miscellaneous Expenses | NA | Miscellaneous Expenses.NA
217 | 4311 | Interest on Customer Deposits | [24 empty] | 4311 | NA | 4311.NA
218 |  |  | S | CUST | 41261.87 | 0 | 0 | 0 | 41261.87 | 0 | 59.42% | 0 | 0 | 100% | 0 | 0 | CUST | 0 | 0 | 0 | 0 | 0 | 0 | 0 | 0 | 0 | 4311 | S | 4311.S
219 |  |  |  |  | 41261.87 | 0 | 0 | 0 | 41261.87 | 0 |  | 0 | 0 |  | 0 | 0 |  | 0 | 0 | 0 | 0 | 0 | 0 | 0 | 0 | 0 | 4311 | NA | 4311.NA1
220 | [26 empty] | 4311 | NA | 4311.NA2
221 | Total Miscellaneous Expenses |  |  |  | 41261.87 | 0 | 0 | 0 | 41261.87 | 0 |  | 0 | 0 | 100% | 0 | 0 |  | 0 | 0 | 0 | 0 | 0 | 0 | 0 | 0 | 0 | Total Miscellaneous Expenses | NA | Total Miscellaneous Expenses.NA
222 | [26 empty] | Total Miscellaneous Expenses | NA | Total Miscellaneous Expenses.NA1
223 | Net Misc Revenue and Expense |  |  |  | 41451.0034 | -53.8266 | 0 | 242.96 | 41261.87 | 0 |  | -31.9835 | -21.8432 |  | 0 | 0 |  | 34.9599 | 114.2605 | 55.7163 | 6.3616 | 31.6617 | 0 | 0 | 0 | 0 | Net Misc Revenue and Expense | NA | Net Misc Revenue and Expense.NA
224 | [26 empty] | Net Misc Revenue and Expense | NA | Net Misc Revenue and Expense.NA1
225 | 500 | Operation Supervision & Engineering | [24 empty] | 500 | NA | 500.NA
226 |  |  | SG | P | 3590.7074 | 3590.7074 | 0 | 0 | 0 | 0 | 59.42% | 2133.5775 | 1457.1298 | 100% | 0 | 0 | [6 empty] | 0 | 0 | 0 | 0 | 500 | SG | 500.SG
227 |  |  | JBG | P | 3190867.2669 | 3190867.2669 | 0 | 0 | 0 | 0 | 59.42% | 1895994.8688 | 1294872.3981 | 100% | 0 | 0 | [6 empty] | 0 | 0 | 0 | 0 | 500 | JBG | 500.JBG
228 |  |  | CAGW | P | 6834.3089 | 6834.3089 | 0 | 0 | 0 | 0 | 59.42% | 4060.9068 | 2773.4021 | 100% | 0 | 0 | [6 empty] | 0 | 0 | 0 | 0 | 500 | CAGW | 500.CAGW
229 |  |  |  |  | 3201292.2832 | 3201292.2832 | 0 | 0 | 0 | 0 |  | 1902189.3532 | 1299102.9301 |  | 0 | 0 |  | 0 | 0 | 0 | 0 | 0 | 0 | 0 | 0 | 0 | 500 | NA | 500.NA1
230 | [26 empty] | 500 | NA | 500.NA2
231 | 501 | Fuel Related | [24 empty] | 501 | NA | 501.NA
232 |  |  | SE | P | 284.8109 | 284.8109 | 0 | 0 | 0 | 0 | 0% | 0 | 284.8109 |  | 0 | 0 | [6 empty] | 0 | 0 | 0 | 0 | 501 | SE | 501.SE
233 |  |  | CAGW | P | 246715.5493 | 246715.5493 | 0 | 0 | 0 | 0 | 0% | 0 | 246715.5493 |  | 0 | 0 | [6 empty] | 0 | 0 | 0 | 0 | 501 | CAGW | 501.CAGW
234 |  |  | JBE | P | 437153.5417 | 437153.5417 | 0 | 0 | 0 | 0 | 0% | 0 | 437153.5417 | [9 empty] | 0 | 0 | 0 | 0 | 501 | JBE | 501.JBE
235 |  |  | JBG | P | 0 | 0 | 0 | 0 | 0 | 0 | 0% | 0 | 0 | [9 empty] | 0 | 0 | 0 | 0 | 501 | JBG | 501.JBG
236 |  |  |  |  | 684153.9019 | 684153.9019 | 0 | 0 | 0 | 0 |  | 0 | 684153.9019 |  | 0 | 0 |  | 0 | 0 | 0 | 0 | 0 | 0 | 0 | 0 | 0 | 501 | NA | 501.NA1
237 | [26 empty] | 501 | NA | 501.NA2
238 | 501NPC | Fuel Related - NPC | [24 empty] | 501NPC | NA | 501NPC.NA
239 |  |  | S | P | 0 | 0 | 0 | 0 | 0 | 0 | 0% | 0 | 0 | [13 empty] | 501NPC | S | 501NPC.S
240 |  |  | CAEW | P | 49046417.6824 | 49046417.6824 | 0 | 0 | 0 | 0 | 0% | 0 | 49046417.6824 |  |  |  |  | 0 | 0 | 0 | 0 | 0 | 0 | 0 | 0 | 0 | 501NPC | CAEW | 501NPC.CAEW
241 |  | Total Fuel Related |  |  | 49730571.5843 | 49730571.5843 | 0 | 0 | 0 | 0 |  | 0 | 49730571.5843 |  | 0 | 0 |  | 0 | 0 | 0 | 0 | 0 | 0 | 0 | 0 | 0 | 501NPC | NA | 501NPC.NA1
242 | [26 empty] | 501NPC | NA | 501NPC.NA2
243 | [26 empty] | 501NPC | NA | 501NPC.NA3
244 | 502 | Steam Expenses | [24 empty] | 502 | NA | 502.NA
245 |  |  | CAGW | P | 161505.4114 | 161505.4114 | 0 | 0 | 0 | 0 | 59.42% | 95965.581 | 65539.8303 | [9 empty] | 0 | 0 | 0 | 0 | 502 | CAGW | 502.CAGW
246 |  |  | JBG | P | 4060825.9473 | 4060825.9473 | 0 | 0 | 0 | 0 | 59.42% | 2412919.2834 | 1647906.6639 | [9 empty] | 0 | 0 | 0 | 0 | 502 | JBG | 502.JBG
247 |  |  |  |  | 4222331.3587 | 4222331.3587 | 0 | 0 | 0 | 0 |  | 2508884.8644 | 1713446.4943 |  | 0 | 0 |  | 0 | 0 | 0 | 0 | 0 | 0 | 0 | 0 | 0 | 502 | NA | 502.NA1
248 | [26 empty] | 502 | NA | 502.NA2
249 | 503 | Steam From Other Sources | [24 empty] | 503 | NA | 503.NA
250 |  |  | SE | P | 0 | 0 | 0 | 0 | 0 | 0 | 0% | 0 | 0 |  | 0 | 0 |  | 0 | 0 | 0 | 0 | 0 | 0 | 0 | 0 | 0 | 503 | SE | 503.SE
251 | [26 empty] | 503 | NA | 503.NA1
252 | 503NPC | Steam From Other Sources-NPC | [24 empty] | 503NPC | NA | 503NPC.NA
253 |  |  | SE | P | 0 | 0 | 0 | 0 | 0 | 0 |  | 0 | 0 |  | 0 | 0 |  | 0 | 0 | 0 | 0 | 0 | 0 | 0 | 0 | 0 | 503NPC | SE | 503NPC.SE
254 |  |  | CAEW | P | 0 | 0 | 0 | 0 | 0 | 0 |  | 0 | 0 |  | 0 | 0 |  | 0 | 0 | 0 | 0 | 0 | 0 | 0 | 0 | 0 | 503NPC | CAEW | 503NPC.CAEW
255 |  |  | CAEE | P | 0 | 0 | 0 | 0 | 0 | 0 |  | 0 | 0 |  | 0 | 0 |  | 0 | 0 | 0 | 0 | 0 | 0 | 0 | 0 | 0 | 503NPC | CAEE | 503NPC.CAEE
256 |  | Total Steam From Other Sources |  |  | 0 | 0 | 0 | 0 | 0 | 0 |  | 0 | 0 |  | 0 | 0 |  | 0 | 0 | 0 | 0 | 0 | 0 | 0 | 0 | 0 | 503NPC | NA | 503NPC.NA1
257 | [26 empty] | 503NPC | NA | 503NPC.NA2
258 | 505 | Electric Expenses | [24 empty] | 505 | NA | 505.NA
259 |  |  | CAGW | P | 12687.0465 | 12687.0465 | 0 | 0 | 0 | 0 | 59.42% | 7538.5696 | 5148.4769 |  | 0 | 0 | [6 empty] | 0 | 0 | 0 | 0 | 505 | CAGW | 505.CAGW
260 |  |  | JBG | P | 0 | 0 | 0 | 0 | 0 | 0 | 59.42% | 0 | 0 | [9 empty] | 0 | 0 | 0 | 0 | 505 | JBG | 505.JBG
261 |  |  |  |  | 12687.0465 | 12687.0465 | 0 | 0 | 0 | 0 |  | 7538.5696 | 5148.4769 |  | 0 | 0 |  | 0 | 0 | 0 | 0 | 0 | 0 | 0 | 0 | 0 | 505 | NA | 505.NA1
262 | [26 empty] | 505 | NA | 505.NA2
263 | 506 | Misc. Steam Expense | [24 empty] | 506 | NA | 506.NA
264 |  |  | CAGW | P | 215623.0377 | 215623.0377 | 0 | 0 | 0 | 0 | 59.42% | 128121.9615 | 87501.0762 |  | 0 | 0 | [6 empty] | 0 | 0 | 0 | 0 | 506 | CAGW | 506.CAGW
265 |  |  | SG | P | 0 | 0 | 0 | 0 | 0 | 0 | 59.42% | 0 | 0 |  | 0 | 0 | [6 empty] | 0 | 0 | 0 | 0 | 506 | SG | 506.SG
266 |  |  | JBG | P | -5184895.3718 | -5184895.3718 | 0 | 0 | 0 | 0 | 59.42% | -3080834.8319 | -2104060.5398 | [9 empty] | 0 | 0 | 0 | 0 | 506 | JBG | 506.JBG
267 |  |  |  |  | -4969272.334 | -4969272.334 | 0 | 0 | 0 | 0 |  | -2952712.8705 | -2016559.4636 |  | 0 | 0 |  | 0 | 0 | 0 | 0 | 0 | 0 | 0 | 0 | 0 | 506 | NA | 506.NA1
268 | [26 empty] | 506 | NA | 506.NA2
269 | 507 | Rents | [24 empty] | 507 | NA | 507.NA
270 |  |  | CAGW | P | 3933.5299 | 3933.5299 | 0 | 0 | 0 | 0 | 59.42% | 2337.2807 | 1596.2492 |  | 0 | 0 | [6 empty] | 0 | 0 | 0 | 0 | 507 | CAGW | 507.CAGW
271 |  |  | JBG | P | 81537.0359 | 81537.0359 | 0 | 0 | 0 | 0 | 59.42% | 48448.835 | 33088.2009 | [9 empty] | 0 | 0 | 0 | 0 | 507 | JBG | 507.JBG
272 |  |  |  |  | 85470.5658 | 85470.5658 | 0 | 0 | 0 | 0 |  | 50786.1157 | 34684.4501 |  | 0 | 0 |  | 0 | 0 | 0 | 0 | 0 | 0 | 0 | 0 | 0 | 507 | NA | 507.NA1
273 | [26 empty] | 507 | NA | 507.NA2
274 | 510 | Maint Supervision & Engineering | [24 empty] | 510 | NA | 510.NA
275 |  |  | CAGW | P | 28126.5213 | 28126.5213 | 0 | 0 | 0 | 0 | 59.42% | 16712.6162 | 11413.9051 |  | 0 | 0 | [6 empty] | 0 | 0 | 0 | 0 | 510 | CAGW | 510.CAGW
276 |  |  | JBG | P | 182420.1048 | 182420.1048 | 0 | 0 | 0 | 0 | 59.42% | 108392.9708 | 74027.1339 | [9 empty] | 0 | 0 | 0 | 0 | 510 | JBG | 510.JBG
277 |  |  |  |  | 210546.6261 | 210546.6261 | 0 | 0 | 0 | 0 |  | 125105.5871 | 85441.039 |  | 0 | 0 |  | 0 | 0 | 0 | 0 | 0 | 0 | 0 | 0 | 0 | 510 | NA | 510.NA1
278 | [26 empty] | 510 | NA | 510.NA2
279 | 511 | Maintenance of Structures | [24 empty] | 511 | NA | 511.NA
280 |  |  | CAGW | P | 51782.9697 | 51782.9697 | 0 | 0 | 0 | 0 | 59.42% | 30769.141 | 21013.8287 |  | 0 | 0 | [6 empty] | 0 | 0 | 0 | 0 | 511 | CAGW | 511.CAGW
281 |  |  | JBG | P | 2422139.5137 | 2422139.5137 | 0 | 0 | 0 | 0 | 59.42% | 1439221.2854 | 982918.2283 | [9 empty] | 0 | 0 | 0 | 0 | 511 | JBG | 511.JBG
282 |  |  |  |  | 2473922.4835 | 2473922.4835 | 0 | 0 | 0 | 0 |  | 1469990.4265 | 1003932.057 |  | 0 | 0 |  | 0 | 0 | 0 | 0 | 0 | 0 | 0 | 0 | 0 | 511 | NA | 511.NA1
283 | [26 empty] | 511 | NA | 511.NA2
284 | 512 | Maintenance of Boiler Plant | [24 empty] | 512 | NA | 512.NA
285 |  |  | SG | P | 0 | 0 | 0 | 0 | 0 | 0 | 59.42% | 0 | 0 |  | 0 | 0 | [6 empty] | 0 | 0 | 0 | 0 | 512 | SG | 512.SG
286 |  |  | CAGW | P | 363964.9626 | 363964.9626 | 0 | 0 | 0 | 0 | 59.42% | 216265.875 | 147699.0876 |  | 0 | 0 | [6 empty] | 0 | 0 | 0 | 0 | 512 | CAGW | 512.CAGW
287 |  |  | JBG | P | 5459374.5843 | 5459374.5843 | 0 | 0 | 0 | 0 | 59.42% | 3243928.792 | 2215445.7923 |  | 0 | 0 | [6 empty] | 0 | 0 | 0 | 0 | 512 | JBG | 512.JBG
288 |  |  |  |  | 5823339.5469 | 5823339.5469 | 0 | 0 | 0 | 0 |  | 3460194.667 | 2363144.8799 |  | 0 | 0 |  | 0 | 0 | 0 | 0 | 0 | 0 | 0 | 0 | 0 | 512 | NA | 512.NA1
289 | [26 empty] | 512 | NA | 512.NA2
290 | 513 | Maintenance of Electric Plant | [24 empty] | 513 | NA | 513.NA
291 |  |  | CAGW | P | 98252.895 | 98252.895 | 0 | 0 | 0 | 0 | 59.42% | 58381.3017 | 39871.5932 |  | 0 | 0 | [6 empty] | 0 | 0 | 0 | 0 | 513 | CAGW | 513.CAGW
292 |  |  | JBG | P | 2300389.4799 | 2300389.4799 | 0 | 0 | 0 | 0 | 59.42% | 1366878.1197 | 933511.3602 | [9 empty] | 0 | 0 | 0 | 0 | 513 | JBG | 513.JBG
293 |  |  |  |  | 2398642.3749 | 2398642.3749 | 0 | 0 | 0 | 0 |  | 1425259.4215 | 973382.9534 |  | 0 | 0 |  | 0 | 0 | 0 | 0 | 0 | 0 | 0 | 0 | 0 | 513 | NA | 513.NA1
294 | [26 empty] | 513 | NA | 513.NA2
295 | 514 | Maintenance of Misc. Steam Plant | [24 empty] | 514 | NA | 514.NA
296 |  |  | CAGW | P | 52215.2252 | 52215.2252 | 0 | 0 | 0 | 0 | 59.42% | 31025.9847 | 21189.2405 |  | 0 | 0 | [6 empty] | 0 | 0 | 0 | 0 | 514 | CAGW | 514.CAGW
297 |  |  | JBG | P | 508822.1005 | 508822.1005 | 0 | 0 | 0 | 0 | 59.42% | 302339.1482 | 206482.9522 | [9 empty] | 0 | 0 | 0 | 0 | 514 | JBG | 514.JBG
298 |  |  |  |  | 561037.3256 | 561037.3256 | 0 | 0 | 0 | 0 |  | 333365.1329 | 227672.1927 |  | 0 | 0 |  | 0 | 0 | 0 | 0 | 0 | 0 | 0 | 0 | 0 | 514 | NA | 514.NA1
299 | [26 empty] | 514 | NA | 514.NA2
300 | Total Steam Power Generation |  |  |  | 63750568.8615 | 63750568.8615 | 0 | 0 | 0 | 0 |  | 8330601.2674 | 55419967.594 |  | 0 | 0 |  | 0 | 0 | 0 | 0 | 0 | 0 | 0 | 0 | 0 | Total Steam Power Generation | NA | Total Steam Power Generation.NA
301 | [26 empty] | Total Steam Power Generation | NA | Total Steam Power Generation.NA1
302 | [26 empty] | Total Steam Power Generation | NA | Total Steam Power Generation.NA2
303 | 517 | Operation Super & Engineering | [24 empty] | 517 | NA | 517.NA
304 |  |  | SG | P | 0 | 0 | 0 | 0 | 0 | 0 | 59.42% | 0 | 0 |  | 0 | 0 | [6 empty] | 0 | 0 | 0 | 0 | 517 | SG | 517.SG
305 |  |  |  |  | 0 | 0 | 0 | 0 | 0 | 0 |  | 0 | 0 |  | 0 | 0 |  | 0 | 0 | 0 | 0 | 0 | 0 | 0 | 0 | 0 | 517 | NA | 517.NA1
306 | [26 empty] | 517 | NA | 517.NA2
307 | 518 | Nuclear Fuel Expense | [24 empty] | 518 | NA | 518.NA
308 |  |  | SE | P | 0 | 0 | 0 | 0 | 0 | 0 | 59.42% | 0 | 0 |  | 0 | 0 | [6 empty] | 0 | 0 | 0 | 0 | 518 | SE | 518.SE
309 |  |  |  |  | 0 | 0 | 0 | 0 | 0 | 0 |  | 0 | 0 |  | 0 | 0 |  | 0 | 0 | 0 | 0 | 0 | 0 | 0 | 0 | 0 | 518 | NA | 518.NA1
310 | [26 empty] | 518 | NA | 518.NA2
311 | [26 empty] | 518 | NA | 518.NA3
312 | 519 | Coolants and Water | [24 empty] | 519 | NA | 519.NA
313 |  |  | SG | P | 0 | 0 | 0 | 0 | 0 | 0 | 59.42% | 0 | 0 |  | 0 | 0 | [6 empty] | 0 | 0 | 0 | 0 | 519 | SG | 519.SG
314 |  |  |  |  | 0 | 0 | 0 | 0 | 0 | 0 |  | 0 | 0 |  | 0 | 0 |  | 0 | 0 | 0 | 0 | 0 | 0 | 0 | 0 | 0 | 519 | NA | 519.NA1
315 | [26 empty] | 519 | NA | 519.NA2
316 | 520 | Steam Expenses | [24 empty] | 520 | NA | 520.NA
317 |  |  | SG | P | 0 | 0 | 0 | 0 | 0 | 0 | 59.42% | 0 | 0 |  | 0 | 0 | [6 empty] | 0 | 0 | 0 | 0 | 520 | SG | 520.SG
318 |  |  |  |  | 0 | 0 | 0 | 0 | 0 | 0 |  | 0 | 0 |  | 0 | 0 |  | 0 | 0 | 0 | 0 | 0 | 0 | 0 | 0 | 0 | 520 | NA | 520.NA1
319 | [26 empty] | 520 | NA | 520.NA2
320 | 523 | Electric Expenses | [24 empty] | 523 | NA | 523.NA
321 |  |  | SG | P | 0 | 0 | 0 | 0 | 0 | 0 | 59.42% | 0 | 0 |  | 0 | 0 | [6 empty] | 0 | 0 | 0 | 0 | 523 | SG | 523.SG
322 |  |  |  |  | 0 | 0 | 0 | 0 | 0 | 0 |  | 0 | 0 |  | 0 | 0 |  | 0 | 0 | 0 | 0 | 0 | 0 | 0 | 0 | 0 | 523 | NA | 523.NA1
323 | [26 empty] | 523 | NA | 523.NA2
324 | 524 | Misc. Nuclear Expenses | [24 empty] | 524 | NA | 524.NA
325 |  |  | SG | P | 0 | 0 | 0 | 0 | 0 | 0 | 59.42% | 0 | 0 |  | 0 | 0 | [6 empty] | 0 | 0 | 0 | 0 | 524 | SG | 524.SG
326 |  |  |  |  | 0 | 0 | 0 | 0 | 0 | 0 |  | 0 | 0 |  | 0 | 0 |  | 0 | 0 | 0 | 0 | 0 | 0 | 0 | 0 | 0 | 524 | NA | 524.NA1
327 | [26 empty] | 524 | NA | 524.NA2
328 | 528 | Maintenance Super & Engineering | [24 empty] | 528 | NA | 528.NA
329 |  |  | SG | P | 0 | 0 | 0 | 0 | 0 | 0 | 59.42% | 0 | 0 |  | 0 | 0 | [6 empty] | 0 | 0 | 0 | 0 | 528 | SG | 528.SG
330 |  |  |  |  | 0 | 0 | 0 | 0 | 0 | 0 |  | 0 | 0 |  | 0 | 0 |  | 0 | 0 | 0 | 0 | 0 | 0 | 0 | 0 | 0 | 528 | NA | 528.NA1
331 | [26 empty] | 528 | NA | 528.NA2
332 | 529 | Maintenance of Structures | [24 empty] | 529 | NA | 529.NA
333 |  |  | SG | P | 0 | 0 | 0 | 0 | 0 | 0 | 59.42% | 0 | 0 |  | 0 | 0 | [6 empty] | 0 | 0 | 0 | 0 | 529 | SG | 529.SG
334 |  |  |  |  | 0 | 0 | 0 | 0 | 0 | 0 |  | 0 | 0 |  | 0 | 0 |  | 0 | 0 | 0 | 0 | 0 | 0 | 0 | 0 | 0 | 529 | NA | 529.NA1
335 | [26 empty] | 529 | NA | 529.NA2
336 | 530 | Maintenance of Reactor Plant | [24 empty] | 530 | NA | 530.NA
337 |  |  | SG | P | 0 | 0 | 0 | 0 | 0 | 0 | 59.42% | 0 | 0 |  | 0 | 0 | [6 empty] | 0 | 0 | 0 | 0 | 530 | SG | 530.SG
338 |  |  |  |  | 0 | 0 | 0 | 0 | 0 | 0 |  | 0 | 0 |  | 0 | 0 |  | 0 | 0 | 0 | 0 | 0 | 0 | 0 | 0 | 0 | 530 | NA | 530.NA1
339 | [26 empty] | 530 | NA | 530.NA2
340 | 531 | Maintenance of Electric Plant | [24 empty] | 531 | NA | 531.NA
341 |  |  | SG | P | 0 | 0 | 0 | 0 | 0 | 0 | 59.42% | 0 | 0 |  | 0 | 0 | [6 empty] | 0 | 0 | 0 | 0 | 531 | SG | 531.SG
342 |  |  |  |  | 0 | 0 | 0 | 0 | 0 | 0 |  | 0 | 0 |  | 0 | 0 |  | 0 | 0 | 0 | 0 | 0 | 0 | 0 | 0 | 0 | 531 | NA | 531.NA1
343 | [26 empty] | 531 | NA | 531.NA2
344 | 532 | Maintenance of Misc Nuclear | [24 empty] | 532 | NA | 532.NA
345 |  |  | SG | P | 0 | 0 | 0 | 0 | 0 | 0 | 59.42% | 0 | 0 |  | 0 | 0 | [6 empty] | 0 | 0 | 0 | 0 | 532 | SG | 532.SG
346 |  |  |  |  | 0 | 0 | 0 | 0 | 0 | 0 |  | 0 | 0 |  | 0 | 0 |  | 0 | 0 | 0 | 0 | 0 | 0 | 0 | 0 | 0 | 532 | NA | 532.NA1
347 | [26 empty] | 532 | NA | 532.NA2
348 | Total Nuclear Power Generation |  |  |  | 0 | 0 | 0 | 0 | 0 | 0 |  | 0 | 0 |  | 0 | 0 |  | 0 | 0 | 0 | 0 | 0 | 0 | 0 | 0 | 0 | Total Nuclear Power Generation | NA | Total Nuclear Power Generation.NA
349 | [26 empty] | Total Nuclear Power Generation | NA | Total Nuclear Power Generation.NA1
350 | [26 empty] | Total Nuclear Power Generation | NA | Total Nuclear Power Generation.NA2
351
352 | 535 | Operation Super & Engineering | [24 empty] | 535 | NA | 535.NA
353 |  |  | SG | P | 0 | 0 | 0 | 0 | 0 | 0 | 59.42% | 0 | 0 |  | 0 | 0 | [6 empty] | 0 | 0 | 0 | 0 | 535 | SG | 535.SG
354 |  |  | CAGW | P | 1634174.2764 | 1634174.2764 | 0 | 0 | 0 | 0 | 59.42% | 971016.9003 | 663157.3761 |  | 0 | 0 | [6 empty] | 0 | 0 | 0 | 0 | 535 | CAGW | 535.CAGW
355 |  |  |  |  | 1634174.2764 | 1634174.2764 | 0 | 0 | 0 | 0 |  | 971016.9003 | 663157.3761 |  | 0 | 0 |  | 0 | 0 | 0 | 0 | 0 | 0 | 0 | 0 | 0 | 535 | NA | 535.NA1
356 | [26 empty] | 535 | NA | 535.NA2
357 | 536 | Water For Power | [24 empty] | 536 | NA | 536.NA
358 |  |  | CAGW1 | P | 22749.8616 | 22749.8616 | 0 | 0 | 0 | 0 | 59.42% | 13517.8362 | 9232.0255 |  | 0 | 0 | [6 empty] | 0 | 0 | 0 | 0 | 536 | CAGW1 | 536.CAGW1
359 |  |  |  |  | 22749.8616 | 22749.8616 | 0 | 0 | 0 | 0 |  | 13517.8362 | 9232.0255 |  | 0 | 0 |  | 0 | 0 | 0 | 0 | 0 | 0 | 0 | 0 | 0 | 536 | NA | 536.NA1
360 | [26 empty] | 536 | NA | 536.NA2
361 | 537 | Hydraulic Expenses | [24 empty] | 537 | NA | 537.NA
362 |  |  | CAGW1 | P | 784198.9448 | 784198.9448 | 0 | 0 | 0 | 0 | 59.42% | 465966.4759 | 318232.4689 |  | 0 | 0 | [6 empty] | 0 | 0 | 0 | 0 | 537 | CAGW1 | 537.CAGW1
363 |  |  |  |  | 784198.9448 | 784198.9448 | 0 | 0 | 0 | 0 |  | 465966.4759 | 318232.4689 |  | 0 | 0 |  | 0 | 0 | 0 | 0 | 0 | 0 | 0 | 0 | 0 | 537 | NA | 537.NA1
364 | [26 empty] | 537 | NA | 537.NA2
365 | 538 | Electric Expenses | [24 empty] | 538 | NA | 538.NA
366 |  |  | CAGE | P | 0 | 0 | 0 | 0 | 0 | 0 | 59.42% | 0 | 0 |  | 0 | 0 | [6 empty] | 0 | 0 | 0 | 0 | 538 | CAGE | 538.CAGE
367 |  |  |  |  | 0 | 0 | 0 | 0 | 0 | 0 |  | 0 | 0 |  | 0 | 0 |  | 0 | 0 | 0 | 0 | 0 | 0 | 0 | 0 | 0 | 538 | NA | 538.NA1
368 | [26 empty] | 538 | NA | 538.NA2
369 | 539 | Misc. Hydro Expenses | [24 empty] | 539 | NA | 539.NA
370 |  |  | CAGW1 | P | 2441888.8799 | 2441888.8799 | 0 | 0 | 0 | 0 | 59.42% | 1450956.2446 | 990932.6354 |  | 0 | 0 | [6 empty] | 0 | 0 | 0 | 0 | 539 | CAGW1 | 539.CAGW1
371 |  |  | CAEW | P | 0 | 0 | 0 | 0 | 0 | 0 | 59.42% | 0 | 0 |  | 0 | 0 | [6 empty] | 0 | 0 | 0 | 0 | 539 | CAEW | 539.CAEW
372 |  |  |  |  | 2441888.8799 | 2441888.8799 | 0 | 0 | 0 | 0 |  | 1450956.2446 | 990932.6354 |  | 0 | 0 |  | 0 | 0 | 0 | 0 | 0 | 0 | 0 | 0 | 0 | 539 | NA | 539.NA1
373 | [26 empty] | 539 | NA | 539.NA2
374 | 540 | Rents (Hydro Generation) | [24 empty] | 540 | NA | 540.NA
375 |  |  | CAGW1 | P | 349346.6693 | 349346.6693 | 0 | 0 | 0 | 0 | 59.42% | 207579.7697 | 141766.8996 |  | 0 | 0 | [6 empty] | 0 | 0 | 0 | 0 | 540 | CAGW1 | 540.CAGW1
376 |  |  |  |  | 349346.6693 | 349346.6693 | 0 | 0 | 0 | 0 |  | 207579.7697 | 141766.8996 |  | 0 | 0 |  | 0 | 0 | 0 | 0 | 0 | 0 | 0 | 0 | 0 | 540 | NA | 540.NA1
377 | [26 empty] | 540 | NA | 540.NA2
378 | 541 | Maint Supervision & Engineering | [24 empty] | 541 | NA | 541.NA
379 |  |  | CAGW1 | P | 87.4126 | 87.4126 | 0 | 0 | 0 | 0 | 59.42% | 51.9401 | 35.4725 |  | 0 | 0 | [6 empty] | 0 | 0 | 0 | 0 | 541 | CAGW1 | 541.CAGW1
380 |  |  |  |  | 87.4126 | 87.4126 | 0 | 0 | 0 | 0 |  | 51.9401 | 35.4725 |  | 0 | 0 |  | 0 | 0 | 0 | 0 | 0 | 0 | 0 | 0 | 0 | 541 | NA | 541.NA1
381 | [26 empty] | 541 | NA | 541.NA2
382 | 542 | Maintenance of Structures | [24 empty] | 542 | NA | 542.NA
383 |  |  | CAGW1 | P | 184691.8964 | 184691.8964 | 0 | 0 | 0 | 0 | 59.42% | 109742.8563 | 74949.0401 |  | 0 | 0 | [6 empty] | 0 | 0 | 0 | 0 | 542 | CAGW1 | 542.CAGW1
384 |  |  |  |  | 184691.8964 | 184691.8964 | 0 | 0 | 0 | 0 |  | 109742.8563 | 74949.0401 |  | 0 | 0 |  | 0 | 0 | 0 | 0 | 0 | 0 | 0 | 0 | 0 | 542 | NA | 542.NA1
385 | [26 empty] | 542 | NA | 542.NA2
386 | 543 | Maintenance of Dams & Waterways | [24 empty] | 543 | NA | 543.NA
387 |  |  | CAGW1 | P | 241432.0048 | 241432.0048 | 0 | 0 | 0 | 0 | 59.42% | 143457.5004 | 97974.5044 |  | 0 | 0 | [6 empty] | 0 | 0 | 0 | 0 | 543 | CAGW1 | 543.CAGW1
388 |  |  |  |  | 241432.0048 | 241432.0048 | 0 | 0 | 0 | 0 |  | 143457.5004 | 97974.5044 |  | 0 | 0 |  | 0 | 0 | 0 | 0 | 0 | 0 | 0 | 0 | 0 | 543 | NA | 543.NA1
389 | [26 empty] | 543 | NA | 543.NA2
390 | 544 | Maintenance of Electric Plant | [24 empty] | 544 | NA | 544.NA
391 |  |  | CAGW1 | P | 387159.027 | 387159.027 | 0 | 0 | 0 | 0 | 59.42% | 230047.6539 | 157111.3731 |  | 0 | 0 | [6 empty] | 0 | 0 | 0 | 0 | 544 | CAGW1 | 544.CAGW1
392 |  |  |  |  | 387159.027 | 387159.027 | 0 | 0 | 0 | 0 |  | 230047.6539 | 157111.3731 |  | 0 | 0 |  | 0 | 0 | 0 | 0 | 0 | 0 | 0 | 0 | 0 | 544 | NA | 544.NA1
393 | [26 empty] | 544 | NA | 544.NA2
394 | 545 | Maintenance of Misc. Hydro Plant | [24 empty] | 545 | NA | 545.NA
395 |  |  | SG | P | 0 | 0 | 0 | 0 | 0 | 0 | 59.42% | 0 | 0 |  | 0 | 0 | [6 empty] | 0 | 0 | 0 | 0 | 545 | SG | 545.SG
396 |  |  | CAGW1 | P | 682616.1682 | 682616.1682 | 0 | 0 | 0 | 0 | 59.42% | 405606.5778 | 277009.5904 |  | 0 | 0 | [6 empty] | 0 | 0 | 0 | 0 | 545 | CAGW1 | 545.CAGW1
397 |  |  |  |  | 682616.1682 | 682616.1682 | 0 | 0 | 0 | 0 |  | 405606.5778 | 277009.5904 |  | 0 | 0 |  | 0 | 0 | 0 | 0 | 0 | 0 | 0 | 0 | 0 | 545 | NA | 545.NA1
398 | [26 empty] | 545 | NA | 545.NA2
399 | Total Hydraulic Power Generation |  |  |  | 6728345.1411 | 6728345.1411 | 0 | 0 | 0 | 0 |  | 3997943.7551 | 2730401.3861 |  | 0 | 0 |  | 0 | 0 | 0 | 0 | 0 | 0 | 0 | 0 | 0 | Total Hydraulic Power Generation | NA | Total Hydraulic Power Generation .NA
400 | [26 empty] | Total Hydraulic Power Generation | NA | Total Hydraulic Power Generation .NA1
401 | [26 empty] | Total Hydraulic Power Generation | NA | Total Hydraulic Power Generation .NA2
402 | 546 | Operation Super & Engineering | [24 empty] | 546 | NA | 546.NA
403 |  |  | CAGW | P | 30341.5279 | 30341.5279 | 0 | 0 | 0 | 0 | 59.42% | 18028.7603 | 12312.7675 |  | 0 | 0 | [6 empty] | 0 | 0 | 0 | 0 | 546 | CAGW | 546.CAGW
404 |  |  |  |  | 30341.5279 | 30341.5279 | 0 | 0 | 0 | 0 |  | 18028.7603 | 12312.7675 |  | 0 | 0 |  | 0 | 0 | 0 | 0 | 0 | 0 | 0 | 0 | 0 | 546 | NA | 546.NA1
405 | [26 empty] | 546 | NA | 546.NA2
406 | 547 | Fuel | [24 empty] | 547 | NA | 547.NA
407 |  |  | SE | P | 0 | 0 | 0 | 0 | 0 | 0 | 0% | 0 | 0 |  | 0 | 0 | [6 empty] | 0 | 0 | 0 | 0 | 547 | SE | 547.SE
408 |  |  | CAEW/CAEE | P | 0 | 0 | 0 | 0 | 0 | 0 | 0% | 0 | 0 | [9 empty] | 0 | 0 | 0 | 0 | 547 | CAEW/CAEE | 547.CAEW/CAEE
409 | [26 empty] | 547 | NA | 547.NA1
410 | [26 empty] | 547 | NA | 547.NA2
411 | 547NPC | Fuel-NPC | CAEW | P | 20337840.9418 | 20337840.9418 | 0 | 0 | 0 | 0 | 0% | 0 | 20337840.9418 | [9 empty] | 0 | 0 | 0 | 0 | 547NPC | CAEW | 547NPC.CAEW
412 |  |  | S | P | 0 | 0 | 0 | 0 | 0 | 0 | 0% | 0 | 0 | [13 empty] | 547NPC | S | 547NPC.S
413 |  |  |  |  | 20337840.9418 | 20337840.9418 | 0 | 0 | 0 | 0 |  | 0 | 20337840.9418 |  | 0 | 0 |  | 0 | 0 | 0 | 0 | 0 | 0 | 0 | 0 | 0 | 547NPC | NA | 547NPC.NA
414 | [26 empty] | 547NPC | NA | 547NPC.NA1
415 | [26 empty] | 547NPC | NA | 547NPC.NA2
416 | 548 | Generation Expense | [24 empty] | 548 | NA | 548.NA
417 |  |  | SG | P | 2143.8226 | 2143.8226 | 0 | 0 | 0 | 0 | 59.42% | 1273.847 | 869.9756 |  | 0 | 0 | [6 empty] | 0 | 0 | 0 | 0 | 548 | SG | 548.SG
418 |  |  | CAEW | P | 0 | 0 | 0 | 0 | 0 | 0 | 59.42% | 0 | 0 |  | 0 | 0 | [6 empty] | 0 | 0 | 0 | 0 | 548 | CAEW | 548.CAEW
419 |  |  | CAGW | P | 1940710.1897 | 1940710.1897 | 0 | 0 | 0 | 0 | 59.42% | 1153158.7664 | 787551.4232 | [9 empty] | 0 | 0 | 0 | 0 | 548 | CAGW | 548.CAGW
420 |  |  |  |  | 1942854.0123 | 1942854.0123 | 0 | 0 | 0 | 0 |  | 1154432.6134 | 788421.3988 |  | 0 | 0 |  | 0 | 0 | 0 | 0 | 0 | 0 | 0 | 0 | 0 | 548 | NA | 548.NA1
421 | [26 empty] | 548 | NA | 548.NA2
422 | 549 | Miscellaneous Other | [24 empty] | 549 | NA | 549.NA
423 |  |  | SG | P | 112259.274 | 112259.274 | 0 | 0 | 0 | 0 | 59.42% | 66703.8111 | 45555.4629 |  | 0 | 0 | [6 empty] | 0 | 0 | 0 | 0 | 549 | SG | 549.SG
424 |  |  | CAGW | P | 367561.6102 | 367561.6102 | 0 | 0 | 0 | 0 | 59.42% | 218402.9822 | 149158.628 | [9 empty] | 0 | 0 | 0 | 0 | 549 | CAGW | 549.CAGW
425 |  |  |  |  | 479820.8842 | 479820.8842 | 0 | 0 | 0 | 0 |  | 285106.7933 | 194714.0909 |  | 0 | 0 |  | 0 | 0 | 0 | 0 | 0 | 0 | 0 | 0 | 0 | 549 | NA | 549.NA1
426 | [26 empty] | 549 | NA | 549.NA2
427 | [26 empty] | 549 | NA | 549.NA3
428 | 550 | Maint Supervision & Engineering | [24 empty] | 550 | NA | 550.NA
429 |  |  | CAGW | P | 439607.098 | 439607.098 | 0 | 0 | 0 | 0 | 59.42% | 261211.9942 | 178395.1038 |  | 0 | 0 | [6 empty] | 0 | 0 | 0 | 0 | 550 | CAGW | 550.CAGW
430 |  |  | SG | P | 3203.3133 | 3203.3133 | 0 | 0 | 0 | 0 | 59.42% | 1903.3902 | 1299.9231 | [9 empty] | 0 | 0 | 0 | 0 | 550 | SG | 550.SG
431 |  |  |  |  | 442810.4112 | 442810.4112 | 0 | 0 | 0 | 0 |  | 263115.3844 | 179695.0268 |  | 0 | 0 | [6 empty] | 0 | 0 | 0 | 0 | 550 | NA | 550.NA1
432 | [26 empty] | 550 | NA | 550.NA2
433 | 552 | Maintenance of Structures | [24 empty] | 552 | NA | 552.NA
434 |  |  | SG | P | 0 | 0 | 0 | 0 | 0 | 0 | 59.42% | 0 | 0 |  | 0 | 0 | [6 empty] | 0 | 0 | 0 | 0 | 552 | SG | 552.SG
435 |  |  | CAGW | P | 11967.3227 | 11967.3227 | 0 | 0 | 0 | 0 | 59.42% | 7110.9139 | 4856.4088 | [9 empty] | 0 | 0 | 0 | 0 | 552 | CAGW | 552.CAGW
436 |  |  |  |  | 11967.3227 | 11967.3227 | 0 | 0 | 0 | 0 |  | 7110.9139 | 4856.4088 |  | 0 | 0 |  | 0 | 0 | 0 | 0 | 0 | 0 | 0 | 0 | 0 | 552 | NA | 552.NA1
437 | [26 empty] | 552 | NA | 552.NA2
438 | [26 empty] | 552 | NA | 552.NA3
439 | 553 | Maint of Generation & Electric Plant | [24 empty] | 553 | NA | 553.NA
440 |  |  | SG | P | 0 | 0 | 0 | 0 | 0 | 0 | 59.42% | 0 | 0 |  | 0 | 0 | [6 empty] | 0 | 0 | 0 | 0 | 553 | SG | 553.SG
441 |  |  | CAGW | P | 1486048.8076 | 1486048.8076 | 0 | 0 | 0 | 0 | 59.42% | 883001.6038 | 603047.2039 | [9 empty] | 0 | 0 | 0 | 0 | 553 | CAGW | 553.CAGW
442 |  |  |  |  | 1486048.8076 | 1486048.8076 | 0 | 0 | 0 | 0 |  | 883001.6038 | 603047.2039 |  | 0 | 0 |  | 0 | 0 | 0 | 0 | 0 | 0 | 0 | 0 | 0 | 553 | NA | 553.NA1
443 | [26 empty] | 553 | NA | 553.NA2
444 | 554 | Maintenance of Misc. Other | [24 empty] | 554 | NA | 554.NA
445 |  |  | SG | P | 0 | 0 | 0 | 0 | 0 | 0 | 59.42% | 0 | 0 |  | 0 | 0 | [6 empty] | 0 | 0 | 0 | 0 | 554 | SG | 554.SG
446 |  |  | CAGW | P | 156870.3557 | 156870.3557 | 0 | 0 | 0 | 0 | 59.42% | 93211.4578 | 63658.8979 | [9 empty] | 0 | 0 | 0 | 0 | 554 | CAGW | 554.CAGW
447 |  |  |  |  | 156870.3557 | 156870.3557 | 0 | 0 | 0 | 0 |  | 93211.4578 | 63658.8979 |  | 0 | 0 |  | 0 | 0 | 0 | 0 | 0 | 0 | 0 | 0 | 0 | 554 | NA | 554.NA1
448 | [26 empty] | 554 | NA | 554.NA2
449 | Total Other Power Generation |  |  |  | 24888554.2635 | 24888554.2635 | 0 | 0 | 0 | 0 |  | 2704007.527 | 22184546.7366 |  | 0 | 0 |  | 0 | 0 | 0 | 0 | 0 | 0 | 0 | 0 | 0 | Total Other Power Generation | NA | Total Other Power Generation.NA
450 | [26 empty] | Total Other Power Generation | NA | Total Other Power Generation.NA1
451 | 555 | Purchased Power | S | P | 12483289.13 | 12483289.13 | 0 | 0 | 0 | 0 | 0% | 0 | 12483289.13 |  | 0 | 0 | [6 empty] | 0 | 0 | 0 | 0 | 555 | S | 555.S
452 |  |  | SG | P | 0 | 0 | 0 | 0 | 0 | 0 | 0% | 0 | 0 |  | 0 | 0 | [6 empty] | 0 | 0 | 0 | 0 | 555 | SG | 555.SG
453 |  |  | SE | P | 0 | 0 | 0 | 0 | 0 | 0 | 0% | 0 | 0 |  | 0 | 0 | [6 empty] | 0 | 0 | 0 | 0 | 555 | SE | 555.SE
454 | [26 empty] | 555 | NA | 555.NA
455 | [26 empty] | 555 | NA | 555.NA1
456 | 555NPC | Purchased Power-NPC | CAGW1 | P | 39666927.0766 | 39666927.0766 | 0 | 0 | 0 | 0 | 0% | 0 | 39666927.0766 |  | 0 | 0 | [6 empty] | 0 | 0 | 0 | 0 | 555NPC | CAGW1 | 555NPC.CAGW1
457 |  |  | CAEW | P | 504189.7954 | 504189.7954 | 0 | 0 | 0 | 0 | 0% | 0 | 504189.7954 |  | 0 | 0 | [6 empty] | 0 | 0 | 0 | 0 | 555NPC | CAEW | 555NPC.CAEW
458 |  |  | DGP | P | 0 | 0 | 0 | 0 | 0 | 0 | 0% | 0 | 0 | [9 empty] | 0 | 0 | 0 | 0 | 555NPC | DGP | 555NPC.DGP
459 |  |  | S | P | 248475.53 | 248475.53 | 0 | 0 | 0 | 0 | 0% | 0 | 248475.53 | [9 empty] | 0 | 0 | 0 | 0 | 555NPC | S | 555NPC.S
460 |  |  |  |  | 52902881.532 | 52902881.532 | 0 | 0 | 0 | 0 |  | 0 | 52902881.532 |  | 0 | 0 |  | 0 | 0 | 0 | 0 | 0 | 0 | 0 | 0 | 0 | 555NPC | NA | 555NPC.NA
461 | [26 empty] | 555NPC | NA | 555NPC.NA1
462 | 556 | System Control & Load Dispatch | [24 empty] | 556 | NA | 556.NA
463 |  |  | SG | P | 120948.4985 | 120948.4985 | 0 | 0 | 0 | 0 | 59.42% | 71866.898 | 49081.6004 |  | 0 | 0 | [6 empty] | 0 | 0 | 0 | 0 | 556 | SG | 556.SG
464 |  |  |  |  | 120948.4985 | 120948.4985 | 0 | 0 | 0 | 0 |  | 71866.898 | 49081.6004 |  | 0 | 0 |  | 0 | 0 | 0 | 0 | 0 | 0 | 0 | 0 | 0 | 556 | NA | 556.NA1
465 | 557 | Other Expenses | [24 empty] | 557 | NA | 557.NA
466 |  |  | S | P | 0 | 0 | 0 | 0 | 0 | 0 | 59.42% | 0 | 0 |  | 0 | 0 | [6 empty] | 0 | 0 | 0 | 0 | 557 | S | 557.S
467 |  |  | SG | P | 2116673.3724 | 2116673.3724 | 0 | 0 | 0 | 0 | 59.42% | 1257715.0716 | 858958.3008 |  | 0 | 0 | [6 empty] | 0 | 0 | 0 | 0 | 557 | SG | 557.SG
468 |  |  | JBG | P | 934081.814 | 934081.814 | 0 | 0 | 0 | 0 | 59.42% | 555026.0096 | 379055.8044 |  | 0 | 0 | [6 empty] | 0 | 0 | 0 | 0 | 557 | JBG | 557.JBG
469 |  |  | SO | P | 4792.6306 | 4792.6306 | 0 | 0 | 0 | 0 | 59.42% | 2847.7534 | 1944.8772 |  | 0 | 0 | [6 empty] | 0 | 0 | 0 | 0 | 557 | SO | 557.SO
470 |  |  | CAGW | P | 76040.5631 | 76040.5631 | 0 | 0 | 0 | 0 | 59.42% | 45182.8626 | 30857.7004 |  | 0 | 0 | [6 empty] | 0 | 0 | 0 | 0 | 557 | CAGW | 557.CAGW
471 |  |  | JBE | P | 2103.2126 | 2103.2126 | 0 | 0 | 0 | 0 | 59.42% | 1249.7168 | 853.4959 |  | 0 | 0 | [6 empty] | 0 | 0 | 0 | 0 | 557 | JBE | 557.JBE
472 |  |  |  |  | 3133691.5927 | 3133691.5927 | 0 | 0 | 0 | 0 |  | 1862021.414 | 1271670.1787 |  | 0 | 0 |  | 0 | 0 | 0 | 0 | 0 | 0 | 0 | 0 | 0 | 557 | NA | 557.NA1
473 | [26 empty] | 557 | NA | 557.NA2
474 |  | Embedded Cost Differentials | [24 empty] | 557 | NA | 557.NA3
475 |  | Company Owned Hydro | DGP | P | 0 | 0 | 0 | 0 | 0 | 0 | 59.42% | 0 | 0 | [9 empty] | 0 | 0 | 0 | 0 | 557 | DGP | 557.DGP
476 |  | Company Owned Hydro | SG | P | 0 | 0 | 0 | 0 | 0 | 0 | 59.42% | 0 | 0 | [9 empty] | 0 | 0 | 0 | 0 | 557 | SG | 557.SG1
477 |  | Mid-C Contract | MC | P | 0 | [21 empty] | 557 | MC | 557.MC
478 |  | Mid-C Contract | SG | P | 0 | 0 | 0 | 0 | 0 | 0 | 59.42% | 0 | 0 | [9 empty] | 0 | 0 | 0 | 0 | 557 | SG | 557.SG2
479 |  | Existing QF Contracts | S | P | 0 | 0 | 0 | 0 | 0 | 0 | 59.42% | 0 | 0 | [9 empty] | 0 | 0 | 0 | 0 | 557 | S | 557.S
480 |  | Existing QF Contracts | SG | P | 0 | 0 | 0 | 0 | 0 | 0 | 59.42% | 0 | 0 | [9 empty] | 0 | 0 | 0 | 0 | 557 | SG | 557.SG3
481 |  |  |  |  | 0 | 0 | 0 | 0 | 0 | 0 |  | 0 | 0 | [9 empty] | 0 | 0 | 0 | 0 | 557 | NA | 557.NA4
482 | [26 empty] | 557 | NA | 557.NA5
483 | Total Other Power Supply |  |  |  | 56157521.6232 | 56157521.6232 | 0 | 0 | 0 | 0 |  | 1933888.312 | 54223633.3112 |  | 0 | 0 |  | 0 | 0 | 0 | 0 | 0 | 0 | 0 | 0 | 0 | Total Other Power Supply | NA | Total Other Power Supply.NA
484 | [26 empty] | Total Other Power Supply | NA | Total Other Power Supply.NA1
485 | TOTAL GENERATION EXPENSE |  |  |  | 151524989.8893 | 151524989.8893 | 0 | 0 | 0 | 0 |  | 16966440.8614 | 134558549.0278 | 100% | 0 | 0 |  | 0 | 0 | 0 | 0 | 0 | 0 | 0 | 0 | 0 | TOTAL GENERATION EXPENSE | NA | TOTAL GENERATION EXPENSE.NA
486 | [26 empty] | TOTAL GENERATION EXPENSE | NA | TOTAL GENERATION EXPENSE.NA1
487 | 560 | Operation Supervision & Engineering | [24 empty] | 560 | NA | 560.NA
488 |  |  | SG | T | 464936.3721 | 0 | 464936.3721 | 0 | 0 | 0 |  |  |  | 100% | 464935.9072 | 0.46494 | [6 empty] | 0 | 0 | 0 | 0 | 560 | SG | 560.SG
489 |  |  | CAGW | T | 57663.5693 | 0 | 57663.5693 | 0 | 0 | 0 |  |  |  | 100% | 57663.5693 | 0 | [6 empty] | 0 | 0 | 0 | 0 | 560 | CAGW | 560.CAGW
490 |  |  | JBG | T | 220.6404 | 0 | 220.6404 | 0 | 0 | 0 |  |  |  | 100% | 220.6404 | 0 | [6 empty] | 0 | 0 | 0 | 0 | 560 | JBG | 560.JBG
491 |  |  |  |  | 522820.5819 | 0 | 522820.5819 | 0 | 0 | 0 |  | 0 | 0 |  | 522820.117 | 0.46494 |  | 0 | 0 | 0 | 0 | 0 | 0 | 0 | 0 | 0 | 560 | NA | 560.NA1
492 | [26 empty] | 560 | NA | 560.NA2
493 | 561 | Load Dispatching | [24 empty] | 561 | NA | 561.NA
494 |  |  | SG | T | 1451971.534 | 0 | 1451971.534 | 0 | 0 | 0 |  |  |  | 100% | 1451971.534 | 0 | [6 empty] | 0 | 0 | 0 | 0 | 561 | SG | 561.SG
495 |  |  | CAGW | T | 70620.0121 | 0 | 70620.0121 | 0 | 0 | 0 |  |  |  | 100% | 70620.0121 | 0 | [6 empty] | 0 | 0 | 0 | 0 | 561 | CAGW | 561.CAGW
496 |  |  |  |  | 1522591.5461 | 0 | 1522591.5461 | 0 | 0 | 0 |  | 0 | 0 |  | 1522591.5461 | 0 |  | 0 | 0 | 0 | 0 | 0 | 0 | 0 | 0 | 0 | 561 | NA | 561.NA1
497 | [26 empty] | 561 | NA | 561.NA2
498 | 562 | Station Expense | [24 empty] | 562 | NA | 562.NA
499 |  |  | SG | T | 1289.664 | 0 | 1289.664 | 0 | 0 | 0 |  |  |  | 100% | 1289.664 | 0 | [6 empty] | 0 | 0 | 0 | 0 | 562 | SG | 562.SG
500 |  |  | JBG | T | 17503.4541 | 0 | 17503.4541 | 0 | 0 | 0 |  |  |  | 100% | 17503.4541 | 0 | [6 empty] | 0 | 0 | 0 | 0 | 562 | JBG | 562.JBG
501 |  |  | CAGW | T | 141374.9929 | 0 | 141374.9929 | 0 | 0 | 0 |  |  |  | 100% | 141374.9929 | 0 | [6 empty] | 0 | 0 | 0 | 0 | 562 | CAGW | 562.CAGW
502 |  |  |  |  | 160168.111 | 0 | 160168.111 | 0 | 0 | 0 |  | 0 | 0 |  | 160168.111 | 0 |  | 0 | 0 | 0 | 0 | 0 | 0 | 0 | 0 | 0 | 562 | NA | 562.NA1
503 | [26 empty] | 562 | NA | 562.NA2
504 | 563 | Overhead Line Expense | [24 empty] | 563 | NA | 563.NA
505 |  |  | SG | T | 0 | 0 | 0 | 0 | 0 | 0 |  |  |  | 100% | 0 | 0 | [6 empty] | 0 | 0 | 0 | 0 | 563 | SG | 563.SG
506 |  |  | CAGW | T | 44655.5538 | 0 | 44655.5538 | 0 | 0 | 0 |  |  |  | 100% | 44655.5538 | 0 | [6 empty] | 0 | 0 | 0 | 0 | 563 | CAGW | 563.CAGW
507 |  |  |  |  | 44655.5538 | 0 | 44655.5538 | 0 | 0 | 0 |  | 0 | 0 |  | 44655.5538 | 0 |  | 0 | 0 | 0 | 0 | 0 | 0 | 0 | 0 | 0 | 563 | NA | 563.NA1
508 | [26 empty] | 563 | NA | 563.NA2
509 | 564 | Underground Line Expense | [24 empty] | 564 | NA | 564.NA
510 |  |  | SG | T | 0 | 0 | 0 | 0 | 0 | 0 |  |  |  | 100% | 0 | 0 | [6 empty] | 0 | 0 | 0 | 0 | 564 | SG | 564.SG
511 |  |  |  |  | 0 | 0 | 0 | 0 | 0 | 0 |  | 0 | 0 |  | 0 | 0 |  | 0 | 0 | 0 | 0 | 0 | 0 | 0 | 0 | 0 | 564 | NA | 564.NA1
512 | [26 empty] | 564 | NA | 564.NA2
513 | 565 | Transmission of Electricity by Others | [24 empty] | 565 | NA | 565.NA
514 |  |  | SG | T | 0 | 0 | 0 | 0 | 0 | 0 |  | 0 | 0 | 100% | 0 | 0 | [6 empty] | 0 | 0 | 0 | 0 | 565 | SG | 565.SG
515 |  |  |  |  | 0 | 0 | 0 | 0 | 0 | 0 |  | 0 | 0 |  | 0 | 0 |  | 0 | 0 | 0 | 0 | 0 | 0 | 0 | 0 | 0 | 565 | NA | 565.NA1
516 | [26 empty] | 565 | NA | 565.NA2
517 | 565NPC | Transmission of Electricity by Others-NPC | [24 empty] | 565NPC | NA | 565NPC.NA
518 |  |  | CAGW | T | 28403487.9859 | 0 | 28403487.9859 | 0 | 0 | 0 |  |  |  | 100% | 28403487.9859 | 0 | [6 empty] | 0 | 0 | 0 | 0 | 565NPC | CAGW | 565NPC.CAGW
519 |  |  | S | T | 0 | 0 | 0 | 0 | 0 | 0 |  |  |  | 100% | 0 | 0 | [6 empty] | 0 | 0 | 0 | 0 | 565NPC | S | 565NPC.S
520 |  |  | CAEW | T | 502042.6682 | 0 | 502042.6682 | 0 | 0 | 0 |  |  |  | 100% | 502042.6682 | 0 | [6 empty] | 0 | 0 | 0 | 0 | 565NPC | CAEW | 565NPC.CAEW
521 |  |  |  |  | 28905530.6541 | 0 | 28905530.6541 | 0 | 0 | 0 |  |  |  |  | 28905530.6541 | 0 |  | 0 | 0 | 0 | 0 | 0 |  |  |  |  | 565NPC | NA | 565NPC.NA1
522 | [26 empty] | 565NPC | NA | 565NPC.NA2
523 | 566 | Misc. Transmission Expense | [24 empty] | 566 | NA | 566.NA
524 |  |  | CAGW | T | 21859.2296 | 0 | 21859.2296 | 0 | 0 | 0 |  |  |  | 100% | 21859.2296 | 0 | [10 empty] | 566 | CAGW | 566.CAGW
525 |  |  | SG | T | 202759.6224 | 0 | 202759.6224 | 0 | 0 | 0 |  | 0 | 0 | 100% | 202759.6224 | 0 | [6 empty] | 0 | 0 | 0 | 0 | 566 | SG | 566.SG
526 |  |  |  |  | 224618.852 | 0 | 224618.852 | 0 | 0 | 0 |  | 0 | 0 |  | 224618.852 | 0 |  | 0 | 0 | 0 | 0 | 0 | 0 | 0 | 0 | 0 | 566 | NA | 566.NA1
527 | [26 empty] | 566 | NA | 566.NA2
528 | 567 | Rents - Transmission | [24 empty] | 567 | NA | 567.NA
529 |  |  | CAGW | T | 230079.4638 | 0 | 230079.4638 | 0 | 0 | 0 |  |  |  | 100% | 230079.4638 | 0 | [10 empty] | 567 | CAGW | 567.CAGW
530 |  |  | SG | T | 0 | 0 | 0 | 0 | 0 | 0 |  | 0 | 0 | 100% | 0 | 0 | [6 empty] | 0 | 0 | 0 | 0 | 567 | SG | 567.SG
531 |  |  |  |  | 230079.4638 | 0 | 230079.4638 | 0 | 0 | 0 |  | 0 | 0 |  | 230079.4638 | 0 |  | 0 | 0 | 0 | 0 | 0 | 0 | 0 | 0 | 0 | 567 | NA | 567.NA1
532 | [26 empty] | 567 | NA | 567.NA2
533 | 568 | Maint Supervision & Engineering | [24 empty] | 568 | NA | 568.NA
534 |  |  | CAGW | T | 48156.0516 | 0 | 48156.0516 | 0 | 0 | 0 |  | 0 | 0 | 100% | 48156.0516 | 0 | [6 empty] | 0 | 0 | 0 | 0 | 568 | CAGW | 568.CAGW
535 |  |  | SG | T | 41255.2888 | 0 | 41255.2888 | 0 | 0 | 0 |  | 0 | 0 | 100% | 41255.2888 | 0 | [6 empty] | 0 | 0 | 0 | 0 | 568 | SG | 568.SG
536 |  |  |  |  | 89411.3403 | 0 | 89411.3403 | 0 | 0 | 0 |  | 0 | 0 |  | 89411.3403 | 0 |  | 0 | 0 | 0 | 0 | 0 | 0 | 0 | 0 | 0 | 568 | NA | 568.NA1
537 | [26 empty] | 568 | NA | 568.NA2
538 | 569 | Maintenance of Structures | [24 empty] | 569 | NA | 569.NA
539 |  |  | CAGW | T | 92977.3991 | 0 | 92977.3991 | 0 | 0 | 0 |  |  |  | 100% | 92977.3991 | 0 | [8 empty] | 0 |  | 569 | CAGW | 569.CAGW
540 |  |  | SG | T | 469283.8586 | 0 | 469283.8586 | 0 | 0 | 0 |  | 0 | 0 | 100% | 469283.8586 | 0 | [6 empty] | 0 | 0 | 0 | 0 | 569 | SG | 569.SG
541 |  |  |  |  | 562261.2576 | 0 | 562261.2576 | 0 | 0 | 0 |  | 0 | 0 |  | 562261.2576 | 0 |  | 0 | 0 | 0 | 0 | 0 | 0 | 0 | 0 | 0 | 569 | NA | 569.NA1
542 | [26 empty] | 569 | NA | 569.NA2
543 | 570 | Maintenance of Station Equipment | [24 empty] | 570 | NA | 570.NA
544 |  |  | JBG | T | 24517.7247 | 0 | 24517.7247 | 0 | 0 | 0 |  |  |  | 100% | 24517.7247 | 0 | [6 empty] | 0 | 0 | 0 | 0 | 570 | JBG | 570.JBG
545 |  |  | CAGW | T | 559293.0132 | 0 | 559293.0132 | 0 | 0 | 0 |  |  |  | 100% | 559293.0132 | 0 | [10 empty] | 570 | CAGW | 570.CAGW
546 |  |  | SG | T | 23683.5799 | 0 | 23683.5799 | 0 | 0 | 0 |  |  |  | 100% | 23683.5799 | 0 | [6 empty] | 0 | 0 | 0 | 0 | 570 | SG | 570.SG
547 |  |  |  |  | 607494.3177 | 0 | 607494.3177 | 0 | 0 | 0 |  | 0 | 0 |  | 607494.3177 | 0 |  | 0 | 0 | 0 | 0 | 0 | 0 | 0 | 0 | 0 | 570 | NA | 570.NA1
548 | [26 empty] | 570 | NA | 570.NA2
549 | 571 | Maintenance of Overhead Lines | [24 empty] | 571 | NA | 571.NA
550 |  |  | SG | T | 18901.2273 | 0 | 18901.2273 | 0 | 0 | 0 |  |  |  | 100% | 18901.2273 | 0 | [6 empty] | 0 | 0 | 0 | 0 | 571 | SG | 571.SG
551 |  |  | CAGW | T | 1565608.1238 | 0 | 1565608.1238 | 0 | 0 | 0 |  |  |  | 100% | 1565608.1238 | 0 | [10 empty] | 571 | CAGW | 571.CAGW
552 |  |  | JBG | T | 272.9052 | 0 | 272.9052 | 0 | 0 | 0 |  |  |  | 100% | 272.9052 | 0 | [6 empty] | 0 | 0 | 0 | 0 | 571 | JBG | 571.JBG
553 |  |  |  |  | 1584782.2562 | 0 | 1584782.2562 | 0 | 0 | 0 |  | 0 | 0 |  | 1584782.2562 | 0 |  | 0 | 0 | 0 | 0 | 0 | 0 | 0 | 0 | 0 | 571 | NA | 571.NA1
554 | [26 empty] | 571 | NA | 571.NA2
555 | 572 | Maintenance of Underground Lines | [24 empty] | 572 | NA | 572.NA
556 |  |  | CAGW | T | 618.024 | 0 | 618.024 | 0 | 0 | 0 |  |  |  | 100% | 618.024 | 0 | [6 empty] | 0 | 0 | 0 | 0 | 572 | CAGW | 572.CAGW
557 |  |  |  |  | 618.024 | 0 | 618.024 | 0 | 0 | 0 |  | 0 | 0 |  | 618.024 | 0 |  | 0 | 0 | 0 | 0 | 0 | 0 | 0 | 0 | 0 | 572 | NA | 572.NA1
558 | [26 empty] | 572 | NA | 572.NA2
559 | 573 | Maint of Misc. Transmission Plant | [24 empty] | 573 | NA | 573.NA
560 |  |  | SG | T | 10050.475 | 0 | 10050.475 | 0 | 0 | 0 |  |  |  | 100% | 10050.475 | 0 | [6 empty] | 0 | 0 | 0 | 0 | 573 | SG | 573.SG
561 |  |  |  |  | 10050.475 | 0 | 10050.475 | 0 | 0 | 0 |  | 0 | 0 |  | 10050.475 | 0 |  | 0 | 0 | 0 | 0 | 0 | 0 | 0 | 0 | 0 | 573 | NA | 573.NA1
562 | [26 empty] | 573 | NA | 573.NA2
563 | TOTAL TRANSMISSION EXPENSE |  |  |  | 34465082.4334 | 0 | 34465082.4334 | 0 | 0 | 0 |  | 0 | 0 |  | 34465081.9685 | 0.46494 |  | 0 | 0 | 0 | 0 | 0 | 0 | 0 | 0 | 0 | TOTAL TRANSMISSION EXPENSE | NA | TOTAL TRANSMISSION EXPENSE.NA
564 | [26 empty] | TOTAL TRANSMISSION EXPENSE | NA | TOTAL TRANSMISSION EXPENSE.NA1
565 | 580 | Operation Supervision & Engineering | [24 empty] | 580 | NA | 580.NA
566 |  |  | S | DPW | 171063.9317 | 0 | 0 | 171063.9317 | 0 | 0 | [6 empty] | PLNT | 24614.6842 | 80448.8502 | 39228.8827 | 4479.0803 | 22292.4343 | 0 | 0 | 0 | 0 | 580 | S | 580.S
567 |  |  | SNPD | DPW | 548970.2721 | 0 | 0 | 548970.2721 | 0 | 0 | [6 empty] | PLNT | 78992.2794 | 258172.6421 | 125891.4735 | 14374.0523 | 71539.8248 | 0 | 0 | 0 | 0 | 580 | SNPD | 580.SNPD
568 |  |  |  |  | 720034.2038 | 0 | 0 | 720034.2038 | 0 | 0 |  | 0 | 0 |  | 0 | 0 |  | 103606.9637 | 338621.4923 | 165120.3562 | 18853.1326 | 93832.2591 | 0 | 0 | 0 | 0 | 580 | NA | 580.NA1
569 | [26 empty] | 580 | NA | 580.NA2
570 | 581 | Load Dispatching | [24 empty] | 581 | NA | 581.NA
571 |  |  | S | DPW | 0 | 0 | 0 | 0 | 0 | 0 | [6 empty] | SUBS | 0 | 0 | 0 | 0 | 0 | 0 | 0 | 0 | 0 | 581 | S | 581.S
572 |  |  | SNPD | DPW | 707037.408 | 0 | 0 | 707037.408 | 0 | 0 | [6 empty] | SUBS | 707037.408 | 0 | 0 | 0 | 0 | 0 | 0 | 0 | 0 | 581 | SNPD | 581.SNPD
573 |  |  |  |  | 707037.408 | 0 | 0 | 707037.408 | 0 | 0 |  | 0 | 0 |  | 0 | 0 |  | 707037.408 | 0 | 0 | 0 | 0 | 0 | 0 | 0 | 0 | 581 | NA | 581.NA1
574 | [26 empty] | 581 | NA | 581.NA2
575 | 582 | Station Expense | [24 empty] | 582 | NA | 582.NA
576 |  |  | S | DPW | 286326.78 | 0 | 0 | 286326.78 | 0 | 0 | [6 empty] | SUBS | 286326.78 | 0 | 0 | 0 | 0 | 0 | 0 | 0 | 0 | 582 | S | 582.S
577 |  |  | SNPD | DPW | 469.0097 | 0 | 0 | 469.0097 | 0 | 0 | [6 empty] | SUBS | 469.0097 | 0 | 0 | 0 | 0 | 0 | 0 | 0 | 0 | 582 | SNPD | 582.SNPD
578 |  |  |  |  | 286795.7897 | 0 | 0 | 286795.7897 | 0 | 0 |  | 0 | 0 |  | 0 | 0 |  | 286795.7897 | 0 | 0 | 0 | 0 | 0 | 0 | 0 | 0 | 582 | NA | 582.NA1
579 | [26 empty] | 582 | NA | 582.NA2
580 | 583 | Overhead Line Expenses | [24 empty] | 583 | NA | 583.NA
581 |  |  | S | DPW | 316203.07 | 0 | 0 | 316203.07 | 0 | 0 | [6 empty] | PC | 0 | 316203.07 | 0 | 0 | 0 | 0 | 0 | 0 | 0 | 583 | S | 583.S
582 |  |  | SNPD | DPW | 0 | 0 | 0 | 0 | 0 | 0 | [6 empty] | PC | 0 | 0 | 0 | 0 | 0 | 0 | 0 | 0 | 0 | 583 | SNPD | 583.SNPD
583 |  |  |  |  | 316203.07 | 0 | 0 | 316203.07 | 0 | 0 |  | 0 | 0 |  | 0 | 0 |  | 0 | 316203.07 | 0 | 0 | 0 | 0 | 0 | 0 | 0 | 583 | NA | 583.NA1
584 | [26 empty] | 583 | NA | 583.NA2
585 | 584 | Underground Line Expense | [24 empty] | 584 | NA | 584.NA
586 |  |  | S | DPW | 0 | 0 | 0 | 0 | 0 | 0 | [6 empty] | PC | 0 | 0 | 0 | 0 | 0 | 0 | 0 | 0 | 0 | 584 | S | 584.S
587 |  |  | SNPD | DPW | 0 | 0 | 0 | 0 | 0 | 0 | [6 empty] | PC | 0 | 0 | 0 | 0 | 0 | 0 | 0 | 0 | 0 | 584 | SNPD | 584.SNPD
588 |  |  |  |  | 0 | 0 | 0 | 0 | 0 | 0 |  | 0 | 0 |  | 0 | 0 |  | 0 | 0 | 0 | 0 | 0 | 0 | 0 | 0 | 0 | 584 | NA | 584.NA1
589 | [26 empty] | 584 | NA | 584.NA2
590 | 585 | Street Lighting & Signal Systems | [24 empty] | 585 | NA | 585.NA
591 |  |  | S | DPW | 0 | 0 | 0 | 0 | 0 | 0 | [6 empty] | PC | 0 | 0 | 0 | 0 | 0 | 0 | 0 | 0 | 0 | 585 | S | 585.S
592 |  |  | SNPD | DPW | 14073.1525 | 0 | 0 | 14073.1525 | 0 | 0 | [6 empty] | METR | 0 | 0 | 0 | 14073.1525 | 0 | 0 | 0 | 0 | 0 | 585 | SNPD | 585.SNPD
593 |  |  |  |  | 14073.1525 | 0 | 0 | 14073.1525 | 0 | 0 |  | 0 | 0 |  | 0 | 0 |  | 0 | 0 | 0 | 14073.1525 | 0 | 0 | 0 | 0 | 0 | 585 | NA | 585.NA1
594 | [26 empty] | 585 | NA | 585.NA2
595 | 586 | Meter Expenses | [24 empty] | 586 | NA | 586.NA
596 |  |  | S | DPW | 276952.73 | 0 | 0 | 276952.73 | 0 | 0 | [6 empty] | METR | 0 | 0 | 0 | 276952.73 | 0 | 0 | 0 | 0 | 0 | 586 | S | 586.S
597 |  |  | SNPD | DPW | 925.8755 | 0 | 0 | 925.8755 | 0 | 0 | [6 empty] | METR | 0 | 0 | 0 | 925.8755 | 0 | 0 | 0 | 0 | 0 | 586 | SNPD | 586.SNPD
598 |  |  |  |  | 277878.6055 | 0 | 0 | 277878.6055 | 0 | 0 |  | 0 | 0 |  | 0 | 0 |  | 0 | 0 | 0 | 277878.6055 | 0 | 0 | 0 | 0 | 0 | 586 | NA | 586.NA1
599 | [26 empty] | 586 | NA | 586.NA2
600 | 587 | Customer Installation Expenses | [24 empty] | 587 | NA | 587.NA
601 |  |  | S | DPW | 1192506.63 | 0 | 0 | 1192506.63 | 0 | 0 | [6 empty] | PC | 0 | 1192506.63 | 0 | 0 | 0 | 0 | 0 | 0 | 0 | 587 | S | 587.S
602 |  |  | SNPD | DPW | 0 | 0 | 0 | 0 | 0 | 0 | [6 empty] | PC | 0 | 0 | 0 | 0 | 0 | 0 | 0 | 0 | 0 | 587 | SNPD | 587.SNPD
603 |  |  |  |  | 1192506.63 | 0 | 0 | 1192506.63 | 0 | 0 |  | 0 | 0 |  | 0 | 0 |  | 0 | 1192506.63 | 0 | 0 | 0 | 0 | 0 | 0 | 0 | 587 | NA | 587.NA1
604 | [26 empty] | 587 | NA | 587.NA2
605 | 588 | Misc. Distribution Expenses | [24 empty] | 588 | NA | 588.NA
606 |  |  | S | DPW | -33125.96 | 0 | 0 | -33125.96 | 0 | 0 | [6 empty] | PLNT2 | -7760.8758 | -25365.0842 | 0 | 0 | 0 | 0 | 0 | 0 | 0 | 588 | S | 588.S
607 |  |  | SNPD | DPW | 64935.23 | 0 | 0 | 64935.23 | 0 | 0 | [6 empty] | PLNT2 | 15213.2725 | 49721.9574 | 0 | 0 | 0 | 0 | 0 | 0 | 0 | 588 | SNPD | 588.SNPD
608 |  |  | SG | DPW | 20.4901 | 0 | 0 | 20.4901 | 0 | 0 | [6 empty] | PLNT2 | 4.8005 | 15.6896 | 0 | 0 | 0 | 0 | 0 | 0 | 0 | 588 | SG | 588.SG
609 |  |  |  |  | 31829.76 | 0 | 0 | 31829.76 | 0 | 0 |  | 0 | 0 |  | 0 | 0 |  | 7457.1972 | 24372.5629 | 0 | 0 | 0 | 0 | 0 | 0 | 0 | 588 | NA | 588.NA1
610 | [26 empty] | 588 | NA | 588.NA2
611 | 589 | Rents | [24 empty] | 589 | NA | 589.NA
612 |  |  | S | DPW | 111136.56 | 0 | 0 | 111136.56 | 0 | 0 | [6 empty] | PLNT2 | 26037.4957 | 85099.0643 | 0 | 0 | 0 | 0 | 0 | 0 | 0 | 589 | S | 589.S
613 |  |  | SNPD | DPW | 550.6196 | 0 | 0 | 550.6196 | 0 | 0 | [6 empty] | PLNT2 | 129.0012 | 421.6183 | 0 | 0 | 0 | 0 | 0 | 0 | 0 | 589 | SNPD | 589.SNPD
614 |  |  |  |  | 111687.1796 | 0 | 0 | 111687.1796 | 0 | 0 |  | 0 | 0 |  | 0 | 0 |  | 26166.497 | 85520.6826 | 0 | 0 | 0 | 0 | 0 | 0 | 0 | 589 | NA | 589.NA1
615 | [26 empty] | 589 | NA | 589.NA2
616 | 590 | Maint Supervision & Engineering | [24 empty] | 590 | NA | 590.NA
617 |  |  | S | DPW | 175168.28 | 0 | 0 | 175168.28 | 0 | 0 | [6 empty] | PLNT | 25205.266 | 82379.0649 | 40170.1039 | 4586.5471 | 22827.2981 | 0 | 0 | 0 | 0 | 590 | S | 590.S
618 |  |  | SNPD | DPW | 144694.4703 | 0 | 0 | 144694.4703 | 0 | 0 | [6 empty] | PLNT | 20820.3369 | 68047.6805 | 33181.7605 | 3788.6312 | 18856.0612 | 0 | 0 | 0 | 0 | 590 | SNPD | 590.SNPD
619 |  |  |  |  | 319862.7503 | 0 | 0 | 319862.7503 | 0 | 0 |  | 0 | 0 |  | 0 | 0 |  | 46025.6029 | 150426.7454 | 73351.8644 | 8375.1783 | 41683.3593 | 0 | 0 | 0 | 0 | 590 | NA | 590.NA1
620 | [26 empty] | 590 | NA | 590.NA2
621 | 591 | Maintenance of Structures | [24 empty] | 591 | NA | 591.NA
622 |  |  | S | DPW | 158032.71 | 0 | 0 | 158032.71 | 0 | 0 | [6 empty] | PLNT2 | 37024.504 | 121008.206 | 0 | 0 | 0 | 0 | 0 | 0 | 0 | 591 | S | 591.S
623 |  |  | SNPD | DPW | 7900.6004 | 0 | 0 | 7900.6004 | 0 | 0 | [6 empty] | PLNT2 | 1850.9827 | 6049.6177 | 0 | 0 | 0 | 0 | 0 | 0 | 0 | 591 | SNPD | 591.SNPD
624 |  |  |  |  | 165933.3104 | 0 | 0 | 165933.3104 | 0 | 0 |  | 0 | 0 |  | 0 | 0 |  | 38875.4867 | 127057.8237 | 0 | 0 | 0 | 0 | 0 | 0 | 0 | 591 | NA | 591.NA1
625 | [26 empty] | 591 | NA | 591.NA2
626 | 592 | Maintenance of Station Equipment | [24 empty] | 592 | NA | 592.NA
627 |  |  | S | DPW | 528264.6 | 0 | 0 | 528264.6 | 0 | 0 | [6 empty] | SUBS | 528264.6 | 0 | 0 | 0 | 0 | 0 | 0 | 0 | 0 | 592 | S | 592.S
628 |  |  | SNPD | DPW | 112342.097 | 0 | 0 | 112342.097 | 0 | 0 | [6 empty] | SUBS | 112342.097 | 0 | 0 | 0 | 0 | 0 | 0 | 0 | 0 | 592 | SNPD | 592.SNPD
629 |  |  |  |  | 640606.697 | 0 | 0 | 640606.697 | 0 | 0 |  | 0 | 0 |  | 0 | 0 |  | 640606.697 | 0 | 0 | 0 | 0 | 0 | 0 | 0 | 0 | 592 | NA | 592.NA1
630 | [26 empty] | 592 | NA | 592.NA2
631 | 593 | Maintenance of Overhead Lines | [24 empty] | 593 | NA | 593.NA
632 |  |  | S | DPW | 4108329.5765 | 0 | 0 | 4108329.5765 | 0 | 0 | [6 empty] | PC | 0 | 4108329.5765 | 0 | 0 | 0 | 0 | 0 | 0 | 0 | 593 | S | 593.S
633 |  |  | SNPD | DPW | 104105.4798 | 0 | 0 | 104105.4798 | 0 | 0 | [6 empty] | PC | 0 | 104105.4798 | 0 | 0 | 0 | 0 | 0 | 0 | 0 | 593 | SNPD | 593.SNPD
634 |  |  |  |  | 4212435.0563 | 0 | 0 | 4212435.0563 | 0 | 0 |  | 0 | 0 |  | 0 | 0 |  | 0 | 4212435.0563 | 0 | 0 | 0 | 0 | 0 | 0 | 0 | 593 | NA | 593.NA1
635 | [26 empty] | 593 | NA | 593.NA2
636 | 594 | Maintenance of Underground Lines | [24 empty] | 594 | NA | 594.NA
637 |  |  | S | DPW | 1168061.1 | 0 | 0 | 1168061.1 | 0 | 0 | [6 empty] | PC | 0 | 1168061.1 | 0 | 0 | 0 | 0 | 0 | 0 | 0 | 594 | S | 594.S
638 |  |  | SNPD | DPW | 4543.5756 | 0 | 0 | 4543.5756 | 0 | 0 | [6 empty] | PC | 0 | 4543.5756 | 0 | 0 | 0 | 0 | 0 | 0 | 0 | 594 | SNPD | 594.SNPD
639 |  |  |  |  | 1172604.6756 | 0 | 0 | 1172604.6756 | 0 | 0 |  | 0 | 0 |  | 0 | 0 |  | 0 | 1172604.6756 | 0 | 0 | 0 | 0 | 0 | 0 | 0 | 594 | NA | 594.NA1
640 | [26 empty] | 594 | NA | 594.NA2
641 | 595 | Maintenance of Line Transformers | [24 empty] | 595 | NA | 595.NA
642 |  |  | S | DPW | 0 | 0 | 0 | 0 | 0 | 0 | [6 empty] | XFMR | 0 | 0 | 0 | 0 | 0 | 0 | 0 | 0 | 0 | 595 | S | 595.S
643 |  |  | SNPD | DPW | 67534.5995 | 0 | 0 | 67534.5995 | 0 | 0 | [6 empty] | XFMR | 0 | 0 | 67534.5995 | 0 | 0 | 0 | 0 | 0 | 0 | 595 | SNPD | 595.SNPD
644 |  |  |  |  | 67534.5995 | 0 | 0 | 67534.5995 | 0 | 0 |  | 0 | 0 |  | 0 | 0 |  | 0 | 0 | 67534.5995 | 0 | 0 | 0 | 0 | 0 | 0 | 595 | NA | 595.NA1
645 | [26 empty] | 595 | NA | 595.NA2
646 | 596 | Maint of Street Lighting & Signal Sys. | [24 empty] | 596 | NA | 596.NA
647 |  |  | S | DPW | 151010.34 | 0 | 0 | 151010.34 | 0 | 0 | [6 empty] | PC | 0 | 151010.34 | 0 | 0 | 0 | 0 | 0 | 0 | 0 | 596 | S | 596.S
648 |  |  | SNPD | DPW | 0 | 0 | 0 | 0 | 0 | 0 | [6 empty] | PC | 0 | 0 | 0 | 0 | 0 | 0 | 0 | 0 | 0 | 596 | SNPD | 596.SNPD
649 |  |  |  |  | 151010.34 | 0 | 0 | 151010.34 | 0 | 0 |  | 0 | 0 |  | 0 | 0 |  | 0 | 151010.34 | 0 | 0 | 0 | 0 | 0 | 0 | 0 | 596 | NA | 596.NA1
650 | [26 empty] | 596 | NA | 596.NA2
651 | 597 | Maintenance of Meters | [24 empty] | 597 | NA | 597.NA
652 |  |  | S | DPW | 20664.72 | 0 | 0 | 20664.72 | 0 | 0 | [6 empty] | METR | 0 | 0 | 0 | 20664.72 | 0 | 0 | 0 | 0 | 0 | 597 | S | 597.S
653 |  |  | SNPD | DPW | -26557.444 | 0 | 0 | -26557.444 | 0 | 0 | [6 empty] | METR | 0 | 0 | 0 | -26557.444 | 0 | 0 | 0 | 0 | 0 | 597 | SNPD | 597.SNPD
654 |  |  |  |  | -5892.724 | 0 | 0 | -5892.724 | 0 | 0 |  | 0 | 0 |  | 0 | 0 |  | 0 | 0 | 0 | -5892.724 | 0 | 0 | 0 | 0 | 0 | 597 | NA | 597.NA1
655 | [26 empty] | 597 | NA | 597.NA2
656 | 598 | Maint of Misc. Distribution Plant | [24 empty] | 598 | NA | 598.NA
657 |  |  | S | DPW | 162618.13 | 0 | 0 | 162618.13 | 0 | 0 | [6 empty] | PLNT2 | 38098.7936 | 124519.3364 | 0 | 0 | 0 | 0 | 0 | 0 | 0 | 598 | S | 598.S
658 |  |  | SNPD | DPW | 318466.0576 | 0 | 0 | 318466.0576 | 0 | 0 | [6 empty] | PLNT2 | 74611.4385 | 243854.6191 | 0 | 0 | 0 | 0 | 0 | 0 | 0 | 598 | SNPD | 598.SNPD
659 |  |  |  |  | 481084.1876 | 0 | 0 | 481084.1876 | 0 | 0 |  | 0 | 0 |  | 0 | 0 |  | 112710.2322 | 368373.9555 | 0 | 0 | 0 | 0 | 0 | 0 | 0 | 598 | NA | 598.NA1
660 | [26 empty] | 598 | NA | 598.NA2
661 | TOTAL DISTRIBUTION EXPENSE |  |  |  | 10863224.6919 | 0 | 0 | 10863224.6919 | 0 | 0 |  | 0 | 0 |  | 0 | 0 |  | 1969281.8743 | 8139133.0341 | 306006.8201 | 313287.345 | 135515.6184 | 0 | 0 | 0 | 0 | TOTAL DISTRIBUTION EXPENSE | NA | TOTAL DISTRIBUTION EXPENSE.NA
662 | [26 empty] | TOTAL DISTRIBUTION EXPENSE | NA | TOTAL DISTRIBUTION EXPENSE.NA1
663 | 901 | Supervision | [24 empty] | 901 | NA | 901.NA
664 |  |  | S | CUST | 0 | 0 | 0 | 0 | 0 | 0 | [6 empty] | CUST | 0 | 0 | 0 | 0 | 0 | 0 | 0 | 0 | 0 | 901 | S | 901.S
665 |  |  | CN | CUST | 171335.5754 | 0 | 0 | 0 | 171335.5754 | 0 | [6 empty] | CUST | 0 | 0 | 0 | 0 | 0 | 0 | 0 | 0 | 0 | 901 | CN | 901.CN
666 |  |  |  |  | 171335.5754 | 0 | 0 | 0 | 171335.5754 | 0 |  | 0 | 0 |  | 0 | 0 |  | 0 | 0 | 0 | 0 | 0 | 0 | 0 | 0 | 0 | 901 | NA | 901.NA1
667 | [26 empty] | 901 | NA | 901.NA2
668 | 902 | Meter Reading Expense | [24 empty] | 902 | NA | 902.NA
669 |  |  | S | CUST | 652517.17 | 0 | 0 | 0 | 652517.17 | 0 | [6 empty] | CUST | 0 | 0 | 0 | 0 | 0 | 0 | 0 | 0 | 0 | 902 | S | 902.S
670 |  |  | CN | CUST | 61895.8863 | 0 | 0 | 0 | 61895.8863 | 0 | [6 empty] | CUST | 0 | 0 | 0 | 0 | 0 | 0 | 0 | 0 | 0 | 902 | CN | 902.CN
671 |  |  |  |  | 714413.0563 | 0 | 0 | 0 | 714413.0563 | 0 |  | 0 | 0 |  | 0 | 0 |  | 0 | 0 | 0 | 0 | 0 | 0 | 0 | 0 | 0 | 902 | NA | 902.NA1
672 | [26 empty] | 902 | NA | 902.NA2
673 | 903 | Customer Receipts & Collections | [24 empty] | 903 | NA | 903.NA
674 |  |  | S | CUST | 661537.8806 | 0 | 0 | 0 | 661537.8806 | 0 | [6 empty] | CUST | 0 | 0 | 0 | 0 | 0 | 0 | 0 | 0 | 0 | 903 | S | 903.S
675 |  |  | CN | CUST | 2964130.2492 | 0 | 0 | 0 | 2964130.2492 | 0 | [6 empty] | CUST | 0 | 0 | 0 | 0 | 0 | 0 | 0 | 0 | 0 | 903 | CN | 903.CN
676 |  |  |  |  | 3625668.1298 | 0 | 0 | 0 | 3625668.1298 | 0 |  | 0 | 0 |  | 0 | 0 |  | 0 | 0 | 0 | 0 | 0 | 0 | 0 | 0 | 0 | 903 | NA | 903.NA1
677 | [26 empty] | 903 | NA | 903.NA2
678 | 904 | Uncollectible Accounts | [24 empty] | 904 | NA | 904.NA
679 |  |  | S | CUST | 1565671.1726 | 0 | 0 | 0 | 1565671.1726 | 0 | [6 empty] | CUST | 0 | 0 | 0 | 0 | 0 | 0 | 0 | 0 | 0 | 904 | S | 904.S
680 |  |  | SG | CUST | 0 | 0 | 0 | 0 | 0 | 0 | [6 empty] | CUST | 0 | 0 | 0 | 0 | 0 | 0 | 0 | 0 | 0 | 904 | SG | 904.SG
681 |  |  | CN | CUST | 2084.8882 | 0 | 0 | 0 | 2084.8882 | 0 | [6 empty] | CUST | 0 | 0 | 0 | 0 | 0 | 0 | 0 | 0 | 0 | 904 | CN | 904.CN
682 |  |  |  |  | 1567756.0608 | 0 | 0 | 0 | 1567756.0608 | 0 |  | 0 | 0 |  | 0 | 0 |  | 0 | 0 | 0 | 0 | 0 | 0 | 0 | 0 | 0 | 904 | NA | 904.NA1
683 | [26 empty] | 904 | NA | 904.NA2
684 | 905 | Misc. Customer Accounts Expense | [24 empty] | 905 | NA | 905.NA
685 |  |  | CAGW | CUST | 0 | 0 | 0 | 0 | 0 | 0 | [6 empty] | CUST | 0 | 0 | 0 | 0 | 0 | 0 | 0 | 0 | 0 | 905 | CAGW | 905.CAGW
686 |  |  | CN | CUST | 741.1263 | 0 | 0 | 0 | 741.1263 | 0 | [6 empty] | CUST | 0 | 0 | 0 | 0 | 0 | 0 | 0 | 0 | 0 | 905 | CN | 905.CN
687 |  |  |  |  | 741.1263 | 0 | 0 | 0 | 741.1263 | 0 |  | 0 | 0 |  | 0 | 0 |  | 0 | 0 | 0 | 0 | 0 | 0 | 0 | 0 | 0 | 905 | NA | 905.NA1
688 | [26 empty] | 905 | NA | 905.NA2
689 | TOTAL CUSTOMER ACCOUNTS EXPENSE |  |  |  | 6079913.9485 | 0 | 0 | 0 | 6079913.9485 | 0 |  | 0 | 0 |  | 0 | 0 |  | 0 | 0 | 0 | 0 | 0 | 0 | 0 | 0 | 0 | TOTAL CUSTOMER ACCOUNTS EXPENSE | NA | TOTAL CUSTOMER ACCOUNTS EXPENSE.NA
690 | [26 empty] | TOTAL CUSTOMER ACCOUNTS EXPENSE | NA | TOTAL CUSTOMER ACCOUNTS EXPENSE.NA1
691 | 907 | Supervision | [24 empty] | 907 | NA | 907.NA
692 |  |  | S | CUST | 0 | 0 | 0 | 0 | 0 | 0 | [6 empty] | CUST | 0 | 0 | 0 | 0 | 0 | 0 | 0 | 0 | 0 | 907 | S | 907.S
693 |  |  | CN | CUST | 18201.7523 | 0 | 0 | 0 | 18201.7523 | 0 | [6 empty] | CUST | 0 | 0 | 0 | 0 | 0 | 0 | 0 | 0 | 0 | 907 | CN | 907.CN
694 |  |  |  |  | 18201.7523 | 0 | 0 | 0 | 18201.7523 | 0 |  | 0 | 0 |  | 0 | 0 |  | 0 | 0 | 0 | 0 | 0 | 0 | 0 | 0 | 0 | 907 | NA | 907.NA1
695 | [26 empty] | 907 | NA | 907.NA2
696 | 908 | Customer Assistance | [24 empty] | 908 | NA | 908.NA
697 |  |  | S | CSDSM | 309037.4599 | 5169.0002 | 0 | 0 | 303868.4596 | 0 | 59.42% | 3071.39 | 2097.6102 |  |  |  | CUST | 0 | 0 | 0 | 0 | 0 | 0 | 0 | 0 | 0 | 908 | S | 908.S
698 |  |  | CN | CSDSM | 109469.4322 | 1830.9998 | 0 | 0 | 107638.4324 | 0 | 59.42% | 1087.9695 | 743.0303 |  |  |  | CUST | 0 | 0 | 0 | 0 | 0 | 0 | 0 | 0 | 0 | 908 | CN | 908.CN
699 |  |  |  |  | 418506.892 | 7000 | 0 | 0 | 411506.892 | 0 |  | 4159.3595 | 2840.6405 |  | 0 | 0 |  | 0 | 0 | 0 | 0 | 0 | 0 | 0 | 0 | 0 | 908 | NA | 908.NA1
700 | [26 empty] | 908 | NA | 908.NA2
701 | 909 | Informational & Instructional Adv | [24 empty] | 909 | NA | 909.NA
702 |  |  | S | CUST | 96008.31 | 0 | 0 | 0 | 96008.31 | 0 | [6 empty] | CUST | 0 | 0 | 0 | 0 | 0 | 0 | 0 | 0 | 0 | 909 | S | 909.S
703 |  |  | CN | CUST | 115937.5713 | 0 | 0 | 0 | 115937.5713 | 0 | [6 empty] | CUST | 0 | 0 | 0 | 0 | 0 | 0 | 0 | 0 | 0 | 909 | CN | 909.CN
704 |  |  | CAGW | CUST | 4888.8821 | 0 | 0 | 0 | 4888.8821 | 0 | [6 empty] | CUST | 0 | 0 | 0 | 0 | 0 | 0 | 0 | 0 | 0 | 909 | CAGW | 909.CAGW
705 |  |  |  |  | 216834.7634 | 0 | 0 | 0 | 216834.7634 | 0 |  | 0 | 0 |  | 0 | 0 |  | 0 | 0 | 0 | 0 | 0 | 0 | 0 | 0 | 0 | 909 | NA | 909.NA1
706 | [26 empty] | 909 | NA | 909.NA2
707 | 910 | Misc. Customer Service | [24 empty] | 910 | NA | 910.NA
708 |  |  | S | CUST | 0 | 0 | 0 | 0 | 0 | 0 | [6 empty] | CUST | 0 | 0 | 0 | 0 | 0 | 0 | 0 | 0 | 0 | 910 | S | 910.S
709 |  |  | CN | CUST | 2051.2497 | 0 | 0 | 0 | 2051.2497 | 0 | [6 empty] | CUST | 0 | 0 | 0 | 0 | 0 | 0 | 0 | 0 | 0 | 910 | CN | 910.CN
710 |  |  |  |  | 2051.2497 | 0 | 0 | 0 | 2051.2497 | 0 |  | 0 | 0 |  | 0 | 0 |  | 0 | 0 | 0 | 0 | 0 | 0 | 0 | 0 | 0 | 910 | NA | 910.NA1
711 | [26 empty] | 910 | NA | 910.NA2
712 | TOTAL CUSTOMER SERVICE EXPENSE |  |  |  | 655594.6575 | 7000 | 0 | 0 | 648594.6575 | 0 |  | 4159.3595 | 2840.6405 |  | 0 | 0 |  | 0 | 0 | 0 | 0 | 0 | 0 | 0 | 0 | 0 | TOTAL CUSTOMER SERVICE EXPENSE | NA | TOTAL CUSTOMER SERVICE EXPENSE.NA
713 | [26 empty] | TOTAL CUSTOMER SERVICE EXPENSE | NA | TOTAL CUSTOMER SERVICE EXPENSE.NA1
714 | 911 | Supervision | [24 empty] | 911 | NA | 911.NA
715 |  |  | S | CUST | 0 | 0 | 0 | 0 | 0 | 0 | [6 empty] | CUST | 0 | 0 | 0 | 0 | 0 | 0 | 0 | 0 | 0 | 911 | S | 911.S
716 |  |  | CN | CUST | 0 | 0 | 0 | 0 | 0 | 0 | [6 empty] | CUST | 0 | 0 | 0 | 0 | 0 | 0 | 0 | 0 | 0 | 911 | CN | 911.CN
717 |  |  |  |  | 0 | 0 | 0 | 0 | 0 | 0 |  | 0 | 0 |  | 0 | 0 |  | 0 | 0 | 0 | 0 | 0 | 0 | 0 | 0 | 0 | 911 | NA | 911.NA1
718 | [26 empty] | 911 | NA | 911.NA2
719 | 912 | Demonstration & Selling Expense | [24 empty] | 912 | NA | 912.NA
720 |  |  | S | CUST | 0 | 0 | 0 | 0 | 0 | 0 | [6 empty] | CUST | 0 | 0 | 0 | 0 | 0 | 0 | 0 | 0 | 0 | 912 | S | 912.S
721 |  |  | CN | CUST | 0 | 0 | 0 | 0 | 0 | 0 | [6 empty] | CUST | 0 | 0 | 0 | 0 | 0 | 0 | 0 | 0 | 0 | 912 | CN | 912.CN
722 |  |  |  |  | 0 | 0 | 0 | 0 | 0 | 0 |  | 0 | 0 |  | 0 | 0 |  | 0 | 0 | 0 | 0 | 0 | 0 | 0 | 0 | 0 | 912 | NA | 912.NA1
723 | [26 empty] | 912 | NA | 912.NA2
724 | 913 | Advertising Expense | [24 empty] | 913 | NA | 913.NA
725 |  |  | S | CUST | 0 | 0 | 0 | 0 | 0 | 0 | [6 empty] | CUST | 0 | 0 | 0 | 0 | 0 | 0 | 0 | 0 | 0 | 913 | S | 913.S
726 |  |  | CN | CUST | 0 | 0 | 0 | 0 | 0 | 0 | [6 empty] | CUST | 0 | 0 | 0 | 0 | 0 | 0 | 0 | 0 | 0 | 913 | CN | 913.CN
727 |  |  |  |  | 0 | 0 | 0 | 0 | 0 | 0 |  | 0 | 0 |  | 0 | 0 |  | 0 | 0 | 0 | 0 | 0 | 0 | 0 | 0 | 0 | 913 | NA | 913.NA1
728 | [26 empty] | 913 | NA | 913.NA2
729 | 916 | Misc. Sales Expense | [24 empty] | 916 | NA | 916.NA
730 |  |  | S | CUST | 0 | 0 | 0 | 0 | 0 | 0 | [6 empty] | CUST | 0 | 0 | 0 | 0 | 0 | 0 | 0 | 0 | 0 | 916 | S | 916.S
731 |  |  | CN | CUST | 0 | 0 | 0 | 0 | 0 | 0 | [6 empty] | CUST | 0 | 0 | 0 | 0 | 0 | 0 | 0 | 0 | 0 | 916 | CN | 916.CN
732 |  |  |  |  | 0 | 0 | 0 | 0 | 0 | 0 |  | 0 | 0 |  | 0 | 0 |  | 0 | 0 | 0 | 0 | 0 | 0 | 0 | 0 | 0 | 916 | NA | 916.NA1
733 | [26 empty] | 916 | NA | 916.NA2
734 | TOTAL SALES EXPENSE |  |  |  | 0 | 0 | 0 | 0 | 0 | 0 |  | 0 | 0 |  | 0 | 0 |  | 0 | 0 | 0 | 0 | 0 | 0 | 0 | 0 | 0 | TOTAL SALES EXPENSE | NA | TOTAL SALES EXPENSE.NA
735 | [26 empty] | TOTAL SALES EXPENSE | NA | TOTAL SALES EXPENSE.NA1
736 | [26 empty] | TOTAL SALES EXPENSE | NA | TOTAL SALES EXPENSE.NA2
737 | 920 | Administrative & General Salaries | [24 empty] | 920 | NA | 920.NA
738 |  |  | S | COMMON | 134.4325 | 0 | 0 | 0 | 0 | 134.4325 | 59.42% | 0 | 0 | 100% | 0 | 0 | PLNT | 0 | 0 | 0 | 0 | 0 | 0 | 0 | 0 | 0 | 920 | S | 920.S
739 |  |  | CN | COMMON | 0 | 0 | 0 | 0 | 0 | 0 | 59.42% | 0 | 0 | 100% | 0 | 0 | CUST | 0 | 0 | 0 | 0 | 0 | 0 | 0 | 0 | 0 | 920 | CN | 920.CN
740 |  |  | SO | COMMON | 5062142.2293 | 0 | 0 | 0 | 0 | 5062142.2293 | 59.42% | 0 | 0 | 100% | 0 | 0 | PLNT | 0 | 0 | 0 | 0 | 0 | 0 | 0 | 0 | 0 | 920 | SO | 920.SO
741 |  |  |  |  | 5062276.6618 | 0 | 0 | 0 | 0 | 5062276.6618 |  | 0 | 0 |  | 0 | 0 |  | 0 | 0 | 0 | 0 | 0 | 0 | 0 | 0 | 0 | 920 | NA | 920.NA1
742 | [26 empty] | 920 | NA | 920.NA2
743 | 921 | Office Supplies & expenses | [24 empty] | 921 | NA | 921.NA
744 |  |  | S | COMMON | 11218.48 | 0 | 0 | 0 | 0 | 11218.48 | 59.42% | 0 | 0 | 100% | 0 | 0 | PLNT | 0 | 0 | 0 | 0 | 0 | 0 | 0 | 0 | 0 | 921 | S | 921.S
745 |  |  | CN | COMMON | 6427.3442 | 0 | 0 | 0 | 0 | 6427.3442 | 59.42% | 0 | 0 | 100% | 0 | 0 | CUST | 0 | 0 | 0 | 0 | 0 | 0 | 0 | 0 | 0 | 921 | CN | 921.CN
746 |  |  | SO | COMMON | 651368.0103 | 0 | 0 | 0 | 0 | 651368.0103 | 59.42% | 0 | 0 | 100% | 0 | 0 | PLNT | 0 | 0 | 0 | 0 | 0 | 0 | 0 | 0 | 0 | 921 | SO | 921.SO
747 |  |  |  |  | 669013.8344 | 0 | 0 | 0 | 0 | 669013.8344 |  | 0 | 0 |  | 0 | 0 |  | 0 | 0 | 0 | 0 | 0 | 0 | 0 | 0 | 0 | 921 | NA | 921.NA1
748 | [26 empty] | 921 | NA | 921.NA2
749 | 922 | A&G Expenses Transferred | [24 empty] | 922 | NA | 922.NA
750 |  |  | SO | COMMON | -2159479.8938 | 0 | 0 | 0 | 0 | -2159479.8938 | 59.42% | 0 | 0 | 100% | 0 | 0 | PLNT | 0 | 0 | 0 | 0 | 0 | 0 | 0 | 0 | 0 | 922 | SO | 922.SO
751 |  |  |  |  | -2159479.8938 | 0 | 0 | 0 | 0 | -2159479.8938 | [16 empty] | 922 | NA | 922.NA1
752 | [26 empty] | 922 | NA | 922.NA2
753 | 923 | Outside Services | [24 empty] | 923 | NA | 923.NA
754 |  |  | S | COMMON | 181039.23 | 0 | 0 | 0 | 0 | 181039.23 | 59.42% | 0 | 0 | 100% | 0 | 0 | PLNT | 0 | 0 | 0 | 0 | 0 | 0 | 0 | 0 | 0 | 923 | S | 923.S
755 |  |  | CAGW | COMMON | 129052.6377 | 0 | 0 | 0 | 0 | 129052.6377 | 59.42% | 0 | 0 | 100% | 0 | 0 | CUST | 0 | 0 | 0 | 0 | 0 | 0 | 0 | 0 | 0 | 923 | CAGW | 923.CAGW
756 |  |  | SO | COMMON | 1262326.1298 | 0 | 0 | 0 | 0 | 1262326.1298 | 59.42% | 0 | 0 | 100% | 0 | 0 | PLNT | 0 | 0 | 0 | 0 | 0 | 0 | 0 | 0 | 0 | 923 | SO | 923.SO
757 |  |  | JBG | COMMON | 0 | 0 | 0 | 0 | 0 | 0 | 59.42% | 0 | 0 | 200% | 0 | 0 | PLNT | 0 | 0 | 0 | 0 | 0 | 0 | 0 | 0 | 0 | 923 | JBG | 923.JBG
758 |  |  | SG | COMMON | 31517.0507 | 0 | 0 | 0 | 0 | 31517.0507 | 59.42% | 0 | 0 | 100% | 0 | 0 | PLNT | 0 | 0 | 0 | 0 | 0 | 0 | 0 | 0 | 0 | 923 | SG | 923.SG
759 |  |  |  |  | 1603935.0482 | 0 | 0 | 0 | 0 | 1603935.0482 |  | 0 | 0 |  | 0 | 0 |  | 0 | 0 | 0 | 0 | 0 | 0 | 0 | 0 | 0 | 923 | NA | 923.NA1
760 | [26 empty] | 923 | NA | 923.NA2
761 | 924 | Property Insurance | [24 empty] | 924 | NA | 924.NA
762 |  |  | SO | COMMON | 370048.8475 | 0 | 0 | 0 | 0 | 370048.8475 | 59.42% | 0 | 0 | 100% | 0 | 0 | PLNT | 0 | 0 | 0 | 0 | 0 | 0 | 0 | 0 | 0 | 924 | SO | 924.SO
763 |  |  |  |  | 370048.8475 | 0 | 0 | 0 | 0 | 370048.8475 |  | 0 | 0 |  | 0 | 0 |  | 0 | 0 | 0 | 0 | 0 | 0 | 0 | 0 | 0 | 924 | NA | 924.NA1
764 | [26 empty] | 924 | NA | 924.NA2
765 | 925 | Injuries & Damages | [24 empty] | 925 | NA | 925.NA
766 |  |  | SO | COMMON | 608190.2194 | 0 | 0 | 0 | 0 | 608190.2194 | 59.42% | 0 | 0 | 100% | 0 | 0 | PLNT | 0 | 0 | 0 | 0 | 0 | 0 | 0 | 0 | 0 | 925 | SO | 925.SO
767 |  |  | S | COMMON | 3847.6 | 0 | 0 | 0 | 0 | 3847.6 | 59.42% | 0 | 0 | 100% | 0 | 0 | PLNT | 0 | 0 | 0 | 0 | 0 | 0 | 0 | 0 | 0 | 925 | S | 925.S
768 |  |  |  |  | 612037.8194 | 0 | 0 | 0 | 0 | 612037.8194 |  | 0 | 0 |  | 0 | 0 |  | 0 | 0 | 0 | 0 | 0 | 0 | 0 | 0 | 0 | 925 | NA | 925.NA1
769 | [26 empty] | 925 | NA | 925.NA2
770 | 926 | Employee Pensions & Benefits | [24 empty] | 926 | NA | 926.NA
771 |  |  | S | COMMON | 0 | 0 | 0 | 0 | 0 | 0 | 59.42% | 0 | 0 | 100% | 0 | 0 | DISom | 0 | 0 | 0 | 0 | 0 | 0 | 0 | 0 | 0 | 926 | S | 926.S
772 |  |  | CN | COMMON | 0 | 0 | 0 | 0 | 0 | 0 | 59.42% | 0 | 0 | 100% | 0 | 0 | CUST | 0 | 0 | 0 | 0 | 0 | 0 | 0 | 0 | 0 | 926 | CN | 926.CN
773 |  |  | SO | COMMON | 6521223.7387 | 0 | 0 | 0 | 0 | 6521223.7387 | 59.42% | 0 | 0 | 100% | 0 | 0 | DISom | 0 | 0 | 0 | 0 | 0 | 0 | 0 | 0 | 0 | 926 | SO | 926.SO
774 |  |  |  |  | 6521223.7387 | 0 | 0 | 0 | 0 | 6521223.7387 |  | 0 | 0 |  | 0 | 0 |  | 0 | 0 | 0 | 0 | 0 | 0 | 0 | 0 | 0 | 926 | NA | 926.NA1
775 | [26 empty] | 926 | NA | 926.NA2
776 | 927 | Franchise Requirements | [24 empty] | 927 | NA | 927.NA
777 |  |  | S | COMMON | 0 | 0 | 0 | 0 | 0 | 0 | 59.42% | 0 | 0 | 100% | 0 | 0 | MISC | 0 | 0 | 0 | 0 | 0 | 0 | 0 | 0 | 0 | 927 | S | 927.S
778 |  |  | SO | COMMON | 0 | 0 | 0 | 0 | 0 | 0 | 59.42% | 0 | 0 | 100% | 0 | 0 | MISC | 0 | 0 | 0 | 0 | 0 | 0 | 0 | 0 | 0 | 927 | SO | 927.SO
779 |  |  |  |  | 0 | 0 | 0 | 0 | 0 | 0 |  | 0 | 0 |  | 0 | 0 |  | 0 | 0 | 0 | 0 | 0 | 0 | 0 | 0 | 0 | 927 | NA | 927.NA1
780 | [26 empty] | 927 | NA | 927.NA2
781 | 928 | Regulatory Commission Expense | [24 empty] | 928 | NA | 928.NA
782 |  |  | S | COMMON | 713717.85 | 0 | 0 | 0 | 0 | 713717.85 | 59.42% | 0 | 0 | 100% | 0 | 0 | MISC | 0 | 0 | 0 | 0 | 0 | 0 | 0 | 0 | 0 | 928 | S | 928.S
783 |  |  | SO | COMMON | 200727.9277 | 0 | 0 | 0 | 0 | 200727.9277 | 59.42% | 0 | 0 | 100% | 0 | 0 | MISC | 0 | 0 | 0 | 0 | 0 | 0 | 0 | 0 | 0 | 928 | SO | 928.SO
784 |  |  | CAGW | COMMON | 564941.2442 | 0 | 0 | 0 | 0 | 564941.2442 | 59.42% | 0 | 0 | 100% | 0 | 0 | MISC | 0 | 0 | 0 | 0 | 0 | 0 | 0 | 0 | 0 | 928 | CAGW | 928.CAGW
785 |  |  | SG | COMMON | 183328.7735 | 0 | 0 | 0 | 0 | 183328.7735 | 59.42% | 0 | 0 | 100% | 0 | 0 | MISC | 0 | 0 | 0 | 0 | 0 | 0 | 0 | 0 | 0 | 928 | SG | 928.SG
786 |  |  |  |  | 1662715.7954 | 0 | 0 | 0 | 0 | 1662715.7954 |  | 0 | 0 |  | 0 | 0 |  | 0 | 0 | 0 | 0 | 0 | 0 | 0 | 0 | 0 | 928 | NA | 928.NA1
787 | [26 empty] | 928 | NA | 928.NA2
788 | 929 | Duplicate Charges | [24 empty] | 929 | NA | 929.NA
789 |  |  | S | COMMON | 0 | 0 | 0 | 0 | 0 | 0 | 59.42% | 0 | 0 | 100% | 0 | 0 | DISom | 0 | 0 | 0 | 0 | 0 | 0 | 0 | 0 | 0 | 929 | S | 929.S
790 |  |  | CAGW | COMMON | 0 | 0 | 0 | 0 | 0 | 0 | 59.42% | 0 | 0 | 100% | 0 | 0 | DISom | 0 | 0 | 0 | 0 | 0 | 0 | 0 | 0 | 0 | 929 | CAGW | 929.CAGW
791 |  |  | CN | COMMON | 0 | 0 | 0 | 0 | 0 | 0 | 59.42% | 0 | 0 | 100% | 0 | 0 | DISom | 0 | 0 | 0 | 0 | 0 | 0 | 0 | 0 | 0 | 929 | CN | 929.CN
792 |  |  | SG | COMMON | 0 | 0 | 0 | 0 | 0 | 0 | 59.42% | 0 | 0 | 100% | 0 | 0 | DISom | 0 | 0 | 0 | 0 | 0 | 0 | 0 | 0 | 0 | 929 | SG | 929.SG
793 |  |  | SNPD | COMMON | 0 | 0 | 0 | 0 | 0 | 0 | 59.42% | 0 | 0 | 100% | 0 | 0 | DISom | 0 | 0 | 0 | 0 | 0 | 0 | 0 | 0 | 0 | 929 | SNPD | 929.SNPD
794 |  |  | SO | COMMON | -7939037.7986 | 0 | 0 | 0 | 0 | -7939037.7986 | 59.42% | 0 | 0 | 100% | 0 | 0 | DISom | 0 | 0 | 0 | 0 | 0 | 0 | 0 | 0 | 0 | 929 | SO | 929.SO
795 |  |  |  |  | -7939037.7986 | 0 | 0 | 0 | 0 | -7939037.7986 |  | 0 | 0 |  | 0 | 0 |  | 0 | 0 | 0 | 0 | 0 | 0 | 0 | 0 | 0 | 929 | NA | 929.NA1
796 | [26 empty] | 929 | NA | 929.NA2
797 | 930 | Misc General Expenses | [24 empty] | 930 | NA | 930.NA
798 |  |  | S | COMMON | 36281.5 | 0 | 0 | 0 | 0 | 36281.5 | 59.42% | 0 | 0 | 100% | 0 | 0 | PLNT | 0 | 0 | 0 | 0 | 0 | 0 | 0 | 0 | 0 | 930 | S | 930.S
799 |  |  | CAGE | COMMON | 0 | 0 | 0 | 0 | 0 | 0 | 59.42% | 0 | 0 | 100% | 0 | 0 | CUST | 0 | 0 | 0 | 0 | 0 | 0 | 0 | 0 | 0 | 930 | CAGE | 930.CAGE
800 |  |  | SO | COMMON | 126328.1083 | 0 | 0 | 0 | 0 | 126328.1083 | 59.42% | 0 | 0 | 100% | 0 | 0 | DISom | 0 | 0 | 0 | 0 | 0 | 0 | 0 | 0 | 0 | 930 | SO | 930.SO
801 |  |  | CAGW | COMMON | 0 | 0 | 0 | 0 | 0 | 0 | 59.42% | 0 | 0 | 100% | 0 | 0 | DISom | 0 | 0 | 0 | 0 | 0 | 0 | 0 | 0 | 0 | 930 | CAGW | 930.CAGW
802 |  |  | CN | COMMON | 26893.1444 | 0 | 0 | 0 | 0 | 26893.1444 | 59.42% | 0 | 0 | 100% | 0 | 0 | CUST | 0 | 0 | 0 | 0 | 0 | 0 | 0 | 0 | 0 | 930 | CN | 930.CN
803 |  |  |  |  | 189502.7527 | 0 | 0 | 0 | 0 | 189502.7527 |  | 0 | 0 | 5 | 0 | 0 |  | 0 | 0 | 0 | 0 | 0 | 0 | 0 | 0 | 0 | 930 | NA | 930.NA1
804 | [26 empty] | 930 | NA | 930.NA2
805 | 931 | Rents | [24 empty] | 931 | NA | 931.NA
806 |  |  | S | COMMON | 40556.73 | 0 | 0 | 0 | 0 | 40556.73 | 59.42% | 0 | 0 | 100% | 0 | 0 | PLNT | 0 | 0 | 0 | 0 | 0 | 0 | 0 | 0 | 0 | 931 | S | 931.S
807 |  |  | SO | COMMON | 169236.7905 | 0 | 0 | 0 | 0 | 169236.7905 | 59.42% | 0 | 0 | 100% | 0 | 0 | PLNT | 0 | 0 | 0 | 0 | 0 | 0 | 0 | 0 | 0 | 931 | SO | 931.SO
808 |  |  |  |  | 209793.5205 | 0 | 0 | 0 | 0 | 209793.5205 |  | 0 | 0 |  | 0 | 0 |  | 0 | 0 | 0 | 0 | 0 | 0 | 0 | 0 | 0 | 931 | NA | 931.NA1
809 | [26 empty] | 931 | NA | 931.NA2
810 | 935 | Maintenance of General Plant | [24 empty] | 935 | NA | 935.NA
811 |  |  | S | COMMON | 52543.9713 | 0 | 0 | 0 | 0 | 52543.9713 | 59.42% | 0 | 0 | 100% | 0 | 0 | GENL | 0 | 0 | 0 | 0 | 0 | 0 | 0 | 0 | 0 | 935 | S | 935.S
812 |  |  | CN | COMMON | 5626.6484 | 0 | 0 | 0 | 0 | 5626.6484 | 59.42% | 0 | 0 | 100% | 0 | 0 | CUST | 0 | 0 | 0 | 0 | 0 | 0 | 0 | 0 | 0 | 935 | CN | 935.CN
813 |  |  | SO | COMMON | 1471120.3083 | 0 | 0 | 0 | 0 | 1471120.3083 | 59.42% | 0 | 0 | 100% | 0 | 0 | GENL | 0 | 0 | 0 | 0 | 0 | 0 | 0 | 0 | 0 | 935 | SO | 935.SO
814 |  |  |  |  | 1529290.9281 | 0 | 0 | 0 | 0 | 1529290.9281 |  | 0 | 0 |  | 0 | 0 |  | 0 | 0 | 0 | 0 | 0 | 0 | 0 | 0 | 0 | 935 | NA | 935.NA1
815 | [26 empty] | 935 | NA | 935.NA2
816 |  | Total Adminsitrative & Gen Expense |  |  | 8331321.2543 | 0 | 0 | 0 | 0 | 8331321.2543 |  | 0 | 0 |  | 0 | 0 |  | 0 | 0 | 0 | 0 | 0 | 0 | 0 | 0 | 0 | 935 | NA | 935.NA3
817 | [26 empty] | 935 | NA | 935.NA4
818 | [26 empty] | 935 | NA | 935.NA5
819 | TOTAL O&M EXPENSE |  |  |  | 211920126.8749 | 151531989.8893 | 34465082.4334 | 10863224.6919 | 6728508.606 | 8331321.2543 |  | 16970600.2209 | 134561389.6683 |  | 34465081.9685 | 0.46494 |  | 1969281.8743 | 8139133.0341 | 306006.8201 | 313287.345 | 135515.6184 | 0 | 0 | 0 | 0 | TOTAL O&M EXPENSE | NA | TOTAL O&M EXPENSE.NA
820 | [26 empty] | TOTAL O&M EXPENSE | NA | TOTAL O&M EXPENSE.NA1
821 | 403SP | Steam Depreciation | [24 empty] | 403SP | NA | 403SP.NA
822 |  |  | SG | P | 0 | 0 | 0 | 0 | 0 | 0 | 59.42% | 0 | 0 | [9 empty] | 0 | 0 | 0 | 0 | 403SP | SG | 403SP.SG
823 |  |  | DGU | P | 0 | 0 | 0 | 0 | 0 | 0 | 59.42% | 0 | 0 | [9 empty] | 0 | 0 | 0 | 0 | 403SP | DGU | 403SP.DGU
824 |  |  | JBG | P | 8873036.8875 | 8873036.8875 | 0 | 0 | 0 | 0 | 59.42% | 5272307.1823 | 3600729.7052 | [9 empty] | 0 | 0 | 0 | 0 | 403SP | JBG | 403SP.JBG
825 |  |  | CAGE | P | 0 | 0 | 0 | 0 | 0 | 0 | 59.42% | 0 | 0 | [9 empty] | 0 | 0 | 0 | 0 | 403SP | CAGE | 403SP.CAGE
826 |  |  | CAGW | P | 292354.0358 | 292354.0358 | 0 | 0 | 0 | 0 | 59.42% | 173715.0766 | 118638.9592 | [9 empty] | 0 | 0 | 0 | 0 | 403SP | CAGW | 403SP.CAGW
827 |  |  |  |  | 9165390.9232 | 9165390.9232 | 0 | 0 | 0 | 0 |  | 5446022.2589 | 3719368.6643 |  | 0 | 0 |  | 0 | 0 | 0 | 0 | 0 | 0 | 0 | 0 | 0 | 403SP | NA | 403SP.NA1
828 | [26 empty] | 403SP | NA | 403SP.NA2
829 | 403NP | Nuclear Depreciation | [24 empty] | 403NP | NA | 403NP.NA
830 |  |  | DGP | P | 0 | 0 | 0 | 0 | 0 | 0 | 59.42% | 0 | 0 | [9 empty] | 0 | 0 | 0 | 0 | 403NP | DGP | 403NP.DGP
831 |  |  |  |  | 0 | 0 | 0 | 0 | 0 | 0 |  | 0 | 0 |  | 0 | 0 |  | 0 | 0 | 0 | 0 | 0 | 0 | 0 | 0 | 0 | 403NP | NA | 403NP.NA1
832 | [26 empty] | 403NP | NA | 403NP.NA2
833 | 403HP | Hydro Depreciation | [24 empty] | 403HP | NA | 403HP.NA
834 |  |  | DGP | P | 0 | 0 | 0 | 0 | 0 | 0 | 59.42% | 0 | 0 | [9 empty] | 0 | 0 | 0 | 0 | 403HP | DGP | 403HP.DGP
835 |  |  | DGU | P | 0 | 0 | 0 | 0 | 0 | 0 | 59.42% | 0 | 0 | [9 empty] | 0 | 0 | 0 | 0 | 403HP | DGU | 403HP.DGU
836 |  |  | CAGW | P | 6850319.3253 | 6850319.3253 | 0 | 0 | 0 | 0 | 59.42% | 4070420.1096 | 2779899.2157 | [9 empty] | 0 | 0 | 0 | 0 | 403HP | CAGW | 403HP.CAGW
837 |  |  | SG | P | 0 | 0 | 0 | 0 | 0 | 0 | 59.42% | 0 | 0 | [9 empty] | 0 | 0 | 0 | 0 | 403HP | SG | 403HP.SG
838 |  |  |  |  | 6850319.3253 | 6850319.3253 | 0 | 0 | 0 | 0 |  | 4070420.1096 | 2779899.2157 |  | 0 | 0 |  | 0 | 0 | 0 | 0 | 0 | 0 | 0 | 0 | 0 | 403HP | NA | 403HP.NA1
839 | [26 empty] | 403HP | NA | 403HP.NA2
840 | 403OP | Other Generation Depreciation | [24 empty] | 403OP | NA | 403OP.NA
841 |  |  | DGU | P | 0 | 0 | 0 | 0 | 0 | 0 | 59.42% | 0 | 0 | [9 empty] | 0 | 0 | 0 | 0 | 403OP | DGU | 403OP.DGU
842 |  |  | SG | P | 0 | 0 | 0 | 0 | 0 | 0 | 59.42% | 0 | 0 | [9 empty] | 0 | 0 | 0 | 0 | 403OP | SG | 403OP.SG
843 |  |  | CAEW | P | 0 | 0 | 0 | 0 | 0 | 0 | 59.42% | 0 | 0 | [9 empty] | 0 | 0 | 0 | 0 | 403OP | CAEW | 403OP.CAEW
844 |  |  | CAGW | P | 9189101.3446 | 9189101.3446 | 0 | 0 | 0 | 0 | 59.42% | 5460110.8541 | 3728990.4905 | [9 empty] | 0 | 0 | 0 | 0 | 403OP | CAGW | 403OP.CAGW
845 |  |  | CAGE | P | 0 | 0 | 0 | 0 | 0 | 0 | 59.42% | 0 | 0 | [9 empty] | 0 | 0 | 0 | 0 | 403OP | CAGE | 403OP.CAGE
846 |  |  |  |  | 9189101.3446 | 9189101.3446 | 0 | 0 | 0 | 0 |  | 5460110.8541 | 3728990.4905 |  | 0 | 0 |  | 0 | 0 | 0 | 0 | 0 | 0 | 0 | 0 | 0 | 403OP | NA | 403OP.NA1
847 | [26 empty] | 403OP | NA | 403OP.NA2
848 | 403TP | Transmission Depreciation | [24 empty] | 403TP | NA | 403TP.NA
849 |  |  | DGP | T | 0 | 0 | 0 | 0 | 0 | 0 |  |  |  | 100% | 0 | 0 | [6 empty] | 0 | 0 | 0 | 0 | 403TP | DGP | 403TP.DGP
850 |  |  | SG | T | 2655.2424 | 0 | 2655.2424 | 0 | 0 | 0 |  |  |  | 100% | 2655.2424 | 0 | [6 empty] | 0 | 0 | 0 | 0 | 403TP | SG | 403TP.SG
851 |  |  | JBG | T | 343356.7515 | 0 | 343356.7515 | 0 | 0 | 0 |  |  |  | 100% | 343356.7515 | 0 | [6 empty] | 0 | 0 | 0 | 0 | 403TP | JBG | 403TP.JBG
852 |  |  | CAGW | T | 6437829.6901 | 0 | 6437829.6901 | 0 | 0 | 0 |  |  |  | 100% | 6437829.6901 | 0 | [6 empty] | 0 | 0 | 0 | 0 | 403TP | CAGW | 403TP.CAGW
853 |  |  |  |  | 6783841.684 | 0 | 6783841.684 | 0 | 0 | 0 |  | 0 | 0 |  | 6783841.684 | 0 |  | 0 | 0 | 0 | 0 | 0 | 0 | 0 | 0 | 0 | 403TP | NA | 403TP.NA1
854 | [26 empty] | 403TP | NA | 403TP.NA2
855 | 403 | Distribution Depreciation | [24 empty] | 403 | NA | 403.NA
856 | 360 | Land & Land Rights | S | DPW | 7471.41 | 0 | 0 | 7471.41 | 0 | 0 |  | 0 | 0 |  | 0 | 0 | PLNT2 | 1750.4303 | 5720.9797 | 0 | 0 | 0 | 0 | 0 | 0 | 0 | 360 | S | 360.S
857 | 361 | Structures | S | DPW | 82578.9762 | 0 | 0 | 82578.9762 | 0 | 0 |  | 0 | 0 |  | 0 | 0 | PLNT2 | 19346.9164 | 63232.0597 | 0 | 0 | 0 | 0 | 0 | 0 | 0 | 361 | S | 361.S
858 | 362 | Station Equipment | S | DPW | 1797406.6953 | 0 | 0 | 1797406.6953 | 0 | 0 |  | 0 | 0 |  | 0 | 0 | SUBS | 1797406.6953 | 0 | 0 | 0 | 0 | 0 | 0 | 0 | 0 | 362 | S | 362.S
859 | 363 | Storage Battery Equipment | S | DPW | 0 | 0 | 0 | 0 | 0 | 0 |  | 0 | 0 |  | 0 | 0 | PLNT2 | 0 | 0 | 0 | 0 | 0 | 0 | 0 | 0 | 0 | 363 | S | 363.S
860 | 364 | Poles & Towers | S | DPW | 3907338.7905 | 0 | 0 | 3907338.7905 | 0 | 0 |  | 0 | 0 |  | 0 | 0 | PC | 0 | 3907338.7905 | 0 | 0 | 0 | 0 | 0 | 0 | 0 | 364 | S | 364.S
861 | 365 | OH Conductors | S | DPW | 1818906.9494 | 0 | 0 | 1818906.9494 | 0 | 0 |  | 0 | 0 |  | 0 | 0 | PC | 0 | 1818906.9494 | 0 | 0 | 0 | 0 | 0 | 0 | 0 | 365 | S | 365.S
862 | 366 | UG Conduit | S | DPW | 524953.2894 | 0 | 0 | 524953.2894 | 0 | 0 |  | 0 | 0 |  | 0 | 0 | PC | 0 | 524953.2894 | 0 | 0 | 0 | 0 | 0 | 0 | 0 | 366 | S | 366.S
863 | 367 | UG Conductor | S | DPW | 724446.6986 | 0 | 0 | 724446.6986 | 0 | 0 |  | 0 | 0 |  | 0 | 0 | PC | 0 | 724446.6986 | 0 | 0 | 0 | 0 | 0 | 0 | 0 | 367 | S | 367.S
864 | 368 | Line Trans | S | DPW | 2985223.6575 | 0 | 0 | 2985223.6575 | 0 | 0 |  | 0 | 0 |  | 0 | 0 | XFMR | 0 | 0 | 2985223.6575 | 0 | 0 | 0 | 0 | 0 | 0 | 368 | S | 368.S
865 | 369 | Services | S | DPW | 1609212.0762 | 0 | 0 | 1609212.0762 | 0 | 0 |  | 0 | 0 |  | 0 | 0 | SERV | 0 | 0 | 0 | 0 | 1609212.0762 | 0 | 0 | 0 | 0 | 369 | S | 369.S
866 | 370 | Meters | S | DPW | 506632.5954 | 0 | 0 | 506632.5954 | 0 | 0 |  | 0 | 0 |  | 0 | 0 | METR | 0 | 0 | 0 | 506632.5954 | 0 | 0 | 0 | 0 | 0 | 370 | S | 370.S
867 | 371 | Inst Cust Prem | S | DPW | 17629.4354 | 0 | 0 | 17629.4354 | 0 | 0 |  | 0 | 0 |  | 0 | 0 | PC | 0 | 17629.4354 | 0 | 0 | 0 | 0 | 0 | 0 | 0 | 371 | S | 371.S
868 | 372 | Leased Property | S | DPW | 0 | 0 | 0 | 0 | 0 | 0 |  | 0 | 0 |  | 0 | 0 | PLNT2 | 0 | 0 | 0 | 0 | 0 | 0 | 0 | 0 | 0 | 372 | S | 372.S
869 | 373 | Street Lighting | S | DPW | 124644.0927 | 0 | 0 | 124644.0927 | 0 | 0 |  | 0 | 0 |  | 0 | 0 | PC | 0 | 124644.0927 | 0 | 0 | 0 | 0 | 0 | 0 | 0 | 373 | S | 373.S
870 |  |  |  |  | 14106444.6666 | 0 | 0 | 14106444.6666 | 0 | 0 |  | 0 | 0 |  | 0 | 0 |  | 1818504.042 | 7186872.2955 | 2985223.6575 | 506632.5954 | 1609212.0762 | 0 | 0 | 0 | 0 | 373 | NA | 373.NA
871 | [26 empty] | 373 | NA | 373.NA1
872 | 403GP | General Depreciation | [24 empty] | 403GP | NA | 403GP.NA
873 |  |  | S | G-SITUS | 1160403.2061 | 0 | 354899.9565 | 805503.2496 | 0 | 0 | 59.42% | 0 | 0 | 100% | 354899.9565 | 0 | PLNT | 115905.2521 | 378816.327 | 184720.3685 | 21091.0253 | 104970.2767 | 0 | 0 | 0 | 0 | 403GP | S | 403GP.S
874 |  |  | DGP | G-DGP | 0 | 0 | 0 | 0 | 0 | 0 | 59.42% | 0 | 0 | 100% | 0 | 0 | PLNT | 0 | 0 | 0 | 0 | 0 | 0 | 0 | 0 | 0 | 403GP | DGP | 403GP.DGP
875 |  |  | DGU | G-DGU | 0 | 0 | 0 | 0 | 0 | 0 | 59.42% | 0 | 0 | 100% | 0 | 0 | PLNT | 0 | 0 | 0 | 0 | 0 | 0 | 0 | 0 | 0 | 403GP | DGU | 403GP.DGU
876 |  |  | SE | P | 0 | 0 | 0 | 0 | 0 | 0 | 59.42% | 0 | 0 | 100% | 0 | 0 | PLNT | 0 | 0 | 0 | 0 | 0 | 0 | 0 | 0 | 0 | 403GP | SE | 403GP.SE
877 |  |  | CN | CUST | 78664.364 | 0 | 0 | 0 | 78664.364 | 0 | 59.42% | 0 | 0 | 100% | 0 | 0 | CUST | 0 | 0 | 0 | 0 | 0 | 0 | 0 | 0 | 0 | 403GP | CN | 403GP.CN
878 |  |  | CAGW | G-SG | 647875.1723 | 269002.4195 | 378872.7528 | 0 | 0 | 0 | 59.42% | 159839.6813 | 109162.7382 | 100% | 378872.7528 | 0 | PLNT | 0 | 0 | 0 | 0 | 0 | 0 | 0 | 0 | 0 | 403GP | CAGW | 403GP.CAGW
879 |  |  | SO | PTD | 1005852.4818 | 507194.1649 | 202224.7173 | 296433.5996 | 0 | 0 | 59.42% | 301371.8383 | 205822.3266 | 100% | 202224.7173 | 0 | PLNT | 42654.342 | 139408.3605 | 67979.0228 | 7761.7173 | 38630.157 | 0 | 0 | 0 | 0 | 403GP | SO | 403GP.SO
880 |  |  | SG | G-SG | 119.0392 | 49.4259 | 69.6133 | 0 | 0 | 0 | 59.42% | 29.3686 | 20.0573 | 100% | 69.6133 | 0 | PLNT | 0 | 0 | 0 | 0 | 0 | 0 | 0 | 0 | 0 | 403GP | SG | 403GP.SG
881 |  |  | JBG | G-SG | 103252.6823 | 42871.2545 | 60381.4279 | 0 | 0 | 0 | 59.42% | 25473.8514 | 17397.4031 | 100% | 60381.4279 | 0 | PLNT | 0 | 0 | 0 | 0 | 0 | 0 | 0 | 0 | 0 | 403GP | JBG | 403GP.JBG
882 |  |  | JBE | P | 0 | 0 | 0 | 0 | 0 | 0 | 59.42% | 0 | 0 | 100% | 0 | 0 | PLNT | 0 | 0 | 0 | 0 | 0 | 0 | 0 | 0 | 0 | 403GP | JBE | 403GP.JBE
883 |  |  |  |  | 2996166.9457 | 819117.2648 | 996448.4677 | 1101936.8492 | 78664.364 | 0 |  | 486714.7396 | 332402.5252 |  | 996448.4677 | 0 |  | 158559.5941 | 518224.6875 | 252699.3913 | 28852.7426 | 143600.4337 | 0 | 0 | 0 | 0 | 403GP | NA | 403GP.NA1
884 | [26 empty] | 403GP | NA | 403GP.NA2
885 | 403GV0 | General Vehicles | [24 empty] | 403GV0 | NA | 403GV0.NA
886 |  |  | SG | G-SG | 0 | 0 | 0 | 0 | 0 | 0 | 59.42% | 0 | 0 |  | 0 | 0 | [6 empty] | 0 | 0 | 0 | 0 | 403GV0 | SG | 403GV0.SG
887 |  |  |  |  | 0 | 0 | 0 | 0 | 0 | 0 |  | 0 | 0 |  | 0 | 0 |  | 0 | 0 | 0 | 0 | 0 | 0 | 0 | 0 | 0 | 403GV0 | NA | 403GV0.NA1
888 | [26 empty] | 403GV0 | NA | 403GV0.NA2
889 | 403MP | Mining Depreciation | [24 empty] | 403MP | NA | 403MP.NA
890 |  |  | SE | P | 0 | 0 | 0 | 0 | 0 | 0 | 59.42% | 0 | 0 |  | 0 | 0 | [6 empty] | 0 | 0 | 0 | 0 | 403MP | SE | 403MP.SE
891 |  |  |  |  | 0 | 0 | 0 | 0 | 0 | 0 |  | 0 | 0 |  | 0 | 0 |  | 0 | 0 | 0 | 0 | 0 | 0 | 0 | 0 | 0 | 403MP | NA | 403MP.NA1
892 | [26 empty] | 403MP | NA | 403MP.NA2
893 | 403EP | Experimental Plant Depreciation | [24 empty] | 403EP | NA | 403EP.NA
894 |  |  | DGP | P | 0 | 0 | 0 | 0 | 0 | 0 | 59.42% | 0 | 0 |  | 0 | 0 | [6 empty] | 0 | 0 | 0 | 0 | 403EP | DGP | 403EP.DGP
895 |  |  | SG | P | 0 | 0 | 0 | 0 | 0 | 0 | 59.42% | 0 | 0 |  | 0 | 0 | [6 empty] | 0 | 0 | 0 | 0 | 403EP | SG | 403EP.SG
896 |  |  |  |  | 0 | 0 | 0 | 0 | 0 | 0 |  | 0 | 0 |  | 0 | 0 |  | 0 | 0 | 0 | 0 | 0 | 0 | 0 | 0 | 0 | 403EP | NA | 403EP.NA1
897 | [26 empty] | 403EP | NA | 403EP.NA2
898 | TOTAL DEPRECIATION EXPENSE |  |  |  | 49091264.8894 | 26023928.8579 | 7780290.1516 | 15208381.5158 | 78664.364 | 0 |  | 15463267.9622 | 10560660.8957 |  | 7780290.1516 | 0 |  | 1977063.6361 | 7705096.983 | 3237923.0488 | 535485.338 | 1752812.5099 | 0 | 0 | 0 | 0 | TOTAL DEPRECIATION EXPENSE | NA | TOTAL DEPRECIATION EXPENSE.NA
899 | [26 empty] | TOTAL DEPRECIATION EXPENSE | NA | TOTAL DEPRECIATION EXPENSE.NA1
900 | 404GP | Amort of LT Plant - Capital Lease Gen | [24 empty] | 404GP | NA | 404GP.NA
901 |  |  | S | I-SITUS | 80149.68 | 256452.3045 | -105604.2975 | -70698.327 | 0 | 0 | 59.42% | 152382.4756 | 104069.8289 | 100% | -105604.2975 | 0 | PLNT | -10172.9042 | -33248.383 | -16212.7478 | -1851.1411 | -9213.1508 | 0 | 0 | 0 | 0 | 404GP | S | 404GP.S
902 |  |  | SG/CAGW | I-SG | 0 | 0 | 0 | 0 | 0 | 0 | 59.42% | 0 | 0 | 100% | 0 | 0 | PLNT | 0 | 0 | 0 | 0 | 0 | 0 | 0 | 0 | 0 | 404GP | SG/CAGW | 404GP.SG/CAGW
903 |  |  | SO | PTD | 28219.5105 | 14229.4932 | 5673.4786 | 8316.5387 | 0 | 0 | 59.42% | 8455.0825 | 5774.4107 | 100% | 5673.4786 | 0 | PLNT | 1196.6811 | 3911.1458 | 1907.1731 | 217.7574 | 1083.7813 | 0 | 0 | 0 | 0 | 404GP | SO | 404GP.SO
904 |  |  | DGU | I-DGU | 0 | 0 | 0 | 0 | 0 | 0 | 59.42% | 0 | 0 | 100% | 0 | 0 | PLNT | 0 | 0 | 0 | 0 | 0 | 0 | 0 | 0 | 0 | 404GP | DGU | 404GP.DGU
905 |  |  | CN | CUST | 0 | 0 | 0 | 0 | 0 | 0 | 59.42% | 0 | 0 | 100% | 0 | 0 | CUST | 0 | 0 | 0 | 0 | 0 | 0 | 0 | 0 | 0 | 404GP | CN | 404GP.CN
906 |  |  | DGP | I-DGP | 0 | 0 | 0 | 0 | 0 | 0 | 59.42% | 0 | 0 | 100% | 0 | 0 | PLNT | 0 | 0 | 0 | 0 | 0 | 0 | 0 | 0 | 0 | 404GP | DGP | 404GP.DGP
907 |  |  | SG | I-DGP | 0 | 0 | 0 | 0 | 0 | 0 | 59.42% | 0 | 0 | 100% | 0 | 0 | PLNT | 0 | 0 | 0 | 0 | 0 | 0 | 0 | 0 | 0 | 404GP | SG | 404GP.SG
908 |  |  |  |  | 108369.1905 | 270681.7976 | -99930.8189 | -62381.7883 | 0 | 0 |  | 160837.5581 | 109844.2396 |  | -99930.8189 | 0 |  | -8976.2231 | -29337.2372 | -14305.5747 | -1633.3837 | -8129.3695 | 0 | 0 | 0 | 0 | 404GP | NA | 404GP.NA1
909 | [26 empty] | 404GP | NA | 404GP.NA2
910 | 404SP | Amort of LT Plant - Cap Lease Steam | [24 empty] | 404SP | NA | 404SP.NA
911 |  |  | SG | P | 0 | 0 | 0 | 0 | 0 | 0 | 59.42% | 0 | 0 | 100% | 0 | 0 | DRB | 0 | 0 | 0 | 0 | 0 | 0 | 0 | 0 | 0 | 404SP | SG | 404SP.SG
912 |  |  | DGP | P | 0 | 0 | 0 | 0 | 0 | 0 | 59.42% | 0 | 0 | 100% | 0 | 0 | DRB | 0 | 0 | 0 | 0 | 0 | 0 | 0 | 0 | 0 | 404SP | DGP | 404SP.DGP
913 |  |  |  |  | 0 | 0 | 0 | 0 | 0 | 0 |  | 0 | 0 |  | 0 | 0 |  | 0 | 0 | 0 | 0 | 0 | 0 | 0 | 0 | 0 | 404SP | NA | 404SP.NA1
914 | [26 empty] | 404SP | NA | 404SP.NA2
915 | 404IP | Amort of LT Plant - Intangible Plant | [24 empty] | 404IP | NA | 404IP.NA
916 |  |  | S | I-SITUS | 1525.8295 | 4882.1468 | -2010.4155 | -1345.9018 | 0 | 0 | 59.42% | 2900.9434 | 1981.2034 | 100% | -2010.4155 | 0 | PLNT | -193.6641 | -632.9578 | -308.6461 | -35.2406 | -175.3931 | 0 | 0 | 0 | 0 | 404IP | S | 404IP.S
917 |  |  | SE | P | 0 | 0 | 0 | 0 | 0 | 0 | 59.42% | 0 | 0 | 100% | 0 | 0 | PLNT | 0 | 0 | 0 | 0 | 0 | 0 | 0 | 0 | 0 | 404IP | SE | 404IP.SE
918 |  |  | SG | I-SG | 538238.4657 | 448581.4939 | 89656.9718 | 0 | 0 | 0 | 59.42% | 266544.5284 | 182036.9656 | 100% | 89656.9718 | 0 | PLNT | 0 | 0 | 0 | 0 | 0 | 0 | 0 | 0 | 0 | 404IP | SG | 404IP.SG
919 |  |  | SO | PTD | 827823.3576 | 417424.2089 | 166432.3024 | 243966.8462 | 0 | 0 | 59.42% | 248031.0499 | 169393.1591 | 100% | 166432.3024 | 0 | PLNT | 35104.8103 | 114734.0183 | 55947.193 | 6387.9456 | 31792.879 | 0 | 0 | 0 | 0 | 404IP | SO | 404IP.SO
920 |  |  | CN | CUST | 533631.2674 | 0 | 0 | 0 | 533631.2674 | 0 | 59.42% | 0 | 0 | 100% | 0 | 0 | CUST | 0 | 0 | 0 | 0 | 0 | 0 | 0 | 0 | 0 | 404IP | CN | 404IP.CN
921 |  |  | DGP | I-DGP | 0 | 0 | 0 | 0 | 0 | 0 | 59.42% | 0 | 0 | 100% | 0 | 0 | PLNT | 0 | 0 | 0 | 0 | 0 | 0 | 0 | 0 | 0 | 404IP | DGP | 404IP.DGP
922 |  |  | DGU | I-DGU | 0 | 0 | 0 | 0 | 0 | 0 | 59.42% | 0 | 0 | 100% | 0 | 0 | PLNT | 0 | 0 | 0 | 0 | 0 | 0 | 0 | 0 | 0 | 404IP | DGU | 404IP.DGU
923 |  |  | CAEW | P | 0 | 0 | 0 | 0 | 0 | 0 | 59.42% | 0 | 0 | 100% | 0 | 0 | PLNT | 0 | 0 | 0 | 0 | 0 | 0 | 0 | 0 | 0 | 404IP | CAEW | 404IP.CAEW
924 |  |  | CAGW1 | I-SG | 3009600.5334 | 2508276.8873 | 501323.6461 | 0 | 0 | 0 | 59.42% | 1490403.6144 | 1017873.2728 | 100% | 501323.6461 | 0 | PLNT | 0 | 0 | 0 | 0 | 0 | 0 | 0 | 0 | 0 | 404IP | CAGW1 | 404IP.CAGW1
925 |  |  | JBG | I-SG | 64932.9674 | 54116.7705 | 10816.1969 | 0 | 0 | 0 | 59.42% | 32155.8719 | 21960.8986 | 100% | 10816.1969 | 0 | PLNT | 0 | 0 | 0 | 0 | 0 | 0 | 0 | 0 | 0 | 404IP | JBG | 404IP.JBG
926 |  |  |  |  | 4975752.421 | 3433281.5074 | 766218.7018 | 242620.9444 | 533631.2674 | 0 |  | 2040036.008 | 1393245.4994 |  | 766218.7018 | 0 |  | 34911.1462 | 114101.0605 | 55638.5468 | 6352.7049 | 31617.4859 | 0 | 0 | 0 | 0 | 404IP | NA | 404IP.NA1
927 | [26 empty] | 404IP | NA | 404IP.NA2
928 | 404OP | Amort of LT Plant - Other Plant | [24 empty] | 404OP | NA | 404OP.NA
929 |  |  | CAGE | P | 0 | 0 | 0 | 0 | 0 | 0 | 59.42% | 0 | 0 | 100% | 0 | 0 | PLNT | 0 | 0 | 0 | 0 | 0 | 0 | 0 | 0 | 0 | 404OP | CAGE | 404OP.CAGE
930 |  |  |  |  | 0 | 0 | 0 | 0 | 0 | 0 |  | 0 | 0 |  | 0 | 0 |  | 0 | 0 | 0 | 0 | 0 | 0 | 0 | 0 | 0 | 404OP | NA | 404OP.NA1
931 | [26 empty] | 404OP | NA | 404OP.NA2
932 | 404HP | Amortization of Other Electric Plant | [24 empty] | 404HP | NA | 404HP.NA
933 |  |  | DGP | P | 0 | 0 | 0 | 0 | 0 | 0 | 59.42% | 0 | 0 | 100% | 0 | 0 | PLNT | 0 | 0 | 0 | 0 | 0 | 0 | 0 | 0 | 0 | 404HP | DGP | 404HP.DGP
934 |  |  | DGU | P | 0 | 0 | 0 | 0 | 0 | 0 | 59.42% | 0 | 0 | 100% | 0 | 0 | PLNT | 0 | 0 | 0 | 0 | 0 | 0 | 0 | 0 | 0 | 404HP | DGU | 404HP.DGU
935 |  |  | CAGW | P | 69343.8714 | 69343.8714 | 0 | 0 | 0 | 0 | 59.42% | 41203.7272 | 28140.1442 | 100% | 0 | 0 | PLNT | 0 | 0 | 0 | 0 | 0 | 0 | 0 | 0 | 0 | 404HP | CAGW | 404HP.CAGW
936 |  |  |  |  | 69343.8714 | 69343.8714 | 0 | 0 | 0 | 0 |  | 41203.7272 | 28140.1442 |  | 0 | 0 |  | 0 | 0 | 0 | 0 | 0 | 0 | 0 | 0 | 0 | 404HP | NA | 404HP.NA1
937 | [26 empty] | 404HP | NA | 404HP.NA2
938 | Total Amortization of Limited Term Plant |  |  |  | 5153465.4829 | 3773307.1765 | 666287.8829 | 180239.1561 | 533631.2674 | 0 |  | 2242077.2932 | 1531229.8832 |  | 666287.8829 | 0 |  | 25934.9231 | 84763.8233 | 41332.9721 | 4719.3212 | 23488.1164 | 0 | 0 | 0 | 0 | Total Amortization of Limited Term Plant | NA | Total Amortization of Limited Term Plant.NA
939 | [26 empty] | Total Amortization of Limited Term Plant | NA | Total Amortization of Limited Term Plant.NA1
940 | [26 empty] | Total Amortization of Limited Term Plant | NA | Total Amortization of Limited Term Plant.NA2
941 | 405 | Amortization of Other Electric Plant | [24 empty] | 405 | NA | 405.NA
942 |  |  | S | GP | 0 | 0 | 0 | 0 | 0 | 0 | 59.42% | 0 | 0 | 100% | 0 | 0 | PLNT | 0 | 0 | 0 | 0 | 0 | 0 | 0 | 0 | 0 | 405 | S | 405.S
943 | [26 empty] | 405 | NA | 405.NA1
944 |  |  |  |  | 0 | 0 | 0 | 0 | 0 | 0 |  | 0 | 0 |  | 0 | 0 |  | 0 | 0 | 0 | 0 | 0 | 0 | 0 | 0 | 0 | 405 | NA | 405.NA2
945 | [26 empty] | 405 | NA | 405.NA3
946 | 406 | Amortization of Plant Acquisition Adj | [24 empty] | 406 | NA | 406.NA
947 |  |  | S | P | 0 | 0 | 0 | 0 | 0 | 0 | 59.42% | 0 | 0 | 100% | 0 | 0 | [6 empty] | 0 | 0 | 0 | 0 | 406 | S | 406.S
948 |  |  | DGP | P | 0 | [21 empty] | 406 | DGP | 406.DGP
949 |  |  | DGU | P | 0 | [21 empty] | 406 | DGU | 406.DGU
950 |  |  | SG/CAGW/CAGE | P | 0 | 0 | 0 | 0 | 0 | 0 | 59.42% | 0 | 0 | 100% | 0 | 0 | [6 empty] | 0 | 0 | 0 | 0 | 406 | SG/CAGW/CAGE | 406.SG/CAGW/CAGE
951 |  |  | SO | P | 0 | 0 | 0 | 0 | 0 | 0 | 59.42% | 0 | 0 | 100% | 0 | 0 | [6 empty] | 0 | 0 | 0 | 0 | 406 | SO | 406.SO
952 |  |  |  |  | 0 | 0 | 0 | 0 | 0 | 0 |  | 0 | 0 |  | 0 | 0 |  | 0 | 0 | 0 | 0 | 0 | 0 | 0 | 0 | 0 | 406 | NA | 406.NA1
953 | [26 empty] | 406 | NA | 406.NA2
954 | 407 | Amort of Prop Losses, Unrec Plant, etc | [24 empty] | 407 | NA | 407.NA
955 |  |  | S | DPW | 0.29 | 0 | 0 | 0.29 | 0 | 0 | 59.42% | 0 | 0 | 100% | 0 | 0 | PLNT | 0.041729 | 0.13638 | 0.066504 | 0.0075933 | 0.037792 | 0 | 0 | 0 | 0 | 407 | S | 407.S
956 |  |  | SO | GP | 0 | 0 | 0 | 0 | 0 | 0 | 59.42% | 0 | 0 | 100% | 0 | 0 | PLNT | 0 | 0 | 0 | 0 | 0 | 0 | 0 | 0 | 0 | 407 | SO | 407.SO
957 |  |  | JBG | P | 0 | 0 | 0 | 0 | 0 | 0 | 59.42% | 0 | 0 | 100% | 0 | 0 | PLNT | 0 | 0 | 0 | 0 | 0 | 0 | 0 | 0 | 0 | 407 | JBG | 407.JBG
958 |  |  | SE | P | 0 | 0 | 0 | 0 | 0 | 0 | 59.42% | 0 | 0 | 100% | 0 | 0 | PLNT | 0 | 0 | 0 | 0 | 0 | 0 | 0 | 0 | 0 | 407 | SE | 407.SE
959 |  |  | CAGW | P | 0 | 0 | 0 | 0 | 0 | 0 | 59.42% | 0 | 0 | 100% | 0 | 0 | PLNT | 0 | 0 | 0 | 0 | 0 | 0 | 0 | 0 | 0 | 407 | CAGW | 407.CAGW
960 |  |  | TROJP | P | 0 | 0 | 0 | 0 | 0 | 0 | 59.42% | 0 | 0 | 100% | 0 | 0 | PLNT | 0 | 0 | 0 | 0 | 0 | 0 | 0 | 0 | 0 | 407 | TROJP | 407.TROJP
961 |  |  |  |  | 0.29 | 0 | 0 | 0.29 | 0 | 0 |  | 0 | 0 |  | 0 | 0 |  | 0.041729 | 0.13638 | 0.066504 | 0.0075933 | 0.037792 | 0 | 0 | 0 | 0 | 407 | NA | 407.NA1
962 | [26 empty] | 407 | NA | 407.NA2
963 | TOTAL AMORTIZATION EXPENSE |  |  |  | 5153465.7729 | 3773307.1765 | 666287.8829 | 180239.4461 | 533631.2674 | 0 |  | 2242077.2932 | 1531229.8832 |  | 666287.8829 | 0 |  | 25934.9648 | 84763.9597 | 41333.0386 | 4719.3288 | 23488.1542 | 0 | 0 | 0 | 0 | TOTAL AMORTIZATION EXPENSE | NA | TOTAL AMORTIZATION EXPENSE.NA
964 | [26 empty] | TOTAL AMORTIZATION EXPENSE | NA | TOTAL AMORTIZATION EXPENSE.NA1
965 | 408 | Taxes Other Than Income | [24 empty] | 408 | NA | 408.NA
966 |  |  | S | GP | 12837939.51 | 6066862.7125 | 3183870.4351 | 3499479.5733 | 87726.7891 | 0 | 59.42% | 3604894.7231 | 2461967.9894 | 100% | 3183870.4351 | 0 | PLNT | 503546.1524 | 1645753.7559 | 802510.9232 | 91629.1922 | 456039.5495 | 0 | 0 | 0 | 0 | 408 | S | 408.S
967 |  |  | GPS | GP | 10317742.9462 | 4875886.0336 | 2558849.6268 | 2812502.0106 | 70505.2753 | 0 | 59.42% | 2897223.271 | 1978662.7626 | 100% | 2558849.6268 | 0 | PLNT | 404695.7659 | 1322678.3156 | 644971.213 | 73641.6035 | 366515.1126 | 0 | 0 | 0 | 0 | 408 | GPS | 408.GPS
968 |  |  | SO | GP | -28291.1245 | -13369.6196 | -7016.3343 | -7711.846 | -193.3246 | 0 | 59.42% | -7944.1506 | -5425.469 | 100% | -7016.3343 | 0 | PLNT | -1109.6708 | -3626.7677 | -1768.5031 | -201.9244 | -1004.9799 | 0 | 0 | 0 | 0 | 408 | SO | 408.SO
969 |  |  | SE | P | 34615.6737 | 34615.6737 | 0 | 0 | 0 | 0 | 59.42% | 20568.433 | 14047.2406 | 100% | 0 | 0 | PLNT | 0 | 0 | 0 | 0 | 0 | 0 | 0 | 0 | 0 | 408 | SE | 408.SE
970 |  |  | SG | P | 0 | 0 | 0 | 0 | 0 | 0 | 59.42% | 0 | 0 | 100% | 0 | 0 | PLNT | 0 | 0 | 0 | 0 | 0 | 0 | 0 | 0 | 0 | 408 | SG | 408.SG
971 |  |  | OPRV-ID | COMMON | 0 | 0 | 0 | 0 | 0 | 0 | 59.42% | 0 | 0 | 100% | 0 | 0 | PLNT | 0 | 0 | 0 | 0 | 0 | 0 | 0 | 0 | 0 | 408 | OPRV-ID | 408.OPRV-ID
972 |  |  | EXCTAX | GP | 0 | 0 | 0 | 0 | 0 | 0 | 59.42% | 0 | 0 | 100% | 0 | 0 | PLNT | 0 | 0 | 0 | 0 | 0 | 0 | 0 | 0 | 0 | 408 | EXCTAX | 408.EXCTAX
973 |  |  | DGP | GP | 0 | 0 | 0 | 0 | 0 | 0 | 59.42% | 0 | 0 | 100% | 0 | 0 | PLNT | 0 | 0 | 0 | 0 | 0 | 0 | 0 | 0 | 0 | 408 | DGP | 408.DGP
974 |  |  |  |  | 23162007.0054 | 10963994.8001 | 5735703.7276 | 6304269.7379 | 158038.7398 | 0 |  | 6514742.2765 | 4449252.5236 |  | 5735703.7276 | 0 |  | 907132.2475 | 2964805.3038 | 1445713.6331 | 165068.8714 | 821549.6822 | 0 | 0 | 0 | 0 | 408 | NA | 408.NA1
975 | [26 empty] | 408 | NA | 408.NA2
976 | 41140 | Deferred Investment Tax Credit - Fed | [24 empty] | 41140 | NA | 41140.NA
977 |  |  | CAGE | PTD | 0 | 0 | 0 | 0 | 0 | 0 | 59.42% | 0 | 0 | 100% | 0 | 0 | PLNT | 0 | 0 | 0 | 0 | 0 | 0 | 0 | 0 | 0 | 41140 | CAGE | 41140.CAGE
978 | [26 empty] | 41140 | NA | 41140.NA1
979 |  |  |  |  | 0 | 0 | 0 | 0 | 0 | 0 |  | 0 | 0 |  | 0 | 0 |  | 0 | 0 | 0 | 0 | 0 | 0 | 0 | 0 | 0 | 41140 | NA | 41140.NA2
980 | [26 empty] | 41140 | NA | 41140.NA3
981 | 41141 | Deferred Investment Tax Credit - Idaho | [24 empty] | 41141 | NA | 41141.NA
982 |  |  | CAGE | PTD | 0 | 0 | 0 | 0 | 0 | 0 | 59.42% | 0 | 0 | 100% | 0 | 0 | PLNT | 0 | 0 | 0 | 0 | 0 | 0 | 0 | 0 | 0 | 41141 | CAGE | 41141.CAGE
983 | [26 empty] | 41141 | NA | 41141.NA1
984 |  |  |  |  | 0 | 0 | 0 | 0 | 0 | 0 |  | 0 | 0 |  | 0 | 0 |  | 0 | 0 | 0 | 0 | 0 | 0 | 0 | 0 | 0 | 41141 | NA | 41141.NA2
985 | [26 empty] | 41141 | NA | 41141.NA3
986 | TOTAL DEFERRED ITC |  |  |  | 0 | 0 | 0 | 0 | 0 | 0 |  | 0 | 0 |  | 0 | 0 |  | 0 | 0 | 0 | 0 | 0 | 0 | 0 | 0 | 0 | TOTAL DEFERRED ITC | NA | TOTAL DEFERRED ITC.NA
987 | [26 empty] | TOTAL DEFERRED ITC | NA | TOTAL DEFERRED ITC.NA1
988 | 427 | Interest on Long-Term Debt | [24 empty] | 427 | NA | 427.NA
989 |  |  | S | GP | -2202896.5554 | -1041029.2836 | -546328.8878 | -600485.1084 | -15053.2756 | 0 | 59.42% | -618573.5773 | -422455.7063 | 100% | -546328.8878 | 0 | PLNT | -86404.8381 | -282399.3116 | -137705.0069 | -15722.8994 | -78253.0524 | 0 | 0 | 0 | 0 | 427 | S | 427.S
990 |  |  | SNP | GP | 22489291.4353 | 10627830.3876 | 5577451.8996 | 6130330.8008 | 153678.3473 | 0 | 59.42% | 6314995.3275 | 4312835.0601 | 100% | 5577451.8996 | 0 | PLNT | 882103.8738 | 2883004.3808 | 1405825.4457 | 160514.5129 | 798882.5876 | 0 | 0 | 0 | 0 | 427 | SNP | 427.SNP
991 |  |  |  |  | 20286394.88 | 9586801.104 | 5031123.0118 | 5529845.6924 | 138625.0717 | 0 |  | 5696421.7502 | 3890379.3538 |  | 5031123.0118 | 0 |  | 795699.0357 | 2600605.0692 | 1268120.4388 | 144791.6135 | 720629.5352 | 0 | 0 | 0 | 0 | 427 | NA | 427.NA1
992 | [26 empty] | 427 | NA | 427.NA2
993 | 428 | Amortization of Debt Disc & Exp | [24 empty] | 428 | NA | 428.NA
994 |  |  | SNP | GP | 294981.5006 | 139400.2725 | 73156.8238 | 80408.6773 | 2015.7269 | 0 | 59.42% | 82830.8354 | 56569.4371 | 100% | 73156.8238 | 0 | PLNT | 11570.1433 | 37815.0179 | 18439.5538 | 2105.3937 | 10478.5687 | 0 | 0 | 0 | 0 | 428 | SNP | 428.SNP
995 |  |  |  |  | 294981.5006 | 139400.2725 | 73156.8238 | 80408.6773 | 2015.7269 | 0 |  | 82830.8354 | 56569.4371 |  | 73156.8238 | 0 |  | 11570.1433 | 37815.0179 | 18439.5538 | 2105.3937 | 10478.5687 | 0 | 0 | 0 | 0 | 428 | NA | 428.NA1
996 | [26 empty] | 428 | NA | 428.NA2
997 | 429 | Amortization of Premium on Debt | [24 empty] | 429 | NA | 429.NA
998 |  |  | SNP | GP | -688.7025 | -325.4622 | -170.8015 | -187.7326 | -4.7062 | 0 | 59.42% | -193.3877 | -132.0744 | 100% | -170.8015 | 0 | PLNT | -27.0132 | -88.2879 | -43.0514 | -4.9155 | -24.4646 | 0 | 0 | 0 | 0 | 429 | SNP | 429.SNP
999 |  |  |  |  | -688.7025 | -325.4622 | -170.8015 | -187.7326 | -4.7062 | 0 |  | -193.3877 | -132.0744 |  | -170.8015 | 0 |  | -27.0132 | -88.2879 | -43.0514 | -4.9155 | -24.4646 | 0 | 0 | 0 | 0 | 429 | NA | 429.NA1
1000 | [26 empty] | 429 | NA | 429.NA2
1001 | 431 | Other Interest Expense | [24 empty] | 431 | NA | 431.NA
1002 |  |  | SNP | GP | 989630.7302 | 467672.6956 | 245433.157 | 269762.334 | 6762.5437 | 0 | 59.42% | 277888.4099 | 189784.2856 | 100% | 245433.157 | 0 | PLNT | 38816.5676 | 126865.2567 | 61862.6899 | 7063.3659 | 35154.4539 | 0 | 0 | 0 | 0 | 431 | SNP | 431.SNP
1003 |  |  |  |  | 989630.7302 | 467672.6956 | 245433.157 | 269762.334 | 6762.5437 | 0 |  | 277888.4099 | 189784.2856 |  | 245433.157 | 0 |  | 38816.5676 | 126865.2567 | 61862.6899 | 7063.3659 | 35154.4539 | 0 | 0 | 0 | 0 | 431 | NA | 431.NA1
1004 | [26 empty] | 431 | NA | 431.NA2
1005 | 432 | AFUDC - Borrowed | [24 empty] | 432 | NA | 432.NA
1006 |  |  | SNP | GP | -705165.7242 | -333242.2337 | -174884.4742 | -192220.3361 | -4818.6802 | 0 | 59.42% | -198010.6072 | -135231.6264 | 100% | -174884.4742 | 0 | PLNT | -27658.9157 | -90398.396 | -44080.5315 | -5033.0324 | -25049.4605 | 0 | 0 | 0 | 0 | 432 | SNP | 432.SNP
1007 |  |  |  |  | -705165.7242 | -333242.2337 | -174884.4742 | -192220.3361 | -4818.6802 | 0 |  | -198010.6072 | -135231.6264 |  | -174884.4742 | 0 |  | -27658.9157 | -90398.396 | -44080.5315 | -5033.0324 | -25049.4605 | 0 | 0 | 0 | 0 | 432 | NA | 432.NA1
1008 | [26 empty] | 432 | NA | 432.NA2
1009 |  | Electric Interest Deductions for Tax |  |  | 578757.8041 | 273505.2723 | 143534.7051 | 157762.9425 | 3954.8842 | 0 |  | 162515.2504 | 110990.0219 |  | 143534.7051 | 0 |  | 22700.7819 | 74193.5907 | 36178.6609 | 4130.8116 | 20559.0974 |  |  |  |  | 432 | NA | 432.NA3
1010 | [26 empty] | 432 | NA | 432.NA4
1011 |  | Total Electric Interest Deductions for Tax |  |  | 20865152.684 | 9860306.3763 | 5174657.7169 | 5687608.635 | 142579.9559 | 0 |  | 5858937.0006 | 4001369.3757 |  | 5174657.7169 | 0 |  | 818399.8177 | 2674798.66 | 1304299.0996 | 148922.4251 | 741188.6326 | 0 | 0 | 0 | 0 | 432 | NA | 432.NA5
1012 | [26 empty] | 432 | NA | 432.NA6
1013 | [26 empty] | 432 | NA | 432.NA7
1014 | 419 | Interest & Dividends | [24 empty] | 419 | NA | 419.NA
1015 |  |  | SNP | GP | -1881527.0221 | -889158.7411 | -466627.7056 | -512883.3467 | -12857.2287 | 0 | 59.42% | -528332.9796 | -360825.7615 | 100% | -466627.7056 | 0 | PLNT | -73799.6695 | -241201.492 | -117615.9139 | -13429.1645 | -66837.1069 | 0 | 0 | 0 | 0 | 419 | SNP | 419.SNP
1016 |  | Total Operating Deductions for Tax |  |  | -1881527.0221 | -889158.7411 | -466627.7056 | -512883.3467 | -12857.2287 | 0 |  | -528332.9796 | -360825.7615 |  | -466627.7056 | 0 |  | -73799.6695 | -241201.492 | -117615.9139 | -13429.1645 | -66837.1069 |  |  |  |  | 419 | NA | 419.NA1
1017 | [26 empty] | 419 | NA | 419.NA2
1018 | 41010 | Deferred Income Tax - Federal-DR | [24 empty] | 41010 | NA | 41010.NA
1019 |  |  | S | P | -100976.891 | -100976.891 | 0 | 0 | 0 | 0 | 59.42% | -59999.8844 | -40977.0066 | 100% | 0 | 0 | PLNT | 0 | 0 | 0 | 0 | 0 | 0 | 0 | 0 | 0 | 41010 | S | 41010.S
1020 |  |  | JBG | P | -32071.0868 | -32071.0868 | 0 | 0 | 0 | 0 | 59.42% | -19056.4542 | -13014.6326 | 100% | 0 | 0 | PLNT | 0 | 0 | 0 | 0 | 0 | 0 | 0 | 0 | 0 | 41010 | JBG | 41010.JBG
1021 |  |  | DGP | GP | 0 | 0 | 0 | 0 | 0 | 0 | 59.42% | 0 | 0 | 100% | 0 | 0 | PLNT | 0 | 0 | 0 | 0 | 0 | 0 | 0 | 0 | 0 | 41010 | DGP | 41010.DGP
1022 |  |  | SO | LABOR | 201419.3249 | 81321.1752 | 15311.1432 | 53740.6376 | 25884.0637 | 25162.3052 | 59.42% | 48320.5718 | 33000.6034 | 100% | 15311.1432 | 0 | DISom | 6986.8862 | 44195.8642 | 508.7937 | 2049.0935 | 0 | 0 | 0 | 0 | 0 | 41010 | SO | 41010.SO
1023 |  |  | SNP | GP | 631599.2829 | 298476.7249 | 156639.6447 | 172166.9422 | 4315.9712 | 0 | 59.42% | 177353.143 | 121123.5818 | 100% | 156639.6447 | 0 | PLNT | 24773.3983 | 80967.5798 | 39481.8283 | 4507.9611 | 22436.1746 | 0 | 0 | 0 | 0 | 41010 | SNP | 41010.SNP
1024 |  |  | SE | P | 0 | 0 | 0 | 0 | 0 | 0 | 59.42% | 0 | 0 | 100% | 0 | 0 | PLNT | 0 | 0 | 0 | 0 | 0 | 0 | 0 | 0 | 0 | 41010 | SE | 41010.SE
1025 |  |  | SG | PT | 4217685.9815 | 3015405.6692 | 1202280.3123 | 0 | 0 | 0 | 59.42% | 1791736.6026 | 1223669.0666 | 100% | 1202280.3123 | 0 | PLNT | 0 | 0 | 0 | 0 | 0 | 0 | 0 | 0 | 0 | 41010 | SG | 41010.SG
1026 |  |  | GPS | GP | 1106744.5189 | 523017.5021 | 274477.9371 | 301686.2507 | 7562.8291 | 0 | 59.42% | 310773.9737 | 212243.5283 | 100% | 274477.9371 | 0 | PLNT | 43410.155 | 141878.605 | 69183.5761 | 7899.251 | 39314.6635 | 0 | 0 | 0 | 0 | 41010 | GPS | 41010.GPS
1027 |  |  | TAXDEPR | TAXDEPR | 16757546.3595 | 7468987.1465 | 4388570.7699 | 4731352.8988 | 168635.5443 | 0 | 59.42% | 4438028.9495 | 3030958.1969 | 100% | 4388570.7699 | 0 | PLNT | 680802.5302 | 2225085.6565 | 1085007.7286 | 123884.1476 | 616572.8359 | 0 | 0 | 0 | 0 | 41010 | TAXDEPR | 41010.TAXDEPR
1028 |  |  | CAGW | PT | -17391.8706 | -12434.1986 | -4957.672 | 0 | 0 | 0 | 59.42% | -7388.3289 | -5045.8697 | 100% | -4957.672 | 0 | PLNT | 0 | 0 | 0 | 0 | 0 | 0 | 0 | 0 | 0 | 41010 | CAGW | 41010.CAGW
1029 |  |  | CN | CUST | -11514.6601 | 0 | 0 | 0 | -11514.6601 | 0 | 59.42% | 0 | 0 | 100% | 0 | 0 | PLNT | 0 | 0 | 0 | 0 | 0 | 0 | 0 | 0 | 0 | 41010 | CN | 41010.CN
1030 |  |  | JBE | P | 512135.8742 | 512135.8742 | 0 | 0 | 0 | 0 | 59.42% | 304308.1734 | 207827.7008 | 100% | 0 | 0 | PLNT | 0 | 0 | 0 | 0 | 0 | 0 | 0 | 0 | 0 | 41010 | JBE | 41010.JBE
1031 |  |  | SNPD | DPW | 0.064741 | 0 | 0 | 0.064741 | 0 | 0 |  | 0 | 0 |  | 0 | 0 | PLNT | 0.0093157 | 0.030447 | 0.014847 | 0.0016952 | 0.0084369 | 0 | 0 | 0 | 0 | 41010 | SNPD | 41010.SNPD
1032 |  |  |  |  | 23265176.8981 | 11753861.9155 | 6032322.1352 | 5258946.794 | 194883.7483 | 25162.3052 |  | 6984076.7465 | 4769785.1689 |  | 6032322.1352 | 0 |  | 755972.9791 | 2492127.736 | 1194181.9416 | 138340.4549 | 678323.6824 | 0 | 0 | 0 | 0 | 41010 | NA | 41010.NA1
1033 | [26 empty] | 41010 | NA | 41010.NA2
1034 | 41011 | Deferred Income Tax - State-DR | [24 empty] | 41011 | NA | 41011.NA
1035 |  |  | S | CUST | 0 | 0 | 0 | 0 | 0 | 0 | 59.42% | 0 | 0 | 100% | 0 | 0 | PLNT | 0 | 0 | 0 | 0 | 0 | 0 | 0 | 0 | 0 | 41011 | S | 41011.S
1036 |  |  | SG | PT | 0 | 0 | 0 | 0 | 0 | 0 | 59.42% | 0 | 0 | 100% | 0 | 0 | PLNT | 0 | 0 | 0 | 0 | 0 | 0 | 0 | 0 | 0 | 41011 | SG | 41011.SG
1037 |  |  | SO | LABOR | 0 | 0 | 0 | 0 | 0 | 0 | 59.42% | 0 | 0 | 100% | 0 | 0 | DISom | 0 | 0 | 0 | 0 | 0 | 0 | 0 | 0 | 0 | 41011 | SO | 41011.SO
1038 |  |  | SE | P | 0 | 0 | 0 | 0 | 0 | 0 | 59.42% | 0 | 0 | 100% | 0 | 0 | PLNT | 0 | 0 | 0 | 0 | 0 | 0 | 0 | 0 | 0 | 41011 | SE | 41011.SE
1039 |  |  | SG | PT | 0 | 0 | 0 | 0 | 0 | 0 | 59.42% | 0 | 0 | 100% | 0 | 0 | PLNT | 0 | 0 | 0 | 0 | 0 | 0 | 0 | 0 | 0 | 41011 | SG | 41011.SG1
1040 |  |  | SGPP | GP | 0 | 0 | 0 | 0 | 0 | 0 | 59.42% | 0 | 0 | 100% | 0 | 0 | PLNT | 0 | 0 | 0 | 0 | 0 | 0 | 0 | 0 | 0 | 41011 | SGPP | 41011.SGPP
1041 |  |  | TROJP | P | 0 | 0 | 0 | 0 | 0 | 0 | 59.42% | 0 | 0 | 100% | 0 | 0 | PLNT | 0 | 0 | 0 | 0 | 0 | 0 | 0 | 0 | 0 | 41011 | TROJP | 41011.TROJP
1042 |  |  | SNP | GP | 0 | 0 | 0 | 0 | 0 | 0 | 59.42% | 0 | 0 | 100% | 0 | 0 | PLNT | 0 | 0 | 0 | 0 | 0 | 0 | 0 | 0 | 0 | 41011 | SNP | 41011.SNP
1043 |  |  | BADDEBT | CUST | 0 | 0 | 0 | 0 | 0 | 0 | 59.42% | 0 | 0 | 100% | 0 | 0 | PLNT | 0 | 0 | 0 | 0 | 0 | 0 | 0 | 0 | 0 | 41011 | BADDEBT | 41011.BADDEBT
1044 |  |  | DITEXP | DITEXP | 0 | 0 | 0 | 0 | 0 | 0 | 59.42% | 0 | 0 | 100% | 0 | 0 | PLNT | 0 | 0 | 0 | 0 | 0 | 0 | 0 | 0 | 0 | 41011 | DITEXP | 41011.DITEXP
1045 |  |  | P | P | 0 | 0 | 0 | 0 | 0 | 0 | 59.42% | 0 | 0 | 100% | 0 | 0 | PLNT | 0 | 0 | 0 | 0 | 0 | 0 | 0 | 0 | 0 | 41011 | P | 41011.P
1046 |  |  | DPW | DPW | 0 | 0 | 0 | 0 | 0 | 0 |  | 0 | 0 |  | 0 | 0 | PLNT | 0 | 0 | 0 | 0 | 0 | 0 | 0 | 0 | 0 | 41011 | DPW | 41011.DPW
1047 |  |  |  |  | 0 | 0 | 0 | 0 | 0 | 0 |  | 0 | 0 |  | 0 | 0 |  | 0 | 0 | 0 | 0 | 0 | 0 | 0 | 0 | 0 | 41011 | NA | 41011.NA1
1048 | [26 empty] | 41011 | NA | 41011.NA2
1049 | 41110 | Deferred Income Tax - Federal-CR | [24 empty] | 41110 | NA | 41110.NA
1050 |  |  | S | GP | -3914877 | -1850064.9015 | -970908.2308 | -1067151.9431 | -26751.9245 | 0 | 59.42% | -1099297.8607 | -750767.0408 | 100% | -970908.2308 | 0 | PLNT | -153554.3339 | -501865.858 | -244722.4146 | -27941.9464 | -139067.3902 | 0 | 0 | 0 | 0 | 41110 | S | 41110.S
1051 |  |  | SG | PT | 2649.7777 | 1894.4404 | 755.3373 | 0 | 0 | 0 | 59.42% | 1125.6655 | 768.7749 | 100% | 755.3373 | 0 | PLNT | 0 | 0 | 0 | 0 | 0 | 0 | 0 | 0 | 0 | 41110 | SG | 41110.SG
1052 |  |  | GPS | GP | 0 | 0 | 0 | 0 | 0 | 0 | 59.42% | 0 | 0 | 100% | 0 | 0 | PLNT | 0 | 0 | 0 | 0 | 0 | 0 | 0 | 0 | 0 | 41110 | GPS | 41110.GPS
1053 |  |  | SNP | GP | -299874.9604 | -141712.7892 | -74370.4252 | -81742.5801 | -2049.1659 | 0 | 59.42% | -84204.9194 | -57507.8698 | 100% | -74370.4252 | 0 | PLNT | -11762.0809 | -38442.3327 | -18745.4483 | -2140.3201 | -10652.3981 | 0 | 0 | 0 | 0 | 41110 | SNP | 41110.SNP
1054 |  |  | CAGW | PT | -5477.8563 | -3916.3558 | -1561.5005 | 0 | 0 | 0 | 59.42% | -2327.076 | -1589.2798 | 100% | -1561.5005 | 0 | PLNT | 0 | 0 | 0 | 0 | 0 | 0 | 0 | 0 | 0 | 41110 | CAGW | 41110.CAGW
1055 |  |  | SGPP | GP | 0 | 0 | 0 | 0 | 0 | 0 | 59.42% | 0 | 0 | 100% | 0 | 0 | PLNT | 0 | 0 | 0 | 0 | 0 | 0 | 0 | 0 | 0 | 41110 | SGPP | 41110.SGPP
1056 |  |  | SO | LABOR | -536410.0802 | -216570.5706 | -40775.8865 | -143119.4338 | -68933.1707 | -67011.0186 | 59.42% | -128684.98 | -87885.5905 | 100% | -40775.8865 | 0 | DISom | -18607.1331 | -117700.2607 | -1354.9945 | -5457.0454 | 0 | 0 | 0 | 0 | 0 | 41110 | SO | 41110.SO
1057 |  |  | SNPD | PT | -35631.9183 | -25474.7956 | -10157.1227 | 0 | 0 | 0 | 59.42% | -15136.9762 | -10337.8195 | 100% | -10157.1227 | 0 | PLNT | 0 | 0 | 0 | 0 | 0 | 0 | 0 | 0 | 0 | 41110 | SNPD | 41110.SNPD
1058 |  |  | SCHMDEXP | GP | -16784868.8026 | -7932074.6599 | -4162727.7879 | -4575368.615 | -114697.7398 | 0 | 59.42% | -4713192.8708 | -3218881.7891 | 100% | -4162727.7879 | 0 | PLNT | -658357.6826 | -2151728.5428 | -1049236.955 | -119799.9078 | -596245.5269 | 0 | 0 | 0 | 0 | 41110 | SCHMDEXP | 41110.SCHMDEXP
1059 |  |  | CIAC | DPW | -1707852.6443 | 0 | 0 | -1707852.6443 | 0 | 0 | 59.42% | 0 | 0 | 100% | 0 | 0 | PLNT | -245745.8631 | -803177.9712 | -391649.7792 | -44717.8373 | -222561.1935 | 0 | 0 | 0 | 0 | 41110 | CIAC | 41110.CIAC
1060 |  |  | JBG | P | -2725.2031 | -2725.2031 | 0 | 0 | 0 | 0 | 59.42% | -1619.2999 | -1105.9032 | 100% | 0 | 0 | PLNT | 0 | 0 | 0 | 0 | 0 | 0 | 0 | 0 | 0 | 41110 | JBG | 41110.JBG
1061 |  |  | BADDEBT | CUST | 0 | 0 | 0 | 0 | 0 | 0 | 59.42% | 0 | 0 | 100% | 0 | 0 | PLNT | 0 | 0 | 0 | 0 | 0 | 0 | 0 | 0 | 0 | 41110 | BADDEBT | 41110.BADDEBT
1062 |  |  | JBE | P | -1564316.2264 | -1564316.2264 | 0 | 0 | 0 | 0 | 59.42% | -929507.6511 | -634808.5752 | 100% | 0 | 0 | PLNT | 0 | 0 | 0 | 0 | 0 | 0 | 0 | 0 | 0 | 41110 | JBE | 41110.JBE
1063 |  |  |  |  | -24849384.9139 | -11734961.0617 | -5259745.6164 | -7575235.2163 | -212432.0009 | -67011.0186 |  | -6972845.9686 | -4762115.0931 |  | -5259745.6164 | 0 |  | -1088027.0936 | -3612914.9654 | -1705709.5916 | -200057.057 | -968526.5087 | 0 | 0 | 0 | 0 | 41110 | NA | 41110.NA1
1064 | [26 empty] | 41110 | NA | 41110.NA2
1065 | 41111 | Deferred Income Tax - State-CR | [24 empty] | 41111 | NA | 41111.NA
1066 |  |  | S | GP | 0 | 0 | 0 | 0 | 0 | 0 | 59.42% | 0 | 0 | 100% | 0 | 0 | PLNT | 0 | 0 | 0 | 0 | 0 | 0 | 0 | 0 | 0 | 41111 | S | 41111.S
1067 |  |  | SNP | GP | 0 | 0 | 0 | 0 | 0 | 0 | 59.42% | 0 | 0 | 100% | 0 | 0 | PLNT | 0 | 0 | 0 | 0 | 0 | 0 | 0 | 0 | 0 | 41111 | SNP | 41111.SNP
1068 |  |  | DITEXP | DITEXP | 0 | 0 | 0 | 0 | 0 | 0 | 59.42% | 0 | 0 | 100% | 0 | 0 | PLNT | 0 | 0 | 0 | 0 | 0 | 0 | 0 | 0 | 0 | 41111 | DITEXP | 41111.DITEXP
1069 |  |  | SG | PT | 0 | 0 | 0 | 0 | 0 | 0 | 59.42% | 0 | 0 | 100% | 0 | 0 | PLNT | 0 | 0 | 0 | 0 | 0 | 0 | 0 | 0 | 0 | 41111 | SG | 41111.SG
1070 |  |  | SGCT | P | 0 | 0 | 0 | 0 | 0 | 0 | 59.42% | 0 | 0 | 100% | 0 | 0 | PLNT | 0 | 0 | 0 | 0 | 0 | 0 | 0 | 0 | 0 | 41111 | SGCT | 41111.SGCT
1071 |  |  | SG | PT | 0 | 0 | 0 | 0 | 0 | 0 | 59.42% | 0 | 0 | 100% | 0 | 0 | PLNT | 0 | 0 | 0 | 0 | 0 | 0 | 0 | 0 | 0 | 41111 | SG | 41111.SG1
1072 |  |  | BADDEBT | CUST | 0 | 0 | 0 | 0 | 0 | 0 | 59.42% | 0 | 0 | 100% | 0 | 0 | PLNT | 0 | 0 | 0 | 0 | 0 | 0 | 0 | 0 | 0 | 41111 | BADDEBT | 41111.BADDEBT
1073 |  |  | SGPP | GP | 0 | 0 | 0 | 0 | 0 | 0 | 59.42% | 0 | 0 | 100% | 0 | 0 | PLNT | 0 | 0 | 0 | 0 | 0 | 0 | 0 | 0 | 0 | 41111 | SGPP | 41111.SGPP
1074 |  |  | SO | LABOR | 0 | 0 | 0 | 0 | 0 | 0 | 59.42% | 0 | 0 | 100% | 0 | 0 | DISom | 0 | 0 | 0 | 0 | 0 | 0 | 0 | 0 | 0 | 41111 | SO | 41111.SO
1075 |  |  | SE | P | 0 | 0 | 0 | 0 | 0 | 0 | 59.42% | 0 | 0 | 100% | 0 | 0 | PLNT | 0 | 0 | 0 | 0 | 0 | 0 | 0 | 0 | 0 | 41111 | SE | 41111.SE
1076 |  |  | TROJP | P | 0 | 0 | 0 | 0 | 0 | 0 | 59.42% | 0 | 0 | 100% | 0 | 0 | PLNT | 0 | 0 | 0 | 0 | 0 | 0 | 0 | 0 | 0 | 41111 | TROJP | 41111.TROJP
1077 |  |  | SG | PT | 0 | 0 | 0 | 0 | 0 | 0 | 59.42% | 0 | 0 | 100% | 0 | 0 | PLNT | 0 | 0 | 0 | 0 | 0 | 0 | 0 | 0 | 0 | 41111 | SG | 41111.SG2
1078 |  |  |  |  | 0 | 0 | 0 | 0 | 0 | 0 |  | 0 | 0 |  | 0 | 0 |  | 0 | 0 | 0 | 0 | 0 | 0 | 0 | 0 | 0 | 41111 | NA | 41111.NA1
1079 | [26 empty] | 41111 | NA | 41111.NA2
1080 | TOTAL DEFERRED INCOME TAXES |  |  |  | -1584208.0158 | 18900.8538 | 772576.5188 | -2316288.4223 | -17548.2526 | -41848.7135 |  | 11230.778 | 7670.0758 |  | 772576.5188 | 0 |  | -332054.1145 | -1120787.2294 | -511527.65 | -61716.6021 | -290202.8263 | 0 | 0 | 0 | 0 | TOTAL DEFERRED INCOME TAXES | NA | TOTAL DEFERRED INCOME TAXES.NA
1081 | SCHMAF | [25 empty] | SCHMAF | NA | SCHMAF.NA
1082 |  |  | S | SCHMAF | 0 | 0 | 0 | 0 | 0 | 0 | 59.42% | 0 | 0 | 100% | 0 | 0 | PLNT | 0 | 0 | 0 | 0 | 0 | 0 | 0 | 0 | 0 | SCHMAF | S | SCHMAF.S
1083 |  |  | SNP | SCHMAF | 0 | 0 | 0 | 0 | 0 | 0 | 59.42% | 0 | 0 | 100% | 0 | 0 | PLNT | 0 | 0 | 0 | 0 | 0 | 0 | 0 | 0 | 0 | SCHMAF | SNP | SCHMAF.SNP
1084 |  |  | SO | SCHMAF | 0 | 0 | 0 | 0 | 0 | 0 | 59.42% | 0 | 0 | 100% | 0 | 0 | PLNT | 0 | 0 | 0 | 0 | 0 | 0 | 0 | 0 | 0 | SCHMAF | SO | SCHMAF.SO
1085 |  |  | SE | SCHMAF | 0 | 0 | 0 | 0 | 0 | 0 | 59.42% | 0 | 0 | 100% | 0 | 0 | PLNT | 0 | 0 | 0 | 0 | 0 | 0 | 0 | 0 | 0 | SCHMAF | SE | SCHMAF.SE
1086 |  |  | TROJP | SCHMAF | 0 | 0 | 0 | 0 | 0 | 0 | 59.42% | 0 | 0 | 100% | 0 | 0 | PLNT | 0 | 0 | 0 | 0 | 0 | 0 | 0 | 0 | 0 | SCHMAF | TROJP | SCHMAF.TROJP
1087 |  |  | DGP | SCHMAF | 0 | 0 | 0 | 0 | 0 | 0 | 59.42% | 0 | 0 | 100% | 0 | 0 | PLNT | 0 | 0 | 0 | 0 | 0 | 0 | 0 | 0 | 0 | SCHMAF | DGP | SCHMAF.DGP
1088 | [26 empty] | SCHMAF | NA | SCHMAF.NA1
1089 | [26 empty] | SCHMAF | NA | SCHMAF.NA2
1090 | SCHMAP | [25 empty] | SCHMAP | NA | SCHMAP.NA
1091 |  |  | S | P | 0 | 0 | 0 | 0 | 0 | 0 | 59.42% | 0 | 0 | 100% | 0 | 0 | DRB | 0 | 0 | 0 | 0 | 0 | 0 | 0 | 0 | 0 | SCHMAP | S | SCHMAP.S
1092 |  |  | BADDEBT | P | 0 | 0 | 0 | 0 | 0 | 0 | 59.42% | 0 | 0 | 100% | 0 | 0 | DRB | 0 | 0 | 0 | 0 | 0 | 0 | 0 | 0 | 0 | SCHMAP | BADDEBT | SCHMAP.BADDEBT
1093 |  |  | JBE | P | 13623.3631 | 13623.3631 | 0 | 0 | 0 | 0 | 59.42% | 8094.9235 | 5528.4396 | 100% | 0 | 0 | DRB | 0 | 0 | 0 | 0 | 0 | 0 | 0 | 0 | 0 | SCHMAP | JBE | SCHMAP.JBE
1094 |  |  | SCHMDEXP | P | 4703.7849 | 4703.7849 | 0 | 0 | 0 | 0 | 59.42% | 2794.9617 | 1908.8231 | 100% | 0 | 0 | DRB | 0 | 0 | 0 | 0 | 0 | 0 | 0 | 0 | 0 | SCHMAP | SCHMDEXP | SCHMAP.SCHMDEXP
1095 |  |  | CAEE | P | 0 | 0 | 0 | 0 | 0 | 0 | 59.42% | 0 | 0 | 100% | 0 | 0 | DRB | 0 | 0 | 0 | 0 | 0 | 0 | 0 | 0 | 0 | SCHMAP | CAEE | SCHMAP.CAEE
1096 |  |  | CAGW | P | 0 | 0 | 0 | 0 | 0 | 0 | 59.42% | 0 | 0 | 100% | 0 | 0 | DRB | 0 | 0 | 0 | 0 | 0 | 0 | 0 | 0 | 0 | SCHMAP | CAGW | SCHMAP.CAGW
1097 |  |  | CAGE | P | 0 | 0 | 0 | 0 | 0 | 0 | 59.42% | 0 | 0 | 100% | 0 | 0 | DRB | 0 | 0 | 0 | 0 | 0 | 0 | 0 | 0 | 0 | SCHMAP | CAGE | SCHMAP.CAGE
1098 |  |  | SNP | LABOR | 0 | 0 | 0 | 0 | 0 | 0 | 59.42% | 0 | 0 | 100% | 0 | 0 | DISom | 0 | 0 | 0 | 0 | 0 | 0 | 0 | 0 | 0 | SCHMAP | SNP | SCHMAP.SNP
1099 |  |  | SO | SCHMAP-SO | -19165.1552 | -15041.8811 | -525.6704 | -1845.0524 | -888.6655 | -863.8857 | 59.42% | -8937.7987 | -6104.0824 | 100% | -525.6704 | 0 | DISom | -239.8775 | -1517.3561 | -17.4682 | -70.3506 | 0 | 0 | 0 | 0 | 0 | SCHMAP | SO | SCHMAP.SO
1100 | [26 empty] | SCHMAP | NA | SCHMAP.NA1
1101 | [26 empty] | SCHMAP | NA | SCHMAP.NA2
1102 | [26 empty] | SCHMAP | NA | SCHMAP.NA3
1103 | SCHMAT | [25 empty] | SCHMAT | NA | SCHMAT.NA
1104 |  |  | S | SCHMAT-SITUS | 12150293.4322 | 23240320.0215 | -3793852.286 | -7185393.4249 | -56173.6198 | -54607.2586 | 59.42% | 13809263.6966 | 9431056.3249 | 100% | -3793852.286 | 0 | PLNT | -1033918.6548 | -3379184.8099 | -1647775.5022 | -188139.9166 | -936374.5414 | 0 | 0 | 0 | 0 | SCHMAT | S | SCHMAT.S
1105 |  |  | JBE | P | 5065543.3593 | 5065543.3593 | 0 | 0 | 0 | 0 | 59.42% | 3009916.5566 | 2055626.8026 | 100% | 0 | 0 | DRB | 0 | 0 | 0 | 0 | 0 | 0 | 0 | 0 | 0 | SCHMAT | JBE | SCHMAT.JBE
1106 |  |  | CIAC | DPW | 5461842.3812 | 0 | 0 | 5461842.3812 | 0 | 0 | 59.42% | 0 | 0 | 100% | 0 | 0 | PLNT | 785913.922 | 2568624.1125 | 1252525.7199 | 143011.0377 | 711767.5891 | 0 | 0 | 0 | 0 | SCHMAT | CIAC | SCHMAT.CIAC
1107 |  |  | SNP | SCHMAT-SNP | 997265.9723 | 480189.45 | 245804.9792 | 271176.2887 | 95.2544 | 0 | 59.42% | 285325.793 | 194863.657 | 100% | 245804.9792 | 0 | DISom | 35255.9619 | 223013.1787 | 2567.3829 | 10339.7651 | 0 | 0 | 0 | 0 | 0 | SCHMAT | SNP | SCHMAT.SNP
1108 |  |  | TROJD | P | 0 | 0 | 0 | 0 | 0 | 0 | 59.42% | 0 | 0 | 100% | 0 | 0 | DRB | 0 | 0 | 0 | 0 | 0 | 0 | 0 | 0 | 0 | SCHMAT | TROJD | SCHMAT.TROJD
1109 |  |  | CN | P | 36824.8383 | 36824.8383 | 0 | 0 | 0 | 0 | 59.42% | 21881.1059 | 14943.7324 | 100% | 0 | 0 | DRB | 0 | 0 | 0 | 0 | 0 | 0 | 0 | 0 | 0 | SCHMAT | CN | SCHMAT.CN
1110 |  |  | SE | SCHMAT-SE | 0 | 0 | 0 | 0 | 0 | 0 | 59.42% | 0 | 0 | 100% | 0 | 0 | DRB | 0 | 0 | 0 | 0 | 0 | 0 | 0 | 0 | 0 | SCHMAT | SE | SCHMAT.SE
1111 |  |  | SG | P | 213.7136 | 213.7136 | 0 | 0 | 0 | 0 | 59.42% | 126.9874 | 86.7262 | 100% | 0 | 0 | DRB | 0 | 0 | 0 | 0 | 0 | 0 | 0 | 0 | 0 | SCHMAT | SG | SCHMAT.SG
1112 |  |  | GPS | SCHMAT | -48057.7299 | -21251.6735 | -10458.2959 | -15822.3976 | -405.5866 | -119.7762 | 59.42% | -12627.6214 | -8624.0521 | 100% | -10458.2959 | 0 | PLNT | -2276.7121 | -7441.0408 | -3628.4386 | -414.2883 | -2061.9178 | 0 | 0 | 0 | 0 | SCHMAT | GPS | SCHMAT.GPS
1113 |  |  | SO | SCHMAT-SO | 1893819.5608 | 765760.938 | 146475.157 | 505364.7384 | 241476.0571 | 234742.6702 | 59.42% | 455010.7189 | 310750.2191 | 100% | 146475.157 | 0 | DISom | 65703.0896 | 415607.8589 | 4784.5805 | 19269.2094 | 0 | 0 | 0 | 0 | 0 | SCHMAT | SO | SCHMAT.SO
1114 |  |  | SNPD | SCHMAT-SNP | 113953.5418 | 54869.3028 | 28087.139 | 30986.2157 | 10.8843 | 0 | 59.42% | 32603.0222 | 22266.2805 | 100% | 28087.139 | 0 | DISom | 4028.5559 | 25482.8123 | 293.3644 | 1181.4831 | 0 | 0 | 0 | 0 | 0 | SCHMAT | SNPD | SCHMAT.SNPD
1115 |  |  | JBG | P | 115683.7602 | 115683.7602 | 0 | 0 | 0 | 0 | 59.42% | 68738.621 | 46945.1392 | 100% | 0 | 0 | DRB | 0 | 0 | 0 | 0 | 0 | 0 | 0 | 0 | 0 | SCHMAT | JBG | SCHMAT.JBG
1116 |  |  | BADDEBT | CUST | -180052.9262 | 0 | 0 | 0 | -180052.9262 | 0 | 59.42% | 0 | 0 | 100% | 0 | 0 | CUST | 0 | 0 | 0 | 0 | 0 | 0 | 0 | 0 | 0 | SCHMAT | BADDEBT | SCHMAT.BADDEBT
1117 |  |  | CAGW | P | 624237.3496 | 624237.3496 | 0 | 0 | 0 | 0 | 59.42% | 370918.2215 | 253319.1281 | 100% | 0 | 0 | DRB | 0 | 0 | 0 | 0 | 0 | 0 | 0 | 0 | 0 | SCHMAT | CAGW | SCHMAT.CAGW
1118 |  |  | CAGE | P | 0 | 0 | 0 | 0 | 0 | 0 | 59.42% | 0 | 0 | 100% | 0 | 0 | DRB | 0 | 0 | 0 | 0 | 0 | 0 | 0 | 0 | 0 | SCHMAT | CAGE | SCHMAT.CAGE
1119 |  |  | CAEW | SCHMAT-SE | 0 | 0 | 0 | 0 | 0 | 0 | 59.42% | 0 | 0 | 100% | 0 | 0 | DRB | 0 | 0 | 0 | 0 | 0 | 0 | 0 | 0 | 0 | SCHMAT | CAEW | SCHMAT.CAEW
1120 |  |  | CAEE | SCHMAT-SE | 0 | 0 | 0 | 0 | 0 | 0 | 59.42% | 0 | 0 | 100% | 0 | 0 | DRB | 0 | 0 | 0 | 0 | 0 | 0 | 0 | 0 | 0 | SCHMAT | CAEE | SCHMAT.CAEE
1121 |  |  | SCHMDEXP | BOOKDEPR | 53679287.0039 | 32333251.3628 | 8802846.4967 | 12463366.7693 | 79822.3751 | 0 | 59.42% | 19212230.8911 | 13121020.4717 | 100% | 8802846.4967 | 0 | PLNT | 1793375.3439 | 5861338.0196 | 2858135.8351 | 326336.5896 | 1624180.9811 | 0 | 0 | 0 | 0 | SCHMAT | SCHMDEXP | SCHMAT.SCHMDEXP
1122 | [26 empty] | SCHMAT | NA | SCHMAT.NA1
1123 | [26 empty] | SCHMAT | NA | SCHMAT.NA2
1124 | TOTAL SCHEDULE - M ADDITIONS |  |  |  | 79910016.2498 | 62698927.6894 | 5418377.5197 | 11529675.5184 | 83883.7727 | 179151.7497 |  | 37255340.0794 | 25443587.6099 |  | 5418377.5197 | 0 |  | 1647841.6288 | 5705922.7753 | 2466885.4738 | 311513.5294 | 1397512.1111 | 0 | 0 | 0 | 0 | TOTAL SCHEDULE - M ADDITIONS | NA | TOTAL SCHEDULE - M ADDITIONS.NA
1125 | [26 empty] | TOTAL SCHEDULE - M ADDITIONS | NA | TOTAL SCHEDULE - M ADDITIONS.NA1
1126 | SCHMDF | [25 empty] | SCHMDF | NA | SCHMDF.NA
1127 |  |  | S | SCHMDF | 0 | 0 | 0 | 0 | 0 | 0 | 59.42% | 0 | 0 | 100% | 0 | 0 | PLNT | 0 | 0 | 0 | 0 | 0 | 0 | 0 | 0 | 0 | SCHMDF | S | SCHMDF.S
1128 |  |  | CAGW | SCHMDF | 0 | 0 | 0 | 0 | 0 | 0 | 59.42% | 0 | 0 | 100% | 0 | 0 | PLNT | 0 | 0 | 0 | 0 | 0 | 0 | 0 | 0 | 0 | SCHMDF | CAGW | SCHMDF.CAGW
1129 |  |  | CAGE | SCHMDF | 0 | 0 | 0 | 0 | 0 | 0 | 59.42% | 0 | 0 | 100% | 0 | 0 | PLNT | 0 | 0 | 0 | 0 | 0 | 0 | 0 | 0 | 0 | SCHMDF | CAGE | SCHMDF.CAGE
1130 |  |  | DGP | SCHMDF | 0 | 0 | 0 | 0 | 0 | 0 | 59.42% | 0 | 0 | 100% | 0 | 0 | PLNT | 0 | 0 | 0 | 0 | 0 | 0 | 0 | 0 | 0 | SCHMDF | DGP | SCHMDF.DGP
1131 |  |  | DGU | SCHMDF | 0 | 0 | 0 | 0 | 0 | 0 | 59.42% | 0 | 0 | 100% | 0 | 0 | PLNT | 0 | 0 | 0 | 0 | 0 | 0 | 0 | 0 | 0 | SCHMDF | DGU | SCHMDF.DGU
1132 | [26 empty] | SCHMDF | NA | SCHMDF.NA1
1133 | SCHMDP | [25 empty] | SCHMDP | NA | SCHMDP.NA
1134 |  |  | S | SCHMDP | 0 | 0 | 0 | 0 | 0 | 0 | 59.42% | 0 | 0 | 100% | 0 | 0 | PLNT | 0 | 0 | 0 | 0 | 0 | 0 | 0 | 0 | 0 | SCHMDP | S | SCHMDP.S
1135 |  |  | SE | P | 0 | 0 | 0 | 0 | 0 | 0 | 59.42% | 0 | 0 | 100% | 0 | 0 | DRB | 0 | 0 | 0 | 0 | 0 | 0 | 0 | 0 | 0 | SCHMDP | SE | SCHMDP.SE
1136 |  |  | CAEW | P | 0 | 0 | 0 | 0 | 0 | 0 | 59.42% | 0 | 0 | 100% | 0 | 0 | DRB | 0 | 0 | 0 | 0 | 0 | 0 | 0 | 0 | 0 | SCHMDP | CAEW | SCHMDP.CAEW
1137 |  |  | CAEE | P | 0 | 0 | 0 | 0 | 0 | 0 | 59.42% | 0 | 0 | 100% | 0 | 0 | DRB | 0 | 0 | 0 | 0 | 0 | 0 | 0 | 0 | 0 | SCHMDP | CAEE | SCHMDP.CAEE
1138 |  |  | SNP | PTD | 5107.6603 | 2575.5024 | 1026.8853 | 1505.2725 | 0 | 0 | 59.42% | 1530.3486 | 1045.1538 | 100% | 1026.8853 | 0 | DISom | 195.7023 | 1237.9239 | 14.2513 | 57.395 | 0 | 0 | 0 | 0 | 0 | SCHMDP | SNP | SCHMDP.SNP
1139 |  |  | JBE | SCHMDP | 349060.2639 | 174150.5617 | 99227.018 | 95308.0317 | -9951.4178 | -9673.9297 | 59.42% | 103479.2562 | 70671.3055 | 100% | 99227.018 | 0 | DISom | 12391.1141 | 78380.5517 | 902.3363 | 3634.0296 | 0 | 0 | 0 | 0 | 0 | SCHMDP | JBE | SCHMDP.JBE
1140 |  |  | SCHMDEXP | P | -730.5305 | -730.5305 | 0 | 0 | 0 | 0 | 59.42% | -434.077 | -296.4535 | 100% | 0 | 0 | DISom | 0 | 0 | 0 | 0 | 0 | 0 | 0 | 0 | 0 | SCHMDP | SCHMDEXP | SCHMDP.SCHMDEXP
1141 |  |  | SO | P | 0 | 0 | 0 | 0 | 0 | 0 | 59.42% | 0 | 0 | 100% | 0 | 0 | DISom | 0 | 0 | 0 | 0 | 0 | 0 | 0 | 0 | 0 | SCHMDP | SO | SCHMDP.SO
1142 |  |  | SG | P | 1520645.0909 | 1520645.0909 | 0 | 0 | 0 | 0 | 59.42% | 903558.5151 | 617086.5758 | 100% | 0 | 0 | DRB | 0 | 0 | 0 | 0 | 0 | 0 | 0 | 0 | 0 | SCHMDP | SG | SCHMDP.SG
1143 | [26 empty] | SCHMDP | NA | SCHMDP.NA1
1144 | [26 empty] | SCHMDP | NA | SCHMDP.NA2
1145 | SCHMDT | [25 empty] | SCHMDT | NA | SCHMDT.NA
1146 |  |  | S | GP | 20297.8228 | 9592.2016 | 5033.9572 | 5532.9608 | 138.7032 | 0 | 59.42% | 5699.6307 | 3892.5709 | 100% | 5033.9572 | 0 | PLNT | 796.1473 | 2602.0701 | 1268.8348 | 144.8732 | 721.0355 | 0 | 0 | 0 | 0 | SCHMDT | S | SCHMDT.S
1147 |  |  | BADDEBT | CUST | 0 | 0 | 0 | 0 | 0 | 0 | 59.42% | 0 | 0 | 100% | 0 | 0 | CUST | 0 | 0 | 0 | 0 | 0 | 0 | 0 | 0 | 0 | SCHMDT | BADDEBT | SCHMDT.BADDEBT
1148 |  |  | CN | CUST | 0 | 0 | 0 | 0 | 0 | 0 | 59.42% | 0 | 0 | 100% | 0 | 0 | CUST | 0 | 0 | 0 | 0 | 0 | 0 | 0 | 0 | 0 | SCHMDT | CN | SCHMDT.CN
1149 |  |  | SNP | SCHMDT-SNP | 2572353.4662 | 1238929.1164 | 633975.1044 | 699449.2454 | 0 | 0 | 59.42% | 736164.513 | 502764.6035 | 100% | 633975.1044 | 0 | DISom | 90936.2544 | 575221.3821 | 6622.0908 | 26669.518 | 0 | 0 | 0 | 0 | 0 | SCHMDT | SNP | SCHMDT.SNP
1150 |  |  | SNPD | DPW | -79677.4369 | 0 | 0 | -79677.4369 | 0 | 0 | 59.42% | 0 | 0 | 100% | 0 | 0 | PLNT | -11464.9238 | -37471.1263 | -18271.8636 | -2086.2471 | -10383.276 | 0 | 0 | 0 | 0 | SCHMDT | SNPD | SCHMDT.SNPD
1151 |  |  | JBE | P | 2075457.1166 | 2075457.1166 | 0 | 0 | 0 | 0 | 59.42% | 1233224.6108 | 842232.5058 | 100% | 0 | 0 | DRB | 0 | 0 | 0 | 0 | 0 | 0 | 0 | 0 | 0 | SCHMDT | JBE | SCHMDT.JBE
1152 |  |  | SE | P | 0 | 0 | 0 | 0 | 0 | 0 | 59.42% | 0 | 0 | 100% | 0 | 0 | DRB | 0 | 0 | 0 | 0 | 0 | 0 | 0 | 0 | 0 | SCHMDT | SE | SCHMDT.SE
1153 |  |  | SG | SCHMDT-SG | 13465925.165 | 13606692.7951 | -140767.6301 | 0 | 0 | 0 | 59.42% | 8085018.1354 | 5521674.6597 | 100% | -140767.6301 | 0 | DRB | 0 | 0 | 0 | 0 | 0 | 0 | 0 | 0 | 0 | SCHMDT | SG | SCHMDT.SG
1154 |  |  | GPS | SCHMDT-GPS | 3539453.1197 | 1704715.7725 | 872323.8041 | 962413.5431 | 0 | 0 | 59.42% | 1012932.2491 | 691783.5234 | 100% | 872323.8041 | 0 | DRB | 203201.9468 | 407377.0124 | 189119.3886 | 29611.1804 | 133104.015 | 0 | 0 | 0 | 0 | SCHMDT | GPS | SCHMDT.GPS
1155 |  |  | SO | SCHMDT-SO | 756925.4382 | 310703.1601 | 88342.2187 | 223464.788 | 68818.6242 | 65596.6472 | 59.42% | 184618.0201 | 126085.14 | 100% | 88342.2187 | 0 | DISom | 29052.9312 | 183775.6278 | 2115.6705 | 8520.5585 | 0 | 0 | 0 | 0 | 0 | SCHMDT | SO | SCHMDT.SO
1156 |  |  | TAXDEPR | TAXDEPR | 53591907.1583 | 23886388.6832 | 14034982.9392 | 15131226.2457 | 539309.2903 | 0 | 59.42% | 14193153.9574 | 9693234.7257 | 100% | 14034982.9392 | 0 | DISom | 1967229.2851 | 12443797.6481 | 143256.0768 | 576943.2356 | 0 | 0 | 0 | 0 | 0 | SCHMDT | TAXDEPR | SCHMDT.TAXDEPR
1157 |  |  | CAGW | SCHMDT-SG | 725063.2688 | 732642.8028 | -7579.534 | 0 | 0 | 0 | 59.42% | 435332.1146 | 297310.6882 | 100% | -7579.534 | 0 | PLNT | 0 | 0 | 0 | 0 | 0 | 0 | 0 | 0 | 0 | SCHMDT | CAGW | SCHMDT.CAGW
1158 |  |  | CAGE | SCHMDT-SG | 0 | 0 | 0 | 0 | 0 | 0 | 59.42% | 0 | 0 | 100% | 0 | 0 | DRB | 0 | 0 | 0 | 0 | 0 | 0 | 0 | 0 | 0 | SCHMDT | CAGE | SCHMDT.CAGE
1159 |  |  | JBG | P | 13117.0651 | 13117.0651 | 0 | 0 | 0 | 0 | 59.42% | 7794.0842 | 5322.9809 | 100% | 0 | 0 | DRB | 0 | 0 | 0 | 0 | 0 | 0 | 0 | 0 | 0 | SCHMDT | JBG | SCHMDT.JBG
1160 |  |  | CAEE | P | 0 | 0 | 0 | 0 | 0 | 0 | 59.42% | 0 | 0 | 100% | 0 | 0 | DRB | 0 | 0 | 0 | 0 | 0 | 0 | 0 | 0 | 0 | SCHMDT | CAEE | SCHMDT.CAEE
1161 |  |  | TROJD | P | 0 | 0 | 0 | 0 | 0 | 0 | 59.42% | 0 | 0 | 100% | 0 | 0 | DRB | 0 | 0 | 0 | 0 | 0 | 0 | 0 | 0 | 0 | SCHMDT | TROJD | SCHMDT.TROJD
1162 | [26 empty] | SCHMDT | NA | SCHMDT.NA1
1163 | [26 empty] | SCHMDT | NA | SCHMDT.NA2
1164 | TOTAL SCHEDULE - M DEDUCTIONS |  |  |  | 78554904.6684 | 45274879.3379 | 15586564.7628 | 17039222.6503 | 598315.1998 | 55922.7175 |  | 26902071.3583 | 18372807.9796 |  | 15586564.7628 | 0 |  | 2292338.4574 | 13654921.0899 | 325026.7855 | 643494.5431 | 123441.7745 | 0 | 0 | 0 | 0 | TOTAL SCHEDULE - M DEDUCTIONS | NA | TOTAL SCHEDULE - M DEDUCTIONS.NA
1165 | [26 empty] | TOTAL SCHEDULE - M DEDUCTIONS | NA | TOTAL SCHEDULE - M DEDUCTIONS.NA1
1166 | TOTAL SCHEDULE - M ADJUSTMENTS |  |  |  | 1355111.5814 | 17424048.3515 | -10168187.2431 | -5509547.1319 | -514431.4271 | 123229.0321 |  | 10353268.7211 | 7070779.6303 |  | -10168187.2431 | 0 |  | -644496.8286 | -7948998.3146 | 2141858.6883 | -331981.0137 | 1274070.3366 | 0 | 0 | 0 | 0 | TOTAL SCHEDULE - M ADJUSTMENTS | NA | TOTAL SCHEDULE - M ADJUSTMENTS.NA
1167 | [26 empty] | TOTAL SCHEDULE - M ADJUSTMENTS | NA | TOTAL SCHEDULE - M ADJUSTMENTS.NA1
1168 | Negative Schedule M amounts decrease taxable income and therefore increase tax expense. | [25 empty] | Negative Schedule M amounts decrease taxable income and therefore increase tax expense. | NA | Negative Schedule M amounts decrease taxable income and therefore increase tax expense..NA
1169 | [26 empty] | TOTAL DEFERRED INCOME TAXES | NA | TOTAL DEFERRED INCOME TAXES.NA1
1170 | 40911 | State Income Taxes | [24 empty] | 40911 | NA | 40911.NA
1171 |  |  | S | IBT | 0 | 0 | 0 | 0 | 0 | 0 | 59.42% | 0 | 0 | 100% | 0 | 0 | DRB | 0 | 0 | 0 | 0 | 0 | 0 | 0 | 0 | 0 | 40911 | S | 40911.S
1172 |  |  | SO | IBT | 0 | 0 | 0 | 0 | 0 | 0 | 59.42% | 0 | 0 | 100% | 0 | 0 | DRB | 0 | 0 | 0 | 0 | 0 | 0 | 0 | 0 | 0 | 40911 | SO | 40911.SO
1173 |  |  | DGU | IBT | 0 | 0 | 0 | 0 | 0 | 0 | 59.42% | 0 | 0 | 100% | 0 | 0 | DRB | 0 | 0 | 0 | 0 | 0 | 0 | 0 | 0 | 0 | 40911 | DGU | 40911.DGU
1174 |  |  | IDSIT | IBT | 0 | 0 | 0 | 0 | 0 | 0 | 59.42% | 0 | 0 | 100% | 0 | 0 | DRB | 0 | 0 | 0 | 0 | 0 | 0 | 0 | 0 | 0 | 40911 | IDSIT | 40911.IDSIT
1175 | TOTAL STATE TAXES |  |  |  | 0 | 0 | 0 | 0 | 0 | 0 |  | 0 | 0 |  | 0 | 0 |  | 0 | 0 | 0 | 0 | 0 | 0 | 0 | 0 | 0 | TOTAL STATE TAXES | NA | TOTAL STATE TAXES.NA
1176 | [26 empty] | TOTAL STATE TAXES | NA | TOTAL STATE TAXES.NA1
1177 | Calculation of Taxable Income: | [25 empty] | Calculation of Taxable Income: | NA | Calculation of Taxable Income:.NA
1178 |  | Operating Revenues |  |  | 365052734.0804 | 235565976.4333 | 63928987.2218 | 47093929.6009 | 7115189.0198 | 11348651.8047 | [16 empty] | Calculation of Taxable Income: | NA | Calculation of Taxable Income:.NA1
1179 |  | Operating Deductions: | [24 empty] | Calculation of Taxable Income: | NA | Calculation of Taxable Income:.NA2
1180 |  | O & M Expenses |  |  | 211920126.8749 | 151531989.8893 | 34465082.4334 | 10863224.6919 | 6728508.606 | 8331321.2543 | [16 empty] | Calculation of Taxable Income: | NA | Calculation of Taxable Income:.NA3
1181 |  | Depreciation Expense |  |  | 49091264.8894 | 26023928.8579 | 7780290.1516 | 15208381.5158 | 78664.364 | 0 | [16 empty] | Calculation of Taxable Income: | NA | Calculation of Taxable Income:.NA4
1182 |  | Amortization Expense |  |  | 5153465.7729 | 3773307.1765 | 666287.8829 | 180239.4461 | 533631.2674 | 0 | [16 empty] | Calculation of Taxable Income: | NA | Calculation of Taxable Income:.NA5
1183 |  | Taxes Other Than Income |  |  | 23162007.0054 | 10963994.8001 | 5735703.7276 | 6304269.7379 | 158038.7398 | 0 | [16 empty] | Calculation of Taxable Income: | NA | Calculation of Taxable Income:.NA6
1184 |  | Interest & Dividends (AFUDC-Equity) |  |  | -1881527.0221 | -889158.7411 | -466627.7056 | -512883.3467 | -12857.2287 | 0 | [16 empty] | Calculation of Taxable Income: | NA | Calculation of Taxable Income:.NA7
1185 |  | Misc Revenue & Expense |  |  | 41451.0034 | -53.8266 | 0 | 242.96 | 41261.87 | 0 | [16 empty] | Calculation of Taxable Income: | NA | Calculation of Taxable Income:.NA8
1186 |  | Total Operating Deductions |  |  | 287486788.5239 | 191404008.1561 | 48180736.4899 | 32043475.0051 | 7527247.6185 | 8331321.2543 | [16 empty] | Calculation of Taxable Income: | NA | Calculation of Taxable Income:.NA9
1187 |  | Other Deductions: | [24 empty] | Calculation of Taxable Income: | NA | Calculation of Taxable Income:.NA10
1188 |  | Interest Deductions |  |  | 20865152.684 | 9860306.3763 | 5174657.7169 | 5687608.635 | 142579.9559 | 0 | [16 empty] | Calculation of Taxable Income: | NA | Calculation of Taxable Income:.NA11
1189 |  | Interest on PCRBS |  |  | 0 | [21 empty] | Calculation of Taxable Income: | NA | Calculation of Taxable Income:.NA12
1190 |  | Schedule M Adjustments |  |  | 1355111.5814 | 17424048.3515 | -10168187.2431 | -5509547.1319 | -514431.4271 | 123229.0321 | [16 empty] | Calculation of Taxable Income: | NA | Calculation of Taxable Income:.NA13
1191 | [26 empty] | Calculation of Taxable Income: | NA | Calculation of Taxable Income:.NA14
1192 |  | Income Before State Taxes |  |  | 58055904.4539 | 51725710.2523 | 405405.7719 | 3853298.8289 | -1069069.9817 | 3140559.5826 | [16 empty] | Calculation of Taxable Income: | NA | Calculation of Taxable Income:.NA15
1193 | [26 empty] | Calculation of Taxable Income: | NA | Calculation of Taxable Income:.NA16
1194 |  | State Income Taxes |  | IBT | 0 | 0 | 0 | 0 | 0 | 0 | 59.42% | 0 | 0 | 100% | 0 | 0 | DRB | 0 | 0 | 0 | 0 | 0 | 0 | 0 | 0 | 0 | Calculation of Taxable Income: | NA | Calculation of Taxable Income:.NA17
1195 | [26 empty] | Calculation of Taxable Income: | NA | Calculation of Taxable Income:.NA18
1196 | Total Taxable Income |  |  |  | 58055904.4539 | 51725710.2523 | 405405.7719 | 3853298.8289 | -1069069.9817 | 3140559.5826 | [16 empty] | Total Taxable Income | NA | Total Taxable Income.NA
1197 | [26 empty] | Total Taxable Income | NA | Total Taxable Income.NA1
1198 | Tax Rate |  |  |  | 28% | [21 empty] | Tax Rate | NA | Tax Rate.NA
1199 | [26 empty] | Tax Rate | NA | Tax Rate.NA1
1200 | Federal Income Tax - Calculated |  |  |  | 16255653.2471 | 14483198.8706 | 113513.6161 | 1078923.6721 | -299339.5949 | 879356.6831 | [16 empty] | Federal Income Tax - Calculated | NA | Federal Income Tax - Calculated.NA
1201 | [26 empty] | Federal Income Tax - Calculated | NA | Federal Income Tax - Calculated.NA1
1202 | Investment Tax Credit Utilized & Other Misc | [25 empty] | Investment Tax Credit Utilized & Other Misc | NA | Investment Tax Credit Utilized & Other Misc.NA
1203 | 40910 |  | SE | P | 0 | 0 | 0 | 0 | 0 | 0 | [16 empty] | 40910 | SE | 40910.SE
1204 | 40910 |  | JBE | P | -6085.122 | -6085.122 | 0 | 0 | 0 | 0 | [16 empty] | 40910 | JBE | 40910.JBE
1205 | 40910 |  | SO | P | -152.7581 | -152.7581 | 0 | 0 | 0 | 0 | [16 empty] | 40910 | SO | 40910.SO
1206 | 40910 |  | SG | P | 0 | 0 | 0 | 0 | 0 | 0 | [16 empty] | 40910 | SG | 40910.SG
1207 | 40910 |  | CAGW | P | 0 | 0 | 0 | 0 | 0 | 0 | [16 empty] | 40910 | CAGW | 40910.CAGW
1208 | Federal Income Tax |  |  | FIT | 16249415.367 | 14476960.9906 | 113513.6161 | 1078923.6721 | -299339.5949 | 879356.6831 | 59.42% | 8602126.4621 | 5874834.5285 | 100% | 113513.6161 | 0 | DRB | 227801.6474 | 456694.2197 | 212014.2496 | 33195.9205 | 149217.6348 | 0 | 0 | 0 | 0 | Federal Income Tax | NA | Federal Income Tax.NA
1209 | [26 empty] | Federal Income Tax | NA | Federal Income Tax.NA1
1210 |  |  |  |  | 0 | [21 empty] | Federal Income Tax | NA | Federal Income Tax.NA2
1211 | TOTAL OPERATING EXPENSES |  |  |  | 304033522.8972 | 206789028.7415 | 49533454.3305 | 31318993.6015 | 7223216.9998 | 9168829.2239 |  | 49804013.0095 | 156985015.7321 |  | 49533453.8656 | 0.46494 |  | 4775195.2156 | 18229820.5314 | 4731518.8564 | 990046.5632 | 2592412.4348 |  |  |  |  | TOTAL OPERATING EXPENSES | NA | TOTAL OPERATING EXPENSES.NA
1212 | [26 empty] | TOTAL OPERATING EXPENSES | NA | TOTAL OPERATING EXPENSES.NA1
1213 | [26 empty] | TOTAL OPERATING EXPENSES | NA | TOTAL OPERATING EXPENSES.NA2
1214 | 310 | Land and Land Rights | [24 empty] | 310 | NA | 310.NA
1215 |  |  | DGP | P | 0 | 0 | 0 | 0 | 0 | 0 | 59.42% | 0 | 0 |  | 0 | 0 | [6 empty] | 0 | 0 | 0 | 0 | 310 | DGP | 310.DGP
1216 |  |  | DGU | P | 0 | 0 | 0 | 0 | 0 | 0 | 59.42% | 0 | 0 |  | 0 | 0 | [6 empty] | 0 | 0 | 0 | 0 | 310 | DGU | 310.DGU
1217 |  |  | CAGW | P | 402445.4118 | 402445.4118 | 0 | 0 | 0 | 0 | 59.42% | 239130.7353 | 163314.6765 |  | 0 | 0 | [6 empty] | 0 | 0 | 0 | 0 | 310 | CAGW | 310.CAGW
1218 |  |  | S | P | 0 | 0 | 0 | 0 | 0 | 0 | 59.42% | 0 | 0 |  | 0 | 0 | [6 empty] | 0 | 0 | 0 | 0 | 310 | S | 310.S
1219 |  |  | JBG | P | 268596.484 | 268596.484 | 0 | 0 | 0 | 0 | 59.42% | 159598.4768 | 108998.0072 | [9 empty] | 0 | 0 | 0 | 0 | 310 | JBG | 310.JBG
1220 |  |  |  |  | 671041.8958 | 671041.8958 | 0 | 0 | 0 | 0 |  | 398729.2121 | 272312.6837 |  | 0 | 0 |  | 0 | 0 | 0 | 0 | 0 | 0 | 0 | 0 | 0 | 310 | NA | 310.NA1
1221 | [26 empty] | 310 | NA | 310.NA2
1222 | 311 | Structures and Improvements | [24 empty] | 311 | NA | 311.NA
1223 |  |  | DGP | P | 0 | 0 | 0 | 0 | 0 | 0 | 59.42% | 0 | 0 |  | 0 | 0 | [6 empty] | 0 | 0 | 0 | 0 | 311 | DGP | 311.DGP
1224 |  |  | DGU | P | 0 | 0 | 0 | 0 | 0 | 0 | 59.42% | 0 | 0 |  | 0 | 0 | [6 empty] | 0 | 0 | 0 | 0 | 311 | DGU | 311.DGU
1225 |  |  | CAGW | P | 14154147.9293 | 14154147.9293 | 0 | 0 | 0 | 0 | 59.42% | 8410312.8087 | 5743835.1205 |  | 0 | 0 | [6 empty] | 0 | 0 | 0 | 0 | 311 | CAGW | 311.CAGW
1226 |  |  | JBG | P | 33160289.9694 | 33160289.9694 | 0 | 0 | 0 | 0 | 59.42% | 19703652.4462 | 13456637.5232 | [9 empty] | 0 | 0 | 0 | 0 | 311 | JBG | 311.JBG
1227 |  |  |  |  | 47314437.8986 | 47314437.8986 | 0 | 0 | 0 | 0 |  | 28113965.2549 | 19200472.6437 |  | 0 | 0 |  | 0 | 0 | 0 | 0 | 0 | 0 | 0 | 0 | 0 | 311 | NA | 311.NA1
1228 | [26 empty] | 311 | NA | 311.NA2
1229 | 312 | Boiler Plant Equipment | [24 empty] | 312 | NA | 312.NA
1230 |  |  | SG | P | 0 | 0 | 0 | 0 | 0 | 0 | 59.42% | 0 | 0 |  | 0 | 0 | [6 empty] | 0 | 0 | 0 | 0 | 312 | SG | 312.SG
1231 |  |  | S | P | -284706.257 | -284706.257 | 0 | 0 | 0 | 0 | 59.42% | -169170.8107 | -115535.4463 |  | 0 | 0 | [6 empty] | 0 | 0 | 0 | 0 | 312 | S | 312.S
1232 |  |  | CAGW | P | -1229371.7233 | -1229371.7233 | 0 | 0 | 0 | 0 | 59.42% | -730485.5653 | -498886.158 |  | 0 | 0 | [6 empty] | 0 | 0 | 0 | 0 | 312 | CAGW | 312.CAGW
1233 |  |  | JBG | P | 173113996.8617 | 173113996.8617 | 0 | 0 | 0 | 0 | 59.42% | 102863335.3595 | 70250661.5022 | [9 empty] | 0 | 0 | 0 | 0 | 312 | JBG | 312.JBG
1234 |  |  |  |  | 171599918.8814 | 171599918.8814 | 0 | 0 | 0 | 0 |  | 101963678.9835 | 69636239.8979 |  | 0 | 0 |  | 0 | 0 | 0 | 0 | 0 | 0 | 0 | 0 | 0 | 312 | NA | 312.NA1
1235 | [26 empty] | 312 | NA | 312.NA2
1236 | 314 | Turbogenerator Units | [24 empty] | 314 | NA | 314.NA
1237 |  |  | DGP | P | 0 | 0 | 0 | 0 | 0 | 0 | 59.42% | 0 | 0 |  | 0 | 0 | [6 empty] | 0 | 0 | 0 | 0 | 314 | DGP | 314.DGP
1238 |  |  | DGU | P | 0 | 0 | 0 | 0 | 0 | 0 | 59.42% | 0 | 0 |  | 0 | 0 | [6 empty] | 0 | 0 | 0 | 0 | 314 | DGU | 314.DGU
1239 |  |  | CAGW | P | 8794346.9483 | 8794346.9483 | 0 | 0 | 0 | 0 | 59.42% | 5225550.0758 | 3568796.8726 |  | 0 | 0 | [6 empty] | 0 | 0 | 0 | 0 | 314 | CAGW | 314.CAGW
1240 |  |  | JBG | P | 46164448.1767 | 46164448.1767 | 0 | 0 | 0 | 0 | 59.42% | 27430648.0156 | 18733800.1611 | [9 empty] | 0 | 0 | 0 | 0 | 314 | JBG | 314.JBG
1241 |  |  |  |  | 54958795.125 | 54958795.125 | 0 | 0 | 0 | 0 |  | 32656198.0913 | 22302597.0337 |  | 0 | 0 |  | 0 | 0 | 0 | 0 | 0 | 0 | 0 | 0 | 0 | 314 | NA | 314.NA1
1242 | [26 empty] | 314 | NA | 314.NA2
1243 | 315 | Accessory Electric Equipment | [24 empty] | 315 | NA | 315.NA
1244 |  |  | DGP | P | 0 | 0 | 0 | 0 | 0 | 0 | 59.42% | 0 | 0 |  | 0 | 0 | [6 empty] | 0 | 0 | 0 | 0 | 315 | DGP | 315.DGP
1245 |  |  | DGU | P | 0 | 0 | 0 | 0 | 0 | 0 | 59.42% | 0 | 0 |  | 0 | 0 | [6 empty] | 0 | 0 | 0 | 0 | 315 | DGU | 315.DGU
1246 |  |  | CAGW | P | 2094522.0937 | 2094522.0937 | 0 | 0 | 0 | 0 | 59.42% | 1244552.9099 | 849969.1838 |  | 0 | 0 | [6 empty] | 0 | 0 | 0 | 0 | 315 | CAGW | 315.CAGW
1247 |  |  | JBG | P | 13661870.7413 | 13661870.7413 | 0 | 0 | 0 | 0 | 59.42% | 8117804.5518 | 5544066.1895 | [9 empty] | 0 | 0 | 0 | 0 | 315 | JBG | 315.JBG
1248 |  |  |  |  | 15756392.835 | 15756392.835 | 0 | 0 | 0 | 0 |  | 9362357.4617 | 6394035.3733 |  | 0 | 0 |  | 0 | 0 | 0 | 0 | 0 | 0 | 0 | 0 | 0 | 315 | NA | 315.NA1
1249 | [26 empty] | 315 | NA | 315.NA2
1250 | 316 | Misc Power Plant Equipment | [24 empty] | 316 | NA | 316.NA
1251 |  |  | DGP | P | 0 | 0 | 0 | 0 | 0 | 0 | 59.42% | 0 | 0 |  | 0 | 0 | [6 empty] | 0 | 0 | 0 | 0 | 316 | DGP | 316.DGP
1252 |  |  | DGU | P | 0 | 0 | 0 | 0 | 0 | 0 | 59.42% | 0 | 0 |  | 0 | 0 | [6 empty] | 0 | 0 | 0 | 0 | 316 | DGU | 316.DGU
1253 |  |  | CAGW | P | 93430.6351 | 93430.6351 | 0 | 0 | 0 | 0 | 59.42% | 55515.9428 | 37914.6923 |  | 0 | 0 | [6 empty] | 0 | 0 | 0 | 0 | 316 | CAGW | 316.CAGW
1254 |  |  | CAEW | P | 0 | 0 | 0 | 0 | 0 | 0 | 59.42% | 0 | 0 |  | 0 | 0 | [6 empty] | 0 | 0 | 0 | 0 | 316 | CAEW | 316.CAEW
1255 |  |  | JBG | P | 1160651.1905 | 1160651.1905 | 0 | 0 | 0 | 0 | 59.42% | 689652.2223 | 470998.9682 | [9 empty] | 0 | 0 | 0 | 0 | 316 | JBG | 316.JBG
1256 |  |  |  |  | 1254081.8255 | 1254081.8255 | 0 | 0 | 0 | 0 |  | 745168.1651 | 508913.6605 |  | 0 | 0 |  | 0 | 0 | 0 | 0 | 0 | 0 | 0 | 0 | 0 | 316 | NA | 316.NA1
1257 | [26 empty] | 316 | NA | 316.NA2
1258 | [26 empty] | 316 | NA | 316.NA3
1259 | SP | Unclassified Steam Plant - Account 300 | [24 empty] | SP | NA | SP.NA
1260 |  |  | SG | P | 4063570.506 | 4063570.506 | 0 | 0 | 0 | 0 | 59.42% | 2414550.0843 | 1649020.4217 |  | 0 | 0 | [6 empty] | 0 | 0 | 0 | 0 | SP | SG | SP.SG
1261 |  |  | CAGW | P | 124464.068 | 124464.068 | 0 | 0 | 0 | 0 | 59.42% | 73955.8291 | 50508.2389 |  | 0 | 0 | [6 empty] | 0 | 0 | 0 | 0 | SP | CAGW | SP.CAGW
1262 |  |  |  |  | 4188034.574 | 4188034.574 | 0 | 0 | 0 | 0 |  | 2488505.9134 | 1699528.6606 |  | 0 | 0 |  | 0 | 0 | 0 | 0 | 0 | 0 | 0 | 0 | 0 | SP | NA | SP.NA1
1263 | [26 empty] | SP | NA | SP.NA2
1264 | [26 empty] | SP | NA | SP.NA3
1265 | Total Steam Generation Plant |  |  |  | 295742703.0353 | 295742703.0353 | 0 | 0 | 0 | 0 |  | 175728603.082 | 120014099.9533 |  | 0 | 0 |  | 0 | 0 | 0 | 0 | 0 | 0 | 0 | 0 | 0 | Total Steam Generation Plant | NA | Total Steam Generation Plant.NA
1266 | [26 empty] | Total Steam Generation Plant | NA | Total Steam Generation Plant.NA1
1267 | 320 | Land and Land Rights | [24 empty] | 320 | NA | 320.NA
1268 |  |  | SG | P | 0 | 0 | 0 | 0 | 0 | 0 | 59.42% | 0 | 0 |  | 0 | 0 | [6 empty] | 0 | 0 | 0 | 0 | 320 | SG | 320.SG
1269 |  |  |  |  | 0 | 0 | 0 | 0 | 0 | 0 |  | 0 | 0 |  | 0 | 0 |  | 0 | 0 | 0 | 0 | 0 | 0 | 0 | 0 | 0 | 320 | NA | 320.NA1
1270 | [26 empty] | 320 | NA | 320.NA2
1271 | 321 | Structures and Improvements | [24 empty] | 321 | NA | 321.NA
1272 |  |  | SG | P | 0 | 0 | 0 | 0 | 0 | 0 | 59.42% | 0 | 0 |  | 0 | 0 | [6 empty] | 0 | 0 | 0 | 0 | 321 | SG | 321.SG
1273 |  |  |  |  | 0 | 0 | 0 | 0 | 0 | 0 |  | 0 | 0 |  | 0 | 0 |  | 0 | 0 | 0 | 0 | 0 | 0 | 0 | 0 | 0 | 321 | NA | 321.NA1
1274 | [26 empty] | 321 | NA | 321.NA2
1275 | 322 | Reactor Plant Equipment | [24 empty] | 322 | NA | 322.NA
1276 |  |  | SG | P | 0 | 0 | 0 | 0 | 0 | 0 | 59.42% | 0 | 0 |  | 0 | 0 | [6 empty] | 0 | 0 | 0 | 0 | 322 | SG | 322.SG
1277 |  |  |  |  | 0 | 0 | 0 | 0 | 0 | 0 |  | 0 | 0 |  | 0 | 0 |  | 0 | 0 | 0 | 0 | 0 | 0 | 0 | 0 | 0 | 322 | NA | 322.NA1
1278 | [26 empty] | 322 | NA | 322.NA2
1279 | 323 | Turbogenerator Units | [24 empty] | 323 | NA | 323.NA
1280 |  |  | SG | P | 0 | 0 | 0 | 0 | 0 | 0 | 59.42% | 0 | 0 |  | 0 | 0 | [6 empty] | 0 | 0 | 0 | 0 | 323 | SG | 323.SG
1281 |  |  |  |  | 0 | 0 | 0 | 0 | 0 | 0 |  | 0 | 0 |  | 0 | 0 |  | 0 | 0 | 0 | 0 | 0 | 0 | 0 | 0 | 0 | 323 | NA | 323.NA1
1282 | [26 empty] | 323 | NA | 323.NA2
1283 | 324 | Land and Land Rights | [24 empty] | 324 | NA | 324.NA
1284 |  |  | SG | P | 0 | 0 | 0 | 0 | 0 | 0 | 59.42% | 0 | 0 |  | 0 | 0 | [6 empty] | 0 | 0 | 0 | 0 | 324 | SG | 324.SG
1285 |  |  |  |  | 0 | 0 | 0 | 0 | 0 | 0 |  | 0 | 0 |  | 0 | 0 |  | 0 | 0 | 0 | 0 | 0 | 0 | 0 | 0 | 0 | 324 | NA | 324.NA1
1286 | [26 empty] | 324 | NA | 324.NA2
1287 | 325 | Misc. Power Plant Equipment | [24 empty] | 325 | NA | 325.NA
1288 |  |  | SG | P | 0 | 0 | 0 | 0 | 0 | 0 | 59.42% | 0 | 0 |  | 0 | 0 | [6 empty] | 0 | 0 | 0 | 0 | 325 | SG | 325.SG
1289 |  |  |  |  | 0 | 0 | 0 | 0 | 0 | 0 |  | 0 | 0 |  | 0 | 0 |  | 0 | 0 | 0 | 0 | 0 | 0 | 0 | 0 | 0 | 325 | NA | 325.NA1
1290 | [26 empty] | 325 | NA | 325.NA2
1291 | [26 empty] | 325 | NA | 325.NA3
1292 | N00 | Unclassified Nuclear Plant - Acct 300 | [24 empty] | N00 | NA | N00.NA
1293 |  |  | SG | P | 0 | 0 | 0 | 0 | 0 | 0 | 59.42% | 0 | 0 |  | 0 | 0 | [6 empty] | 0 | 0 | 0 | 0 | N00 | SG | N00.SG
1294 |  |  |  |  | 0 | 0 | 0 | 0 | 0 | 0 |  | 0 | 0 |  | 0 | 0 |  | 0 | 0 | 0 | 0 | 0 | 0 | 0 | 0 | 0 | N00 | NA | N00.NA1
1295 | [26 empty] | N00 | NA | N00.NA2
1296 | [26 empty] | N00 | NA | N00.NA3
1297 | Total Nuclear Generation Plant |  |  |  | 0 | 0 | 0 | 0 | 0 | 0 |  | 0 | 0 |  | 0 | 0 |  | 0 | 0 | 0 | 0 | 0 | 0 | 0 | 0 | 0 | Total Nuclear Generation Plant | NA | Total Nuclear Generation Plant.NA
1298 | [26 empty] | Total Nuclear Generation Plant | NA | Total Nuclear Generation Plant.NA1
1299 | 330 | Land and Land Rights | [24 empty] | 330 | NA | 330.NA
1300 |  |  | CAGW | P | 6692525.7585 | 6692525.7585 | 0 | 0 | 0 | 0 | 59.42% | 3976660.0852 | 2715865.6734 |  | 0 | 0 | [6 empty] | 0 | 0 | 0 | 0 | 330 | CAGW | 330.CAGW
1301 |  |  | SGU | P | 0 | 0 | 0 | 0 | 0 | 0 | 59.42% | 0 | 0 | [9 empty] | 0 | 0 | 0 | 0 | 330 | SGU | 330.SGU
1302 |  |  |  |  | 6692525.7585 | 6692525.7585 | 0 | 0 | 0 | 0 |  | 3976660.0852 | 2715865.6734 |  | 0 | 0 |  | 0 | 0 | 0 | 0 | 0 | 0 | 0 | 0 | 0 | 330 | NA | 330.NA1
1303 | [26 empty] | 330 | NA | 330.NA2
1304 | 331 | Structures and Improvements | [24 empty] | 331 | NA | 331.NA
1305 |  |  | CAGW | P | 58202471.2762 | 58202471.2762 | 0 | 0 | 0 | 0 | 59.42% | 34583571.6936 | 23618899.5826 |  | 0 | 0 | [6 empty] | 0 | 0 | 0 | 0 | 331 | CAGW | 331.CAGW
1306 |  |  | SGU | P | 0 | 0 | 0 | 0 | 0 | 0 | 59.42% | 0 | 0 | [9 empty] | 0 | 0 | 0 | 0 | 331 | SGU | 331.SGU
1307 |  |  |  |  | 58202471.2762 | 58202471.2762 | 0 | 0 | 0 | 0 |  | 34583571.6936 | 23618899.5826 |  | 0 | 0 |  | 0 | 0 | 0 | 0 | 0 | 0 | 0 | 0 | 0 | 331 | NA | 331.NA1
1308 | [26 empty] | 331 | NA | 331.NA2
1309 | 332 | Reservoirs, Dams & Waterways | [24 empty] | 332 | NA | 332.NA
1310 |  |  | CAGW | P | 92251325.6962 | 92251325.6962 | 0 | 0 | 0 | 0 | 59.42% | 54815203.9955 | 37436121.7007 |  | 0 | 0 | [6 empty] | 0 | 0 | 0 | 0 | 332 | CAGW | 332.CAGW
1311 |  |  | SG | P | 0 | 0 | 0 | 0 | 0 | 0 | 59.42% | 0 | 0 | [9 empty] | 0 | 0 | 0 | 0 | 332 | SG | 332.SG
1312 |  |  |  |  | 92251325.6962 | 92251325.6962 | 0 | 0 | 0 | 0 |  | 54815203.9955 | 37436121.7007 |  | 0 | 0 |  | 0 | 0 | 0 | 0 | 0 | 0 | 0 | 0 | 0 | 332 | NA | 332.NA1
1313 | [26 empty] | 332 | NA | 332.NA2
1314 | 333 | Water Wheel, Turbines, & Generators | [24 empty] | 333 | NA | 333.NA
1315 |  |  | CAGW | P | 19886728.5149 | 19886728.5149 | 0 | 0 | 0 | 0 | 59.42% | 11816579.026 | 8070149.4888 |  | 0 | 0 | [6 empty] | 0 | 0 | 0 | 0 | 333 | CAGW | 333.CAGW
1316 |  |  | SGU | P | 0 | 0 | 0 | 0 | 0 | 0 | 59.42% | 0 | 0 | [9 empty] | 0 | 0 | 0 | 0 | 333 | SGU | 333.SGU
1317 |  |  |  |  | 19886728.5149 | 19886728.5149 | 0 | 0 | 0 | 0 |  | 11816579.026 | 8070149.4888 |  | 0 | 0 |  | 0 | 0 | 0 | 0 | 0 | 0 | 0 | 0 | 0 | 333 | NA | 333.NA1
1318 | [26 empty] | 333 | NA | 333.NA2
1319 | 334 | Accessory Electric Equipment | [24 empty] | 334 | NA | 334.NA
1320 |  |  | CAGW | P | 15481407.4056 | 15481407.4056 | 0 | 0 | 0 | 0 | 59.42% | 9198962.7105 | 6282444.6951 |  | 0 | 0 | [6 empty] | 0 | 0 | 0 | 0 | 334 | CAGW | 334.CAGW
1321 |  |  | SGU | P | 0 | 0 | 0 | 0 | 0 | 0 | 59.42% | 0 | 0 | [9 empty] | 0 | 0 | 0 | 0 | 334 | SGU | 334.SGU
1322 |  |  |  |  | 15481407.4056 | 15481407.4056 | 0 | 0 | 0 | 0 |  | 9198962.7105 | 6282444.6951 |  | 0 | 0 |  | 0 | 0 | 0 | 0 | 0 | 0 | 0 | 0 | 0 | 334 | NA | 334.NA1
1323 | [26 empty] | 334 | NA | 334.NA2
1324 | 335 | Misc. Power Plant Equipment | [24 empty] | 335 | NA | 335.NA
1325 |  |  | CAGW | P | 492808.3911 | 492808.3911 | 0 | 0 | 0 | 0 | 59.42% | 292823.8948 | 199984.4963 |  | 0 | 0 | [6 empty] | 0 | 0 | 0 | 0 | 335 | CAGW | 335.CAGW
1326 |  |  | SGU | P | 0 | 0 | 0 | 0 | 0 | 0 | 59.42% | 0 | 0 | [9 empty] | 0 | 0 | 0 | 0 | 335 | SGU | 335.SGU
1327 |  |  |  |  | 492808.3911 | 492808.3911 | 0 | 0 | 0 | 0 |  | 292823.8948 | 199984.4963 |  | 0 | 0 |  | 0 | 0 | 0 | 0 | 0 | 0 | 0 | 0 | 0 | 335 | NA | 335.NA1
1328 | [26 empty] | 335 | NA | 335.NA2
1329 | 336 | Roads, Railroads & Bridges | [24 empty] | 336 | NA | 336.NA
1330 |  |  | CAGW | P | 4851887.9085 | 4851887.9085 | 0 | 0 | 0 | 0 | 59.42% | 2882963.7239 | 1968924.1846 |  | 0 | 0 | [6 empty] | 0 | 0 | 0 | 0 | 336 | CAGW | 336.CAGW
1331 |  |  | CAEW | P | 0 | 0 | 0 | 0 | 0 | 0 | 59.42% | 0 | 0 |  | 0 | 0 | [6 empty] | 0 | 0 | 0 | 0 | 336 | CAEW | 336.CAEW
1332 |  |  | SGU | P | 0 | 0 | 0 | 0 | 0 | 0 | 59.42% | 0 | 0 | [9 empty] | 0 | 0 | 0 | 0 | 336 | SGU | 336.SGU
1333 |  |  |  |  | 4851887.9085 | 4851887.9085 | 0 | 0 | 0 | 0 |  | 2882963.7239 | 1968924.1846 |  | 0 | 0 |  | 0 | 0 | 0 | 0 | 0 | 0 | 0 | 0 | 0 | 336 | NA | 336.NA1
1334 | [26 empty] | 336 | NA | 336.NA2
1335 | [26 empty] | 336 | NA | 336.NA3
1336 | H00 | Unclassified Hydro Plant - Acct 300 | [24 empty] | H00 | NA | H00.NA
1337 |  |  | SG | P | 0 | 0 | 0 | 0 | 0 | 0 | 59.42% | 0 | 0 |  | 0 | 0 | [6 empty] | 0 | 0 | 0 | 0 | H00 | SG | H00.SG
1338 |  |  | DGU | P | 0 | 0 | 0 | 0 | 0 | 0 | 59.42% | 0 | 0 | [9 empty] | 0 | 0 | 0 | 0 | H00 | DGU | H00.DGU
1339 |  |  |  |  | 0 | 0 | 0 | 0 | 0 | 0 |  | 0 | 0 |  | 0 | 0 |  | 0 | 0 | 0 | 0 | 0 | 0 | 0 | 0 | 0 | H00 | NA | H00.NA1
1340 | [26 empty] | H00 | NA | H00.NA2
1341 | [26 empty] | H00 | NA | H00.NA3
1342 | Total Hydraulic Plant |  |  |  | 197859154.951 | 197859154.951 | 0 | 0 | 0 | 0 |  | 117566765.1295 | 80292389.8215 |  | 0 | 0 |  | 0 | 0 | 0 | 0 | 0 | 0 | 0 | 0 | 0 | Total Hydraulic Plant | NA | Total Hydraulic Plant.NA
1343 | [26 empty] | Total Hydraulic Plant | NA | Total Hydraulic Plant.NA1
1344 | 340 | Land and Land Rights | [24 empty] | 340 | NA | 340.NA
1345 |  |  | CAGW | P | 1028874.7738 | 1028874.7738 | 0 | 0 | 0 | 0 | 59.42% | 611351.4379 | 417523.3359 |  | 0 | 0 | [6 empty] | 0 | 0 | 0 | 0 | 340 | CAGW | 340.CAGW
1346 |  |  | DGU | P | 0 | 0 | 0 | 0 | 0 | 0 | 59.42% | 0 | 0 |  | 0 | 0 | [6 empty] | 0 | 0 | 0 | 0 | 340 | DGU | 340.DGU
1347 |  |  |  |  | 1028874.7738 | 1028874.7738 | 0 | 0 | 0 | 0 |  | 611351.4379 | 417523.3359 |  | 0 | 0 |  | 0 | 0 | 0 | 0 | 0 | 0 | 0 | 0 | 0 | 340 | NA | 340.NA1
1348 | [26 empty] | 340 | NA | 340.NA2
1349 | 341 | Structures and Improvements | [24 empty] | 341 | NA | 341.NA
1350 |  |  | CAGW | P | 13049493.8874 | 13049493.8874 | 0 | 0 | 0 | 0 | 59.42% | 7753933.7682 | 5295560.1192 |  | 0 | 0 | [6 empty] | 0 | 0 | 0 | 0 | 341 | CAGW | 341.CAGW
1351 |  |  | DGU | P | 0 | 0 | 0 | 0 | 0 | 0 | 59.42% | 0 | 0 |  | 0 | 0 | [6 empty] | 0 | 0 | 0 | 0 | 341 | DGU | 341.DGU
1352 |  |  |  |  | 13049493.8874 | 13049493.8874 | 0 | 0 | 0 | 0 |  | 7753933.7682 | 5295560.1192 |  | 0 | 0 |  | 0 | 0 | 0 | 0 | 0 | 0 | 0 | 0 | 0 | 341 | NA | 341.NA1
1353 | [26 empty] | 341 | NA | 341.NA2
1354 | 342 | Fuel Holders, Producers & Accessories | [24 empty] | 342 | NA | 342.NA
1355 |  |  | CAGW | P | 365100.5259 | 365100.5259 | 0 | 0 | 0 | 0 | 59.42% | 216940.6201 | 148159.9057 |  | 0 | 0 | [6 empty] | 0 | 0 | 0 | 0 | 342 | CAGW | 342.CAGW
1356 |  |  | DGU | P | 0 | 0 | 0 | 0 | 0 | 0 | 59.42% | 0 | 0 |  | 0 | 0 | [6 empty] | 0 | 0 | 0 | 0 | 342 | DGU | 342.DGU
1357 |  |  |  |  | 365100.5259 | 365100.5259 | 0 | 0 | 0 | 0 |  | 216940.6201 | 148159.9057 |  | 0 | 0 |  | 0 | 0 | 0 | 0 | 0 | 0 | 0 | 0 | 0 | 342 | NA | 342.NA1
1358 | [26 empty] | 342 | NA | 342.NA2
1359 | 343 | Prime Movers | [24 empty] | 343 | NA | 343.NA
1360 |  |  | SG | P | 0 | 0 | 0 | 0 | 0 | 0 | 59.42% | 0 | 0 |  | 0 | 0 | [6 empty] | 0 | 0 | 0 | 0 | 343 | SG | 343.SG
1361 |  |  | DGU | P | 0 | 0 | 0 | 0 | 0 | 0 | 59.42% | 0 | 0 |  | 0 | 0 | [6 empty] | 0 | 0 | 0 | 0 | 343 | DGU | 343.DGU
1362 |  |  | CAGW | P | 220014898.0367 | 220014898.0367 | 0 | 0 | 0 | 0 | 59.42% | 130731579.4858 | 89283318.5509 |  | 0 | 0 | [6 empty] | 0 | 0 | 0 | 0 | 343 | CAGW | 343.CAGW
1363 |  |  | CAEW | P | 0 | 0 | 0 | 0 | 0 | 0 | 59.42% | 0 | 0 |  | 0 | 0 | [6 empty] | 0 | 0 | 0 | 0 | 343 | CAEW | 343.CAEW
1364 |  |  | CAGE | P | 0 | 0 | 0 | 0 | 0 | 0 | 59.42% | 0 | 0 | [9 empty] | 0 | 0 | 0 | 0 | 343 | CAGE | 343.CAGE
1365 |  |  |  |  | 220014898.0367 | 220014898.0367 | 0 | 0 | 0 | 0 |  | 130731579.4858 | 89283318.5509 |  | 0 | 0 |  | 0 | 0 | 0 | 0 | 0 | 0 | 0 | 0 | 0 | 343 | NA | 343.NA1
1366 | [26 empty] | 343 | NA | 343.NA2
1367 | 344 | Generators | [24 empty] | 344 | NA | 344.NA
1368 |  |  | S | P | 0 | 0 | 0 | 0 | 0 | 0 | 59.42% | 0 | 0 |  | 0 | 0 | [6 empty] | 0 | 0 | 0 | 0 | 344 | S | 344.S
1369 |  |  | CAGW | P | 30260659.6344 | 30260659.6344 | 0 | 0 | 0 | 0 | 59.42% | 17980708.8774 | 12279950.757 |  | 0 | 0 | [6 empty] | 0 | 0 | 0 | 0 | 344 | CAGW | 344.CAGW
1370 |  |  | DGU | P | 0 | 0 | 0 | 0 | 0 | 0 | 59.42% | 0 | 0 |  | 0 | 0 | [6 empty] | 0 | 0 | 0 | 0 | 344 | DGU | 344.DGU
1371 |  |  | CAGE | P | 0 | 0 | 0 | 0 | 0 | 0 | 59.42% | 0 | 0 |  | 0 | 0 | [6 empty] | 0 | 0 | 0 | 0 | 344 | CAGE | 344.CAGE
1372 |  |  |  |  | 30260659.6344 | 30260659.6344 | 0 | 0 | 0 | 0 |  | 17980708.8774 | 12279950.757 |  | 0 | 0 |  | 0 | 0 | 0 | 0 | 0 | 0 | 0 | 0 | 0 | 344 | NA | 344.NA1
1373 | [26 empty] | 344 | NA | 344.NA2
1374 | 345 | Accessory Electric Plant | [24 empty] | 345 | NA | 345.NA
1375 |  |  | CAGW | P | 19871555.6944 | 19871555.6944 | 0 | 0 | 0 | 0 | 59.42% | 11807563.4239 | 8063992.2705 |  | 0 | 0 | [6 empty] | 0 | 0 | 0 | 0 | 345 | CAGW | 345.CAGW
1376 |  |  | DGU | P | 0 | 0 | 0 | 0 | 0 | 0 | 59.42% | 0 | 0 |  | 0 | 0 | [6 empty] | 0 | 0 | 0 | 0 | 345 | DGU | 345.DGU
1377 |  |  |  |  | 19871555.6944 | 19871555.6944 | 0 | 0 | 0 | 0 |  | 11807563.4239 | 8063992.2705 |  | 0 | 0 |  | 0 | 0 | 0 | 0 | 0 | 0 | 0 | 0 | 0 | 345 | NA | 345.NA1
1378 | [26 empty] | 345 | NA | 345.NA2
1379 | 346 | Misc. Power Plant Equipment | [24 empty] | 346 | NA | 346.NA
1380 |  |  | CAGW | P | 916095.1313 | 916095.1313 | 0 | 0 | 0 | 0 | 59.42% | 544338.4268 | 371756.7045 |  | 0 | 0 | [6 empty] | 0 | 0 | 0 | 0 | 346 | CAGW | 346.CAGW
1381 |  |  | SG-U | P | 0 | 0 | 0 | 0 | 0 | 0 | 59.42% | 0 | 0 |  | 0 | 0 | [6 empty] | 0 | 0 | 0 | 0 | 346 | SG-U | 346.SG-U
1382 |  |  |  |  | 916095.1313 | 916095.1313 | 0 | 0 | 0 | 0 |  | 544338.4268 | 371756.7045 |  | 0 | 0 |  | 0 | 0 | 0 | 0 | 0 | 0 | 0 | 0 | 0 | 346 | NA | 346.NA1
1383 | [26 empty] | 346 | NA | 346.NA2
1384 | OP | Unclassified Other Prod Plant-Acct 300 | [24 empty] | OP | NA | OP.NA
1385 |  |  | SG | P | 0 | 0 | 0 | 0 | 0 | 0 | 59.42% | 0 | 0 |  | 0 | 0 | [6 empty] | 0 | 0 | 0 | 0 | OP | SG | OP.SG
1386 |  |  | CAGW | P | -124464.068 | -124464.068 | 0 | 0 | 0 | 0 | 59.42% | -73955.8291 | -50508.2389 |  | 0 | 0 | [6 empty] | 0 | 0 | 0 | 0 | OP | CAGW | OP.CAGW
1387 |  |  |  |  | -124464.068 | -124464.068 | 0 | 0 | 0 | 0 |  | -73955.8291 | -50508.2389 |  | 0 | 0 |  | 0 | 0 | 0 | 0 | 0 | 0 | 0 | 0 | 0 | OP | NA | OP.NA1
1388 | [26 empty] | OP | NA | OP.NA2
1389 | Total Other Generation Plant |  |  |  | 285382213.6159 | 285382213.6159 | 0 | 0 | 0 | 0 |  | 169572460.2111 | 115809753.4048 |  | 0 | 0 |  | 0 | 0 | 0 | 0 | 0 | 0 | 0 | 0 | 0 | Total Other Generation Plant | NA | Total Other Generation Plant.NA
1390 | [26 empty] | Total Other Generation Plant | NA | Total Other Generation Plant.NA1
1391 | Experimental Plant | [25 empty] | Experimental Plant | NA | Experimental Plant.NA
1392 | 103 | Experimental Plant | [24 empty] | 103 | NA | 103.NA
1393 |  |  | DGP | P | 0 | 0 | 0 | 0 | 0 | 0 | 59.42% | 0 | 0 |  | 0 | 0 | [6 empty] | 0 | 0 | 0 | 0 | 103 | DGP | 103.DGP
1394 | Total Experimental Plant |  |  |  | 0 | 0 | 0 | 0 | 0 | 0 |  | 0 | 0 |  | 0 | 0 |  | 0 | 0 | 0 | 0 | 0 | 0 | 0 | 0 | 0 | Total Experimental Plant | NA | Total Experimental Plant.NA
1395 | [26 empty] | Total Experimental Plant | NA | Total Experimental Plant.NA1
1396 | TOTAL GENERATION PLANT |  |  |  | 778984071.6022 | 778984071.6022 | 0 | 0 | 0 | 0 |  | 462867828.4226 | 316116243.1796 |  | 0 | 0 |  | 0 | 0 | 0 | 0 | 0 | 0 | 0 | 0 | 0 | TOTAL GENERATION PLANT | NA | TOTAL GENERATION PLANT.NA
1397 | [26 empty] | TOTAL GENERATION PLANT | NA | TOTAL GENERATION PLANT.NA1
1398 | 350 | Land and Land Rights | [24 empty] | 350 | NA | 350.NA
1399 |  |  | SG | T | 8227.8156 | 0 | 8227.8156 | 0 | 0 | 0 |  |  |  | 100% | 8227.8156 | 0 | [6 empty] | 0 | 0 | 0 | 0 | 350 | SG | 350.SG
1400 |  |  | JBG | T | 519626.9976 | 0 | 519626.9976 | 0 | 0 | 0 |  |  |  | 100% | 519626.9976 | 0 | [6 empty] | 0 | 0 | 0 | 0 | 350 | JBG | 350.JBG
1401 |  |  | CAGW | T | 8177017.9332 | 0 | 8177017.9332 | 0 | 0 | 0 |  |  |  | 100% | 8177017.9332 | 0 | [6 empty] | 0 | 0 | 0 | 0 | 350 | CAGW | 350.CAGW
1402 |  |  |  |  | 8704872.7465 | 0 | 8704872.7465 | 0 | 0 | 0 |  | 0 | 0 |  | 8704872.7465 | 0 |  | 0 | 0 | 0 | 0 | 0 | 0 | 0 | 0 | 0 | 350 | NA | 350.NA1
1403 | [26 empty] | 350 | NA | 350.NA2
1404 | 352 | Structures and Improvements | [24 empty] | 352 | NA | 352.NA
1405 |  |  | SG | T | 259.6077 | 0 | 259.6077 | 0 | 0 | 0 |  |  |  | 100% | 259.6077 | 0 | [6 empty] | 0 | 0 | 0 | 0 | 352 | SG | 352.SG
1406 |  |  | JBG | T | 376089.246 | 0 | 376089.246 | 0 | 0 | 0 |  |  |  | 100% | 376089.246 | 0 | [6 empty] | 0 | 0 | 0 | 0 | 352 | JBG | 352.JBG
1407 |  |  | CAGW | T | 15435273.2851 | 0 | 15435273.2851 | 0 | 0 | 0 |  |  |  | 100% | 15435273.2851 | 0 | [6 empty] | 0 | 0 | 0 | 0 | 352 | CAGW | 352.CAGW
1408 |  |  | SG/CAGW | T | 0 | 0 | 0 | 0 | 0 | 0 |  |  |  | 100% | 0 | 0 | [6 empty] | 0 | 0 | 0 | 0 | 352 | SG/CAGW | 352.SG/CAGW
1409 |  |  |  |  | 15811622.1388 | 0 | 15811622.1388 | 0 | 0 | 0 |  | 0 | 0 |  | 15811622.1388 | 0 |  | 0 | 0 | 0 | 0 | 0 | 0 | 0 | 0 | 0 | 352 | NA | 352.NA1
1410 | [26 empty] | 352 | NA | 352.NA2
1411 | 353 | Station Equipment | [24 empty] | 353 | NA | 353.NA
1412 |  |  | SG | T | 78038.2502 | 0 | 78038.2502 | 0 | 0 | 0 |  |  |  | 100% | 78038.2502 | 0 | [6 empty] | 0 | 0 | 0 | 0 | 353 | SG | 353.SG
1413 |  |  | JBG | T | 9063170.4194 | 0 | 9063170.4194 | 0 | 0 | 0 |  |  |  | 100% | 9063170.4194 | 0 | [6 empty] | 0 | 0 | 0 | 0 | 353 | JBG | 353.JBG
1414 |  |  | CAGW | T | 130766486.2091 | 0 | 130766486.2091 | 0 | 0 | 0 |  |  |  | 100% | 130766486.2091 | 0 | [6 empty] | 0 | 0 | 0 | 0 | 353 | CAGW | 353.CAGW
1415 |  |  |  |  | 139907694.8787 | 0 | 139907694.8787 | 0 | 0 | 0 |  | 0 | 0 |  | 139907694.8787 | 0 |  | 0 | 0 | 0 | 0 | 0 | 0 | 0 | 0 | 0 | 353 | NA | 353.NA1
1416 | [26 empty] | 353 | NA | 353.NA2
1417 | 354 | Towers and Fixtures | [24 empty] | 354 | NA | 354.NA
1418 |  |  | SG | T | 10132.7493 | 0 | 10132.7493 | 0 | 0 | 0 |  |  |  | 100% | 10132.7493 | 0 | [6 empty] | 0 | 0 | 0 | 0 | 354 | SG | 354.SG
1419 |  |  | JBG | T | 6604623.8343 | 0 | 6604623.8343 | 0 | 0 | 0 |  |  |  | 100% | 6604623.8343 | 0 | [6 empty] | 0 | 0 | 0 | 0 | 354 | JBG | 354.JBG
1420 |  |  | CAGW | T | 42829292.2372 | 0 | 42829292.2372 | 0 | 0 | 0 |  |  |  | 100% | 42829292.2372 | 0 | [6 empty] | 0 | 0 | 0 | 0 | 354 | CAGW | 354.CAGW
1421 |  |  |  |  | 49444048.8207 | 0 | 49444048.8207 | 0 | 0 | 0 |  | 0 | 0 |  | 49444048.8207 | 0 |  | 0 | 0 | 0 | 0 | 0 | 0 | 0 | 0 | 0 | 354 | NA | 354.NA1
1422 | [26 empty] | 354 | NA | 354.NA2
1423 | 355 | Poles and Fixtures | [24 empty] | 355 | NA | 355.NA
1424 |  |  | SG | T | 57963.9356 | 0 | 57963.9356 | 0 | 0 | 0 |  |  |  | 100% | 57963.9356 | 0 | [6 empty] | 0 | 0 | 0 | 0 | 355 | SG | 355.SG
1425 |  |  | JBG | T | 219313.8607 | 0 | 219313.8607 | 0 | 0 | 0 |  |  |  | 100% | 219313.8607 | 0 | [6 empty] | 0 | 0 | 0 | 0 | 355 | JBG | 355.JBG
1426 |  |  | CAGW | T | 77773289.2094 | 0 | 77773289.2094 | 0 | 0 | 0 |  |  |  | 100% | 77773289.2094 | 0 | [6 empty] | 0 | 0 | 0 | 0 | 355 | CAGW | 355.CAGW
1427 |  |  | SG/CAGW | T | 0 | 0 | 0 | 0 | 0 | 0 |  |  |  | 100% | 0 | 0 | [6 empty] | 0 | 0 | 0 | 0 | 355 | SG/CAGW | 355.SG/CAGW
1428 |  |  |  |  | 78050567.0057 | 0 | 78050567.0057 | 0 | 0 | 0 |  | 0 | 0 |  | 78050567.0057 | 0 |  | 0 | 0 | 0 | 0 | 0 | 0 | 0 | 0 | 0 | 355 | NA | 355.NA1
1429 | [26 empty] | 355 | NA | 355.NA2
1430 | 356 | Clearing and Grading | [24 empty] | 356 | NA | 356.NA
1431 |  |  | SG | T | 123757.6219 | 0 | 123757.6219 | 0 | 0 | 0 |  |  |  | 100% | 123757.6219 | 0 | [6 empty] | 0 | 0 | 0 | 0 | 356 | SG | 356.SG
1432 |  |  | JBG | T | 4370578.7946 | 0 | 4370578.7946 | 0 | 0 | 0 |  |  |  | 100% | 4370578.7946 | 0 | [6 empty] | 0 | 0 | 0 | 0 | 356 | JBG | 356.JBG
1433 |  |  | CAGW | T | 72396180.1706 | 0 | 72396180.1706 | 0 | 0 | 0 |  |  |  | 100% | 72396180.1706 | 0 | [6 empty] | 0 | 0 | 0 | 0 | 356 | CAGW | 356.CAGW
1434 |  |  |  |  | 76890516.5871 | 0 | 76890516.5871 | 0 | 0 | 0 |  | 0 | 0 |  | 76890516.5871 | 0 |  | 0 | 0 | 0 | 0 | 0 | 0 | 0 | 0 | 0 | 356 | NA | 356.NA1
1435 | [26 empty] | 356 | NA | 356.NA2
1436 | 357 | Underground Conduit | [24 empty] | 357 | NA | 357.NA
1437 |  |  | SG | T | 0 | 0 | 0 | 0 | 0 | 0 |  |  |  | 100% | 0 | 0 | [6 empty] | 0 | 0 | 0 | 0 | 357 | SG | 357.SG
1438 |  |  | JBG | T | 0 | 0 | 0 | 0 | 0 | 0 |  |  |  | 100% | 0 | 0 | [6 empty] | 0 | 0 | 0 | 0 | 357 | JBG | 357.JBG
1439 |  |  | CAGW | T | 38955.98 | 0 | 38955.98 | 0 | 0 | 0 |  |  |  | 100% | 38955.98 | 0 | [6 empty] | 0 | 0 | 0 | 0 | 357 | CAGW | 357.CAGW
1440 |  |  |  |  | 38955.98 | 0 | 38955.98 | 0 | 0 | 0 |  | 0 | 0 |  | 38955.98 | 0 |  | 0 | 0 | 0 | 0 | 0 | 0 | 0 | 0 | 0 | 357 | NA | 357.NA1
1441 | [26 empty] | 357 | NA | 357.NA2
1442 | 358 | Underground Conductors | [24 empty] | 358 | NA | 358.NA
1443 |  |  | SG | T | 0 | 0 | 0 | 0 | 0 | 0 |  |  |  | 100% | 0 | 0 | [6 empty] | 0 | 0 | 0 | 0 | 358 | SG | 358.SG
1444 |  |  | JBG | T | 0 | 0 | 0 | 0 | 0 | 0 |  |  |  | 100% | 0 | 0 | [6 empty] | 0 | 0 | 0 | 0 | 358 | JBG | 358.JBG
1445 |  |  | CAGW | T | 68976.5787 | 0 | 68976.5787 | 0 | 0 | 0 |  |  |  | 100% | 68976.5787 | 0 | [6 empty] | 0 | 0 | 0 | 0 | 358 | CAGW | 358.CAGW
1446 |  |  |  |  | 68976.5787 | 0 | 68976.5787 | 0 | 0 | 0 |  | 0 | 0 |  | 68976.5787 | 0 |  | 0 | 0 | 0 | 0 | 0 | 0 | 0 | 0 | 0 | 358 | NA | 358.NA1
1447 | [26 empty] | 358 | NA | 358.NA2
1448 | 359 | Roads and Trails | [24 empty] | 359 | NA | 359.NA
1449 |  |  | SG | T | 1301.7769 | 0 | 1301.7769 | 0 | 0 | 0 |  |  |  | 100% | 1301.7769 | 0 | [6 empty] | 0 | 0 | 0 | 0 | 359 | SG | 359.SG
1450 |  |  | JBG | T | 1109.114 | 0 | 1109.114 | 0 | 0 | 0 |  |  |  | 100% | 1109.114 | 0 | [6 empty] | 0 | 0 | 0 | 0 | 359 | JBG | 359.JBG
1451 |  |  | CAGW | T | 1587428.2427 | 0 | 1587428.2427 | 0 | 0 | 0 |  |  |  | 100% | 1587428.2427 | 0 | [6 empty] | 0 | 0 | 0 | 0 | 359 | CAGW | 359.CAGW
1452 |  |  |  |  | 1589839.1336 | 0 | 1589839.1336 | 0 | 0 | 0 |  | 0 | 0 |  | 1589839.1336 | 0 |  | 0 | 0 | 0 | 0 | 0 | 0 | 0 | 0 | 0 | 359 | NA | 359.NA1
1453 | [26 empty] | 359 | NA | 359.NA2
1454 | TP | Unclassified Trans Plant - Acct 300 | [24 empty] | TP | NA | TP.NA
1455 |  |  | CAGW | T | 3235225.3282 | 0 | 3235225.3282 | 0 | 0 | 0 |  |  |  | 100% | 3235225.3282 | 0 | [6 empty] | 0 | 0 | 0 | 0 | TP | CAGW | TP.CAGW
1456 |  |  | SG | T | -735887.5864 | 0 | -735887.5864 | 0 | 0 | 0 |  |  |  | 100% | -735887.5864 | 0 | [6 empty] | 0 | 0 | 0 | 0 | TP | SG | TP.SG
1457 |  |  |  |  | 2499337.7418 | 0 | 2499337.7418 | 0 | 0 | 0 |  | 0 | 0 |  | 2499337.7418 | 0 |  | 0 | 0 | 0 | 0 | 0 | 0 | 0 | 0 | 0 | TP | NA | TP.NA1
1458 | [26 empty] | TP | NA | TP.NA2
1459 | TS0 | Unclassified Trans Sub Plant - Acct 300 | [24 empty] | TS0 | NA | TS0.NA
1460 |  |  | SG | T | 0 | 0 | 0 | 0 | 0 | 0 |  |  |  | 100% | 0 | 0 | [6 empty] | 0 | 0 | 0 | 0 | TS0 | SG | TS0.SG
1461 |  |  |  |  | 0 | 0 | 0 | 0 | 0 | 0 |  | 0 | 0 |  | 0 | 0 |  | 0 | 0 | 0 | 0 | 0 | 0 | 0 | 0 | 0 | TS0 | NA | TS0.NA1
1462 | [26 empty] | TS0 | NA | TS0.NA2
1463 | TOTAL TRANSMISSION PLANT |  |  |  | 373006431.6116 | 0 | 373006431.6116 | 0 | 0 | 0 |  | 0 | 0 |  | 373006431.6116 | 0 |  | 0 | 0 | 0 | 0 | 0 | 0 | 0 | 0 | 0 | TOTAL TRANSMISSION PLANT | NA | TOTAL TRANSMISSION PLANT.NA
1464 | [26 empty] | TOTAL TRANSMISSION PLANT | NA | TOTAL TRANSMISSION PLANT.NA1
1465 | 360 | Land and Land Rights | [24 empty] | 360 | NA | 360.NA
1466 | [26 empty] | 360 | NA | 360.NA1
1467 |  | Demand - Primary | S1 | DPW | 1859463.89 | 0 | 0 | 1859463.89 | 0 | 0 | [6 empty] | PLNT2 | 435642.2683 | 1423821.6217 | 0 | 0 | 0 | 0 | 0 | 0 | 0 | 360 | S1 | 360.S1
1468 |  |  | Assigned | DPW | 0 | 0 | 0 | 0 | 0 | 0 | [6 empty] | PLNT2 | 0 | 0 | 0 | 0 | 0 | 0 | 0 | 0 | 0 | 360 | Assigned | 360. Assigned
1469 |  |  |  |  | 1859463.89 | 0 | 0 | 1859463.89 | 0 | 0 |  | 0 | 0 |  | 0 | 0 |  | 435642.2683 | 1423821.6217 | 0 | 0 | 0 | 0 | 0 | 0 | 0 | 360 | NA | 360.NA2
1470 | [26 empty] | 360 | NA | 360.NA3
1471 | 361 | Structures and Improvements | [24 empty] | 361 | NA | 361.NA
1472 | [26 empty] | 361 | NA | 361.NA1
1473 |  | Demand - Primary | S1 | DPW | 4829945.87 | 0 | 0 | 4829945.87 | 0 | 0 | [6 empty] | PLNT2 | 1131578.078 | 3698367.792 | 0 | 0 | 0 | 0 | 0 | 0 | 0 | 361 | S1 | 361.S1
1474 |  |  | Assigned | DPW | 0 | 0 | 0 | 0 | 0 | 0 | [6 empty] | PLNT2 | 0 | 0 | 0 | 0 | 0 | 0 | 0 | 0 | 0 | 361 | Assigned | 361. Assigned
1475 |  |  |  |  | 4829945.87 | 0 | 0 | 4829945.87 | 0 | 0 |  | 0 | 0 |  | 0 | 0 |  | 1131578.078 | 3698367.792 | 0 | 0 | 0 | 0 | 0 | 0 | 0 | 361 | NA | 361.NA2
1476 | [26 empty] | 361 | NA | 361.NA3
1477 | 362 | Station Equipment | [24 empty] | 362 | NA | 362.NA
1478 | [26 empty] | 362 | NA | 362.NA1
1479 |  | Demand - Primary | S1 | DPW | 70923074.71 | 0 | 0 | 70923074.71 | 0 | 0 | [6 empty] | SUBS | 70923074.71 | 0 | 0 | 0 | 0 | 0 | 0 | 0 | 0 | 362 | S1 | 362.S1
1480 |  |  | Assigned | DPW | 0 | 0 | 0 | 0 | 0 | 0 | [6 empty] | SUBS | 0 | 0 | 0 | 0 | 0 | 0 | 0 | 0 | 0 | 362 | Assigned | 362. Assigned
1481 |  |  |  |  | 70923074.71 | 0 | 0 | 70923074.71 | 0 | 0 |  | 0 | 0 |  | 0 | 0 |  | 70923074.71 | 0 | 0 | 0 | 0 | 0 | 0 | 0 | 0 | 362 | NA | 362.NA2
1482 | [26 empty] | 362 | NA | 362.NA3
1483 | 364 | Poles, Towers & Fixtures | [24 empty] | 364 | NA | 364.NA
1484 | [26 empty] | 364 | NA | 364.NA1
1485 |  | Demand - Primary | S1 | DPW | 107632927.07 | 0 | 0 | 107632927.07 | 0 | 0 | [6 empty] | PC | 0 | 107632927.07 | 0 | 0 | 0 | 0 | 0 | 0 | 0 | 364 | S1 | 364.S1
1486 |  |  | Demand - Secondary | DPW | 0 | 0 | 0 | 0 | 0 | 0 | [6 empty] | PC | 0 | 0 | 0 | 0 | 0 | 0 | 0 | 0 | 0 | 364 | Demand - Secondary | 364. Demand - Secondary
1487 |  |  | Assigned | DPW | 0 | 0 | 0 | 0 | 0 | 0 | [6 empty] | PC | 0 | 0 | 0 | 0 | 0 | 0 | 0 | 0 | 0 | 364 | Assigned | 364. Assigned
1488 |  |  |  |  | 107632927.07 | 0 | 0 | 107632927.07 | 0 | 0 |  | 0 | 0 |  | 0 | 0 |  | 0 | 107632927.07 | 0 | 0 | 0 | 0 | 0 | 0 | 0 | 364 | NA | 364.NA2
1489 | [26 empty] | 364 | NA | 364.NA3
1490 | 365 | Overhead Conductors | [24 empty] | 365 | NA | 365.NA
1491 | [26 empty] | 365 | NA | 365.NA1
1492 |  | Demand - Primary | S1 | DPW | 72213996.46 | 0 | 0 | 72213996.46 | 0 | 0 | [6 empty] | PC | 0 | 72213996.46 | 0 | 0 | 0 | 0 | 0 | 0 | 0 | 365 | S1 | 365.S1
1493 |  |  | Demand - Secondary | DPW | 0 | 0 | 0 | 0 | 0 | 0 | [6 empty] | PC | 0 | 0 | 0 | 0 | 0 | 0 | 0 | 0 | 0 | 365 | Demand - Secondary | 365. Demand - Secondary
1494 |  |  | Assigned | DPW | 0 | 0 | 0 | 0 | 0 | 0 | [6 empty] | PC | 0 | 0 | 0 | 0 | 0 | 0 | 0 | 0 | 0 | 365 | Assigned | 365. Assigned
1495 |  |  |  |  | 72213996.46 | 0 | 0 | 72213996.46 | 0 | 0 |  | 0 | 0 |  | 0 | 0 |  | 0 | 72213996.46 | 0 | 0 | 0 | 0 | 0 | 0 | 0 | 365 | NA | 365.NA2
1496 | [26 empty] | 365 | NA | 365.NA3
1497 | 366 | Underground Conduit | [24 empty] | 366 | NA | 366.NA
1498 | [26 empty] | 366 | NA | 366.NA1
1499 |  | Demand - Primary | S1 | DPW | 18491458.5 | 0 | 0 | 18491458.5 | 0 | 0 | [6 empty] | PC | 0 | 18491458.5 | 0 | 0 | 0 | 0 | 0 | 0 | 0 | 366 | S1 | 366.S1
1500 |  |  | Demand - Secondary | DPW | 0 | 0 | 0 | 0 | 0 | 0 | [6 empty] | PC | 0 | 0 | 0 | 0 | 0 | 0 | 0 | 0 | 0 | 366 | Demand - Secondary | 366. Demand - Secondary
1501 |  |  | Assigned | DPW | 0 | 0 | 0 | 0 | 0 | 0 | [6 empty] | PC | 0 | 0 | 0 | 0 | 0 | 0 | 0 | 0 | 0 | 366 | Assigned | 366. Assigned
1502 |  |  |  |  | 18491458.5 | 0 | 0 | 18491458.5 | 0 | 0 |  | 0 | 0 |  | 0 | 0 |  | 0 | 18491458.5 | 0 | 0 | 0 | 0 | 0 | 0 | 0 | 366 | NA | 366.NA2
1503 | [26 empty] | 366 | NA | 366.NA3
1504 | 367 | Underground Conductors | [24 empty] | 367 | NA | 367.NA
1505 | [26 empty] | 367 | NA | 367.NA1
1506 |  | Demand - Primary | S1 | DPW | 28247245.73 | 0 | 0 | 28247245.73 | 0 | 0 | [6 empty] | PC | 0 | 28247245.73 | 0 | 0 | 0 | 0 | 0 | 0 | 0 | 367 | S1 | 367.S1
1507 |  |  | Demand - Secondary | DPW | 0 | 0 | 0 | 0 | 0 | 0 | [6 empty] | PC | 0 | 0 | 0 | 0 | 0 | 0 | 0 | 0 | 0 | 367 | Demand - Secondary | 367. Demand - Secondary
1508 |  |  | Assigned | DPW | 0 | 0 | 0 | 0 | 0 | 0 | [6 empty] | PC | 0 | 0 | 0 | 0 | 0 | 0 | 0 | 0 | 0 | 367 | Assigned | 367. Assigned
1509 |  |  |  |  | 28247245.73 | 0 | 0 | 28247245.73 | 0 | 0 |  | 0 | 0 |  | 0 | 0 |  | 0 | 28247245.73 | 0 | 0 | 0 | 0 | 0 | 0 | 0 | 367 | NA | 367.NA2
1510 | [26 empty] | 367 | NA | 367.NA3
1511 | 368 | Line Transformers | [24 empty] | 368 | NA | 368.NA
1512 | [26 empty] | 368 | NA | 368.NA1
1513 |  | Demand - Secondary | S1 | DPW | 113031430.96 | 0 | 0 | 113031430.96 | 0 | 0 | [6 empty] | XFMR | 0 | 0 | 113031430.96 | 0 | 0 | 0 | 0 | 0 | 0 | 368 | S1 | 368.S1
1514 |  |  | Assigned | DPW | 0 | 0 | 0 | 0 | 0 | 0 | [6 empty] | XFMR | 0 | 0 | 0 | 0 | 0 | 0 | 0 | 0 | 0 | 368 | Assigned | 368. Assigned
1515 |  |  |  |  | 113031430.96 | 0 | 0 | 113031430.96 | 0 | 0 |  | 0 | 0 |  | 0 | 0 |  | 0 | 0 | 113031430.96 | 0 | 0 | 0 | 0 | 0 | 0 | 368 | NA | 368.NA2
1516 | [26 empty] | 368 | NA | 368.NA3
1517 | 369 | Services | [24 empty] | 369 | NA | 369.NA
1518 | [26 empty] | 369 | NA | 369.NA1
1519 |  | Customer OH | S | DPW | 64231901.85 | 0 | 0 | 64231901.85 | 0 | 0 | [6 empty] | SERV | 0 | 0 | 0 | 0 | 64231901.85 | 0 | 0 | 0 | 0 | 369 | S | 369.S1
1520 |  |  | Customer UG | DPW | 0 | 0 | 0 | 0 | 0 | 0 | [6 empty] | SERV | 0 | 0 | 0 | 0 | 0 | 0 | 0 | 0 | 0 | 369 | Customer UG | 369. Customer UG
1521 |  |  | Assigned | DPW | 0 | 0 | 0 | 0 | 0 | 0 | [6 empty] | SERV | 0 | 0 | 0 | 0 | 0 | 0 | 0 | 0 | 0 | 369 | Assigned | 369. Assigned
1522 |  |  |  |  | 64231901.85 | 0 | 0 | 64231901.85 | 0 | 0 |  | 0 | 0 |  | 0 | 0 |  | 0 | 0 | 0 | 0 | 64231901.85 | 0 | 0 | 0 | 0 | 369 | NA | 369.NA2
1523 | [26 empty] | 369 | NA | 369.NA3
1524 | 370 | Meters | [24 empty] | 370 | NA | 370.NA
1525 | [26 empty] | 370 | NA | 370.NA1
1526 |  | Customer | S | DPW | 12905716.81 | 0 | 0 | 12905716.81 | 0 | 0 | [6 empty] | METR | 0 | 0 | 0 | 12905716.81 | 0 | 0 | 0 | 0 | 0 | 370 | S | 370.S1
1527 |  |  | Assigned | DPW | 0 | 0 | 0 | 0 | 0 | 0 | [6 empty] | METR | 0 | 0 | 0 | 0 | 0 | 0 | 0 | 0 | 0 | 370 | Assigned | 370. Assigned
1528 |  |  |  |  | 12905716.81 | 0 | 0 | 12905716.81 | 0 | 0 |  | 0 | 0 |  | 0 | 0 |  | 0 | 0 | 0 | 12905716.81 | 0 | 0 | 0 | 0 | 0 | 370 | NA | 370.NA2
1529 | [26 empty] | 370 | NA | 370.NA3
1530 | 371 | Installations on Customers' Premises | [24 empty] | 371 | NA | 371.NA
1531 | [26 empty] | 371 | NA | 371.NA1
1532 |  | Demand - Primary | S | DPW | 506969.62 | 0 | 0 | 506969.62 | 0 | 0 | [6 empty] | PC | 0 | 506969.62 | 0 | 0 | 0 | 0 | 0 | 0 | 0 | 371 | S | 371.S1
1533 |  |  | Demand - Secondary | DPW | 0 | 0 | 0 | 0 | 0 | 0 | [6 empty] | PC | 0 | 0 | 0 | 0 | 0 | 0 | 0 | 0 | 0 | 371 | Demand - Secondary | 371. Demand - Secondary
1534 |  |  | Assigned | DPW | 0 | 0 | 0 | 0 | 0 | 0 | [6 empty] | PC | 0 | 0 | 0 | 0 | 0 | 0 | 0 | 0 | 0 | 371 | Assigned | 371. Assigned
1535 |  |  |  |  | 506969.62 | 0 | 0 | 506969.62 | 0 | 0 |  | 0 | 0 |  | 0 | 0 |  | 0 | 506969.62 | 0 | 0 | 0 | 0 | 0 | 0 | 0 | 371 | NA | 371.NA2
1536 | [26 empty] | 371 | NA | 371.NA3
1537 | 372 | Leased Property | [24 empty] | 372 | NA | 372.NA
1538 |  |  | S |  | 0 | [21 empty] | 372 | S | 372.S1
1539 |  |  | Demand - Primary | DPW | 0 | 0 | 0 | 0 | 0 | 0 | [6 empty] | PLNT2 | 0 | 0 | 0 | 0 | 0 | 0 | 0 | 0 | 0 | 372 | Demand - Primary | 372. Demand - Primary
1540 |  |  | Demand - Secondary | DPW | 0 | 0 | 0 | 0 | 0 | 0 | [6 empty] | PLNT2 | 0 | 0 | 0 | 0 | 0 | 0 | 0 | 0 | 0 | 372 | Demand - Secondary | 372. Demand - Secondary
1541 |  |  | Assigned | DPW | 0 | 0 | 0 | 0 | 0 | 0 | [6 empty] | PLNT2 | 0 | 0 | 0 | 0 | 0 | 0 | 0 | 0 | 0 | 372 | Assigned | 372. Assigned
1542 |  |  |  |  | 0 | 0 | 0 | 0 | 0 | 0 |  | 0 | 0 |  | 0 | 0 |  | 0 | 0 | 0 | 0 | 0 | 0 | 0 | 0 | 0 | 372 | NA | 372.NA1
1543 | [26 empty] | 372 | NA | 372.NA2
1544 | 373 | Street Lights | [24 empty] | 373 | NA | 373.NA2
1545 |  |  | S | DPW | 4707240.67 | 0 | 0 | 4707240.67 | 0 | 0 | [6 empty] | PC | 0 | 4707240.67 | 0 | 0 | 0 | 0 | 0 | 0 | 0 | 373 | S | 373.S1
1546 |  |  | Customer | DPW | 0 | 0 | 0 | 0 | 0 | 0 | [6 empty] | PC | 0 | 0 | 0 | 0 | 0 | 0 | 0 | 0 | 0 | 373 | Customer | 373. Customer
1547 |  |  | Public Authority | DPW | 0 | 0 | 0 | 0 | 0 | 0 | [6 empty] | PC | 0 | 0 | 0 | 0 | 0 | 0 | 0 | 0 | 0 | 373 | Public Authority | 373. Public Authority
1548 |  |  |  |  | 4707240.67 | 0 | 0 | 4707240.67 | 0 | 0 |  | 0 | 0 |  | 0 | 0 |  | 0 | 4707240.67 | 0 | 0 | 0 | 0 | 0 | 0 | 0 | 373 | NA | 373.NA3
1549 | [26 empty] | 373 | NA | 373.NA4
1550 | DP | Unclassified Dist Plant - Acct 300 | [24 empty] | DP | NA | DP.NA
1551 |  |  | S | DPW | 9397081.91 | 0 | 0 | 9397081.91 | 0 | 0 | [6 empty] | PLNT2 | 2201584.07 | 7195497.84 | 0 | 0 | 0 | 0 | 0 | 0 | 0 | DP | S | DP.S
1552 |  |  |  |  | 9397081.91 | 0 | 0 | 9397081.91 | 0 | 0 |  | 0 | 0 |  | 0 | 0 |  | 2201584.07 | 7195497.84 | 0 | 0 | 0 | 0 | 0 | 0 | 0 | DP | NA | DP.NA1
1553 | [26 empty] | DP | NA | DP.NA2
1554 | DS0 | Unclassified Dist Sub Plant - Acct 300 | [24 empty] | DS0 | NA | DS0.NA
1555 |  |  | S | DPW | 0 | 0 | 0 | 0 | 0 | 0 | [6 empty] | PLNT2 | 0 | 0 | 0 | 0 | 0 | 0 | 0 | 0 | 0 | DS0 | S | DS0.S
1556 |  |  |  |  | 0 | 0 | 0 | 0 | 0 | 0 |  | 0 | 0 |  | 0 | 0 |  | 0 | 0 | 0 | 0 | 0 | 0 | 0 | 0 | 0 | DS0 | NA | DS0.NA1
1557 | [26 empty] | DS0 | NA | DS0.NA2
1558 | [26 empty] | DS0 | NA | DS0.NA3
1559 | TOTAL DISTRIBUTION PLANT |  |  |  | 508978454.05 | 0 | 0 | 508978454.05 | 0 | 0 |  | 0 | 0 |  | 0 | 0 |  | 74691879.1263 | 244117525.3037 | 113031430.96 | 12905716.81 | 64231901.85 | 0 | 0 | 0 | 0 | TOTAL DISTRIBUTION PLANT | NA | TOTAL DISTRIBUTION PLANT.NA
1560 | [26 empty] | TOTAL DISTRIBUTION PLANT | NA | TOTAL DISTRIBUTION PLANT.NA1
1561 | 389 | Land and Land Rights | [24 empty] | 389 | NA | 389.NA
1562 |  |  | S | G-SITUS | 1098826.35 | 0 | 336067.172 | 762759.178 | 0 | 0 | 59.42% | 0 | 0 | 100% | 336067.172 | 0 | PLNT | 109754.7339 | 358714.4191 | 174918.1726 | 19971.8289 | 99400.0235 | 0 | 0 | 0 | 0 | 389 | S | 389.S
1563 |  |  | CN | CUST | 79108.9715 | 0 | 0 | 0 | 79108.9715 | 0 | 59.42% | 0 | 0 | 100% | 0 | 0 | CUST | 0 | 0 | 0 | 0 | 0 | 0 | 0 | 0 | 0 | 389 | CN | 389.CN
1564 |  |  | DGU | G-DGU | 0 | 0 | 0 | 0 | 0 | 0 | 59.42% | 0 | 0 | 100% | 0 | 0 | PLNT | 0 | 0 | 0 | 0 | 0 | 0 | 0 | 0 | 0 | 389 | DGU | 389.DGU
1565 |  |  | CAGW | G-SG | 0 | 0 | 0 | 0 | 0 | 0 | 59.42% | 0 | 0 | 100% | 0 | 0 | PLNT | 0 | 0 | 0 | 0 | 0 | 0 | 0 | 0 | 0 | 389 | CAGW | 389.CAGW
1566 |  |  | SO | PTD | 515108.1183 | 259739.71 | 103561.5018 | 151806.9065 | 0 | 0 | 59.42% | 154335.8329 | 105403.8771 | 100% | 103561.5018 | 0 | PLNT | 21843.7576 | 71392.5546 | 34812.8052 | 3974.8608 | 19782.9282 | 0 | 0 | 0 | 0 | 389 | SO | 389.SO
1567 |  |  |  |  | 1693043.4398 | 259739.71 | 439628.6737 | 914566.0846 | 79108.9715 | 0 |  | 154335.8329 | 105403.8771 |  | 439628.6737 | 0 |  | 131598.4915 | 430106.9737 | 209730.9779 | 23946.6897 | 119182.9518 | 0 | 0 | 0 | 0 | 389 | NA | 389.NA1
1568 | [26 empty] | 389 | NA | 389.NA2
1569 | 390 | Structures and Improvements | [24 empty] | 390 | NA | 390.NA
1570 |  |  | S | G-SITUS | 13879283.72 | 0 | 4244866.9241 | 9634416.7959 | 0 | 0 | 59.42% | 0 | 0 | 100% | 4244866.9241 | 0 | PLNT | 1386312.8522 | 4530924.4691 | 2209392.727 | 252264.3181 | 1255522.4293 | 0 | 0 | 0 | 0 | 390 | S | 390.S
1571 |  |  | DGP | G-DGP | 0 | 0 | 0 | 0 | 0 | 0 | 59.42% | 0 | 0 | 100% | 0 | 0 | PLNT | 0 | 0 | 0 | 0 | 0 | 0 | 0 | 0 | 0 | 390 | DGP | 390.DGP
1572 |  |  | DGU | G-DGU | 0 | 0 | 0 | 0 | 0 | 0 | 59.42% | 0 | 0 | 100% | 0 | 0 | PLNT | 0 | 0 | 0 | 0 | 0 | 0 | 0 | 0 | 0 | 390 | DGU | 390.DGU
1573 |  |  | CN | CUST | 570594.232 | 0 | 0 | 0 | 570594.232 | 0 | 59.42% | 0 | 0 | 100% | 0 | 0 | CUST | 0 | 0 | 0 | 0 | 0 | 0 | 0 | 0 | 0 | 390 | CN | 390.CN
1574 |  |  | CAGW | G-SG | 749389.2043 | 311151.7739 | 438237.4304 | 0 | 0 | 0 | 59.42% | 184884.5838 | 126267.19 | 100% | 438237.4304 | 0 | PLNT | 0 | 0 | 0 | 0 | 0 | 0 | 0 | 0 | 0 | 390 | CAGW | 390.CAGW
1575 |  |  | JBG | G-SG | 5046.5983 | 2095.3838 | 2951.2145 | 0 | 0 | 0 | 59.42% | 1245.0649 | 850.3189 | 100% | 2951.2145 | 0 | PLNT | 0 | 0 | 0 | 0 | 0 | 0 | 0 | 0 | 0 | 390 | JBG | 390.JBG
1576 |  |  | SO | PTD | 6645128.1092 | 3350759.9404 | 1335990.2944 | 1958377.8744 | 0 | 0 | 59.42% | 1991002.1703 | 1359757.7701 | 100% | 1335990.2944 | 0 | PLNT | 281794.3706 | 920996.301 | 449100.9601 | 51277.5054 | 255208.7374 | 0 | 0 | 0 | 0 | 390 | SO | 390.SO
1577 |  |  |  |  | 21849441.8638 | 3664007.0981 | 6022045.8634 | 11592794.6703 | 570594.232 | 0 |  | 2177131.819 | 1486875.279 |  | 6022045.8634 | 0 |  | 1668107.2228 | 5451920.7701 | 2658493.6871 | 303541.8235 | 1510731.1668 | 0 | 0 | 0 | 0 | 390 | NA | 390.NA1
1578 | [26 empty] | 390 | NA | 390.NA2
1579 | 391 | Office Furniture & Equipment | [24 empty] | 391 | NA | 391.NA
1580 |  |  | S | G-SITUS | 376030.09 | 0 | 115005.7686 | 261024.3214 | 0 | 0 | 59.42% | 0 | 0 | 100% | 115005.7686 | 0 | PLNT | 37559.2399 | 122755.8979 | 59858.8632 | 6834.5727 | 34015.7476 | 0 | 0 | 0 | 0 | 391 | S | 391.S
1581 |  |  | SGP | G-DGP | 0 | 0 | 0 | 0 | 0 | 0 | 59.42% | 0 | 0 | 100% | 0 | 0 | PLNT | 0 | 0 | 0 | 0 | 0 | 0 | 0 | 0 | 0 | 391 | SGP | 391.SGP
1582 |  |  | SGU | G-DGU | 0 | 0 | 0 | 0 | 0 | 0 | 59.42% | 0 | 0 | 100% | 0 | 0 | PLNT | 0 | 0 | 0 | 0 | 0 | 0 | 0 | 0 | 0 | 391 | SGU | 391.SGU
1583 |  |  | CN | CUST | 388568.0288 | 0 | 0 | 0 | 388568.0288 | 0 | 59.42% | 0 | 0 | 100% | 0 | 0 | CUST | 0 | 0 | 0 | 0 | 0 | 0 | 0 | 0 | 0 | 391 | CN | 391.CN
1584 |  |  | CAGW | G-SG | 133038.3328 | 55238.4702 | 77799.8626 | 0 | 0 | 0 | 59.42% | 32822.3794 | 22416.0908 | 100% | 77799.8626 | 0 | PLNT | 0 | 0 | 0 | 0 | 0 | 0 | 0 | 0 | 0 | 391 | CAGW | 391.CAGW
1585 |  |  | SE | P | 0 | 0 | 0 | 0 | 0 | 0 | 59.42% | 0 | 0 | 100% | 0 | 0 | PLNT | 0 | 0 | 0 | 0 | 0 | 0 | 0 | 0 | 0 | 391 | SE | 391.SE
1586 |  |  | SO | PTD | 4195985.8236 | 2115796.8631 | 843594.923 | 1236594.0375 | 0 | 0 | 59.42% | 1257194.2548 | 858602.6083 | 100% | 843594.923 | 0 | PLNT | 177935.6492 | 581551.982 | 283579.3729 | 32378.561 | 161148.4725 | 0 | 0 | 0 | 0 | 391 | SO | 391.SO
1587 |  |  | JBG | G-SG | 38402.4434 | 15944.97 | 22457.4734 | 0 | 0 | 0 | 59.42% | 9474.4089 | 6470.5611 | 100% | 22457.4734 | 0 | PLNT | 0 | 0 | 0 | 0 | 0 | 0 | 0 | 0 | 0 | 391 | JBG | 391.JBG
1588 |  |  | JBE | P | 0 | 0 | 0 | 0 | 0 | 0 | 59.42% | 0 | 0 | 100% | 0 | 0 | PLNT | 0 | 0 | 0 | 0 | 0 | 0 | 0 | 0 | 0 | 391 | JBE | 391.JBE
1589 |  |  |  |  | 5132024.7186 | 2186980.3033 | 1058858.0275 | 1497618.3589 | 388568.0288 | 0 |  | 1299491.0431 | 887489.2602 |  | 1058858.0275 | 0 |  | 215494.8891 | 704307.8799 | 343438.2361 | 39213.1337 | 195164.2201 | 0 | 0 | 0 | 0 | 391 | NA | 391.NA1
1590 | [26 empty] | 391 | NA | 391.NA2
1591 | 392 | Transportation Equipment | [24 empty] | 392 | NA | 392.NA
1592 |  |  | S | G-SITUS | 5370178.65 | 0 | 1642425.8044 | 3727752.8456 | 0 | 0 | 59.42% | 0 | 0 | 100% | 1642425.8044 | 0 | PLNT | 536392.7874 | 1753107.3173 | 854859.2198 | 97606.2225 | 485787.2986 | 0 | 0 | 0 | 0 | 392 | S | 392.S
1593 |  |  | SO | PTD | 623707.5252 | 314500.2106 | 125395.2048 | 183812.1098 | 0 | 0 | 59.42% | 186874.2056 | 127626.0051 | 100% | 125395.2048 | 0 | PLNT | 26449.0416 | 86444.1308 | 42152.3323 | 4812.8743 | 23953.7308 | 0 | 0 | 0 | 0 | 392 | SO | 392.SO
1594 |  |  | CAGW | G-SG | 1288822.8037 | 535128.4743 | 753694.3294 | 0 | 0 | 0 | 59.42% | 317970.2434 | 217158.2309 | 100% | 753694.3294 | 0 | PLNT | 0 | 0 | 0 | 0 | 0 | 0 | 0 | 0 | 0 | 392 | CAGW | 392.CAGW
1595 |  |  | CN | CUST | 0 | 0 | 0 | 0 | 0 | 0 | 59.42% | 0 | 0 | 100% | 0 | 0 | CUST | 0 | 0 | 0 | 0 | 0 | 0 | 0 | 0 | 0 | 392 | CN | 392.CN
1596 |  |  | SG-U | G-DGU | 0 | 0 | 0 | 0 | 0 | 0 | 59.42% | 0 | 0 | 100% | 0 | 0 | PLNT | 0 | 0 | 0 | 0 | 0 | 0 | 0 | 0 | 0 | 392 | SG-U | 392.SG-U
1597 |  |  | SE | P | 0 | 0 | 0 | 0 | 0 | 0 | 59.42% | 0 | 0 | 100% | 0 | 0 | PLNT | 0 | 0 | 0 | 0 | 0 | 0 | 0 | 0 | 0 | 392 | SE | 392.SE
1598 |  |  | SGP | G-DGP | 0 | 0 | 0 | 0 | 0 | 0 | 59.42% | 0 | 0 | 100% | 0 | 0 | PLNT | 0 | 0 | 0 | 0 | 0 | 0 | 0 | 0 | 0 | 392 | SGP | 392.SGP
1599 |  |  | JBG | G-SG | 564115.734 | 234224.8998 | 329890.8342 | 0 | 0 | 0 | 59.42% | 139175.0803 | 95049.8195 | 100% | 329890.8342 | 0 | PLNT | 0 | 0 | 0 | 0 | 0 | 0 | 0 | 0 | 0 | 392 | JBG | 392.JBG
1600 |  |  | CAGE | P | 0 | 0 | 0 | 0 | 0 | 0 | 59.42% | 0 | 0 | 100% | 0 | 0 | PLNT | 0 | 0 | 0 | 0 | 0 | 0 | 0 | 0 | 0 | 392 | CAGE | 392.CAGE
1601 |  |  |  |  | 7846824.7129 | 1083853.5847 | 2851406.1727 | 3911564.9554 | 0 | 0 |  | 644019.5293 | 439834.0555 |  | 2851406.1727 | 0 |  | 562841.8289 | 1839551.4482 | 897011.5521 | 102419.0968 | 509741.0294 | 0 | 0 | 0 | 0 | 392 | NA | 392.NA1
1602 | [26 empty] | 392 | NA | 392.NA2
1603 | 393 | Stores Equipment | [24 empty] | 393 | NA | 393.NA
1604 |  |  | S | G-SITUS | 735616.12 | 0 | 224982.2541 | 510633.8659 | 0 | 0 | 59.42% | 0 | 0 | 100% | 224982.2541 | 0 | PLNT | 73475.9878 | 240143.5942 | 117100.0563 | 13370.2648 | 66543.9627 | 0 | 0 | 0 | 0 | 393 | S | 393.S
1605 |  |  | SG-P | G-DGP | 0 | 0 | 0 | 0 | 0 | 0 | 59.42% | 0 | 0 | 100% | 0 | 0 | PLNT | 0 | 0 | 0 | 0 | 0 | 0 | 0 | 0 | 0 | 393 | SG-P | 393.SG-P
1606 |  |  | SG-U | G-DGU | 0 | 0 | 0 | 0 | 0 | 0 | 59.42% | 0 | 0 | 100% | 0 | 0 | PLNT | 0 | 0 | 0 | 0 | 0 | 0 | 0 | 0 | 0 | 393 | SG-U | 393.SG-U
1607 |  |  | SO | PTD | 17481.4862 | 8814.9186 | 3514.6193 | 5151.9482 | 0 | 0 | 59.42% | 5237.7736 | 3577.145 | 100% | 3514.6193 | 0 | PLNT | 741.3227 | 2422.8854 | 1181.4599 | 134.8969 | 671.3833 | 0 | 0 | 0 | 0 | 393 | SO | 393.SO
1608 |  |  | CAGW | G-SG | 168265.4105 | 69865.0056 | 98400.4049 | 0 | 0 | 0 | 59.42% | 41513.3821 | 28351.6235 | 100% | 98400.4049 | 0 | PLNT | 0 | 0 | 0 | 0 | 0 | 0 | 0 | 0 | 0 | 393 | CAGW | 393.CAGW
1609 |  |  | JBG | G-SG | 156031.6312 | 64785.4527 | 91246.1785 | 0 | 0 | 0 | 59.42% | 38495.1412 | 26290.3115 | 100% | 91246.1785 | 0 | PLNT | 0 | 0 | 0 | 0 | 0 | 0 | 0 | 0 | 0 | 393 | JBG | 393.JBG
1610 |  |  |  |  | 1077394.6479 | 143465.3769 | 418143.4569 | 515785.8141 | 0 | 0 |  | 85246.2969 | 58219.08 |  | 418143.4569 | 0 |  | 74217.3105 | 242566.4797 | 118281.5162 | 13505.1617 | 67215.346 | 0 | 0 | 0 | 0 | 393 | NA | 393.NA1
1611 | [26 empty] | 393 | NA | 393.NA2
1612 | 394 | Tools, Shop & Garage Equipment | [24 empty] | 394 | NA | 394.NA
1613 |  |  | S | G-SITUS | 2783033.76 | 0 | 851168.4173 | 1931865.3427 | 0 | 0 | 59.42% | 0 | 0 | 100% | 851168.4173 | 0 | PLNT | 277979.4367 | 908527.8474 | 443021.0285 | 50583.3102 | 251753.72 | 0 | 0 | 0 | 0 | 394 | S | 394.S
1614 |  |  | SG-P | G-DGP | 0 | 0 | 0 | 0 | 0 | 0 | 59.42% | 0 | 0 | 100% | 0 | 0 | PLNT | 0 | 0 | 0 | 0 | 0 | 0 | 0 | 0 | 0 | 394 | SG-P | 394.SG-P
1615 |  |  | CAGW | G-SG | 626909.1279 | 260297.1674 | 366611.9604 | 0 | 0 | 0 | 59.42% | 154667.0709 | 105630.0965 | 100% | 366611.9604 | 0 | PLNT | 0 | 0 | 0 | 0 | 0 | 0 | 0 | 0 | 0 | 394 | CAGW | 394.CAGW
1616 |  |  | SO | PTD | 204669.6437 | 103203.2538 | 41148.4403 | 60317.9495 | 0 | 0 | 59.42% | 61322.7763 | 41880.4775 | 100% | 41148.4403 | 0 | PLNT | 8679.2538 | 28366.6442 | 13832.2892 | 1579.3448 | 7860.4175 | 0 | 0 | 0 | 0 | 394 | SO | 394.SO
1617 |  |  | SE | P | 0 | 0 | 0 | 0 | 0 | 0 | 59.42% | 0 | 0 | 100% | 0 | 0 | PLNT | 0 | 0 | 0 | 0 | 0 | 0 | 0 | 0 | 0 | 394 | SE | 394.SE
1618 |  |  | SG-U | G-DGU | 0 | 0 | 0 | 0 | 0 | 0 | 59.42% | 0 | 0 | 100% | 0 | 0 | PLNT | 0 | 0 | 0 | 0 | 0 | 0 | 0 | 0 | 0 | 394 | SG-U | 394.SG-U
1619 |  |  | JBG | G-SG | 663222.5518 | 275374.7616 | 387847.7902 | 0 | 0 | 0 | 59.42% | 163626.0901 | 111748.6715 | 100% | 387847.7902 | 0 | PLNT | 0 | 0 | 0 | 0 | 0 | 0 | 0 | 0 | 0 | 394 | JBG | 394.JBG
1620 |  |  | CAGE | P | 0 | 0 | 0 | 0 | 0 | 0 | 59.42% | 0 | 0 | 100% | 0 | 0 | PLNT | 0 | 0 | 0 | 0 | 0 | 0 | 0 | 0 | 0 | 394 | CAGE | 394.CAGE
1621 |  |  |  |  | 4277835.0833 | 638875.1829 | 1646776.6083 | 1992183.2922 | 0 | 0 |  | 379615.9373 | 259259.2455 |  | 1646776.6083 | 0 |  | 286658.6905 | 936894.4916 | 456853.3177 | 52162.655 | 259614.1375 | 0 | 0 | 0 | 0 | 394 | NA | 394.NA1
1622 | [26 empty] | 394 | NA | 394.NA2
1623 | 395 | Laboratory Equipment |  |  | 0 | [21 empty] | 395 | NA | 395.NA
1624 |  |  | S | G-SITUS | 1286977.21 | 0 | 393611.5942 | 893365.6158 | 0 | 0 | 59.42% | 0 | 0 | 100% | 393611.5942 | 0 | PLNT | 128547.9195 | 420136.7052 | 204869.2242 | 23391.5838 | 116420.1832 | 0 | 0 | 0 | 0 | 395 | S | 395.S
1625 |  |  | SGP | G-DGP | 0 | 0 | 0 | 0 | 0 | 0 | 59.42% | 0 | 0 | 100% | 0 | 0 | PLNT | 0 | 0 | 0 | 0 | 0 | 0 | 0 | 0 | 0 | 395 | SGP | 395.SGP
1626 |  |  | SGU | G-DGU | 0 | 0 | 0 | 0 | 0 | 0 | 59.42% | 0 | 0 | 100% | 0 | 0 | PLNT | 0 | 0 | 0 | 0 | 0 | 0 | 0 | 0 | 0 | 395 | SGU | 395.SGU
1627 |  |  | SO | PTD | 318799.9634 | 160752.6791 | 64094.1228 | 93953.1615 | 0 | 0 | 59.42% | 95518.3118 | 65234.3672 | 100% | 64094.1228 | 0 | PLNT | 13519.0825 | 44184.7895 | 21545.6147 | 2460.0379 | 12243.637 | 0 | 0 | 0 | 0 | 395 | SO | 395.SO
1628 |  |  | SE | P | 0 | 0 | 0 | 0 | 0 | 0 | 59.42% | 0 | 0 | 100% | 0 | 0 | PLNT | 0 | 0 | 0 | 0 | 0 | 0 | 0 | 0 | 0 | 395 | SE | 395.SE
1629 |  |  | CAGW | G-SG | 301466.5828 | 125171.0879 | 176295.4948 | 0 | 0 | 0 | 59.42% | 74375.9363 | 50795.1517 | 100% | 176295.4948 | 0 | PLNT | 0 | 0 | 0 | 0 | 0 | 0 | 0 | 0 | 0 | 395 | CAGW | 395.CAGW
1630 |  |  | JBG | G-SG | 57731.5428 | 23970.5508 | 33760.9921 | 0 | 0 | 0 | 59.42% | 14243.1626 | 9727.3882 | 100% | 33760.9921 | 0 | PLNT | 0 | 0 | 0 | 0 | 0 | 0 | 0 | 0 | 0 | 395 | JBG | 395.JBG
1631 |  |  | CAGE | P | 0 | 0 | 0 | 0 | 0 | 0 | 59.42% | 0 | 0 | 100% | 0 | 0 | PLNT | 0 | 0 | 0 | 0 | 0 | 0 | 0 | 0 | 0 | 395 | CAGE | 395.CAGE
1632 |  |  |  |  | 1964975.299 | 309894.3177 | 667762.2038 | 987318.7774 | 0 | 0 |  | 184137.4107 | 125756.9071 |  | 667762.2038 | 0 |  | 142067.002 | 464321.4947 | 226414.8388 | 25851.6217 | 128663.8202 | 0 | 0 | 0 | 0 | 395 | NA | 395.NA1
1633 | [26 empty] | 395 | NA | 395.NA2
1634 | 396 | Power Operated Equipment | [24 empty] | 396 | NA | 396.NA
1635 |  |  | S | G-SITUS | 8720370.33 | 0 | 2667054.8947 | 6053315.4353 | 0 | 0 | 59.42% | 0 | 0 | 100% | 2667054.8947 | 0 | PLNT | 871022 | 2846785.1876 | 1388164.0561 | 158497.9686 | 788846.2231 | 0 | 0 | 0 | 0 | 396 | S | 396.S
1636 |  |  | SG-P | G-DGP | 0 | 0 | 0 | 0 | 0 | 0 | 59.42% | 0 | 0 | 100% | 0 | 0 | PLNT | 0 | 0 | 0 | 0 | 0 | 0 | 0 | 0 | 0 | 396 | SG-P | 396.SG-P
1637 |  |  | CAGW | G-SG | 742930.3649 | 308470.0174 | 434460.3475 | 0 | 0 | 0 | 59.42% | 183291.0996 | 125178.9178 | 100% | 434460.3475 | 0 | PLNT | 0 | 0 | 0 | 0 | 0 | 0 | 0 | 0 | 0 | 396 | CAGW | 396.CAGW
1638 |  |  | SO | PTD | 321910.0558 | 162320.9217 | 64719.4009 | 94869.7332 | 0 | 0 | 59.42% | 96450.1525 | 65870.7691 | 100% | 64719.4009 | 0 | PLNT | 13650.9696 | 44615.8397 | 21755.8056 | 2484.0371 | 12363.0813 | 0 | 0 | 0 | 0 | 396 | SO | 396.SO
1639 |  |  | SG-U | G-DGU | 0 | 0 | 0 | 0 | 0 | 0 | 59.42% | 0 | 0 | 100% | 0 | 0 | PLNT | 0 | 0 | 0 | 0 | 0 | 0 | 0 | 0 | 0 | 396 | SG-U | 396.SG-U
1640 |  |  | SE | P | 0 | 0 | 0 | 0 | 0 | 0 | 59.42% | 0 | 0 | 100% | 0 | 0 | PLNT | 0 | 0 | 0 | 0 | 0 | 0 | 0 | 0 | 0 | 396 | SE | 396.SE
1641 |  |  | JBG | G-SG | 2266290.7537 | 940980.1797 | 1325310.574 | 0 | 0 | 0 | 59.42% | 559124.9786 | 381855.2011 | 100% | 1325310.574 | 0 | PLNT | 0 | 0 | 0 | 0 | 0 | 0 | 0 | 0 | 0 | 396 | JBG | 396.JBG
1642 |  |  | CAGE | G-SG | 0 | 0 | 0 | 0 | 0 | 0 | 59.42% | 0 | 0 | 100% | 0 | 0 | PLNT | 0 | 0 | 0 | 0 | 0 | 0 | 0 | 0 | 0 | 396 | CAGE | 396.CAGE
1643 |  |  |  |  | 12051501.5044 | 1411771.1188 | 4491545.2171 | 6148185.1685 | 0 | 0 |  | 838866.2308 | 572904.888 |  | 4491545.2171 | 0 |  | 884672.9696 | 2891401.0273 | 1409919.8616 | 160982.0057 | 801209.3044 | 0 | 0 | 0 | 0 | 396 | NA | 396.NA1
1644 | [26 empty] | 396 | NA | 396.NA2
1645 | 397 | Communication Equipment | [24 empty] | 397 | NA | 397.NA
1646 |  |  | S | G-SITUS | 13709486.05 | 0 | 4192935.677 | 9516550.373 | 0 | 0 | 59.42% | 0 | 0 | 100% | 4192935.677 | 0 | PLNT | 1369352.8493 | 4475493.6246 | 2182363.2531 | 249178.1435 | 1240162.5025 | 0 | 0 | 0 | 0 | 397 | S | 397.S
1647 |  |  | SGP | G-DGP | 0 | 0 | 0 | 0 | 0 | 0 | 59.42% | 0 | 0 | 100% | 0 | 0 | PLNT | 0 | 0 | 0 | 0 | 0 | 0 | 0 | 0 | 0 | 397 | SGP | 397.SGP
1648 |  |  | SGU | G-DGU | 0 | 0 | 0 | 0 | 0 | 0 | 59.42% | 0 | 0 | 100% | 0 | 0 | PLNT | 0 | 0 | 0 | 0 | 0 | 0 | 0 | 0 | 0 | 397 | SGU | 397.SGU
1649 |  |  | SO | PTD | 6551912.1265 | 3303756.4251 | 1317249.3994 | 1930906.302 | 0 | 0 | 59.42% | 1963072.9534 | 1340683.4717 | 100% | 1317249.3994 | 0 | PLNT | 277841.4386 | 908076.8247 | 442801.0985 | 50558.199 | 251628.7413 | 0 | 0 | 0 | 0 | 397 | SO | 397.SO
1650 |  |  | CN | CUST | 269784.7503 | 0 | 0 | 0 | 269784.7503 | 0 | 59.42% | 0 | 0 | 100% | 0 | 0 | PLNT | 0 | 0 | 0 | 0 | 0 | 0 | 0 | 0 | 0 | 397 | CN | 397.CN
1651 |  |  | CAGW | G-SG | 11465971.8134 | 4760753.7557 | 6705218.0577 | 0 | 0 | 0 | 59.42% | 2828812.3376 | 1931941.4181 | 100% | 6705218.0577 | 0 | PLNT | 0 | 0 | 0 | 0 | 0 | 0 | 0 | 0 | 0 | 397 | CAGW | 397.CAGW
1652 |  |  | SE | P | 0 | 0 | 0 | 0 | 0 | 0 | 59.42% | 0 | 0 | 100% | 0 | 0 | PLNT | 0 | 0 | 0 | 0 | 0 | 0 | 0 | 0 | 0 | 397 | SE | 397.SE
1653 |  |  | JBG | P | 1087577.4785 | 1087577.4785 | 0 | 0 | 0 | 0 | 59.42% | 646232.2454 | 441345.2331 | 100% | 0 | 0 | PLNT | 0 | 0 | 0 | 0 | 0 | 0 | 0 | 0 | 0 | 397 | JBG | 397.JBG
1654 |  |  | SG | G-SG | 11366.5474 | 4719.472 | 6647.0754 | 0 | 0 | 0 | 59.42% | 2804.283 | 1915.1891 | 100% | 6647.0754 | 0 | PLNT | 0 | 0 | 0 | 0 | 0 | 0 | 0 | 0 | 0 | 397 | SG | 397.SG
1655 |  |  | JBE | G-SG | 0 | 0 | 0 | 0 | 0 | 0 | 59.42% | 0 | 0 | 100% | 0 | 0 | PLNT | 0 | 0 | 0 | 0 | 0 | 0 | 0 | 0 | 0 | 397 | JBE | 397.JBE
1656 |  |  |  |  | 33096098.7661 | 9156807.1313 | 12222050.2095 | 11447456.675 | 269784.7503 | 0 |  | 5440921.8194 | 3715885.3119 |  | 12222050.2095 | 0 |  | 1647194.2879 | 5383570.4493 | 2625164.3516 | 299736.3425 | 1491791.2437 | 0 | 0 | 0 | 0 | 397 | NA | 397.NA1
1657 | [26 empty] | 397 | NA | 397.NA2
1658 | 398 | Misc. Equipment | [24 empty] | 398 | NA | 398.NA
1659 |  |  | S | G-SITUS | 183867.35 | 0 | 56234.3452 | 127633.0048 | 0 | 0 | 59.42% | 0 | 0 | 100% | 56234.3452 | 0 | PLNT | 18365.3332 | 60023.9243 | 29269.1751 | 3341.8995 | 16632.6726 | 0 | 0 | 0 | 0 | 398 | S | 398.S
1660 |  |  | SGP | G-DGP | 0 | 0 | 0 | 0 | 0 | 0 | 59.42% | 0 | 0 | 100% | 0 | 0 | PLNT | 0 | 0 | 0 | 0 | 0 | 0 | 0 | 0 | 0 | 398 | SGP | 398.SGP
1661 |  |  | SGU | G-DGU | 0 | 0 | 0 | 0 | 0 | 0 | 59.42% | 0 | 0 | 100% | 0 | 0 | PLNT | 0 | 0 | 0 | 0 | 0 | 0 | 0 | 0 | 0 | 398 | SGU | 398.SGU
1662 |  |  | CN | CUST | 5145.9474 | 0 | 0 | 0 | 5145.9474 | 0 | 59.42% | 0 | 0 | 100% | 0 | 0 | CUST | 0 | 0 | 0 | 0 | 0 | 0 | 0 | 0 | 0 | 398 | CN | 398.CN
1663 |  |  | SO | PTD | 165758.2796 | 83582.4674 | 33325.385 | 48850.4273 | 0 | 0 | 59.42% | 49664.2185 | 33918.2488 | 100% | 33325.385 | 0 | PLNT | 7029.1722 | 22973.6372 | 11202.5233 | 1279.0831 | 6366.0114 | 0 | 0 | 0 | 0 | 398 | SO | 398.SO
1664 |  |  | SE | P | 0 | 0 | 0 | 0 | 0 | 0 | 59.42% | 0 | 0 | 100% | 0 | 0 | PLNT | 0 | 0 | 0 | 0 | 0 | 0 | 0 | 0 | 0 | 398 | SE | 398.SE
1665 |  |  | CAGW | G-SG | 90894.1487 | 37739.9026 | 53154.246 | 0 | 0 | 0 | 59.42% | 22424.8318 | 15315.0708 | 100% | 53154.246 | 0 | PLNT | 0 | 0 | 0 | 0 | 0 | 0 | 0 | 0 | 0 | 398 | CAGW | 398.CAGW
1666 |  |  | JBG | G-SG | 35542.9511 | 14757.6883 | 20785.2628 | 0 | 0 | 0 | 59.42% | 8768.933 | 5988.7553 | 100% | 20785.2628 | 0 | PLNT | 0 | 0 | 0 | 0 | 0 | 0 | 0 | 0 | 0 | 398 | JBG | 398.JBG
1667 |  |  |  |  | 481208.6767 | 136080.0582 | 163499.2391 | 176483.432 | 5145.9474 | 0 |  | 80857.9833 | 55222.0749 |  | 163499.2391 | 0 |  | 25394.5055 | 82997.5615 | 40471.6984 | 4620.9826 | 22998.684 | 0 | 0 | 0 | 0 | 398 | NA | 398.NA1
1668 | [26 empty] | 398 | NA | 398.NA2
1669 | 399 | Coal Mine | [24 empty] | 399 | NA | 399.NA
1670 |  |  | SE-P | P | 0 | 0 | 0 | 0 | 0 | 0 | 59.42% | 0 | 0 | 100% | 0 | 0 | ZERO | 0 | 0 | 0 | 0 | 0 | 0 | 0 | 0 | 0 | 399 | SE-P | 399.SE-P
1671 | MP |  | JBE | P | 69827902.2438 | 69827902.2438 | 0 | 0 | 0 | 0 | 59.42% | 41491335.514 | 28336566.7298 | 100% | 0 | 0 | ZERO | 0 | 0 | 0 | 0 | 0 | 0 | 0 | 0 | 0 | MP | JBE | MP.JBE
1672 |  |  | SE-U | P | 0 | 0 | 0 | 0 | 0 | 0 | 59.42% | 0 | 0 | 100% | 0 | 0 | ZERO | 0 | 0 | 0 | 0 | 0 | 0 | 0 | 0 | 0 | MP | SE-U | MP.SE-U
1673 | [26 empty] | MP | NA | MP.NA
1674 |  |  |  |  | 69827902.2438 | 69827902.2438 | 0 | 0 | 0 | 0 |  | 41491335.514 | 28336566.7298 |  | 0 | 0 |  | 0 | 0 | 0 | 0 | 0 | 0 | 0 | 0 | 0 | MP | NA | MP.NA1
1675 | [26 empty] | MP | NA | MP.NA2
1676 | 399L | WIDCO Capital Lease | [24 empty] | 399L | NA | 399L.NA
1677 |  |  | SE-P | P | 0 | 0 | 0 | 0 | 0 | 0 | 59.42% | 0 | 0 | 100% | 0 | 0 | PLNT | 0 | 0 | 0 | 0 | 0 | 0 | 0 | 0 | 0 | 399L | SE-P | 399L.SE-P
1678 |  |  |  |  | 0 | 0 | 0 | 0 | 0 | 0 |  | 0 | 0 |  | 0 | 0 |  | 0 | 0 | 0 | 0 | 0 | 0 | 0 | 0 | 0 | 399L | NA | 399L.NA1
1679 | [26 empty] | 399L | NA | 399L.NA2
1680 |  | Remove Remaining Capital Leases |  | P | 0 | 0 | 0 | 0 | 0 | 0 | 59.42% | 0 | 0 | 100% | 0 | 0 | PLNT | 0 | 0 | 0 | 0 | 0 | 0 | 0 | 0 | 0 | 399L | NA | 399L.NA3
1681 |  |  |  |  | 0 | 0 | 0 | 0 | 0 | 0 |  | 0 | 0 |  | 0 | 0 |  | 0 | 0 | 0 | 0 | 0 | 0 | 0 | 0 | 0 | 399L | NA | 399L.NA4
1682 | [26 empty] | 399L | NA | 399L.NA5
1683 | 1011390 | General Capital Leases | [24 empty] | 1011390 | NA | 1011390.NA
1684 | [26 empty] | 1011390 | NA | 1011390.NA1
1685 |  |  | S | G-SITUS | 0 | 0 | 0 | 0 | 0 | 0 | 59.42% | 0 | 0 | 100% | 0 | 0 | PLNT | 0 | 0 | 0 | 0 | 0 | 0 | 0 | 0 | 0 | 1011390 | S | 1011390.S
1686 |  |  | CAGW | P | 786711.7528 | 786711.7528 | 0 | 0 | 0 | 0 | 59.42% | 467459.5719 | 319252.1809 | 100% | 0 | 0 | PLNT | 0 | 0 | 0 | 0 | 0 | 0 | 0 | 0 | 0 | 1011390 | CAGW | 1011390.CAGW
1687 |  |  | SO | PTD | -110492.7649 | -55715.2134 | -22214.359 | -32563.1925 | 0 | 0 | 59.42% | -33105.6574 | -22609.5559 | 100% | -22214.359 | 0 | PLNT | -4685.5739 | -15313.9904 | -7467.4869 | -852.6236 | -4243.5177 | 0 | 0 | 0 | 0 | 1011390 | SO | 1011390.SO
1688 |  |  |  |  | 676218.9879 | 730996.5395 | -22214.359 | -32563.1925 | 0 | 0 |  | 434353.9145 | 296642.625 |  | -22214.359 | 0 |  | -4685.5739 | -15313.9904 | -7467.4869 | -852.6236 | -4243.5177 | 0 | 0 | 0 | 0 | 1011390 | NA | 1011390.NA2
1689 | [26 empty] | 1011390 | NA | 1011390.NA3
1690 |  | Remove Capital Leases |  |  | -676218.9879 | -730996.5395 | 22214.359 | 32563.1925 | 0 | 0 | 59.42% | -434353.9145 | -296642.625 | 100% | 22214.359 | 0 |  | 4685.5739 | 15313.9904 | 7467.4869 | 852.6236 | 4243.5177 | 0 | 0 | 0 | 0 | 1011390 | NA | 1011390.NA4
1691 | [26 empty] | 1011390 | NA | 1011390.NA5
1692 | [26 empty] | 1011390 | NA | 1011390.NA6
1693 | 392L | General Vehicles Capital Leases | [24 empty] | 392L | NA | 392L.NA
1694 |  |  | SO-P | PTD | 0 | 0 | 0 | 0 | 0 | 0 | 59.42% | 0 | 0 | 100% | 0 | 0 | PLNT | 0 | 0 | 0 | 0 | 0 | 0 | 0 | 0 | 0 | 392L | SO-P | 392L.SO-P
1695 |  |  |  |  | 0 | 0 | 0 | 0 | 0 | 0 |  | 0 | 0 |  | 0 | 0 |  | 0 | 0 | 0 | 0 | 0 | 0 | 0 | 0 | 0 | 392L | NA | 392L.NA1
1696 | [26 empty] | 392L | NA | 392L.NA2
1697 |  | Remove Capital Leases |  | LABOR | 0 | 0 | 0 | 0 | 0 | 0 | 59.42% | 0 | 0 | 100% | 0 | 0 | PLNT | 0 | 0 | 0 | 0 | 0 | 0 | 0 | 0 | 0 | 392L | NA | 392L.NA3
1698 |  |  |  |  | 0 | 0 | 0 | 0 | 0 | 0 |  | 0 | 0 |  | 0 | 0 |  | 0 | 0 | 0 | 0 | 0 | 0 | 0 | 0 | 0 | 392L | NA | 392L.NA4
1699 | [26 empty] | 392L | NA | 392L.NA5
1700 | GP | Unclassified Gen Plant - Acct 300 | [24 empty] | GP | NA | GP.NA
1701 |  |  | S | G-SITUS | 0 | 0 | 0 | 0 | 0 | 0 | 59.42% | 0 | 0 | 100% | 0 | 0 | PLNT | 0 | 0 | 0 | 0 | 0 | 0 | 0 | 0 | 0 | GP | S | GP.S
1702 |  |  | SO | PTD | 1075277.5208 | 542201.2612 | 216182.4886 | 316893.771 | 0 | 0 | 59.42% | 322172.8524 | 220028.4088 | 100% | 216182.4886 | 0 | PLNT | 45598.3914 | 149030.4781 | 72671.0093 | 8297.4396 | 41296.4527 | 0 | 0 | 0 | 0 | GP | SO | GP.SO
1703 |  |  | CN | CUST | 0 | 0 | 0 | 0 | 0 | 0 | 59.42% | 0 | 0 | 100% | 0 | 0 | CUST | 0 | 0 | 0 | 0 | 0 | 0 | 0 | 0 | 0 | GP | CN | GP.CN
1704 |  |  | SG | G-SG | -13465.9377 | -5591.1539 | -7874.7838 | 0 | 0 | 0 | 59.42% | -3322.2313 | -2268.9226 | 100% | -7874.7838 | 0 | PLNT | 0 | 0 | 0 | 0 | 0 | 0 | 0 | 0 | 0 | GP | SG | GP.SG
1705 |  |  | SGP | G-DGP | 0 | 0 | 0 | 0 | 0 | 0 | 59.42% | 0 | 0 | 100% | 0 | 0 | PLNT | 0 | 0 | 0 | 0 | 0 | 0 | 0 | 0 | 0 | GP | SGP | GP.SGP
1706 |  |  | SGU | G-DGU | 0 | 0 | 0 | 0 | 0 | 0 | 59.42% | 0 | 0 | 100% | 0 | 0 | PLNT | 0 | 0 | 0 | 0 | 0 | 0 | 0 | 0 | 0 | GP | SGU | GP.SGU
1707 |  |  |  |  | 1061811.5831 | 536610.1072 | 208307.7048 | 316893.771 | 0 | 0 |  | 318850.6211 | 217759.4862 |  | 208307.7048 | 0 |  | 45598.3914 | 149030.4781 | 72671.0093 | 8297.4396 | 41296.4527 | 0 | 0 | 0 | 0 | GP | NA | GP.NA1
1708 | [26 empty] | GP | NA | GP.NA2
1709 | 399G | Unclassified Gen Plant - Acct 300 | [24 empty] | 399G | NA | 399G.NA
1710 |  |  | S | G-SITUS | 0 | 0 | 0 | 0 | 0 | 0 | 59.42% | 0 | 0 | 100% | 0 | 0 | PLNT | 0 | 0 | 0 | 0 | 0 | 0 | 0 | 0 | 0 | 399G | S | 399G.S
1711 |  |  | SO | PTD | 0 | 0 | 0 | 0 | 0 | 0 | 59.42% | 0 | 0 | 100% | 0 | 0 | PLNT | 0 | 0 | 0 | 0 | 0 | 0 | 0 | 0 | 0 | 399G | SO | 399G.SO
1712 |  |  | SG | G-SG | 0 | 0 | 0 | 0 | 0 | 0 | 59.42% | 0 | 0 | 100% | 0 | 0 | PLNT | 0 | 0 | 0 | 0 | 0 | 0 | 0 | 0 | 0 | 399G | SG | 399G.SG
1713 |  |  | SG-P | G-DGP | 0 | 0 | 0 | 0 | 0 | 0 | 59.42% | 0 | 0 | 100% | 0 | 0 | PLNT | 0 | 0 | 0 | 0 | 0 | 0 | 0 | 0 | 0 | 399G | SG-P | 399G.SG-P
1714 |  |  | SG-U | G-DGU | 0 | 0 | 0 | 0 | 0 | 0 | 59.42% | 0 | 0 | 100% | 0 | 0 | PLNT | 0 | 0 | 0 | 0 | 0 | 0 | 0 | 0 | 0 | 399G | SG-U | 399G.SG-U
1715 |  |  |  |  | 0 | 0 | 0 | 0 | 0 | 0 |  | 0 | 0 |  | 0 | 0 |  | 0 | 0 | 0 | 0 | 0 | 0 | 0 | 0 | 0 | 399G | NA | 399G.NA1
1716 | [26 empty] | 399G | NA | 399G.NA2
1717 | TOTAL GENERAL PLANT |  |  |  | 160360062.5394 | 89355986.233 | 30190023.3769 | 39500850.9995 | 1313201.93 | 0 | 59.42% | 53094810.0378 | 36261176.1951 |  | 30190023.3769 | 0 |  | 5683845.5896 | 18576669.054 | 9058451.0469 | 1034276.9525 | 5147608.3565 | 0 | 0 | 0 | 0 | TOTAL GENERAL PLANT | NA | TOTAL GENERAL PLANT.NA
1718 | [26 empty] | TOTAL GENERAL PLANT | NA | TOTAL GENERAL PLANT.NA1
1719 | 301 | Organization | [24 empty] | 301 | NA | 301.NA
1720 |  |  | S | I-SITUS | 0 | 0 | 0 | 0 | 0 | 0 | 59.42% | 0 | 0 | 100% | 0 | 0 | PLNT | 0 | 0 | 0 | 0 | 0 | 0 | 0 | 0 | 0 | 301 | S | 301.S
1721 |  |  | SO | PTD | 0 | 0 | 0 | 0 | 0 | 0 | 59.42% | 0 | 0 | 100% | 0 | 0 | PLNT | 0 | 0 | 0 | 0 | 0 | 0 | 0 | 0 | 0 | 301 | SO | 301.SO
1722 |  |  | SG/CAGE/CAGW | I-SG | 0 | 0 | 0 | 0 | 0 | 0 | 59.42% | 0 | 0 | 100% | 0 | 0 | PLNT | 0 | 0 | 0 | 0 | 0 | 0 | 0 | 0 | 0 | 301 | SG/CAGE/CAGW | 301.SG/CAGE/CAGW
1723 |  |  |  |  | 0 | 0 | 0 | 0 | 0 | 0 |  | 0 | 0 |  | 0 | 0 |  | 0 | 0 | 0 | 0 | 0 | 0 | 0 | 0 | 0 | 301 | NA | 301.NA1
1724 | 302 | Franchise & Consent | [24 empty] | 302 | NA | 302.NA
1725 |  |  | S | I-SITUS | 0 | 0 | 0 | 0 | 0 | 0 | 59.42% | 0 | 0 | 100% | 0 | 0 | PLNT | 0 | 0 | 0 | 0 | 0 | 0 | 0 | 0 | 0 | 302 | S | 302.S
1726 |  |  | CAGW1 | I-SG | 40820777.4823 | 34021064.106 | 6799713.3762 | 0 | 0 | 0 | 59.42% | 20215119.4581 | 13805944.6479 | 100% | 6799713.3762 | 0 | PLNT | 0 | 0 | 0 | 0 | 0 | 0 | 0 | 0 | 0 | 302 | CAGW1 | 302.CAGW1
1727 |  |  | DGP | I-DGP | 0 | 0 | 0 | 0 | 0 | 0 | 59.42% | 0 | 0 | 100% | 0 | 0 | PLNT | 0 | 0 | 0 | 0 | 0 | 0 | 0 | 0 | 0 | 302 | DGP | 302.DGP
1728 |  |  | DGU | I-DGU | 0 | 0 | 0 | 0 | 0 | 0 | 59.42% | 0 | 0 | 100% | 0 | 0 | PLNT | 0 | 0 | 0 | 0 | 0 | 0 | 0 | 0 | 0 | 302 | DGU | 302.DGU
1729 |  |  |  |  | 40820777.4823 | 34021064.106 | 6799713.3762 | 0 | 0 | 0 |  | 20215119.4581 | 13805944.6479 |  | 6799713.3762 | 0 |  | 0 | 0 | 0 | 0 | 0 | 0 | 0 | 0 | 0 | 302 | NA | 302.NA1
1730 | [26 empty] | 302 | NA | 302.NA2
1731 | 303 | Miscellaneous Intangible Plant | [24 empty] | 303 | NA | 303.NA
1732 |  |  | S | I-SITUS | 2036363.08 | 6515684.2119 | -2683088.5967 | -1796232.5352 | 0 | 0 | 59.42% | 3871581.8613 | 2644102.3506 | 100% | -2683088.5967 | 0 | PLNT | -258462.998 | -844741.7336 | -411917.3151 | -47031.9465 | -234078.542 | 0 | 0 | 0 | 0 | 303 | S | 303.S
1733 |  |  | CAGW | I-SG | 17315136.0895 | 14430870.533 | 2884265.5564 | 0 | 0 | 0 | 59.42% | 8574739.7789 | 5856130.7542 | 100% | 2884265.5564 | 0 | PLNT | 0 | 0 | 0 | 0 | 0 | 0 | 0 | 0 | 0 | 303 | CAGW | 303.CAGW
1734 |  |  | SO | PTD | 26840951.8119 | 13534364.5172 | 5396322.0156 | 7910265.2791 | 0 | 0 | 59.42% | 8042041.0911 | 5492323.4261 | 100% | 5396322.0156 | 0 | PLNT | 1138221.7163 | 3720081.378 | 1814005.2425 | 207119.7166 | 1030837.2256 | 0 | 0 | 0 | 0 | 303 | SO | 303.SO
1735 |  |  | SG | I-SG | 131151.8779 | 109305.2783 | 21846.5995 | 0 | 0 | 0 | 59.42% | 64948.564 | 44356.7144 | 100% | 21846.5995 | 0 | PLNT | 0 | 0 | 0 | 0 | 0 | 0 | 0 | 0 | 0 | 303 | SG | 303.SG
1736 |  |  | CN | CUST | 11454227.3726 | 0 | 0 | 0 | 11454227.3726 | 0 | 59.42% | 0 | 0 | 100% | 0 | 0 | CUST | 0 | 0 | 0 | 0 | 0 | 0 | 0 | 0 | 0 | 303 | CN | 303.CN
1737 |  |  | DGU | I-DGU | 0 | 0 | 0 | 0 | 0 | 0 | 59.42% | 0 | 0 | 100% | 0 | 0 | PLNT | 0 | 0 | 0 | 0 | 0 | 0 | 0 | 0 | 0 | 303 | DGU | 303.DGU
1738 |  |  | DGP | I-DGP | 0 | 0 | 0 | 0 | 0 | 0 | 59.42% | 0 | 0 | 100% | 0 | 0 | PLNT | 0 | 0 | 0 | 0 | 0 | 0 | 0 | 0 | 0 | 303 | DGP | 303.DGP
1739 |  |  | JBG | I-SG | 479142.4941 | 399329.4228 | 79813.0714 | 0 | 0 | 0 | 59.42% | 237279.2326 | 162050.1901 | 100% | 79813.0714 | 0 | PLNT | 0 | 0 | 0 | 0 | 0 | 0 | 0 | 0 | 0 | 303 | JBG | 303.JBG
1740 |  |  |  |  | 58256972.726 | 34989553.9633 | 5699158.6463 | 6114032.7439 | 11454227.3726 | 0 |  | 20790590.5279 | 14198963.4354 |  | 5699158.6463 | 0 |  | 879758.7183 | 2875339.6444 | 1402087.9274 | 160087.7701 | 796758.6836 | 0 | 0 | 0 | 0 | 303 | NA | 303.NA1
1741 | 303 | Less Non-Utility Plant | [24 empty] | 303 | NA | 303.NA2
1742 |  |  | DOTH | I-SITUS | 0 | 0 | 0 | 0 | 0 | 0 | 59.42% | 0 | 0 | 100% | 0 | 0 | PLNT | 0 | 0 | 0 | 0 | 0 | 0 | 0 | 0 | 0 | 303 | DOTH | 303.DOTH
1743 |  |  |  |  | 0 | 0 | 0 | 0 | 0 | 0 |  | 0 | 0 |  | 0 | 0 |  | 0 | 0 | 0 | 0 | 0 | 0 | 0 | 0 | 0 | 303 | NA | 303.NA3
1744 | [26 empty] | 303 | NA | 303.NA4
1745 | I00 | Unclassified Intangible Plant - Acct 300 | [24 empty] | I00 | NA | I00.NA
1746 |  |  | S | I-SITUS | 0 | 0 | 0 | 0 | 0 | 0 | 59.42% | 0 | 0 | 100% | 0 | 0 | PLNT | 0 | 0 | 0 | 0 | 0 | 0 | 0 | 0 | 0 | I00 | S | I00.S
1747 |  |  | SG | I-SG | 0 | 0 | 0 | 0 | 0 | 0 | 59.42% | 0 | 0 | 100% | 0 | 0 | PLNT | 0 | 0 | 0 | 0 | 0 | 0 | 0 | 0 | 0 | I00 | SG | I00.SG
1748 |  |  | DGU | I-DGU | 0 | 0 | 0 | 0 | 0 | 0 | 59.42% | 0 | 0 | 100% | 0 | 0 | PLNT | 0 | 0 | 0 | 0 | 0 | 0 | 0 | 0 | 0 | I00 | DGU | I00.DGU
1749 |  |  | SO | PTD | 0 | 0 | 0 | 0 | 0 | 0 | 59.42% | 0 | 0 | 100% | 0 | 0 | PLNT | 0 | 0 | 0 | 0 | 0 | 0 | 0 | 0 | 0 | I00 | SO | I00.SO
1750 |  |  |  |  | 0 | 0 | 0 | 0 | 0 | 0 |  | 0 | 0 |  | 0 | 0 |  | 0 | 0 | 0 | 0 | 0 | 0 | 0 | 0 | 0 | I00 | NA | I00.NA1
1751 | [26 empty] | I00 | NA | I00.NA2
1752 | TOTAL INTANGIBLE PLANT |  |  |  | 99077750.2083 | 69010618.0693 | 12498872.0225 | 6114032.7439 | 11454227.3726 | 0 |  | 41005709.986 | 28004908.0833 |  | 12498872.0225 | 0 |  | 879758.7183 | 2875339.6444 | 1402087.9274 | 160087.7701 | 796758.6836 | 0 | 0 | 0 | 0 | TOTAL INTANGIBLE PLANT | NA | TOTAL INTANGIBLE PLANT.NA
1753 | [26 empty] | TOTAL INTANGIBLE PLANT | NA | TOTAL INTANGIBLE PLANT.NA1
1754 | [26 empty] | TOTAL INTANGIBLE PLANT | NA | TOTAL INTANGIBLE PLANT.NA2
1755 | TOTAL ELECTRIC PLANT IN SERVICE |  |  |  | 1920406770.0115 | 937350675.9045 | 415695327.011 | 554593337.7934 | 12767429.3026 | 0 |  | 556968348.4464 | 380382327.458 |  | 415695327.011 | 0 |  | 81255483.4343 | 265569534.0021 | 123491969.9343 | 14100081.5326 | 70176268.8901 | 0 | 0 | 0 | 0 | TOTAL ELECTRIC PLANT IN SERVICE | NA | TOTAL ELECTRIC PLANT IN SERVICE.NA
1756 | [26 empty] | TOTAL ELECTRIC PLANT IN SERVICE | NA | TOTAL ELECTRIC PLANT IN SERVICE.NA1
1757 | 105 | Plant Held For Future Use | [24 empty] | 105 | NA | 105.NA
1758 |  |  | S | DPW | 0 | 0 | 0 | 0 | 0 | 0 | 59.42% | 0 | 0 | 100% | 0 | 0 | PLNT | 0 | 0 | 0 | 0 | 0 | 0 | 0 | 0 | 0 | 105 | S | 105.S
1759 |  |  | CAGW | P | 36437.4351 | 36437.4351 | 0 | 0 | 0 | 0 | 59.42% | 21650.9131 | 14786.522 | 100% | 0 | 0 | PLNT | 0 | 0 | 0 | 0 | 0 | 0 | 0 | 0 | 0 | 105 | CAGW | 105.CAGW
1760 |  |  | DNPT | T | 0 | 0 | 0 | 0 | 0 | 0 | 100% | 0 | 0 | 100% | 0 | 0 | PLNT | 0 | 0 | 0 | 0 | 0 | 0 | 0 | 0 | 0 | 105 | DNPT | 105.DNPT
1761 |  |  | DNPPOP | P | 0 | 0 | 0 | 0 | 0 | 0 | 59.42% | 0 | 0 | 100% | 0 | 0 | PLNT | 0 | 0 | 0 | 0 | 0 | 0 | 0 | 0 | 0 | 105 | DNPPOP | 105.DNPPOP
1762 |  |  | SE | P | 0 | 0 | 0 | 0 | 0 | 0 | 59.42% | 0 | 0 | 100% | 0 | 0 | PLNT | 0 | 0 | 0 | 0 | 0 | 0 | 0 | 0 | 0 | 105 | SE | 105.SE
1763 |  |  | DNPG | G | 0 | 0 | 0 | 0 | 0 | 0 | 59.42% | 0 | 0 | 100% | 0 | 0 | PLNT | 0 | 0 | 0 | 0 | 0 | 0 | 0 | 0 | 0 | 105 | DNPG | 105.DNPG
1764 |  |  |  |  | 36437.4351 | 36437.4351 | 0 | 0 | 0 | 0 |  | 21650.9131 | 14786.522 |  | 0 | 0 |  | 0 | 0 | 0 | 0 | 0 | 0 | 0 | 0 | 0 | 105 | NA | 105.NA1
1765 | [26 empty] | 105 | NA | 105.NA2
1766 | 114 | Electric Plant Acquisition Adjustments | [24 empty] | 114 | NA | 114.NA
1767 |  |  | S | P | 0 | 0 | 0 | 0 | 0 | 0 | 59.42% | 0 | 0 | 100% | 0 | 0 | PLNT | 0 | 0 | 0 | 0 | 0 | 0 | 0 | 0 | 0 | 114 | S | 114.S
1768 |  |  | SG/CAGE/CAGW | P | 0 | 0 | 0 | 0 | 0 | 0 | 59.42% | 0 | 0 | 100% | 0 | 0 | PLNT | 0 | 0 | 0 | 0 | 0 | 0 | 0 | 0 | 0 | 114 | SG/CAGE/CAGW | 114.SG/CAGE/CAGW
1769 |  |  | DGP | P | 0 | 0 | 0 | 0 | 0 | 0 | 59.42% | 0 | 0 | 100% | 0 | 0 | PLNT | 0 | 0 | 0 | 0 | 0 | 0 | 0 | 0 | 0 | 114 | DGP | 114.DGP
1770 |  |  |  |  | 0 | 0 | 0 | 0 | 0 | 0 |  | 0 | 0 |  | 0 | 0 |  | 0 | 0 | 0 | 0 | 0 | 0 | 0 | 0 | 0 | 114 | NA | 114.NA1
1771 | [26 empty] | 114 | NA | 114.NA2
1772 | [26 empty] | 114 | NA | 114.NA3
1773 | 128 | Pensions | SE | P | 0 | 0 | 0 | 0 | 0 | 0 | 59.42% | 0 | 0 | 100% | 0 | 0 | PLNT | 0 | 0 | 0 | 0 | 0 | 0 | 0 | 0 | 0 | 128 | SE | 128.SE
1774 |  |  |  |  | 0 | 0 | 0 | 0 | 0 | 0 |  | 0 | 0 |  | 0 | 0 |  | 0 | 0 | 0 | 0 | 0 | 0 | 0 | 0 | 0 | 128 | NA | 128.NA
1775 | [26 empty] | 128 | NA | 128.NA1
1776 | 124 | Weatherization | [24 empty] | 124 | NA | 124.NA
1777 |  |  | S | COMMON | 6676.5783 | 0 | 0 | 0 | 0 | 6676.5783 | 59.42% | 0 | 0 | 100% | 0 | 0 | MISC | 0 | 0 | 0 | 0 | 0 | 0 | 0 | 0 | 0 | 124 | S | 124.S
1778 |  |  | SO | COMMON | -341.6227 | 0 | 0 | 0 | 0 | -341.6227 | 59.42% | 0 | 0 | 100% | 0 | 0 | MISC | 0 | 0 | 0 | 0 | 0 | 0 | 0 | 0 | 0 | 124 | SO | 124.SO
1779 |  |  |  |  | 6334.9556 | 0 | 0 | 0 | 0 | 6334.9556 |  | 0 | 0 |  | 0 | 0 |  | 0 | 0 | 0 | 0 | 0 | 0 | 0 | 0 | 0 | 124 | NA | 124.NA1
1780 | [26 empty] | 124 | NA | 124.NA2
1781 | 182 | Weatherization | [24 empty] | 182 | NA | 182.NA
1782 |  |  | S | COMMON | 0 | 0 | 0 | 0 | 0 | 0 | 59.42% | 0 | 0 | 100% | 0 | 0 | MISC | 0 | 0 | 0 | 0 | 0 | 0 | 0 | 0 | 0 | 182 | S | 182.S
1783 |  |  | SG | COMMON | 0 | 0 | 0 | 0 | 0 | 0 | 59.42% | 0 | 0 | 100% | 0 | 0 | MISC | 0 | 0 | 0 | 0 | 0 | 0 | 0 | 0 | 0 | 182 | SG | 182.SG
1784 |  |  | SGCT | COMMON | 0 | 0 | 0 | 0 | 0 | 0 | 59.42% | 0 | 0 | 100% | 0 | 0 | MISC | 0 | 0 | 0 | 0 | 0 | 0 | 0 | 0 | 0 | 182 | SGCT | 182.SGCT
1785 |  |  | SO | COMMON | 0 | 0 | 0 | 0 | 0 | 0 | 59.42% | 0 | 0 | 100% | 0 | 0 | MISC | 0 | 0 | 0 | 0 | 0 | 0 | 0 | 0 | 0 | 182 | SO | 182.SO
1786 |  |  |  |  | 0 | 0 | 0 | 0 | 0 | 0 |  | 0 | 0 |  | 0 | 0 |  | 0 | 0 | 0 | 0 | 0 | 0 | 0 | 0 | 0 | 182 | NA | 182.NA1
1787 | [26 empty] | 182 | NA | 182.NA2
1788 | 186 | Weatherization | [24 empty] | 186 | NA | 186.NA
1789 |  |  | S | COMMON | 0 | 0 | 0 | 0 | 0 | 0 | 59.42% | 0 | 0 | 100% | 0 | 0 | MISC | 0 | 0 | 0 | 0 | 0 | 0 | 0 | 0 | 0 | 186 | S | 186.S
1790 |  |  | CN | COMMON | 0 | 0 | 0 | 0 | 0 | 0 | 59.42% | 0 | 0 | 100% | 0 | 0 | CUST | 0 | 0 | 0 | 0 | 0 | 0 | 0 | 0 | 0 | 186 | CN | 186.CN
1791 |  |  | CNP | COMMON | 0 | 0 | 0 | 0 | 0 | 0 | 59.42% | 0 | 0 | 100% | 0 | 0 | CUST | 0 | 0 | 0 | 0 | 0 | 0 | 0 | 0 | 0 | 186 | CNP | 186.CNP
1792 |  |  | SG | COMMON | 0 | 0 | 0 | 0 | 0 | 0 | 59.42% | 0 | 0 | 100% | 0 | 0 | MISC | 0 | 0 | 0 | 0 | 0 | 0 | 0 | 0 | 0 | 186 | SG | 186.SG
1793 |  |  | SO | COMMON | 0 | 0 | 0 | 0 | 0 | 0 | 59.42% | 0 | 0 | 100% | 0 | 0 | MISC | 0 | 0 | 0 | 0 | 0 | 0 | 0 | 0 | 0 | 186 | SO | 186.SO
1794 |  |  |  |  | 0 | 0 | 0 | 0 | 0 | 0 |  | 0 | 0 |  | 0 | 0 |  | 0 | 0 | 0 | 0 | 0 | 0 | 0 | 0 | 0 | 186 | NA | 186.NA1
1795 | [26 empty] | 186 | NA | 186.NA2
1796 |  | Total Weatherization |  |  | 6334.9556 | 0 | 0 | 0 | 0 | 6334.9556 |  | 0 | 0 |  | 0 | 0 |  | 0 | 0 | 0 | 0 | 0 | 0 | 0 | 0 | 0 | 186 | NA | 186.NA3
1797 | [26 empty] | 186 | NA | 186.NA4
1798 | 151 | Fuel Stock | [24 empty] | 151 | NA | 151.NA
1799 |  |  | SE/CAEE/CAEW | P | 0 | 0 | 0 | 0 | 0 | 0 | 59.42% | 0 | 0 | 100% | 0 | 0 | PLNT | 0 | 0 | 0 | 0 | 0 | 0 | 0 | 0 | 0 | 151 | SE/CAEE/CAEW | 151.SE/CAEE/CAEW
1800 |  |  | JBE | P | -1.4901e-08 | -1.4901e-08 | 0 | 0 | 0 | 0 | 59.42% | -8.8542e-09 | -6.047e-09 | 100% | 0 | 0 | PLNT | 0 | 0 | 0 | 0 | 0 | 0 | 0 | 0 | 0 | 151 | JBE | 151.JBE
1801 |  |  | DEU | P | 0 | 0 | 0 | 0 | 0 | 0 | 59.42% | 0 | 0 | 100% | 0 | 0 | PLNT | 0 | 0 | 0 | 0 | 0 | 0 | 0 | 0 | 0 | 151 | DEU | 151.DEU
1802 |  |  |  |  | -1.4901e-08 | -1.4901e-08 | 0 | 0 | 0 | 0 |  | -8.8542e-09 | -6.047e-09 |  | 0 | 0 |  | 0 | 0 | 0 | 0 | 0 | 0 | 0 | 0 | 0 | 151 | NA | 151.NA1
1803 | [26 empty] | 151 | NA | 151.NA2
1804 | 152 | Fuel Stock - Undistributed | [24 empty] | 152 | NA | 152.NA
1805 |  |  | SE | P | 0 | 0 | 0 | 0 | 0 | 0 | 59.42% | 0 | 0 | 100% | 0 | 0 | PLNT | 0 | 0 | 0 | 0 | 0 | 0 | 0 | 0 | 0 | 152 | SE | 152.SE
1806 |  |  |  |  | 0 | 0 | 0 | 0 | 0 | 0 |  | 0 | 0 |  | 0 | 0 |  | 0 | 0 | 0 | 0 | 0 | 0 | 0 | 0 | 0 | 152 | NA | 152.NA1
1807 | [26 empty] | 152 | NA | 152.NA2
1808 | 25316 | DG&T Working Capital Deposit | [24 empty] | 25316 | NA | 25316.NA
1809 |  |  | SE | P | 0 | 0 | 0 | 0 | 0 | 0 | 59.42% | 0 | 0 |  | 0 | 0 | PLNT | 0 | 0 | 0 | 0 | 0 | 0 | 0 | 0 | 0 | 25316 | SE | 25316.SE
1810 |  |  |  |  | 0 | 0 | 0 | 0 | 0 | 0 |  | 0 | 0 |  | 0 | 0 |  | 0 | 0 | 0 | 0 | 0 | 0 | 0 | 0 | 0 | 25316 | NA | 25316.NA1
1811 | [26 empty] | 25316 | NA | 25316.NA2
1812 | 25317 | DG&T Working Capital Deposit | [24 empty] | 25317 | NA | 25317.NA
1813 |  |  | SE | P | 0 | 0 | 0 | 0 | 0 | 0 | 59.42% | 0 | 0 | 100% | 0 | 0 | PLNT | 0 | 0 | 0 | 0 | 0 | 0 | 0 | 0 | 0 | 25317 | SE | 25317.SE
1814 |  |  |  |  | 0 | 0 | 0 | 0 | 0 | 0 |  | 0 | 0 |  | 0 | 0 |  | 0 | 0 | 0 | 0 | 0 | 0 | 0 | 0 | 0 | 25317 | NA | 25317.NA1
1815 | [26 empty] | 25317 | NA | 25317.NA2
1816 | 25319 | Provo Working Capital Deposit | [24 empty] | 25319 | NA | 25319.NA
1817 |  |  | SE | P | 0 | 0 | 0 | 0 | 0 | 0 | 59.42% | 0 | 0 | 100% | 0 | 0 | PLNT | 0 | 0 | 0 | 0 | 0 | 0 | 0 | 0 | 0 | 25319 | SE | 25319.SE
1818 |  |  |  |  | 0 | 0 | 0 | 0 | 0 | 0 |  | 0 | 0 |  | 0 | 0 |  | 0 | 0 | 0 | 0 | 0 | 0 | 0 | 0 | 0 | 25319 | NA | 25319.NA1
1819 | [26 empty] | 25319 | NA | 25319.NA2
1820 |  | Total Fuel Stock |  |  | -1.4901e-08 | -1.4901e-08 | 0 | 0 | 0 | 0 | 59.42% | -8.8542e-09 | -6.047e-09 | 100% | 0 | 0 |  | 0 | 0 | 0 | 0 | 0 | 0 | 0 | 0 | 0 | 25319 | NA | 25319.NA3
1821 | [26 empty] | 25319 | NA | 25319.NA4
1822 | 154 | Materials and Supplies | [24 empty] | 154 | NA | 154.NA
1823 |  |  | S | MSS | 0 | 0 | 0 | 0 | 0 | 0 | 59.42% | 0 | 0 | 100% | 0 | 0 | PLNT | 0 | 0 | 0 | 0 | 0 | 0 | 0 | 0 | 0 | 154 | S | 154.S
1824 |  |  | SG/CAGE/CAGW | MSS | 0 | 0 | 0 | 0 | 0 | 0 | 59.42% | 0 | 0 | 100% | 0 | 0 | PLNT | 0 | 0 | 0 | 0 | 0 | 0 | 0 | 0 | 0 | 154 | SG/CAGE/CAGW | 154.SG/CAGE/CAGW
1825 |  |  | SE/CAEE/CAEW | MSS | 0 | 0 | 0 | 0 | 0 | 0 | 59.42% | 0 | 0 | 100% | 0 | 0 | PLNT | 0 | 0 | 0 | 0 | 0 | 0 | 0 | 0 | 0 | 154 | SE/CAEE/CAEW | 154.SE/CAEE/CAEW
1826 |  |  | SO | MSS | 0 | 0 | 0 | 0 | 0 | 0 | 59.42% | 0 | 0 | 100% | 0 | 0 | PLNT | 0 | 0 | 0 | 0 | 0 | 0 | 0 | 0 | 0 | 154 | SO | 154.SO
1827 |  |  | DNPPS | MSS | 0 | 0 | 0 | 0 | 0 | 0 | 59.42% | 0 | 0 | 100% | 0 | 0 | PLNT | 0 | 0 | 0 | 0 | 0 | 0 | 0 | 0 | 0 | 154 | DNPPS | 154.DNPPS
1828 |  |  | DNPPH | MSS | 0 | 0 | 0 | 0 | 0 | 0 | 59.42% | 0 | 0 | 100% | 0 | 0 | PLNT | 0 | 0 | 0 | 0 | 0 | 0 | 0 | 0 | 0 | 154 | DNPPH | 154.DNPPH
1829 |  |  | DNPD | MSS | 0 | 0 | 0 | 0 | 0 | 0 | 59.42% | 0 | 0 | 100% | 0 | 0 | PLNT | 0 | 0 | 0 | 0 | 0 | 0 | 0 | 0 | 0 | 154 | DNPD | 154.DNPD
1830 |  |  | DNPT | MSS | 0 | 0 | 0 | 0 | 0 | 0 | 59.42% | 0 | 0 | 100% | 0 | 0 | PLNT | 0 | 0 | 0 | 0 | 0 | 0 | 0 | 0 | 0 | 154 | DNPT | 154.DNPT
1831 |  |  | DGU | MSS | 0 | 0 | 0 | 0 | 0 | 0 | 59.42% | 0 | 0 | 100% | 0 | 0 | PLNT | 0 | 0 | 0 | 0 | 0 | 0 | 0 | 0 | 0 | 154 | DGU | 154.DGU
1832 |  |  | DGP | MSS | 0 | 0 | 0 | 0 | 0 | 0 | 59.42% | 0 | 0 | 100% | 0 | 0 | PLNT | 0 | 0 | 0 | 0 | 0 | 0 | 0 | 0 | 0 | 154 | DGP | 154.DGP
1833 |  |  | JBG | MSS | 0 | 0 | 0 | 0 | 0 | 0 | 59.42% | 0 | 0 | 100% | 0 | 0 | PLNT | 0 | 0 | 0 | 0 | 0 | 0 | 0 | 0 | 0 | 154 | JBG | 154.JBG
1834 |  |  | SNPP | MSS | 0 | 0 | 0 | 0 | 0 | 0 | 59.42% | 0 | 0 | 100% | 0 | 0 | PLNT | 0 | 0 | 0 | 0 | 0 | 0 | 0 | 0 | 0 | 154 | SNPP | 154.SNPP
1835 |  |  | CAGE | MSS | 0 | 0 | 0 | 0 | 0 | 0 | 59.42% | 0 | 0 | 100% | 0 | 0 | PLNT | 0 | 0 | 0 | 0 | 0 | 0 | 0 | 0 | 0 | 154 | CAGE | 154.CAGE
1836 |  |  |  |  | 0 | 0 | 0 | 0 | 0 | 0 |  | 0 | 0 |  | 0 | 0 |  | 0 | 0 | 0 | 0 | 0 | 0 | 0 | 0 | 0 | 154 | NA | 154.NA1
1837 | [26 empty] | 154 | NA | 154.NA2
1838 | 163 | Stores Expense Undistributed | [24 empty] | 163 | NA | 163.NA
1839 |  |  | SO | MSS | 0 | 0 | 0 | 0 | 0 | 0 | 59.42% | 0 | 0 | 100% | 0 | 0 | PLNT | 0 | 0 | 0 | 0 | 0 | 0 | 0 | 0 | 0 | 163 | SO | 163.SO
1840 | [26 empty] | 163 | NA | 163.NA1
1841 |  |  |  |  | 0 | 0 | 0 | 0 | 0 | 0 |  | 0 | 0 |  | 0 | 0 |  | 0 | 0 | 0 | 0 | 0 | 0 | 0 | 0 | 0 | 163 | NA | 163.NA2
1842 | [26 empty] | 163 | NA | 163.NA3
1843 | 25318 | Provo Working Capital Deposit | [24 empty] | 25318 | NA | 25318.NA
1844 |  |  | SNPPS | MSS | 0 | 0 | 0 | 0 | 0 | 0 | 59.42% | 0 | 0 | 100% | 0 | 0 | PLNT | 0 | 0 | 0 | 0 | 0 | 0 | 0 | 0 | 0 | 25318 | SNPPS | 25318.SNPPS
1845 | [26 empty] | 25318 | NA | 25318.NA1
1846 |  |  |  |  | 0 | 0 | 0 | 0 | 0 | 0 |  | 0 | 0 |  | 0 | 0 |  | 0 | 0 | 0 | 0 | 0 | 0 | 0 | 0 | 0 | 25318 | NA | 25318.NA2
1847 | [26 empty] | 25318 | NA | 25318.NA3
1848 |  | Total Materials & Supplies |  |  | 0 | 0 | 0 | 0 | 0 | 0 |  | 0 | 0 |  | 0 | 0 |  | 0 | 0 | 0 | 0 | 0 | 0 | 0 | 0 | 0 | 25318 | NA | 25318.NA4
1849 | [26 empty] | 25318 | NA | 25318.NA5
1850 | 165 | Prepayments | [24 empty] | 165 | NA | 165.NA
1851 |  |  | S | COMMON | 0 | 0 | 0 | 0 | 0 | 0 | 59.42% | 0 | 0 | 100% | 0 | 0 | PLNT | 0 | 0 | 0 | 0 | 0 | 0 | 0 | 0 | 0 | 165 | S | 165.S
1852 |  |  | GPS | GP | 5.2387e-10 | 2.4757e-10 | 1.2992e-10 | 1.428e-10 | 3.5798e-12 | 0 | 59.42% | 1.471e-10 | 1.0046e-10 | 100% | 1.2992e-10 | 0 | PLNT | 2.0548e-11 | 6.7157e-11 | 3.2748e-11 | 3.739e-12 | 1.8609e-11 | 0 | 0 | 0 | 0 | 165 | GPS | 165.GPS
1853 |  |  | SG | PT | -2.1828e-10 | -1.5606e-10 | -6.2222e-11 | 0 | 0 | 0 | 59.42% | -9.2728e-11 | -6.3329e-11 | 100% | -6.2222e-11 | 0 | PLNT | 0 | 0 | 0 | 0 | 0 | 0 | 0 | 0 | 0 | 165 | SG | 165.SG
1854 |  |  | CAEW | P | 0 | 0 | 0 | 0 | 0 | 0 | 59.42% | 0 | 0 | 100% | 0 | 0 | PLNT | 0 | 0 | 0 | 0 | 0 | 0 | 0 | 0 | 0 | 165 | CAEW | 165.CAEW
1855 |  |  | SO | PTD | 4.191e-09 | 2.1133e-09 | 8.4258e-10 | 1.2351e-09 | 0 | 0 | 59.42% | 1.2557e-09 | 8.5757e-10 | 100% | 8.4258e-10 | 0 | PLNT | 1.7772e-10 | 5.8085e-10 | 2.8324e-10 | 3.234e-11 | 1.6096e-10 | 0 | 0 | 0 | 0 | 165 | SO | 165.SO
1856 |  |  |  |  | 4.4965e-09 | 2.2048e-09 | 9.1028e-10 | 1.3779e-09 | 3.5798e-12 | 0 |  | 1.3101e-09 | 8.9471e-10 |  | 9.1028e-10 | 0 |  | 1.9827e-10 | 6.4801e-10 | 3.1599e-10 | 3.6079e-11 | 1.7956e-10 | 0 | 0 | 0 | 0 | 165 | NA | 165.NA1
1857 | [26 empty] | 165 | NA | 165.NA2
1858 | 182M | Misc Regulatory Assets | [24 empty] | 182M | NA | 182M.NA
1859 |  |  | S | P | 160942.74 | 160942.74 | 0 | 0 | 0 | 0 | 59.42% | 95631.245 | 65311.495 | 100% | 0 | 0 | PLNT | 0 | 0 | 0 | 0 | 0 | 0 | 0 | 0 | 0 | 182M | S | 182M.S
1860 |  |  | CAGW | P | 0 | 0 | 0 | 0 | 0 | 0 | 59.42% | 0 | 0 | 100% | 0 | 0 | PLNT | 0 | 0 | 0 | 0 | 0 | 0 | 0 | 0 | 0 | 182M | CAGW | 182M.CAGW
1861 |  |  | CAGE | P | 0 | 0 | 0 | 0 | 0 | 0 | 59.42% | 0 | 0 | 100% | 0 | 0 | PLNT | 0 | 0 | 0 | 0 | 0 | 0 | 0 | 0 | 0 | 182M | CAGE | 182M.CAGE
1862 |  |  | CAEW | P | 0 | 0 | 0 | 0 | 0 | 0 | 59.42% | 0 | 0 | 100% | 0 | 0 | PLNT | 0 | 0 | 0 | 0 | 0 | 0 | 0 | 0 | 0 | 182M | CAEW | 182M.CAEW
1863 |  |  | CAEE | P | 0 | 0 | 0 | 0 | 0 | 0 | 59.42% | 0 | 0 | 100% | 0 | 0 | PLNT | 0 | 0 | 0 | 0 | 0 | 0 | 0 | 0 | 0 | 182M | CAEE | 182M.CAEE
1864 |  |  | SE | P | 0 | 0 | 0 | 0 | 0 | 0 | 59.42% | 0 | 0 | 100% | 0 | 0 | PLNT | 0 | 0 | 0 | 0 | 0 | 0 | 0 | 0 | 0 | 182M | SE | 182M.SE
1865 |  |  | SO | T | 0 | 0 | 0 | 0 | 0 | 0 | 100% | 0 | 0 | 100% | 0 | 0 | PLNT | 0 | 0 | 0 | 0 | 0 | 0 | 0 | 0 | 0 | 182M | SO | 182M.SO
1866 |  |  |  |  | 160942.74 | 160942.74 | 0 | 0 | 0 | 0 |  | 95631.245 | 65311.495 |  | 0 | 0 |  | 0 | 0 | 0 | 0 | 0 | 0 | 0 | 0 | 0 | 182M | NA | 182M.NA1
1867 | [26 empty] | 182M | NA | 182M.NA2
1868 | 186M | Misc Deferred Debits | [24 empty] | 186M | NA | 186M.NA
1869 |  |  | S | T | 0 | 0 | 0 | 0 | 0 | 0 | 100% | 0 | 0 | 100% | 0 | 0 | PLNT | 0 | 0 | 0 | 0 | 0 | 0 | 0 | 0 | 0 | 186M | S | 186M.S
1870 |  |  | CAEW | P | 0 | 0 | 0 | 0 | 0 | 0 | 59.42% | 0 | 0 | 100% | 0 | 0 | PLNT | 0 | 0 | 0 | 0 | 0 | 0 | 0 | 0 | 0 | 186M | CAEW | 186M.CAEW
1871 |  |  | CAEE | P | 0 | 0 | 0 | 0 | 0 | 0 | 59.42% | 0 | 0 | 100% | 0 | 0 | PLNT | 0 | 0 | 0 | 0 | 0 | 0 | 0 | 0 | 0 | 186M | CAEE | 186M.CAEE
1872 |  |  | SG | P | 2.794e-09 | 2.794e-09 | 0 | 0 | 0 | 0 | 59.42% | 1.6602e-09 | 1.1338e-09 | 100% | 0 | 0 | PLNT | 0 | 0 | 0 | 0 | 0 | 0 | 0 | 0 | 0 | 186M | SG | 186M.SG
1873 |  |  | SO | LABOR | -2.0009e-11 | -8.0784e-12 | -1.521e-12 | -5.3386e-12 | -2.5713e-12 | -2.4996e-12 | 59.42% | -4.8001e-12 | -3.2783e-12 | 100% | -1.521e-12 | 0 | PLNT | -7.6818e-13 | -2.5106e-12 | -1.2243e-12 | -1.3978e-13 | -6.957e-13 | 0 | 0 | 0 | 0 | 186M | SO | 186M.SO
1874 |  |  | SE | P | 0 | 0 | 0 | 0 | 0 | 0 | 59.42% | 0 | 0 | 100% | 0 | 0 | PLNT | 0 | 0 | 0 | 0 | 0 | 0 | 0 | 0 | 0 | 186M | SE | 186M.SE
1875 |  |  | JBE | P | 129884.8856 | 129884.8856 | 0 | 0 | 0 | 0 | 59.42% | 77176.8475 | 52708.038 | 100% | 0 | 0 | PLNT | 0 | 0 | 0 | 0 | 0 | 0 | 0 | 0 | 0 | 186M | JBE | 186M.JBE
1876 |  |  | EXCTAX | GP | 0 | 0 | 0 | 0 | 0 | 0 | 59.42% | 0 | 0 | 100% | 0 | 0 | PLNT | 0 | 0 | 0 | 0 | 0 | 0 | 0 | 0 | 0 | 186M | EXCTAX | 186M.EXCTAX
1877 |  |  |  |  | 129884.8856 | 129884.8856 | -1.521e-12 | -5.3386e-12 | -2.5713e-12 | -2.4996e-12 |  | 77176.8475 | 52708.038 |  | -1.521e-12 | 0 |  | -7.6818e-13 | -2.5106e-12 | -1.2243e-12 | -1.3978e-13 | -6.957e-13 | 0 | 0 | 0 | 0 | 186M | NA | 186M.NA1
1878 | [26 empty] | 186M | NA | 186M.NA2
1879 | Working Capital | [25 empty] | Working Capital | NA | Working Capital.NA
1880 | CWC | Cash Working Capital | [24 empty] | CWC | NA | CWC.NA
1881 |  |  | S | COMMON | 29192135.1756 | 0 | 0 | 0 | 0 | 29192135.1756 | 59.42% | 0 | 0 | 100% | 0 | 0 | PLNT | 0 | 0 | 0 | 0 | 0 | 0 | 0 | 0 | 0 | CWC | S | CWC.S
1882 |  |  | SO | COMMON | 0 | 0 | 0 | 0 | 0 | 0 | 59.42% | 0 | 0 | 100% | 0 | 0 | PLNT | 0 | 0 | 0 | 0 | 0 | 0 | 0 | 0 | 0 | CWC | SO | CWC.SO
1883 |  |  | SE | COMMON | 0 | 0 | 0 | 0 | 0 | 0 | 59.42% | 0 | 0 | 100% | 0 | 0 | PLNT | 0 | 0 | 0 | 0 | 0 | 0 | 0 | 0 | 0 | CWC | SE | CWC.SE
1884 |  |  |  |  | 29192135.1756 | 0 | 0 | 0 | 0 | 29192135.1756 |  | 0 | 0 |  | 0 | 0 |  | 0 | 0 | 0 | 0 | 0 | 0 | 0 | 0 | 0 | CWC | NA | CWC.NA1
1885 | [26 empty] | CWC | NA | CWC.NA2
1886 | OWC | Other Working Capital | [24 empty] | OWC | NA | OWC.NA
1887 | 131 |  | SNP | COMMON | 0 | 0 | 0 | 0 | 0 | 0 | 59.42% | 0 | 0 | 100% | 0 | 0 | PLNT | 0 | 0 | 0 | 0 | 0 | 0 | 0 | 0 | 0 | 131 | SNP | 131.SNP
1888 | 135 |  | SG | COMMON | 0 | 0 | 0 | 0 | 0 | 0 | 59.42% | 0 | 0 | 100% | 0 | 0 | PLNT | 0 | 0 | 0 | 0 | 0 | 0 | 0 | 0 | 0 | 135 | SG | 135.SG
1889 | 143 |  | SO | COMMON | 0 | 0 | 0 | 0 | 0 | 0 | 59.42% | 0 | 0 | 100% | 0 | 0 | PLNT | 0 | 0 | 0 | 0 | 0 | 0 | 0 | 0 | 0 | 143 | SO | 143.SO
1890 | 232 |  | S | COMMON | 0 | 0 | 0 | 0 | 0 | 0 | 59.42% | 0 | 0 | 100% | 0 | 0 | PLNT | 0 | 0 | 0 | 0 | 0 | 0 | 0 | 0 | 0 | 232 | S | 232.S
1891 | 232 |  | SO | COMMON | 0 | 0 | 0 | 0 | 0 | 0 | 59.42% | 0 | 0 | 100% | 0 | 0 | PLNT | 0 | 0 | 0 | 0 | 0 | 0 | 0 | 0 | 0 | 232 | SO | 232.SO
1892 | 232 |  | P | COMMON | 0 | 0 | 0 | 0 | 0 | 0 | 59.42% | 0 | 0 | 100% | 0 | 0 | PLNT | 0 | 0 | 0 | 0 | 0 | 0 | 0 | 0 | 0 | 232 | P | 232.P
1893 | 2533 |  | SE/CAEE/CAEW | COMMON | 0 | 0 | 0 | 0 | 0 | 0 | 59.42% | 0 | 0 | 100% | 0 | 0 | PLNT | 0 | 0 | 0 | 0 | 0 | 0 | 0 | 0 | 0 | 2533 | SE/CAEE/CAEW | 2533.SE/CAEE/CAEW
1894 | 2533 |  | S | COMMON | 0 | 0 | 0 | 0 | 0 | 0 | 59.42% | 0 | 0 | 100% | 0 | 0 | PLNT | 0 | 0 | 0 | 0 | 0 | 0 | 0 | 0 | 0 | 2533 | S | 2533.S
1895 | 2533 |  | DEU | COMMON | 0 | 0 | 0 | 0 | 0 | 0 | 59.42% | 0 | 0 | 100% | 0 | 0 | PLNT | 0 | 0 | 0 | 0 | 0 | 0 | 0 | 0 | 0 | 2533 | DEU | 2533.DEU
1896 | 2533 |  | CAEE | COMMON | 0 | 0 | 0 | 0 | 0 | 0 | 59.42% | 0 | 0 | 100% | 0 | 0 | PLNT | 0 | 0 | 0 | 0 | 0 | 0 | 0 | 0 | 0 | 2533 | CAEE | 2533.CAEE
1897 |  |  |  |  | 0 | 0 | 0 | 0 | 0 | 0 |  | 0 | 0 |  | 0 | 0 |  | 0 | 0 | 0 | 0 | 0 | 0 | 0 | 0 | 0 | 2533 | NA | 2533.NA
1898 | [26 empty] | 2533 | NA | 2533.NA1
1899 | Total Working Capital |  |  |  | 29192135.1756 | 0 | 0 | 0 | 0 | 29192135.1756 |  | 0 | 0 |  | 0 | 0 |  | 0 | 0 | 0 | 0 | 0 | 0 | 0 | 0 | 0 | Total Working Capital | NA | Total Working Capital.NA
1900 | [26 empty] | Total Working Capital | NA | Total Working Capital.NA1
1901 | Miscellaneous Rate DRB | [25 empty] | Miscellaneous Rate DRB | NA | Miscellaneous Rate DRB.NA
1902 | 18221 | Unrec Plant & Reg Study Costs | [24 empty] | 18221 | NA | 18221.NA
1903 |  |  | S | P | 0 | 0 | 0 | 0 | 0 | 0 | 59.42% | 0 | 0 | 100% | 0 | 0 | PLNT | 0 | 0 | 0 | 0 | 0 | 0 | 0 | 0 | 0 | 18221 | S | 18221.S
1904 | [26 empty] | 18221 | NA | 18221.NA1
1905 |  |  |  |  | 0 | 0 | 0 | 0 | 0 | 0 |  | 0 | 0 |  | 0 | 0 |  | 0 | 0 | 0 | 0 | 0 | 0 | 0 | 0 | 0 | 18221 | NA | 18221.NA2
1906 | [26 empty] | 18221 | NA | 18221.NA3
1907 | 18222 | Nuclear Plant - Trojan | [24 empty] | 18222 | NA | 18222.NA
1908 |  |  | TROJP | P | 0 | 0 | 0 | 0 | 0 | 0 | 59.42% | 0 | 0 | 100% | 0 | 0 | PLNT | 0 | 0 | 0 | 0 | 0 | 0 | 0 | 0 | 0 | 18222 | TROJP | 18222.TROJP
1909 |  |  | TROJD | P | 0 | 0 | 0 | 0 | 0 | 0 | 59.42% | 0 | 0 | 100% | 0 | 0 | PLNT | 0 | 0 | 0 | 0 | 0 | 0 | 0 | 0 | 0 | 18222 | TROJD | 18222.TROJD
1910 |  |  | SE | P | 0 | 0 | 0 | 0 | 0 | 0 | 59.42% | 0 | 0 | 100% | 0 | 0 | PLNT | 0 | 0 | 0 | 0 | 0 | 0 | 0 | 0 | 0 | 18222 | SE | 18222.SE
1911 |  |  |  |  | 0 | 0 | 0 | 0 | 0 | 0 |  | 0 | 0 |  | 0 | 0 |  | 0 | 0 | 0 | 0 | 0 | 0 | 0 | 0 | 0 | 18222 | NA | 18222.NA1
1912 | [26 empty] | 18222 | NA | 18222.NA2
1913 | 1869 | Misc Deferred Debits-Trojan | [24 empty] | 1869 | NA | 1869.NA
1914 |  |  | S | P | 0 | 0 | 0 | 0 | 0 | 0 | 59.42% | 0 | 0 | 100% | 0 | 0 | PLNT | 0 | 0 | 0 | 0 | 0 | 0 | 0 | 0 | 0 | 1869 | S | 1869.S
1915 |  |  | SNPPN | P | 0 | 0 | 0 | 0 | 0 | 0 | 59.42% | 0 | 0 | 100% | 0 | 0 | PLNT | 0 | 0 | 0 | 0 | 0 | 0 | 0 | 0 | 0 | 1869 | SNPPN | 1869.SNPPN
1916 |  |  |  |  | 0 | 0 | 0 | 0 | 0 | 0 |  | 0 | 0 |  | 0 | 0 |  | 0 | 0 | 0 | 0 | 0 | 0 | 0 | 0 | 0 | 1869 | NA | 1869.NA1
1917 | [26 empty] | 1869 | NA | 1869.NA2
1918 | 141 | Impact Housing - Notes Receivable | [24 empty] | 141 | NA | 141.NA
1919 |  |  | DGU | P | 0 | 0 | 0 | 0 | 0 | 0 | 59.42% | 0 | 0 | 100% | 0 | 0 | PLNT | 0 | 0 | 0 | 0 | 0 | 0 | 0 | 0 | 0 | 141 | DGU | 141.DGU
1920 | [26 empty] | 141 | NA | 141.NA1
1921 |  |  |  |  | 0 | 0 | 0 | 0 | 0 | 0 |  | 0 | 0 |  | 0 | 0 |  | 0 | 0 | 0 | 0 | 0 | 0 | 0 | 0 | 0 | 141 | NA | 141.NA2
1922 | [26 empty] | 141 | NA | 141.NA3
1923 | TOTAL MISCELLANEOUS RATE DRB |  |  |  | 0 | 0 | 0 | 0 | 0 | 0 | 59.42% | 0 | 0 | 100% | 0 | 0 |  | 0 | 0 | 0 | 0 | 0 | 0 | 0 | 0 | 0 | TOTAL MISCELLANEOUS RATE DRB | NA | TOTAL MISCELLANEOUS RATE DRB.NA
1924 | [26 empty] | TOTAL MISCELLANEOUS RATE DRB | NA | TOTAL MISCELLANEOUS RATE DRB.NA1
1925 | [26 empty] | TOTAL MISCELLANEOUS RATE DRB | NA | TOTAL MISCELLANEOUS RATE DRB.NA2
1926 | TOTAL RATE DRB ADDITIONS |  |  |  | 29525735.1918 | 327265.0607 | 9.0876e-10 | 1.3726e-09 | 1.0085e-12 | 29198470.1312 | 59.42% | 194459.0056 | 132806.0551 | 100% | 9.0876e-10 | 0 |  | 1.975e-10 | 6.455e-10 | 3.1476e-10 | 3.5939e-11 | 1.7887e-10 | 0 | 0 | 0 | 0 | TOTAL RATE DRB ADDITIONS | NA | TOTAL RATE DRB ADDITIONS.NA
1927 | [26 empty] | TOTAL RATE DRB ADDITIONS | NA | TOTAL RATE DRB ADDITIONS.NA1
1928 | 235 | Customer Service Deposits | [24 empty] | 235 | NA | 235.NA
1929 |  |  | S | CUST | -2923125.3483 | 0 | 0 | 0 | -2923125.3483 | 0 | 59.42% | 0 | 0 | 100% | 0 | 0 | CUST | 0 | 0 | 0 | 0 | 0 | 0 | 0 | 0 | 0 | 235 | S | 235.S
1930 |  |  | CN | CUST | 0 | 0 | 0 | 0 | 0 | 0 | 59.42% | 0 | 0 | 100% | 0 | 0 | CUST | 0 | 0 | 0 | 0 | 0 | 0 | 0 | 0 | 0 | 235 | CN | 235.CN
1931 |  |  |  |  | -2923125.3483 | 0 | 0 | 0 | -2923125.3483 | 0 |  | 0 | 0 |  | 0 | 0 |  | 0 | 0 | 0 | 0 | 0 | 0 | 0 | 0 | 0 | 235 | NA | 235.NA1
1932 | [26 empty] | 235 | NA | 235.NA2
1933 | 2281 | Accum Prov for Property Insurance | [24 empty] | 2281 | NA | 2281.NA
1934 |  |  | SO | PTD | 0 | 0 | 0 | 0 | 0 | 0 | 59.42% | 0 | 0 | 100% | 0 | 0 | PLNT | 0 | 0 | 0 | 0 | 0 | 0 | 0 | 0 | 0 | 2281 | SO | 2281.SO
1935 |  |  |  |  | 0 | 0 | 0 | 0 | 0 | 0 |  | 0 | 0 |  | 0 | 0 |  | 0 | 0 | 0 | 0 | 0 | 0 | 0 | 0 | 0 | 2281 | NA | 2281.NA1
1936 | [26 empty] | 2281 | NA | 2281.NA2
1937 | 2282 | Accum Prov for Injuries & Damages | [24 empty] | 2282 | NA | 2282.NA
1938 |  |  | SO | PTD | -271610.1439 | -136957.5386 | -54606.6998 | -80045.9054 | 0 | 0 | 59.42% | -81379.3771 | -55578.1616 | 100% | -54606.6998 | 0 | PLNT | -11517.9434 | -37644.4116 | -18356.3619 | -2095.895 | -10431.2935 | 0 | 0 | 0 | 0 | 2282 | SO | 2282.SO
1939 |  |  |  |  | -271610.1439 | -136957.5386 | -54606.6998 | -80045.9054 | 0 | 0 |  | -81379.3771 | -55578.1616 |  | -54606.6998 | 0 |  | -11517.9434 | -37644.4116 | -18356.3619 | -2095.895 | -10431.2935 | 0 | 0 | 0 | 0 | 2282 | NA | 2282.NA1
1940 | [26 empty] | 2282 | NA | 2282.NA2
1941 | 2283 | Accum Prov for Pensions & Benefits | [24 empty] | 2283 | NA | 2283.NA
1942 |  |  | SO | PTD | 4698.2866 | 2369.0786 | 944.5815 | 1384.6265 | 0 | 0 | 59.42% | 1407.6928 | 961.3858 | 100% | 944.5815 | 0 | PLNT | 199.2363 | 651.1695 | 317.5266 | 36.2546 | 180.4395 | 0 | 0 | 0 | 0 | 2283 | SO | 2283.SO
1943 |  |  | S | PTD | 0 | 0 | 0 | 0 | 0 | 0 | 59.42% | 0 | 0 | 100% | 0 | 0 | PLNT | 0 | 0 | 0 | 0 | 0 | 0 | 0 | 0 | 0 | 2283 | S | 2283.S
1944 |  |  |  |  | 4698.2866 | 2369.0786 | 944.5815 | 1384.6265 | 0 | 0 |  | 1407.6928 | 961.3858 |  | 944.5815 | 0 |  | 199.2363 | 651.1695 | 317.5266 | 36.2546 | 180.4395 | 0 | 0 | 0 | 0 | 2283 | NA | 2283.NA1
1945 | [26 empty] | 2283 | NA | 2283.NA2
1946 | 254 | Reg Liabilities - Insurance Provision | [24 empty] | 254 | NA | 254.NA
1947 |  |  | S | P | -15385807.2821 | -15385807.2821 | 0 | 0 | 0 | 0 | 59.42% | -9142157.6702 | -6243649.6119 | 100% | 0 | 0 | PLNT | 0 | 0 | 0 | 0 | 0 | 0 | 0 | 0 | 0 | 254 | S | 254.S
1948 |  |  | JBG | P | 0 | 0 | 0 | 0 | 0 | 0 | 59.42% | 0 | 0 | 100% | 0 | 0 | PLNT | 0 | 0 | 0 | 0 | 0 | 0 | 0 | 0 | 0 | 254 | JBG | 254.JBG
1949 |  |  | CAGW | P | 0 | 0 | 0 | 0 | 0 | 0 | 59.42% | 0 | 0 | 100% | 0 | 0 | PLNT | 0 | 0 | 0 | 0 | 0 | 0 | 0 | 0 | 0 | 254 | CAGW | 254.CAGW
1950 |  |  |  |  | -15385807.2821 | -15385807.2821 | 0 | 0 | 0 | 0 |  | -9142157.6702 | -6243649.6119 |  | 0 | 0 |  | 0 | 0 | 0 | 0 | 0 | 0 | 0 | 0 | 0 | 254 | NA | 254.NA1
1951 | [26 empty] | 254 | NA | 254.NA2
1952 | 22841 | Accum Hydro Relicensing Obligation | [24 empty] | 22841 | NA | 22841.NA
1953 |  |  | CAGW | P | -163186.727 | -163186.727 | 0 | 0 | 0 | 0 | 59.42% | -96964.609 | -66222.118 | 100% | 0 | 0 | PLNT | 0 | 0 | 0 | 0 | 0 | 0 | 0 | 0 | 0 | 22841 | CAGW | 22841.CAGW
1954 |  |  |  |  | -163186.727 | -163186.727 | 0 | 0 | 0 | 0 |  | -96964.609 | -66222.118 |  | 0 | 0 |  | 0 | 0 | 0 | 0 | 0 | 0 | 0 | 0 | 0 | 22841 | NA | 22841.NA1
1955 | [26 empty] | 22841 | NA | 22841.NA2
1956 | 22842 | Accum Misc Oper Prov-Trojan | TROJD | P | 0 | 0 | 0 | 0 | 0 | 0 | 59.42% | 0 | 0 | 100% | 0 | 0 | PLNT | 0 | 0 | 0 | 0 | 0 | 0 | 0 | 0 | 0 | 22842 | TROJD | 22842.TROJD
1957 | 254 | Regulatory Liability | SE | P | 0 | 0 | 0 | 0 | 0 | 0 | 59.42% | 0 | 0 | 100% | 0 | 0 | PLNT | 0 | 0 | 0 | 0 | 0 | 0 | 0 | 0 | 0 | 254 | SE | 254.SE
1958 | 254 | Regulatory Liability | S | P | 0 | 0 | 0 | 0 | 0 | 0 | 59.42% | 0 | 0 | 100% | 0 | 0 | PLNT | 0 | 0 | 0 | 0 | 0 | 0 | 0 | 0 | 0 | 254 | S | 254.S1
1959 |  |  |  |  | 0 | 0 | 0 | 0 | 0 | 0 |  | 0 | 0 |  | 0 | 0 |  | 0 | 0 | 0 | 0 | 0 | 0 | 0 | 0 | 0 | 254 | NA | 254.NA3
1960 | [26 empty] | 254 | NA | 254.NA4
1961 | 252 | Customer Advances for Construction | [24 empty] | 252 | NA | 252.NA
1962 |  |  | S | DPW | -231409.5929 | 0 | 0 | -231409.5929 | 0 | 0 | 59.42% | 0 | 0 | 100% | 0 | 0 | PLNT | -33297.9255 | -108828.5268 | -53067.5268 | -6059.1507 | -30156.4631 | 0 | 0 | 0 | 0 | 252 | S | 252.S
1963 |  |  | SNPD | DPW | 0 | 0 | 0 | 0 | 0 | 0 | 59.42% | 0 | 0 | 100% | 0 | 0 | PLNT | 0 | 0 | 0 | 0 | 0 | 0 | 0 | 0 | 0 | 252 | SNPD | 252.SNPD
1964 |  |  | SG | DPW | -307519.3433 | 0 | 0 | -307519.3433 | 0 | 0 | 59.42% | 0 | 0 | 100% | 0 | 0 | PLNT | -44249.4888 | -144621.8227 | -70521.2381 | -8051.9827 | -40074.8111 | 0 | 0 | 0 | 0 | 252 | SG | 252.SG
1965 |  |  | SO | DPW | 0 | 0 | 0 | 0 | 0 | 0 | 59.42% | 0 | 0 | 100% | 0 | 0 | PLNT | 0 | 0 | 0 | 0 | 0 | 0 | 0 | 0 | 0 | 252 | SO | 252.SO
1966 |  |  | CN | DPW | 0 | 0 | 0 | 0 | 0 | 0 | 59.42% | 0 | 0 | 100% | 0 | 0 | CUST | 0 | 0 | 0 | 0 | 0 | 0 | 0 | 0 | 0 | 252 | CN | 252.CN
1967 |  |  |  |  | -538928.9362 | 0 | 0 | -538928.9362 | 0 | 0 |  | 0 | 0 |  | 0 | 0 |  | -77547.4143 | -253450.3495 | -123588.7649 | -14111.1334 | -70231.2741 | 0 | 0 | 0 | 0 | 252 | NA | 252.NA1
1968 | [26 empty] | 252 | NA | 252.NA2
1969 | 25398 | SO2 Emissions | [24 empty] | 25398 | NA | 25398.NA
1970 |  |  | S | P | -33.3874 | -33.3874 | 0 | 0 | 0 | 0 | 59.42% | -19.8386 | -13.5488 | 100% | 0 | 0 | PLNT | 0 | 0 | 0 | 0 | 0 | 0 | 0 | 0 | 0 | 25398 | S | 25398.S
1971 |  |  |  |  | -33.3874 | -33.3874 | 0 | 0 | 0 | 0 |  | -19.8386 | -13.5488 |  | 0 | 0 |  | 0 | 0 | 0 | 0 | 0 |  |  |  |  | 25398 | NA | 25398.NA1
1972 | [26 empty] | 25398 | NA | 25398.NA2
1973 | 25399 | Other Deferred Credits | [24 empty] | 25399 | NA | 25399.NA
1974 |  |  | S | P | -349288.415 | -349288.415 | 0 | 0 | 0 | 0 | 59.42% | -207545.1553 | -141743.2597 | 100% | 0 | 0 | PLNT | 0 | 0 | 0 | 0 | 0 | 0 | 0 | 0 | 0 | 25399 | S | 25399.S
1975 |  |  | GPS | P | 0 | 0 | 0 | 0 | 0 | 0 | 59.42% | 0 | 0 | 100% | 0 | 0 | PLNT | 0 | 0 | 0 | 0 | 0 | 0 | 0 | 0 | 0 | 25399 | GPS | 25399.GPS
1976 |  |  | SO | P | -3663986.6123 | -3663986.6123 | 0 | 0 | 0 | 0 | 59.42% | -2177119.6465 | -1486866.9658 | 100% | 0 | 0 | PLNT | 0 | 0 | 0 | 0 | 0 | 0 | 0 | 0 | 0 | 25399 | SO | 25399.SO
1977 |  |  | CAGW | P | -68978.5209 | -68978.5209 | 0 | 0 | 0 | 0 | 59.42% | -40986.638 | -27991.8828 | 100% | 0 | 0 | PLNT | 0 | 0 | 0 | 0 | 0 | 0 | 0 | 0 | 0 | 25399 | CAGW | 25399.CAGW
1978 |  |  | SG | P | -558532.0525 | -558532.0525 | 0 | 0 | 0 | 0 | 59.42% | -331876.5141 | -226655.5384 | 100% | 0 | 0 | PLNT | 0 | 0 | 0 | 0 | 0 | 0 | 0 | 0 | 0 | 25399 | SG | 25399.SG
1979 |  |  |  |  | -4640785.6006 | -4640785.6006 | 0 | 0 | 0 | 0 |  | -2757527.954 | -1883257.6467 |  | 0 | 0 |  | 0 | 0 | 0 | 0 | 0 | 0 | 0 | 0 | 0 | 25399 | NA | 25399.NA1
1980 | [26 empty] | 25399 | NA | 25399.NA2
1981 | 190 | Accumulated Deferred Income Taxes | [24 empty] | 190 | NA | 190.NA
1982 |  |  | S | P | 4294948.4358 | 4294948.4358 | 0 | 0 | 0 | 0 | 59.42% | 2552033.5115 | 1742914.9243 | 100% | 0 | 0 | PLNT | 0 | 0 | 0 | 0 | 0 | 0 | 0 | 0 | 0 | 190 | S | 190.S
1983 |  |  | SG | P | -0.02148 | -0.02148 | 0 | 0 | 0 | 0 | 59.42% | -0.012764 | -0.0087169 | 100% | 0 | 0 | PLNT | 0 | 0 | 0 | 0 | 0 | 0 | 0 | 0 | 0 | 190 | SG | 190.SG
1984 |  |  | SO | LABOR | 0.044546 | 0.017985 | 0.0033862 | 0.011885 | 0.0057245 | 0.0055649 | 59.42% | 0.010687 | 0.0072984 | 100% | 0.0033862 | 0 | DISom | 0.0015452 | 0.0097744 | 0.00011252 | 0.00045318 | 0 | 0 | 0 | 0 | 0 | 190 | SO | 190.SO
1985 |  |  | CN | CUST | 0 | 0 | 0 | 0 | 0 | 0 | 59.42% | 0 | 0 | 100% | 0 | 0 | CUST | 0 | 0 | 0 | 0 | 0 | 0 | 0 | 0 | 0 | 190 | CN | 190.CN
1986 |  |  | BADDEBT | CUST | -0.00097184 | 0 | 0 | 0 | -0.00097184 | 0 | 59.42% | 0 | 0 | 100% | 0 | 0 | CUST | 0 | 0 | 0 | 0 | 0 | 0 | 0 | 0 | 0 | 190 | BADDEBT | 190.BADDEBT
1987 |  |  | JBG | P | 0 | 0 | 0 | 0 | 0 | 0 | 59.42% | 0 | 0 | 100% | 0 | 0 | PLNT | 0 | 0 | 0 | 0 | 0 | 0 | 0 | 0 | 0 | 190 | JBG | 190.JBG
1988 |  |  | JBE | P | -4846392.7427 | -4846392.7427 | 0 | 0 | 0 | 0 | 59.42% | -2879698.5282 | -1966694.2145 | 100% | 0 | 0 | PLNT | 0 | 0 | 0 | 0 | 0 | 0 | 0 | 0 | 0 | 190 | JBE | 190.JBE
1989 |  |  | SE | P | 0 | 0 | 0 | 0 | 0 | 0 | 59.42% | 0 | 0 | 100% | 0 | 0 | PLNT | 0 | 0 | 0 | 0 | 0 | 0 | 0 | 0 | 0 | 190 | SE | 190.SE
1990 |  |  | CAGW | P | 0.14513 | 0.14513 | 0 | 0 | 0 | 0 | 59.42% | 0.086233 | 0.058893 | 100% | 0 | 0 | PLNT | 0 | 0 | 0 | 0 | 0 | 0 | 0 | 0 | 0 | 190 | CAGW | 190.CAGW
1991 |  |  | SNPD | DPW | 0.0011605 | 0 | 0 | 0.0011605 | 0 | 0 | 59.42% | 0 | 0 | 100% | 0 | 0 | PLNT | 0.00016699 | 0.00054579 | 0.00026614 | 3.0387e-05 | 0.00015124 | 0 | 0 | 0 | 0 | 190 | SNPD | 190.SNPD
1992 |  |  |  |  | -551444.1384 | -551444.1652 | 0.0033862 | 0.013046 | 0.0047527 | 0.0055649 |  | -327664.9325 | -223779.2327 |  | 0.0033862 | 0 |  | 0.0017122 | 0.01032 | 0.00037866 | 0.00048356 | 0.00015124 | 0 | 0 | 0 | 0 | 190 | NA | 190.NA1
1993 | [26 empty] | 190 | NA | 190.NA2
1994 | 281 | Accumulated Deferred Income Taxes | [24 empty] | 281 | NA | 281.NA
1995 |  |  | S | P | 0 | 0 | 0 | 0 | 0 | 0 | 59.42% | 0 | 0 | 100% | 0 | 0 | PLNT | 0 | 0 | 0 | 0 | 0 | 0 | 0 | 0 | 0 | 281 | S | 281.S
1996 |  |  | SG | PT | 0.0195 | 0.013941 | 0.0055585 | 0 | 0 | 0 | 59.42% | 0.0082838 | 0.0056574 | 100% | 0.0055585 | 0 | PLNT | 0 | 0 | 0 | 0 | 0 | 0 | 0 | 0 | 0 | 281 | SG | 281.SG
1997 |  |  | DNPTU | T | 0 | 0 | 0 | 0 | 0 | 0 | 100% | 0 | 0 | 100% | 0 | 0 | PLNT | 0 | 0 | 0 | 0 | 0 | 0 | 0 | 0 | 0 | 281 | DNPTU | 281.DNPTU
1998 |  |  |  |  | 0.0195 | 0.013941 | 0.0055585 | 0 | 0 | 0 |  | 0.0082838 | 0.0056574 |  | 0.0055585 | 0 |  | 0 | 0 | 0 | 0 | 0 | 0 | 0 | 0 | 0 | 281 | NA | 281.NA1
1999 | [26 empty] | 281 | NA | 281.NA2
2000 | 282 | Accumulated Deferred Income Taxes | [5 empty] | 0.12147 | [18 empty] | 282 | NA | 282.NA
2001 |  |  | S | GP | -270741900 | -127945293.4434 | -67145286.8493 | -73801231.7288 | -1850087.9785 | 0 | 59.42% | -76024353.1183 | -51920940.3251 | 100% | -67145286.8493 | 0 | PLNT | -10619386.5412 | -34707633.4538 | -16924314.9932 | -1932386.5464 | -9617510.1942 | 0 | 0 | 0 | 0 | 282 | S | 282.S
2002 |  |  | SNP | P | -448055.0244 | -448055.0244 | 0 | 0 | 0 | 0 | 59.42% | -266231.7032 | -181823.3212 | 100% | 0 | 0 | PLNT | 0 | 0 | 0 | 0 | 0 | 0 | 0 | 0 | 0 | 282 | SNP | 282.SNP
2003 |  |  | CAGW | P | 1175105.943 | 1175105.943 | 0 | 0 | 0 | 0 | 59.42% | 698241.1526 | 476864.7904 | 100% | 0 | 0 | PLNT | 0 | 0 | 0 | 0 | 0 | 0 | 0 | 0 | 0 | 282 | CAGW | 282.CAGW
2004 |  |  | DITBAL | ACCMDIT | -20404.6491 | -9989.6622 | -5288.1559 | -5111.959 | -14.872 | 0 | 59.42% | -5935.7995 | -4053.8627 | 100% | -5288.1559 | 0 | PLNT | -735.5686 | -2404.0791 | -1172.2894 | -133.8498 | -666.172 | 0 | 0 | 0 | 0 | 282 | DITBAL | 282.DITBAL
2005 |  |  | JBG | P | 1826506.3899 | 1826506.3899 | 0 | 0 | 0 | 0 | 59.42% | 1085299.5294 | 741206.8605 | 100% | 0 | 0 | PLNT | 0 | 0 | 0 | 0 | 0 | 0 | 0 | 0 | 0 | 282 | JBG | 282.JBG
2006 |  |  | CIAC | ACCMDIT | 5085.9527 | 2489.9693 | 1318.0972 | 1274.1793 | 3.7069 | 0 | 59.42% | 1479.5253 | 1010.4439 | 100% | 1318.0972 | 0 | PLNT | 183.3439 | 599.2278 | 292.1985 | 33.3627 | 166.0464 | 0 | 0 | 0 | 0 | 282 | CIAC | 282.CIAC
2007 |  |  | SNPD | PTD | -47201.395 | -23800.9773 | -9489.7502 | -13910.6675 | 0 | 0 | 59.42% | -14142.403 | -9658.5743 | 100% | -9489.7502 | 0 | PLNT | -2001.6299 | -6541.9823 | -3190.0351 | -364.2322 | -1812.788 | 0 | 0 | 0 | 0 | 282 | SNPD | 282.SNPD
2008 |  |  | SO | LABOR | -129380.8971 | -52236.3314 | -9835.0515 | -34520.0834 | -16626.5247 | -16162.906 | 59.42% | -31038.5259 | -21197.8055 | 100% | -9835.0515 | 0 | DISom | -4487.9984 | -28389.0364 | -326.8216 | -1316.227 | 0 | 0 | 0 | 0 | 0 | 282 | SO | 282.SO
2009 |  |  | JBE | GP | 0.038311 | 0.018105 | 0.0095013 | 0.010443 | 0.00026179 | 0 | 59.42% | 0.010758 | 0.007347 | 100% | 0.0095013 | 0 | PLNT | 0.0015027 | 0.0049113 | 0.0023949 | 0.00027344 | 0.0013609 | 0 | 0 | 0 | 0 | 282 | JBE | 282.JBE
2010 |  |  | CN | P | 11514.6601 | 11514.6601 | 0 | 0 | 0 | 0 | 59.42% | 6841.9444 | 4672.7157 | 100% | 0 | 0 | PLNT | 0 | 0 | 0 | 0 | 0 | 0 | 0 | 0 | 0 | 282 | CN | 282.CN
2011 |  |  | SG | P | 1121376.2687 | 1121376.2687 | 0 | 0 | 0 | 0 | 59.42% | 666315.291 | 455060.9777 | 100% | 0 | 0 | PLNT | 0 | 0 | 0 | 0 | 0 | 0 | 0 | 0 | 0 | 282 | SG | 282.SG
2012 |  |  |  |  | -267247352.713 | -124342382.1898 | -67168581.7002 | -73853500.249 | -1866725.6681 | -16162.906 |  | -73883524.0966 | -50458858.0932 |  | -67168581.7002 | 0 |  | -10626428.3928 | -34744369.3189 | -16928711.9384 | -1934167.4925 | -9619823.1064 | 0 | 0 | 0 | 0 | 282 | NA | 282.NA1
2013 | [26 empty] | 282 | NA | 282.NA2
2014 | 283 | Accumulated Deferred Income Taxes | [24 empty] | 283 | NA | 283.NA
2015 |  |  | S | GP | -0.039167 | -0.018509 | -0.0097135 | -0.010676 | -0.00026764 | 0 | 59.42% | -0.010998 | -0.0075111 | 100% | -0.0097135 | 0 | PLNT | -0.0015362 | -0.005021 | -0.0024483 | -0.00027955 | -0.0013913 | 0 | 0 | 0 | 0 | 283 | S | 283.S
2016 |  |  | CAGW | P | -0.04125 | -0.04125 | 0 | 0 | 0 | 0 | 59.42% | -0.024511 | -0.01674 | 100% | 0 | 0 | PLNT | 0 | 0 | 0 | 0 | 0 | 0 | 0 | 0 | 0 | 283 | CAGW | 283.CAGW
2017 |  |  | SG | P | -0.042619 | -0.042619 | 0 | 0 | 0 | 0 | 59.42% | -0.025324 | -0.017295 | 100% | 0 | 0 | PLNT | 0 | 0 | 0 | 0 | 0 | 0 | 0 | 0 | 0 | 283 | SG | 283.SG
2018 |  |  | SO | LABOR | 0.056139 | 0.022666 | 0.0042675 | 0.014978 | 0.0072144 | 0.0070132 | 59.42% | 0.013468 | 0.0091979 | 100% | 0.0042675 | 0 | DISom | 0.0019474 | 0.012318 | 0.00014181 | 0.00057112 | 0 | 0 | 0 | 0 | 0 | 283 | SO | 283.SO
2019 |  |  | GPS | GP | 0.025414 | 0.01201 | 0.0063028 | 0.0069276 | 0.00017366 | 0 | 59.42% | 0.0071363 | 0.0048737 | 100% | 0.0063028 | 0 | PLNT | 0.00099682 | 0.0032579 | 0.0015887 | 0.00018139 | 0.00090278 | 0 | 0 | 0 | 0 | 283 | GPS | 283.GPS
2020 |  |  | SNP | PTD | 0.0043724 | 0.0022047 | 0.00087906 | 0.0012886 | 0 | 0 | 59.42% | 0.00131 | 0.0008947 | 100% | 0.00087906 | 0 | PLNT | 0.00018542 | 0.000606 | 0.0002955 | 3.374e-05 | 0.00016792 | 0 | 0 | 0 | 0 | 283 | SNP | 283.SNP
2021 |  |  | TROJD | P | 0 | 0 | 0 | 0 | 0 | 0 | 59.42% | 0 | 0 | 100% | 0 | 0 | PLNT | 0 | 0 | 0 | 0 | 0 | 0 | 0 | 0 | 0 | 283 | TROJD | 283.TROJD
2022 |  |  | SNPD | DPW | 0 | 0 | 0 | 0 | 0 | 0 | 59.42% | 0 | 0 | 100% | 0 | 0 | PLNT | 0 | 0 | 0 | 0 | 0 | 0 | 0 | 0 | 0 | 283 | SNPD | 283.SNPD
2023 |  |  | JBE | P | 0 | 0 | 0 | 0 | 0 | 0 | 59.42% | 0 | 0 | 100% | 0 | 0 | PLNT | 0 | 0 | 0 | 0 | 0 | 0 | 0 | 0 | 0 | 283 | JBE | 283.JBE
2024 |  |  |  |  | -0.03711 | -0.065498 | 0.0017358 | 0.012518 | 0.0071204 | 0.0070132 |  | -0.038919 | -0.02658 |  | 0.0017358 | 0 |  | 0.0015934 | 0.011161 | -0.00042238 | 0.0005067 | -0.00032061 | 0 | 0 | 0 | 0 | 283 | NA | 283.NA1
2025 | [26 empty] | 283 | NA | 283.NA2
2026 | TOTAL ACCUMULATED DEF INCOME TAX |  |  |  | -267798796.8691 | -124893826.4065 | -67168581.6895 | -73853500.2234 | -1866725.6562 | -16162.8934 |  | -74211189.0597 | -50682637.3468 |  | -67168581.6895 | 0 |  | -10626428.3895 | -34744369.2974 | -16928711.9384 | -1934167.4915 | -9619823.1066 | 0 | 0 | 0 | 0 | TOTAL ACCUMULATED DEF INCOME TAX | NA | TOTAL ACCUMULATED DEF INCOME TAX.NA
2027 | [26 empty] | TOTAL ACCUMULATED DEF INCOME TAX | NA | TOTAL ACCUMULATED DEF INCOME TAX.NA1
2028 | 255 | Accumulated Investment Tax Credit | [24 empty] | 255 | NA | 255.NA
2029 |  |  | SG | PTD | -19184.5594 | -9673.6815 | -3857.019 | -5653.8589 | 0 | 0 | 59.42% | -5748.0456 | -3925.6359 | 100% | -3857.019 | 0 | PLNT | -813.5435 | -2658.9266 | -1296.5595 | -148.0387 | -736.7905 | 0 | 0 | 0 | 0 | 255 | SG | 255.SG
2030 |  |  | ITC84 | PTD | 0 | 0 | 0 | 0 | 0 | 0 | 59.42% | 0 | 0 | 100% | 0 | 0 | PLNT | 0 | 0 | 0 | 0 | 0 | 0 | 0 | 0 | 0 | 255 | ITC84 | 255.ITC84
2031 |  |  | ITC85 | PTD | 0 | 0 | 0 | 0 | 0 | 0 | 59.42% | 0 | 0 | 100% | 0 | 0 | PLNT | 0 | 0 | 0 | 0 | 0 | 0 | 0 | 0 | 0 | 255 | ITC85 | 255.ITC85
2032 |  |  | ITC86 | PTD | 0 | 0 | 0 | 0 | 0 | 0 | 59.42% | 0 | 0 | 100% | 0 | 0 | PLNT | 0 | 0 | 0 | 0 | 0 | 0 | 0 | 0 | 0 | 255 | ITC86 | 255.ITC86
2033 |  |  | ITC88 | PTD | 30.107 | 15.1812 | 6.053 | 8.8728 | 0 | 0 | 59.42% | 9.0206 | 6.1606 | 100% | 6.053 | 0 | PLNT | 1.2767 | 4.1727 | 2.0347 | 0.23232 | 1.1563 | 0 | 0 | 0 | 0 | 255 | ITC88 | 255.ITC88
2034 |  |  | ITC89 | PTD | -2624.1214 | -1323.1951 | -527.5746 | -773.3517 | 0 | 0 | 59.42% | -786.2349 | -536.9602 | 100% | -527.5746 | 0 | PLNT | -111.2789 | -363.6959 | -177.3473 | -20.2492 | -100.7804 | 0 | 0 | 0 | 0 | 255 | ITC89 | 255.ITC89
2035 |  |  | ITC90 | PTD | -3353.5341 | -1690.9964 | -674.2216 | -988.3161 | 0 | 0 | 59.42% | -1004.7803 | -686.2161 | 100% | -674.2216 | 0 | PLNT | -142.2105 | -464.7905 | -226.6435 | -25.8777 | -128.7938 | 0 | 0 | 0 | 0 | 255 | ITC90 | 255.ITC90
2036 |  |  | DGU | PTD | 0 | 0 | 0 | 0 | 0 | 0 | 59.42% | 0 | 0 | 100% | 0 | 0 | PLNT | 0 | 0 | 0 | 0 | 0 | 0 | 0 | 0 | 0 | 255 | DGU | 255.DGU
2037 |  |  |  |  | -25132.1079 | -12672.6918 | -5052.7622 | -7406.6539 | 0 | 0 |  | -7530.0401 | -5142.6516 |  | -5052.7622 | 0 |  | -1065.7562 | -3483.2404 | -1698.5156 | -193.9333 | -965.2084 | 0 | 0 | 0 | 0 | 255 | NA | 255.NA1
2038 | [26 empty] | 255 | NA | 255.NA2
2039 | TOTAL RATE DRB DEDUCTIONS |  |  |  | -291742708.116 | -145230900.5555 | -67227296.57 | -74478497.0925 | -4789851.0046 | -16162.8934 |  | -86295360.856 | -58935539.6995 |  | -67227296.57 | 0 |  | -10716360.2671 | -35038296.1295 | -17072038.0542 | -1950532.1986 | -9701270.4431 | 0 | 0 | 0 | 0 | TOTAL RATE DRB DEDUCTIONS | NA | TOTAL RATE DRB DEDUCTIONS.NA
2040 | [26 empty] | TOTAL RATE DRB DEDUCTIONS | NA | TOTAL RATE DRB DEDUCTIONS.NA1
2041 | 108SP | Steam Prod Plant Accumulated Depr | [24 empty] | 108SP | NA | 108SP.NA
2042 | [26 empty] | 108SP | NA | 108SP.NA1
2043 |  |  | SGP | P | 0 | 0 | 0 | 0 | 0 | 0 | 59.42% | 0 | 0 |  | 0 | 0 | [6 empty] | 0 | 0 | 0 | 0 | 108SP | SGP | 108SP.SGP
2044 |  |  | DGU/DGP | P | 0 | 0 | 0 | 0 | 0 | 0 | 59.42% | 0 | 0 |  | 0 | 0 | [6 empty] | 0 | 0 | 0 | 0 | 108SP | DGU/DGP | 108SP.DGU/DGP
2045 |  |  | SG | P | 0 | 0 | 0 | 0 | 0 | 0 | 59.42% | 0 | 0 |  | 0 | 0 | [6 empty] | 0 | 0 | 0 | 0 | 108SP | SG | 108SP.SG
2046 |  |  | CAGW | P | -7412226.3546 | -7412226.3546 | 0 | 0 | 0 | 0 | 59.42% | -4404302.0154 | -3007924.3392 |  | 0 | 0 | [6 empty] | 0 | 0 | 0 | 0 | 108SP | CAGW | 108SP.CAGW
2047 |  |  | JBG | P | -126034138.7232 | -126034138.7232 | 0 | 0 | 0 | 0 | 59.42% | -74888756.0408 | -51145382.6823 | [9 empty] | 0 | 0 | 0 | 0 | 108SP | JBG | 108SP.JBG
2048 |  |  |  |  | -133446365.0778 | -133446365.0778 | 0 | 0 | 0 | 0 |  | -79293058.0562 | -54153307.0215 |  | 0 | 0 |  | 0 | 0 | 0 | 0 | 0 | 0 | 0 | 0 | 0 | 108SP | NA | 108SP.NA2
2049 | [26 empty] | 108SP | NA | 108SP.NA3
2050 | 108NP | Nuclear Prod Plant Accumulated Depr | [24 empty] | 108NP | NA | 108NP.NA
2051 |  |  | DGP | P | 0 | 0 | 0 | 0 | 0 | 0 | 59.42% | 0 | 0 |  | 0 | 0 | [6 empty] | 0 | 0 | 0 | 0 | 108NP | DGP | 108NP.DGP
2052 |  |  | DGU | P | 0 | 0 | 0 | 0 | 0 | 0 | 59.42% | 0 | 0 |  | 0 | 0 | [6 empty] | 0 | 0 | 0 | 0 | 108NP | DGU | 108NP.DGU
2053 |  |  | SG | P | 0 | 0 | 0 | 0 | 0 | 0 | 59.42% | 0 | 0 |  | 0 | 0 | [6 empty] | 0 | 0 | 0 | 0 | 108NP | SG | 108NP.SG
2054 |  |  |  |  | 0 | 0 | 0 | 0 | 0 | 0 |  | 0 | 0 |  | 0 | 0 |  | 0 | 0 | 0 | 0 | 0 | 0 | 0 | 0 | 0 | 108NP | NA | 108NP.NA1
2055 | [26 empty] | 108NP | NA | 108NP.NA2
2056 | [26 empty] | 108NP | NA | 108NP.NA3
2057 | 108HP | Hydraulic Prod Plant Accum Depr | [24 empty] | 108HP | NA | 108HP.NA
2058 |  |  | SG | P | 0 | 0 | 0 | 0 | 0 | 0 | 59.42% | 0 | 0 |  | 0 | 0 | [6 empty] | 0 | 0 | 0 | 0 | 108HP | SG | 108HP.SG
2059 |  |  | DGU/DGP | P | 0 | 0 | 0 | 0 | 0 | 0 | 59.42% | 0 | 0 |  | 0 | 0 | [6 empty] | 0 | 0 | 0 | 0 | 108HP | DGU/DGP | 108HP.DGU/DGP
2060 |  |  | CAGW | P | -75148258.0058 | -75148258.0058 | 0 | 0 | 0 | 0 | 59.42% | -44652660.1261 | -30495597.8797 |  | 0 | 0 | [6 empty] | 0 | 0 | 0 | 0 | 108HP | CAGW | 108HP.CAGW
2061 |  |  | SG/CAGE/CAGW | P | 0 | 0 | 0 | 0 | 0 | 0 | 59.42% | 0 | 0 |  | 0 | 0 | [6 empty] | 0 | 0 | 0 | 0 | 108HP | SG/CAGE/CAGW | 108HP.SG/CAGE/CAGW
2062 |  |  |  |  | -75148258.0058 | -75148258.0058 | 0 | 0 | 0 | 0 |  | -44652660.1261 | -30495597.8797 |  | 0 | 0 |  | 0 | 0 | 0 | 0 | 0 | 0 | 0 | 0 | 0 | 108HP | NA | 108HP.NA1
2063 | [26 empty] | 108HP | NA | 108HP.NA2
2064 | 108OP | Other Generation Plant - Accum Depr | [24 empty] | 108OP | NA | 108OP.NA
2065 |  |  | S | P | 0 | 0 | 0 | 0 | 0 | 0 | 59.42% | 0 | 0 |  | 0 | 0 | [6 empty] | 0 | 0 | 0 | 0 | 108OP | S | 108OP.S
2066 |  |  | SGU | P | 0 | 0 | 0 | 0 | 0 | 0 | 59.42% | 0 | 0 |  | 0 | 0 | [6 empty] | 0 | 0 | 0 | 0 | 108OP | SGU | 108OP.SGU
2067 |  |  | SG-P | P | 0 | 0 | 0 | 0 | 0 | 0 | 59.42% | 0 | 0 |  | 0 | 0 | [6 empty] | 0 | 0 | 0 | 0 | 108OP | SG-P | 108OP.SG-P
2068 |  |  | SG | P | 0 | 0 | 0 | 0 | 0 | 0 | 59.42% | 0 | 0 |  | 0 | 0 | [6 empty] | 0 | 0 | 0 | 0 | 108OP | SG | 108OP.SG
2069 |  |  | CAGW | P | -102518420.2153 | -102518420.2153 | 0 | 0 | 0 | 0 | 59.42% | -60915852.157 | -41602568.0583 |  | 0 | 0 | [6 empty] | 0 | 0 | 0 | 0 | 108OP | CAGW | 108OP.CAGW
2070 |  |  | CAGE | P | 0 | 0 | 0 | 0 | 0 | 0 | 59.42% | 0 | 0 | [9 empty] | 0 | 0 | 0 | 0 | 108OP | CAGE | 108OP.CAGE
2071 |  |  |  |  | -102518420.2153 | -102518420.2153 | 0 | 0 | 0 | 0 |  | -60915852.157 | -41602568.0583 |  | 0 | 0 |  | 0 | 0 | 0 | 0 | 0 | 0 | 0 | 0 | 0 | 108OP | NA | 108OP.NA1
2072 | [26 empty] | 108OP | NA | 108OP.NA2
2073 | 108EP | Experimental Plant - Accum Depr | [24 empty] | 108EP | NA | 108EP.NA
2074 |  |  | DGP | P | 0 | 0 | 0 | 0 | 0 | 0 | 59.42% | 0 | 0 |  | 0 | 0 | [6 empty] | 0 | 0 | 0 | 0 | 108EP | DGP | 108EP.DGP
2075 |  |  | SG | P | 0 | 0 | 0 | 0 | 0 | 0 | 59.42% | 0 | 0 |  | 0 | 0 | [6 empty] | 0 | 0 | 0 | 0 | 108EP | SG | 108EP.SG
2076 |  |  |  |  | 0 | 0 | 0 | 0 | 0 | 0 |  | 0 | 0 |  | 0 | 0 |  | 0 | 0 | 0 | 0 | 0 | 0 | 0 | 0 | 0 | 108EP | NA | 108EP.NA1
2077 | [26 empty] | 108EP | NA | 108EP.NA2
2078 | [22 empty] | 0 | 0 | 0 | 0 | 108EP | NA | 108EP.NA3
2079 | [26 empty] | 108EP | NA | 108EP.NA4
2080 | TOTAL GENERATION PLANT DEPRECIATION |  |  |  | -311113043.2989 | -311113043.2989 | 0 | 0 | 0 | 0 |  | -184861570.3393 | -126251472.9596 |  | 0 | 0 |  | 0 | 0 | 0 | 0 | 0 | 0 | 0 | 0 | 0 | TOTAL GENERATION PLANT DEPRECIATION | NA | TOTAL GENERATION PLANT DEPRECIATION.NA
2081 | [26 empty] | TOTAL GENERATION PLANT DEPRECIATION | NA | TOTAL GENERATION PLANT DEPRECIATION.NA1
2082 | 108TP | Transmission Plant Accumulated Depr | [24 empty] | 108TP | NA | 108TP.NA
2083 |  |  | DGP | T | 0 | 0 | 0 | 0 | 0 | 0 |  |  |  | 100% | 0 | 0 | [6 empty] | 0 | 0 | 0 | 0 | 108TP | DGP | 108TP.DGP
2084 |  |  | SG | T | 700684.0032 | 0 | 700684.0032 | 0 | 0 | 0 |  |  |  | 100% | 700684.0032 | 0 | [6 empty] | 0 | 0 | 0 | 0 | 108TP | SG | 108TP.SG
2085 |  |  | JBG | T | -11155705.2857 | 0 | -11155705.2857 | 0 | 0 | 0 |  |  |  | 100% | -11155705.2857 | 0 | [6 empty] | 0 | 0 | 0 | 0 | 108TP | JBG | 108TP.JBG
2086 |  |  | CAGW | T | -122335751.4815 | 0 | -122335751.4815 | 0 | 0 | 0 |  |  |  | 100% | -122335751.4815 | 0 | [6 empty] | 0 | 0 | 0 | 0 | 108TP | CAGW | 108TP.CAGW
2087 | TOTAL TRANS PLANT ACCUM DEPR |  |  |  | -132790772.7641 | 0 | -132790772.7641 | 0 | 0 | 0 |  | 0 | 0 |  | -132790772.7641 | 0 |  | 0 | 0 | 0 | 0 | 0 | 0 | 0 | 0 | 0 | TOTAL TRANS PLANT ACCUM DEPR | NA | TOTAL TRANS PLANT ACCUM DEPR.NA
2088 | [26 empty] | TOTAL TRANS PLANT ACCUM DEPR | NA | TOTAL TRANS PLANT ACCUM DEPR.NA1
2089 | 108360 | Land and Land Rights | [24 empty] | 108360 | NA | 108360.NA
2090 |  |  | S | DPW | -184487.56 | 0 | 0 | -184487.56 | 0 | 0 | [6 empty] | PLNT2 | -43222.4468 | -141265.1132 | 0 | 0 | 0 | 0 | 0 | 0 | 0 | 108360 | S | 108360.S
2091 |  |  |  |  | -184487.56 | 0 | 0 | -184487.56 | 0 | 0 |  | 0 | 0 |  | 0 | 0 |  | -43222.4468 | -141265.1132 | 0 | 0 | 0 | 0 | 0 | 0 | 0 | 108360 | NA | 108360.NA1
2092 | [26 empty] | 108360 | NA | 108360.NA2
2093 | 108361 | Structures and Improvements | [24 empty] | 108361 | NA | 108361.NA
2094 |  |  | S | DPW | -1132596.13 | 0 | 0 | -1132596.13 | 0 | 0 | [6 empty] | PLNT2 | -265348.9266 | -867247.2034 | 0 | 0 | 0 | 0 | 0 | 0 | 0 | 108361 | S | 108361.S
2095 |  |  |  |  | -1132596.13 | 0 | 0 | -1132596.13 | 0 | 0 |  | 0 | 0 |  | 0 | 0 |  | -265348.9266 | -867247.2034 | 0 | 0 | 0 | 0 | 0 | 0 | 0 | 108361 | NA | 108361.NA1
2096 | [26 empty] | 108361 | NA | 108361.NA2
2097 | 108362 | Station Equipment | [24 empty] | 108362 | NA | 108362.NA
2098 |  |  | S | DPW | -22022296.84 | 0 | 0 | -22022296.84 | 0 | 0 | [6 empty] | SUBS | -22022296.84 | 0 | 0 | 0 | 0 | 0 | 0 | 0 | 0 | 108362 | S | 108362.S
2099 |  |  |  |  | -22022296.84 | 0 | 0 | -22022296.84 | 0 | 0 |  | 0 | 0 |  | 0 | 0 |  | -22022296.84 | 0 | 0 | 0 | 0 | 0 | 0 | 0 | 0 | 108362 | NA | 108362.NA1
2100 | [26 empty] | 108362 | NA | 108362.NA2
2101 | 108364 | Poles, Towers & Fixtures | [24 empty] | 108364 | NA | 108364.NA
2102 |  |  | S | DPW | -68568934.7 | 0 | 0 | -68568934.7 | 0 | 0 | [6 empty] | PC | 0 | -68568934.7 | 0 | 0 | 0 | 0 | 0 | 0 | 0 | 108364 | S | 108364.S
2103 |  |  |  |  | -68568934.7 | 0 | 0 | -68568934.7 | 0 | 0 |  | 0 | 0 |  | 0 | 0 |  | 0 | -68568934.7 | 0 | 0 | 0 | 0 | 0 | 0 | 0 | 108364 | NA | 108364.NA1
2104 | [26 empty] | 108364 | NA | 108364.NA2
2105 | 108365 | Overhead Conductors | [24 empty] | 108365 | NA | 108365.NA
2106 |  |  | S | DPW | -33307044.13 | 0 | 0 | -33307044.13 | 0 | 0 | [6 empty] | PC | 0 | -33307044.13 | 0 | 0 | 0 | 0 | 0 | 0 | 0 | 108365 | S | 108365.S
2107 |  |  |  |  | -33307044.13 | 0 | 0 | -33307044.13 | 0 | 0 |  | 0 | 0 |  | 0 | 0 |  | 0 | -33307044.13 | 0 | 0 | 0 | 0 | 0 | 0 | 0 | 108365 | NA | 108365.NA1
2108 | [26 empty] | 108365 | NA | 108365.NA2
2109 | 108366 | Underground Conduit | [24 empty] | 108366 | NA | 108366.NA
2110 |  |  | S | DPW | -10841847.81 | 0 | 0 | -10841847.81 | 0 | 0 | [6 empty] | PC | 0 | -10841847.81 | 0 | 0 | 0 | 0 | 0 | 0 | 0 | 108366 | S | 108366.S
2111 |  |  |  |  | -10841847.81 | 0 | 0 | -10841847.81 | 0 | 0 |  | 0 | 0 |  | 0 | 0 |  | 0 | -10841847.81 | 0 | 0 | 0 | 0 | 0 | 0 | 0 | 108366 | NA | 108366.NA1
2112 | [26 empty] | 108366 | NA | 108366.NA2
2113 | 108367 | Underground Conductors | [24 empty] | 108367 | NA | 108367.NA
2114 |  |  | S | DPW | -13085107.16 | 0 | 0 | -13085107.16 | 0 | 0 | [6 empty] | PC | 0 | -13085107.16 | 0 | 0 | 0 | 0 | 0 | 0 | 0 | 108367 | S | 108367.S
2115 |  |  |  |  | -13085107.16 | 0 | 0 | -13085107.16 | 0 | 0 |  | 0 | 0 |  | 0 | 0 |  | 0 | -13085107.16 | 0 | 0 | 0 | 0 | 0 | 0 | 0 | 108367 | NA | 108367.NA1
2116 | [26 empty] | 108367 | NA | 108367.NA2
2117 | 108368 | Line Transformers | [24 empty] | 108368 | NA | 108368.NA
2118 |  |  | S | DPW | -59153326.48 | 0 | 0 | -59153326.48 | 0 | 0 | [6 empty] | XFMR | 0 | 0 | -59153326.48 | 0 | 0 | 0 | 0 | 0 | 0 | 108368 | S | 108368.S
2119 |  |  |  |  | -59153326.48 | 0 | 0 | -59153326.48 | 0 | 0 |  | 0 | 0 |  | 0 | 0 |  | 0 | 0 | -59153326.48 | 0 | 0 | 0 | 0 | 0 | 0 | 108368 | NA | 108368.NA1
2120 | [26 empty] | 108368 | NA | 108368.NA2
2121 | 108369 | Services | [24 empty] | 108369 | NA | 108369.NA
2122 |  |  | S | DPW | -27990040.41 | 0 | 0 | -27990040.41 | 0 | 0 | [6 empty] | SERV | 0 | 0 | 0 | 0 | -27990040.41 | 0 | 0 | 0 | 0 | 108369 | S | 108369.S
2123 |  |  |  |  | -27990040.41 | 0 | 0 | -27990040.41 | 0 | 0 |  | 0 | 0 |  | 0 | 0 |  | 0 | 0 | 0 | 0 | -27990040.41 | 0 | 0 | 0 | 0 | 108369 | NA | 108369.NA1
2124 | [26 empty] | 108369 | NA | 108369.NA2
2125 | 108370 | Meters | [24 empty] | 108370 | NA | 108370.NA
2126 |  |  | S | DPW | -4993339 | 0 | 0 | -4993339 | 0 | 0 | [6 empty] | METR | 0 | 0 | 0 | -4993339 | 0 | 0 | 0 | 0 | 0 | 108370 | S | 108370.S
2127 |  |  |  |  | -4993339 | 0 | 0 | -4993339 | 0 | 0 |  | 0 | 0 |  | 0 | 0 |  | 0 | 0 | 0 | -4993339 | 0 | 0 | 0 | 0 | 0 | 108370 | NA | 108370.NA1
2128 | [26 empty] | 108370 | NA | 108370.NA2
2129 | 108371 | Installations on Customers' Premises | [24 empty] | 108371 | NA | 108371.NA
2130 |  |  | S | DPW | -361159.78 | 0 | 0 | -361159.78 | 0 | 0 | [6 empty] | PC | 0 | -361159.78 | 0 | 0 | 0 | 0 | 0 | 0 | 0 | 108371 | S | 108371.S
2131 |  |  |  |  | -361159.78 | 0 | 0 | -361159.78 | 0 | 0 |  | 0 | 0 |  | 0 | 0 |  | 0 | -361159.78 | 0 | 0 | 0 | 0 | 0 | 0 | 0 | 108371 | NA | 108371.NA1
2132 | [26 empty] | 108371 | NA | 108371.NA2
2133 | 108372 | Leased Property | [24 empty] | 108372 | NA | 108372.NA
2134 |  |  | S | DPW | 0 | 0 | 0 | 0 | 0 | 0 | [6 empty] | PLNT2 | 0 | 0 | 0 | 0 | 0 | 0 | 0 | 0 | 0 | 108372 | S | 108372.S
2135 |  |  |  |  | 0 | 0 | 0 | 0 | 0 | 0 |  | 0 | 0 |  | 0 | 0 |  | 0 | 0 | 0 | 0 | 0 | 0 | 0 | 0 | 0 | 108372 | NA | 108372.NA1
2136 | [26 empty] | 108372 | NA | 108372.NA2
2137 | 108373 | Street Lights | [24 empty] | 108373 | NA | 108373.NA
2138 |  |  | S | DPW | -2138770.53 | 0 | 0 | -2138770.53 | 0 | 0 | [6 empty] | PC | 0 | -2138770.53 | 0 | 0 | 0 | 0 | 0 | 0 | 0 | 108373 | S | 108373.S
2139 |  |  |  |  | -2138770.53 | 0 | 0 | -2138770.53 | 0 | 0 |  | 0 | 0 |  | 0 | 0 |  | 0 | -2138770.53 | 0 | 0 | 0 | 0 | 0 | 0 | 0 | 108373 | NA | 108373.NA1
2140 | [26 empty] | 108373 | NA | 108373.NA2
2141 | 108D00 | Unclassified Dist Plant - Acct 300 | [24 empty] | 108D00 | NA | 108D00.NA
2142 |  |  | S | DPW | 0 | 0 | 0 | 0 | 0 | 0 | [6 empty] | PLNT | 0 | 0 | 0 | 0 | 0 | 0 | 0 | 0 | 0 | 108D00 | S | 108D00.S
2143 |  |  |  |  | 0 | 0 | 0 | 0 | 0 | 0 |  | 0 | 0 |  | 0 | 0 |  | 0 | 0 | 0 | 0 | 0 | 0 | 0 | 0 | 0 | 108D00 | NA | 108D00.NA1
2144 | [26 empty] | 108D00 | NA | 108D00.NA2
2145 | 108DS | Unclassified Dist Sub Plant - Acct 300 | [24 empty] | 108DS | NA | 108DS.NA
2146 |  |  | S | DPW | 0 | 0 | 0 | 0 | 0 | 0 | [6 empty] | PLNT | 0 | 0 | 0 | 0 | 0 | 0 | 0 | 0 | 0 | 108DS | S | 108DS.S
2147 |  |  |  |  | 0 | 0 | 0 | 0 | 0 | 0 |  | 0 | 0 |  | 0 | 0 |  | 0 | 0 | 0 | 0 | 0 | 0 | 0 | 0 | 0 | 108DS | NA | 108DS.NA1
2148 | [26 empty] | 108DS | NA | 108DS.NA2
2149 | 108DP | Unclassified Dist Sub Plant - Acct 300 | [24 empty] | 108DP | NA | 108DP.NA
2150 |  |  | S | DPW | 324800 | 0 | 0 | 324800 | 0 | 0 | [6 empty] | PLNT | 46736.0323 | 152748.6613 | 74484.089 | 8504.4536 | 42326.7639 | 0 | 0 | 0 | 0 | 108DP | S | 108DP.S
2151 |  |  |  |  | 324800 | 0 | 0 | 324800 | 0 | 0 |  | 0 | 0 |  | 0 | 0 |  | 46736.0323 | 152748.6613 | 74484.089 | 8504.4536 | 42326.7639 | 0 | 0 | 0 | 0 | 108DP | NA | 108DP.NA1
2152 | [26 empty] | 108DP | NA | 108DP.NA2
2153 | [26 empty] | 108DP | NA | 108DP.NA3
2154 | TOTAL DISTRIBUTION PLANT DEPR |  |  |  | -243454150.53 | 0 | 0 | -243454150.53 | 0 | 0 |  | 0 | 0 |  | 0 | 0 |  | -22284132.1811 | -129158627.7654 | -59078842.391 | -4984834.5464 | -27947713.6461 | 0 | 0 | 0 | 0 | TOTAL DISTRIBUTION PLANT DEPR | NA | TOTAL DISTRIBUTION PLANT DEPR.NA
2155 | [26 empty] | TOTAL DISTRIBUTION PLANT DEPR | NA | TOTAL DISTRIBUTION PLANT DEPR.NA1
2156 | 108GP | General Plant Accumulated Depr | [24 empty] | 108GP | NA | 108GP.NA
2157 |  |  | S | G-SITUS | -23711590.21 | 0 | -7251998.5204 | -16459591.6896 | 0 | 0 | 59.42% | 0 | 0 | 100% | -7251998.5204 | 0 | PLNT | -2368399.0412 | -7740703.8037 | -3774561.8588 | -430972.3943 | -2144954.5917 | 0 | 0 | 0 | 0 | 108GP | S | 108GP.S
2158 |  |  | SG | G-SG | 2759.9292 | 1145.9424 | 1613.9868 | 0 | 0 | 0 | 59.42% | 680.9123 | 465.0301 | 100% | 1613.9868 | 0 | PLNT | 0 | 0 | 0 | 0 | 0 | 0 | 0 | 0 | 0 | 108GP | SG | 108GP.SG
2159 |  |  | SG-U | G-DGU | 0 | 0 | 0 | 0 | 0 | 0 | 59.42% | 0 | 0 | 100% | 0 | 0 | PLNT | 0 | 0 | 0 | 0 | 0 | 0 | 0 | 0 | 0 | 108GP | SG-U | 108GP.SG-U
2160 |  |  | CAGW | G-SG | -6705051.0144 | -2783985.2843 | -3921065.7301 | 0 | 0 | 0 | 59.42% | -1654227.9488 | -1129757.3355 | 100% | -3921065.7301 | 0 | PLNT | 0 | 0 | 0 | 0 | 0 | 0 | 0 | 0 | 0 | 108GP | CAGW | 108GP.CAGW
2161 |  |  | CN | CUST | -496943.4648 | 0 | 0 | 0 | -496943.4648 | 0 | 59.42% | 0 | 0 | 100% | 0 | 0 | CUST | 0 | 0 | 0 | 0 | 0 | 0 | 0 | 0 | 0 | 108GP | CN | 108GP.CN
2162 |  |  | SO | PTD | -7161924.807 | -3611351.1049 | -1439891.2818 | -2110682.4202 | 0 | 0 | 59.42% | -2145843.9326 | -1465507.1724 | 100% | -1439891.2818 | 0 | PLNT | -303709.7344 | -992622.888 | -484027.8854 | -55265.3962 | -275056.5162 | 0 | 0 | 0 | 0 | 108GP | SO | 108GP.SO
2163 |  |  | SE | P | 0 | 0 | 0 | 0 | 0 | 0 | 59.42% | 0 | 0 | 100% | 0 | 0 | PLNT | 0 | 0 | 0 | 0 | 0 | 0 | 0 | 0 | 0 | 108GP | SE | 108GP.SE
2164 |  |  | JBG | G-SG | -1473766.4619 | -611918.408 | -861848.0539 | 0 | 0 | 0 | 59.42% | -363598.3777 | -248320.0303 | 100% | -861848.0539 | 0 | PLNT | 0 | 0 | 0 | 0 | 0 | 0 | 0 | 0 | 0 | 108GP | JBG | 108GP.JBG
2165 |  |  | JBE | P | 0 | 0 | 0 | 0 | 0 | 0 | 59.42% | 0 | 0 | 100% | 0 | 0 | PLNT | 0 | 0 | 0 | 0 | 0 | 0 | 0 | 0 | 0 | 108GP | JBE | 108GP.JBE
2166 |  |  | CAGE | P | 0 | 0 | 0 | 0 | 0 | 0 | 59.42% | 0 | 0 | 100% | 0 | 0 | PLNT | 0 | 0 | 0 | 0 | 0 | 0 | 0 | 0 | 0 | 108GP | CAGE | 108GP.CAGE
2167 |  |  |  |  | -39546516.029 | -7006108.8549 | -13473189.5994 | -18570274.1099 | -496943.4648 | 0 |  | -4162989.3467 | -2843119.5081 |  | -13473189.5994 | 0 |  | -2672108.7756 | -8733326.6918 | -4258589.7441 | -486237.7905 | -2420011.1079 | 0 | 0 | 0 | 0 | 108GP | NA | 108GP.NA1
2168 | [26 empty] | 108GP | NA | 108GP.NA2
2169 | [26 empty] | 108GP | NA | 108GP.NA3
2170 | 108MP | Mining Plant Accumulated Depr. | [24 empty] | 108MP | NA | 108MP.NA
2171 |  |  | JBE | P | -53428567.5891 | -53428567.5891 | 0 | 0 | 0 | 0 | 59.42% | -31746945.7428 | -21681621.8463 | 100% | 0 | 0 | [6 empty] | 0 | 0 | 0 | 0 | 108MP | JBE | 108MP.JBE
2172 |  |  | SE | P | 0 | 0 | 0 | 0 | 0 | 0 | 59.42% | 0 | 0 | 100% | 0 | 0 | [6 empty] | 0 | 0 | 0 | 0 | 108MP | SE | 108MP.SE
2173 |  |  |  |  | -53428567.5891 | -53428567.5891 | 0 | 0 | 0 | 0 |  | -31746945.7428 | -21681621.8463 |  | 0 | 0 |  | 0 | 0 | 0 | 0 | 0 |  |  |  |  | 108MP | NA | 108MP.NA1
2174 | [26 empty] | 108MP | NA | 108MP.NA2
2175 | 108MP | Less Centralia Situs Depreciation | [24 empty] | 108MP | NA | 108MP.NA3
2176 |  |  | DOTH | P | 0 | 0 | 0 | 0 | 0 | 0 | 59.42% | 0 | 0 | 100% | 0 | 0 | [6 empty] | 0 | 0 | 0 | 0 | 108MP | DOTH | 108MP.DOTH
2177 |  |  |  |  | 0 | 0 | 0 | 0 | 0 | 0 |  | 0 | 0 |  | 0 | 0 |  | 0 | 0 | 0 | 0 | 0 | 0 | 0 | 0 | 0 | 108MP | NA | 108MP.NA4
2178 | [26 empty] | 108MP | NA | 108MP.NA5
2179 | 1081390 | Accum Depr - Capital Lease | [24 empty] | 1081390 | NA | 1081390.NA
2180 |  |  | SO | PTD | 0 | 0 | 0 | 0 | 0 | 0 | 59.42% | 0 | 0 | 100% | 0 | 0 | PLNT | 0 | 0 | 0 | 0 | 0 | 0 | 0 | 0 | 0 | 1081390 | SO | 1081390.SO
2181 | [26 empty] | 1081390 | NA | 1081390.NA1
2182 | [26 empty] | 1081390 | NA | 1081390.NA2
2183 |  | Remove Capital Leases |  | P | 0 | 0 | 0 | 0 | 0 | 0 | 59.42% | 0 | 0 | 100% | 0 | 0 | [6 empty] | 0 | 0 | 0 | 0 | 1081390 | NA | 1081390.NA3
2184 |  |  |  |  | 0 | 0 | 0 | 0 | 0 | 0 |  | 0 | 0 |  | 0 | 0 |  | 0 | 0 | 0 | 0 | 0 | 0 | 0 | 0 | 0 | 1081390 | NA | 1081390.NA4
2185 | [26 empty] | 1081390 | NA | 1081390.NA5
2186 | 1081399 | Accum Depr - Capital Lease | [24 empty] | 1081399 | NA | 1081399.NA
2187 |  |  | S | P | 0 | 0 | 0 | 0 | 0 | 0 | 59.42% | 0 | 0 | 100% | 0 | 0 | PLNT | 0 | 0 | 0 | 0 | 0 | 0 | 0 | 0 | 0 | 1081399 | S | 1081399.S
2188 |  |  | SE | P | 0 | 0 | 0 | 0 | 0 | 0 | 59.42% | 0 | 0 | 100% | 0 | 0 | PLNT | 0 | 0 | 0 | 0 | 0 | 0 | 0 | 0 | 0 | 1081399 | SE | 1081399.SE
2189 | [26 empty] | 1081399 | NA | 1081399.NA1
2190 | [26 empty] | 1081399 | NA | 1081399.NA2
2191 |  | Remove Capital Leases |  | P | 0 | 0 | 0 | 0 | 0 | 0 | 59.42% | 0 | 0 | 100% | 0 | 0 | [6 empty] | 0 | 0 | 0 | 0 | 1081399 | NA | 1081399.NA3
2192 |  |  |  |  | 0 | 0 | 0 | 0 | 0 | 0 |  | 0 | 0 |  | 0 | 0 |  | 0 | 0 | 0 | 0 | 0 | 0 | 0 | 0 | 0 | 1081399 | NA | 1081399.NA4
2193 | [26 empty] | 1081399 | NA | 1081399.NA5
2194 | [26 empty] | 1081399 | NA | 1081399.NA6
2195 | TOTAL GENERAL PLANT ACCUM DEPR |  |  |  | -92975083.6181 | -60434676.444 | -13473189.5994 | -18570274.1099 | -496943.4648 | 0 |  | -35909935.0896 | -24524741.3544 |  | -13473189.5994 | 0 |  | -2672108.7756 | -8733326.6918 | -4258589.7441 | -486237.7905 | -2420011.1079 | 0 | 0 | 0 | 0 | TOTAL GENERAL PLANT ACCUM DEPR | NA | TOTAL GENERAL PLANT ACCUM DEPR.NA
2196 | [26 empty] | TOTAL GENERAL PLANT ACCUM DEPR | NA | TOTAL GENERAL PLANT ACCUM DEPR.NA1
2197 | [26 empty] | TOTAL GENERAL PLANT ACCUM DEPR | NA | TOTAL GENERAL PLANT ACCUM DEPR.NA2
2198 | TOTAL ACCUM DEPR - PLANT IN SERVICE |  |  |  | -780333050.211 | -371547719.7428 | -146263962.3635 | -262024424.6399 | -496943.4648 | 0 |  | -220771505.4289 | -150776214.314 |  | -146263962.3635 | 0 |  | -24956240.9567 | -137891954.4571 | -63337432.1352 | -5471072.3369 | -30367724.754 | 0 | 0 | 0 | 0 | TOTAL ACCUM DEPR - PLANT IN SERVICE | NA | TOTAL ACCUM DEPR - PLANT IN SERVICE.NA
2199 | [26 empty] | TOTAL ACCUM DEPR - PLANT IN SERVICE | NA | TOTAL ACCUM DEPR - PLANT IN SERVICE.NA1
2200 | [26 empty] | TOTAL ACCUM DEPR - PLANT IN SERVICE | NA | TOTAL ACCUM DEPR - PLANT IN SERVICE.NA2
2201 | 111SP | Accum Prov for Amort-Steam | [24 empty] | 111SP | NA | 111SP.NA
2202 |  |  | SG-P | P | 0 | 0 | 0 | 0 | 0 | 0 | 59.42% | 0 | 0 | 100% | 0 | 0 | PLNT | 0 | 0 | 0 | 0 | 0 | 0 | 0 | 0 | 0 | 111SP | SG-P | 111SP.SG-P
2203 |  |  | SG | P | 0 | 0 | 0 | 0 | 0 | 0 | 59.42% | 0 | 0 | 100% | 0 | 0 | PLNT | 0 | 0 | 0 | 0 | 0 | 0 | 0 | 0 | 0 | 111SP | SG | 111SP.SG
2204 |  |  |  |  | 0 | 0 | 0 | 0 | 0 | 0 |  | 0 | 0 |  | 0 | 0 |  | 0 | 0 | 0 | 0 | 0 | 0 | 0 | 0 | 0 | 111SP | NA | 111SP.NA1
2205 | [26 empty] | 111SP | NA | 111SP.NA2
2206 | [26 empty] | 111SP | NA | 111SP.NA3
2207 | 111GP | Accum Prov for Amort-General | [24 empty] | 111GP | NA | 111GP.NA
2208 |  |  | S | G-SITUS | -1608995.82 | 0 | -492098.3874 | -1116897.4326 | 0 | 0 | 59.42% | 0 | 0 | 100% | -492098.3874 | 0 | PLNT | -160712.2982 | -525260.4298 | -256130.1962 | -29244.4655 | -145550.0429 | 0 | 0 | 0 | 0 | 111GP | S | 111GP.S
2209 |  |  | CN | CUST | 0 | 0 | 0 | 0 | 0 | 0 | 59.42% | 0 | 0 | 100% | 0 | 0 | CUST | 0 | 0 | 0 | 0 | 0 | 0 | 0 | 0 | 0 | 111GP | CN | 111GP.CN
2210 |  |  | CAGW | I-SG | 0 | 0 | 0 | 0 | 0 | 0 | 59.42% | 0 | 0 | 100% | 0 | 0 | PLNT | 0 | 0 | 0 | 0 | 0 | 0 | 0 | 0 | 0 | 111GP | CAGW | 111GP.CAGW
2211 |  |  | SO | PTD | -254528.0762 | -128344.024 | -51172.3828 | -75011.6694 | 0 | 0 | 59.42% | -76261.2765 | -52082.7475 | 100% | -51172.3828 | 0 | PLNT | -10793.5585 | -35276.8845 | -17201.8961 | -1964.0802 | -9775.2501 | 0 | 0 | 0 | 0 | 111GP | SO | 111GP.SO
2212 |  |  | SE | P | 0 | 0 | 0 | 0 | 0 | 0 | 59.42% | 0 | 0 | 100% | 0 | 0 | PLNT | 0 | 0 | 0 | 0 | 0 | 0 | 0 | 0 | 0 | 111GP | SE | 111GP.SE
2213 |  |  |  |  | -1863523.8962 | -128344.024 | -543270.7702 | -1191909.102 | 0 | 0 |  | -76261.2765 | -52082.7475 |  | -543270.7702 | 0 |  | -171505.8567 | -560537.3142 | -273332.0923 | -31208.5457 | -155325.293 | 0 | 0 | 0 | 0 | 111GP | NA | 111GP.NA1
2214 | [26 empty] | 111GP | NA | 111GP.NA2
2215 | [26 empty] | 111GP | NA | 111GP.NA3
2216 | 111HP | Accum Prov for Amort-Hydro | [24 empty] | 111HP | NA | 111HP.NA
2217 |  |  | DGP/DGU | P | 0 | 0 | 0 | 0 | 0 | 0 | 59.42% | 0 | 0 | 100% | 0 | 0 | PLNT | 0 | 0 | 0 | 0 | 0 | 0 | 0 | 0 | 0 | 111HP | DGP/DGU | 111HP.DGP/DGU
2218 |  |  | CAGW | P | -496343.8314 | -496343.8314 | 0 | 0 | 0 | 0 | 59.42% | -294924.6329 | -201419.1984 | 100% | 0 | 0 | PLNT | 0 | 0 | 0 | 0 | 0 | 0 | 0 | 0 | 0 | 111HP | CAGW | 111HP.CAGW
2219 |  |  |  |  | -496343.8314 | -496343.8314 | 0 | 0 | 0 | 0 |  | -294924.6329 | -201419.1984 |  | 0 | 0 |  | 0 | 0 | 0 | 0 | 0 | 0 | 0 | 0 | 0 | 111HP | NA | 111HP.NA1
2220 | [26 empty] | 111HP | NA | 111HP.NA2
2221 | [26 empty] | 111HP | NA | 111HP.NA3
2222 | 111IP | Accum Prov for Amort-Intangible Plant | [24 empty] | 111IP | NA | 111IP.NA
2223 |  |  | S | I-SITUS | -1511.8 | -4837.2569 | 1991.9303 | 1333.5266 | 0 | 0 | 59.42% | -2874.2701 | -1962.9868 | 100% | 1991.9303 | 0 | PLNT | 191.8834 | 627.1379 | 305.8082 | 34.9166 | 173.7804 | 0 | 0 | 0 | 0 | 111IP | S | 111IP.S
2224 |  |  | DGP | I-DGP | 0 | 0 | 0 | 0 | 0 | 0 | 59.42% | 0 | 0 | 100% | 0 | 0 | PLNT | 0 | 0 | 0 | 0 | 0 | 0 | 0 | 0 | 0 | 111IP | DGP | 111IP.DGP
2225 |  |  | DGU | I-DGU | 0 | 0 | 0 | 0 | 0 | 0 | 59.42% | 0 | 0 | 100% | 0 | 0 | PLNT | 0 | 0 | 0 | 0 | 0 | 0 | 0 | 0 | 0 | 111IP | DGU | 111IP.DGU
2226 |  |  | SE | P | 0 | 0 | 0 | 0 | 0 | 0 | 59.42% | 0 | 0 | 100% | 0 | 0 | PLNT | 0 | 0 | 0 | 0 | 0 | 0 | 0 | 0 | 0 | 111IP | SE | 111IP.SE
2227 |  |  | SG | I-SG | -1425188.5231 | -1187788.0114 | -237400.5117 | 0 | 0 | 0 | 59.42% | -705776.7642 | -482011.2471 | 100% | -237400.5117 | 0 | PLNT | 0 | 0 | 0 | 0 | 0 | 0 | 0 | 0 | 0 | 111IP | SG | 111IP.SG
2228 |  |  | CN | CUST | -8926856.0664 | 0 | 0 | 0 | -8926856.0664 | 0 | 59.42% | 0 | 0 | 100% | 0 | 0 | CUST | 0 | 0 | 0 | 0 | 0 | 0 | 0 | 0 | 0 | 111IP | CN | 111IP.CN
2229 |  |  | JBG | I-SG | -245479.0957 | -204588.4613 | -40890.6345 | 0 | 0 | 0 | 59.42% | -121565.28 | -83023.1813 | 100% | -40890.6345 | 0 | PLNT | 0 | 0 | 0 | 0 | 0 | 0 | 0 | 0 | 0 | 111IP | JBG | 111IP.JBG
2230 |  |  | CAGW1 | I-SG | -28618541.2696 | -23851413.1089 | -4767128.1608 | 0 | 0 | 0 | 59.42% | -14172371.6735 | -9679041.4353 | 100% | -4767128.1608 | 0 | PLNT | 0 | 0 | 0 | 0 | 0 | 0 | 0 | 0 | 0 | 111IP | CAGW1 | 111IP.CAGW1
2231 |  |  | CAGE | P | 0 | 0 | 0 | 0 | 0 | 0 | 59.42% | 0 | 0 | 100% | 0 | 0 | PLNT | 0 | 0 | 0 | 0 | 0 | 0 | 0 | 0 | 0 | 111IP | CAGE | 111IP.CAGE
2232 |  |  | SO | PTD | -19386503.9407 | -9775510.6781 | -3897619.5313 | -5713373.7313 | 0 | 0 | 59.42% | -5808551.8873 | -3966958.7908 | 100% | -3897619.5313 | 0 | PLNT | -822107.2018 | -2686915.6057 | -1310207.6271 | -149597.0497 | -744546.2469 | 0 | 0 | 0 | 0 | 111IP | SO | 111IP.SO
2233 |  |  |  |  | -58604080.6956 | -35024137.5165 | -8941046.908 | -5712040.2047 | -8926856.0664 | 0 |  | -20811139.8752 | -14212997.6413 |  | -8941046.908 | 0 |  | -821915.3184 | -2686288.4677 | -1309901.8189 | -149562.1331 | -744372.4666 | 0 | 0 | 0 | 0 | 111IP | NA | 111IP.NA1
2234 | 111IP | Less Non-Utility Plant | [24 empty] | 111IP | NA | 111IP.NA2
2235 |  |  | DOTH | NUTIL | 0 | 0 | 0 | 0 | 0 | 0 | 59.42% | 0 | 0 | 100% | 0 | 0 | [6 empty] | 0 | 0 | 0 | 0 | 111IP | DOTH | 111IP.DOTH
2236 |  |  |  |  | -58604080.6956 | -35024137.5165 | -8941046.908 | -5712040.2047 | -8926856.0664 | 0 |  | -20811139.8752 | -14212997.6413 |  | -8941046.908 | 0 |  | -821915.3184 | -2686288.4677 | -1309901.8189 | -149562.1331 | -744372.4666 | 0 | 0 | 0 | 0 | 111IP | NA | 111IP.NA3
2237 | [26 empty] | 111IP | NA | 111IP.NA4
2238 | 111390 | Accum-Prov for Amort-Mining | [24 empty] | 111390 | NA | 111390.NA
2239 |  |  | CAGW | PTD | 321965.879 | 162349.0702 | 64730.6241 | 94886.1848 | 0 | 0 | 59.42% | 96466.8782 | 65882.192 | 100% | 64730.6241 | 0 | PLNT | 13653.3368 | 44623.5767 | 21759.5783 | 2484.4678 | 12365.2252 | 0 | 0 | 0 | 0 | 111390 | CAGW | 111390.CAGW
2240 |  |  | SG | G-SITUS | 40413.1205 | 0 | 12360.0268 | 28053.0937 | 0 | 0 | 59.42% | 0 | 0 | 100% | 12360.0268 | 0 | PLNT | 4036.608 | 13192.9572 | 6433.2178 | 734.5327 | 3655.7779 | 0 | 0 | 0 | 0 | 111390 | SG | 111390.SG
2241 |  |  | SO | PTD | 321965.879 | 162349.0702 | 64730.6241 | 94886.1848 | 0 | 0 | 59.42% | 96466.8782 | 65882.192 | 100% | 64730.6241 | 0 | PLNT | 13653.3368 | 44623.5767 | 21759.5783 | 2484.4678 | 12365.2252 | 0 | 0 | 0 | 0 | 111390 | SO | 111390.SO
2242 |  |  |  |  | 684344.8786 | 324698.1403 | 141821.2749 | 217825.4633 | 0 | 0 |  | 1706815.8729 | 568938.6243 |  | 649588.7623 | 216529.5874 |  | 176625.2613 | 495163.7951 | 181583.4625 | 29648.6365 | 98891.7737 |  |  |  |  | 111390 | NA | 111390.NA1
2243 | [26 empty] | 111390 | NA | 111390.NA2
2244 | 111390 | Less Capital Lease |  |  | -684344.8786 | -324698.1403 | -141821.2749 | -217825.4633 | 0 | 0 |  | -1706815.8729 | -568938.6243 |  | -649588.7623 | -216529.5874 |  | -176625.2613 | -495163.7951 | -181583.4625 | -29648.6365 | -98891.7737 |  |  |  |  | 111390 | NA | 111390.NA3
2245 | [5 empty] | 0 | 0 | 0 | 0 | 0 |  | 0 | 0 |  | 0 | 0 |  | 0 | 0 | 0 | 0 | 0 |  |  |  |  | 111390 | NA | 111390.NA4
| TOTAL ACCUM PROV FOR AMORTIZATION |  |  |  | -60963948.4231 | -35648825.3719 | -9484317.6782 | -6903949.3066 | -8926856.0664 | 0 |  | -21182325.7846 | -14466499.5873 |  | -9484317.6782 | 0 |  | -993421.1751 | -3246825.782 | -1583233.9112 | -180770.6788 | -899697.7595 | 0 | 0 | 0 | 0 | TOTAL ACCUM PROV FOR AMORTIZATION | NA | TOTAL ACCUM PROV FOR AMORTIZATION.NA
[23 empty] | Function | Generation | Transmission | Distribution
[23 empty] | Check | Check | Check | Check
[23 empty] | 0 | 0 | 0 | 0
[23 empty] | 0 | 0 | 0 | 0

## JAM Download
| JUNE 2018 West Control Area | [15 empty] | FERC Account Error Check
| AVERAGE-OF-MONTHLY-AVERAGES | [15 empty] | Account | JAM Total | FunStudy Total | Difference
| FERC |  |  | BUS | WCA |  | UNADJUSTED RESULTS |  |  | WASHINGTON | [6 empty] | 103 | 0 | 0 | 0
| ACCT |  | DESCRIP | FUNC | FACTOR | Ref | TOTAL | OTHER | WASHINGTON | ADJUSTMENT | ADJ TOTAL | [5 empty] | 105 | 36437.4351 | 36437.4351 | 0
70 | Sales to Ultimate Customers | [11 empty] | FERC | JAM Factor | FERC.JAMFactor | JAM Value | 114 | 0 | 0 | 0
71 | 440 | Residential Sales | [10 empty] | 440 | NA | 440.NA | 0 | 115 | 0 | 0 | 0
72 |  |  |  | 0 | S |  | 1804771485.39 | 1664648616.1 | 140122869.29 | 5405408.1867 | 145528277.4767 |  | 440 | S | 440.S | 145528277.4767 | 124 | 6334.9556 | 6334.9556 | 0
73 | [12 empty] | 440 | NA | 440.NA1 | 0 | 128 | 0 | 0 | 0
74 | [5 empty] | B1 | 1804771485.39 | 1664648616.1 | 140122869.29 | 5405408.1867 | 145528277.4767 |  | 440 | NA | 440.NA2 | 145528277.4767 | 131 | 0 | 0 | 0
75 | [12 empty] | 440 | NA | 440.NA3 | 0 | 135 | 0 | 0 | 0
76 | 442 | Commercial & Industrial Sales | [10 empty] | 442 | NA | 442.NA | 0 | 141 | 0 | 0 | 0
77 |  |  |  | 0 | S |  | 2849828134.19 | 2668599494.73 | 181228639.46 | 1013250.7909 | 182241890.2509 |  | 442 | S | 442.S | 182241890.2509 | 143 | 0 | 0 | 0
78 |  |  |  | P | SE |  | 0 | 0 | 0 | 0 | 0 |  | 442 | SE | 442.SE | 0 | 151 | -1.3213e-08 | -1.4901e-08 | 1.688e-09
79 |  |  |  | PT | SG |  | 0 | 0 | 0 | 0 | 0 |  | 442 | SG | 442.SG | 0 | 152 | 0 | 0 | 0
80 | [12 empty] | 442 | NA | 442.NA1 | 0 | 154 | 0.00011348 | 0 | 0.00011348
81 | [12 empty] | 442 | NA | 442.NA2 | 0 | 163 | 0 | 0 | 0
82 | [5 empty] | B1 | 2849828134.19 | 2668599494.73 | 181228639.46 | 1013250.7909 | 182241890.2509 |  | 442 | NA | 442.NA3 | 182241890.2509 | 165 | 4.4965e-09 | 4.4965e-09 | 0
83 | [12 empty] | 442 | NA | 442.NA4 | 0 | 190 | -551444.1384 | -551444.1384 | 0
84 | 444 | Public Street & Highway Lighting | [10 empty] | 444 | NA | 444.NA | 0 | 230 | 0 | 0 | 0
85 |  |  |  | 0 | S |  | 19373100.2 | 17985429.12 | 1387671.08 | 11487.0842 | 1399158.1642 |  | 444 | S | 444.S | 1399158.1642 | 232 | 0 | 0 | 0
86 |  |  |  | 0 | SO |  | 0 | 0 | 0 | 0 | 0 |  | 444 | SO | 444.SO | 0 | 235 | -2923125.3483 | -2923125.3483 | 0
87 | [5 empty] | B1 | 19373100.2 | 17985429.12 | 1387671.08 | 11487.0842 | 1399158.1642 |  | 444 | NA | 444.NA1 | 1399158.1642 | 252 | -538928.9362 | -538928.9362 | 0
88 | [12 empty] | 444 | NA | 444.NA2 | 0 | 254 | -15385807.2821 | -15385807.2821 | 0
89 | 445 | Other Sales to Public Authority | [10 empty] | 445 | NA | 445.NA | 0 | 255 | -25132.1079 | -25132.1079 | 0
90 |  |  |  | 0 | S |  | 0 | 0 | 0 | 0 | 0 |  | 445 | S | 445.S | 0 | 281 | 0.0195 | 0.0195 | 0
91 | [12 empty] | 445 | NA | 445.NA1 | 0 | 282 | -267247352.713 | -267247352.713 | 0
92 | [5 empty] | B1 | 0 | 0 | 0 | 0 | 0 |  | 445 | NA | 445.NA2 | 0 | 283 | -0.03711 | -0.03711 | 0
93 | [12 empty] | 445 | NA | 445.NA3 | 0 | 301 | 0 | 0 | 0
94 | 448 | Interdepartmental | [10 empty] | 448 | NA | 448.NA | 0 | 302 | 40820777.4823 | 40820777.4823 | 0
95 |  |  |  | DPW | S |  | 0 | 0 | 0 | 0 | 0 |  | 448 | S | 448.S | 0 | 303 | 58256972.726 | 58256972.726 | 0
96 |  |  |  | GP | SO |  | 0 | 0 | 0 | 0 | 0 |  | 448 | SO | 448.SO | 0 | 310 | 671041.8958 | 671041.8958 | 0
97 | [5 empty] | B1 | 0 | 0 | 0 | 0 | 0 |  | 448 | NA | 448.NA1 | 0 | 311 | 47314437.8986 | 47314437.8986 | 0
98 | [12 empty] | 448 | NA | 448.NA2 | 0 | 312 | 171599918.8814 | 171599918.8814 | 0
99 | Total Sales to Ultimate Customers | [5 empty] | 4673972719.78 | 4351233539.95 | 322739179.83 | 6430146.0618 | 329169325.8918 | x | Total Sales to Ultimate Customers | NA | Total Sales to Ultimate Customers.NA | 329169325.8918 | 314 | 54958795.125 | 54958795.125 | 0
100 | [12 empty] | Total Sales to Ultimate Customers | NA | Total Sales to Ultimate Customers.NA1 | 0 | 315 | 15756392.835 | 15756392.835 | 0
101 | [12 empty] | Total Sales to Ultimate Customers | NA | Total Sales to Ultimate Customers.NA2 | 0 | 316 | 1254081.8255 | 1254081.8255 | 0
102 | [12 empty] | Total Sales to Ultimate Customers | NA | Total Sales to Ultimate Customers.NA3 | 0 | 317 | 0 | 0 | 0
103 | 447 | Sales for Resale-Non NPC | [10 empty] | 447 | NA | 447.NA | 0 | 320 | 0 | 0 | 0
104 |  |  |  | P | S |  | 14199247.7 | 14199247.7 | 0 | 0 | 0 |  | 447 | S | 447.S | 0 | 321 | 0 | 0 | 0
105 |  |  |  |  | SG |  | 0 | 0 | 0 | 0 | 0 |  | 447 | SG | 447.SG | 0 | 322 | 0 | 0 | 0
106 |  |  |  |  | CAGW |  | 0 | 0 | 0 | 0 | 0 |  | 447 | CAGW | 447.CAGW | 0 | 323 | 0 | 0 | 0
107 | [6 empty] | 14199247.7 | 14199247.7 | 0 | 0 | 0 |  | 447 | NA | 447.NA1 | 0 | 324 | 0 | 0 | 0
108 | [12 empty] | 447 | NA | 447.NA2 | 0 | 325 | 0 | 0 | 0
109 | 447NPC | Sales for Resale-NPC | [10 empty] | 447NPC | NA | 447NPC.NA | 0 | 330 | 6692525.7585 | 6692525.7585 | 0
110 |  |  |  | P | SG |  | 0 | 0 | 0 | 0 | 0 |  | 447NPC | SG | 447NPC.SG | 0 | 331 | 58202471.2762 | 58202471.2762 | 0
111 |  |  |  | P | SE |  | 0 | 0 | 0 | 0 | 0 |  | 447NPC | SE | 447NPC.SE | 0 | 332 | 92251325.6962 | 92251325.6962 | 0
112 |  |  |  | P | DGP |  | 0 | 0 | 0 | 0 | 0 |  | 447NPC | DGP | 447NPC.DGP | 0 | 333 | 19886728.5149 | 19886728.5149 | 0
113 |  |  |  | P | CAGW |  | 53134216.81 | 41179004.2951 | 11955212.5149 | 13526998.7216 | 25482211.2365 |  | 447NPC | CAGW | 447NPC.CAGW | 25482211.2365 | 334 | 15481407.4056 | 15481407.4056 | 0
114 |  |  |  | P | CAGE |  | 0 | 0 | 0 | 0 | 0 |  | 447NPC | CAGE | 447NPC.CAGE | 0 | 335 | 492808.3911 | 492808.3911 | 0
115 |  |  |  | P | CAEW |  | 0 | 0 | 0 | 0 | 0 |  | 447NPC | CAEW | 447NPC.CAEW | 0 | 336 | 4851887.9085 | 4851887.9085 | 0
116 |  |  |  | P | CAEE |  | 0 | 0 | 0 | 0 | 0 |  | 447NPC | CAEE | 447NPC.CAEE | 0 | 337 | 0 | 0 | 0
117 | [5 empty] | B1 | 53134216.81 | 41179004.2951 | 11955212.5149 | 13526998.7216 | 25482211.2365 |  | 447NPC | NA | 447NPC.NA1 | 25482211.2365 | 340 | 1028874.7738 | 1028874.7738 | 0
118 | [12 empty] | 447NPC | NA | 447NPC.NA2 | 0 | 341 | 13049493.8874 | 13049493.8874 | 0
119 |  | Total Sales for Resale |  |  |  |  | 67333464.51 | 55378251.9951 | 11955212.5149 | 13526998.7216 | 25482211.2365 |  | 447NPC | NA | 447NPC.NA3 | 25482211.2365 | 342 | 365100.5259 | 365100.5259 | 0
120 | [12 empty] | 447NPC | NA | 447NPC.NA4 | 0 | 343 | 220014898.0367 | 220014898.0367 | 0
121 | 449 | Provision for Rate Refund | [10 empty] | 449 | NA | 449.NA | 0 | 344 | 30260659.6344 | 30260659.6344 | 0
122 |  |  |  | P | S |  | 0 | 0 | 0 | 0 | 0 |  | 449 | S | 449.S | 0 | 345 | 19871555.6944 | 19871555.6944 | 0
123 |  |  |  | P | SG |  | 0 | 0 | 0 | 0 | 0 |  | 449 | SG | 449.SG | 0 | 346 | 916095.1313 | 916095.1313 | 0
124 | [12 empty] | 449 | NA | 449.NA1 | 0 | 347 | 0 | 0 | 0
125 | [12 empty] | 449 | NA | 449.NA2 | 0 | 350 | 8704872.7465 | 8704872.7465 | 0
126 | [6 empty] | 0 | 0 | 0 | 0 | 0 |  | 449 | NA | 449.NA3 | 0 | 352 | 15811622.1388 | 15811622.1388 | 0
127 | [12 empty] | 449 | NA | 449.NA4 | 0 | 353 | 139907694.8787 | 139907694.8787 | 0
128 | Total Sales from Electricity | [5 empty] | 4741306184.29 | 4406611791.9451 | 334694392.3449 | 19957144.7834 | 354651537.1283 | x | Total Sales from Electricity | NA | Total Sales from Electricity.NA | 354651537.1283 | 354 | 49444048.8207 | 49444048.8207 | 0
129 | 450 | Forfeited Discounts & Interest | [10 empty] | 450 | NA | 450.NA | 0 | 355 | 78050567.0057 | 78050567.0057 | 0
130 |  |  |  | CUST | S |  | 10187964.02 | 9402214.31 | 785749.71 | 0 | 785749.71 |  | 450 | S | 450.S | 785749.71 | 356 | 76890516.5871 | 76890516.5871 | 0
131 |  |  |  | CUST | SO |  | 0 | 0 | 0 | 0 | 0 |  | 450 | SO | 450.SO | 0 | 357 | 38955.98 | 38955.98 | 0
132 | [5 empty] | B1 | 10187964.02 | 9402214.31 | 785749.71 | 0 | 785749.71 |  | 450 | NA | 450.NA1 | 785749.71 | 358 | 68976.5787 | 68976.5787 | 0
133 | [12 empty] | 450 | NA | 450.NA2 | 0 | 359 | 1589839.1336 | 1589839.1336 | 0
134 | 451 | Misc Electric Revenue | [10 empty] | 451 | NA | 451.NA | 0 | 360 | 1866935.3 | 1866935.3 | 0
135 |  |  |  | CUST | S |  | 5876551.76 | 5678244.47 | 198307.29 | 0 | 198307.29 |  | 451 | S | 451.S | 198307.29 | 361 | 4912524.8462 | 4912524.8462 | 0
136 |  |  |  | GP | SG |  | 0 | 0 | 0 | 0 | 0 |  | 451 | SG | 451.SG | 0 | 362 | 72720481.4053 | 72720481.4053 | 0
137 |  |  |  | GP | SO |  | 4439.79 | 4135.5218 | 304.2682 | 0 | 304.2682 |  | 451 | SO | 451.SO | 304.2682 | 363 | 0 | 0 | 0
138 | [5 empty] | B1 | 5880991.55 | 5682379.9918 | 198611.5582 | 0 | 198611.5582 |  | 451 | NA | 451.NA1 | 198611.5582 | 364 | 111540265.8605 | 111540265.8605 | 0
139 | [12 empty] | 451 | NA | 451.NA2 | 0 | 365 | 74032903.4094 | 74032903.4094 | 0
140 | 453 | Water Sales | [10 empty] | 453 | NA | 453.NA | 0 | 366 | 19016411.7894 | 19016411.7894 | 0
141 |  |  |  | P | CAGW |  | 0 | 0 | 0 | 0 | 0 |  | 453 | CAGW | 453.CAGW | 0 | 367 | 28971692.4286 | 28971692.4286 | 0
142 |  |  |  | P | CAGE |  | 59916.19 | 59916.19 | 0 | 0 | 0 |  | 453 | CAGE | 453.CAGE | 0 | 368 | 116016654.6175 | 116016654.6175 | 0
143 |  |  |  | P | JBG |  | 0 | 0 | 0 | 0 | 0 |  | 453 | JBG | 453.JBG | 0 | 369 | 65841113.9262 | 65841113.9262 | 0
144 |  |  |  | P | SG |  | 0 | 0 | 0 | 0 | 0 |  | 453 | SG | 453.SG | 0 | 370 | 13412349.4054 | 13412349.4054 | 0
145 | [5 empty] | B1 | 59916.19 | 59916.19 | 0 | 0 | 0 |  | 453 | NA | 453.NA1 | 0 | 371 | 524599.0554 | 524599.0554 | 0
146 | [12 empty] | 453 | NA | 453.NA2 | 0 | 372 | 0 | 0 | 0
147 | 454 | Rent of Electric Property | [10 empty] | 454 | NA | 454.NA | 0 | 373 | 4831884.7627 | 4831884.7627 | 0
148 |  |  |  | DPW | S |  | 9856319.83 | 9007826.7 | 848493.13 | 0 | 848493.13 |  | 454 | S | 454.S | 848493.13 | 389 | 1693043.4398 | 1693043.4398 | 0
149 |  |  |  | T | CAGW |  | 489318.62 | 379221.804 | 110096.816 | 0 | 110096.816 |  | 454 | CAGW | 454.CAGW | 110096.816 | 390 | 21849441.8638 | 21849441.8638 | 0
150 |  |  |  | T | CAGE |  | 3986646.44 | 3986646.44 | 0 | 0 | 0 |  | 454 | CAGE | 454.CAGE | 0 | 391 | 5132024.7186 | 5132024.7186 | 0
151 |  |  |  | T | JBG |  | 9853.9 | 7636.77 | 2217.13 | 0 | 2217.13 |  | 454 | JBG | 454.JBG | 2217.13 | 392 | 7846824.7129 | 7846824.7129 | 0
152 |  |  |  | T | SG |  | 1404114.56 | 1289032.8555 | 115081.7045 | 0 | 115081.7045 |  | 454 | SG | 454.SG | 115081.7045 | 393 | 1077394.6479 | 1077394.6479 | 0
153 |  |  |  | GP | SO |  | 1715666.79 | 1598088.509 | 117578.281 | 0 | 117578.281 |  | 454 | SO | 454.SO | 117578.281 | 394 | 4277835.0833 | 4277835.0833 | 0
154 | [5 empty] | B1 | 17461920.14 | 16268453.0785 | 1193467.0615 | 0 | 1193467.0615 |  | 454 | NA | 454.NA1 | 1193467.0615 | 395 | 1964975.299 | 1964975.299 | 0
155 | [12 empty] | 454 | NA | 454.NA2 | 0 | 396 | 12051501.5044 | 12051501.5044 | 0
156 | [12 empty] | 454 | NA | 454.NA3 | 0 | 397 | 33096098.7661 | 33096098.7661 | 0
157 | [12 empty] | 454 | NA | 454.NA4 | 0 | 398 | 481208.6767 | 481208.6767 | 0
158 | 456 | Other Electric Revenue | [10 empty] | 456 | NA | 456.NA | 0 | 399 | 0 | 0 | 0
159 |  |  |  | DMSC | S |  | 6694033.43 | 6745795.3 | -51761.87 | 0 | -51761.87 |  | 456 | S | 456.S | -51761.87 | 403 | 0 | 0 | 0
160 |  |  |  | CUST | CAGE |  | 5941073.62 | 5941073.62 | 0 | 0 | 0 |  | 456 | CAGE | 456.CAGE | 0 | 405 | 0 | 0 | 0
161 |  |  |  | OTHSE | CAGW |  | 12214606.59 | 9466316.9504 | 2748289.6396 | 0 | 2748289.6396 |  | 456 | CAGW | 456.CAGW | 2748289.6396 | 406 | 0 | 0 | 0
162 |  |  |  | OTHSO | SO |  | 3062278.2 | 2852413.7854 | 209864.4146 | 0 | 209864.4146 |  | 456 | SO | 456.SO | 209864.4146 | 407 | 0.29 | 0.29 | 0
163 |  |  |  | OTHSGR | SG |  | 317445.17 | 291427.2564 | 26017.9136 | 0 | 26017.9136 |  | 456 | SG | 456.SG | 26017.9136 | 408 | 23162007.0054 | 23162007.0054 | 0
164 |  |  |  | OTHSGR | JBG |  | 2451651.47 | 1900029.2556 | 551622.2144 | 0 | 551622.2144 |  | 456 | JBG | 456.JBG | 551622.2144 | 419 | -1881527.0221 | -1881527.0221 | 0
165 |  |  |  | OTHSGR | WRG |  | 103417294.14 | 98461899.8047 | 4955394.3353 | -852748.4716 | 4102645.8637 |  | 456 | WRG | 456.WRG | 4102645.8637 | 421 | 242.96 | 242.96 | 0
166 |  |  |  | OTHSGR | WRE |  | 13103771.56 | 12467081.1134 | 636690.4466 | 0 | 636690.4466 |  | 456 | WRE | 456.WRE | 636690.4466 | 427 | 20286394.88 | 20286394.88 | 0
167 |  |  |  | P | CN |  | 0 | 0 | 0 | 0 | 0 |  | 456 | CN | 456.CN | 0 | 428 | 294981.5006 | 294981.5006 | 0
168 |  |  |  | P | SE |  | 0 | 0 | 0 | 0 | 0 |  | 456 | SE | 456.SE | 0 | 429 | -688.7025 | -688.7025 | 0
169 | [5 empty] | B1 | 147202154.18 | 138126037.0859 | 9076117.0941 | -852748.4716 | 8223368.6224 |  | 456 | NA | 456.NA1 | 8223368.6224 | 431 | 989630.7302 | 989630.7302 | 0
170 | [12 empty] | 456 | NA | 456.NA2 | 0 | 432 | -705165.7242 | -705165.7242 | 0
171 |  | Total Other Electric Revenues |  |  |  |  | 180792946.08 | 169539000.6563 | 11253945.4237 | -852748.4716 | 10401196.9521 | x | 456 | NA | 456.NA3 | 10401196.9521 | 440 | 145528277.4767 | 145528277.4767 | 0
172 | [12 empty] | 456 | NA | 456.NA4 | 0 | 442 | 182241890.2509 | 182241890.2509 | 0
173 | Total Electric Operating Revenues |  |  |  |  | B1 | 4922099130.37 | 4576150792.6014 | 345948337.7686 | 19104396.3118 | 365052734.0804 | x | Total Electric Operating Revenues | NA | Total Electric Operating Revenues.NA | 365052734.0804 | 444 | 1399158.1642 | 1399158.1642 | 0
174 | [12 empty] | Total Electric Operating Revenues | NA | Total Electric Operating Revenues.NA1 | 0 | 445 | 0 | 0 | 0
175 | Summary of Revenues by Factor | [11 empty] | Summary of Revenues by Factor | NA | Summary of Revenues by Factor.NA | 0 | 447 | 0 | 0 | 0
176 |  |  | S |  |  |  | 4720786836.52 | 4396266868.43 | 324519968.09 | 6430146.0618 | 330950114.1518 |  | Summary of Revenues by Factor | NA | Summary of Revenues by Factor.NA1 | 330950114.1518 | 448 | 0 | 0 | 0
177 |  |  | JBG |  |  |  | 2461505.37 | 1907666.0256 | 553839.3444 | 0 | 553839.3444 |  | Summary of Revenues by Factor | NA | Summary of Revenues by Factor.NA2 | 553839.3444 | 449 | 0 | 0 | 0
178 |  |  | SE |  |  |  | 0 | 0 | 0 | 0 | 0 |  | Summary of Revenues by Factor | NA | Summary of Revenues by Factor.NA3 | 0 | 450 | 785749.71 | 785749.71 | 0
179 |  |  | SO |  |  |  | 4782384.78 | 4454637.8162 | 327746.9638 | 0 | 327746.9638 |  | Summary of Revenues by Factor | NA | Summary of Revenues by Factor.NA4 | 327746.9638 | 451 | 198611.5582 | 198611.5582 | 0
180 |  |  | SG |  |  |  | 1721559.73 | 1580460.1119 | 141099.6181 | 0 | 141099.6181 |  | Summary of Revenues by Factor | NA | Summary of Revenues by Factor.NA5 | 141099.6181 | 453 | 0 | 0 | 0
181 |  |  | CAEW |  |  |  | 0 | 0 | 0 | 0 | 0 |  | Summary of Revenues by Factor | NA | Summary of Revenues by Factor.NA6 | 0 | 454 | 1193467.0615 | 1193467.0615 | 0
182 |  |  | CN |  |  |  | 0 | 0 | 0 | 0 | 0 |  | Summary of Revenues by Factor | NA | Summary of Revenues by Factor.NA7 | 0 | 456 | 8223368.6224 | 8223368.6224 | 0
183 |  |  | CAGW |  |  |  | 65838142.02 | 51024543.0495 | 14813598.9705 | 13526998.7216 | 28340597.6921 |  | Summary of Revenues by Factor | NA | Summary of Revenues by Factor.NA8 | 28340597.6921 | 500 | 3201292.2832 | 3201292.2832 | 0
184 |  |  | CAGE |  |  |  | 9987636.25 | 9987636.25 | 0 | 0 | 0 |  | Summary of Revenues by Factor | NA | Summary of Revenues by Factor.NA9 | 0 | 501 | 684153.9019 | 684153.9019 | 0
185 |  |  | WRG |  |  |  | 103417294.14 | 98461899.8047 | 4955394.3353 | -852748.4716 | 4102645.8637 |  | Summary of Revenues by Factor | NA | Summary of Revenues by Factor.NA10 | 4102645.8637 | 502 | 4222331.3587 | 4222331.3587 | 0
186 |  |  | WRE |  |  |  | 13103771.56 | 12467081.1134 | 636690.4466 | 0 | 636690.4466 |  | Summary of Revenues by Factor | NA | Summary of Revenues by Factor.NA11 | 636690.4466 | 503 | 0 | 0 | 0
187 | Total Electric Operating Revenues |  |  |  |  | B1 | 4922099130.37 | 4576150792.6014 | 345948337.7686 | 19104396.3118 | 365052734.0804 |  | Total Electric Operating Revenues | NA | Total Electric Operating Revenues.NA2 | 365052734.0804 | 505 | 12687.0465 | 12687.0465 | 0
188 | Miscellaneous Revenues | [11 empty] | Miscellaneous Revenues | NA | Miscellaneous Revenues.NA | 0 | 506 | -4969272.334 | -4969272.334 | 0
189 | 41160 | Gain on Sale of Utility Plant - CR | [10 empty] | 41160 | NA | 41160.NA | 0 | 507 | 85470.5658 | 85470.5658 | 0
190 |  |  |  | DPW | S |  | 0 | 0 | 0 | 0 | 0 |  | 41160 | S | 41160.S | 0 | 510 | 210546.6261 | 210546.6261 | 0
191 |  |  |  | T | SG |  | 0 | 0 | 0 | 0 | 0 |  | 41160 | SG | 41160.SG | 0 | 511 | 2473922.4835 | 2473922.4835 | 0
192 |  |  |  | G | SO |  | 0 | 0 | 0 | 0 | 0 |  | 41160 | SO | 41160.SO | 0 | 512 | 5823339.5469 | 5823339.5469 | 0
193 |  |  |  | T | DGU |  | 0 | 0 | 0 | 0 | 0 |  | 41160 | DGU | 41160.DGU | 0 | 513 | 2398642.3749 | 2398642.3749 | 0
194 |  |  |  | P | DGP |  | 0 | 0 | 0 | 0 | 0 |  | 41160 | DGP | 41160.DGP | 0 | 514 | 561037.3256 | 561037.3256 | 0
195 | [6 empty] | 0 | 0 | 0 | 0 | 0 |  | 41160 | NA | 41160.NA1 | 0 | 517 | 0 | 0 | 0
196 | [12 empty] | 41160 | NA | 41160.NA2 | 0 | 518 | 0 | 0 | 0
197 | 41170 | Loss on Sale of Utility Plant | [10 empty] | 41170 | NA | 41170.NA | 0 | 519 | 0 | 0 | 0
198 |  |  |  | DPW | S |  | 0 | 0 | 0 | 0 | 0 |  | 41170 | S | 41170.S | 0 | 520 | 0 | 0 | 0
199 |  |  |  | T | CAGW |  | 0 | 0 | 0 | 0 | 0 |  | 41170 | CAGW | 41170.CAGW | 0 | 523 | 0 | 0 | 0
200 |  |  |  | T | CAGE |  | 0 | 0 | 0 | 0 | 0 |  | 41170 | CAGE | 41170.CAGE | 0 | 524 | 0 | 0 | 0
201 |  |  |  | T | SG |  | 0 | 0 | 0 | 0 | 0 |  | 41170 | SG | 41170.SG | 0 | 528 | 0 | 0 | 0
202 | [6 empty] | 0 | 0 | 0 | 0 | 0 |  | 41170 | NA | 41170.NA1 | 0 | 529 | 0 | 0 | 0
203 | [12 empty] | 41170 | NA | 41170.NA2 | 0 | 530 | 0 | 0 | 0
204 | 4118 | Gain from Emission Allowances | [10 empty] | 4118 | NA | 4118.NA | 0 | 531 | 0 | 0 | 0
205 |  |  |  | P | S |  | 0 | 0 | 0 | -53.8228 | -53.8228 |  | 4118 | S | 4118.S | -53.8228 | 532 | 0 | 0 | 0
206 |  |  |  | P | CAEW |  | 0 | 0 | 0 | 0 | 0 |  | 4118 | CAEW | 4118.CAEW | 0 | 535 | 1634174.2764 | 1634174.2764 | 0
207 |  |  |  | P | CAEE |  | 0 | 0 | 0 | 0 | 0 |  | 4118 | CAEE | 4118.CAEE | 0 | 536 | 22749.8616 | 22749.8616 | 0
208 |  |  |  | P | SE |  | -181.89 | -168.0365 | -13.8535 | 13.8497 | -0.0038082 |  | 4118 | SE | 4118.SE | -0.0038082 | 537 | 784198.9448 | 784198.9448 | 0
209 | [5 empty] | B1 | -181.89 | -168.0365 | -13.8535 | -39.9732 | -53.8266 |  | 4118 | NA | 4118.NA1 | -53.8266 | 538 | 0 | 0 | 0
210 | [12 empty] | 4118 | NA | 4118.NA2 | 0 | 539 | 2441888.8799 | 2441888.8799 | 0
211 | 41181 | Gain from Disposition of NOX Credits | [10 empty] | 41181 | NA | 41181.NA | 0 | 540 | 349346.6693 | 349346.6693 | 0
212 |  |  |  | P | SE |  | 0 | 0 | 0 | 0 | 0 |  | 41181 | SE | 41181.SE | 0 | 541 | 87.4126 | 87.4126 | 0
213 | [6 empty] | 0 | 0 | 0 | 0 | 0 |  | 41181 | NA | 41181.NA1 | 0 | 542 | 184691.8964 | 184691.8964 | 0
214 | [12 empty] | 41181 | NA | 41181.NA2 | 0 | 543 | 241432.0048 | 241432.0048 | 0
215 | 4194 | Impact Housing Interest Income | [10 empty] | 4194 | NA | 4194.NA | 0 | 544 | 387159.027 | 387159.027 | 0
216 |  |  |  | P | DGU |  | 0 | 0 | 0 | 0 | 0 |  | 4194 | DGU | 4194.DGU | 0 | 545 | 682616.1682 | 682616.1682 | 0
217 | [6 empty] | 0 | 0 | 0 | 0 | 0 |  | 4194 | NA | 4194.NA1 | 0 | 546 | 30341.5279 | 30341.5279 | 0
218 | [12 empty] | 4194 | NA | 4194.NA2 | 0 | 547 | 0 | 0 | 0
219 | 421 | (Gain) / Loss on Sale of Utility Plant | [10 empty] | 421 | NA | 421.NA | 0 | 548 | 1942854.0123 | 1942854.0123 | 0
220 |  |  |  | DPW | S |  | 56462.03 | 56219.07 | 242.96 | 0 | 242.96 |  | 421 | S | 421.S | 242.96 | 549 | 479820.8842 | 479820.8842 | 0
221 |  |  |  | T | DGP |  | 0 | 0 | 0 | 0 | 0 |  | 421 | DGP | 421.DGP | 0 | 550 | 442810.4112 | 442810.4112 | 0
222 |  |  |  | T | CAEE |  | 0 | 0 | 0 | 0 | 0 |  | 421 | CAEE | 421.CAEE | 0 | 551 | 0 | 0 | 0
223 |  |  |  | CUST | CN |  | 0 | 0 | 0 | 0 | 0 |  | 421 | CN | 421.CN | 0 | 552 | 11967.3227 | 11967.3227 | 0
224 |  |  |  | PTD | SO |  | -440444.25 | -410259.6722 | -30184.5778 | 30184.5778 | 0 |  | 421 | SO | 421.SO | 0 | 553 | 1486048.8076 | 1486048.8076 | 0
225 |  |  |  | P | CAGW |  | 0 | 0 | 0 | 0 | 0 |  | 421 | CAGW | 421.CAGW | 0 | 554 | 156870.3557 | 156870.3557 | 0
226 |  |  |  | P | CAGE |  | 0 | 0 | 0 | 0 | 0 |  | 421 | CAGE | 421.CAGE | 0 | 555 | 12483289.13 | 12483289.13 | 0
227 |  |  |  | P | SG |  | 0 | 0 | 0 | 0 | 0 |  | 421 | SG | 421.SG | 0 | 556 | 120948.4985 | 120948.4985 | 0
228 | [5 empty] | B1 | -383982.22 | -354040.6022 | -29941.6178 | 30184.5778 | 242.96 |  | 421 | NA | 421.NA1 | 242.96 | 557 | 3133691.5927 | 3133691.5927 | 0
229 | [12 empty] | 421 | NA | 421.NA2 | 0 | 560 | 522820.5819 | 522820.5819 | 0
230 | Total Miscellaneous Revenues | [5 empty] | -384164.11 | -354208.6387 | -29955.4713 | 30144.6047 | 189.1334 | x | Total Miscellaneous Revenues | NA | Total Miscellaneous Revenues.NA | 189.1334 | 561 | 1522591.5461 | 1522591.5461 | 0
231 | Miscellaneous Expenses | [11 empty] | Miscellaneous Expenses | NA | Miscellaneous Expenses.NA | 0 | 562 | 160168.111 | 160168.111 | 0
232 | 4311 | Interest on Customer Deposits | [10 empty] | 4311 | NA | 4311.NA | 0 | 563 | 44655.5538 | 44655.5538 | 0
233 |  |  |  | CUST | S |  | 0 | 0 | 0 | 41261.87 | 41261.87 |  | 4311 | S | 4311.S | 41261.87 | 564 | 0 | 0 | 0
234 | [6 empty] | 0 | 0 | 0 | 41261.87 | 41261.87 |  | 4311 | NA | 4311.NA1 | 41261.87 | 565 | 0 | 0 | 0
235 | Total Miscellaneous Expenses | [5 empty] | 0 | 0 | 0 | 41261.87 | 41261.87 |  | Total Miscellaneous Expenses | NA | Total Miscellaneous Expenses.NA | 41261.87 | 566 | 224618.852 | 224618.852 | 0
236 | [12 empty] | Total Miscellaneous Expenses | NA | Total Miscellaneous Expenses.NA1 | 0 | 567 | 230079.4638 | 230079.4638 | 0
237 | Net Misc Revenue and Expense | [5 empty] | -384164.11 | -354208.6387 | -29955.4713 | 71406.4747 | 41451.0034 | x | Net Misc Revenue and Expense | NA | Net Misc Revenue and Expense.NA | 41451.0034 | 568 | 89411.3403 | 89411.3403 | 0
238 | [12 empty] | Net Misc Revenue and Expense | NA | Net Misc Revenue and Expense.NA1 | 0 | 569 | 562261.2576 | 562261.2576 | 0
239 | 500 | Operation Supervision & Engineering | [10 empty] | 500 | NA | 500.NA | 0 | 570 | 607494.3177 | 607494.3177 | 0
240 |  |  |  | P | SG |  | 43194.15 | 39653.9428 | 3540.2072 | 50.5002 | 3590.7074 |  | 500 | SG | 500.SG | 3590.7074 | 571 | 1584782.2562 | 1584782.2562 | 0
241 |  |  |  | P | CAGW |  | 43869.31 | 33998.7039 | 9870.6061 | -3036.2971 | 6834.3089 |  | 500 | CAGW | 500.CAGW | 6834.3089 | 572 | 618.024 | 618.024 | 0
242 |  |  |  | P | CAGE |  | 2861750.69 | 2861750.69 | 0 | 0 | 0 |  | 500 | CAGE | 500.CAGE | 0 | 573 | 10050.475 | 10050.475 | 0
243 |  |  |  | P | JBG |  | 14097604 | 10925639.4564 | 3171964.5436 | 18902.7234 | 3190867.2669 |  | 500 | JBG | 500.JBG | 3190867.2669 | 580 | 720034.2038 | 720034.2038 | 0
244 |  |  |  | P | CAGE |  | 0 | 0 | 0 | 0 | 0 |  | 500 | CAGE | 500.CAGE1 | 0 | 581 | 707037.408 | 707037.408 | 0
245 | [5 empty] | B2 | 17046418.15 | 13861042.7932 | 3185375.3568 | 15916.9264 | 3201292.2832 |  | 500 | NA | 500.NA1 | 3201292.2832 | 582 | 286795.7897 | 286795.7897 | 0
246 | [12 empty] | 500 | NA | 500.NA2 | 0 | 583 | 316203.07 | 316203.07 | 0
247 | 501 | Fuel Related | [10 empty] | 501 | NA | 501.NA | 0 | 584 | 0 | 0 | 0
248 |  |  |  | P | SE |  | 3739.44 | 3454.6291 | 284.8109 | 0 | 284.8109 |  | 501 | SE | 501.SE | 284.8109 | 585 | 14073.1525 | 14073.1525 | 0
249 |  |  |  | P | S |  | -840245.79 | -840245.79 | 0 | 0 | 0 |  | 501 | S | 501.S | 0 | 586 | 277878.6055 | 277878.6055 | 0
250 |  |  |  | P | SE |  | 0 | 0 | 0 | 0 | 0 |  | 501 | SE | 501.SE1 | 0 | 587 | 1192506.63 | 1192506.63 | 0
251 |  |  |  | P | CAGW |  | 1583662.81 | 1227338.2684 | 356324.5416 | -109608.9922 | 246715.5493 |  | 501 | CAGW | 501.CAGW | 246715.5493 | 588 | 31829.76 | 31829.76 | 0
252 |  |  |  | P | CAGE |  | 0 | 0 | 0 | 0 | 0 |  | 501 | CAGE | 501.CAGE | 0 | 589 | 111687.1796 | 111687.1796 | 0
253 |  |  |  | P | CAEW |  | 0 | 0 | 0 | 0 | 0 |  | 501 | CAEW | 501.CAEW | 0 | 590 | 319862.7503 | 319862.7503 | 0
254 |  |  |  | P | CAEE |  | 51342722.2 | 51342722.2 | 0 | 0 | 0 |  | 501 | CAEE | 501.CAEE | 0 | 591 | 165933.3104 | 165933.3104 | 0
255 |  |  |  | P | JBE |  | 1916037.54 | 1478883.9983 | 437153.5417 | 0 | 437153.5417 |  | 501 | JBE | 501.JBE | 437153.5417 | 592 | 640606.697 | 640606.697 | 0
256 |  |  |  | P | CAEE |  | 0 | 0 | 0 | 0 | 0 |  | 501 | CAEE | 501.CAEE1 | 0 | 593 | 4212435.0563 | 4212435.0563 | 0
257 |  |  |  | P | JBG |  | 0 | 0 | 0 | 0 | 0 |  | 501 | JBG | 501.JBG | 0 | 594 | 1172604.6756 | 1172604.6756 | 0
258 | [5 empty] | B2 | 54005916.2 | 53212153.3059 | 793762.8941 | -109608.9922 | 684153.9019 |  | 501 | NA | 501.NA1 | 684153.9019 | 595 | 67534.5995 | 67534.5995 | 0
259 | [12 empty] | 501 | NA | 501.NA2 | 0 | 596 | 151010.34 | 151010.34 | 0
260 | 501NPC | Fuel Related | [10 empty] | 501NPC | NA | 501NPC.NA | 0 | 597 | -5892.724 | -5892.724 | 0
261 |  |  |  |  | S |  | 0 | 0 | 0 | 0 | 0 |  | 501NPC | S | 501NPC.S | 0 | 598 | 481084.1876 | 481084.1876 | 0
262 |  |  |  |  | SE |  | 0 | 0 | 0 | 0 | 0 |  | 501NPC | SE | 501NPC.SE | 0 | 901 | 171335.5754 | 171335.5754 | 0
263 |  |  |  |  | SE |  | 0 | 0 | 0 | 0 | 0 |  | 501NPC | SE | 501NPC.SE1 | 0 | 902 | 714413.0563 | 714413.0563 | 0
264 |  |  |  |  | SE |  | 0 | 0 | 0 | 0 | 0 |  | 501NPC | SE | 501NPC.SE2 | 0 | 903 | 3625668.1298 | 3625668.1298 | 0
265 |  |  |  |  | CAGW |  | 0 | 0 | 0 | 0 | 0 |  | 501NPC | CAGW | 501NPC.CAGW | 0 | 904 | 1567756.0608 | 1567756.0608 | 0
266 |  |  |  |  | CAGE |  | 0 | 0 | 0 | 0 | 0 |  | 501NPC | CAGE | 501NPC.CAGE | 0 | 905 | 741.1263 | 741.1263 | 0
267 |  |  |  |  | CAEW |  | 235430113.0137 | 181715555.9826 | 53714557.0311 | -4668139.3487 | 49046417.6824 |  | 501NPC | CAEW | 501NPC.CAEW | 49046417.6824 | 907 | 18201.7523 | 18201.7523 | 0
268 |  |  |  |  | CAEE |  | 0 | 0 | 0 | 0 | 0 |  | 501NPC | CAEE | 501NPC.CAEE | 0 | 908 | 418506.892 | 418506.892 | 0
269 |  |  |  |  | JBE |  | 0 | 0 | 0 | 0 | 0 |  | 501NPC | JBE | 501NPC.JBE | 0 | 909 | 216834.7634 | 216834.7634 | 0
270 |  |  |  |  | CAEE |  | 0 | 0 | 0 | 0 | 0 |  | 501NPC | CAEE | 501NPC.CAEE1 | 0 | 910 | 2051.2497 | 2051.2497 | 0
271 |  |  |  |  | JBG |  | 0 | 0 | 0 | 0 | 0 |  | 501NPC | JBG | 501NPC.JBG | 0 | 911 | 0 | 0 | 0
272 | [5 empty] | B2 | 235430113.0137 | 181715555.9826 | 53714557.0311 | -4668139.3487 | 49046417.6824 |  | 501NPC | NA | 501NPC.NA1 | 49046417.6824 | 912 | 0 | 0 | 0
273 | [12 empty] | 501NPC | NA | 501NPC.NA2 | 0 | 913 | 0 | 0 | 0
274 |  | Total Fuel Related |  |  |  |  | 289436029.2137 | 234927709.2885 | 54508319.9252 | -4777748.341 | 49730571.5843 |  | 501NPC | NA | 501NPC.NA3 | 49730571.5843 | 916 | 0 | 0 | 0
275 | [12 empty] | 501NPC | NA | 501NPC.NA4 | 0 | 920 | 5062276.6618 | 5062276.6618 | 0
276 | 502 | Steam Expenses | [10 empty] | 502 | NA | 502.NA | 0 | 921 | 669013.8344 | 669013.8344 | 0
277 |  |  |  | P | SG |  | 0 | 0 | 0 | 0 | 0 |  | 502 | SG | 502.SG | 0 | 922 | -2159479.8938 | -2159479.8938 | 0
278 |  |  |  | P | CAGW |  | 1036700.42 | 803442.5576 | 233257.8624 | -71752.4511 | 161505.4114 |  | 502 | CAGW | 502.CAGW | 161505.4114 | 923 | 1603935.0482 | 1603935.0482 | 0
279 |  |  |  | P | CAGE |  | 64417143.97 | 64417143.97 | 0 | 0 | 0 |  | 502 | CAGE | 502.CAGE | 0 | 924 | 370048.8475 | 370048.8475 | 0
280 |  |  |  | P | JBG |  | 18048094.59 | 13987268.6427 | 4060825.9473 | 0 | 4060825.9473 |  | 502 | JBG | 502.JBG | 4060825.9473 | 925 | 612037.8194 | 612037.8194 | 0
281 |  |  |  | P | CAGE |  | 0 | 0 | 0 | 0 | 0 |  | 502 | CAGE | 502.CAGE1 | 0 | 926 | 6521223.7387 | 6521223.7387 | 0
282 | [5 empty] | B2 | 83501938.98 | 79207855.1702 | 4294083.8098 | -71752.4511 | 4222331.3587 |  | 502 | NA | 502.NA1 | 4222331.3587 | 927 | 0 | 0 | 0
283 | [12 empty] | 502 | NA | 502.NA2 | 0 | 928 | 1662715.7954 | 1662715.7954 | 0
284 | 503 | Steam From Other Sources | [10 empty] | 503 | NA | 503.NA | 0 | 929 | -7939037.7986 | -7939037.7986 | 0
285 |  |  |  | P | SE |  | 0 | 0 | 0 | 0 | 0 |  | 503 | SE | 503.SE | 0 | 930 | 189502.7527 | 189502.7527 | 0
286 |  |  |  | P | CAEW |  | 0 | 0 | 0 | 0 | 0 |  | 503 | CAEW | 503.CAEW | 0 | 931 | 209793.5205 | 209793.5205 | 0
287 |  |  |  | P | CAEE |  | 0 | 0 | 0 | 0 | 0 |  | 503 | CAEE | 503.CAEE | 0 | 935 | 1529290.9281 | 1529290.9281 | 0
288 | [5 empty] | B2 | 0 | 0 | 0 | 0 | 0 |  | 503 | NA | 503.NA1 | 0 | 1869 | 0 | 0 | 0
289 | [12 empty] | 503 | NA | 503.NA2 | 0 | 2281 | 0 | 0 | 0
290 | 503NPC | Steam From Other Sources-NPC | [10 empty] | 503NPC | NA | 503NPC.NA | 0 | 2282 | -271610.1439 | -271610.1439 | 0
291 |  |  |  |  | SE |  | 0 | 0 | 0 | 0 | 0 |  | 503NPC | SE | 503NPC.SE | 0 | 2283 | 4698.2866 | 4698.2866 | 0
292 |  |  |  |  | CAEW |  | 0 | 0 | 0 | 0 | 0 |  | 503NPC | CAEW | 503NPC.CAEW | 0 | 2533 | 0 | 0 | 0
293 |  |  |  |  | CAEE | B2 | 0 | 0 | 0 | 0 | 0 |  | 503NPC | CAEE | 503NPC.CAEE | 0 | 4031 | 0 | 0 | 0
294 | [6 empty] | 0 | 0 | 0 | 0 | 0 |  | 503NPC | NA | 503NPC.NA1 | 0 | 4118 | -53.8266 | -53.8266 | 0
295 | [12 empty] | 503NPC | NA | 503NPC.NA2 | 0 | 4194 | 0 | 0 | 0
296 | 505 | Electric Expenses | [10 empty] | 505 | NA | 505.NA | 0 | 4311 | 41261.87 | 41261.87 | 0
297 |  |  |  | P | SG |  | 0 | 0 | 0 | 0 | 0 |  | 505 | SG | 505.SG | 0 | 18221 | 0 | 0 | 0
298 |  |  |  | P | CAGW |  | 81437.93 | 63114.3747 | 18323.5553 | -5636.5088 | 12687.0465 |  | 505 | CAGW | 505.CAGW | 12687.0465 | 18222 | 0 | 0 | 0
299 |  |  |  | P | CAGE |  | 1427894.13 | 1427894.13 | 0 | 0 | 0 |  | 505 | CAGE | 505.CAGE | 0 | 22841 | -163186.727 | -163186.727 | 0
300 |  |  |  | P | JBG |  | 0 | 0 | 0 | 0 | 0 |  | 505 | JBG | 505.JBG | 0 | 25316 | 0 | 0 | 0
301 |  |  |  | P | CAGE |  | 0 | 0 | 0 | 0 | 0 |  | 505 | CAGE | 505.CAGE1 | 0 | 25317 | 0 | 0 | 0
302 | [5 empty] | B2 | 1509332.06 | 1491008.5047 | 18323.5553 | -5636.5088 | 12687.0465 |  | 505 | NA | 505.NA1 | 12687.0465 | 25318 | 0 | 0 | 0
303 | [12 empty] | 505 | NA | 505.NA2 | 0 | 25319 | 0 | 0 | 0
304 | 506 | Misc. Steam Expense | [10 empty] | 506 | NA | 506.NA | 0 | 25398 | -33.3874 | -33.3874 | 0
305 |  |  |  | P | SG |  | 0 | 0 | 0 | 0 | 0 |  | 506 | SG | 506.SG | 0 | 25399 | -4640785.6006 | -4640785.6006 | 0
306 |  |  |  | P | SE |  | 0 | 0 | 0 | 0 | 0 |  | 506 | SE | 506.SE | 0 | 40910 | -6237.8801 | -6237.8801 | 0
307 |  |  |  | P | CAGW |  | 1384080.52 | 1072662.0453 | 311418.4747 | -95795.437 | 215623.0377 |  | 506 | CAGW | 506.CAGW | 215623.0377 | 40911 | 0 | 0 | 0
308 |  |  |  | P | CAGE |  | 32358038.59 | 32358038.59 | 0 | 0 | 0 |  | 506 | CAGE | 506.CAGE | 0 | 41010 | 23265176.8981 | 23265176.8981 | 0
309 |  |  |  | P | JBG |  | -23043952.96 | -17859057.5882 | -5184895.3718 | 0 | -5184895.3718 |  | 506 | JBG | 506.JBG | -5184895.3718 | 41140 | 0 | 0 | 0
310 |  |  |  | P | CAGE |  | 0 | 0 | 0 | 0 | 0 |  | 506 | CAGE | 506.CAGE1 | 0 | 41141 | 0 | 0 | 0
311 | [5 empty] | B2 | 10698166.15 | 15571643.047 | -4873476.897 | -95795.437 | -4969272.334 |  | 506 | NA | 506.NA1 | -4969272.334 | 41160 | 0 | 0 | 0
312 | [12 empty] | 506 | NA | 506.NA2 | 0 | 41170 | 0 | 0 | 0
313 | 507 | Rents | [10 empty] | 507 | NA | 507.NA | 0 | 41181 | 0 | 0 | 0
314 |  |  |  | P | SG |  | 0 | 0 | 0 | 0 | 0 |  | 507 | SG | 507.SG | 0 | 108360 | -184487.56 | -184487.56 | 0
315 |  |  |  | P | CAGW |  | 25249.26 | 19568.17 | 5681.09 | -1747.5601 | 3933.5299 |  | 507 | CAGW | 507.CAGW | 3933.5299 | 108361 | -1132596.13 | -1132596.13 | 0
316 |  |  |  | P | CAGE |  | 161439.07 | 161439.07 | 0 | 0 | 0 |  | 507 | CAGE | 507.CAGE | 0 | 108362 | -22022296.84 | -22022296.84 | 0
317 |  |  |  | P | JBG |  | 362386.41 | 280849.3741 | 81537.0359 | 0 | 81537.0359 |  | 507 | JBG | 507.JBG | 81537.0359 | 108363 | 0 | 0 | 0
318 |  |  |  | P | CAGE |  | 0 | 0 | 0 | 0 | 0 |  | 507 | CAGE | 507.CAGE1 | 0 | 108364 | -68568934.7 | -68568934.7 | 0
319 | [5 empty] | B2 | 549074.74 | 461856.6141 | 87218.1259 | -1747.5601 | 85470.5658 |  | 507 | NA | 507.NA1 | 85470.5658 | 108365 | -33307044.13 | -33307044.13 | 0
320 | [12 empty] | 507 | NA | 507.NA2 | 0 | 108366 | -10841847.81 | -10841847.81 | 0
321 | 510 | Maint Supervision & Engineering | [10 empty] | 510 | NA | 510.NA | 0 | 108367 | -13085107.16 | -13085107.16 | 0
322 |  |  |  | P | SG |  | 0 | 0 | 0 | 0 | 0 |  | 510 | SG | 510.SG | 0 | 108368 | -59153326.48 | -59153326.48 | 0
323 |  |  |  | P | CAGW |  | 180543.65 | 139921.2821 | 40622.3679 | -12495.8466 | 28126.5213 |  | 510 | CAGW | 510.CAGW | 28126.5213 | 108369 | -27990040.41 | -27990040.41 | 0
324 |  |  |  | P | CAGE |  | 6624184.2 | 6624184.2 | 0 | 0 | 0 |  | 510 | CAGE | 510.CAGE | 0 | 108370 | -4993339 | -4993339 | 0
325 |  |  |  | P | JBG |  | 810755.09 | 628334.9852 | 182420.1048 | 0 | 182420.1048 |  | 510 | JBG | 510.JBG | 182420.1048 | 108371 | -361159.78 | -361159.78 | 0
326 |  |  |  | P | CAGE |  | 0 | 0 | 0 | 0 | 0 |  | 510 | CAGE | 510.CAGE1 | 0 | 108372 | 0 | 0 | 0
327 | [5 empty] | B2 | 7615482.94 | 7392440.4673 | 223042.4727 | -12495.8466 | 210546.6261 |  | 510 | NA | 510.NA1 | 210546.6261 | 108373 | -2138770.53 | -2138770.53 | 0
328 | [12 empty] | 510 | NA | 510.NA2 | 0 | 111390 | 684344.8786 | 684344.8786 | 0
329 | [12 empty] | 510 | NA | 510.NA3 | 0 | 254105 | 0 | 0 | 0
330 | [12 empty] | 510 | NA | 510.NA4 | 0 | 1011346 | 0 | 0 | 0
331 | 511 | Maintenance of Structures | [10 empty] | 511 | NA | 511.NA | 0 | 1011390 | 676218.9879 | 676218.9879 | 0
332 |  |  |  | P | SG |  | 0 | 0 | 0 | 0 | 0 |  | 511 | SG | 511.SG | 0 | 1081390 | 0 | 0 | 0
333 |  |  |  | P | CAGW |  | 332393.98 | 257605.2486 | 74788.7314 | -23005.7617 | 51782.9697 |  | 511 | CAGW | 511.CAGW | 51782.9697 | 1081399 | 0 | 0 | 0
334 |  |  |  | P | CAGE |  | 17381009.04 | 17381009.04 | 0 | 0 | 0 |  | 511 | CAGE | 511.CAGE | 0 | 108D00 | 0 | 0 | 0
335 |  |  |  | P | JBG |  | 10765052.14 | 8342912.6263 | 2422139.5137 | 0 | 2422139.5137 |  | 511 | JBG | 511.JBG | 2422139.5137 | 108DP | 324800 | 324800 | 0
336 |  |  |  | P | CAGE |  | 0 | 0 | 0 | 0 | 0 |  | 511 | CAGE | 511.CAGE1 | 0 | 108DS | 0 | 0 | 0
337 | [5 empty] | B2 | 28478455.16 | 25981526.9148 | 2496928.2452 | -23005.7617 | 2473922.4835 |  | 511 | NA | 511.NA1 | 2473922.4835 | 108EP | 0 | 0 | 0
338 | [12 empty] | 511 | NA | 511.NA2 | 0 | 108GP | -39546516.029 | -39546516.029 | 0
339 | 512 | Maintenance of Boiler Plant | [10 empty] | 512 | NA | 512.NA | 0 | 108HP | -75148258.0058 | -75148258.0058 | 0
340 |  |  |  | P | SG |  | 0 | 0 | 0 | 0 | 0 |  | 512 | SG | 512.SG | 0 | 108MP | -53428567.5891 | -53428567.5891 | 0
341 |  |  |  | P | CAGW |  | 2370284.75 | 1836970.0686 | 533314.6814 | -169349.7187 | 363964.9626 |  | 512 | CAGW | 512.CAGW | 363964.9626 | 108NP | 0 | 0 | 0
342 |  |  |  | P | CAGE |  | 57674976.65 | 57674976.65 | 0 | 0 | 0 |  | 512 | CAGE | 512.CAGE | 0 | 108OP | -102518420.2153 | -102518420.2153 | 0
343 |  |  |  | P | JBG |  | 23955328.58 | 18565373.4582 | 5389955.1218 | 69419.4625 | 5459374.5843 |  | 512 | JBG | 512.JBG | 5459374.5843 | 108SP | -133446365.0778 | -133446365.0778 | 0
344 |  |  |  | P | CAGE |  | 0 | 0 | 0 | 0 | 0 |  | 512 | CAGE | 512.CAGE1 | 0 | 108TP | -132790772.7641 | -132790772.7641 | 0
345 | [5 empty] | B2 | 84000589.98 | 78077320.1768 | 5923269.8032 | -99930.2562 | 5823339.5469 |  | 512 | NA | 512.NA1 | 5823339.5469 | 111GP | -1863523.8962 | -1863523.8962 | 0
346 | [12 empty] | 512 | NA | 512.NA2 | 0 | 111HP | -496343.8314 | -496343.8314 | 0
347 | 513 | Maintenance of Electric Plant | [10 empty] | 513 | NA | 513.NA | 0 | 111IP | -58604080.6956 | -58604080.6956 | 0
348 |  |  |  | P | SG |  | 0 | 0 | 0 | 0 | 0 |  | 513 | SG | 513.SG | 0 | 111SP | 0 | 0 | 0
349 |  |  |  | P | CAGW |  | 630683.62 | 488779.6425 | 141903.9775 | -43651.0825 | 98252.895 |  | 513 | CAGW | 513.CAGW | 98252.895 | 182M | 160942.74 | 160942.74 | 0
350 |  |  |  | P | CAGE |  | 27147380.51 | 27147380.51 | 0 | 0 | 0 |  | 513 | CAGE | 513.CAGE | 0 | 182W | 0 | 0 | 0
351 |  |  |  | P | JBG |  | 10223941.5 | 7923552.0201 | 2300389.4799 | 0 | 2300389.4799 |  | 513 | JBG | 513.JBG | 2300389.4799 | 186M | 129884.8856 | 129884.8856 | 6.5193e-09
352 |  |  |  | P | CAGE |  | 0 | 0 | 0 | 0 | 0 |  | 513 | CAGE | 513.CAGE1 | 0 | 186W | 0 | 0 | 0
353 | [5 empty] | B2 | 38002005.63 | 35559712.1726 | 2442293.4574 | -43651.0825 | 2398642.3749 |  | 513 | NA | 513.NA1 | 2398642.3749 | 399G | 0 | 0 | 0
354 | [12 empty] | 513 | NA | 513.NA2 | 0 | 399L | 0 | 0 | 0
355 | 514 | Maintenance of Misc. Steam Plant | [10 empty] | 514 | NA | 514.NA | 0 | 403EP | 0 | 0 | 0
356 |  |  |  | P | SG |  | 0 | 0 | 0 | 0 | 0 |  | 514 | SG | 514.SG | 0 | 403GP | 2996166.9457 | 2996166.9457 | 0
357 |  |  |  | P | CAGW |  | 335168.62 | 259755.5939 | 75413.0261 | -23197.801 | 52215.2252 |  | 514 | CAGW | 514.CAGW | 52215.2252 | 403GV0 | 0 | 0 | 0
358 |  |  |  | P | CAGE |  | 7615538.44 | 7615538.44 | 0 | 0 | 0 |  | 514 | CAGE | 514.CAGE | 0 | 403HP | 6850319.3253 | 6850319.3253 | 0
359 |  |  |  | P | JBG |  | 2261428.96 | 1752606.8595 | 508822.1005 | 0 | 508822.1005 |  | 514 | JBG | 514.JBG | 508822.1005 | 403MP | 0 | 0 | 0
360 |  |  |  | P | CAGE |  | 0 | 0 | 0 | 0 | 0 |  | 514 | CAGE | 514.CAGE1 | 0 | 403NP | 0 | 0 | 0
361 | [5 empty] | B2 | 10212136.02 | 9627900.8934 | 584235.1266 | -23197.801 | 561037.3256 |  | 514 | NA | 514.NA1 | 561037.3256 | 403OP | 9189101.3446 | 9189101.3446 | 0
362 | [12 empty] | 514 | NA | 514.NA2 | 0 | 403SP | 9165390.9232 | 9165390.9232 | 0
363 | Total Steam Power Generation |  |  |  |  | B2 | 571049629.0237 | 502160016.0427 | 68889612.981 | -5139044.1195 | 63750568.8615 | x | Total Steam Power Generation | NA | Total Steam Power Generation.NA | 63750568.8615 | 403TP | 6783841.684 | 6783841.684 | 0
364 | 517 | Operation Super & Engineering | [10 empty] | 517 | NA | 517.NA | 0 | 404GP | 108369.1905 | 108369.1905 | 0
365 |  |  |  | P | SG |  | 0 | 0 | 0 | 0 | 0 |  | 517 | SG | 517.SG | 0 | 404HP | 69343.8714 | 69343.8714 | 0
366 | [6 empty] | 0 | 0 | 0 | 0 | 0 |  | 517 | NA | 517.NA1 | 0 | 404IP | 4975752.421 | 4975752.421 | 0
367 | [12 empty] | 517 | NA | 517.NA2 | 0 | 404MP | 0 | 0 | 0
368 | 518 | Nuclear Fuel Expense | [10 empty] | 518 | NA | 518.NA | 0 | 404OP | 0 | 0 | 0
369 |  |  |  | P | SE |  | 0 | 0 | 0 | 0 | 0 |  | 518 | SE | 518.SE | 0 | 404SP | 0 | 0 | 0
370 | [12 empty] | 518 | NA | 518.NA1 | 0 | 41110 | -24849384.9139 | -24849384.9139 | 0
371 | [6 empty] | 0 | 0 | 0 | 0 | 0 |  | 518 | NA | 518.NA2 | 0 | 447NPC | 25482211.2365 | 25482211.2365 | 0
372 | [12 empty] | 518 | NA | 518.NA3 | 0 | 501NPC | 49046417.6824 | 49046417.6824 | 0
373 | 519 | Coolants and Water | [10 empty] | 519 | NA | 519.NA | 0 | 503NPC | 0 | 0 | 0
374 |  |  |  | P | SG |  | 0 | 0 | 0 | 0 | 0 |  | 519 | SG | 519.SG | 0 | 547NPC | 20337840.9418 | 20337840.9418 | 0
375 | [6 empty] | 0 | 0 | 0 | 0 | 0 |  | 519 | NA | 519.NA1 | 0 | 555NPC | 40419592.402 | 40419592.402 | 0
376 | [12 empty] | 519 | NA | 519.NA2 | 0 | 565NPC | 28905530.6541 | 28905530.6541 | 0
377 | 520 | Steam Expenses | [10 empty] | 520 | NA | 520.NA | 0 | Adjustments to Calculated Tax: | 0 | 0 | 0
378 |  |  |  | P | SG |  | 0 | 0 | 0 | 0 | 0 |  | 520 | SG | 520.SG | 0 | Calculation of Taxable Income: | 0 | 0 | 0
379 | [6 empty] | 0 | 0 | 0 | 0 | 0 |  | 520 | NA | 520.NA1 | 0 | Company Owned Hydro | 0 | 0 | 0
380 | [12 empty] | 520 | NA | 520.NA2 | 0 | CWC | 29192135.1756 | 29192135.1756 | 0
381 | [12 empty] | 520 | NA | 520.NA3 | 0 | DP | 9397081.91 | 9397081.91 | 0
382 | [12 empty] | 520 | NA | 520.NA4 | 0 | DS0 | 0 | 0 | 0
383 | 523 | Electric Expenses | [10 empty] | 523 | NA | 523.NA | 0 | Existing QF Contracts | 0 | 0 | 0
384 |  |  |  | P | SG |  | 0 | 0 | 0 | 0 | 0 |  | 523 | SG | 523.SG | 0 | GP | 1061811.5831 | 1061811.5831 | 0
385 | [6 empty] | 0 | 0 | 0 | 0 | 0 |  | 523 | NA | 523.NA1 | 0 | HP | 0 | 0 | 0
386 | [12 empty] | 523 | NA | 523.NA2 | 0 | IP | 0 | 0 | 0
387 | 524 | Misc. Nuclear Expenses | [10 empty] | 524 | NA | 524.NA | 0 | Klamath Dam Removal Surcharge Re-allocation | 0 | 0 | 0
388 |  |  |  | P | SG |  | 0 | 0 | 0 | 0 | 0 |  | 524 | SG | 524.SG | 0 | Mid-C Contract | 0 | 0 | 0
389 | [6 empty] | 0 | 0 | 0 | 0 | 0 |  | 524 | NA | 524.NA1 | 0 | MP | 69827902.2438 | 69827902.2438 | 0
390 | [12 empty] | 524 | NA | 524.NA2 | 0 | NP | 0 | 0 | 0
391 | 528 | Maintenance Super & Engineering | [10 empty] | 528 | NA | 528.NA | 0 | OP | -124464.068 | -124464.068 | 0
392 |  |  |  | P | SG |  | 0 | 0 | 0 | 0 | 0 |  | 528 | SG | 528.SG | 0 | OWC | 0 | 0 | 0
393 | [6 empty] | 0 | 0 | 0 | 0 | 0 |  | 528 | NA | 528.NA1 | 0 | SCHMAF | 0 | 0 | 0
394 | [12 empty] | 528 | NA | 528.NA2 | 0 | SCHMAP | -838.0072 | -838.0072 | 0
395 | 529 | Maintenance of Structures | [10 empty] | 529 | NA | 529.NA | 0 | SCHMAT | 79910854.257 | 79910854.257 | 0
396 |  |  |  | P | SG |  | 0 | 0 | 0 | 0 | 0 |  | 529 | SG | 529.SG | 0 | SCHMDF | 0 | 0 | 0
397 | [6 empty] | 0 | 0 | 0 | 0 | 0 |  | 529 | NA | 529.NA1 | 0 | SCHMDP | 1874082.4846 | 1874082.4846 | 0
398 | [12 empty] | 529 | NA | 529.NA2 | 0 | SCHMDT | 76680822.1838 | 76680822.1838 | 0
399 | 530 | Maintenance of Reactor Plant | [10 empty] | 530 | NA | 530.NA | 0 | SP | 4188034.574 | 4188034.574 | 0
400 |  |  |  | P | SG |  | 0 | 0 | 0 | 0 | 0 |  | 530 | SG | 530.SG | 0 | TP | 2499337.7418 | 2499337.7418 | 0
401 | [6 empty] | 0 | 0 | 0 | 0 | 0 |  | 530 | NA | 530.NA1 | 0 | TS0 | 0 | 0 | 0
402 | [12 empty] | 530 | NA | 530.NA2 | 0
403 | 531 | Maintenance of Electric Plant | [10 empty] | 531 | NA | 531.NA | 0
404 |  |  |  | P | SG |  | 0 | 0 | 0 | 0 | 0 |  | 531 | SG | 531.SG | 0
405 | [6 empty] | 0 | 0 | 0 | 0 | 0 |  | 531 | NA | 531.NA1 | 0
406 | [12 empty] | 531 | NA | 531.NA2 | 0
407 | 532 | Maintenance of Misc Nuclear | [10 empty] | 532 | NA | 532.NA | 0
408 |  |  |  | P | SG |  | 0 | 0 | 0 | 0 | 0 |  | 532 | SG | 532.SG | 0
409 | [6 empty] | 0 | 0 | 0 | 0 | 0 |  | 532 | NA | 532.NA1 | 0
410 | [12 empty] | 532 | NA | 532.NA2 | 0
411 | Total Nuclear Power Generation | [5 empty] | 0 | 0 | 0 | 0 | 0 |  | Total Nuclear Power Generation | NA | Total Nuclear Power Generation.NA | 0
412 | [12 empty] | Total Nuclear Power Generation | NA | Total Nuclear Power Generation.NA1 | 0
413 | 535 | Operation Super & Engineering | [10 empty] | 535 | NA | 535.NA | 0
414 |  |  |  | P | DGP |  | 0 | 0 | 0 | 0 | 0 |  | 535 | DGP | 535.DGP | 0
415 |  |  |  | P | CN |  | 0 | 0 | 0 | 0 | 0 |  | 535 | CN | 535.CN | 0
416 |  |  |  | P | SG |  | 0 | 0 | 0 | 0 | 0 |  | 535 | SG | 535.SG | 0
417 |  |  |  | P | CAGW |  | 7105188 | 5506518.8636 | 1598669.1364 | 35505.1401 | 1634174.2764 |  | 535 | CAGW | 535.CAGW | 1634174.2764
418 |  |  |  | P | CAGE |  | 1428881.04 | 1428881.04 | 0 | 0 | 0 |  | 535 | CAGE | 535.CAGE | 0
419 | [5 empty] | B2 | 8534069.04 | 6935399.9036 | 1598669.1364 | 35505.1401 | 1634174.2764 |  | 535 | NA | 535.NA1 | 1634174.2764
420 | [12 empty] | 535 | NA | 535.NA2 | 0
421 | 536 | Water For Power | [10 empty] | 536 | NA | 536.NA | 0
422 |  |  |  | P | DGP |  | 0 | 0 | 0 | 0 | 0 |  | 536 | DGP | 536.DGP | 0
423 |  |  |  | P | CAGW |  | 0 | 0 | 0 | 0 | 0 |  | 536 | CAGW | 536.CAGW | 0
424 |  |  |  | P | CAGE |  | 0 | 0 | 0 | 0 | 0 |  | 536 | CAGE | 536.CAGE | 0
425 |  |  |  | P | CAGW |  | 101110.38 | 78360.5184 | 22749.8616 | 0 | 22749.8616 |  | 536 | CAGW | 536.CAGW1 | 22749.8616
426 |  |  |  | P | CAGE |  | 0 | 0 | 0 | 0 | 0 |  | 536 | CAGE | 536.CAGE1 | 0
427 | [5 empty] | B2 | 101110.38 | 78360.5184 | 22749.8616 | 0 | 22749.8616 |  | 536 | NA | 536.NA1 | 22749.8616
428 | [12 empty] | 536 | NA | 536.NA2 | 0
429 | 537 | Hydraulic Expenses | [10 empty] | 537 | NA | 537.NA | 0
430 |  |  |  | P | DGP |  | 0 | 0 | 0 | 0 | 0 |  | 537 | DGP | 537.DGP | 0
431 |  |  |  | P | CAGW |  | 0 | 0 | 0 | 0 | 0 |  | 537 | CAGW | 537.CAGW | 0
432 |  |  |  | P | CAGE |  | 0 | 0 | 0 | 0 | 0 |  | 537 | CAGE | 537.CAGE | 0
433 |  |  |  | P | CAGW |  | 3485324.64 | 2701125.6952 | 784198.9448 | 0 | 784198.9448 |  | 537 | CAGW | 537.CAGW1 | 784198.9448
434 |  |  |  | P | CAGE |  | 359193.98 | 359193.98 | 0 | 0 | 0 |  | 537 | CAGE | 537.CAGE1 | 0
435 | [5 empty] | B2 | 3844518.62 | 3060319.6752 | 784198.9448 | 0 | 784198.9448 |  | 537 | NA | 537.NA1 | 784198.9448
436 | [12 empty] | 537 | NA | 537.NA2 | 0
437 | 538 | Electric Expenses | [10 empty] | 538 | NA | 538.NA | 0
438 |  |  |  | P | DGP |  | 0 | 0 | 0 | 0 | 0 |  | 538 | DGP | 538.DGP | 0
439 |  |  |  | P | CAGW |  | 0 | 0 | 0 | 0 | 0 |  | 538 | CAGW | 538.CAGW | 0
440 |  |  |  | P | CAGE |  | 0 | 0 | 0 | 0 | 0 |  | 538 | CAGE | 538.CAGE | 0
441 |  |  |  | P | CAGW |  | 0 | 0 | 0 | 0 | 0 |  | 538 | CAGW | 538.CAGW1 | 0
442 |  |  |  | P | CAGE |  | 0 | 0 | 0 | 0 | 0 |  | 538 | CAGE | 538.CAGE1 | 0
443 | [5 empty] | B2 | 0 | 0 | 0 | 0 | 0 |  | 538 | NA | 538.NA1 | 0
444 | [12 empty] | 538 | NA | 538.NA2 | 0
445 | 539 | Misc. Hydro Expenses | [10 empty] | 539 | NA | 539.NA | 0
446 |  |  |  | P | DGP |  | 0 | 0 | 0 | 0 | 0 |  | 539 | DGP | 539.DGP | 0
447 |  |  |  | P | CAGW |  | 0 | 0 | 0 | 0 | 0 |  | 539 | CAGW | 539.CAGW | 0
448 |  |  |  | P | CAGE |  | 0 | 0 | 0 | 0 | 0 |  | 539 | CAGE | 539.CAGE | 0
449 |  |  |  | P | CAGW |  | 10852827 | 8410938.1201 | 2441888.8799 | 0 | 2441888.8799 |  | 539 | CAGW | 539.CAGW1 | 2441888.8799
450 |  |  |  | P | CAGE |  | 7446936.68 | 7446936.68 | 0 | 0 | 0 |  | 539 | CAGE | 539.CAGE1 | 0
451 | [5 empty] | B2 | 18299763.68 | 15857874.8001 | 2441888.8799 | 0 | 2441888.8799 |  | 539 | NA | 539.NA1 | 2441888.8799
452 | [12 empty] | 539 | NA | 539.NA2 | 0
453 | 540 | Rents (Hydro Generation) | [10 empty] | 540 | NA | 540.NA | 0
454 |  |  |  | P | DGP |  | 0 | 0 | 0 | 0 | 0 |  | 540 | DGP | 540.DGP | 0
455 |  |  |  | P | CAGW |  | 0 | 0 | 0 | 0 | 0 |  | 540 | CAGW | 540.CAGW | 0
456 |  |  |  | P | CAGE |  | 0 | 0 | 0 | 0 | 0 |  | 540 | CAGE | 540.CAGE | 0
457 |  |  |  | P | CAGW |  | 1552650.08 | 1203303.4107 | 349346.6693 | 0 | 349346.6693 |  | 540 | CAGW | 540.CAGW1 | 349346.6693
458 |  |  |  | P | CAGE |  | 126080.48 | 126080.48 | 0 | 0 | 0 |  | 540 | CAGE | 540.CAGE1 | 0
459 | [5 empty] | B2 | 1678730.56 | 1329383.8907 | 349346.6693 | 0 | 349346.6693 |  | 540 | NA | 540.NA1 | 349346.6693
460 | [12 empty] | 540 | NA | 540.NA2 | 0
461 | 541 | Maint Supervision & Engineering | [10 empty] | 541 | NA | 541.NA | 0
462 |  |  |  | P | DGP |  | 0 | 0 | 0 | 0 | 0 |  | 541 | DGP | 541.DGP | 0
463 |  |  |  | P | CAGW |  | 0 | 0 | 0 | 0 | 0 |  | 541 | CAGW | 541.CAGW | 0
464 |  |  |  | P | CAGE |  | 0 | 0 | 0 | 0 | 0 |  | 541 | CAGE | 541.CAGE | 0
465 |  |  |  | P | CAGW |  | 388.5 | 301.0874 | 87.4126 | 0 | 87.4126 |  | 541 | CAGW | 541.CAGW1 | 87.4126
466 |  |  |  | P | CAGE |  | 0 | 0 | 0 | 0 | 0 |  | 541 | CAGE | 541.CAGE1 | 0
467 | [5 empty] | B2 | 388.5 | 301.0874 | 87.4126 | 0 | 87.4126 |  | 541 | NA | 541.NA1 | 87.4126
468 | [12 empty] | 541 | NA | 541.NA2 | 0
469 | 542 | Maintenance of Structures | [10 empty] | 542 | NA | 542.NA | 0
470 |  |  |  | P | DGP |  | 0 | 0 | 0 | 0 | 0 |  | 542 | DGP | 542.DGP | 0
471 |  |  |  | P | CAGW |  | 0 | 0 | 0 | 0 | 0 |  | 542 | CAGW | 542.CAGW | 0
472 |  |  |  | P | CAGE |  | 0 | 0 | 0 | 0 | 0 |  | 542 | CAGE | 542.CAGE | 0
473 |  |  |  | P | CAGW |  | 820851.93 | 636160.0336 | 184691.8964 | 0 | 184691.8964 |  | 542 | CAGW | 542.CAGW1 | 184691.8964
474 |  |  |  | P | CAGE |  | 40037.96 | 40037.96 | 0 | 0 | 0 |  | 542 | CAGE | 542.CAGE1 | 0
475 | [5 empty] | B2 | 860889.89 | 676197.9936 | 184691.8964 | 0 | 184691.8964 |  | 542 | NA | 542.NA1 | 184691.8964
476 | [12 empty] | 542 | NA | 542.NA2 | 0
477 | [12 empty] | 542 | NA | 542.NA3 | 0
478 | [12 empty] | 542 | NA | 542.NA4 | 0
479 | [12 empty] | 542 | NA | 542.NA5 | 0
480 | 543 | Maintenance of Dams & Waterways | [10 empty] | 543 | NA | 543.NA | 0
481 |  |  |  | P | DGP |  | 0 | 0 | 0 | 0 | 0 |  | 543 | DGP | 543.DGP | 0
482 |  |  |  | P | CAGW |  | 0 | 0 | 0 | 0 | 0 |  | 543 | CAGW | 543.CAGW | 0
483 |  |  |  | P | CAGE |  | 0 | 0 | 0 | 0 | 0 |  | 543 | CAGE | 543.CAGE | 0
484 |  |  |  | P | CAGW |  | 1073029.9 | 831597.8952 | 241432.0048 | 0 | 241432.0048 |  | 543 | CAGW | 543.CAGW1 | 241432.0048
485 |  |  |  | P | CAGE |  | 549193.52 | 549193.52 | 0 | 0 | 0 |  | 543 | CAGE | 543.CAGE1 | 0
486 | [5 empty] | B2 | 1622223.42 | 1380791.4152 | 241432.0048 | 0 | 241432.0048 |  | 543 | NA | 543.NA1 | 241432.0048
487 | [12 empty] | 543 | NA | 543.NA2 | 0
488 | 544 | Maintenance of Electric Plant | [10 empty] | 544 | NA | 544.NA | 0
489 |  |  |  | P | DGP |  | 0 | 0 | 0 | 0 | 0 |  | 544 | DGP | 544.DGP | 0
490 |  |  |  | P | CAGW |  | 0 | 0 | 0 | 0 | 0 |  | 544 | CAGW | 544.CAGW | 0
491 |  |  |  | P | CAGE |  | 0 | 0 | 0 | 0 | 0 |  | 544 | CAGE | 544.CAGE | 0
492 |  |  |  | P | CAGW |  | 1720704.81 | 1333545.783 | 387159.027 | 0 | 387159.027 |  | 544 | CAGW | 544.CAGW1 | 387159.027
493 |  |  |  | P | CAGE |  | 371172.25 | 371172.25 | 0 | 0 | 0 |  | 544 | CAGE | 544.CAGE1 | 0
494 | [5 empty] | B2 | 2091877.06 | 1704718.033 | 387159.027 | 0 | 387159.027 |  | 544 | NA | 544.NA1 | 387159.027
495 | [12 empty] | 544 | NA | 544.NA2 | 0
496 | 545 | Maintenance of Misc. Hydro Plant | [10 empty] | 545 | NA | 545.NA | 0
497 |  |  |  | P | DGP |  | 0 | 0 | 0 | 0 | 0 |  | 545 | DGP | 545.DGP | 0
498 |  |  |  | P | CAGW |  | 0 | 0 | 0 | 0 | 0 |  | 545 | CAGW | 545.CAGW | 0
499 |  |  |  | P | CAGE |  | 0 | 0 | 0 | 0 | 0 |  | 545 | CAGE | 545.CAGE | 0
500 |  |  |  | P | CAGW |  | 2976385.72 | 2306698.1637 | 669687.5563 | 12928.612 | 682616.1682 |  | 545 | CAGW | 545.CAGW1 | 682616.1682
501 |  |  |  | P | CAGE |  | 804110.31 | 804110.31 | 0 | 0 | 0 |  | 545 | CAGE | 545.CAGE1 | 0
502 | [5 empty] | B2 | 3780496.03 | 3110808.4737 | 669687.5563 | 12928.612 | 682616.1682 |  | 545 | NA | 545.NA1 | 682616.1682
503 | [12 empty] | 545 | NA | 545.NA2 | 0
504 | Total Hydraulic Power Generation |  |  |  |  | B2 | 40814067.18 | 34134155.791 | 6679911.389 | 48433.7521 | 6728345.1411 | x | Total Hydraulic Power Generation | NA | Total Hydraulic Power Generation .NA | 6728345.1411
505 | [12 empty] | Total Hydraulic Power Generation | NA | Total Hydraulic Power Generation .NA1 | 0
506 | 546 | Operation Super & Engineering | [10 empty] | 546 | NA | 546.NA | 0
507 |  |  |  | P | SG |  | 0 | 0 | 0 | 0 | 0 |  | 546 | SG | 546.SG | 0
508 |  |  |  | P | SE |  | 0 | 0 | 0 | 0 | 0 |  | 546 | SE | 546.SE | 0
509 |  |  |  | P | CAGW |  | 134851.08 | 104509.5521 | 30341.5279 | 0 | 30341.5279 |  | 546 | CAGW | 546.CAGW | 30341.5279
510 |  |  |  | P | CAGE |  | 179709.35 | 179709.35 | 0 | 0 | 0 |  | 546 | CAGE | 546.CAGE | 0
511 |  |  |  | P | CAGE |  | 0 | 0 | 0 | 0 | 0 |  | 546 | CAGE | 546.CAGE1 | 0
512 | [5 empty] | B2 | 314560.43 | 284218.9021 | 30341.5279 | 0 | 30341.5279 |  | 546 | NA | 546.NA1 | 30341.5279
513 | [12 empty] | 546 | NA | 546.NA2 | 0
514 | 547 | Fuel | [10 empty] | 547 | NA | 547.NA | 0
515 |  |  |  | P | SE |  | 0 | 0 | 0 | 0 | 0 |  | 547 | SE | 547.SE | 0
516 |  |  |  | P | CAEW |  | 0 | 0 | 0 | 0 | 0 |  | 547 | CAEW | 547.CAEW | 0
517 |  |  |  | P | CAEE |  | 0 | 0 | 0 | 0 | 0 |  | 547 | CAEE | 547.CAEE | 0
518 |  |  |  | P | SSECT |  | 0 | 0 | 0 | 0 | 0 |  | 547 | SSECT | 547.SSECT | 0
519 | [5 empty] | B2 | 0 | 0 | 0 | 0 | 0 |  | 547 | NA | 547.NA1 | 0
520 | [12 empty] | 547 | NA | 547.NA2 | 0
521 | 547NPC | Fuel-NPC | [10 empty] | 547NPC | NA | 547NPC.NA | 0
522 |  |  |  |  | SE |  | 0 | 0 | 0 | 0 | 0 |  | 547NPC | SE | 547NPC.SE | 0
523 |  |  |  |  | CAEW |  | 72286545.66 | 55794008.9589 | 16492536.7011 | 3845304.2407 | 20337840.9418 |  | 547NPC | CAEW | 547NPC.CAEW | 20337840.9418
524 |  |  |  |  | CAEE |  | 0 | 0 | 0 | 0 | 0 |  | 547NPC | CAEE | 547NPC.CAEE | 0
525 |  |  |  |  | SSECT |  | 0 | 0 | 0 | 0 | 0 |  | 547NPC | SSECT | 547NPC.SSECT | 0
526 | [5 empty] | B2 | 72286545.66 | 55794008.9589 | 16492536.7011 | 3845304.2407 | 20337840.9418 |  | 547NPC | NA | 547NPC.NA1 | 20337840.9418
527 | [12 empty] | 547NPC | NA | 547NPC.NA2 | 0
528 | 548 | Generation Expense | [10 empty] | 548 | NA | 548.NA | 0
529 |  |  |  | P | SG |  | 0 | 0 | 0 | 2143.8226 | 2143.8226 |  | 548 | SG | 548.SG | 2143.8226
530 |  |  |  | P | CAGW |  | 8590442.5 | 6657590.7173 | 1932851.7827 | 7858.407 | 1940710.1897 |  | 548 | CAGW | 548.CAGW | 1940710.1897
531 |  |  |  | P | CAGE |  | 8135864.57 | 8135864.57 | 0 | 0 | 0 |  | 548 | CAGE | 548.CAGE | 0
532 |  |  |  | P | S |  | 0 | 0 | 0 | 0 | 0 |  | 548 | S | 548.S | 0
533 | [5 empty] | B2 | 16726307.07 | 14793455.2873 | 1932851.7827 | 10002.2296 | 1942854.0123 |  | 548 | NA | 548.NA1 | 1942854.0123
534 | [12 empty] | 548 | NA | 548.NA2 | 0
535 | 549 | Miscellaneous Other | [10 empty] | 549 | NA | 549.NA | 0
536 |  |  |  | 0 | S |  | 84550.41 | 84550.41 | 0 | 0 | 0 |  | 549 | S | 549.S | 0
537 |  |  |  | P | SG |  | 1369678.02 | 1257418.746 | 112259.274 | 0 | 112259.274 |  | 549 | SG | 549.SG | 112259.274
538 |  |  |  | P | CAGW |  | 1633605.28 | 1266043.6698 | 367561.6102 | 0 | 367561.6102 |  | 549 | CAGW | 549.CAGW | 367561.6102
539 |  |  |  | P | CAGE |  | 2124294.54 | 2124294.54 | 0 | 0 | 0 |  | 549 | CAGE | 549.CAGE | 0
540 |  |  |  | P | CAGE |  | 0 | 0 | 0 | 0 | 0 |  | 549 | CAGE | 549.CAGE1 | 0
541 | [5 empty] | B2 | 5212128.25 | 4732307.3658 | 479820.8842 | 0 | 479820.8842 |  | 549 | NA | 549.NA1 | 479820.8842
542 | [12 empty] | 549 | NA | 549.NA2 | 0
543 | [12 empty] | 549 | NA | 549.NA3 | 0
544 | [12 empty] | 549 | NA | 549.NA4 | 0
545 | [12 empty] | 549 | NA | 549.NA5 | 0
546 | 550 | Rents | [10 empty] | 550 | NA | 550.NA | 0
547 |  |  |  |  | S |  | 725382.64 | 725382.64 | 0 | 0 | 0 |  | 550 | S | 550.S | 0
548 |  |  |  | P | SG |  | 39083.7 | 35880.3867 | 3203.3133 | 0 | 3203.3133 |  | 550 | SG | 550.SG | 3203.3133
549 |  |  |  | P | CAGW |  | 1953807.08 | 1514199.982 | 439607.098 | 0 | 439607.098 |  | 550 | CAGW | 550.CAGW | 439607.098
550 |  |  |  | P | CAGE |  | 1757695.91 | 1757695.91 | 0 | 0 | 0 |  | 550 | CAGE | 550.CAGE | 0
551 |  |  |  | P | CAGE |  | 0 | 0 | 0 | 0 | 0 |  | 550 | CAGE | 550.CAGE1 | 0
552 | [5 empty] | B2 | 4475969.33 | 4033158.9188 | 442810.4112 | 0 | 442810.4112 |  | 550 | NA | 550.NA1 | 442810.4112
553 | [12 empty] | 550 | NA | 550.NA2 | 0
554 | 551 | Maint Supervision & Engineering | [10 empty] | 551 | NA | 551.NA | 0
555 |  |  |  | P | SG |  | 0 | 0 | 0 | 0 | 0 |  | 551 | SG | 551.SG | 0
556 |  |  |  | P | CAGW |  | 0 | 0 | 0 | 0 | 0 |  | 551 | CAGW | 551.CAGW | 0
557 |  |  |  | P | CAGE |  | 0 | 0 | 0 | 0 | 0 |  | 551 | CAGE | 551.CAGE | 0
558 | [5 empty] | B2 | 0 | 0 | 0 | 0 | 0 |  | 551 | NA | 551.NA1 | 0
559 | [12 empty] | 551 | NA | 551.NA2 | 0
560 | 552 | Maintenance of Structures | [10 empty] | 552 | NA | 552.NA | 0
561 |  |  |  | P | SG |  | 0 | 0 | 0 | 0 | 0 |  | 552 | SG | 552.SG | 0
562 |  |  |  | P | CAGW |  | 53188.04 | 41220.7173 | 11967.3227 | 0 | 11967.3227 |  | 552 | CAGW | 552.CAGW | 11967.3227
563 |  |  |  | P | CAGE |  | 4425409.71 | 4425409.71 | 0 | 0 | 0 |  | 552 | CAGE | 552.CAGE | 0
564 |  |  |  | P | CAGE |  | 0 | 0 | 0 | 0 | 0 |  | 552 | CAGE | 552.CAGE1 | 0
565 | [5 empty] | B2 | 4478597.75 | 4466630.4273 | 11967.3227 | 0 | 11967.3227 |  | 552 | NA | 552.NA1 | 11967.3227
566 | [12 empty] | 552 | NA | 552.NA2 | 0
567 | 553 | Maint of Generation & Electric Plant | [10 empty] | 553 | NA | 553.NA | 0
568 |  |  |  | P | SG |  | 0 | 0 | 0 | 0 | 0 |  | 553 | SG | 553.SG | 0
569 |  |  |  | P | CAGW |  | 6087062.34 | 4717471.7403 | 1369590.5997 | 116458.2079 | 1486048.8076 |  | 553 | CAGW | 553.CAGW | 1486048.8076
570 |  |  |  | P | CAGE |  | 12083843.35 | 12083843.35 | 0 | 0 | 0 |  | 553 | CAGE | 553.CAGE | 0
571 |  |  |  | P | CAGE |  | 0 | 0 | 0 | 0 | 0 |  | 553 | CAGE | 553.CAGE1 | 0
572 | [5 empty] | B2 | 18170905.69 | 16801315.0903 | 1369590.5997 | 116458.2079 | 1486048.8076 |  | 553 | NA | 553.NA1 | 1486048.8076
573 | [12 empty] | 553 | NA | 553.NA2 | 0
574 | 554 | Maintenance of Misc. Other | [10 empty] | 554 | NA | 554.NA | 0
575 |  |  |  | P | SG |  | 0 | 0 | 0 | 0 | 0 |  | 554 | SG | 554.SG | 0
576 |  |  |  | P | CAGW |  | 697200.78 | 540330.4243 | 156870.3557 | 0 | 156870.3557 |  | 554 | CAGW | 554.CAGW | 156870.3557
577 |  |  |  | P | CAGE |  | 927433.3 | 927433.3 | 0 | 0 | 0 |  | 554 | CAGE | 554.CAGE | 0
578 |  |  |  | P | CAGE |  | 0 | 0 | 0 | 0 | 0 |  | 554 | CAGE | 554.CAGE1 | 0
579 | [5 empty] | B2 | 1624634.08 | 1467763.7243 | 156870.3557 | 0 | 156870.3557 |  | 554 | NA | 554.NA1 | 156870.3557
580 | [12 empty] | 554 | NA | 554.NA2 | 0
581 | Total Other Power Generation |  |  |  |  | B2 | 123289648.26 | 102372858.6746 | 20916789.5854 | 3971764.6781 | 24888554.2635 | x | Total Other Power Generation | NA | Total Other Power Generation.NA | 24888554.2635
582 | [12 empty] | Total Other Power Generation | NA | Total Other Power Generation.NA1 | 0
583 | [12 empty] | Total Other Power Generation | NA | Total Other Power Generation.NA2 | 0
584 | 555 | Purchased Power | [10 empty] | 555 | NA | 555.NA | 0
585 |  |  |  | P | S |  | 3634734.04 | -8848555.09 | 12483289.13 | 0 | 12483289.13 |  | 555 | S | 555.S | 12483289.13
586 |  |  |  |  | CAEW |  | 0 | 0 | 0 | 0 | 0 |  | 555 | CAEW | 555.CAEW | 0
587 |  |  |  |  | CAGW |  | 0 | 0 | 0 | 0 | 0 |  | 555 | CAGW | 555.CAGW | 0
588 | [6 empty] | 3634734.04 | -8848555.09 | 12483289.13 | 0 | 12483289.13 |  | 555 | NA | 555.NA1 | 12483289.13
589 | 555NPC | Purchased Power-NPC | [10 empty] | 555NPC | NA | 555NPC.NA | 0
590 |  |  |  | P | SG |  | 0 | 0 | 0 | 0 | 0 |  | 555NPC | SG | 555NPC.SG | 0
591 |  |  |  | P | SE |  | 0 | 0 | 0 | 0 | 0 |  | 555NPC | SE | 555NPC.SE | 0
592 |  |  |  | P | CAGW |  | 0 | 0 | 0 | 0 | 0 |  | 555NPC | CAGW | 555NPC.CAGW | 0
593 |  |  |  | P | CAGW |  | 110944822.5371 | 85982208.7923 | 24962613.7448 | 14704313.3318 | 39666927.0766 |  | 555NPC | CAGW | 555NPC.CAGW1 | 39666927.0766
594 |  |  |  | P | CAGE |  | 0 | 0 | 0 | 0 | 0 |  | 555NPC | CAGE | 555NPC.CAGE | 0
595 |  |  |  | P | CAEW |  | 4177182.662 | 3224137.5589 | 953045.1031 | -448855.3077 | 504189.7954 |  | 555NPC | CAEW | 555NPC.CAEW | 504189.7954
596 |  |  |  | P | CAEE |  | 0 | 0 | 0 | 0 | 0 |  | 555NPC | CAEE | 555NPC.CAEE | 0
597 |  |  |  |  | DGP |  | 0 | 0 | 0 | 0 | 0 |  | 555NPC | DGP | 555NPC.DGP | 0
598 |  |  |  |  | S |  | 265424.23 | 0 | 265424.23 | -16948.7 | 248475.53 |  | 555NPC | S | 555NPC.S | 248475.53
599 | [6 empty] | 115387429.4291 | 89206346.3512 | 26181083.0778 | 14238509.3242 | 40419592.402 |  | 555NPC | NA | 555NPC.NA1 | 40419592.402
600 | [12 empty] | 555NPC | NA | 555NPC.NA2 | 0
601 |  | Total Purchased Power |  |  |  | B2 | 119022163.4691 | 80357791.2612 | 38664372.2078 | 14238509.3242 | 52902881.532 |  | 555NPC | NA | 555NPC.NA3 | 52902881.532
602 | [12 empty] | 555NPC | NA | 555NPC.NA4 | 0
603 | 556 | System Control & Load Dispatch | [10 empty] | 556 | NA | 556.NA | 0
604 |  |  |  | P | SG |  | 1475695.45 | 1354746.9515 | 120948.4985 | 0 | 120948.4985 |  | 556 | SG | 556.SG | 120948.4985
605 |  |  |  | P | CAGW |  | 0 | 0 | 0 | 0 | 0 |  | 556 | CAGW | 556.CAGW | 0
606 |  |  |  | P | CAGE |  | 0 | 0 | 0 | 0 | 0 |  | 556 | CAGE | 556.CAGE | 0
607 | [12 empty] | 556 | NA | 556.NA1 | 0
608 | [5 empty] | B2 | 1475695.45 | 1354746.9515 | 120948.4985 | 0 | 120948.4985 |  | 556 | NA | 556.NA2 | 120948.4985
609 | [12 empty] | 556 | NA | 556.NA3 | 0
610 | [12 empty] | 556 | NA | 556.NA4 | 0
611 | [12 empty] | 556 | NA | 556.NA5 | 0
612 | 557 | Other Expenses | [10 empty] | 557 | NA | 557.NA | 0
613 |  |  |  | P | S |  | 4716071.2 | 4716071.2 | 0 | 0 | 0 |  | 557 | S | 557.S | 0
614 |  |  |  | P | SG |  | 26101025.61 | 23961776.718 | 2139248.892 | -22575.5196 | 2116673.3724 |  | 557 | SG | 557.SG | 2116673.3724
615 |  |  |  | P | SGCT |  | 0 | 0 | 0 | 0 | 0 |  | 557 | SGCT | 557.SGCT | 0
616 |  |  |  | P | SO |  | 0 | 0 | 0 | 4792.6306 | 4792.6306 |  | 557 | SO | 557.SO | 4792.6306
617 |  |  |  | P | CAEE |  | 0 | 0 | 0 | 0 | 0 |  | 557 | CAEE | 557.CAEE | 0
618 |  |  |  | P | TROJP |  | 0 | 0 | 0 | 0 | 0 |  | 557 | TROJP | 557.TROJP | 0
619 |  |  |  | P | CAGW |  | 163116.54 | 126415.2763 | 36701.2637 | 39339.2994 | 76040.5631 |  | 557 | CAGW | 557.CAGW | 76040.5631
620 |  |  |  | P | CAGE |  | 8990401.07 | 8990401.07 | 0 | 0 | 0 |  | 557 | CAGE | 557.CAGE | 0
621 |  |  |  | P | JBG |  | 4151469.96 | 3217388.146 | 934081.814 | 0 | 934081.814 |  | 557 | JBG | 557.JBG | 934081.814
622 |  |  |  | P | CAEW |  | 0 | 0 | 0 | 0 | 0 |  | 557 | CAEW | 557.CAEW | 0
623 |  |  |  | P | JBE |  | 9218.35 | 7115.1374 | 2103.2126 | 0 | 2103.2126 |  | 557 | JBE | 557.JBE | 2103.2126
624 | [5 empty] | B2 | 44131302.73 | 41019167.5478 | 3112135.1822 | 21556.4105 | 3133691.5927 |  | 557 | NA | 557.NA1 | 3133691.5927
625 | [12 empty] | 557 | NA | 557.NA2 | 0
626 | Embedded Cost Differentials | [11 empty] | Embedded Cost Differentials | NA | Embedded Cost Differentials.NA | 0
627 | Company Owned Hydro |  |  | P | DGP |  | 0 | 0 | 0 | 0 | 0 |  | Company Owned Hydro | DGP | Company Owned Hydro.DGP | 0
628 | Company Owned Hydro |  |  | P | SG |  | 0 | 0 | 0 | 0 | 0 |  | Company Owned Hydro | SG | Company Owned Hydro.SG | 0
629 | Mid-C Contract |  |  | P | MC |  | 0 | 0 | 0 | 0 | 0 |  | Mid-C Contract | MC | Mid-C Contract.MC | 0
630 | Mid-C Contract |  |  | P | SG |  | 0 | 0 | 0 | 0 | 0 |  | Mid-C Contract | SG | Mid-C Contract.SG | 0
631 | Existing QF Contracts |  |  | 0 | S |  | 0 | 0 | 0 | 0 | 0 |  | Existing QF Contracts | S | Existing QF Contracts.S | 0
632 | Existing QF Contracts |  |  | 0 | SG |  | 0 | 0 | 0 | 0 | 0 |  | Existing QF Contracts | SG | Existing QF Contracts.SG | 0
633 | [12 empty] | Existing QF Contracts | NA | Existing QF Contracts.NA | 0
634 | [6 empty] | 0 | 0 | 0 | 0 | 0 |  | Existing QF Contracts | NA | Existing QF Contracts.NA1 | 0
626 | [12 empty] | Existing QF Contracts | NA | Existing QF Contracts.NA2 | 0
627 | Total Other Power Supply |  |  |  |  | B2 | 164629161.6491 | 122731705.7605 | 41897455.8886 | 14260065.7346 | 56157521.6232 | x | Total Other Power Supply | NA | Total Other Power Supply.NA | 56157521.6232
628 | [12 empty] | Total Other Power Supply | NA | Total Other Power Supply.NA1 | 0
629 | TOTAL PRODUCTION EXPENSE |  |  |  |  | B2 | 899782506.1128 | 761398736.2688 | 138383769.8439 | 13141220.0454 | 151524989.8893 |  | TOTAL PRODUCTION EXPENSE | NA | TOTAL PRODUCTION EXPENSE.NA | 151524989.8893
630 | [12 empty] | TOTAL PRODUCTION EXPENSE | NA | TOTAL PRODUCTION EXPENSE.NA1 | 0
631 | [12 empty] | TOTAL PRODUCTION EXPENSE | NA | TOTAL PRODUCTION EXPENSE.NA2 | 0
632 | Summary of Production Expense by Factor | [11 empty] | Summary of Production Expense by Factor | NA | Summary of Production Expense by Factor.NA | 0
633 |  |  | S |  |  |  | 8585916.73 | -4162796.63 | 12748713.36 | -16948.7 | 12731764.66 |  | Summary of Production Expense by Factor | NA | Summary of Production Expense by Factor.NA1 | 12731764.66
634 |  |  | SG |  |  |  | 29028676.93 | 26649476.745 | 2379200.185 | -20381.1968 | 2358818.9881 |  | Summary of Production Expense by Factor | NA | Summary of Production Expense by Factor.NA2 | 2358818.9881
635 |  |  | SE |  |  |  | 3739.44 | 3454.6291 | 284.8109 | 0 | 284.8109 |  | Summary of Production Expense by Factor | NA | Summary of Production Expense by Factor.NA3 | 284.8109
636 |  |  | JBG |  |  |  | 61632108.27 | 47764867.9803 | 13867240.2897 | 88322.1859 | 13955562.4756 |  | Summary of Production Expense by Factor | NA | Summary of Production Expense by Factor.NA4 | 13955562.4756
637 |  |  | TROJP |  |  |  | 0 | 0 | 0 | 0 | 0 |  | Summary of Production Expense by Factor | NA | Summary of Production Expense by Factor.NA5 | 0
638 |  |  | JBE |  |  |  | 1925255.89 | 1485999.1357 | 439256.7543 | 0 | 439256.7543 |  | Summary of Production Expense by Factor | NA | Summary of Production Expense by Factor.NA6 | 439256.7543
639 |  |  | DGP |  |  |  | 0 | 0 | 0 | 0 | 0 |  | Summary of Production Expense by Factor | NA | Summary of Production Expense by Factor.NA7 | 0
640 |  |  | DEU |  |  |  | 0 | 0 | 0 | 0 | 0 |  | Summary of Production Expense by Factor | NA | Summary of Production Expense by Factor.NA8 | 0
641 |  |  | DEP |  |  |  | 0 | 0 | 0 | 0 | 0 |  | Summary of Production Expense by Factor | NA | Summary of Production Expense by Factor.NA9 | 0
642 |  |  | CAGW |  |  |  | 167950632.0071 | 130161696.3983 | 37788935.6088 | 14357125.5414 | 52146061.1502 |  | Summary of Production Expense by Factor | NA | Summary of Production Expense by Factor.NA10 | 52146061.1502
643 |  |  | CAGE |  |  |  | 267419613.31 | 267419613.31 | 0 | 0 | 0 |  | Summary of Production Expense by Factor | NA | Summary of Production Expense by Factor.NA11 | 0
644 |  |  | CAEW |  |  |  | 311893841.3357 | 240733702.5004 | 71160138.8353 | -1271690.4158 | 69888448.4195 |  | Summary of Production Expense by Factor | NA | Summary of Production Expense by Factor.NA12 | 69888448.4195
645 |  |  | CAEE |  |  |  | 51342722.2 | 51342722.2 | 0 | 0 | 0 |  | Summary of Production Expense by Factor | NA | Summary of Production Expense by Factor.NA13 | 0
646 |  |  | SNPPS |  |  |  | 0 | 0 | 0 | 0 | 0 |  | Summary of Production Expense by Factor | NA | Summary of Production Expense by Factor.NA14 | 0
647 |  |  | SNPPO |  |  |  | 0 | 0 | 0 | 0 | 0 |  | Summary of Production Expense by Factor | NA | Summary of Production Expense by Factor.NA15 | 0
648 |  |  | DGU |  |  |  | 0 | 0 | 0 | 0 | 0 |  | Summary of Production Expense by Factor | NA | Summary of Production Expense by Factor.NA16 | 0
649 |  |  | MC |  |  |  | 0 | 0 | 0 | 0 | 0 |  | Summary of Production Expense by Factor | NA | Summary of Production Expense by Factor.NA17 | 0
650 |  |  | SSGCT |  |  |  | 0 | 0 | 0 | 0 | 0 |  | Summary of Production Expense by Factor | NA | Summary of Production Expense by Factor.NA18 | 0
651 |  |  | SSECT |  |  |  | 0 | 0 | 0 | 0 | 0 |  | Summary of Production Expense by Factor | NA | Summary of Production Expense by Factor.NA19 | 0
652 |  |  | SSGC |  |  |  | 0 | 0 | 0 | 0 | 0 |  | Summary of Production Expense by Factor | NA | Summary of Production Expense by Factor.NA20 | 0
653 |  |  | SSGCH |  |  |  | 0 | 0 | 0 | 0 | 0 |  | Summary of Production Expense by Factor | NA | Summary of Production Expense by Factor.NA21 | 0
654 |  |  | SSECH |  |  |  | 0 | 0 | 0 | 0 | 0 |  | Summary of Production Expense by Factor | NA | Summary of Production Expense by Factor.NA22 | 0
655 | Total Production Expense by Factor |  |  |  |  | B2 | 899782506.1128 | 761398736.2688 | 138383769.8439 | 13136427.4147 | 151520197.2586 |  | Total Production Expense by Factor | NA | Total Production Expense by Factor.NA | 151520197.2586
656 | 560 | Operation Supervision & Engineering | [10 empty] | 560 | NA | 560.NA | 0
657 |  |  |  | T | SG |  | 5457300.29 | 5010018.1114 | 447282.1786 | 17654.1935 | 464936.3721 |  | 560 | SG | 560.SG | 464936.3721
658 |  |  |  | T | JBG |  | 0 | 0 | 0 | 220.6404 | 220.6404 |  | 560 | JBG | 560.JBG | 220.6404
659 |  |  |  | T | CAGW |  | 242964.92 | 188297.7502 | 54667.1698 | 2996.3995 | 57663.5693 |  | 560 | CAGW | 560.CAGW | 57663.5693
660 |  |  |  | T | CAGE |  | 121421.46 | 121421.46 | 0 | 0 | 0 |  | 560 | CAGE | 560.CAGE | 0
661 | [5 empty] | B2 | 5821686.67 | 5319737.3216 | 501949.3484 | 20871.2335 | 522820.5819 |  | 560 | NA | 560.NA1 | 522820.5819
662 | [12 empty] | 560 | NA | 560.NA2 | 0
663 | 561 | Load Dispatching | [10 empty] | 561 | NA | 561.NA | 0
664 |  |  |  | T | SG |  | 17715538.54 | 16263567.006 | 1451971.534 | 0 | 1451971.534 |  | 561 | SG | 561.SG | 1451971.534
665 |  |  |  | T | CAGW |  | 313866.36 | 243246.3479 | 70620.0121 | 0 | 70620.0121 |  | 561 | CAGW | 561.CAGW | 70620.0121
666 |  |  |  | T | CAGE |  | 1908855.42 | 1908855.42 | 0 | 0 | 0 |  | 561 | CAGE | 561.CAGE | 0
667 | [5 empty] | B2 | 19938260.32 | 18415668.7739 | 1522591.5461 | 0 | 1522591.5461 |  | 561 | NA | 561.NA1 | 1522591.5461
668 | 562 | Station Expense | [10 empty] | 562 | NA | 562.NA | 0
669 |  |  |  | T | SG |  | 15735.22 | 14445.556 | 1289.664 | 0 | 1289.664 |  | 562 | SG | 562.SG | 1289.664
670 |  |  |  | T | JBG |  | 77793.04 | 60289.5859 | 17503.4541 | 0 | 17503.4541 |  | 562 | JBG | 562.JBG | 17503.4541
671 |  |  |  | T | CAGW |  | 628332.58 | 486957.5871 | 141374.9929 | 0 | 141374.9929 |  | 562 | CAGW | 562.CAGW | 141374.9929
672 |  |  |  | T | CAGE |  | 2276058.26 | 2276058.26 | 0 | 0 | 0 |  | 562 | CAGE | 562.CAGE | 0
673 | [5 empty] | B2 | 2997919.1 | 2837750.989 | 160168.111 | 0 | 160168.111 |  | 562 | NA | 562.NA1 | 160168.111
674 | [12 empty] | 562 | NA | 562.NA2 | 0
675 | 563 | Overhead Line Expense | [10 empty] | 563 | NA | 563.NA | 0
676 |  |  |  | T | SG |  | 0 | 0 | 0 | 0 | 0 |  | 563 | SG | 563.SG | 0
677 |  |  |  | T | CAGW |  | 198468.9 | 153813.3462 | 44655.5538 | 0 | 44655.5538 |  | 563 | CAGW | 563.CAGW | 44655.5538
678 |  |  |  | T | CAGE |  | 478436.27 | 478436.27 | 0 | 0 | 0 |  | 563 | CAGE | 563.CAGE | 0
679 | [5 empty] | B2 | 676905.17 | 632249.6162 | 44655.5538 | 0 | 44655.5538 |  | 563 | NA | 563.NA1 | 44655.5538
680 | [12 empty] | 563 | NA | 563.NA2 | 0
681 | 564 | Underground Line Expense | [10 empty] | 564 | NA | 564.NA | 0
682 |  |  |  | T | SG |  | 0 | 0 | 0 | 0 | 0 |  | 564 | SG | 564.SG | 0
683 |  |  |  | T | CAGW |  | 0 | 0 | 0 | 0 | 0 |  | 564 | CAGW | 564.CAGW | 0
684 |  |  |  | T | CAGE |  | 0 | 0 | 0 | 0 | 0 |  | 564 | CAGE | 564.CAGE | 0
685 | [5 empty] | B2 | 0 | 0 | 0 | 0 | 0 |  | 564 | NA | 564.NA1 | 0
686 | [12 empty] | 564 | NA | 564.NA2 | 0
687 | 565 | Transmission of Electricity by Others | [10 empty] | 565 | NA | 565.NA | 0
688 |  |  |  | T | SG |  | 0 | 0 | 0 | 0 | 0 |  | 565 | SG | 565.SG | 0
689 |  |  |  | T | SE |  | 0 | 0 | 0 | 0 | 0 |  | 565 | SE | 565.SE | 0
690 |  |  |  | T | CAGW |  | 0 | 0 | 0 | 0 | 0 |  | 565 | CAGW | 565.CAGW | 0
691 |  |  |  | T | CAGE |  | 0 | 0 | 0 | 0 | 0 |  | 565 | CAGE | 565.CAGE | 0
692 |  |  |  | T | CAEW |  | 0 | 0 | 0 | 0 | 0 |  | 565 | CAEW | 565.CAEW | 0
693 |  |  |  | T | CAEE |  | 0 | 0 | 0 | 0 | 0 |  | 565 | CAEE | 565.CAEE | 0
694 | [5 empty] | B2 | 0 | 0 | 0 | 0 | 0 |  | 565 | NA | 565.NA1 | 0
695 | [12 empty] | 565 | NA | 565.NA2 | 0
696 | 565NPC | Transmission of Electricity by Others-NPC | [10 empty] | 565NPC | NA | 565NPC.NA | 0
697 |  |  |  |  | SG |  | 0 | 0 | 0 | 0 | 0 |  | 565NPC | SG | 565NPC.SG | 0
698 |  |  |  |  | SE |  | 0 | 0 | 0 | 0 | 0 |  | 565NPC | SE | 565NPC.SE | 0
699 |  |  |  |  | CAGW |  | 114044609.5225 | 88384542.9049 | 25660066.6176 | 2743421.3683 | 28403487.9859 |  | 565NPC | CAGW | 565NPC.CAGW | 28403487.9859
700 |  |  |  |  | CAGE |  | 0 | 0 | 0 | 0 | 0 |  | 565NPC | CAGE | 565NPC.CAGE | 0
701 |  |  |  |  | CAEW |  | 0 | 0 | 0 | 502042.6682 | 502042.6682 |  | 565NPC | CAEW | 565NPC.CAEW | 502042.6682
702 |  |  |  |  | CAEE |  | 0 | 0 | 0 | 0 | 0 |  | 565NPC | CAEE | 565NPC.CAEE | 0
703 | [6 empty] | 114044609.5225 | 88384542.9049 | 25660066.6176 | 3245464.0365 | 28905530.6541 |  | 565NPC | NA | 565NPC.NA1 | 28905530.6541
704 | [12 empty] | 565NPC | NA | 565NPC.NA2 | 0
705 |  | Total Transmission of Electricity by Others |  |  |  |  | 114044609.5225 | 88384542.9049 | 25660066.6176 | 3245464.0365 | 28905530.6541 |  | 565NPC | NA | 565NPC.NA3 | 28905530.6541
706 | [12 empty] | 565NPC | NA | 565NPC.NA4 | 0
707 | 566 | Misc. Transmission Expense | [10 empty] | 566 | NA | 566.NA | 0
708 |  |  |  | T | SG |  | 2473874.88 | 2271115.2576 | 202759.6224 | 0 | 202759.6224 |  | 566 | SG | 566.SG | 202759.6224
709 |  |  |  | T | CAGW |  | -225733.3 | -174943.2492 | -50790.0508 | 72649.2805 | 21859.2296 |  | 566 | CAGW | 566.CAGW | 21859.2296
710 |  |  |  | T | CAGE |  | 264351.73 | 264351.73 | 0 | 0 | 0 |  | 566 | CAGE | 566.CAGE | 0
711 |  |  |  | 0 | S |  | 0 | 0 | 0 | 0 | 0 |  | 566 | S | 566.S | 0
712 | [5 empty] | B2 | 2512493.31 | 2360523.7385 | 151969.5715 | 72649.2805 | 224618.852 |  | 566 | NA | 566.NA1 | 224618.852
713 | [12 empty] | 566 | NA | 566.NA2 | 0
714 | 567 | Rents - Transmission | [10 empty] | 567 | NA | 567.NA | 0
715 |  |  |  | T | SG |  | 0 | 0 | 0 | 0 | 0 |  | 567 | SG | 567.SG | 0
716 |  |  |  | T | JBG |  | 0 | 0 | 0 | 0 | 0 |  | 567 | JBG | 567.JBG | 0
717 |  |  |  | T | CAGW |  | 1022574.22 | 792494.7562 | 230079.4638 | 0 | 230079.4638 |  | 567 | CAGW | 567.CAGW | 230079.4638
718 |  |  |  | T | CAGE |  | 1251364.92 | 1251364.92 | 0 | 0 | 0 |  | 567 | CAGE | 567.CAGE | 0
719 | [5 empty] | B2 | 2273939.14 | 2043859.6762 | 230079.4638 | 0 | 230079.4638 |  | 567 | NA | 567.NA1 | 230079.4638
720 | [12 empty] | 567 | NA | 567.NA2 | 0
721 | 568 | Maint Supervision & Engineering | [10 empty] | 568 | NA | 568.NA | 0
722 |  |  |  | T | SG |  | 503356.74 | 462101.4512 | 41255.2888 | 0 | 41255.2888 |  | 568 | SG | 568.SG | 41255.2888
723 |  |  |  | T | CAGW |  | 214026.65 | 165870.5984 | 48156.0516 | 0 | 48156.0516 |  | 568 | CAGW | 568.CAGW | 48156.0516
724 |  |  |  | T | CAGE |  | 512858.33 | 512858.33 | 0 | 0 | 0 |  | 568 | CAGE | 568.CAGE | 0
725 | [5 empty] | B2 | 1230241.72 | 1140830.3797 | 89411.3403 | 0 | 89411.3403 |  | 568 | NA | 568.NA1 | 89411.3403
726 | [12 empty] | 568 | NA | 568.NA2 | 0
727 | 569 | Maintenance of Structures | [10 empty] | 569 | NA | 569.NA | 0
728 |  |  |  | T | SG |  | 5725743.3 | 5256459.4414 | 469283.8586 | 0 | 469283.8586 |  | 569 | SG | 569.SG | 469283.8586
729 |  |  |  | T | CAGW |  | 413232.41 | 320255.0109 | 92977.3991 | 0 | 92977.3991 |  | 569 | CAGW | 569.CAGW | 92977.3991
730 |  |  |  | T | CAGE |  | 121154.24 | 121154.24 | 0 | 0 | 0 |  | 569 | CAGE | 569.CAGE | 0
731 | [5 empty] | B2 | 6260129.95 | 5697868.6924 | 562261.2576 | 0 | 562261.2576 |  | 569 | NA | 569.NA1 | 562261.2576
732 | [12 empty] | 569 | NA | 569.NA2 | 0
733 | 570 | Maintenance of Station Equipment | [10 empty] | 570 | NA | 570.NA | 0
734 |  |  |  | T | SG |  | 288963.91 | 265280.3301 | 23683.5799 | 0 | 23683.5799 |  | 570 | SG | 570.SG | 23683.5799
735 |  |  |  | T | JBG |  | 108967.54 | 84449.8153 | 24517.7247 | 0 | 24517.7247 |  | 570 | JBG | 570.JBG | 24517.7247
736 |  |  |  | T | CAGW |  | 2485743.87 | 1926450.8568 | 559293.0132 | 0 | 559293.0132 |  | 570 | CAGW | 570.CAGW | 559293.0132
737 |  |  |  | T | CAGE |  | 8481100.21 | 8481100.21 | 0 | 0 | 0 |  | 570 | CAGE | 570.CAGE | 0
738 | [5 empty] | B2 | 11364775.53 | 10757281.2123 | 607494.3177 | 0 | 607494.3177 |  | 570 | NA | 570.NA1 | 607494.3177
739 | [12 empty] | 570 | NA | 570.NA2 | 0
740 | 571 | Maintenance of Overhead Lines | [10 empty] | 571 | NA | 571.NA | 0
741 |  |  |  | T | SG |  | 162419.01 | 149107.093 | 13311.917 | 5589.3102 | 18901.2273 |  | 571 | SG | 571.SG | 18901.2273
742 |  |  |  | T | JBG |  | 0 | 0 | 0 | 272.9052 | 272.9052 |  | 571 | JBG | 571.JBG | 272.9052
743 |  |  |  | T | CAGW |  | 7351979.46 | 5697782.1814 | 1654197.2786 | -88589.1549 | 1565608.1238 |  | 571 | CAGW | 571.CAGW | 1565608.1238
744 |  |  |  | T | CAGE |  | 10152212.64 | 10152212.64 | 0 | 0 | 0 |  | 571 | CAGE | 571.CAGE | 0
745 | [5 empty] | B2 | 17666611.11 | 15999101.9143 | 1667509.1957 | -82726.9395 | 1584782.2562 |  | 571 | NA | 571.NA1 | 1584782.2562
746 | [12 empty] | 571 | NA | 571.NA2 | 0
747 | 572 | Maintenance of Underground Lines | [10 empty] | 572 | NA | 572.NA | 0
748 |  |  |  | T | SG |  | 0 | 0 | 0 | 0 | 0 |  | 572 | SG | 572.SG | 0
749 |  |  |  | T | CAGW |  | 2746.77 | 2128.746 | 618.024 | 0 | 618.024 |  | 572 | CAGW | 572.CAGW | 618.024
750 |  |  |  | T | CAGE |  | 72424.39 | 72424.39 | 0 | 0 | 0 |  | 572 | CAGE | 572.CAGE | 0
751 | [5 empty] | B2 | 75171.16 | 74553.136 | 618.024 | 0 | 618.024 |  | 572 | NA | 572.NA1 | 618.024
752 | [12 empty] | 572 | NA | 572.NA2 | 0
753 | 573 | Maint of Misc. Transmission Plant | [10 empty] | 573 | NA | 573.NA | 0
754 |  |  |  | T | SG |  | 122626.08 | 112575.605 | 10050.475 | 0 | 10050.475 |  | 573 | SG | 573.SG | 10050.475
755 |  |  |  | T | CAGW |  | 0 | 0 | 0 | 0 | 0 |  | 573 | CAGW | 573.CAGW | 0
756 |  |  |  | T | CAGE |  | 34968.76 | 34968.76 | 0 | 0 | 0 |  | 573 | CAGE | 573.CAGE | 0
757 | [5 empty] | B2 | 157594.84 | 147544.365 | 10050.475 | 0 | 10050.475 |  | 573 | NA | 573.NA1 | 10050.475
758 | [12 empty] | 573 | NA | 573.NA2 | 0
759 | TOTAL TRANSMISSION EXPENSE |  |  |  |  | B2 | 185020337.5425 | 153811512.7201 | 31208824.8224 | 3256257.611 | 34465082.4334 |  | TOTAL TRANSMISSION EXPENSE | NA | TOTAL TRANSMISSION EXPENSE.NA | 34465082.4334
760 | [11 empty] | x | TOTAL TRANSMISSION EXPENSE | NA | TOTAL TRANSMISSION EXPENSE.NA1 | 0
761 | Summary of Transmission Expense by Factor | [11 empty] | Summary of Transmission Expense by Factor | NA | Summary of Transmission Expense by Factor.NA | 0
762 |  |  | SE |  |  |  | 0 | 0 | 0 | 0 | 0 |  | Summary of Transmission Expense by Factor | NA | Summary of Transmission Expense by Factor.NA1 | 0
763 |  |  | SG |  |  |  | 32465557.97 | 29804669.8519 | 2660888.1181 | 23243.5038 | 2684131.6218 |  | Summary of Transmission Expense by Factor | NA | Summary of Transmission Expense by Factor.NA2 | 2684131.6218
764 |  |  | CAGW |  |  |  | 126692812.3625 | 98186896.8369 | 28505915.5256 | 2730477.8934 | 31236393.4189 |  | Summary of Transmission Expense by Factor | NA | Summary of Transmission Expense by Factor.NA3 | 31236393.4189
765 |  |  | CAGE |  |  |  | 25675206.63 | 25675206.63 | 0 | 0 | 0 |  | Summary of Transmission Expense by Factor | NA | Summary of Transmission Expense by Factor.NA4 | 0
766 |  |  | JBG |  |  |  | 186760.58 | 144739.4012 | 42021.1788 | 493.5456 | 42514.7244 |  | Summary of Transmission Expense by Factor | NA | Summary of Transmission Expense by Factor.NA5 | 42514.7244
767 | Total Transmission Expense by Factor |  |  |  |  | B2 | 185020337.5425 | 153811512.7201 | 31208824.8224 | 2754214.9428 | 33963039.7652 |  | Total Transmission Expense by Factor | NA | Total Transmission Expense by Factor.NA | 33963039.7652
768 | 580 | Operation Supervision & Engineering | [10 empty] | 580 | NA | 580.NA | 0
769 |  |  |  | DPW | S |  | 1631487.35 | 1486660.79 | 144826.56 | 26237.3717 | 171063.9317 |  | 580 | S | 580.S | 171063.9317
770 |  |  |  | DPW | SNPD |  | 8146334.09 | 7618660.5689 | 527673.5211 | 21296.7511 | 548970.2721 |  | 580 | SNPD | 580.SNPD | 548970.2721
771 | [5 empty] | B2 | 9777821.44 | 9105321.3589 | 672500.0811 | 47534.1228 | 720034.2038 |  | 580 | NA | 580.NA1 | 720034.2038
772 | [12 empty] | 580 | NA | 580.NA2 | 0
773 | 581 | Load Dispatching | [10 empty] | 581 | NA | 581.NA | 0
774 |  |  |  | DPW | S |  | 199.67 | 199.67 | 0 | 0 | 0 |  | 581 | S | 581.S | 0
775 |  |  |  | DPW | SNPD |  | 10915391.26 | 10208353.852 | 707037.408 | 0 | 707037.408 |  | 581 | SNPD | 581.SNPD | 707037.408
776 | [5 empty] | B2 | 10915590.93 | 10208553.522 | 707037.408 | 0 | 707037.408 |  | 581 | NA | 581.NA1 | 707037.408
777 | [12 empty] | 581 | NA | 581.NA2 | 0
778 | 582 | Station Expense | [10 empty] | 582 | NA | 582.NA | 0
779 |  |  |  | DPW | S |  | 3673729.98 | 3387403.2 | 286326.78 | 0 | 286326.78 |  | 582 | S | 582.S | 286326.78
780 |  |  |  | DPW | SNPD |  | 7240.67 | 6771.6603 | 469.0097 | 0 | 469.0097 |  | 582 | SNPD | 582.SNPD | 469.0097
781 | [5 empty] | B2 | 3680970.65 | 3394174.8603 | 286795.7897 | 0 | 286795.7897 |  | 582 | NA | 582.NA1 | 286795.7897
782 | [12 empty] | 582 | NA | 582.NA2 | 0
783 | 583 | Overhead Line Expenses | [10 empty] | 583 | NA | 583.NA | 0
784 |  |  |  | DPW | S |  | 8533936.97 | 8217733.9 | 316203.07 | 0 | 316203.07 |  | 583 | S | 583.S | 316203.07
785 |  |  |  | DPW | SNPD |  | 0 | 0 | 0 | 0 | 0 |  | 583 | SNPD | 583.SNPD | 0
786 | [5 empty] | B2 | 8533936.97 | 8217733.9 | 316203.07 | 0 | 316203.07 |  | 583 | NA | 583.NA1 | 316203.07
787 | [12 empty] | 583 | NA | 583.NA2 | 0
788 | 584 | Underground Line Expense | [10 empty] | 584 | NA | 584.NA | 0
789 |  |  |  | DPW | S |  | 1009.45 | 1009.45 | 0 | 0 | 0 |  | 584 | S | 584.S | 0
790 |  |  |  | DPW | SNPD |  | 0 | 0 | 0 | 0 | 0 |  | 584 | SNPD | 584.SNPD | 0
791 | [5 empty] | B2 | 1009.45 | 1009.45 | 0 | 0 | 0 |  | 584 | NA | 584.NA1 | 0
792 | [12 empty] | 584 | NA | 584.NA2 | 0
793 | 585 | Street Lighting & Signal Systems | [10 empty] | 585 | NA | 585.NA | 0
794 |  |  |  | DPW | S |  | 0 | 0 | 0 | 0 | 0 |  | 585 | S | 585.S | 0
795 |  |  |  | DPW | SNPD |  | 217264.27 | 203191.1175 | 14073.1525 | 0 | 14073.1525 |  | 585 | SNPD | 585.SNPD | 14073.1525
796 | [5 empty] | B2 | 217264.27 | 203191.1175 | 14073.1525 | 0 | 14073.1525 |  | 585 | NA | 585.NA1 | 14073.1525
797 | [12 empty] | 585 | NA | 585.NA2 | 0
798 | 586 | Meter Expenses | [10 empty] | 586 | NA | 586.NA | 0
799 |  |  |  | DPW | S |  | 3135437.77 | 2858485.04 | 276952.73 | 0 | 276952.73 |  | 586 | S | 586.S | 276952.73
800 |  |  |  | DPW | SNPD |  | 14293.86 | 13367.9845 | 925.8755 | 0 | 925.8755 |  | 586 | SNPD | 586.SNPD | 925.8755
801 | [5 empty] | B2 | 3149731.63 | 2871853.0245 | 277878.6055 | 0 | 277878.6055 |  | 586 | NA | 586.NA1 | 277878.6055
802 | [12 empty] | 586 | NA | 586.NA2 | 0
803 | 587 | Customer Installation Expenses | [10 empty] | 587 | NA | 587.NA | 0
804 |  |  |  | DPW | S |  | 13376950.31 | 12184443.68 | 1192506.63 | 0 | 1192506.63 |  | 587 | S | 587.S | 1192506.63
805 |  |  |  | DPW | SNPD |  | 0 | 0 | 0 | 0 | 0 |  | 587 | SNPD | 587.SNPD | 0
806 | [5 empty] | B2 | 13376950.31 | 12184443.68 | 1192506.63 | 0 | 1192506.63 |  | 587 | NA | 587.NA1 | 1192506.63
807 | [12 empty] | 587 | NA | 587.NA2 | 0
808 | 588 | Misc. Distribution Expenses | [10 empty] | 588 | NA | 588.NA | 0
809 |  |  |  | DPW | S |  | 311556.18 | 344682.14 | -33125.96 | 0 | -33125.96 |  | 588 | S | 588.S | -33125.96
810 |  |  |  | DPW | SG |  | 0 | 0 | 0 | 20.4901 | 20.4901 |  | 588 | SG | 588.SG | 20.4901
811 |  |  |  | DPW | SNPD |  | 1009883.63 | 944469.0711 | 65414.5589 | -479.3289 | 64935.23 |  | 588 | SNPD | 588.SNPD | 64935.23
812 | [5 empty] | B2 | 1321439.81 | 1289151.2111 | 32288.5989 | -458.8388 | 31829.76 |  | 588 | NA | 588.NA1 | 31829.76
813 | [12 empty] | 588 | NA | 588.NA2 | 0
814 | 589 | Rents | [10 empty] | 589 | NA | 589.NA | 0
815 |  |  |  | DPW | S |  | 3006310.3 | 2895173.74 | 111136.56 | 0 | 111136.56 |  | 589 | S | 589.S | 111136.56
816 |  |  |  | DPW | SNPD |  | 8500.58 | 7949.9604 | 550.6196 | 0 | 550.6196 |  | 589 | SNPD | 589.SNPD | 550.6196
817 | [5 empty] | B2 | 3014810.88 | 2903123.7004 | 111687.1796 | 0 | 111687.1796 |  | 589 | NA | 589.NA1 | 111687.1796
818 | [12 empty] | 589 | NA | 589.NA2 | 0
819 | 590 | Maint Supervision & Engineering | [10 empty] | 590 | NA | 590.NA | 0
820 |  |  |  | DPW | S |  | 3209225.5 | 3034057.22 | 175168.28 | 0 | 175168.28 |  | 590 | S | 590.S | 175168.28
821 |  |  |  | DPW | SNPD |  | 2233823.47 | 2089128.9997 | 144694.4703 | 0 | 144694.4703 |  | 590 | SNPD | 590.SNPD | 144694.4703
822 | [5 empty] | B2 | 5443048.97 | 5123186.2197 | 319862.7503 | 0 | 319862.7503 |  | 590 | NA | 590.NA1 | 319862.7503
823 | [12 empty] | 590 | NA | 590.NA2 | 0
824 | 591 | Maintenance of Structures | [10 empty] | 591 | NA | 591.NA | 0
825 |  |  |  | DPW | S |  | 2141287.17 | 1983254.46 | 158032.71 | 0 | 158032.71 |  | 591 | S | 591.S | 158032.71
826 |  |  |  | DPW | SNPD |  | 121971.12 | 114070.5196 | 7900.6004 | 0 | 7900.6004 |  | 591 | SNPD | 591.SNPD | 7900.6004
827 | [5 empty] | B2 | 2263258.29 | 2097324.9796 | 165933.3104 | 0 | 165933.3104 |  | 591 | NA | 591.NA1 | 165933.3104
828 | [12 empty] | 591 | NA | 591.NA2 | 0
829 | 592 | Maintenance of Station Equipment | [10 empty] | 592 | NA | 592.NA | 0
830 |  |  |  | DPW | S |  | 7113288.53 | 6585023.93 | 528264.6 | 0 | 528264.6 |  | 592 | S | 592.S | 528264.6
831 |  |  |  | DPW | SNPD |  | 1734360.77 | 1622018.673 | 112342.097 | 0 | 112342.097 |  | 592 | SNPD | 592.SNPD | 112342.097
832 | [5 empty] | B2 | 8847649.3 | 8207042.603 | 640606.697 | 0 | 640606.697 |  | 592 | NA | 592.NA1 | 640606.697
833 | 593 | Maintenance of Overhead Lines | [10 empty] | 593 | NA | 593.NA | 0
834 |  |  |  | DPW | S |  | 84750678.13 | 80338994.54 | 4411683.59 | -303354.0135 | 4108329.5765 |  | 593 | S | 593.S | 4108329.5765
835 |  |  |  | DPW | SNPD |  | 1483742.36 | 1387633.9084 | 96108.4516 | 7997.0282 | 104105.4798 |  | 593 | SNPD | 593.SNPD | 104105.4798
836 | [5 empty] | B2 | 86234420.49 | 81726628.4484 | 4507792.0416 | -295356.9853 | 4212435.0563 |  | 593 | NA | 593.NA1 | 4212435.0563
837 | [12 empty] | 593 | NA | 593.NA2 | 0
838 | 594 | Maintenance of Underground Lines | [10 empty] | 594 | NA | 594.NA | 0
839 |  |  |  | DPW | S |  | 24253931.79 | 23085870.69 | 1168061.1 | 0 | 1168061.1 |  | 594 | S | 594.S | 1168061.1
840 |  |  |  | DPW | SNPD |  | 70144.67 | 65601.0944 | 4543.5756 | 0 | 4543.5756 |  | 594 | SNPD | 594.SNPD | 4543.5756
841 | [5 empty] | B2 | 24324076.46 | 23151471.7844 | 1172604.6756 | 0 | 1172604.6756 |  | 594 | NA | 594.NA1 | 1172604.6756
842 | [12 empty] | 594 | NA | 594.NA2 | 0
843 | 595 | Maintenance of Line Transformers | [10 empty] | 595 | NA | 595.NA | 0
844 |  |  |  | DPW | S |  | 0 | 0 | 0 | 0 | 0 |  | 595 | S | 595.S | 0
845 |  |  |  | DPW | SNPD |  | 1042613.26 | 975078.6605 | 67534.5995 | 0 | 67534.5995 |  | 595 | SNPD | 595.SNPD | 67534.5995
846 | [5 empty] | B2 | 1042613.26 | 975078.6605 | 67534.5995 | 0 | 67534.5995 |  | 595 | NA | 595.NA1 | 67534.5995
847 | [12 empty] | 595 | NA | 595.NA2 | 0
848 | 596 | Maint of Street Lighting & Signal Sys. | [10 empty] | 596 | NA | 596.NA | 0
849 |  |  |  | DPW | S |  | 3066595.69 | 2915585.35 | 151010.34 | 0 | 151010.34 |  | 596 | S | 596.S | 151010.34
850 |  |  |  | DPW | SNPD |  | 0 | 0 | 0 | 0 | 0 |  | 596 | SNPD | 596.SNPD | 0
851 | [5 empty] | B2 | 3066595.69 | 2915585.35 | 151010.34 | 0 | 151010.34 |  | 596 | NA | 596.NA1 | 151010.34
852 | [12 empty] | 596 | NA | 596.NA2 | 0
853 | 597 | Maintenance of Meters | [10 empty] | 597 | NA | 597.NA | 0
854 |  |  |  | DPW | S |  | 495417.66 | 474752.94 | 20664.72 | 0 | 20664.72 |  | 597 | S | 597.S | 20664.72
855 |  |  |  | DPW | SNPD |  | -409999.37 | -383441.926 | -26557.444 | 0 | -26557.444 |  | 597 | SNPD | 597.SNPD | -26557.444
856 | [5 empty] | B2 | 85418.29 | 91311.014 | -5892.724 | 0 | -5892.724 |  | 597 | NA | 597.NA1 | -5892.724
857 | [12 empty] | 597 | NA | 597.NA2 | 0
858 | 598 | Maint of Misc. Distribution Plant | [10 empty] | 598 | NA | 598.NA | 0
859 |  |  |  | DPW | S |  | 1335302.22 | 1172684.09 | 162618.13 | 0 | 162618.13 |  | 598 | S | 598.S | 162618.13
860 |  |  |  | DPW | SNPD |  | 4916545.55 | 4598079.4924 | 318466.0576 | 0 | 318466.0576 |  | 598 | SNPD | 598.SNPD | 318466.0576
861 | [5 empty] | B2 | 6251847.77 | 5770763.5824 | 481084.1876 | 0 | 481084.1876 |  | 598 | NA | 598.NA1 | 481084.1876
862 | [12 empty] | 598 | NA | 598.NA2 | 0
863 | TOTAL DISTRIBUTION EXPENSE |  |  |  |  | B2 | 191548454.86 | 180436948.4667 | 11111506.3933 | -248281.7014 | 10863224.6919 |  | TOTAL DISTRIBUTION EXPENSE | NA | TOTAL DISTRIBUTION EXPENSE.NA | 10863224.6919
864 | [11 empty] | x | TOTAL DISTRIBUTION EXPENSE | NA | TOTAL DISTRIBUTION EXPENSE.NA1 | 0
865 | [12 empty] | TOTAL DISTRIBUTION EXPENSE | NA | TOTAL DISTRIBUTION EXPENSE.NA2 | 0
866 | Summary of Distribution Expense by Factor | [11 empty] | Summary of Distribution Expense by Factor | NA | Summary of Distribution Expense by Factor.NA | 0
867 |  |  | S |  |  |  | 160036344.67 | 150966014.83 | 9070329.84 | -277116.6418 | 8793213.1982 |  | Summary of Distribution Expense by Factor | NA | Summary of Distribution Expense by Factor.NA1 | 8793213.1982
868 |  |  | SNPD |  |  |  | 31512110.19 | 29470933.6367 | 2041176.5533 | 28814.4504 | 2069991.0037 |  | Summary of Distribution Expense by Factor | NA | Summary of Distribution Expense by Factor.NA2 | 2069991.0037
869 | [12 empty] | Summary of Distribution Expense by Factor | NA | Summary of Distribution Expense by Factor.NA3 | 0
870 | Total Distribution Expense by Factor |  |  |  |  | B2 | 191548454.86 | 180436948.4667 | 11111506.3933 | -248302.1915 | 10863204.2018 |  | Total Distribution Expense by Factor | NA | Total Distribution Expense by Factor.NA | 10863204.2018
871 | [12 empty] | Total Distribution Expense by Factor | NA | Total Distribution Expense by Factor.NA1 | 0
872 | 901 | Supervision | [10 empty] | 901 | NA | 901.NA | 0
873 |  |  |  | CUST | S |  | 0 | 0 | 0 | 0 | 0 |  | 901 | S | 901.S | 0
874 |  |  |  | CUST | CN |  | 2444137.31 | 2272801.7346 | 171335.5754 | 0 | 171335.5754 |  | 901 | CN | 901.CN | 171335.5754
875 | [5 empty] | B2 | 2444137.31 | 2272801.7346 | 171335.5754 | 0 | 171335.5754 |  | 901 | NA | 901.NA1 | 171335.5754
876 | [12 empty] | 901 | NA | 901.NA2 | 0
877 | 902 | Meter Reading Expense | [10 empty] | 902 | NA | 902.NA | 0
878 |  |  |  | CUST | S |  | 18881129.59 | 18228612.42 | 652517.17 | 0 | 652517.17 |  | 902 | S | 902.S | 652517.17
879 |  |  |  | CUST | CN |  | 882957.58 | 821061.6937 | 61895.8863 | 0 | 61895.8863 |  | 902 | CN | 902.CN | 61895.8863
880 | [5 empty] | B2 | 19764087.17 | 19049674.1137 | 714413.0563 | 0 | 714413.0563 |  | 902 | NA | 902.NA1 | 714413.0563
881 | [12 empty] | 902 | NA | 902.NA2 | 0
882 | 903 | Customer Receipts & Collections | [10 empty] | 903 | NA | 903.NA | 0
883 |  |  |  | CUST | S |  | 7810867.3 | 7162970.9 | 647896.4 | 13641.4806 | 661537.8806 |  | 903 | S | 903.S | 661537.8806
884 |  |  |  | CUST | CN |  | 41818805.23 | 38887280.4644 | 2931524.7656 | 32605.4836 | 2964130.2492 |  | 903 | CN | 903.CN | 2964130.2492
885 | [5 empty] | B2 | 49629672.53 | 46050251.3644 | 3579421.1656 | 46246.9642 | 3625668.1298 |  | 903 | NA | 903.NA1 | 3625668.1298
886 | [12 empty] | 903 | NA | 903.NA2 | 0
887 | 904 | Uncollectible Accounts | [10 empty] | 904 | NA | 904.NA | 0
888 |  |  |  | CUST | S |  | 12391009.29 | 10582454.57 | 1808554.72 | -242883.5474 | 1565671.1726 |  | 904 | S | 904.S | 1565671.1726
889 |  |  |  | P | SG |  | 0 | 0 | 0 | 0 | 0 |  | 904 | SG | 904.SG | 0
890 |  |  |  | CUST | CN |  | 29741.36 | 27656.4718 | 2084.8882 | 0 | 2084.8882 |  | 904 | CN | 904.CN | 2084.8882
891 | [5 empty] | B2 | 12420750.65 | 10610111.0418 | 1810639.6082 | -242883.5474 | 1567756.0608 |  | 904 | NA | 904.NA1 | 1567756.0608
892 | [12 empty] | 904 | NA | 904.NA2 | 0
893 | 905 | Misc. Customer Accounts Expense | [10 empty] | 905 | NA | 905.NA | 0
894 |  |  |  | CUST | S |  | 265 | 265 | 0 | 0 | 0 |  | 905 | S | 905.S | 0
895 |  |  |  | CUST | CN |  | 10572.32 | 9831.1937 | 741.1263 | 0 | 741.1263 |  | 905 | CN | 905.CN | 741.1263
896 | [5 empty] | B2 | 10837.32 | 10096.1937 | 741.1263 | 0 | 741.1263 |  | 905 | NA | 905.NA1 | 741.1263
897 | [12 empty] | 905 | NA | 905.NA2 | 0
898 | TOTAL CUSTOMER ACCOUNTS EXP |  |  |  |  | B2 | 84269484.98 | 77992934.4483 | 6276550.5317 | -196636.5832 | 6079913.9485 |  | TOTAL CUSTOMER ACCOUNTS EXP | NA | TOTAL CUSTOMER ACCOUNTS EXP.NA | 6079913.9485
899 | [12 empty] | TOTAL CUSTOMER ACCOUNTS EXP | NA | TOTAL CUSTOMER ACCOUNTS EXP.NA1 | 0
900 | Summary of Customer Accts Exp by Factor | [11 empty] | Summary of Customer Accts Exp by Factor | NA | Summary of Customer Accts Exp by Factor.NA | 0
901 |  |  | S |  |  |  | 39083271.18 | 35974302.89 | 3108968.29 | -229242.0669 | 2879726.2231 | x | Summary of Customer Accts Exp by Factor | NA | Summary of Customer Accts Exp by Factor.NA1 | 2879726.2231
902 |  |  | CN |  |  |  | 45186213.8 | 42018631.5583 | 3167582.2417 | 32605.4836 | 3200187.7254 |  | Summary of Customer Accts Exp by Factor | NA | Summary of Customer Accts Exp by Factor.NA2 | 3200187.7254
903 |  |  | SG |  |  |  | 0 | 0 | 0 | 0 | 0 |  | Summary of Customer Accts Exp by Factor | NA | Summary of Customer Accts Exp by Factor.NA3 | 0
904 | Total Customer Accounts Expense by Factor |  |  |  |  | B2 | 84269484.98 | 77992934.4483 | 6276550.5317 | -196636.5832 | 6079913.9485 |  | Total Customer Accounts Expense by Factor | NA | Total Customer Accounts Expense by Factor.NA | 6079913.9485
905 | [12 empty] | Total Customer Accounts Expense by Factor | NA | Total Customer Accounts Expense by Factor.NA1 | 0
906 | 907 | Supervision | [10 empty] | 907 | NA | 907.NA | 0
907 |  |  |  | CUST | S |  | 0 | 0 | 0 | 0 | 0 |  | 907 | S | 907.S | 0
908 |  |  |  | CUST | CN |  | 259651.75 | 241449.9977 | 18201.7523 | 0 | 18201.7523 |  | 907 | CN | 907.CN | 18201.7523
909 | [5 empty] | B2 | 259651.75 | 241449.9977 | 18201.7523 | 0 | 18201.7523 |  | 907 | NA | 907.NA1 | 18201.7523
910 | [12 empty] | 907 | NA | 907.NA2 | 0
911 | 908 | Customer Assistance | [10 empty] | 908 | NA | 908.NA | 0
912 |  |  |  | CUST | S |  | 87592776.29 | 87288252.43 | 304523.86 | 4513.5999 | 309037.4599 |  | 908 | S | 908.S | 309037.4599
913 |  |  |  | CUST | CN |  | 1524019.95 | 1417185.1851 | 106834.7649 | 2634.6672 | 109469.4322 |  | 908 | CN | 908.CN | 109469.4322
914 | [5 empty] | B2 | 89116796.24 | 88705437.6151 | 411358.6249 | 7148.2671 | 418506.892 |  | 908 | NA | 908.NA1 | 418506.892
915 | [12 empty] | 908 | NA | 908.NA2 | 0
916 | 909 | Informational & Instructional Adv | [10 empty] | 909 | NA | 909.NA | 0
917 |  |  |  | CUST | S |  | 1696700.26 | 1611899.32 | 84800.94 | 11207.37 | 96008.31 |  | 909 | S | 909.S | 96008.31
918 |  |  |  | CUST | CN |  | 2565921.96 | 2386049.2035 | 179872.7565 | -63935.1852 | 115937.5713 |  | 909 | CN | 909.CN | 115937.5713
919 |  |  |  | CUST | CAGW |  | 0 | 0 | 0 | 4888.8821 | 4888.8821 |  | 909 | CAGW | 909.CAGW | 4888.8821
920 |  |  |  | CUST | CAGE |  | 0 | 0 | 0 | 0 | 0 |  | 909 | CAGE | 909.CAGE | 0
921 | [5 empty] | B2 | 4262622.22 | 3997948.5235 | 264673.6965 | -47838.9331 | 216834.7634 |  | 909 | NA | 909.NA1 | 216834.7634
922 | [12 empty] | 909 | NA | 909.NA2 | 0
923 | 910 | Misc. Customer Service | [10 empty] | 910 | NA | 910.NA | 0
924 |  |  |  | CUST | S |  | 0 | 0 | 0 | 0 | 0 |  | 910 | S | 910.S | 0
925 |  |  |  | CUST | CN |  | 29261.5 | 27210.2503 | 2051.2497 | 0 | 2051.2497 |  | 910 | CN | 910.CN | 2051.2497
926 | [12 empty] | 910 | NA | 910.NA1 | 0
927 | [5 empty] | B2 | 29261.5 | 27210.2503 | 2051.2497 | 0 | 2051.2497 |  | 910 | NA | 910.NA2 | 2051.2497
928 | [12 empty] | 910 | NA | 910.NA3 | 0
929 | TOTAL CUSTOMER SERVICE EXPENSE |  |  |  |  | B2 | 93668331.71 | 92972046.3865 | 696285.3235 | -40690.666 | 655594.6575 |  | TOTAL CUSTOMER SERVICE EXPENSE | NA | TOTAL CUSTOMER SERVICE EXPENSE.NA | 655594.6575
930 | [12 empty] | TOTAL CUSTOMER SERVICE EXPENSE | NA | TOTAL CUSTOMER SERVICE EXPENSE.NA1 | 0
931 | [12 empty] | TOTAL CUSTOMER SERVICE EXPENSE | NA | TOTAL CUSTOMER SERVICE EXPENSE.NA2 | 0
932 | Summary of Customer Service Exp by Factor | [10 empty] | x | Summary of Customer Service Exp by Factor | NA | Summary of Customer Service Exp by Factor.NA | 0
933 |  |  | S |  |  |  | 89289476.55 | 88900151.75 | 389324.8 | 15720.9699 | 405045.7699 |  | Summary of Customer Service Exp by Factor | NA | Summary of Customer Service Exp by Factor.NA1 | 405045.7699
934 |  |  | CN |  |  |  | 4378855.16 | 4071894.6365 | 306960.5235 | -61300.518 | 245660.0055 |  | Summary of Customer Service Exp by Factor | NA | Summary of Customer Service Exp by Factor.NA2 | 245660.0055
935 |  |  | CAGW |  |  |  | 0 | 0 | 0 | 4888.8821 | 4888.8821 |  | Summary of Customer Service Exp by Factor | NA | Summary of Customer Service Exp by Factor.NA3 | 4888.8821
936 |  |  | CAGE |  |  |  | 0 | 0 | 0 | 0 | 0 |  | Summary of Customer Service Exp by Factor | NA | Summary of Customer Service Exp by Factor.NA4 | 0
937 | [12 empty] | Summary of Customer Service Exp by Factor | NA | Summary of Customer Service Exp by Factor.NA5 | 0
938 | Total Customer Service Expense by Factor |  |  |  |  | B2 | 93668331.71 | 92972046.3865 | 696285.3235 | -40690.666 | 655594.6575 |  | Total Customer Service Expense by Factor | NA | Total Customer Service Expense by Factor.NA | 655594.6575
939 | [12 empty] | Total Customer Service Expense by Factor | NA | Total Customer Service Expense by Factor.NA1 | 0
940 | [12 empty] | Total Customer Service Expense by Factor | NA | Total Customer Service Expense by Factor.NA2 | 0
941 | 911 | Supervision | [10 empty] | 911 | NA | 911.NA | 0
942 |  |  |  | CUST | S |  | 0 | 0 | 0 | 0 | 0 |  | 911 | S | 911.S | 0
943 |  |  |  | CUST | CN |  | 0 | 0 | 0 | 0 | 0 |  | 911 | CN | 911.CN | 0
944 | [6 empty] | 0 | 0 | 0 | 0 | 0 |  | 911 | NA | 911.NA1 | 0
945 | [12 empty] | 911 | NA | 911.NA2 | 0
946 | 912 | Demonstration & Selling Expense | [10 empty] | 912 | NA | 912.NA | 0
947 |  |  |  | CUST | S |  | 0 | 0 | 0 | 0 | 0 |  | 912 | S | 912.S | 0
948 |  |  |  | CUST | CN |  | 0 | 0 | 0 | 0 | 0 |  | 912 | CN | 912.CN | 0
949 | [6 empty] | 0 | 0 | 0 | 0 | 0 |  | 912 | NA | 912.NA1 | 0
950 | [12 empty] | 912 | NA | 912.NA2 | 0
951 | 913 | Advertising Expense | [10 empty] | 913 | NA | 913.NA | 0
952 |  |  |  | CUST | S |  | 0 | 0 | 0 | 0 | 0 |  | 913 | S | 913.S | 0
953 |  |  |  | CUST | CN |  | 0 | 0 | 0 | 0 | 0 |  | 913 | CN | 913.CN | 0
954 | [6 empty] | 0 | 0 | 0 | 0 | 0 |  | 913 | NA | 913.NA1 | 0
955 | [12 empty] | 913 | NA | 913.NA2 | 0
956 | 916 | Misc. Sales Expense | [10 empty] | 916 | NA | 916.NA | 0
957 |  |  |  | CUST | S |  | 0 | 0 | 0 | 0 | 0 |  | 916 | S | 916.S | 0
958 |  |  |  | CUST | CN |  | 0 | 0 | 0 | 0 | 0 |  | 916 | CN | 916.CN | 0
959 | [5 empty] | B2 | 0 | 0 | 0 | 0 | 0 |  | 916 | NA | 916.NA1 | 0
960 | [12 empty] | 916 | NA | 916.NA2 | 0
961 | TOTAL SALES EXPENSE |  |  |  |  | B2 | 0 | 0 | 0 | 0 | 0 |  | TOTAL SALES EXPENSE | NA | TOTAL SALES EXPENSE.NA | 0
962 | [12 empty] | TOTAL SALES EXPENSE | NA | TOTAL SALES EXPENSE.NA1 | 0
963 | [12 empty] | TOTAL SALES EXPENSE | NA | TOTAL SALES EXPENSE.NA2 | 0
964 | Total Sales Expense by Factor | [10 empty] | x | Total Sales Expense by Factor | NA | Total Sales Expense by Factor.NA | 0
965 |  |  | S |  |  |  | 0 | 0 | 0 | 0 | 0 |  | Total Sales Expense by Factor | NA | Total Sales Expense by Factor.NA1 | 0
966 |  |  | CN |  |  |  | 0 | 0 | 0 | 0 | 0 |  | Total Sales Expense by Factor | NA | Total Sales Expense by Factor.NA2 | 0
967 | Total Sales Expense by Factor |  |  |  |  | B2 | 0 | 0 | 0 | 0 | 0 |  | Total Sales Expense by Factor | NA | Total Sales Expense by Factor.NA3 | 0
968 | [12 empty] | Total Sales Expense by Factor | NA | Total Sales Expense by Factor.NA4 | 0
969 | Total Customer Service Exp Including Sales | [5 empty] | 93668331.71 | 92972046.3865 | 696285.3235 | -40690.666 | 655594.6575 |  | Total Customer Service Exp Including Sales | NA | Total Customer Service Exp Including Sales.NA | 655594.6575
970 | 920 | Administrative & General Salaries | [10 empty] | 920 | NA | 920.NA | 0
971 |  |  |  | PTD | S |  | 0.54 | 0.28 | 0.26 | 134.1725 | 134.4325 |  | 920 | S | 920.S | 134.4325
972 |  |  |  | CUST | CN |  | 0 | 0 | 0 | 0 | 0 | x | 920 | CN | 920.CN | 0
973 |  |  |  | PTD | SO |  | 73019889.92 | 68015682.1204 | 5004207.7996 | 57934.4297 | 5062142.2293 |  | 920 | SO | 920.SO | 5062142.2293
974 | [5 empty] | B2 | 73019890.46 | 68015682.4004 | 5004208.0596 | 58068.6022 | 5062276.6618 |  | 920 | NA | 920.NA1 | 5062276.6618
975 | [12 empty] | 920 | NA | 920.NA2 | 0
976 | 921 | Office Supplies & expenses | [10 empty] | 921 | NA | 921.NA | 0
977 |  |  |  | PTD | S |  | 298690.25 | 287471.77 | 11218.48 | 0 | 11218.48 |  | 921 | S | 921.S | 11218.48
978 |  |  |  | CUST | CN |  | 91687.39 | 85260.0458 | 6427.3442 | 0 | 6427.3442 |  | 921 | CN | 921.CN | 6427.3442
979 |  |  |  | PTD | SO |  | 9540660.48 | 8886818.7988 | 653841.6812 | -2473.671 | 651368.0103 |  | 921 | SO | 921.SO | 651368.0103
980 | [5 empty] | B2 | 9931038.12 | 9259550.6146 | 671487.5054 | -2473.671 | 669013.8344 |  | 921 | NA | 921.NA1 | 669013.8344
981 | [12 empty] | 921 | NA | 921.NA2 | 0
982 | 922 | A&G Expenses Transferred | [10 empty] | 922 | NA | 922.NA | 0
983 |  |  |  | PTD | S |  | 0 | 0 | 0 | 0 | 0 |  | 922 | S | 922.S | 0
984 |  |  |  | CUST | CN |  | 0 | 0 | 0 | 0 | 0 |  | 922 | CN | 922.CN | 0
985 |  |  |  | PTD | SO |  | -31510478.87 | -29350998.9762 | -2159479.8938 | 0 | -2159479.8938 |  | 922 | SO | 922.SO | -2159479.8938
986 | [5 empty] | B2 | -31510478.87 | -29350998.9762 | -2159479.8938 | 0 | -2159479.8938 |  | 922 | NA | 922.NA1 | -2159479.8938
987 | [12 empty] | 922 | NA | 922.NA2 | 0
988 | 923 | Outside Services | [10 empty] | 923 | NA | 923.NA | 0
989 |  |  |  | PTD | S |  | 2491639.44 | 2310600.21 | 181039.23 | 0 | 181039.23 |  | 923 | S | 923.S | 181039.23
990 |  |  |  | P | CAGW |  | 0 | 0 | 0 | 129052.6377 | 129052.6377 |  | 923 | CAGW | 923.CAGW | 129052.6377
991 |  |  |  | PTD | SO |  | 19859877.18 | 18498837.7099 | 1361039.4701 | -98713.3403 | 1262326.1298 |  | 923 | SO | 923.SO | 1262326.1298
992 |  |  |  | P | SG |  | 0 | 0 | 0 | 31517.0507 | 31517.0507 |  | 923 | SG | 923.SG | 31517.0507
993 | [5 empty] | B2 | 22351516.62 | 20809437.9199 | 1542078.7001 | 30339.2974 | 1603935.0482 |  | 923 | NA | 923.NA1 | 1603935.0482
994 | [12 empty] | 923 | NA | 923.NA2 | 0
995 | 924 | Property Insurance | [10 empty] | 924 | NA | 924.NA | 0
996 |  |  |  |  | S |  | 6487917.16 | 6487917.16 | 0 | 0 | 0 |  | 924 | S | 924.S | 0
997 |  |  |  |  | CAGW |  | 0 | 0 | 0 | 0 | 0 |  | 924 | CAGW | 924.CAGW | 0
998 |  |  |  | PTD | SO |  | 5453284.07 | 5079558.9561 | 373725.1139 | -3676.2664 | 370048.8475 |  | 924 | SO | 924.SO | 370048.8475
999 | [5 empty] | B2 | 11941201.23 | 11567476.1161 | 373725.1139 | -3676.2664 | 370048.8475 |  | 924 | NA | 924.NA1 | 370048.8475
1000 | [12 empty] | 924 | NA | 924.NA2 | 0
1001 | 925 | Injuries & Damages | [10 empty] | 925 | NA | 925.NA | 0
1002 |  |  |  |  | S |  | -860933.11 | -860933.11 | 0 | 3847.6 | 3847.6 |  | 925 | S | 925.S | 3847.6
1003 |  |  |  | PTD | SO |  | 7297230.24 | 6797135.5874 | 500094.6526 | 108095.5668 | 608190.2194 |  | 925 | SO | 925.SO | 608190.2194
1004 | [5 empty] | B2 | 6436297.13 | 5936202.4774 | 500094.6526 | 111943.1668 | 612037.8194 |  | 925 | NA | 925.NA1 | 612037.8194
1005 | [12 empty] | 925 | NA | 925.NA2 | 0
1006 | 926 | Employee Pensions & Benefits | [10 empty] | 926 | NA | 926.NA | 0
1007 |  |  |  | LABOR | S |  | -244305.37 | -244305.37 | 0 | 0 | 0 |  | 926 | S | 926.S | 0
1008 |  |  |  | CUST | CN |  | 0 | 0 | 0 | 0 | 0 |  | 926 | CN | 926.CN | 0
1009 |  |  |  | LABOR | SO |  | 95155728.66 | 88634504.9213 | 6521223.7387 | 0 | 6521223.7387 |  | 926 | SO | 926.SO | 6521223.7387
1010 | [5 empty] | B2 | 94911423.29 | 88390199.5513 | 6521223.7387 | 0 | 6521223.7387 |  | 926 | NA | 926.NA1 | 6521223.7387
1011 | [12 empty] | 926 | NA | 926.NA2 | 0
1012 | 927 | Franchise Requirements | [10 empty] | 927 | NA | 927.NA | 0
1013 |  |  |  | DMSC | S |  | 0 | 0 | 0 | 0 | 0 |  | 927 | S | 927.S | 0
1014 |  |  |  | DMSC | SO |  | 0 | 0 | 0 | 0 | 0 |  | 927 | SO | 927.SO | 0
1015 | [5 empty] | B2 | 0 | 0 | 0 | 0 | 0 |  | 927 | NA | 927.NA1 | 0
1016 | [12 empty] | 927 | NA | 927.NA2 | 0
1017 | 928 | Regulatory Commission Expense | [10 empty] | 928 | NA | 928.NA | 0
1018 |  |  |  | DMSC | S |  | 15242100.2 | 14527995.85 | 714104.35 | -386.5 | 713717.85 |  | 928 | S | 928.S | 713717.85
1019 |  |  |  | CUST | CAEE |  | 938.7 | 938.7 | 0 | 0 | 0 |  | 928 | CAEE | 928.CAEE | 0
1020 |  |  |  | DMSC | SO |  | 2779371.89 | 2588895.6443 | 190476.2457 | 10251.682 | 200727.9277 |  | 928 | SO | 928.SO | 200727.9277
1021 |  |  |  | CUST | CAGW |  | 2510460.59 | 1945606.3084 | 564854.2816 | 86.9626 | 564941.2442 |  | 928 | CAGW | 928.CAGW | 564941.2442
1022 |  |  |  | DMSC | CAGE |  | 194356.26 | 194356.26 | 0 | 0 | 0 |  | 928 | CAGE | 928.CAGE | 0
1023 |  |  |  | FERC | SG |  | 2177180.18 | 1998737.7557 | 178442.4243 | 4886.3492 | 183328.7735 |  | 928 | SG | 928.SG | 183328.7735
1024 | [5 empty] | B2 | 22904407.82 | 21256530.5184 | 1647877.3016 | 14838.4938 | 1662715.7954 |  | 928 | NA | 928.NA1 | 1662715.7954
1025 | [12 empty] | 928 | NA | 928.NA2 | 0
1026 | 929 | Duplicate Charges | [10 empty] | 929 | NA | 929.NA | 0
1027 |  |  |  | LABOR | S |  | 0 | 0 | 0 | 0 | 0 |  | 929 | S | 929.S | 0
1028 |  |  |  | FERC | CAGW |  | 0 | 0 | 0 | 0 | 0 |  | 929 | CAGW | 929.CAGW | 0
1029 |  |  |  | 0 | CN |  | 0 | 0 | 0 | 0 | 0 |  | 929 | CN | 929.CN | 0
1030 |  |  |  | 0 | JBG |  | 0 | 0 | 0 | 0 | 0 |  | 929 | JBG | 929.JBG | 0
1031 |  |  |  | 0 | SG |  | 0 | 0 | 0 | 0 | 0 |  | 929 | SG | 929.SG | 0
1032 |  |  |  | LABOR | SNPD |  | 0 | 0 | 0 | 0 | 0 |  | 929 | SNPD | 929.SNPD | 0
1033 |  |  |  | LABOR | SO |  | -115891959.16 | -107949637.601 | -7942321.559 | 3283.7604 | -7939037.7986 |  | 929 | SO | 929.SO | -7939037.7986
1034 | [5 empty] | B2 | -115891959.16 | -107949637.601 | -7942321.559 | 3283.7604 | -7939037.7986 |  | 929 | NA | 929.NA1 | -7939037.7986
1035 | [12 empty] | 929 | NA | 929.NA2 | 0
1036 | 930 | Misc General Expenses | [10 empty] | 930 | NA | 930.NA | 0
1037 |  |  |  | PTD | S |  | 33083.53 | 27250 | 5833.53 | 30447.97 | 36281.5 |  | 930 | S | 930.S | 36281.5
1038 |  |  |  | CUST | CN |  | 0 | 0 | 0 | 26893.1444 | 26893.1444 |  | 930 | CN | 930.CN | 26893.1444
1039 |  |  |  | LABOR | CAGW |  | 0 | 0 | 0 | 0 | 0 |  | 930 | CAGW | 930.CAGW | 0
1040 |  |  |  | LABOR | SO |  | 2197818.84 | 2047197.6573 | 150621.1827 | -24293.0744 | 126328.1083 |  | 930 | SO | 930.SO | 126328.1083
1041 | [5 empty] | B2 | 2230902.37 | 2074447.6573 | 156454.7127 | 33048.04 | 189502.7527 |  | 930 | NA | 930.NA1 | 189502.7527
1042 | [12 empty] | 930 | NA | 930.NA2 | 0
1043 | 931 | Rents | [10 empty] | 931 | NA | 931.NA | 0
1044 |  |  |  | PTD | S |  | 455403.34 | 414846.61 | 40556.73 | 0 | 40556.73 |  | 931 | S | 931.S | 40556.73
1045 |  |  |  | PTD | SO |  | 2469452.17 | 2300215.3795 | 169236.7905 | 0 | 169236.7905 |  | 931 | SO | 931.SO | 169236.7905
1046 | [5 empty] | B2 | 2924855.51 | 2715061.9895 | 209793.5205 | 0 | 209793.5205 |  | 931 | NA | 931.NA1 | 209793.5205
1047 | [12 empty] | 931 | NA | 931.NA2 | 0
1048 | 935 | Maintenance of General Plant | [10 empty] | 935 | NA | 935.NA | 0
1049 |  |  |  | G | S |  | 520679.21 | 468162.05 | 52517.16 | 26.8113 | 52543.9713 |  | 935 | S | 935.S | 52543.9713
1050 |  |  |  | CUST | CN |  | 80265.3 | 74638.6516 | 5626.6484 | 0 | 5626.6484 |  | 935 | CN | 935.CN | 5626.6484
1051 |  |  |  | G | SO |  | 21429078.18 | 19960498.0399 | 1468580.1401 | 2540.1683 | 1471120.3083 |  | 935 | SO | 935.SO | 1471120.3083
1052 | [5 empty] | B2 | 22030022.69 | 20503298.7415 | 1526723.9485 | 2566.9796 | 1529290.9281 |  | 935 | NA | 935.NA1 | 1529290.9281
1053 | [12 empty] | 935 | NA | 935.NA2 | 0
1054 | TOTAL ADMINISTRATIVE & GEN EXP |  |  |  |  | B2 | 121279117.21 | 113227251.4092 | 8051865.8008 | 279455.4535 | 8331321.2543 |  | TOTAL ADMINISTRATIVE & GEN EXP | NA | TOTAL ADMINISTRATIVE & GEN EXP.NA | 8331321.2543
1055 | [12 empty] | TOTAL ADMINISTRATIVE & GEN EXP | NA | TOTAL ADMINISTRATIVE & GEN EXP.NA1 | 0
1056 | Summary of A&G Expense by Factor | [11 empty] | Summary of A&G Expense by Factor | NA | Summary of A&G Expense by Factor.NA | 0
1057 |  |  | S |  |  |  | 24424275.19 | 23419005.45 | 1005269.74 | 34070.0539 | 1039339.7939 |  | Summary of A&G Expense by Factor | NA | Summary of A&G Expense by Factor.NA1 | 1039339.7939
1058 |  |  | SO |  |  |  | 91799953.6 | 85508708.2377 | 6291245.3623 | 52949.255 | 6344194.6173 |  | Summary of A&G Expense by Factor | NA | Summary of A&G Expense by Factor.NA2 | 6344194.6173
1059 |  |  | SG |  |  |  | 2177180.18 | 1998737.7557 | 178442.4243 | 36403.3998 | 214845.8242 | x | Summary of A&G Expense by Factor | NA | Summary of A&G Expense by Factor.NA3 | 214845.8242
1060 |  |  | CN |  |  |  | 171952.69 | 159898.6974 | 12053.9926 | 26893.1444 | 38947.137 |  | Summary of A&G Expense by Factor | NA | Summary of A&G Expense by Factor.NA4 | 38947.137
1061 |  |  | CAEE |  |  |  | 938.7 | 938.7 | 0 | 0 | 0 |  | Summary of A&G Expense by Factor | NA | Summary of A&G Expense by Factor.NA5 | 0
1062 |  |  | CAGW |  |  |  | 2510460.59 | 1945606.3084 | 564854.2816 | 129139.6003 | 693993.8819 |  | Summary of A&G Expense by Factor | NA | Summary of A&G Expense by Factor.NA6 | 693993.8819
1063 |  |  | CAGE |  |  |  | 194356.26 | 194356.26 | 0 | 0 | 0 |  | Summary of A&G Expense by Factor | NA | Summary of A&G Expense by Factor.NA7 | 0
1064 | Total A&G Expense by Factor |  |  |  |  | B2 | 121279117.21 | 113227251.4092 | 8051865.8008 | 279455.4535 | 8331321.2543 |  | Total A&G Expense by Factor | NA | Total A&G Expense by Factor.NA | 8331321.2543
1065 | [12 empty] | Total A&G Expense by Factor | NA | Total A&G Expense by Factor.NA1 | 0
1066 | TOTAL O&M EXPENSE |  |  |  |  | B2 | 1575568232.4153 | 1379839429.6996 | 195728802.7157 | 16191324.1592 | 211920126.8749 |  | TOTAL O&M EXPENSE | NA | TOTAL O&M EXPENSE.NA | 211920126.8749
1067 | 403SP | Steam Depreciation | [10 empty] | 403SP | NA | 403SP.NA | 0
1068 |  |  |  | P | DGP |  | 0 | 0 | 0 | 0 | 0 |  | 403SP | DGP | 403SP.DGP | 0
1069 |  |  |  | P | DGU |  | 0 | 0 | 0 | 0 | 0 |  | 403SP | DGU | 403SP.DGU | 0
1070 |  |  |  | P | SG |  | 0 | 0 | 0 | 0 | 0 |  | 403SP | SG | 403SP.SG | 0
1071 |  |  |  | P | CAGW |  | 4730775.44 | 3666349.7433 | 1064425.6967 | -772071.6609 | 292354.0358 | x | 403SP | CAGW | 403SP.CAGW | 292354.0358
1072 |  |  |  | P | CAGE |  | 200962996.01 | 200962996.01 | 0 | 0 | 0 |  | 403SP | CAGE | 403SP.CAGE | 0
1073 |  |  |  | P | JBG |  | 38993756.52 | 30220151.225 | 8773605.295 | 99431.5925 | 8873036.8875 |  | 403SP | JBG | 403SP.JBG | 8873036.8875
1074 |  |  |  | P | S |  | 0 | 0 | 0 | 0 | 0 |  | 403SP | S | 403SP.S | 0
1075 | [5 empty] | B3 | 244687527.97 | 234849496.9783 | 9838030.9917 | -672640.0685 | 9165390.9232 |  | 403SP | NA | 403SP.NA1 | 9165390.9232
1076 | [12 empty] | 403SP | NA | 403SP.NA2 | 0
1077 | 403NP | Nuclear Depreciation | [10 empty] | 403NP | NA | 403NP.NA | 0
1078 |  |  |  | P | DGP |  | 0 | 0 | 0 | 0 | 0 |  | 403NP | DGP | 403NP.DGP | 0
1079 | [6 empty] | 0 | 0 | 0 | 0 | 0 |  | 403NP | NA | 403NP.NA1 | 0
1080 | [12 empty] | 403NP | NA | 403NP.NA2 | 0
1081 | 403HP | Hydro Depreciation | [10 empty] | 403HP | NA | 403HP.NA | 0
1082 |  |  |  | P | DGP |  | 0 | 0 | 0 | 0 | 0 |  | 403HP | DGP | 403HP.DGP | 0
1083 |  |  |  | P | DGU |  | 0 | 0 | 0 | 0 | 0 |  | 403HP | DGU | 403HP.DGU | 0
1084 |  |  |  | P | CAGW |  | 30156286.45 | 23371114.2048 | 6785172.2452 | 65147.0801 | 6850319.3253 |  | 403HP | CAGW | 403HP.CAGW | 6850319.3253
1085 |  |  |  | P | CAGE |  | 7189058.35 | 7189058.35 | 0 | 0 | 0 |  | 403HP | CAGE | 403HP.CAGE | 0
1086 |  |  |  | P | CAGW |  | 0 | 0 | 0 | 0 | 0 |  | 403HP | CAGW | 403HP.CAGW1 | 0
1087 |  |  |  | P | CAGE |  | 0 | 0 | 0 | 0 | 0 |  | 403HP | CAGE | 403HP.CAGE1 | 0
1088 | [5 empty] | B3 | 37345344.8 | 30560172.5548 | 6785172.2452 | 65147.0801 | 6850319.3253 |  | 403HP | NA | 403HP.NA1 | 6850319.3253
1089 | [12 empty] | 403HP | NA | 403HP.NA2 | 0
1090 | 403OP | Other Production Depreciation | [10 empty] | 403OP | NA | 403OP.NA | 0
1091 |  |  |  | P | DGU |  | 0 | 0 | 0 | 0 | 0 |  | 403OP | DGU | 403OP.DGU | 0
1092 |  |  |  | P | SG |  | 0 | 0 | 0 | 0 | 0 |  | 403OP | SG | 403OP.SG | 0
1093 |  |  |  | P | CAGW |  | 40795283.2 | 31616333.9364 | 9178949.2636 | 10152.081 | 9189101.3446 |  | 403OP | CAGW | 403OP.CAGW | 9189101.3446
1094 |  |  |  | P | CAGE |  | 86730907.05 | 86730907.05 | 0 | 0 | 0 |  | 403OP | CAGE | 403OP.CAGE | 0
1095 |  |  |  | P | CAGE |  | 0 | 0 | 0 | 0 | 0 |  | 403OP | CAGE | 403OP.CAGE1 | 0
1096 |  |  |  | P | CAGE |  | 0 | 0 | 0 | 0 | 0 |  | 403OP | CAGE | 403OP.CAGE2 | 0
1097 | [5 empty] | B3 | 127526190.25 | 118347240.9864 | 9178949.2636 | 10152.081 | 9189101.3446 |  | 403OP | NA | 403OP.NA1 | 9189101.3446
1098 | [12 empty] | 403OP | NA | 403OP.NA2 | 0
1099 | 403TP | Transmission Depreciation | [10 empty] | 403TP | NA | 403TP.NA | 0
1100 |  |  |  | T | DGP |  | 0 | 0 | 0 | 0 | 0 |  | 403TP | DGP | 403TP.DGP | 0
1101 |  |  |  | T | DGU |  | 0 | 0 | 0 | 0 | 0 |  | 403TP | DGU | 403TP.DGU | 0
1102 |  |  |  | T | CAGW |  | 25702739.63 | 19919616.5703 | 5783123.0597 | 654706.6304 | 6437829.6901 |  | 403TP | CAGW | 403TP.CAGW | 6437829.6901
1103 |  |  |  | T | CAGE |  | 79905380.58 | 79905380.58 | 0 | 0 | 0 |  | 403TP | CAGE | 403TP.CAGE | 0
1104 |  |  |  | T | JBG |  | 1356677.94 | 1051425.0529 | 305252.8871 | 38103.8644 | 343356.7515 |  | 403TP | JBG | 403TP.JBG | 343356.7515
1105 |  |  |  | T | SG |  | 32238.47 | 29596.1941 | 2642.2759 | 12.9665 | 2655.2424 |  | 403TP | SG | 403TP.SG | 2655.2424
1106 | [5 empty] | B3 | 106997036.62 | 100906018.3973 | 6091018.2227 | 692823.4612 | 6783841.684 |  | 403TP | NA | 403TP.NA1 | 6783841.684
1107 | [12 empty] | 403TP | NA | 403TP.NA2 | 0
1108 | [12 empty] | 403TP | NA | 403TP.NA3 | 0
1109 | [12 empty] | 403TP | NA | 403TP.NA4 | 0
1110 | 403 | Distribution Depreciation | [10 empty] | 403 | NA | 403.NA | 0
1111 | 360 | Land & Land Rights |  | DPW | S |  | 414776.33 | 407304.92 | 7471.41 | 0 | 7471.41 |  | 360 | S | 360.S | 7471.41
1112 | 361 | Structures |  | DPW | S |  | 2001168.74 | 1926875.56 | 74293.18 | 8285.7962 | 82578.9762 |  | 361 | S | 361.S | 82578.9762
1113 | 362 | Station Equipment |  | DPW | S |  | -4670195.44 | -6357778.21 | 1687582.77 | 109823.9253 | 1797406.6953 |  | 362 | S | 362.S | 1797406.6953
1114 | 363 | Storage Battery Equipment |  | DPW | S |  | 0 | 0 | 0 | 0 | 0 |  | 363 | S | 363.S | 0
1115 | 364 | Poles & Towers |  | DPW | S |  | 41939037.45 | 38070244.94 | 3868792.51 | 38546.2805 | 3907338.7905 |  | 364 | S | 364.S | 3907338.7905
1116 | 365 | OH Conductors |  | DPW | S |  | 20012626.93 | 18235602.3 | 1777024.63 | 41882.3194 | 1818906.9494 |  | 365 | S | 365.S | 1818906.9494
1117 | 366 | UG Conduit |  | DPW | S |  | 9061185.01 | 8543516.09 | 517668.92 | 7284.3694 | 524953.2894 |  | 366 | S | 366.S | 524953.2894
1118 | 367 | UG Conductor |  | DPW | S |  | 21238469 | 20531240.76 | 707228.24 | 17218.4586 | 724446.6986 |  | 367 | S | 367.S | 724446.6986
1119 | 368 | Line Trans |  | DPW | S |  | 33239068.03 | 30288394.59 | 2950673.44 | 34550.2175 | 2985223.6575 |  | 368 | S | 368.S | 2985223.6575
1120 | 369 | Services |  | DPW | S |  | 17994303.22 | 16417752.14 | 1576551.08 | 32660.9962 | 1609212.0762 |  | 369 | S | 369.S | 1609212.0762
1121 | 370 | Meters |  | DPW | S |  | 7851526.97 | 7350843.43 | 500683.54 | 5949.0554 | 506632.5954 |  | 370 | S | 370.S | 506632.5954
1122 | 371 | Inst Cust Prem |  | DPW | S |  | 497479.91 | 479867.24 | 17612.67 | 16.7654 | 17629.4354 |  | 371 | S | 371.S | 17629.4354
1123 | 372 | Leased Property |  | DPW | S |  | 0 | 0 | 0 | 0 | 0 |  | 372 | S | 372.S | 0
1124 | 373 | Street Lighting |  | DPW | S |  | 2235229.89 | 2113962.6 | 121267.29 | 3376.8027 | 124644.0927 |  | 373 | S | 373.S | 124644.0927
1125 | [5 empty] | B3 | 151814676.04 | 138007826.36 | 13806849.68 | 299594.9866 | 14106444.6666 |  | 373 | NA | 373.NA | 14106444.6666
1126 | [12 empty] | 373 | NA | 373.NA1 | 0
1127 | 403GP | General Depreciation | [10 empty] | 403GP | NA | 403GP.NA | 0
1128 |  |  |  | G-SITUS | S |  | 14578973.75 | 13421713.6 | 1157260.15 | 3143.0561 | 1160403.2061 |  | 403GP | S | 403GP.S | 1160403.2061
1129 |  |  |  | G-DGP | DGP |  | 0 | 0 | 0 | 0 | 0 |  | 403GP | DGP | 403GP.DGP | 0
1130 |  |  |  | G-DGU | DGU |  | 0 | 0 | 0 | 0 | 0 |  | 403GP | DGU | 403GP.DGU | 0
1131 |  |  |  | P | SE |  | 0 | 0 | 0 | 0 | 0 |  | 403GP | SE | 403GP.SE | 0
1132 |  |  |  | CUST | CN |  | 1137330.27 | 1057602.6968 | 79727.5732 | -1063.2092 | 78664.364 |  | 403GP | CN | 403GP.CN | 78664.364
1133 |  |  |  | G-SG | SG |  | 1452.4 | 1333.3608 | 119.0392 | 0 | 119.0392 |  | 403GP | SG | 403GP.SG | 119.0392
1134 |  |  |  | PTD | SO |  | 14134251.27 | 13165601.0772 | 968650.1928 | 37202.2891 | 1005852.4818 |  | 403GP | SO | 403GP.SO | 1005852.4818
1135 |  |  |  | G-SG | CAGW |  | 2758712.49 | 2138001.4668 | 620711.0232 | 27164.149 | 647875.1723 |  | 403GP | CAGW | 403GP.CAGW | 647875.1723
1136 |  |  |  | G-SG | CAGE |  | 6480646.67 | 6480646.67 | 0 | 0 | 0 |  | 403GP | CAGE | 403GP.CAGE | 0
1137 |  |  |  | P | JBG |  | 433337.41 | 335836.3808 | 97501.0292 | 5751.6531 | 103252.6823 |  | 403GP | JBG | 403GP.JBG | 103252.6823
1138 |  |  |  | P | JBE |  | 0 | 0 | 0 | 0 | 0 |  | 403GP | JBE | 403GP.JBE | 0
1139 |  |  |  | P | CAEE |  | 101463.82 | 101463.82 | 0 | 0 | 0 |  | 403GP | CAEE | 403GP.CAEE | 0
1140 |  |  |  | G-SG | CAGE |  | 0 | 0 | 0 | 0 | 0 |  | 403GP | CAGE | 403GP.CAGE1 | 0
1141 |  |  |  | G-SG | CAGE |  | 0 | 0 | 0 | 0 | 0 |  | 403GP | CAGE | 403GP.CAGE2 | 0
1142 | [5 empty] | B3 | 39626168.08 | 36702199.0724 | 2923969.0076 | 72197.938 | 2996166.9457 |  | 403GP | NA | 403GP.NA1 | 2996166.9457
1143 | [12 empty] | 403GP | NA | 403GP.NA2 | 0
1144 | 403GV0 | General Vehicles | [10 empty] | 403GV0 | NA | 403GV0.NA | 0
1145 |  |  |  | G-SG | SG |  | 0 | 0 | 0 | 0 | 0 |  | 403GV0 | SG | 403GV0.SG | 0
1146 | [6 empty] | 0 | 0 | 0 | 0 | 0 |  | 403GV0 | NA | 403GV0.NA1 | 0
1147 | [12 empty] | 403GV0 | NA | 403GV0.NA2 | 0
1148 | 403MP | Mining Depreciation | [10 empty] | 403MP | NA | 403MP.NA | 0
1149 |  |  |  | P | CAEE |  | 0 | 0 | 0 | 0 | 0 |  | 403MP | CAEE | 403MP.CAEE | 0
1150 | [5 empty] | B3 | 0 | 0 | 0 | 0 | 0 |  | 403MP | NA | 403MP.NA1 | 0
1151 | [12 empty] | 403MP | NA | 403MP.NA2 | 0
1152 | 403EP | Experimental Plant Depreciation | [10 empty] | 403EP | NA | 403EP.NA | 0
1153 |  |  |  | P | DGP |  | 0 | 0 | 0 | 0 | 0 |  | 403EP | DGP | 403EP.DGP | 0
1154 |  |  |  | P | SG |  | 0 | 0 | 0 | 0 | 0 |  | 403EP | SG | 403EP.SG | 0
1155 | [6 empty] | 0 | 0 | 0 | 0 | 0 |  | 403EP | NA | 403EP.NA1 | 0
1156 | 4031 | ARO Depreciation | [10 empty] | 4031 | NA | 4031.NA | 0
1157 |  |  |  |  | S |  | 0 | 0 | 0 | 0 | 0 |  | 4031 | S | 4031.S | 0
1158 | [6 empty] | 0 | 0 | 0 | 0 | 0 |  | 4031 | NA | 4031.NA1 | 0
1159 | [12 empty] | 4031 | NA | 4031.NA2 | 0
1160 | [12 empty] | 4031 | NA | 4031.NA3 | 0
1161 | TOTAL DEPRECIATION EXPENSE |  |  |  |  | B3 | 707996943.76 | 659372954.3491 | 48623989.4109 | 467275.4785 | 49091264.8894 |  | TOTAL DEPRECIATION EXPENSE | NA | TOTAL DEPRECIATION EXPENSE.NA | 49091264.8894
1162 | [12 empty] | TOTAL DEPRECIATION EXPENSE | NA | TOTAL DEPRECIATION EXPENSE.NA1 | 0
1163 | Summary of Depreciation Expense by Factor | [11 empty] | Summary of Depreciation Expense by Factor | NA | Summary of Depreciation Expense by Factor.NA | 0
1164 |  |  | S |  |  |  | 166393649.79 | 151429539.96 | 14964109.83 | 302738.0427 | 15266847.8727 |  | Summary of Depreciation Expense by Factor | NA | Summary of Depreciation Expense by Factor.NA1 | 15266847.8727
1165 |  |  | DGP |  |  |  | 0 | 0 | 0 | 0 | 0 |  | Summary of Depreciation Expense by Factor | NA | Summary of Depreciation Expense by Factor.NA2 | 0
1166 |  |  | DGU |  |  |  | 0 | 0 | 0 | 0 | 0 | x | Summary of Depreciation Expense by Factor | NA | Summary of Depreciation Expense by Factor.NA3 | 0
1167 |  |  | SG |  |  |  | 33690.87 | 30929.5549 | 2761.3151 | 12.9665 | 2774.2816 |  | Summary of Depreciation Expense by Factor | NA | Summary of Depreciation Expense by Factor.NA4 | 2774.2816
1168 |  |  | SO |  |  |  | 14134251.27 | 13165601.0772 | 968650.1928 | 37202.2891 | 1005852.4818 |  | Summary of Depreciation Expense by Factor | NA | Summary of Depreciation Expense by Factor.NA5 | 1005852.4818
1169 |  |  | CN |  |  |  | 1137330.27 | 1057602.6968 | 79727.5732 | -1063.2092 | 78664.364 |  | Summary of Depreciation Expense by Factor | NA | Summary of Depreciation Expense by Factor.NA6 | 78664.364
1170 |  |  | SE |  |  |  | 0 | 0 | 0 | 0 | 0 |  | Summary of Depreciation Expense by Factor | NA | Summary of Depreciation Expense by Factor.NA7 | 0
1171 |  |  | CAGW |  |  |  | 104143797.21 | 80711415.9216 | 23432381.2884 | -14901.7204 | 23417479.568 |  | Summary of Depreciation Expense by Factor | NA | Summary of Depreciation Expense by Factor.NA8 | 23417479.568
1172 |  |  | CAGE |  |  |  | 381268988.66 | 381268988.66 | 0 | 0 | 0 |  | Summary of Depreciation Expense by Factor | NA | Summary of Depreciation Expense by Factor.NA9 | 0
1173 |  |  | CAEW |  |  |  | 0 | 0 | 0 | 0 | 0 |  | Summary of Depreciation Expense by Factor | NA | Summary of Depreciation Expense by Factor.NA10 | 0
1174 |  |  | CAEE |  |  |  | 101463.82 | 101463.82 | 0 | 0 | 0 |  | Summary of Depreciation Expense by Factor | NA | Summary of Depreciation Expense by Factor.NA11 | 0
1175 |  |  | JBG |  |  |  | 40783771.87 | 31607412.6586 | 9176359.2114 | 143287.1099 | 9319646.3213 |  | Summary of Depreciation Expense by Factor | NA | Summary of Depreciation Expense by Factor.NA12 | 9319646.3213
1176 |  |  | JBE |  |  |  | 0 | 0 | 0 | 0 | 0 |  | Summary of Depreciation Expense by Factor | NA | Summary of Depreciation Expense by Factor.NA13 | 0
1177 | Total Depreciation Expense By Factor |  |  |  |  | B3 | 707996943.76 | 659372954.3491 | 48623989.4109 | 467275.4785 | 49091264.8894 |  | Total Depreciation Expense By Factor | NA | Total Depreciation Expense By Factor.NA | 49091264.8894
1178 | [12 empty] | Total Depreciation Expense By Factor | NA | Total Depreciation Expense By Factor.NA1 | 0
1179 | 404GP | Amort of LT Plant - Capital Lease Gen | [10 empty] | 404GP | NA | 404GP.NA | 0
1180 |  |  |  | I-SITUS | S |  | 642551.13 | 562401.45 | 80149.68 | 0 | 80149.68 |  | 404GP | S | 404GP.S | 80149.68
1181 |  |  |  | I-SG | SG |  | 0 | 0 | 0 | 0 | 0 |  | 404GP | SG | 404GP.SG | 0
1182 |  |  |  | PTD | SO |  | 411770.58 | 383551.0695 | 28219.5105 | 0 | 28219.5105 |  | 404GP | SO | 404GP.SO | 28219.5105
1183 |  |  |  | I-DGU | DGU |  | 0 | 0 | 0 | 0 | 0 |  | 404GP | DGU | 404GP.DGU | 0
1184 |  |  |  | CUST | CN |  | 0 | 0 | 0 | 0 | 0 |  | 404GP | CN | 404GP.CN | 0
1185 |  |  |  | I-SG | CAGW |  | 0 | 0 | 0 | 0 | 0 |  | 404GP | CAGW | 404GP.CAGW | 0
1186 |  |  |  | I-SG | CAGE |  | 0 | 0 | 0 | 0 | 0 |  | 404GP | CAGE | 404GP.CAGE | 0
1187 |  |  |  | I-DGP | DGP |  | 0 | 0 | 0 | 0 | 0 |  | 404GP | DGP | 404GP.DGP | 0
1188 | [5 empty] | B4 | 1054321.71 | 945952.5195 | 108369.1905 | 0 | 108369.1905 |  | 404GP | NA | 404GP.NA1 | 108369.1905
1189 | [12 empty] | 404GP | NA | 404GP.NA2 | 0
1190 | 404SP | Amort of LT Plant - Cap Lease Steam | [10 empty] | 404SP | NA | 404SP.NA | 0
1191 |  |  |  | P | SG |  | 0 | 0 | 0 | 0 | 0 |  | 404SP | SG | 404SP.SG | 0
1192 |  |  |  | P | DGP |  | 0 | 0 | 0 | 0 | 0 |  | 404SP | DGP | 404SP.DGP | 0
1193 | [6 empty] | 0 | 0 | 0 | 0 | 0 |  | 404SP | NA | 404SP.NA1 | 0
1194 | [12 empty] | 404SP | NA | 404SP.NA2 | 0
1195 | 404IP | Amort of LT Plant - Intangible Plant | [10 empty] | 404IP | NA | 404IP.NA | 0
1196 |  |  |  | I-SITUS | S |  | 866005.43 | 864493.63 | 1511.8 | 14.0295 | 1525.8295 |  | 404IP | S | 404IP.S | 1525.8295
1197 |  |  |  | P | SE |  | 0 | 0 | 0 | 0 | 0 |  | 404IP | SE | 404IP.SE | 0
1198 |  |  |  | I-SG | SG |  | 6567060.07 | 6028821.6043 | 538238.4657 | 0 | 538238.4657 |  | 404IP | SG | 404IP.SG | 538238.4657
1199 |  |  |  | PTD | SO |  | 11423625.04 | 10640739.8071 | 782885.2329 | 44938.1247 | 827823.3576 |  | 404IP | SO | 404IP.SO | 827823.3576
1200 |  |  |  | CUST | CN |  | 7071879.25 | 6576136.03 | 495743.22 | 37888.0474 | 533631.2674 |  | 404IP | CN | 404IP.CN | 533631.2674
1201 |  |  |  | I-SG | CAGW |  | 0 | 0 | 0 | 0 | 0 |  | 404IP | CAGW | 404IP.CAGW | 0
1202 |  |  |  | I-SG | CAGE |  | 0 | 0 | 0 | 0 | 0 |  | 404IP | CAGE | 404IP.CAGE | 0
1203 |  |  |  | I-DGP | DGP |  | 0 | 0 | 0 | 0 | 0 |  | 404IP | DGP | 404IP.DGP | 0
1204 |  |  |  | I-SG | CAGE |  | 0 | 0 | 0 | 0 | 0 |  | 404IP | CAGE | 404IP.CAGE1 | 0
1205 |  |  |  | I-SG | CAGE |  | 0 | 0 | 0 | 0 | 0 |  | 404IP | CAGE | 404IP.CAGE2 | 0
1206 |  |  |  | I-SG | CAGW |  | 13297996.95 | 10305944.1994 | 2992052.7506 | 17547.7827 | 3009600.5334 |  | 404IP | CAGW | 404IP.CAGW1 | 3009600.5334
1207 |  |  |  | I-SG | CAGE |  | 4028439.78 | 4028439.78 | 0 | 0 | 0 |  | 404IP | CAGE | 404IP.CAGE3 | 0
1208 |  |  |  | P | JBG |  | 237120.46 | 183768.2952 | 53352.1648 | 11580.8026 | 64932.9674 |  | 404IP | JBG | 404IP.JBG | 64932.9674
1209 |  |  |  | P | CAEW |  | 0 | 0 | 0 | 0 | 0 |  | 404IP | CAEW | 404IP.CAEW | 0
1210 |  |  |  | P | CAEE |  | 2930.67 | 2930.67 | 0 | 0 | 0 |  | 404IP | CAEE | 404IP.CAEE | 0
1211 |  |  |  | I-DGU | DGU |  | 0 | 0 | 0 | 0 | 0 |  | 404IP | DGU | 404IP.DGU | 0
1212 | [5 empty] | B4 | 43495057.65 | 38631274.016 | 4863783.634 | 111968.787 | 4975752.421 |  | 404IP | NA | 404IP.NA1 | 4975752.421
1213 | [12 empty] | 404IP | NA | 404IP.NA2 | 0
1214 | 404MP | Amort of LT Plant - Mining Plant | [10 empty] | 404MP | NA | 404MP.NA | 0
1215 |  |  |  | P | SE |  | 0 | 0 | 0 | 0 | 0 |  | 404MP | SE | 404MP.SE | 0
1216 | [6 empty] | 0 | 0 | 0 | 0 | 0 |  | 404MP | NA | 404MP.NA1 | 0
1217 | [12 empty] | 404MP | NA | 404MP.NA2 | 0
1218 | 404OP | Amort of LT Plant - Other Plant | [10 empty] | 404OP | NA | 404OP.NA | 0
1219 |  |  |  | P | CAGE |  | 0 | 0 | 0 | 0 | 0 |  | 404OP | CAGE | 404OP.CAGE | 0
1220 |  |  |  | P | CAGE |  | 0 | 0 | 0 | 0 | 0 |  | 404OP | CAGE | 404OP.CAGE1 | 0
1221 | [5 empty] | B4 | 0 | 0 | 0 | 0 | 0 |  | 404OP | NA | 404OP.NA1 | 0
1222 | [12 empty] | 404OP | NA | 404OP.NA2 | 0
1223 | [12 empty] | 404OP | NA | 404OP.NA3 | 0
1224 | 404HP | Amortization of Other Electric Plant | [10 empty] | 404HP | NA | 404HP.NA | 0
1225 |  |  |  | P | DGP |  | 0 | 0 | 0 | 0 | 0 |  | 404HP | DGP | 404HP.DGP | 0
1226 |  |  |  | P | DGU |  | 0 | 0 | 0 | 0 | 0 |  | 404HP | DGU | 404HP.DGU | 0
1227 |  |  |  | P | CAGW |  | 308194.63 | 238850.7586 | 69343.8714 | 0 | 69343.8714 |  | 404HP | CAGW | 404HP.CAGW | 69343.8714
1228 |  |  |  | P | CAGE |  | 0 | 0 | 0 | 0 | 0 |  | 404HP | CAGE | 404HP.CAGE | 0
1229 |  |  |  | P | SG |  | 0 | 0 | 0 | 0 | 0 |  | 404HP | SG | 404HP.SG | 0
1230 | [5 empty] | B4 | 308194.63 | 238850.7586 | 69343.8714 | 0 | 69343.8714 |  | 404HP | NA | 404HP.NA1 | 69343.8714
1231 | [12 empty] | 404HP | NA | 404HP.NA2 | 0
1232 | Total Amortization of Limited Term Plant |  |  |  |  | B4 | 44857573.99 | 39816077.2941 | 5041496.6959 | 111968.787 | 5153465.4829 |  | Total Amortization of Limited Term Plant | NA | Total Amortization of Limited Term Plant.NA | 5153465.4829
1233 | [12 empty] | Total Amortization of Limited Term Plant | NA | Total Amortization of Limited Term Plant.NA1 | 0
1234 | [12 empty] | Total Amortization of Limited Term Plant | NA | Total Amortization of Limited Term Plant.NA2 | 0
1235 | 405 | Amortization of Other Electric Plant | [10 empty] | 405 | NA | 405.NA | 0
1236 |  |  |  | GP | S |  | 0 | 0 | 0 | 0 | 0 |  | 405 | S | 405.S | 0
1237 | [12 empty] | 405 | NA | 405.NA1 | 0
1238 | [5 empty] | B4 | 0 | 0 | 0 | 0 | 0 |  | 405 | NA | 405.NA2 | 0
1239 | [12 empty] | 405 | NA | 405.NA3 | 0
1240 | 406 | Amortization of Plant Acquisition Adj | [10 empty] | 406 | NA | 406.NA | 0
1241 |  |  |  | P | S |  | 301635.48 | 301635.48 | 0 | 0 | 0 |  | 406 | S | 406.S | 0
1242 |  |  |  | P | DGP |  | 0 | 0 | 0 | 0 | 0 |  | 406 | DGP | 406.DGP | 0
1243 |  |  |  | P | DGU |  | 0 | 0 | 0 | 0 | 0 |  | 406 | DGU | 406.DGU | 0
1244 |  |  |  | P | CAGW |  | 0 | 0 | 0 | 0 | 0 |  | 406 | CAGW | 406.CAGW | 0
1245 |  |  |  | P | CAGE |  | 4750824.85 | 4750824.85 | 0 | 0 | 0 |  | 406 | CAGE | 406.CAGE | 0
1246 |  |  |  | P | SG |  | 0 | 0 | 0 | 0 | 0 |  | 406 | SG | 406.SG | 0
1247 |  |  |  | P | SO |  | 0 | 0 | 0 | 0 | 0 |  | 406 | SO | 406.SO | 0
1248 | [5 empty] | B4 | 5052460.33 | 5052460.33 | 0 | 0 | 0 |  | 406 | NA | 406.NA1 | 0
1249 | 407 | Amort of Prop Losses, Unrec Plant, etc | [10 empty] | 407 | NA | 407.NA | 0
1250 |  |  |  | DPW | S |  | 124290.24 | 124289.95 | 0.29 | 0 | 0.29 |  | 407 | S | 407.S | 0.29
1251 |  |  |  | GP | SO |  | 0 | 0 | 0 | 0 | 0 |  | 407 | SO | 407.SO | 0
1252 |  |  |  | P | DGP |  | 0 | 0 | 0 | 0 | 0 |  | 407 | DGP | 407.DGP | 0
1253 |  |  |  | P | SE |  | 0 | 0 | 0 | 0 | 0 |  | 407 | SE | 407.SE | 0
1254 |  |  |  | P | CAGW |  | 0 | 0 | 0 | 0 | 0 |  | 407 | CAGW | 407.CAGW | 0
1255 |  |  |  | P | CAGE |  | 0 | 0 | 0 | 0 | 0 |  | 407 | CAGE | 407.CAGE | 0
1256 |  |  |  | P | CAEW |  | 0 | 0 | 0 | 0 | 0 |  | 407 | CAEW | 407.CAEW | 0
1257 |  |  |  | P | SG-P |  | 0 | 0 | 0 | 0 | 0 |  | 407 | SG-P | 407.SG-P | 0
1258 |  |  |  | P | SG |  | 0 | 0 | 0 | 0 | 0 |  | 407 | SG | 407.SG | 0
1259 |  |  |  | P | TROJP |  | 0 | 0 | 0 | 0 | 0 |  | 407 | TROJP | 407.TROJP | 0
1260 | [5 empty] | B4 | 124290.24 | 124289.95 | 0.29 | 0 | 0.29 |  | 407 | NA | 407.NA1 | 0.29
1261 | [12 empty] | 407 | NA | 407.NA2 | 0
1262 | TOTAL AMORTIZATION EXPENSE |  |  |  |  | B4 | 50034324.56 | 44992827.5741 | 5041496.9859 | 111968.787 | 5153465.7729 |  | TOTAL AMORTIZATION EXPENSE | NA | TOTAL AMORTIZATION EXPENSE.NA | 5153465.7729
1263 | [12 empty] | TOTAL AMORTIZATION EXPENSE | NA | TOTAL AMORTIZATION EXPENSE.NA1 | 0
1264 | [12 empty] | TOTAL AMORTIZATION EXPENSE | NA | TOTAL AMORTIZATION EXPENSE.NA2 | 0
1265 | [12 empty] | TOTAL AMORTIZATION EXPENSE | NA | TOTAL AMORTIZATION EXPENSE.NA3 | 0
1266 | Summary of Amortization Expense by Factor | [11 empty] | Summary of Amortization Expense by Factor | NA | Summary of Amortization Expense by Factor.NA | 0
1267 |  |  | S |  |  |  | 1934482.28 | 1852820.51 | 81661.77 | 14.0295 | 81675.7995 | x | Summary of Amortization Expense by Factor | NA | Summary of Amortization Expense by Factor.NA1 | 81675.7995
1268 |  |  | SE |  |  |  | 0 | 0 | 0 | 0 | 0 |  | Summary of Amortization Expense by Factor | NA | Summary of Amortization Expense by Factor.NA2 | 0
1269 |  |  | TROJP |  |  |  | 0 | 0 | 0 | 0 | 0 |  | Summary of Amortization Expense by Factor | NA | Summary of Amortization Expense by Factor.NA3 | 0
1270 |  |  | SG-P |  |  |  | 0 | 0 | 0 | 0 | 0 |  | Summary of Amortization Expense by Factor | NA | Summary of Amortization Expense by Factor.NA4 | 0
1271 |  |  | DGU |  |  |  | 0 | 0 | 0 | 0 | 0 |  | Summary of Amortization Expense by Factor | NA | Summary of Amortization Expense by Factor.NA5 | 0
1272 |  |  | SO |  |  |  | 11835395.62 | 11024290.8766 | 811104.7434 | 44938.1247 | 856042.868 |  | Summary of Amortization Expense by Factor | NA | Summary of Amortization Expense by Factor.NA6 | 856042.868
1273 |  |  | JBG |  |  |  | 237120.46 | 183768.2952 | 53352.1648 | 11580.8026 | 64932.9674 |  | Summary of Amortization Expense by Factor | NA | Summary of Amortization Expense by Factor.NA7 | 64932.9674
1274 |  |  | SSGCH |  |  |  | 0 | 0 | 0 | 0 | 0 |  | Summary of Amortization Expense by Factor | NA | Summary of Amortization Expense by Factor.NA8 | 0
1275 |  |  | CN |  |  |  | 7071879.25 | 6576136.03 | 495743.22 | 37888.0474 | 533631.2674 |  | Summary of Amortization Expense by Factor | NA | Summary of Amortization Expense by Factor.NA9 | 533631.2674
1276 |  |  | CAGW |  |  |  | 13606191.58 | 10544794.958 | 3061396.622 | 17547.7827 | 3078944.4048 |  | Summary of Amortization Expense by Factor | NA | Summary of Amortization Expense by Factor.NA10 | 3078944.4048
1277 |  |  | CAGE |  |  |  | 8779264.63 | 8779264.63 | 0 | 0 | 0 |  | Summary of Amortization Expense by Factor | NA | Summary of Amortization Expense by Factor.NA11 | 0
1278 |  |  | CAEW |  |  |  | 0 | 0 | 0 | 0 | 0 |  | Summary of Amortization Expense by Factor | NA | Summary of Amortization Expense by Factor.NA12 | 0
1279 |  |  | CAEE |  |  |  | 2930.67 | 2930.67 | 0 | 0 | 0 |  | Summary of Amortization Expense by Factor | NA | Summary of Amortization Expense by Factor.NA13 | 0
1280 |  |  | SG |  |  |  | 6567060.07 | 6028821.6043 | 538238.4657 | 0 | 538238.4657 |  | Summary of Amortization Expense by Factor | NA | Summary of Amortization Expense by Factor.NA14 | 538238.4657
1281 | Total Amortization Expense by Factor |  |  |  |  | B4 | 50034324.56 | 44992827.5741 | 5041496.9859 | 111968.787 | 5153465.7729 |  | Total Amortization Expense by Factor | NA | Total Amortization Expense by Factor.NA | 5153465.7729
1282 | 408 | Taxes Other Than Income | [10 empty] | 408 | NA | 408.NA | 0
1283 |  |  |  | GP | S |  | 48253419.11 | 35534775.6 | 12718643.51 | 119296 | 12837939.51 |  | 408 | S | 408.S | 12837939.51
1284 |  |  |  | GP | GPS |  | 148982800.22 | 138772693.1972 | 10210107.0228 | 107635.9235 | 10317742.9462 |  | 408 | GPS | 408.GPS | 10317742.9462
1285 |  |  |  | GP | SO |  | -412815.55 | -384524.4255 | -28291.1245 | 0 | -28291.1245 |  | 408 | SO | 408.SO | -28291.1245
1286 |  |  |  | P | SE |  | 454488.3 | 419872.6263 | 34615.6737 | 0 | 34615.6737 |  | 408 | SE | 408.SE | 34615.6737
1287 |  |  |  | P | CAGE |  | 1891140 | 1891140 | 0 | 0 | 0 |  | 408 | CAGE | 408.CAGE | 0
1288 |  |  |  | DMSC | OPRV-ID |  | 0 | 0 | 0 | 0 | 0 |  | 408 | OPRV-ID | 408.OPRV-ID | 0
1289 |  |  |  | GP | EXCTAX |  | 0 | 0 | 0 | 0 | 0 |  | 408 | EXCTAX | 408.EXCTAX | 0
1290 |  |  |  | GP | DGP |  | 0 | 0 | 0 | 0 | 0 |  | 408 | DGP | 408.DGP | 0
1291 |  |  |  | P | CAEW |  | 0 | 0 | 0 | 0 | 0 |  | 408 | CAEW | 408.CAEW | 0
1292 |  |  |  | P | CAEE |  | 433580.43 | 433580.43 | 0 | 0 | 0 |  | 408 | CAEE | 408.CAEE | 0
1293 | [12 empty] | 408 | NA | 408.NA1 | 0
1294 | TOTAL TAXES OTHER THAN INCOME |  |  |  |  | B5 | 199602612.51 | 176667537.4281 | 22935075.0819 | 226931.9235 | 23162007.0054 |  | TOTAL TAXES OTHER THAN INCOME | NA | TOTAL TAXES OTHER THAN INCOME.NA | 23162007.0054
1295 | [12 empty] | TOTAL TAXES OTHER THAN INCOME | NA | TOTAL TAXES OTHER THAN INCOME.NA1 | 0
1296 | [12 empty] | TOTAL TAXES OTHER THAN INCOME | NA | TOTAL TAXES OTHER THAN INCOME.NA2 | 0
1297 | 41140 | Deferred Investment Tax Credit - Fed | [10 empty] | 41140 | NA | 41140.NA | 0
1298 |  |  |  | PTD | CAGE |  | -3461978.6 | -3461978.6 | 0 | 0 | 0 |  | 41140 | CAGE | 41140.CAGE | 0
1299 | [11 empty] | x | 41140 | NA | 41140.NA1 | 0
1300 | [5 empty] | B7 | -3461978.6 | -3461978.6 | 0 | 0 | 0 |  | 41140 | NA | 41140.NA2 | 0
1301 | [12 empty] | 41140 | NA | 41140.NA3 | 0
1302 | 41141 | Deferred Investment Tax Credit - Idaho | [10 empty] | 41141 | NA | 41141.NA | 0
1303 |  |  |  | PTD | CAGE |  | 0 | 0 | 0 | 0 | 0 |  | 41141 | CAGE | 41141.CAGE | 0
1304 | [12 empty] | 41141 | NA | 41141.NA1 | 0
1305 | [5 empty] | B7 | 0 | 0 | 0 | 0 | 0 |  | 41141 | NA | 41141.NA2 | 0
1306 | [12 empty] | 41141 | NA | 41141.NA3 | 0
1307 | TOTAL DEFERRED ITC |  |  |  |  | B7 | -3461978.6 | -3461978.6 | 0 | 0 | 0 |  | TOTAL DEFERRED ITC | NA | TOTAL DEFERRED ITC.NA | 0
1308 | [12 empty] | TOTAL DEFERRED ITC | NA | TOTAL DEFERRED ITC.NA1 | 0
1309 | [12 empty] | TOTAL DEFERRED ITC | NA | TOTAL DEFERRED ITC.NA2 | 0
1310 | 427 | Interest on Long-Term Debt | [10 empty] | 427 | NA | 427.NA | 0
1311 |  |  |  | GP | S |  | 0 | 0 | 0 | -2202896.5554 | -2202896.5554 |  | 427 | S | 427.S | -2202896.5554
1312 |  |  |  | GP | SNP |  | 360044172.75 | 337554881.3147 | 22489291.4353 | 0 | 22489291.4353 | x | 427 | SNP | 427.SNP | 22489291.4353
1313 | [6 empty] | 360044172.75 | 337554881.3147 | 22489291.4353 | -2202896.5554 | 20286394.88 |  | 427 | NA | 427.NA1 | 20286394.88
1314 | [12 empty] | 427 | NA | 427.NA2 | 0
1315 | 428 | Amortization of Debt Disc & Exp | [10 empty] | 428 | NA | 428.NA | 0
1316 |  |  |  | GP | SNP |  | 4722530.75 | 4427549.2494 | 294981.5006 | 0 | 294981.5006 |  | 428 | SNP | 428.SNP | 294981.5006
1317 | [6 empty] | 4722530.75 | 4427549.2494 | 294981.5006 | 0 | 294981.5006 |  | 428 | NA | 428.NA1 | 294981.5006
1318 | [12 empty] | 428 | NA | 428.NA2 | 0
1319 | 429 | Amortization of Premium on Debt | [10 empty] | 429 | NA | 429.NA | 0
1320 |  |  |  | GP | SNP |  | -11025.84 | -10337.1375 | -688.7025 | 0 | -688.7025 |  | 429 | SNP | 429.SNP | -688.7025
1321 | [6 empty] | -11025.84 | -10337.1375 | -688.7025 | 0 | -688.7025 |  | 429 | NA | 429.NA1 | -688.7025
1322 | [12 empty] | 429 | NA | 429.NA2 | 0
1323 | 431 | Other Interest Expense | [10 empty] | 431 | NA | 431.NA | 0
1324 |  |  |  | NUTIL | OTH |  | 0 | 0 | 0 | 0 | 0 |  | 431 | OTH | 431.OTH | 0
1325 |  |  |  | GP | SO |  | 0 | 0 | 0 | 0 | 0 |  | 431 | SO | 431.SO | 0
1326 |  |  |  | GP | SNP |  | 15843575.09 | 14853944.3598 | 989630.7302 | 0 | 989630.7302 |  | 431 | SNP | 431.SNP | 989630.7302
1327 | [6 empty] | 15843575.09 | 14853944.3598 | 989630.7302 | 0 | 989630.7302 |  | 431 | NA | 431.NA1 | 989630.7302
1328 | [12 empty] | 431 | NA | 431.NA2 | 0
1329 | 432 | AFUDC - Borrowed | [10 empty] | 432 | NA | 432.NA | 0
1330 |  |  |  | GP | SNP |  | -11289409.03 | -10584243.3058 | -705165.7242 | 0 | -705165.7242 |  | 432 | SNP | 432.SNP | -705165.7242
1331 | [6 empty] | -11289409.03 | -10584243.3058 | -705165.7242 | 0 | -705165.7242 |  | 432 | NA | 432.NA1 | -705165.7242
1332 | [12 empty] | 432 | NA | 432.NA2 | 0
1333 |  | Total Elec. Interest Deductions for Tax |  |  |  | B6 | 369309843.72 | 346241794.4806 | 23068049.2394 | -2202896.5554 | 20865152.684 |  | 432 | NA | 432.NA3 | 20865152.684
1334 | [12 empty] | 432 | NA | 432.NA4 | 0
1335 |  | Non-Utility Portion of Interest | [10 empty] | 432 | NA | 432.NA5 | 0
1336 |  |  | 427 | NUTIL | NUTIL |  | 0 | 0 | 0 | 0 | 0 |  | 432 | NUTIL | 432.NUTIL | 0
1337 |  |  | 428 | NUTIL | NUTIL |  | 0 | 0 | 0 | 0 | 0 |  | 432 | NUTIL | 432.NUTIL1 | 0
1338 |  |  | 429 | NUTIL | NUTIL |  | 0 | 0 | 0 | 0 | 0 |  | 432 | NUTIL | 432.NUTIL2 | 0
1339 |  |  | 431 | NUTIL | NUTIL |  | 0 | 0 | 0 | 0 | 0 |  | 432 | NUTIL | 432.NUTIL3 | 0
1340 | [12 empty] | 432 | NA | 432.NA6 | 0
1341 |  |  | Total Non-utility Interest |  |  |  | 0 | 0 | 0 | 0 | 0 |  | 432 | NA | 432.NA7 | 0
1342 | [12 empty] | 432 | NA | 432.NA8 | 0
1343 |  | Total Interest Deductions for Tax |  |  |  |  | 369309843.72 | 346241794.4806 | 23068049.2394 | -2202896.5554 | 20865152.684 |  | 432 | NA | 432.NA9 | 20865152.684
1344 | [12 empty] | 432 | NA | 432.NA10 | 0
1345 | [12 empty] | 432 | NA | 432.NA11 | 0
1346 | 419 | Interest & Dividends | [10 empty] | 419 | NA | 419.NA | 0
1347 |  |  |  | GP | S |  | 0 | 0 | 0 | 0 | 0 |  | 419 | S | 419.S | 0
1348 |  |  |  | GP | SNP |  | -21219276.56 | -19893865.5946 | -1325410.9654 | -556116.0566 | -1881527.0221 |  | 419 | SNP | 419.SNP | -1881527.0221
1349 |  | Total Operating Deductions for Tax |  |  |  |  | -21219276.56 | -19893865.5946 | -1325410.9654 | -556116.0566 | -1881527.0221 |  | 419 | NA | 419.NA1 | -1881527.0221
1350 | [12 empty] | 419 | NA | 419.NA2 | 0
1351 | [12 empty] | 419 | NA | 419.NA3 | 0
1352 | 41010 | Deferred Income Tax - Federal-DR | [10 empty] | 41010 | NA | 41010.NA | 0
1353 |  |  |  | P | S |  | -4341541 | -4341541 | 0 | -100976.891 | -100976.891 |  | 41010 | S | 41010.S | -100976.891
1354 |  |  |  | P | TROJD |  | 0 | 0 | 0 | 0 | 0 |  | 41010 | TROJD | 41010.TROJD | 0
1355 |  |  |  | IBT | CIAC |  | 0 | 0 | 0 | 0 | 0 |  | 41010 | CIAC | 41010.CIAC | 0
1356 |  |  |  | LABOR | SO |  | 5064160 | 4717102.3833 | 347057.6167 | -145638.2918 | 201419.3249 |  | 41010 | SO | 41010.SO | 201419.3249
1357 |  |  |  | GP | SNP |  | 10111641 | 9480041.7171 | 631599.2829 | 0 | 631599.2829 |  | 41010 | SNP | 41010.SNP | 631599.2829
1358 |  |  |  | P | SE |  | 0 | 0 | 0 | 0 | 0 |  | 41010 | SE | 41010.SE | 0
1359 |  |  |  | PT | SG |  | 51374035 | 47163401.7056 | 4210633.2944 | 7052.6871 | 4217685.9815 |  | 41010 | SG | 41010.SG | 4217685.9815
1360 |  |  |  | GP | GPS |  | 16149282 | 15042537.4811 | 1106744.5189 | 0 | 1106744.5189 |  | 41010 | GPS | 41010.GPS | 1106744.5189
1361 |  |  |  | TAXDEPR | TAXDEPR |  | 242607763 | 225850216.6405 | 16757546.3595 | 0 | 16757546.3595 |  | 41010 | TAXDEPR | 41010.TAXDEPR | 16757546.3595
1362 |  |  |  | CUST | CAEW |  | 0 | 0 | 0 | 0 | 0 |  | 41010 | CAEW | 41010.CAEW | 0
1363 |  |  |  | CUST | CN |  | 0 | 0 | 0 | -11514.6601 | -11514.6601 |  | 41010 | CN | 41010.CN | -11514.6601
1364 |  |  |  | P | JBE |  | 2844427 | 2195456.7627 | 648970.2373 | -136834.3631 | 512135.8742 |  | 41010 | JBE | 41010.JBE | 512135.8742
1365 |  |  |  | PT | CAGW |  | -73775 | -57175.6059 | -16599.3941 | -792.4766 | -17391.8706 |  | 41010 | CAGW | 41010.CAGW | -17391.8706
1366 |  |  |  | PT | CAGE |  | 88372 | 88372 | 0 | 0 | 0 |  | 41010 | CAGE | 41010.CAGE | 0
1367 |  |  |  | P | JBG |  | 0 | 0 | 0 | -32071.0868 | -32071.0868 |  | 41010 | JBG | 41010.JBG | -32071.0868
1368 |  |  |  | P | CAEE |  | 4851206 | 4851206 | 0 | 0 | 0 |  | 41010 | CAEE | 41010.CAEE | 0
1369 |  |  |  | DPW | SNPD |  | -384630.0005 | -359715.841 | -24914.1595 | 24914.2242 | 0.064741 |  | 41010 | SNPD | 41010.SNPD | 0.064741
1370 | [5 empty] | B7 | 328290939.9995 | 304629902.2432 | 23661037.7563 | -395860.8581 | 23265176.8981 |  | 41010 | NA | 41010.NA1 | 23265176.8981
1371 | [12 empty] | 41010 | NA | 41010.NA2 | 0
1372 | [12 empty] | 41010 | NA | 41010.NA3 | 0
1373 | [12 empty] | 41010 | NA | 41010.NA4 | 0
1374 | 41110 | Deferred Income Tax - Federal-CR | [10 empty] | 41110 | NA | 41110.NA | 0
1375 |  |  |  | GP | S |  | -45991203 | -41989212 | -4001991 | 87114 | -3914877 |  | 41110 | S | 41110.S | -3914877
1376 |  |  |  | DPW | CIAC |  | -26366186.0261 | -24658333.3817 | -1707852.6443 | 0 | -1707852.6443 |  | 41110 | CIAC | 41110.CIAC | -1707852.6443
1377 |  |  |  | GP | SCHMDEXP |  | -244398618 | -227613749.1974 | -16784868.8026 | 0 | -16784868.8026 |  | 41110 | SCHMDEXP | 41110.SCHMDEXP | -16784868.8026
1378 |  |  |  | GP | SNP |  | -4992319 | -4680485.8267 | -311833.1733 | 11958.2129 | -299874.9604 |  | 41110 | SNP | 41110.SNP | -299874.9604
1379 |  |  |  | PT | SG |  | -766 | -703.2184 | -62.7816 | 2712.5594 | 2649.7777 |  | 41110 | SG | 41110.SG | 2649.7777
1380 |  |  |  | PT | SNPD |  | -550093.0007 | -514461.0824 | -35631.9183 | 0 | -35631.9183 |  | 41110 | SNPD | 41110.SNPD | -35631.9183
1381 |  |  |  | LABOR | SO |  | -11169856 | -10404362.0972 | -765493.9028 | 229083.8225 | -536410.0802 |  | 41110 | SO | 41110.SO | -536410.0802
1382 |  |  |  | IBT | TAXDEPR |  | 0 | 0 | 0 | 0 | 0 |  | 41110 | TAXDEPR | 41110.TAXDEPR | 0
1383 |  |  |  | CUST | JBG |  | 0 | 0 | 0 | -2725.2031 | -2725.2031 |  | 41110 | JBG | 41110.JBG | -2725.2031
1384 |  |  |  | CUST | BADDEBT |  | 386213 | 329912.6543 | 56300.3457 | -56300.3457 | 0 |  | 41110 | BADDEBT | 41110.BADDEBT | 0
1385 |  |  |  | GP | GPS |  | 219271 | 204243.8937 | 15027.1063 | -15027.1063 | 0 |  | 41110 | GPS | 41110.GPS | 0
1386 |  |  |  | P | SGCT |  | 0 | 0 | 0 | 0 | 0 |  | 41110 | SGCT | 41110.SGCT | 0
1387 |  |  |  | P | JBE |  | -6942362 | -5358427.4098 | -1583934.5902 | 19618.3638 | -1564316.2264 |  | 41110 | JBE | 41110.JBE | -1564316.2264
1388 |  |  |  | PT | CAGW |  | 21896 | 16969.3943 | 4926.6057 | -10404.462 | -5477.8563 |  | 41110 | CAGW | 41110.CAGW | -5477.8563
1389 |  |  |  | PT | CAGE |  | -472703 | -472703 | 0 | 0 | 0 |  | 41110 | CAGE | 41110.CAGE | 0
1390 |  |  |  | P | SE |  | 0 | 0 | 0 | 0 | 0 |  | 41110 | SE | 41110.SE | 0
1391 |  |  |  | P | CAEE |  | -8396272 | -8396272 | 0 | 0 | 0 |  | 41110 | CAEE | 41110.CAEE | 0
1392 | [5 empty] | B7 | -348652998.0267 | -323537583.2712 | -25115414.7555 | 266029.8416 | -24849384.9139 |  | 41110 | NA | 41110.NA1 | -24849384.9139
1393 | [12 empty] | 41110 | NA | 41110.NA2 | 0
1394 | TOTAL DEFERRED INCOME TAXES |  |  |  |  | B7 | -20362058.0272 | -18907681.028 | -1454376.9993 | -129831.0165 | -1584208.0158 |  | TOTAL DEFERRED INCOME TAXES | NA | TOTAL DEFERRED INCOME TAXES.NA | -1584208.0158
1395 | SCHMAF | Additions - Flow Through | [10 empty] | SCHMAF | NA | SCHMAF.NA | 0
1396 |  |  |  | SCHMAF | S |  | 0 | 0 | 0 | 0 | 0 |  | SCHMAF | S | SCHMAF.S | 0
1397 |  |  |  | SCHMAF | SNP |  | 0 | 0 | 0 | 0 | 0 |  | SCHMAF | SNP | SCHMAF.SNP | 0
1398 |  |  |  | SCHMAF | SO |  | 0 | 0 | 0 | 0 | 0 |  | SCHMAF | SO | SCHMAF.SO | 0
1399 |  |  |  | SCHMAF | SE |  | 0 | 0 | 0 | 0 | 0 | x | SCHMAF | SE | SCHMAF.SE | 0
1400 |  |  |  | SCHMAF | TROJP |  | 0 | 0 | 0 | 0 | 0 |  | SCHMAF | TROJP | SCHMAF.TROJP | 0
1401 |  |  |  | SCHMAF | DGP |  | 0 | 0 | 0 | 0 | 0 |  | SCHMAF | DGP | SCHMAF.DGP | 0
1402 | [5 empty] | B6 | 0 | 0 | 0 | 0 | 0 |  | SCHMAF | NA | SCHMAF.NA1 | 0
1403 | [12 empty] | SCHMAF | NA | SCHMAF.NA2 | 0
1404 | SCHMAP | Additions - Permanent | [10 empty] | SCHMAP | NA | SCHMAP.NA | 0
1405 |  |  |  | P | S |  | 0 | 0 | 0 | 0 | 0 |  | SCHMAP | S | SCHMAP.S | 0
1406 |  |  |  | P | BADDEBT |  | 0 | 0 | 0 | 0 | 0 |  | SCHMAP | BADDEBT | SCHMAP.BADDEBT | 0
1407 |  |  |  | P | JBE |  | 59711 | 46087.6369 | 13623.3631 | 0 | 13623.3631 |  | SCHMAP | JBE | SCHMAP.JBE | 13623.3631
1408 |  |  |  | P | SCHMDEXP |  | 68490.17 | 63786.3851 | 4703.7849 | 0 | 4703.7849 |  | SCHMAP | SCHMDEXP | SCHMAP.SCHMDEXP | 4703.7849
1409 |  |  |  | P | CAEE |  | 0 | 0 | 0 | 0 | 0 |  | SCHMAP | CAEE | SCHMAP.CAEE | 0
1410 |  |  |  | P | CAGW |  | 0 | 0 | 0 | 0 | 0 |  | SCHMAP | CAGW | SCHMAP.CAGW | 0
1411 |  |  |  | P | CAGE |  | 0 | 0 | 0 | 0 | 0 |  | SCHMAP | CAGE | SCHMAP.CAGE | 0
1412 |  |  |  | LABOR | SNP |  | 0 | 0 | 0 | 0 | 0 |  | SCHMAP | SNP | SCHMAP.SNP | 0
1413 |  |  |  | SCHMAP-SO | SO |  | -279652.16 | -260487.0048 | -19165.1552 | 0 | -19165.1552 |  | SCHMAP | SO | SCHMAP.SO | -19165.1552
1414 | [12 empty] | SCHMAP | NA | SCHMAP.NA1 | 0
1415 | [5 empty] | B6 | -151450.99 | -150612.9828 | -838.0072 | 0 | -838.0072 |  | SCHMAP | NA | SCHMAP.NA2 | -838.0072
1416 | [12 empty] | SCHMAP | NA | SCHMAP.NA3 | 0
1417 | SCHMAT | Additions - Temporary | [10 empty] | SCHMAT | NA | SCHMAT.NA | 0
1418 |  |  |  | SCHMAT-SITUS | S |  | 104664088.94 | 92653993.58 | 12010095.36 | 140198.0722 | 12150293.4322 |  | SCHMAT | S | SCHMAT.S | 12150293.4322
1419 |  |  |  | P | JBE |  | 22202202 | 17136658.6407 | 5065543.3593 | 0 | 5065543.3593 |  | SCHMAT | JBE | SCHMAT.JBE | 5065543.3593
1420 |  |  |  | DPW | CIAC |  | 84321064.0843 | 78859221.7031 | 5461842.3812 | 0 | 5461842.3812 |  | SCHMAT | CIAC | SCHMAT.CIAC | 5461842.3812
1421 |  |  |  | SCHMAT-SNP | SNP |  | 15965812.13 | 14968546.1577 | 997265.9723 | 0 | 997265.9723 |  | SCHMAT | SNP | SCHMAT.SNP | 997265.9723
1422 |  |  |  | P | TROJD |  | 0 | 0 | 0 | 0 | 0 |  | SCHMAT | TROJD | SCHMAT.TROJD | 0
1423 |  |  |  | P | CN |  | 0 | 0 | 0 | 36824.8383 | 36824.8383 |  | SCHMAT | CN | SCHMAT.CN | 36824.8383
1424 |  |  |  | SCHMAT-SE | SE |  | 0 | 0 | 0 | 0 | 0 |  | SCHMAT | SE | SCHMAT.SE | 0
1425 |  |  |  | P | SG |  | 2449.32 | 2248.5729 | 200.7471 | 12.9665 | 213.7136 |  | SCHMAT | SG | SCHMAT.SG | 213.7136
1426 |  |  |  | SCHMAT | GPS |  | -701243.89 | -653186.1601 | -48057.7299 | 0 | -48057.7299 |  | SCHMAT | GPS | SCHMAT.GPS | -48057.7299
1427 |  |  |  | SCHMAT-SO | SO |  | 35722057.45 | 33273949.1509 | 2448108.2991 | -554288.7383 | 1893819.5608 |  | SCHMAT | SO | SCHMAT.SO | 1893819.5608
1428 |  |  |  | SCHMAT-SNP | SNPD |  | 1759238.5918 | 1645285.05 | 113953.5418 | 0 | 113953.5418 |  | SCHMAT | SNPD | SCHMAT.SNPD | 113953.5418
1429 |  |  |  | P | JBG |  | 0 | 0 | 0 | 115683.7602 | 115683.7602 |  | SCHMAT | JBG | SCHMAT.JBG | 115683.7602
1430 |  |  |  | CUST | BADDEBT |  | -1235139.5 | -1055086.5738 | -180052.9262 | 0 | -180052.9262 |  | SCHMAT | BADDEBT | SCHMAT.BADDEBT | -180052.9262
1431 |  |  |  | P | CAGW |  | -64244.26 | -49789.2849 | -14454.9751 | 638692.3247 | 624237.3496 |  | SCHMAT | CAGW | SCHMAT.CAGW | 624237.3496
1432 |  |  |  | P | CAGE |  | 109008.94 | 109008.94 | 0 | 0 | 0 |  | SCHMAT | CAGE | SCHMAT.CAGE | 0
1433 |  |  |  | SCHMAT-SE | CAEW |  | 0 | 0 | 0 | 0 | 0 |  | SCHMAT | CAEW | SCHMAT.CAEW | 0
1434 |  |  |  | SCHMAT-SE | CAEE |  | 26851914.45 | 26851914.45 | 0 | 0 | 0 |  | SCHMAT | CAEE | SCHMAT.CAEE | 0
1435 |  |  |  | BOOKDEPR | SCHMDEXP |  | 781605368.1 | 727926081.0961 | 53679287.0039 | 0 | 53679287.0039 |  | SCHMAT | SCHMDEXP | SCHMAT.SCHMDEXP | 53679287.0039
1436 | [5 empty] | B6 | 1071202576.3561 | 991668845.3227 | 79533731.0334 | 377123.2236 | 79910854.257 |  | SCHMAT | NA | SCHMAT.NA1 | 79910854.257
1437 | [12 empty] | SCHMAT | NA | SCHMAT.NA2 | 0
1438 | TOTAL SCHEDULE - M ADDITIONS |  |  |  |  | B6 | 1071051125.3661 | 991518232.3399 | 79532893.0262 | 377123.2236 | 79910016.2498 |  | TOTAL SCHEDULE - M ADDITIONS | NA | TOTAL SCHEDULE - M ADDITIONS.NA | 79910016.2498
1439 | [12 empty] | TOTAL SCHEDULE - M ADDITIONS | NA | TOTAL SCHEDULE - M ADDITIONS.NA1 | 0
1440 | SCHMDF | Deductions - Flow Through | [10 empty] | SCHMDF | NA | SCHMDF.NA | 0
1441 |  |  |  | SCHMDF | S |  | 0 | 0 | 0 | 0 | 0 |  | SCHMDF | S | SCHMDF.S | 0
1442 |  |  |  | SCHMDF | CAGW |  | 0 | 0 | 0 | 0 | 0 |  | SCHMDF | CAGW | SCHMDF.CAGW | 0
1443 |  |  |  | SCHMDF | CAGE |  | 0 | 0 | 0 | 0 | 0 |  | SCHMDF | CAGE | SCHMDF.CAGE | 0
1444 |  |  |  | SCHMDF | DGP |  | 0 | 0 | 0 | 0 | 0 |  | SCHMDF | DGP | SCHMDF.DGP | 0
1445 |  |  |  | SCHMDF | DGU |  | 0 | 0 | 0 | 0 | 0 |  | SCHMDF | DGU | SCHMDF.DGU | 0
1446 | [5 empty] | B6 | 0 | 0 | 0 | 0 | 0 |  | SCHMDF | NA | SCHMDF.NA1 | 0
1447 | SCHMDP | Deductions - Permanent | [10 empty] | SCHMDP | NA | SCHMDP.NA | 0
1448 |  |  |  | SCHMDP | S |  | 0 | 0 | 0 | 0 | 0 |  | SCHMDP | S | SCHMDP.S | 0
1449 |  |  |  | P | SE |  | 0 | 0 | 0 | 0 | 0 |  | SCHMDP | SE | SCHMDP.SE | 0
1450 |  |  |  | P | CAEW |  | 0 | 0 | 0 | 0 | 0 |  | SCHMDP | CAEW | SCHMDP.CAEW | 0
1451 |  |  |  | P | JBE |  | 1529926 | 1180865.7361 | 349060.2639 | 0 | 349060.2639 |  | SCHMDP | JBE | SCHMDP.JBE | 349060.2639
1452 |  |  |  | PTD | SNP |  | 81771.51 | 76663.8497 | 5107.6603 | 0 | 5107.6603 |  | SCHMDP | SNP | SCHMDP.SNP | 5107.6603
1453 |  |  |  | SCHMDP | SG |  | 18553426.21 | 17032781.1191 | 1520645.0909 | 0 | 1520645.0909 |  | SCHMDP | SG | SCHMDP.SG | 1520645.0909
1454 |  |  |  | P | SCHMDEXP |  | -10637 | -9906.4695 | -730.5305 | 0 | -730.5305 |  | SCHMDP | SCHMDEXP | SCHMDP.SCHMDEXP | -730.5305
1455 |  |  |  | SCHMDP-SO | SO |  | 0 | 0 | 0 | 0 | 0 |  | SCHMDP | SO | SCHMDP.SO | 0
1456 | [5 empty] | B6 | 20154486.72 | 18280404.2354 | 1874082.4846 | 0 | 1874082.4846 |  | SCHMDP | NA | SCHMDP.NA1 | 1874082.4846
1457 | [12 empty] | SCHMDP | NA | SCHMDP.NA2 | 0
1458 | SCHMDT | Deductions - Temporary | [10 empty] | SCHMDT | NA | SCHMDT.NA | 0
1459 |  |  |  | GP | S |  | -13884592.24 | -13884592.24 | 0 | 20297.8228 | 20297.8228 |  | SCHMDT | S | SCHMDT.S | 20297.8228
1460 |  |  |  | CUST | BADDEBT |  | 0 | 0 | 0 | 0 | 0 |  | SCHMDT | BADDEBT | SCHMDT.BADDEBT | 0
1461 |  |  |  | CUST | CN |  | 0 | 0 | 0 | 0 | 0 |  | SCHMDT | CN | SCHMDT.CN | 0
1462 |  |  |  | SCHMDT-SNP | SNP |  | 32337802.74 | 30317899.8357 | 2019902.9043 | 552450.562 | 2572353.4662 |  | SCHMDT | SNP | SCHMDT.SNP | 2572353.4662
1463 |  |  |  | DPW | SNPD |  | -1230076.9212 | -1150399.4844 | -79677.4369 | 0 | -79677.4369 |  | SCHMDT | SNPD | SCHMDT.SNPD | -79677.4369
1464 |  |  |  | P | JBE |  | 9096698 | 7021240.8834 | 2075457.1166 | 0 | 2075457.1166 |  | SCHMDT | JBE | SCHMDT.JBE | 2075457.1166
1465 |  |  |  | P | SE |  | 0 | 0 | 0 | 0 | 0 |  | SCHMDT | SE | SCHMDT.SE | 0
1466 |  |  |  | SCHMDT-SG | SG |  | 164298066.91 | 150832141.745 | 13465925.165 | 0 | 13465925.165 |  | SCHMDT | SG | SCHMDT.SG | 13465925.165
1467 |  |  |  | SCHMDT-GPS | GPS |  | 51646631.7 | 48107178.5803 | 3539453.1197 | 0 | 3539453.1197 |  | SCHMDT | GPS | SCHMDT.GPS | 3539453.1197
1468 |  |  |  | SCHMDT-SO | SO |  | 16195554.55 | 15085638.8751 | 1109915.6749 | -352990.2367 | 756925.4382 |  | SCHMDT | SO | SCHMDT.SO | 756925.4382
1469 |  |  |  | TAXDEPR | TAXDEPR |  | 775878069 | 722286161.8417 | 53591907.1583 | 0 | 53591907.1583 |  | SCHMDT | TAXDEPR | SCHMDT.TAXDEPR | 53591907.1583
1470 |  |  |  | SCHMDT-SG | CAGW |  | -235937.5 | -182851.5015 | -53085.9985 | 778149.2673 | 725063.2688 |  | SCHMDT | CAGW | SCHMDT.CAGW | 725063.2688
1471 |  |  |  | SCHMDT-SG | CAGE |  | 282618.97 | 282618.97 | 0 | 0 | 0 |  | SCHMDT | CAGE | SCHMDT.CAGE | 0
1472 |  |  |  | P | JBG |  | 0 | 0 | 0 | 13117.0651 | 13117.0651 |  | SCHMDT | JBG | SCHMDT.JBG | 13117.0651
1473 |  |  |  | P | CAEE |  | 15514526.97 | 15514526.97 | 0 | 0 | 0 |  | SCHMDT | CAEE | SCHMDT.CAEE | 0
1474 |  |  |  | P | TROJD |  | 0 | 0 | 0 | 0 | 0 |  | SCHMDT | TROJD | SCHMDT.TROJD | 0
1475 | [5 empty] | B6 | 1049899362.1788 | 974229564.4754 | 75669797.7034 | 1011024.4804 | 76680822.1838 |  | SCHMDT | NA | SCHMDT.NA1 | 76680822.1838
1476 | [12 empty] | SCHMDT | NA | SCHMDT.NA2 | 0
1477 | TOTAL SCHEDULE - M DEDUCTIONS |  |  |  |  | B6 | 1070053848.8988 | 992509968.7108 | 77543880.188 | 1011024.4804 | 78554904.6684 |  | TOTAL SCHEDULE - M DEDUCTIONS | NA | TOTAL SCHEDULE - M DEDUCTIONS.NA | 78554904.6684
1478 | [12 empty] | TOTAL SCHEDULE - M DEDUCTIONS | NA | TOTAL SCHEDULE - M DEDUCTIONS.NA1 | 0
1479 | TOTAL SCHEDULE - M ADJUSTMENTS |  |  |  |  | B6 | 997276.4673 | -991736.3709 | 1989012.8382 | -633901.2568 | 1355111.5814 |  | TOTAL SCHEDULE - M ADJUSTMENTS | NA | TOTAL SCHEDULE - M ADJUSTMENTS.NA | 1355111.5814
1480 | [12 empty] | TOTAL SCHEDULE - M ADJUSTMENTS | NA | TOTAL SCHEDULE - M ADJUSTMENTS.NA1 | 0
1481 | [12 empty] | TOTAL SCHEDULE - M ADJUSTMENTS | NA | TOTAL SCHEDULE - M ADJUSTMENTS.NA2 | 0
1482 | 40911 | State Income Taxes | [10 empty] | 40911 | NA | 40911.NA | 0
1483 |  |  |  | IBT | IBT |  | 90268483.4467 | 90268483.4467 | 0 | 0 | 0 |  | 40911 | IBT | 40911.IBT | 0
1484 |  |  | Credits | IBT | IBT |  | 0 | 0 | 0 | 0 | 0 |  | 40911 | IBT | 40911.IBT1 | 0
1485 |  |  |  |  | CAGE |  | 0 | 0 | 0 | 0 | 0 |  | 40911 | CAGE | 40911.CAGE | 0
1486 |  |  |  | IBT | IBT |  | 0 | 0 | 0 | 0 | 0 |  | 40911 | IBT | 40911.IBT2 | 0
1487 | TOTAL STATE TAXES |  |  |  |  | B6 | 90268483.4467 | 90268483.4467 | 0 | 0 | 0 |  | TOTAL STATE TAXES | NA | TOTAL STATE TAXES.NA | 0
1488 | [12 empty] | TOTAL STATE TAXES | NA | TOTAL STATE TAXES.NA1 | 0
1489 | [12 empty] | TOTAL STATE TAXES | NA | TOTAL STATE TAXES.NA2 | 0
1490 | Calculation of Taxable Income: | [11 empty] | Calculation of Taxable Income: | NA | Calculation of Taxable Income:.NA | 0
1491 |  | Operating Revenues |  |  |  |  | 4922099130.37 | 4576150792.6014 | 345948337.7686 | 19104396.3118 | 365052734.0804 |  | Calculation of Taxable Income: | NA | Calculation of Taxable Income:.NA1 | 365052734.0804
1492 |  | Operating Deductions: | [9 empty] | x | Calculation of Taxable Income: | NA | Calculation of Taxable Income:.NA2 | 0
1493 |  | O & M Expenses |  |  |  |  | 1575568232.4153 | 1379839429.6996 | 195728802.7157 | 16191324.1592 | 211920126.8749 |  | Calculation of Taxable Income: | NA | Calculation of Taxable Income:.NA3 | 211920126.8749
1494 |  | Depreciation Expense |  |  |  |  | 707996943.76 | 659372954.3491 | 48623989.4109 | 467275.4785 | 49091264.8894 |  | Calculation of Taxable Income: | NA | Calculation of Taxable Income:.NA4 | 49091264.8894
1495 |  | Amortization Expense |  |  |  |  | 50034324.56 | 44992827.5741 | 5041496.9859 | 111968.787 | 5153465.7729 |  | Calculation of Taxable Income: | NA | Calculation of Taxable Income:.NA5 | 5153465.7729
1496 |  | Taxes Other Than Income |  |  |  |  | 199602612.51 | 176667537.4281 | 22935075.0819 | 226931.9235 | 23162007.0054 |  | Calculation of Taxable Income: | NA | Calculation of Taxable Income:.NA6 | 23162007.0054
1497 |  | Interest & Dividends (AFUDC-Equity) |  |  |  |  | -21219276.56 | -19893865.5946 | -1325410.9654 | -556116.0566 | -1881527.0221 |  | Calculation of Taxable Income: | NA | Calculation of Taxable Income:.NA7 | -1881527.0221
1498 |  | Misc Revenue & Expense |  |  |  |  | -384164.11 | -354208.6387 | -29955.4713 | 71406.4747 | 41451.0034 |  | Calculation of Taxable Income: | NA | Calculation of Taxable Income:.NA8 | 41451.0034
1499 |  | Total Operating Deductions |  |  |  |  | 2511598672.5753 | 2240624674.8176 | 270973997.7577 | 16512790.7662 | 287486788.5239 |  | Calculation of Taxable Income: | NA | Calculation of Taxable Income:.NA9 | 287486788.5239
1500 |  | Other Deductions: | [10 empty] | Calculation of Taxable Income: | NA | Calculation of Taxable Income:.NA10 | 0
1501 |  | Interest Deductions |  |  |  |  | 369309843.72 | 346241794.4806 | 23068049.2394 | -2202896.5554 | 20865152.684 |  | Calculation of Taxable Income: | NA | Calculation of Taxable Income:.NA11 | 20865152.684
1502 |  | Interest on PCRBS |  |  |  |  | 0 | 0 | 0 | 0 | 0 |  | Calculation of Taxable Income: | NA | Calculation of Taxable Income:.NA12 | 0
1503 |  | Schedule M Adjustments |  |  |  |  | 997276.4673 | -991736.3709 | 1989012.8382 | -633901.2568 | 1355111.5814 |  | Calculation of Taxable Income: | NA | Calculation of Taxable Income:.NA13 | 1355111.5814
1504 | [12 empty] | Calculation of Taxable Income: | NA | Calculation of Taxable Income:.NA14 | 0
1505 |  | Income Before State Taxes |  |  |  |  | 2042187890.5421 | 1988292586.9323 | 53895303.6098 | 4160600.8441 | 58055904.4539 |  | Calculation of Taxable Income: | NA | Calculation of Taxable Income:.NA15 | 58055904.4539
1506 | [12 empty] | Calculation of Taxable Income: | NA | Calculation of Taxable Income:.NA16 | 0
1507 |  | State Income Taxes |  |  |  |  | 90268483.4467 | 90268483.4467 | 0 | 0 | 0 |  | Calculation of Taxable Income: | NA | Calculation of Taxable Income:.NA17 | 0
1508 | [12 empty] | Calculation of Taxable Income: | NA | Calculation of Taxable Income:.NA18 | 0
1509 | Total Taxable Income | [5 empty] | 1951919407.0953 | 1898024103.4855 | 53895303.6098 | 4160600.8441 | 58055904.4539 |  | Total Taxable Income | NA | Total Taxable Income.NA | 58055904.4539
1510 | [12 empty] | Total Taxable Income | NA | Total Taxable Income.NA1 | 0
1511 | Tax Rate | [5 empty] | 28% | 28% | 28% | 28% | 28% |  | Tax Rate | NA | Tax Rate.NA | 0.28
1512 | [12 empty] | Tax Rate | NA | Tax Rate.NA1 | 0
1513 | Federal Income Tax - Calculated | [5 empty] | 546537433.9867 | 531446748.976 | 15090685.0107 | 1164968.2364 | 16255653.2471 |  | Federal Income Tax - Calculated | NA | Federal Income Tax - Calculated.NA | 16255653.2471
1514 | [12 empty] | Federal Income Tax - Calculated | NA | Federal Income Tax - Calculated.NA1 | 0
1515 | Adjustments to Calculated Tax: | [11 empty] | Adjustments to Calculated Tax: | NA | Adjustments to Calculated Tax:.NA | 0
1516 | 40910 |  | Fed. Credit | P | SE |  | 0 | 0 | 0 | 0 | 0 |  | 40910 | SE | 40910.SE | 0
1517 | 40910 |  | Fed. Credit | P | JBE |  | -26671 | -20585.878 | -6085.122 | 0 | -6085.122 |  | 40910 | JBE | 40910.JBE | -6085.122
1518 | 40910 |  | Fed. Credit | P | SO |  | -2229 | -2076.2419 | -152.7581 | 0 | -152.7581 |  | 40910 | SO | 40910.SO | -152.7581
1519 | 40910 |  | Fed. Credit | P | SG |  | 0 | 0 | 0 | 0 | 0 |  | 40910 | SG | 40910.SG | 0
1520 | 40910 |  | Fed. Credit |  | CAGW |  | -8651067 | -6704574.6891 | -1946492.3109 | 1946492.3109 | 0 |  | 40910 | CAGW | 40910.CAGW | 0
1521 | 40910 |  | Fed. Credit |  | CAEE |  | 0 | 0 | 0 | 0 | 0 |  | 40910 | CAEE | 40910.CAEE | 0
1522 | FEDERAL INCOME TAX | [5 empty] | 537857466.9867 | 524719512.1669 | 13137954.8198 | 3111460.5472 | 16249415.367 |  | FEDERAL INCOME TAX | NA | FEDERAL INCOME TAX.NA | 16249415.367
1523 | [12 empty] | FEDERAL INCOME TAX | NA | FEDERAL INCOME TAX.NA1 | 0
1524 | TOTAL OPERATING EXPENSES | [5 empty] | 3137119862.9414 | 2853136876.3978 | 283982986.5436 | 20050536.3536 | 304033522.8972 |  | TOTAL OPERATING EXPENSES | NA | TOTAL OPERATING EXPENSES.NA | 304033522.8972
1525 | 310 | Land and Land Rights | [10 empty] | 310 | NA | 310.NA | 0
1526 |  |  |  | P | DGP |  | 0 | 0 | 0 | 0 | 0 |  | 310 | DGP | 310.DGP | 0
1527 |  |  |  | P | DGU |  | 0 | 0 | 0 | 0 | 0 | x | 310 | DGU | 310.DGU | 0
1528 |  |  |  | P | SG |  | 0 | 0 | 0 | 0 | 0 |  | 310 | SG | 310.SG | 0
1529 |  |  |  | P | CAGW |  | 1788644.22 | 1386198.8082 | 402445.4118 | 0 | 402445.4118 |  | 310 | CAGW | 310.CAGW | 402445.4118
1530 |  |  |  | P | CAGE |  | 89882887.5796 | 89882887.5796 | 0 | 0 | 0 |  | 310 | CAGE | 310.CAGE | 0
1531 |  |  |  | P | JBG |  | 1193760.78 | 925164.296 | 268596.484 | 0 | 268596.484 |  | 310 | JBG | 310.JBG | 268596.484
1532 |  |  |  | P | S |  | 0 | 0 | 0 | 0 | 0 |  | 310 | S | 310.S | 0
1533 |  |  |  | P | CAGE |  | 0 | 0 | 0 | 0 | 0 |  | 310 | CAGE | 310.CAGE1 | 0
1534 | [5 empty] | B8 | 92865292.5796 | 92194250.6838 | 671041.8958 | 0 | 671041.8958 |  | 310 | NA | 310.NA1 | 671041.8958
1535 | [12 empty] | 310 | NA | 310.NA2 | 0
1536 | 311 | Structures and Improvements | [10 empty] | 311 | NA | 311.NA | 0
1537 |  |  |  | P | DGP |  | 0 | 0 | 0 | 0 | 0 |  | 311 | DGP | 311.DGP | 0
1538 |  |  |  | P | DGU |  | 0 | 0 | 0 | 0 | 0 |  | 311 | DGU | 311.DGU | 0
1539 |  |  |  | P | SG |  | 0 | 0 | 0 | 0 | 0 |  | 311 | SG | 311.SG | 0
1540 |  |  |  | P | CAGW |  | 62651691.145 | 48555044.4449 | 14096646.7001 | 57501.2292 | 14154147.9293 |  | 311 | CAGW | 311.CAGW | 14154147.9293
1541 |  |  |  | P | CAGE |  | 813551702.9308 | 813551702.9308 | 0 | 0 | 0 |  | 311 | CAGE | 311.CAGE | 0
1542 |  |  |  | P | JBG |  | 146995142.0258 | 113921197.0788 | 33073944.947 | 86345.0224 | 33160289.9694 |  | 311 | JBG | 311.JBG | 33160289.9694
1543 |  |  |  | P | CAGE |  | 0 | 0 | 0 | 0 | 0 |  | 311 | CAGE | 311.CAGE1 | 0
1544 | [5 empty] | B8 | 1023198536.1017 | 976027944.4546 | 47170591.6471 | 143846.2515 | 47314437.8986 |  | 311 | NA | 311.NA1 | 47314437.8986
1545 | [12 empty] | 311 | NA | 311.NA2 | 0
1546 | 312 | Boiler Plant Equipment | [10 empty] | 312 | NA | 312.NA | 0
1547 |  |  |  | P | DGP |  | 0 | 0 | 0 | 0 | 0 |  | 312 | DGP | 312.DGP | 0
1548 |  |  |  | P | DGU |  | 0 | 0 | 0 | 0 | 0 |  | 312 | DGU | 312.DGU | 0
1549 |  |  |  | P | SG |  | 0 | 0 | 0 | 0 | 0 |  | 312 | SG | 312.SG | 0
1550 |  |  |  | P | CAGW |  | 121896426.0837 | 94469698.7105 | 27426727.3732 | -28656099.0965 | -1229371.7233 |  | 312 | CAGW | 312.CAGW | -1229371.7233
1551 |  |  |  | P | CAGE |  | 3493387700.3513 | 3493387700.3513 | 0 | 0 | 0 |  | 312 | CAGE | 312.CAGE | 0
1552 |  |  |  | P | JBG |  | 977523828.59 | 757580714.5143 | 219943114.0757 | -46829117.2141 | 173113996.8617 |  | 312 | JBG | 312.JBG | 173113996.8617
1553 |  |  |  | P | S |  | 0 | 0 | 0 | -284706.257 | -284706.257 |  | 312 | S | 312.S | -284706.257
1554 | [5 empty] | B8 | 4592807955.025 | 4345438113.576 | 247369841.449 | -75769922.5676 | 171599918.8814 |  | 312 | NA | 312.NA1 | 171599918.8814
1555 | [12 empty] | 312 | NA | 312.NA2 | 0
1556 | 314 | Turbogenerator Units | [10 empty] | 314 | NA | 314.NA | 0
1557 |  |  |  | P | DGP |  | 0 | 0 | 0 | 0 | 0 |  | 314 | DGP | 314.DGP | 0
1558 |  |  |  | P | DGU |  | 0 | 0 | 0 | 0 | 0 |  | 314 | DGU | 314.DGU | 0
1559 |  |  |  | P | SG |  | 0 | 0 | 0 | 0 | 0 |  | 314 | SG | 314.SG | 0
1560 |  |  |  | P | CAGW |  | 39009279.3392 | 30232181.4058 | 8777097.9333 | 17249.015 | 8794346.9483 |  | 314 | CAGW | 314.CAGW | 8794346.9483
1561 |  |  |  | P | CAGE |  | 740664821.6779 | 740664821.6779 | 0 | 0 | 0 |  | 314 | CAGE | 314.CAGE | 0
1562 |  |  |  | P | JBG |  | 205562088.5358 | 159310565.4873 | 46251523.0485 | -87074.8718 | 46164448.1767 |  | 314 | JBG | 314.JBG | 46164448.1767
1563 |  |  |  | P | CAGE |  | 0 | 0 | 0 | 0 | 0 |  | 314 | CAGE | 314.CAGE1 | 0
1564 | [5 empty] | B8 | 985236189.5529 | 930207568.5711 | 55028620.9818 | -69825.8568 | 54958795.125 |  | 314 | NA | 314.NA1 | 54958795.125
1565 | [12 empty] | 314 | NA | 314.NA2 | 0
1566 | 315 | Accessory Electric Equipment | [10 empty] | 315 | NA | 315.NA | 0
1567 |  |  |  | P | DGP |  | 0 | 0 | 0 | 0 | 0 |  | 315 | DGP | 315.DGP | 0
1568 |  |  |  | P | DGU |  | 0 | 0 | 0 | 0 | 0 |  | 315 | DGU | 315.DGU | 0
1569 |  |  |  | P | SG |  | 0 | 0 | 0 | 0 | 0 |  | 315 | SG | 315.SG | 0
1570 |  |  |  | P | CAGW |  | 9297179.8946 | 7205312.0154 | 2091867.8792 | 2654.2145 | 2094522.0937 |  | 315 | CAGW | 315.CAGW | 2094522.0937
1571 |  |  |  | P | CAGE |  | 418001491.8279 | 418001491.8279 | 0 | 0 | 0 |  | 315 | CAGE | 315.CAGE | 0
1572 |  |  |  | P | JBG |  | 60174404.0371 | 46635147.5765 | 13539256.4605 | 122614.2808 | 13661870.7413 |  | 315 | JBG | 315.JBG | 13661870.7413
1573 |  |  |  | P | CAGE |  | 0 | 0 | 0 | 0 | 0 |  | 315 | CAGE | 315.CAGE1 | 0
1574 | [5 empty] | B8 | 487473075.7596 | 471841951.4199 | 15631124.3397 | 125268.4953 | 15756392.835 |  | 315 | NA | 315.NA1 | 15756392.835
1575 | [12 empty] | 315 | NA | 315.NA2 | 0
1576 | [12 empty] | 315 | NA | 315.NA3 | 0
1577 | [12 empty] | 315 | NA | 315.NA4 | 0
1578 | 316 | Misc Power Plant Equipment | [10 empty] | 316 | NA | 316.NA | 0
1579 |  |  |  | P | DGP |  | 0 | 0 | 0 | 0 | 0 |  | 316 | DGP | 316.DGP | 0
1580 |  |  |  | P | DGU |  | 0 | 0 | 0 | 0 | 0 |  | 316 | DGU | 316.DGU | 0
1581 |  |  |  | P | SG |  | 0 | 0 | 0 | 0 | 0 |  | 316 | SG | 316.SG | 0
1582 |  |  |  | P | CAGW |  | 409927.6208 | 317693.8002 | 92233.8206 | 1196.8144 | 93430.6351 |  | 316 | CAGW | 316.CAGW | 93430.6351
1583 |  |  |  | P | CAGE |  | 26602473.6929 | 26602473.6929 | 0 | 0 | 0 |  | 316 | CAGE | 316.CAGE | 0
1584 |  |  |  | P | JBG |  | 4866601.075 | 3771614.5753 | 1094986.4997 | 65664.6908 | 1160651.1905 |  | 316 | JBG | 316.JBG | 1160651.1905
1585 |  |  |  | P | CAGE |  | 0 | 0 | 0 | 0 | 0 |  | 316 | CAGE | 316.CAGE1 | 0
1586 | [5 empty] | B8 | 31879002.3888 | 30691782.0685 | 1187220.3203 | 66861.5052 | 1254081.8255 |  | 316 | NA | 316.NA1 | 1254081.8255
1587 | [12 empty] | 316 | NA | 316.NA2 | 0
1588 | 317 | Steam Plant ARO | [10 empty] | 317 | NA | 317.NA | 0
1589 |  |  |  | P | S |  | 0 | 0 | 0 | 0 | 0 |  | 317 | S | 317.S | 0
1590 | [6 empty] | 0 | 0 | 0 | 0 | 0 |  | 317 | NA | 317.NA1 | 0
1591 | [12 empty] | 317 | NA | 317.NA2 | 0
1592 | SP | Unclassified Steam Plant - Account 300 | [10 empty] | SP | NA | SP.NA | 0
1593 |  |  |  | P | CAGW |  | 553173 | 428708.932 | 124464.068 | 0 | 124464.068 |  | SP | CAGW | SP.CAGW | 124464.068
1594 |  |  |  | P | CAGE |  | -10836048.7917 | -10836048.7917 | 0 | 0 | 0 |  | SP | CAGE | SP.CAGE | 0
1595 |  |  |  | P | SG |  | 42390350.755 | 38916023.2615 | 3474327.4935 | 589243.0126 | 4063570.506 |  | SP | SG | SP.SG | 4063570.506
1596 | [6 empty] | 32107474.9633 | 28508683.4019 | 3598791.5614 | 589243.0126 | 4188034.574 |  | SP | NA | SP.NA1 | 4188034.574
1597 | [12 empty] | SP | NA | SP.NA2 | 0
1598 | [12 empty] | SP | NA | SP.NA3 | 0
1599 | Total Steam Production Plant |  |  |  |  | B8 | 7245567526.3708 | 6874910294.1757 | 370657232.1951 | -74914529.1598 | 295742703.0353 |  | Total Steam Production Plant | NA | Total Steam Production Plant.NA | 295742703.0353
1600 | [12 empty] | Total Steam Production Plant | NA | Total Steam Production Plant.NA1 | 0
1601 | [12 empty] | Total Steam Production Plant | NA | Total Steam Production Plant.NA2 | 0
1602 | Summary of Steam Production Plant by Factor | [11 empty] | Summary of Steam Production Plant by Factor | NA | Summary of Steam Production Plant by Factor.NA | 0
1603 |  |  | S |  |  |  | 0 | 0 | 0 | -284706.257 | -284706.257 |  | Summary of Steam Production Plant by Factor | NA | Summary of Steam Production Plant by Factor.NA1 | -284706.257
1604 |  |  | JBG |  |  |  | 1396315825.0437 | 1082144403.5283 | 314171421.5155 | -46641568.092 | 267529853.4235 |  | Summary of Steam Production Plant by Factor | NA | Summary of Steam Production Plant by Factor.NA2 | 267529853.4235
1605 |  |  | JBE |  |  |  | 0 | 0 | 0 | 0 | 0 |  | Summary of Steam Production Plant by Factor | NA | Summary of Steam Production Plant by Factor.NA3 | 0
1606 |  |  | SG |  |  |  | 42390350.755 | 38916023.2615 | 3474327.4935 | 589243.0126 | 4063570.506 |  | Summary of Steam Production Plant by Factor | NA | Summary of Steam Production Plant by Factor.NA4 | 4063570.506
1607 |  |  | CAGW |  |  |  | 235606321.3033 | 182594838.1172 | 53011483.1862 | -28577497.8234 | 24433985.3628 |  | Summary of Steam Production Plant by Factor | NA | Summary of Steam Production Plant by Factor.NA5 | 24433985.3628
1608 |  |  | CAGE |  |  |  | 5571255029.2688 | 5571255029.2688 | 0 | 0 | 0 |  | Summary of Steam Production Plant by Factor | NA | Summary of Steam Production Plant by Factor.NA6 | 0
1609 |  |  | SSGCH |  |  |  | 0 | 0 | 0 | 0 | 0 |  | Summary of Steam Production Plant by Factor | NA | Summary of Steam Production Plant by Factor.NA7 | 0
1610 | Total Steam Production Plant by Factor |  |  |  |  | B8 | 7245567526.3708 | 6874910294.1757 | 370657232.1951 | -74914529.1598 | 295742703.0353 |  | Total Steam Production Plant by Factor | NA | Total Steam Production Plant by Factor.NA | 295742703.0353
1611 | 320 | Land and Land Rights | [10 empty] | 320 | NA | 320.NA | 0
1612 |  |  |  | P | DGP |  | 0 | 0 | 0 | 0 | 0 |  | 320 | DGP | 320.DGP | 0
1613 |  |  |  | P | SG |  | 0 | 0 | 0 | 0 | 0 |  | 320 | SG | 320.SG | 0
1614 | [6 empty] | 0 | 0 | 0 | 0 | 0 |  | 320 | NA | 320.NA1 | 0
1615 | [12 empty] | 320 | NA | 320.NA2 | 0
1616 | 321 | Structures and Improvements | [10 empty] | 321 | NA | 321.NA | 0
1617 |  |  |  | P | DGP |  | 0 | 0 | 0 | 0 | 0 |  | 321 | DGP | 321.DGP | 0
1618 |  |  |  | P | SG |  | 0 | 0 | 0 | 0 | 0 |  | 321 | SG | 321.SG | 0
1619 | [6 empty] | 0 | 0 | 0 | 0 | 0 |  | 321 | NA | 321.NA1 | 0
1620 | [12 empty] | 321 | NA | 321.NA2 | 0
1621 | 322 | Reactor Plant Equipment | [10 empty] | 322 | NA | 322.NA | 0
1622 |  |  |  | P | DGP |  | 0 | 0 | 0 | 0 | 0 |  | 322 | DGP | 322.DGP | 0
1623 |  |  |  | P | SG |  | 0 | 0 | 0 | 0 | 0 |  | 322 | SG | 322.SG | 0
1624 | [6 empty] | 0 | 0 | 0 | 0 | 0 |  | 322 | NA | 322.NA1 | 0
1625 | [12 empty] | 322 | NA | 322.NA2 | 0
1626 | 323 | Turbogenerator Units | [10 empty] | 323 | NA | 323.NA | 0
1627 |  |  |  | P | DGP |  | 0 | 0 | 0 | 0 | 0 |  | 323 | DGP | 323.DGP | 0
1628 |  |  |  | P | SG |  | 0 | 0 | 0 | 0 | 0 |  | 323 | SG | 323.SG | 0
1629 | [6 empty] | 0 | 0 | 0 | 0 | 0 |  | 323 | NA | 323.NA1 | 0
1630 | [12 empty] | 323 | NA | 323.NA2 | 0
1631 | 324 | Land and Land Rights | [10 empty] | 324 | NA | 324.NA | 0
1632 |  |  |  | P | DGP |  | 0 | 0 | 0 | 0 | 0 |  | 324 | DGP | 324.DGP | 0
1633 |  |  |  | P | SG |  | 0 | 0 | 0 | 0 | 0 |  | 324 | SG | 324.SG | 0
1634 | [6 empty] | 0 | 0 | 0 | 0 | 0 |  | 324 | NA | 324.NA1 | 0
1635 | [12 empty] | 324 | NA | 324.NA2 | 0
1636 | 325 | Misc. Power Plant Equipment | [10 empty] | 325 | NA | 325.NA | 0
1637 |  |  |  | P | DGP |  | 0 | 0 | 0 | 0 | 0 |  | 325 | DGP | 325.DGP | 0
1638 |  |  |  | P | SG |  | 0 | 0 | 0 | 0 | 0 |  | 325 | SG | 325.SG | 0
1639 | [6 empty] | 0 | 0 | 0 | 0 | 0 |  | 325 | NA | 325.NA1 | 0
1640 | [12 empty] | 325 | NA | 325.NA2 | 0
1641 | [12 empty] | 325 | NA | 325.NA3 | 0
1642 | NP | Unclassified Nuclear Plant - Acct 300 | [10 empty] | NP | NA | NP.NA | 0
1643 |  |  |  | P | SG |  | 0 | 0 | 0 | 0 | 0 |  | NP | SG | NP.SG | 0
1644 | [6 empty] | 0 | 0 | 0 | 0 | 0 |  | NP | NA | NP.NA1 | 0
1645 | [12 empty] | NP | NA | NP.NA2 | 0
1646 | [12 empty] | NP | NA | NP.NA3 | 0
1647 | Total Nuclear Production Plant | [5 empty] | 0 | 0 | 0 | 0 | 0 |  | Total Nuclear Production Plant | NA | Total Nuclear Production Plant.NA | 0
1648 | [12 empty] | Total Nuclear Production Plant | NA | Total Nuclear Production Plant.NA1 | 0
1649 | [12 empty] | Total Nuclear Production Plant | NA | Total Nuclear Production Plant.NA2 | 0
1650 | [12 empty] | Total Nuclear Production Plant | NA | Total Nuclear Production Plant.NA3 | 0
1651 | Summary of Nuclear Production Plant by Factor | [11 empty] | Summary of Nuclear Production Plant by Factor | NA | Summary of Nuclear Production Plant by Factor.NA | 0
1652 |  |  | DGP |  |  |  | 0 | 0 | 0 | 0 | 0 |  | Summary of Nuclear Production Plant by Factor | NA | Summary of Nuclear Production Plant by Factor.NA1 | 0
1653 |  |  | DGU |  |  |  | 0 | 0 | 0 | 0 | 0 |  | Summary of Nuclear Production Plant by Factor | NA | Summary of Nuclear Production Plant by Factor.NA2 | 0
1654 |  |  | SG |  |  |  | 0 | 0 | 0 | 0 | 0 |  | Summary of Nuclear Production Plant by Factor | NA | Summary of Nuclear Production Plant by Factor.NA3 | 0
1655 | [12 empty] | Summary of Nuclear Production Plant by Factor | NA | Summary of Nuclear Production Plant by Factor.NA4 | 0
1656 | Total Nuclear Plant by Factor | [5 empty] | 0 | 0 | 0 | 0 | 0 |  | Total Nuclear Plant by Factor | NA | Total Nuclear Plant by Factor.NA | 0
1657 | [12 empty] | Total Nuclear Plant by Factor | NA | Total Nuclear Plant by Factor.NA1 | 0
1658 | 330 | Land and Land Rights | [10 empty] | 330 | NA | 330.NA | 0
1659 |  |  |  | P | DGP |  | 0 | 0 | 0 | 0 | 0 |  | 330 | DGP | 330.DGP | 0
1660 |  |  |  | P | DGU |  | 0 | 0 | 0 | 0 | 0 |  | 330 | DGU | 330.DGU | 0
1661 |  |  |  | P | CAGW |  | 29412070.0579 | 22794346.6933 | 6617723.3646 | 74802.3939 | 6692525.7585 |  | 330 | CAGW | 330.CAGW | 6692525.7585
1662 |  |  |  | P | CAGE |  | 6553227.17 | 6553227.17 | 0 | 0 | 0 |  | 330 | CAGE | 330.CAGE | 0
1663 |  |  |  | P | CAGW |  | 0 | 0 | 0 | 0 | 0 |  | 330 | CAGW | 330.CAGW1 | 0
1664 |  |  |  | P | CAGE |  | 0 | 0 | 0 | 0 | 0 |  | 330 | CAGE | 330.CAGE1 | 0
1665 | [5 empty] | B8 | 35965297.2279 | 29347573.8633 | 6617723.3646 | 74802.3939 | 6692525.7585 |  | 330 | NA | 330.NA1 | 6692525.7585
1666 | [12 empty] | 330 | NA | 330.NA2 | 0
1667 | 331 | Structures and Improvements | [10 empty] | 331 | NA | 331.NA | 0
1668 |  |  |  | P | DGP |  | 0 | 0 | 0 | 0 | 0 |  | 331 | DGP | 331.DGP | 0
1669 |  |  |  | P | DGU |  | 0 | 0 | 0 | 0 | 0 |  | 331 | DGU | 331.DGU | 0
1670 |  |  |  | P | CAGW |  | 255536465.1188 | 198040694.4231 | 57495770.6956 | 706700.5806 | 58202471.2762 |  | 331 | CAGW | 331.CAGW | 58202471.2762
1671 |  |  |  | P | CAGE |  | 16296483.4767 | 16296483.4767 | 0 | 0 | 0 |  | 331 | CAGE | 331.CAGE | 0
1672 |  |  |  | P | CAGW |  | 0 | 0 | 0 | 0 | 0 |  | 331 | CAGW | 331.CAGW1 | 0
1673 |  |  |  | P | CAGE |  | 0 | 0 | 0 | 0 | 0 |  | 331 | CAGE | 331.CAGE1 | 0
1674 | [5 empty] | B8 | 271832948.5954 | 214337177.8998 | 57495770.6956 | 706700.5806 | 58202471.2762 |  | 331 | NA | 331.NA1 | 58202471.2762
1675 | [12 empty] | 331 | NA | 331.NA2 | 0
1676 | 332 | Reservoirs, Dams & Waterways | [10 empty] | 332 | NA | 332.NA | 0
1677 |  |  |  | P | DGP |  | 0 | 0 | 0 | 0 | 0 |  | 332 | DGP | 332.DGP | 0
1678 |  |  |  | P | DGU |  | 0 | 0 | 0 | 0 | 0 |  | 332 | DGU | 332.DGU | 0
1679 |  |  |  | P | CAGW |  | 403396950.4513 | 312632532.341 | 90764418.1103 | 1486907.5859 | 92251325.6962 |  | 332 | CAGW | 332.CAGW | 92251325.6962
1680 |  |  |  | P | CAGE |  | 98909448.5787 | 98909448.5787 | 0 | 0 | 0 |  | 332 | CAGE | 332.CAGE | 0
1681 |  |  |  | P | CAGW |  | 0 | 0 | 0 | 0 | 0 |  | 332 | CAGW | 332.CAGW1 | 0
1682 |  |  |  | P | CAGE |  | 0 | 0 | 0 | 0 | 0 |  | 332 | CAGE | 332.CAGE1 | 0
1683 | [5 empty] | B8 | 502306399.03 | 411541980.9197 | 90764418.1103 | 1486907.5859 | 92251325.6962 |  | 332 | NA | 332.NA1 | 92251325.6962
1684 | [12 empty] | 332 | NA | 332.NA2 | 0
1685 | 333 | Water Wheel, Turbines, & Generators | [10 empty] | 333 | NA | 333.NA | 0
1686 |  |  |  | P | DGP |  | 0 | 0 | 0 | 0 | 0 |  | 333 | DGP | 333.DGP | 0
1687 |  |  |  | P | DGU |  | 0 | 0 | 0 | 0 | 0 |  | 333 | DGU | 333.DGU | 0
1688 |  |  |  | P | CAGW |  | 88119403.8142 | 68292515.1813 | 19826888.6328 | 59839.882 | 19886728.5149 |  | 333 | CAGW | 333.CAGW | 19886728.5149
1689 |  |  |  | P | CAGE |  | 44106185.0158 | 44106185.0158 | 0 | 0 | 0 |  | 333 | CAGE | 333.CAGE | 0
1690 |  |  |  | P | CAGW |  | 0 | 0 | 0 | 0 | 0 |  | 333 | CAGW | 333.CAGW1 | 0
1691 |  |  |  | P | CAGE |  | 0 | 0 | 0 | 0 | 0 |  | 333 | CAGE | 333.CAGE1 | 0
1692 | [5 empty] | B8 | 132225588.83 | 112398700.1972 | 19826888.6328 | 59839.882 | 19886728.5149 |  | 333 | NA | 333.NA1 | 19886728.5149
1693 | [12 empty] | 333 | NA | 333.NA2 | 0
1694 | 334 | Accessory Electric Equipment | [10 empty] | 334 | NA | 334.NA | 0
1695 |  |  |  | P | DGP |  | 0 | 0 | 0 | 0 | 0 |  | 334 | DGP | 334.DGP | 0
1696 |  |  |  | P | DGU |  | 0 | 0 | 0 | 0 | 0 |  | 334 | DGU | 334.DGU | 0
1697 |  |  |  | P | CAGW |  | 68371386.6 | 52987806.9443 | 15383579.6557 | 97827.7499 | 15481407.4056 |  | 334 | CAGW | 334.CAGW | 15481407.4056
1698 |  |  |  | P | CAGE |  | 13444484.21 | 13444484.21 | 0 | 0 | 0 |  | 334 | CAGE | 334.CAGE | 0
1699 |  |  |  | P | CAGW |  | 0 | 0 | 0 | 0 | 0 |  | 334 | CAGW | 334.CAGW1 | 0
1700 |  |  |  | P | CAGE |  | 0 | 0 | 0 | 0 | 0 |  | 334 | CAGE | 334.CAGE1 | 0
1701 | [5 empty] | B8 | 81815870.81 | 66432291.1543 | 15383579.6557 | 97827.7499 | 15481407.4056 |  | 334 | NA | 334.NA1 | 15481407.4056
1702 | [12 empty] | 334 | NA | 334.NA2 | 0
1703 | [12 empty] | 334 | NA | 334.NA3 | 0
1704 | [12 empty] | 334 | NA | 334.NA4 | 0
1705 | 335 | Misc. Power Plant Equipment | [10 empty] | 335 | NA | 335.NA | 0
1706 |  |  |  | P | DGP |  | 0 | 0 | 0 | 0 | 0 |  | 335 | DGP | 335.DGP | 0
1707 |  |  |  | P | DGU |  | 0 | 0 | 0 | 0 | 0 |  | 335 | DGU | 335.DGU | 0
1708 |  |  |  | P | CAGW |  | 2187995.5804 | 1695696.0093 | 492299.5711 | 508.82 | 492808.3911 |  | 335 | CAGW | 335.CAGW | 492808.3911
1709 |  |  |  | P | CAGE |  | 175579.26 | 175579.26 | 0 | 0 | 0 |  | 335 | CAGE | 335.CAGE | 0
1710 |  |  |  | P | CAGW |  | 0 | 0 | 0 | 0 | 0 |  | 335 | CAGW | 335.CAGW1 | 0
1711 |  |  |  | P | CAGE |  | 0 | 0 | 0 | 0 | 0 |  | 335 | CAGE | 335.CAGE1 | 0
1712 | [5 empty] | B8 | 2363574.8404 | 1871275.2693 | 492299.5711 | 508.82 | 492808.3911 |  | 335 | NA | 335.NA1 | 492808.3911
1713 | [12 empty] | 335 | NA | 335.NA2 | 0
1714 | 336 | Roads, Railroads & Bridges | [10 empty] | 336 | NA | 336.NA | 0
1715 |  |  |  | P | DGP |  | 0 | 0 | 0 | 0 | 0 |  | 336 | DGP | 336.DGP | 0
1716 |  |  |  | P | DGU |  | 0 | 0 | 0 | 0 | 0 |  | 336 | DGU | 336.DGU | 0
1717 |  |  |  | P | CAGW |  | 21213164.46 | 16440196.9739 | 4772967.4861 | 78920.4224 | 4851887.9085 |  | 336 | CAGW | 336.CAGW | 4851887.9085
1718 |  |  |  | P | CAGE |  | 2215249.8183 | 2215249.8183 | 0 | 0 | 0 |  | 336 | CAGE | 336.CAGE | 0
1719 |  |  |  | P | CAGW |  | 0 | 0 | 0 | 0 | 0 |  | 336 | CAGW | 336.CAGW1 | 0
1720 |  |  |  | P | CAGE |  | 0 | 0 | 0 | 0 | 0 |  | 336 | CAGE | 336.CAGE1 | 0
1721 | [5 empty] | B8 | 23428414.2783 | 18655446.7922 | 4772967.4861 | 78920.4224 | 4851887.9085 |  | 336 | NA | 336.NA1 | 4851887.9085
1722 | [12 empty] | 336 | NA | 336.NA2 | 0
1723 | 337 | Hydro Plant ARO | [10 empty] | 337 | NA | 337.NA | 0
1724 |  |  |  | P | S |  | 0 | 0 | 0 | 0 | 0 |  | 337 | S | 337.S | 0
1725 | [6 empty] | 0 | 0 | 0 | 0 | 0 |  | 337 | NA | 337.NA1 | 0
1726 | [12 empty] | 337 | NA | 337.NA2 | 0
1727 | HP | Unclassified Hydro Plant - Acct 300 | [10 empty] | HP | NA | HP.NA | 0
1728 |  |  |  | P | S |  | 0 | 0 | 0 | 0 | 0 |  | HP | S | HP.S | 0
1729 |  |  |  | P | DGU |  | 0 | 0 | 0 | 0 | 0 |  | HP | DGU | HP.DGU | 0
1730 |  |  |  | P | CAGW |  | 0 | 0 | 0 | 0 | 0 |  | HP | CAGW | HP.CAGW | 0
1731 |  |  |  | P | CAGE |  | 0 | 0 | 0 | 0 | 0 |  | HP | CAGE | HP.CAGE | 0
1732 |  |  |  | P | CAGW |  | 0 | 0 | 0 | 0 | 0 |  | HP | CAGW | HP.CAGW1 | 0
1733 |  |  |  | P | CAGE |  | 0 | 0 | 0 | 0 | 0 |  | HP | CAGE | HP.CAGE1 | 0
1734 | [6 empty] | 0 | 0 | 0 | 0 | 0 |  | HP | NA | HP.NA1 | 0
1735 | [12 empty] | HP | NA | HP.NA2 | 0
1736 | Total Hydraulic Plant |  |  |  |  | B8 | 1049938093.6121 | 854584446.0958 | 195353647.5163 | 2505507.4347 | 197859154.951 |  | Total Hydraulic Plant | NA | Total Hydraulic Plant.NA | 197859154.951
1737 | [12 empty] | Total Hydraulic Plant | NA | Total Hydraulic Plant.NA1 | 0
1738 | Summary of Hydraulic Plant by Factor | [11 empty] | Summary of Hydraulic Plant by Factor | NA | Summary of Hydraulic Plant by Factor.NA | 0
1739 |  |  | S |  |  |  | 0 | 0 | 0 | 0 | 0 |  | Summary of Hydraulic Plant by Factor | NA | Summary of Hydraulic Plant by Factor.NA1 | 0
1740 |  |  | SG |  |  |  | 0 | 0 | 0 | 0 | 0 |  | Summary of Hydraulic Plant by Factor | NA | Summary of Hydraulic Plant by Factor.NA2 | 0
1741 |  |  | CAGW |  |  |  | 868237436.0825 | 672883788.5662 | 195353647.5163 | 2505507.4347 | 197859154.951 |  | Summary of Hydraulic Plant by Factor | NA | Summary of Hydraulic Plant by Factor.NA3 | 197859154.951
1742 |  |  | CAGE |  |  |  | 181700657.5296 | 181700657.5296 | 0 | 0 | 0 |  | Summary of Hydraulic Plant by Factor | NA | Summary of Hydraulic Plant by Factor.NA4 | 0
1743 |  |  | DGP |  |  |  | 0 | 0 | 0 | 0 | 0 |  | Summary of Hydraulic Plant by Factor | NA | Summary of Hydraulic Plant by Factor.NA5 | 0
1744 |  |  | DGU |  |  |  | 0 | 0 | 0 | 0 | 0 |  | Summary of Hydraulic Plant by Factor | NA | Summary of Hydraulic Plant by Factor.NA6 | 0
1745 | Total Hydraulic Plant by Factor |  |  |  |  | B8 | 1049938093.6121 | 854584446.0958 | 195353647.5163 | 2505507.4347 | 197859154.951 |  | Total Hydraulic Plant by Factor | NA | Total Hydraulic Plant by Factor.NA | 197859154.951
1746 | [12 empty] | Total Hydraulic Plant by Factor | NA | Total Hydraulic Plant by Factor.NA1 | 0
1747 | 340 | Land and Land Rights | [10 empty] | 340 | NA | 340.NA | 0
1748 |  |  |  |  | S |  | 74985.87 | 74985.87 | 0 | 0 | 0 |  | 340 | S | 340.S | 0
1749 |  |  |  | P | SG |  | 0 | 0 | 0 | 0 | 0 |  | 340 | SG | 340.SG | 0
1750 |  |  |  | P | DGU |  | 0 | 0 | 0 | 0 | 0 |  | 340 | DGU | 340.DGU | 0
1751 |  |  |  | P | CAGW |  | 4572771.52 | 3543896.7462 | 1028874.7738 | 0 | 1028874.7738 |  | 340 | CAGW | 340.CAGW | 1028874.7738
1752 |  |  |  | P | CAGE |  | 40830447.45 | 40830447.45 | 0 | 0 | 0 |  | 340 | CAGE | 340.CAGE | 0
1753 |  |  |  | P | CAGE |  | 0 | 0 | 0 | 0 | 0 |  | 340 | CAGE | 340.CAGE1 | 0
1754 | [5 empty] | B8 | 45478204.84 | 44449330.0662 | 1028874.7738 | 0 | 1028874.7738 |  | 340 | NA | 340.NA1 | 1028874.7738
1755 | [12 empty] | 340 | NA | 340.NA2 | 0
1756 | 341 | Structures and Improvements | [10 empty] | 341 | NA | 341.NA | 0
1757 |  |  |  | P | SG |  | 0 | 0 | 0 | 0 | 0 |  | 341 | SG | 341.SG | 0
1758 |  |  |  | P | DGU |  | 0 | 0 | 0 | 0 | 0 |  | 341 | DGU | 341.DGU | 0
1759 |  |  |  | P | CAGW |  | 57854151.0025 | 44836952.0744 | 13017198.9281 | 32294.9593 | 13049493.8874 |  | 341 | CAGW | 341.CAGW | 13049493.8874
1760 |  |  |  | P | CAGE |  | 169788602.4692 | 169788602.4692 | 0 | 0 | 0 |  | 341 | CAGE | 341.CAGE | 0
1761 |  |  |  | P | CAGE |  | 0 | 0 | 0 | 0 | 0 |  | 341 | CAGE | 341.CAGE1 | 0
1762 | [5 empty] | B8 | 227642753.4717 | 214625554.5436 | 13017198.9281 | 32294.9593 | 13049493.8874 |  | 341 | NA | 341.NA1 | 13049493.8874
1763 | [12 empty] | 341 | NA | 341.NA2 | 0
1764 | 342 | Fuel Holders, Producers & Accessories | [10 empty] | 342 | NA | 342.NA | 0
1765 |  |  |  | P | SG |  | 0 | 0 | 0 | 0 | 0 |  | 342 | SG | 342.SG | 0
1766 |  |  |  | P | DGU |  | 0 | 0 | 0 | 0 | 0 |  | 342 | DGU | 342.DGU | 0
1767 |  |  |  | P | CAGW |  | 1622667.14 | 1257566.6141 | 365100.5259 | 0 | 365100.5259 |  | 342 | CAGW | 342.CAGW | 365100.5259
1768 |  |  |  | P | CAGE |  | 14565315.13 | 14565315.13 | 0 | 0 | 0 |  | 342 | CAGE | 342.CAGE | 0
1769 |  |  |  | P | CAGE |  | 0 | 0 | 0 | 0 | 0 |  | 342 | CAGE | 342.CAGE1 | 0
1770 | [5 empty] | B8 | 16187982.27 | 15822881.7441 | 365100.5259 | 0 | 365100.5259 |  | 342 | NA | 342.NA1 | 365100.5259
1771 | [12 empty] | 342 | NA | 342.NA2 | 0
1772 | 343 | Prime Movers | [10 empty] | 343 | NA | 343.NA | 0
1773 |  |  |  | P | S |  | 0 | 0 | 0 | 0 | 0 |  | 343 | S | 343.S | 0
1774 |  |  |  | P | DGU |  | 0 | 0 | 0 | 0 | 0 |  | 343 | DGU | 343.DGU | 0
1775 |  |  |  | P | SG |  | 0 | 0 | 0 | 0 | 0 |  | 343 | SG | 343.SG | 0
1776 |  |  |  | P | CAGW |  | 976491439.6067 | 756780613.319 | 219710826.2877 | 304071.749 | 220014898.0367 |  | 343 | CAGW | 343.CAGW | 220014898.0367
1777 |  |  |  | P | CAGE |  | 1943517695.24 | 1943517695.24 | 0 | 0 | 0 |  | 343 | CAGE | 343.CAGE | 0
1778 |  |  |  | P | CAGE |  | 0 | 0 | 0 | 0 | 0 |  | 343 | CAGE | 343.CAGE1 | 0
1779 | [5 empty] | B8 | 2920009134.8467 | 2700298308.559 | 219710826.2877 | 304071.749 | 220014898.0367 |  | 343 | NA | 343.NA1 | 220014898.0367
1780 | [12 empty] | 343 | NA | 343.NA2 | 0
1781 | 344 | Generators | [10 empty] | 344 | NA | 344.NA | 0
1782 |  |  |  | P | S |  | 0 | 0 | 0 | 0 | 0 |  | 344 | S | 344.S | 0
1783 |  |  |  | P | DGU |  | 0 | 0 | 0 | 0 | 0 |  | 344 | DGU | 344.DGU | 0
1784 |  |  |  | P | SG |  | 0 | 0 | 0 | 0 | 0 |  | 344 | SG | 344.SG | 0
1785 |  |  |  | P | CAGW |  | 134489200.8458 | 104229095.8965 | 30260104.9493 | 554.6851 | 30260659.6344 |  | 344 | CAGW | 344.CAGW | 30260659.6344
1786 |  |  |  | P | CAGE |  | 340496892.1442 | 340496892.1442 | 0 | 0 | 0 |  | 344 | CAGE | 344.CAGE | 0
1787 |  |  |  | P | CAGE |  | 0 | 0 | 0 | 0 | 0 |  | 344 | CAGE | 344.CAGE1 | 0
1788 | [5 empty] | B8 | 474986092.99 | 444725988.0407 | 30260104.9493 | 554.6851 | 30260659.6344 |  | 344 | NA | 344.NA1 | 30260659.6344
1789 | [12 empty] | 344 | NA | 344.NA2 | 0
1790 | 345 | Accessory Electric Plant | [10 empty] | 345 | NA | 345.NA | 0
1791 |  |  |  | P | SG |  | 0 | 0 | 0 | 0 | 0 |  | 345 | SG | 345.SG | 0
1792 |  |  |  | P | DGU |  | 0 | 0 | 0 | 0 | 0 |  | 345 | DGU | 345.DGU | 0
1793 |  |  |  | P | CAGW |  | 88416944.7992 | 68523109.3678 | 19893835.4313 | -22279.7369 | 19871555.6944 |  | 345 | CAGW | 345.CAGW | 19871555.6944
1794 |  |  |  | P | CAGE |  | 238674961.4354 | 238674961.4354 | 0 | 0 | 0 |  | 345 | CAGE | 345.CAGE | 0
1795 |  |  |  | P | CAGE |  | 0 | 0 | 0 | 0 | 0 |  | 345 | CAGE | 345.CAGE1 | 0
1796 | [5 empty] | B8 | 327091906.2346 | 307198070.8032 | 19893835.4313 | -22279.7369 | 19871555.6944 |  | 345 | NA | 345.NA1 | 19871555.6944
1797 | [12 empty] | 345 | NA | 345.NA2 | 0
1798 | [12 empty] | 345 | NA | 345.NA3 | 0
1799 | [12 empty] | 345 | NA | 345.NA4 | 0
1800 | 346 | Misc. Power Plant Equipment | [10 empty] | 346 | NA | 346.NA | 0
1801 |  |  |  | P | SG |  | 0 | 0 | 0 | 0 | 0 |  | 346 | SG | 346.SG | 0
1802 |  |  |  | P | DGU |  | 0 | 0 | 0 | 0 | 0 |  | 346 | DGU | 346.DGU | 0
1803 |  |  |  | P | CAGW |  | 4054742.4642 | 3142424.3618 | 912318.1024 | 3777.0289 | 916095.1313 |  | 346 | CAGW | 346.CAGW | 916095.1313
1804 |  |  |  | P | CAGE |  | 11835835.01 | 11835835.01 | 0 | 0 | 0 |  | 346 | CAGE | 346.CAGE | 0
1805 | [5 empty] | B8 | 15890577.4742 | 14978259.3718 | 912318.1024 | 3777.0289 | 916095.1313 |  | 346 | NA | 346.NA1 | 916095.1313
1806 | [12 empty] | 346 | NA | 346.NA2 | 0
1807 | 347 | Other Production ARO | [10 empty] | 347 | NA | 347.NA | 0
1808 |  |  |  | P | S |  | 0 | 0 | 0 | 0 | 0 |  | 347 | S | 347.S | 0
1809 | [6 empty] | 0 | 0 | 0 | 0 | 0 |  | 347 | NA | 347.NA1 | 0
1810 | [12 empty] | 347 | NA | 347.NA2 | 0
1811 | OP | Unclassified Other Prod Plant-Acct 300 | [10 empty] | OP | NA | OP.NA | 0
1812 |  |  |  | P | S |  | 0 | 0 | 0 | 0 | 0 |  | OP | S | OP.S | 0
1813 |  |  |  | P | SG |  | 0 | 0 | 0 | 0 | 0 |  | OP | SG | OP.SG | 0
1814 |  |  |  | P | CAGW |  | -553173 | -428708.932 | -124464.068 | 0 | -124464.068 |  | OP | CAGW | OP.CAGW | -124464.068
1815 |  |  |  | P | CAGE |  | 0 | 0 | 0 | 0 | 0 |  | OP | CAGE | OP.CAGE | 0
1816 | [6 empty] | -553173 | -428708.932 | -124464.068 | 0 | -124464.068 |  | OP | NA | OP.NA1 | -124464.068
1817 | [12 empty] | OP | NA | OP.NA2 | 0
1818 | Total Other Production Plant |  |  |  |  | B8 | 4026733479.1271 | 3741669684.1965 | 285063794.9306 | 318418.6854 | 285382213.6159 |  | Total Other Production Plant | NA | Total Other Production Plant.NA | 285382213.6159
1819 | [12 empty] | Total Other Production Plant | NA | Total Other Production Plant.NA1 | 0
1820 | Summary of Other Production Plant by Factor | [11 empty] | Summary of Other Production Plant by Factor | NA | Summary of Other Production Plant by Factor.NA | 0
1821 |  |  | S |  |  |  | 74985.87 | 74985.87 | 0 | 0 | 0 |  | Summary of Other Production Plant by Factor | NA | Summary of Other Production Plant by Factor.NA1 | 0
1822 |  |  | DGU |  |  |  | 0 | 0 | 0 | 0 | 0 |  | Summary of Other Production Plant by Factor | NA | Summary of Other Production Plant by Factor.NA2 | 0
1823 |  |  | SG |  |  |  | 0 | 0 | 0 | 0 | 0 |  | Summary of Other Production Plant by Factor | NA | Summary of Other Production Plant by Factor.NA3 | 0
1824 |  |  | CAGW |  |  |  | 1266948744.3783 | 981884949.4478 | 285063794.9306 | 318418.6854 | 285382213.6159 |  | Summary of Other Production Plant by Factor | NA | Summary of Other Production Plant by Factor.NA4 | 285382213.6159
1825 |  |  | CAGE |  |  |  | 2759709748.8788 | 2759709748.8788 | 0 | 0 | 0 |  | Summary of Other Production Plant by Factor | NA | Summary of Other Production Plant by Factor.NA5 | 0
1826 |  |  | SSGCT |  |  |  | 0 | 0 | 0 | 0 | 0 |  | Summary of Other Production Plant by Factor | NA | Summary of Other Production Plant by Factor.NA6 | 0
1827 | Total of Other Production Plant by Factor |  |  |  |  | B8 | 4026733479.1271 | 3741669684.1965 | 285063794.9306 | 318418.6854 | 285382213.6159 |  | Total of Other Production Plant by Factor | NA | Total of Other Production Plant by Factor.NA | 285382213.6159
1828 | [12 empty] | Total of Other Production Plant by Factor | NA | Total of Other Production Plant by Factor.NA1 | 0
1829 | Experimental Plant | [11 empty] | Experimental Plant | NA | Experimental Plant.NA | 0
1830 | 103 | Experimental Plant | [10 empty] | 103 | NA | 103.NA | 0
1831 |  |  |  | P | DGP |  | 0 | 0 | 0 | 0 | 0 |  | 103 | DGP | 103.DGP | 0
1832 | Total Experimental Plant | [5 empty] | 0 | 0 | 0 | 0 | 0 |  | Total Experimental Plant | NA | Total Experimental Plant.NA | 0
1833 | [12 empty] | Total Experimental Plant | NA | Total Experimental Plant.NA1 | 0
1834 | TOTAL PRODUCTION PLANT |  |  |  |  | B8 | 12322239099.11 | 11471164424.4681 | 851074674.6419 | -72090603.0397 | 778984071.6022 |  | TOTAL PRODUCTION PLANT | NA | TOTAL PRODUCTION PLANT.NA | 778984071.6022
1835 | 350 | Land and Land Rights | [10 empty] | 350 | NA | 350.NA | 0
1836 |  |  |  | T | DGP |  | 0 | 0 | 0 | 0 | 0 |  | 350 | DGP | 350.DGP | 0
1837 |  |  |  | T | DGU |  | 0 | 0 | 0 | 0 | 0 |  | 350 | DGU | 350.DGU | 0
1838 |  |  |  | T | CAGW |  | 35968801.8667 | 27875812.1505 | 8092989.7162 | 84028.217 | 8177017.9332 |  | 350 | CAGW | 350.CAGW | 8177017.9332
1839 |  |  |  | T | CAGE |  | 225127567.5754 | 225127567.5754 | 0 | 0 | 0 |  | 350 | CAGE | 350.CAGE | 0
1840 |  |  |  | T | JBG |  | 2309450.67 | 1789823.6724 | 519626.9976 | 0 | 519626.9976 |  | 350 | JBG | 350.JBG | 519626.9976
1841 |  |  |  | T | SG |  | 100387.77 | 92159.9544 | 8227.8156 | 0 | 8227.8156 |  | 350 | SG | 350.SG | 8227.8156
1842 | [5 empty] | B8 | 263506207.8821 | 254885363.3526 | 8620844.5294 | 84028.217 | 8704872.7465 |  | 350 | NA | 350.NA1 | 8704872.7465
1843 | [12 empty] | 350 | NA | 350.NA2 | 0
1844 | 352 | Structures and Improvements | [10 empty] | 352 | NA | 352.NA | 0
1845 |  |  |  | T | S |  | 0 | 0 | 0 | 0 | 0 |  | 352 | S | 352.S | 0
1846 |  |  |  | T | DGP |  | 0 | 0 | 0 | 0 | 0 |  | 352 | DGP | 352.DGP | 0
1847 |  |  |  | T | DGU |  | 0 | 0 | 0 | 0 | 0 |  | 352 | DGU | 352.DGU | 0
1848 |  |  |  | T | CAGW |  | 58555336.0487 | 45380370.304 | 13174965.7447 | 2260307.5404 | 15435273.2851 |  | 352 | CAGW | 352.CAGW | 15435273.2851
1849 |  |  |  | T | CAGE |  | 192128720.4783 | 192128720.4783 | 0 | 0 | 0 |  | 352 | CAGE | 352.CAGE | 0
1850 |  |  |  | T | JBG |  | 1677653.0225 | 1300180.6588 | 377472.3637 | -1383.1177 | 376089.246 |  | 352 | JBG | 352.JBG | 376089.246
1851 |  |  |  | T | SG |  | 3167.48 | 2907.8723 | 259.6077 | 0 | 259.6077 |  | 352 | SG | 352.SG | 259.6077
1852 | [5 empty] | B8 | 252364877.0296 | 238812179.3135 | 13552697.7161 | 2258924.4227 | 15811622.1388 |  | 352 | NA | 352.NA1 | 15811622.1388
1853 | [12 empty] | 352 | NA | 352.NA2 | 0
1854 | 353 | Station Equipment | [10 empty] | 353 | NA | 353.NA | 0
1855 |  |  |  | T | DGP |  | 0 | 0 | 0 | 0 | 0 |  | 353 | DGP | 353.DGP | 0
1856 |  |  |  | T | DGU |  | 0 | 0 | 0 | 0 | 0 |  | 353 | DGU | 353.DGU | 0
1857 |  |  |  | T | CAGW |  | 534592442.4337 | 414309004.7197 | 120283437.7141 | 10483048.495 | 130766486.2091 |  | 353 | CAGW | 353.CAGW | 130766486.2091
1858 |  |  |  | T | CAGE |  | 1490125542.7179 | 1490125542.7179 | 0 | 0 | 0 |  | 353 | CAGE | 353.CAGE | 0
1859 |  |  |  | T | JBG |  | 39859420.9183 | 30891040.91 | 8968380.0084 | 94790.411 | 9063170.4194 |  | 353 | JBG | 353.JBG | 9063170.4194
1860 |  |  |  | T | SG |  | 952146.51 | 874108.2598 | 78038.2502 | 0 | 78038.2502 |  | 353 | SG | 353.SG | 78038.2502
1861 | [5 empty] | B8 | 2065529552.58 | 1936199696.6074 | 129329855.9726 | 10577838.906 | 139907694.8787 |  | 353 | NA | 353.NA1 | 139907694.8787
1862 | [12 empty] | 353 | NA | 353.NA2 | 0
1863 | 354 | Towers and Fixtures | [10 empty] | 354 | NA | 354.NA | 0
1864 |  |  |  | T | DGP |  | 0 | 0 | 0 | 0 | 0 |  | 354 | DGP | 354.DGP | 0
1865 |  |  |  | T | DGU |  | 0 | 0 | 0 | 0 | 0 |  | 354 | DGU | 354.DGU | 0
1866 |  |  |  | T | CAGW |  | 167006736.785 | 129430177.8451 | 37576558.9399 | 5252733.2973 | 42829292.2372 |  | 354 | CAGW | 354.CAGW | 42829292.2372
1867 |  |  |  | T | CAGE |  | 1088852684.8842 | 1088852684.8842 | 0 | 0 | 0 |  | 354 | CAGE | 354.CAGE | 0
1868 |  |  |  | T | JBG |  | 21750535.91 | 16856659.7088 | 4893876.2012 | 1710747.6331 | 6604623.8343 |  | 354 | JBG | 354.JBG | 6604623.8343
1869 |  |  |  | T | SG |  | 123629.91 | 113497.1607 | 10132.7493 | 0 | 10132.7493 |  | 354 | SG | 354.SG | 10132.7493
1870 | [5 empty] | B8 | 1277733587.4892 | 1235253019.5988 | 42480567.8903 | 6963480.9304 | 49444048.8207 |  | 354 | NA | 354.NA1 | 49444048.8207
1871 | [12 empty] | 354 | NA | 354.NA2 | 0
1872 | 355 | Poles and Fixtures | [10 empty] | 355 | NA | 355.NA | 0
1873 |  |  |  | T | DGP |  | 0 | 0 | 0 | 0 | 0 |  | 355 | DGP | 355.DGP | 0
1874 |  |  |  | T | DGU |  | 0 | 0 | 0 | 0 | 0 |  | 355 | DGU | 355.DGU | 0
1875 |  |  |  | T | CAGW |  | 268668353.8062 | 208217904.762 | 60450449.0443 | 17322840.1651 | 77773289.2094 |  | 355 | CAGW | 355.CAGW | 77773289.2094
1876 |  |  |  | T | CAGE |  | 661278173.4817 | 661278173.4817 | 0 | 0 | 0 |  | 355 | CAGE | 355.CAGE | 0
1877 |  |  |  | T | JBG |  | 691331.8363 | 535781.9944 | 155549.8418 | 63764.0188 | 219313.8607 |  | 355 | JBG | 355.JBG | 219313.8607
1878 |  |  |  | T | SG |  | 697879.9421 | 640681.4659 | 57198.4762 | 765.4594 | 57963.9356 |  | 355 | SG | 355.SG | 57963.9356
1879 | [5 empty] | B8 | 931335739.0663 | 870672541.7039 | 60663197.3623 | 17387369.6433 | 78050567.0057 |  | 355 | NA | 355.NA1 | 78050567.0057
1880 | [12 empty] | 355 | NA | 355.NA2 | 0
1881 | 356 | Clearing and Grading | [10 empty] | 356 | NA | 356.NA | 0
1882 |  |  |  | T | DGP |  | 0 | 0 | 0 | 0 | 0 |  | 356 | DGP | 356.DGP | 0
1883 |  |  |  | T | DGU |  | 0 | 0 | 0 | 0 | 0 |  | 356 | DGU | 356.DGU | 0
1884 |  |  |  | T | CAGW |  | 302778377.3333 | 234653164.1797 | 68125213.1537 | 4270967.0169 | 72396180.1706 |  | 356 | CAGW | 356.CAGW | 72396180.1706
1885 |  |  |  | T | CAGE |  | 898719169.5842 | 898719169.5842 | 0 | 0 | 0 |  | 356 | CAGE | 356.CAGE | 0
1886 |  |  |  | T | JBG |  | 13944917.0738 | 10807307.1281 | 3137609.9457 | 1232968.8489 | 4370578.7946 |  | 356 | JBG | 356.JBG | 4370578.7946
1887 |  |  |  | T | SG |  | 1509969.63 | 1386212.0081 | 123757.6219 | 0 | 123757.6219 |  | 356 | SG | 356.SG | 123757.6219
1888 | [5 empty] | B8 | 1216952433.6213 | 1145565852.9 | 71386580.7212 | 5503935.8659 | 76890516.5871 |  | 356 | NA | 356.NA1 | 76890516.5871
1889 | [12 empty] | 356 | NA | 356.NA2 | 0
1890 | 357 | Underground Conduit | [10 empty] | 357 | NA | 357.NA | 0
1891 |  |  |  | T | DGP |  | 0 | 0 | 0 | 0 | 0 |  | 357 | DGP | 357.DGP | 0
1892 |  |  |  | T | DGU |  | 0 | 0 | 0 | 0 | 0 |  | 357 | DGU | 357.DGU | 0
1893 |  |  |  | T | CAGW |  | 173137.49 | 134181.51 | 38955.98 | 0 | 38955.98 |  | 357 | CAGW | 357.CAGW | 38955.98
1894 |  |  |  | T | CAGE |  | 3346255.86 | 3346255.86 | 0 | 0 | 0 |  | 357 | CAGE | 357.CAGE | 0
1895 |  |  |  | T | SG |  | 0 | 0 | 0 | 0 | 0 |  | 357 | SG | 357.SG | 0
1896 | [5 empty] | B8 | 3519393.35 | 3480437.37 | 38955.98 | 0 | 38955.98 |  | 357 | NA | 357.NA1 | 38955.98
1897 | [12 empty] | 357 | NA | 357.NA2 | 0
1898 | 358 | Underground Conductors | [10 empty] | 358 | NA | 358.NA | 0
1899 |  |  |  | T | DGP |  | 0 | 0 | 0 | 0 | 0 |  | 358 | DGP | 358.DGP | 0
1900 |  |  |  | T | DGU |  | 0 | 0 | 0 | 0 | 0 |  | 358 | DGU | 358.DGU | 0
1901 |  |  |  | T | CAGW |  | 306562.22 | 237585.6413 | 68976.5787 | 0 | 68976.5787 |  | 358 | CAGW | 358.CAGW | 68976.5787
1902 |  |  |  | T | CAGE |  | 7728791.74 | 7728791.74 | 0 | 0 | 0 |  | 358 | CAGE | 358.CAGE | 0
1903 |  |  |  | T | SG |  | 0 | 0 | 0 | 0 | 0 |  | 358 | SG | 358.SG | 0
1904 | [5 empty] | B8 | 8035353.96 | 7966377.3813 | 68976.5787 | 0 | 68976.5787 |  | 358 | NA | 358.NA1 | 68976.5787
1905 | [12 empty] | 358 | NA | 358.NA2 | 0
1906 | 359 | Roads and Trails | [10 empty] | 359 | NA | 359.NA | 0
1907 |  |  |  | T | DGP |  | 0 | 0 | 0 | 0 | 0 |  | 359 | DGP | 359.DGP | 0
1908 |  |  |  | T | JBG |  | 4929.39 | 3820.276 | 1109.114 | 0 | 1109.114 |  | 359 | JBG | 359.JBG | 1109.114
1909 |  |  |  | T | CAGW |  | 7055228.53 | 5467800.2873 | 1587428.2427 | 0 | 1587428.2427 |  | 359 | CAGW | 359.CAGW | 1587428.2427
1910 |  |  |  | T | CAGE |  | 4861159.43 | 4861159.43 | 0 | 0 | 0 |  | 359 | CAGE | 359.CAGE | 0
1911 |  |  |  | T | SG |  | 15883.01 | 14581.2331 | 1301.7769 | 0 | 1301.7769 |  | 359 | SG | 359.SG | 1301.7769
1912 | [5 empty] | B8 | 11937200.36 | 10347361.2264 | 1589839.1336 | 0 | 1589839.1336 |  | 359 | NA | 359.NA1 | 1589839.1336
1913 | [12 empty] | 359 | NA | 359.NA2 | 0
1914 | TP | Unclassified Trans Plant - Acct 300 | [10 empty] | TP | NA | TP.NA | 0
1915 |  |  |  | T | SG |  | -8978581.6 | -8242694.0136 | -735887.5864 | 0 | -735887.5864 |  | TP | SG | TP.SG | -735887.5864
1916 |  |  |  | T | CAGW |  | 54838114.815 | 42499524.8086 | 12338590.0064 | -9103364.6782 | 3235225.3282 |  | TP | CAGW | TP.CAGW | 3235225.3282
1917 |  |  |  | T | CAGE |  | 67579371.7692 | 67579371.7692 | 0 | 0 | 0 |  | TP | CAGE | TP.CAGE | 0
1918 | [6 empty] | 113438904.9842 | 101836202.5642 | 11602702.42 | -9103364.6782 | 2499337.7418 |  | TP | NA | TP.NA1 | 2499337.7418
1919 | [12 empty] | TP | NA | TP.NA2 | 0
1920 | TS0 | Unclassified Trans Sub Plant - Acct 300 | [10 empty] | TS0 | NA | TS0.NA | 0
1921 |  |  |  | T | SG |  | 0 | 0 | 0 | 0 | 0 |  | TS0 | SG | TS0.SG | 0
1922 | [6 empty] | 0 | 0 | 0 | 0 | 0 |  | TS0 | NA | TS0.NA1 | 0
1923 | [12 empty] | TS0 | NA | TS0.NA2 | 0
1924 | TOTAL TRANSMISSION PLANT |  |  |  |  | B8 | 6144353250.3225 | 5805019032.0181 | 339334218.3044 | 33672213.3072 | 373006431.6116 |  | TOTAL TRANSMISSION PLANT | NA | TOTAL TRANSMISSION PLANT.NA | 373006431.6116
1925 | Summary of Transmission Plant by Factor | [11 empty] | Summary of Transmission Plant by Factor | NA | Summary of Transmission Plant by Factor.NA | 0
1926 |  |  | JBG |  |  |  | 80238238.8208 | 62184614.3484 | 18053624.4724 | 3100887.7942 | 21154512.2666 |  | Summary of Transmission Plant by Factor | NA | Summary of Transmission Plant by Factor.NA1 | 21154512.2666
1927 |  |  | JBE |  |  |  | 0 | 0 | 0 | 0 | 0 |  | Summary of Transmission Plant by Factor | NA | Summary of Transmission Plant by Factor.NA2 | 0
1928 |  |  | CAGW |  |  |  | 1429943091.3287 | 1108205526.2081 | 321737565.1206 | 30570560.0536 | 352308125.1742 |  | Summary of Transmission Plant by Factor | NA | Summary of Transmission Plant by Factor.NA3 | 352308125.1742
1929 |  |  | CAGE |  |  |  | 4639747437.5208 | 4639747437.5208 | 0 | 0 | 0 |  | Summary of Transmission Plant by Factor | NA | Summary of Transmission Plant by Factor.NA4 | 0
1930 |  |  | SG |  |  |  | -5575517.3479 | -5118546.0592 | -456971.2887 | 765.4594 | -456205.8293 |  | Summary of Transmission Plant by Factor | NA | Summary of Transmission Plant by Factor.NA5 | -456205.8293
1931 | Total Transmission Plant by Factor |  |  |  |  | B8 | 6144353250.3225 | 5805019032.0181 | 339334218.3044 | 33672213.3072 | 373006431.6116 |  | Total Transmission Plant by Factor | NA | Total Transmission Plant by Factor.NA | 373006431.6116
1932 | 360 | Land and Land Rights | [10 empty] | 360 | NA | 360.NA | 0
1933 |  |  |  | DPW | S |  | 64100122.8833 | 62240658.9933 | 1859463.89 | 0 | 1859463.89 |  | 360 | S | 360.S1 | 1859463.89
1934 | [5 empty] | B8 | 64100122.8833 | 62240658.9933 | 1859463.89 | 0 | 1859463.89 |  | 360 | NA | 360.NA1 | 1859463.89
1935 | [12 empty] | 360 | NA | 360.NA2 | 0
1936 | 361 | Structures and Improvements | [10 empty] | 361 | NA | 361.NA | 0
1937 |  |  |  | DPW | S |  | 115065089.0125 | 110534543.9858 | 4530545.0267 | 299400.8433 | 4829945.87 |  | 361 | S | 361.S1 | 4829945.87
1938 | [5 empty] | B8 | 115065089.0125 | 110534543.9858 | 4530545.0267 | 299400.8433 | 4829945.87 |  | 361 | NA | 361.NA1 | 4829945.87
1939 | [12 empty] | 361 | NA | 361.NA2 | 0
1940 | 362 | Station Equipment | [10 empty] | 362 | NA | 362.NA | 0
1941 |  |  |  | DPW | S |  | 983216433.3592 | 916261761.345 | 66954672.0142 | 3968402.6958 | 70923074.71 |  | 362 | S | 362.S1 | 70923074.71
1942 | [5 empty] | B8 | 983216433.3592 | 916261761.345 | 66954672.0142 | 3968402.6958 | 70923074.71 |  | 362 | NA | 362.NA1 | 70923074.71
1943 | [12 empty] | 362 | NA | 362.NA2 | 0
1944 | 363 | Storage Battery Equipment | [10 empty] | 363 | NA | 363.NA | 0
1945 |  |  |  | DPW | S |  | 0 | 0 | 0 | 0 | 0 |  | 363 | S | 363.S1 | 0
1946 | [5 empty] | B8 | 0 | 0 | 0 | 0 | 0 |  | 363 | NA | 363.NA1 | 0
1947 | [12 empty] | 363 | NA | 363.NA2 | 0
1948 | 364 | Poles, Towers & Fixtures | [10 empty] | 364 | NA | 364.NA | 0
1949 |  |  |  | DPW | S |  | 1176071366.4858 | 1069831279.4842 | 106240087.0017 | 1392840.0683 | 107632927.07 |  | 364 | S | 364.S1 | 107632927.07
1950 | [5 empty] | B8 | 1176071366.4858 | 1069831279.4842 | 106240087.0017 | 1392840.0683 | 107632927.07 |  | 364 | NA | 364.NA1 | 107632927.07
1951 | [12 empty] | 364 | NA | 364.NA2 | 0
1952 | 365 | Overhead Conductors | [10 empty] | 365 | NA | 365.NA | 0
1953 |  |  |  | DPW | S |  | 752943942.0325 | 682243330.8296 | 70700611.2029 | 1513385.2571 | 72213996.46 |  | 365 | S | 365.S1 | 72213996.46
1954 | [5 empty] | B8 | 752943942.0325 | 682243330.8296 | 70700611.2029 | 1513385.2571 | 72213996.46 |  | 365 | NA | 365.NA1 | 72213996.46
1955 | [12 empty] | 365 | NA | 365.NA2 | 0
1956 | 366 | Underground Conduit | [10 empty] | 366 | NA | 366.NA | 0
1957 |  |  |  | DPW | S |  | 368546838.4721 | 350318595.0342 | 18228243.4379 | 263215.0621 | 18491458.5 |  | 366 | S | 366.S1 | 18491458.5
1958 | [5 empty] | B8 | 368546838.4721 | 350318595.0342 | 18228243.4379 | 263215.0621 | 18491458.5 |  | 366 | NA | 366.NA1 | 18491458.5
1959 | [12 empty] | 366 | NA | 366.NA2 | 0
1960 | [12 empty] | 366 | NA | 366.NA3 | 0
1961 | [12 empty] | 366 | NA | 366.NA4 | 0
1962 | [12 empty] | 366 | NA | 366.NA5 | 0
1963 | 367 | Underground Conductors | [10 empty] | 367 | NA | 367.NA | 0
1964 |  |  |  | DPW | S |  | 860557234.8517 | 832932164.8196 | 27625070.0321 | 622175.6979 | 28247245.73 |  | 367 | S | 367.S1 | 28247245.73
1965 | [5 empty] | B8 | 860557234.8517 | 832932164.8196 | 27625070.0321 | 622175.6979 | 28247245.73 |  | 367 | NA | 367.NA1 | 28247245.73
1966 | [12 empty] | 367 | NA | 367.NA2 | 0
1967 | 368 | Line Transformers | [10 empty] | 368 | NA | 368.NA | 0
1968 |  |  |  | DPW | S |  | 1340565232.3687 | 1228782246.8254 | 111782985.5433 | 1248445.4167 | 113031430.96 |  | 368 | S | 368.S1 | 113031430.96
1969 | [5 empty] | B8 | 1340565232.3687 | 1228782246.8254 | 111782985.5433 | 1248445.4167 | 113031430.96 |  | 368 | NA | 368.NA1 | 113031430.96
1970 | [12 empty] | 368 | NA | 368.NA2 | 0
1971 | 369 | Services | [10 empty] | 369 | NA | 369.NA | 0
1972 |  |  |  | DPW | S |  | 778408159.9308 | 715356437.9463 | 63051721.9846 | 1180179.8654 | 64231901.85 |  | 369 | S | 369.S1 | 64231901.85
1973 | [5 empty] | B8 | 778408159.9308 | 715356437.9463 | 63051721.9846 | 1180179.8654 | 64231901.85 |  | 369 | NA | 369.NA1 | 64231901.85
1974 | [12 empty] | 369 | NA | 369.NA2 | 0
1975 | 370 | Meters | [10 empty] | 370 | NA | 370.NA | 0
1976 |  |  |  | DPW | S |  | 204844003.2329 | 192153250.945 | 12690752.2879 | 214964.5221 | 12905716.81 |  | 370 | S | 370.S1 | 12905716.81
1977 | [5 empty] | B8 | 204844003.2329 | 192153250.945 | 12690752.2879 | 214964.5221 | 12905716.81 |  | 370 | NA | 370.NA1 | 12905716.81
1978 | [12 empty] | 370 | NA | 370.NA2 | 0
1979 | 371 | Installations on Customers' Premises | [10 empty] | 371 | NA | 371.NA | 0
1980 |  |  |  | DPW | S |  | 8810428.9058 | 8304065.0908 | 506363.815 | 605.805 | 506969.62 |  | 371 | S | 371.S1 | 506969.62
1981 | [5 empty] | B8 | 8810428.9058 | 8304065.0908 | 506363.815 | 605.805 | 506969.62 |  | 371 | NA | 371.NA1 | 506969.62
1982 | [12 empty] | 371 | NA | 371.NA2 | 0
1983 | 372 | Leased Property | [10 empty] | 372 | NA | 372.NA | 0
1984 |  |  |  | DPW | S |  | 0 | 0 | 0 | 0 | 0 |  | 372 | S | 372.S1 | 0
1985 | [5 empty] | B8 | 0 | 0 | 0 | 0 | 0 |  | 372 | NA | 372.NA1 | 0
1986 | [12 empty] | 372 | NA | 372.NA2 | 0
1987 | 373 | Street Lights | [10 empty] | 373 | NA | 373.NA2 | 0
1988 |  |  |  | DPW | S |  | 62530356.4683 | 57945133.9558 | 4585222.5125 | 122018.1575 | 4707240.67 |  | 373 | S | 373.S1 | 4707240.67
1989 | [5 empty] | B8 | 62530356.4683 | 57945133.9558 | 4585222.5125 | 122018.1575 | 4707240.67 |  | 373 | NA | 373.NA3 | 4707240.67
1990 | [12 empty] | 373 | NA | 373.NA4 | 0
1991 | DP | Unclassified Dist Plant - Acct 300 | [10 empty] | DP | NA | DP.NA | 0
1992 |  |  |  | DPW | S |  | 61720137.6529 | 53058621.225 | 8661516.4279 | 735565.4821 | 9397081.91 |  | DP | S | DP.S | 9397081.91
1993 | [6 empty] | 61720137.6529 | 53058621.225 | 8661516.4279 | 735565.4821 | 9397081.91 |  | DP | NA | DP.NA1 | 9397081.91
1994 | [12 empty] | DP | NA | DP.NA2 | 0
1995 | DS0 | Unclassified Dist Sub Plant - Acct 300 | [10 empty] | DS0 | NA | DS0.NA | 0
1996 |  |  |  | DPW | S |  | 0 | 0 | 0 | 0 | 0 |  | DS0 | S | DS0.S | 0
1997 | [6 empty] | 0 | 0 | 0 | 0 | 0 |  | DS0 | NA | DS0.NA1 | 0
1998 | [12 empty] | DS0 | NA | DS0.NA2 | 0
1999 | [12 empty] | DS0 | NA | DS0.NA3 | 0
2000 | TOTAL DISTRIBUTION PLANT |  |  |  |  | B8 | 6777379345.6567 | 6279962090.48 | 497417255.1767 | 11561198.8733 | 508978454.05 |  | TOTAL DISTRIBUTION PLANT | NA | TOTAL DISTRIBUTION PLANT.NA | 508978454.05
2001 | [12 empty] | TOTAL DISTRIBUTION PLANT | NA | TOTAL DISTRIBUTION PLANT.NA1 | 0
2002 | Summary of Distribution Plant by Factor | [11 empty] | Summary of Distribution Plant by Factor | NA | Summary of Distribution Plant by Factor.NA | 0
2003 |  |  | S |  |  |  | 6777379345.6567 | 6279962090.48 | 497417255.1767 | 11561198.8733 | 508978454.05 |  | Summary of Distribution Plant by Factor | NA | Summary of Distribution Plant by Factor.NA1 | 508978454.05
2004 | [12 empty] | Summary of Distribution Plant by Factor | NA | Summary of Distribution Plant by Factor.NA2 | 0
2005 | Total Distribution Plant by Factor |  |  |  |  | B8 | 6777379345.6567 | 6279962090.48 | 497417255.1767 | 11561198.8733 | 508978454.05 |  | Total Distribution Plant by Factor | NA | Total Distribution Plant by Factor.NA | 508978454.05
2006 | 389 | Land and Land Rights | [10 empty] | 389 | NA | 389.NA | 0
2007 |  |  |  | G-SITUS | S |  | 12977811.7208 | 11878985.3708 | 1098826.35 | 0 | 1098826.35 |  | 389 | S | 389.S | 1098826.35
2008 |  |  |  | CUST | CN |  | 1128505.79 | 1049396.8185 | 79108.9715 | 0 | 79108.9715 |  | 389 | CN | 389.CN | 79108.9715
2009 |  |  |  | G-DGU | DGU |  | 0 | 0 | 0 | 0 | 0 |  | 389 | DGU | 389.DGU | 0
2010 |  |  |  | G-SG | SG |  | 0 | 0 | 0 | 0 | 0 |  | 389 | SG | 389.SG | 0
2011 |  |  |  | G-SG | CAGW |  | 0 | 0 | 0 | 0 | 0 |  | 389 | CAGW | 389.CAGW | 0
2012 |  |  |  | G-SG | CAGE |  | 1559.87 | 1559.87 | 0 | 0 | 0 |  | 389 | CAGE | 389.CAGE | 0
2013 |  |  |  | PTD | SO |  | 7516302.2 | 7001194.0817 | 515108.1183 | 0 | 515108.1183 |  | 389 | SO | 389.SO | 515108.1183
2014 | [5 empty] | B8 | 21624179.5808 | 19931136.141 | 1693043.4398 | 0 | 1693043.4398 |  | 389 | NA | 389.NA1 | 1693043.4398
2015 | [12 empty] | 389 | NA | 389.NA2 | 0
2016 | 390 | Structures and Improvements | [10 empty] | 390 | NA | 390.NA | 0
2017 |  |  |  | G-SITUS | S |  | 129275257.4383 | 115428644.6958 | 13846612.7425 | 32670.9775 | 13879283.72 |  | 390 | S | 390.S | 13879283.72
2018 |  |  |  | G-DGP | CAEE |  | 1012184.1038 | 1012184.1038 | 0 | 0 | 0 |  | 390 | CAEE | 390.CAEE | 0
2019 |  |  |  | G-DGU | DGU |  | 0 | 0 | 0 | 0 | 0 |  | 390 | DGU | 390.DGU | 0
2020 |  |  |  | CUST | CN |  | 8139481.0596 | 7568898.2757 | 570582.7838 | 11.4482 | 570594.232 |  | 390 | CN | 390.CN | 570594.232
2021 |  |  |  | G-SG | SG |  | 0 | 0 | 0 | 0 | 0 |  | 390 | SG | 390.SG | 0
2022 |  |  |  | G-SG | CAGW |  | 3395296.2229 | 2631353.6952 | 763942.5277 | -14553.3234 | 749389.2043 |  | 390 | CAGW | 390.CAGW | 749389.2043
2023 |  |  |  | G-SG | CAGE |  | 4243014.1217 | 4243014.1217 | 0 | 0 | 0 |  | 390 | CAGE | 390.CAGE | 0
2024 |  |  |  | PTD | JBG |  | 22429.3 | 17382.7017 | 5046.5983 | 0 | 5046.5983 |  | 390 | JBG | 390.JBG | 5046.5983
2025 |  |  |  | PTD | SO |  | 96217266.8792 | 89623293.6767 | 6593973.2024 | 51154.9068 | 6645128.1092 |  | 390 | SO | 390.SO | 6645128.1092
2026 | [5 empty] | B8 | 242304929.1254 | 220524771.2707 | 21780157.8547 | 69284.0091 | 21849441.8638 |  | 390 | NA | 390.NA1 | 21849441.8638
2027 | [12 empty] | 390 | NA | 390.NA2 | 0
2028 | 391 | Office Furniture & Equipment | [10 empty] | 391 | NA | 391.NA | 0
2029 |  |  |  | G-SITUS | S |  | 8439178.5496 | 8056761.53 | 382417.0196 | -6386.9296 | 376030.09 |  | 391 | S | 391.S | 376030.09
2030 |  |  |  | G-DGP | DGP |  | 0 | 0 | 0 | 0 | 0 |  | 391 | DGP | 391.DGP | 0
2031 |  |  |  | G-DGU | DGU |  | 0 | 0 | 0 | 0 | 0 |  | 391 | DGU | 391.DGU | 0
2032 |  |  |  | CUST | CN |  | 5816461.3333 | 5408723.7054 | 407737.6279 | -19169.5991 | 388568.0288 |  | 391 | CN | 391.CN | 388568.0288
2033 |  |  |  | G-SG | SG |  | 0 | 0 | 0 | 0 | 0 |  | 391 | SG | 391.SG | 0
2034 |  |  |  | P | SE |  | 0 | 0 | 0 | 0 | 0 |  | 391 | SE | 391.SE | 0
2035 |  |  |  | PTD | SO |  | 58304531.0883 | 54308798.0141 | 3995733.0742 | 200252.7494 | 4195985.8236 |  | 391 | SO | 391.SO | 4195985.8236
2036 |  |  |  | G-SG | CAGW |  | 496292.5871 | 384626.6267 | 111665.9604 | 21372.3725 | 133038.3328 |  | 391 | CAGW | 391.CAGW | 133038.3328
2037 |  |  |  | G-SG | CAGE |  | 2068910.1458 | 2068910.1458 | 0 | 0 | 0 |  | 391 | CAGE | 391.CAGE | 0
2038 |  |  |  | P | JBG |  | 268383.5721 | 207997.199 | 60386.3731 | -21983.9297 | 38402.4434 |  | 391 | JBG | 391.JBG | 38402.4434
2039 |  |  |  | P | JBE |  | 0 | 0 | 0 | 0 | 0 |  | 391 | JBE | 391.JBE | 0
2040 |  |  |  | P | CAEE |  | 72575.8533 | 72575.8533 | 0 | 0 | 0 |  | 391 | CAEE | 391.CAEE | 0
2041 |  |  |  | G-SG | CAGE |  | 0 | 0 | 0 | 0 | 0 |  | 391 | CAGE | 391.CAGE1 | 0
2042 |  |  |  | G-SG | CAGE |  | 0 | 0 | 0 | 0 | 0 |  | 391 | CAGE | 391.CAGE2 | 0
2043 | [5 empty] | B8 | 75466333.1296 | 70508393.0745 | 4957940.0551 | 174084.6635 | 5132024.7186 |  | 391 | NA | 391.NA1 | 5132024.7186
2044 | [12 empty] | 391 | NA | 391.NA2 | 0
2045 | 392 | Transportation Equipment | [10 empty] | 392 | NA | 392.NA | 0
2046 |  |  |  | G-SITUS | S |  | 84635827.185 | 79448431.8633 | 5187395.3217 | 182783.3283 | 5370178.65 |  | 392 | S | 392.S | 5370178.65
2047 |  |  |  | PTD | SO |  | 9328126.99 | 8688850.6793 | 639276.3107 | -15568.7855 | 623707.5252 |  | 392 | SO | 392.SO | 623707.5252
2048 |  |  |  | G-SG | SG |  | 0 | 0 | 0 | 0 | 0 |  | 392 | SG | 392.SG | 0
2049 |  |  |  | CUST | CN |  | 0 | 0 | 0 | 0 | 0 |  | 392 | CN | 392.CN | 0
2050 |  |  |  | G-DGU | DGU |  | 0 | 0 | 0 | 0 | 0 |  | 392 | DGU | 392.DGU | 0
2051 |  |  |  | P | SE |  | 0 | 0 | 0 | 0 | 0 |  | 392 | SE | 392.SE | 0
2052 |  |  |  | G-DGP | DGP |  | 0 | 0 | 0 | 0 | 0 |  | 392 | DGP | 392.DGP | 0
2053 |  |  |  | G-SG | CAGW |  | 5451749.6612 | 4225104.5785 | 1226645.0828 | 62177.7209 | 1288822.8037 |  | 392 | CAGW | 392.CAGW | 1288822.8037
2054 |  |  |  | G-SG | CAGE |  | 14051342.3008 | 14051342.3008 | 0 | 0 | 0 |  | 392 | CAGE | 392.CAGE | 0
2055 |  |  |  | P | JBG |  | 2350877.1187 | 1821929.1594 | 528947.9593 | 35167.7747 | 564115.734 |  | 392 | JBG | 392.JBG | 564115.734
2056 |  |  |  | P | CAEW |  | 0 | 0 | 0 | 0 | 0 |  | 392 | CAEW | 392.CAEW | 0
2057 |  |  |  | P | CAEE |  | 541386.32 | 541386.32 | 0 | 0 | 0 |  | 392 | CAEE | 392.CAEE | 0
2058 |  |  |  | G-SG | CAGE |  | 0 | 0 | 0 | 0 | 0 |  | 392 | CAGE | 392.CAGE1 | 0
2059 |  |  |  | G-SG | CAGE |  | 0 | 0 | 0 | 0 | 0 |  | 392 | CAGE | 392.CAGE2 | 0
2060 | [5 empty] | B8 | 116359309.5758 | 108777044.9013 | 7582264.6745 | 264560.0384 | 7846824.7129 |  | 392 | NA | 392.NA1 | 7846824.7129
2061 | [12 empty] | 392 | NA | 392.NA2 | 0
2062 | 393 | Stores Equipment | [10 empty] | 393 | NA | 393.NA | 0
2063 |  |  |  | G-SITUS | S |  | 8731207.6083 | 7969094.0496 | 762113.5587 | -26497.4387 | 735616.12 |  | 393 | S | 393.S | 735616.12
2064 |  |  |  | G-DGP | DGP |  | 0 | 0 | 0 | 0 | 0 |  | 393 | DGP | 393.DGP | 0
2065 |  |  |  | G-DGU | DGU |  | 0 | 0 | 0 | 0 | 0 |  | 393 | DGU | 393.DGU | 0
2066 |  |  |  | PTD | SO |  | 228988.5287 | 213295.4596 | 15693.0691 | 1788.417 | 17481.4862 |  | 393 | SO | 393.SO | 17481.4862
2067 |  |  |  | G-SG | SG |  | 0 | 0 | 0 | 0 | 0 |  | 393 | SG | 393.SG | 0
2068 |  |  |  | G-SG | CAGW |  | 747011.8788 | 578934.013 | 168077.8658 | 187.5447 | 168265.4105 |  | 393 | CAGW | 393.CAGW | 168265.4105
2069 |  |  |  | G-SG | CAGE |  | 4419983.2325 | 4419983.2325 | 0 | 0 | 0 |  | 393 | CAGE | 393.CAGE | 0
2070 |  |  |  | G-SG | JBG |  | 721379.9275 | 559069.2574 | 162310.6701 | -6279.0389 | 156031.6312 |  | 393 | JBG | 393.JBG | 156031.6312
2071 |  |  |  | G-SG | CAGE |  | 0 | 0 | 0 | 0 | 0 |  | 393 | CAGE | 393.CAGE1 | 0
2072 | [5 empty] | B8 | 14848571.1758 | 13740376.012 | 1108195.1638 | -30800.5159 | 1077394.6479 |  | 393 | NA | 393.NA1 | 1077394.6479
2073 | [12 empty] | 393 | NA | 393.NA2 | 0
2074 | 394 | Tools, Shop & Garage Equipment | [10 empty] | 394 | NA | 394.NA | 0
2075 |  |  |  | G-SITUS | S |  | 34267704.5908 | 31452246.2767 | 2815458.3142 | -32424.5542 | 2783033.76 |  | 394 | S | 394.S | 2783033.76
2076 |  |  |  | G-DGP | DGP |  | 0 | 0 | 0 | 0 | 0 |  | 394 | DGP | 394.DGP | 0
2077 |  |  |  | G-SG | SG |  | 0 | 0 | 0 | 0 | 0 |  | 394 | SG | 394.SG | 0
2078 |  |  |  | PTD | SO |  | 3387645.2708 | 3155482.7613 | 232162.5095 | -27492.8658 | 204669.6437 |  | 394 | SO | 394.SO | 204669.6437
2079 |  |  |  | P | SE |  | 0 | 0 | 0 | 0 | 0 |  | 394 | SE | 394.SE | 0
2080 |  |  |  | G-DGU | DGU |  | 0 | 0 | 0 | 0 | 0 |  | 394 | DGU | 394.DGU | 0
2081 |  |  |  | G-SG | CAGW |  | 2810410.3796 | 2178067.3178 | 632343.0618 | -5433.9339 | 626909.1279 |  | 394 | CAGW | 394.CAGW | 626909.1279
2082 |  |  |  | G-SG | CAGE |  | 18396127.4062 | 18396127.4062 | 0 | 0 | 0 |  | 394 | CAGE | 394.CAGE | 0
2083 |  |  |  | P | JBG |  | 2890876.8621 | 2240428.821 | 650448.0411 | 12774.5107 | 663222.5518 |  | 394 | JBG | 394.JBG | 663222.5518
2084 |  |  |  | P | CAEW |  | 0 | 0 | 0 | 0 | 0 |  | 394 | CAEW | 394.CAEW | 0
2085 |  |  |  | P | CAEE |  | 124446.0433 | 124446.0433 | 0 | 0 | 0 |  | 394 | CAEE | 394.CAEE | 0
2086 |  |  |  | G-SG | CAGE |  | 0 | 0 | 0 | 0 | 0 |  | 394 | CAGE | 394.CAGE1 | 0
2087 |  |  |  | G-SG | CAGE |  | 0 | 0 | 0 | 0 | 0 |  | 394 | CAGE | 394.CAGE2 | 0
2088 | [5 empty] | B8 | 61877210.5529 | 57546798.6264 | 4330411.9265 | -52576.8432 | 4277835.0833 |  | 394 | NA | 394.NA1 | 4277835.0833
2089 | [12 empty] | 394 | NA | 394.NA2 | 0
2090 | 395 | Laboratory Equipment | [10 empty] | 395 | NA | 395.NA | 0
2091 |  |  |  | G-SITUS | S |  | 19941141.235 | 18593709.6117 | 1347431.6233 | -60454.4133 | 1286977.21 |  | 395 | S | 395.S | 1286977.21
2092 |  |  |  | G-DGP | DGP |  | 0 | 0 | 0 | 0 | 0 |  | 395 | DGP | 395.DGP | 0
2093 |  |  |  | G-DGU | DGU |  | 0 | 0 | 0 | 0 | 0 |  | 395 | DGU | 395.DGU | 0
2094 |  |  |  | PTD | SO |  | 4803897.4321 | 4474676.1607 | 329221.2714 | -10421.3081 | 318799.9634 |  | 395 | SO | 395.SO | 318799.9634
2095 |  |  |  | P | SE |  | 0 | 0 | 0 | 0 | 0 |  | 395 | SE | 395.SE | 0
2096 |  |  |  | G-SG | SG |  | 0 | 0 | 0 | 0 | 0 |  | 395 | SG | 395.SG | 0
2097 |  |  |  | G-SG | CAGW |  | 1315007.9867 | 1019130.8498 | 295877.1369 | 5589.4459 | 301466.5828 |  | 395 | CAGW | 395.CAGW | 301466.5828
2098 |  |  |  | G-SG | CAGE |  | 4688469.7125 | 4688469.7125 | 0 | 0 | 0 |  | 395 | CAGE | 395.CAGE | 0
2099 |  |  |  | P | JBG |  | 252630.1975 | 195788.3378 | 56841.8597 | 889.6831 | 57731.5428 |  | 395 | JBG | 395.JBG | 57731.5428
2100 |  |  |  | P | CAEW |  | 0 | 0 | 0 | 0 | 0 |  | 395 | CAEW | 395.CAEW | 0
2101 |  |  |  | P | CAEE |  | 1148490.1479 | 1148490.1479 | 0 | 0 | 0 |  | 395 | CAEE | 395.CAEE | 0
2102 |  |  |  | G-SG | CAGE |  | 0 | 0 | 0 | 0 | 0 |  | 395 | CAGE | 395.CAGE1 | 0
2103 |  |  |  | G-SG | CAGE |  | 0 | 0 | 0 | 0 | 0 |  | 395 | CAGE | 395.CAGE2 | 0
2104 | [5 empty] | B8 | 32149636.7117 | 30120264.8203 | 2029371.8913 | -64396.5924 | 1964975.299 |  | 395 | NA | 395.NA1 | 1964975.299
2105 | [12 empty] | 395 | NA | 395.NA2 | 0
2106 | 396 | Power Operated Equipment | [10 empty] | 396 | NA | 396.NA | 0
2107 |  |  |  | G-SITUS | S |  | 127319962.2763 | 118839796.3963 | 8480165.88 | 240204.45 | 8720370.33 |  | 396 | S | 396.S | 8720370.33
2108 |  |  |  | G-DGP | DGP |  | 0 | 0 | 0 | 0 | 0 |  | 396 | DGP | 396.DGP | 0
2109 |  |  |  | G-SG | SG |  | 0 | 0 | 0 | 0 | 0 |  | 396 | SG | 396.SG | 0
2110 |  |  |  | PTD | SO |  | 5203617.0729 | 4847002.1674 | 356614.9055 | -34704.8497 | 321910.0558 |  | 396 | SO | 396.SO | 321910.0558
2111 |  |  |  | G-DGU | DGU |  | 0 | 0 | 0 | 0 | 0 |  | 396 | DGU | 396.DGU | 0
2112 |  |  |  | P | SE |  | 0 | 0 | 0 | 0 | 0 |  | 396 | SE | 396.SE | 0
2113 |  |  |  | G-SG | CAGW |  | 2837283.0229 | 2198893.6095 | 638389.4135 | 104540.9514 | 742930.3649 |  | 396 | CAGW | 396.CAGW | 742930.3649
2114 |  |  |  | G-SG | CAGE |  | 31420853.2379 | 31420853.2379 | 0 | 0 | 0 |  | 396 | CAGE | 396.CAGE | 0
2115 |  |  |  | P | JBG |  | 9827969.7746 | 7616674.0352 | 2211295.7393 | 54995.0144 | 2266290.7537 |  | 396 | JBG | 396.JBG | 2266290.7537
2116 |  |  |  | P | CAEW |  | 0 | 0 | 0 | 0 | 0 |  | 396 | CAEW | 396.CAEW | 0
2117 |  |  |  | P | CAEE |  | 403876.32 | 403876.32 | 0 | 0 | 0 |  | 396 | CAEE | 396.CAEE | 0
2118 |  |  |  | G-SG | CAGE |  | 0 | 0 | 0 | 0 | 0 |  | 396 | CAGE | 396.CAGE1 | 0
2119 |  |  |  | G-SG | CAGE |  | 0 | 0 | 0 | 0 | 0 |  | 396 | CAGE | 396.CAGE2 | 0
2120 | [5 empty] | B8 | 177013561.7046 | 165327095.7663 | 11686465.9383 | 365035.5661 | 12051501.5044 |  | 396 | NA | 396.NA1 | 12051501.5044
2121 | 397 | Communication Equipment | [10 empty] | 397 | NA | 397.NA | 0
2122 |  |  |  | G-SITUS | S |  | 188792151.7075 | 175297427.5992 | 13494724.1083 | 214761.9417 | 13709486.05 |  | 397 | S | 397.S | 13709486.05
2123 |  |  |  | COM_EQ | DGP |  | 0 | 0 | 0 | 0 | 0 |  | 397 | DGP | 397.DGP | 0
2124 |  |  |  | COM_EQ | DGU |  | 0 | 0 | 0 | 0 | 0 |  | 397 | DGU | 397.DGU | 0
2125 |  |  |  | PTD | SO |  | 88235401.9167 | 82188442.8352 | 6046959.0814 | 504953.0451 | 6551912.1265 |  | 397 | SO | 397.SO | 6551912.1265
2126 |  |  |  | CUST | CN |  | 3727172.0796 | 3465894.9533 | 261277.1263 | 8507.624 | 269784.7503 |  | 397 | CN | 397.CN | 269784.7503
2127 |  |  |  | G-SG | SG |  | 138683.51 | 127316.9626 | 11366.5474 | 0 | 11366.5474 |  | 397 | SG | 397.SG | 11366.5474
2128 |  |  |  | COM_EQ | SE |  | 0 | 0 | 0 | 0 | 0 |  | 397 | SE | 397.SE | 0
2129 |  |  |  | G-SG | CAGW |  | 49313656.2842 | 38218070.875 | 11095585.4092 | 370386.4043 | 11465971.8134 |  | 397 | CAGW | 397.CAGW | 11465971.8134
2130 |  |  |  | COM_EQ | CAGE |  | 117834910.6375 | 117834910.6375 | 0 | 0 | 0 |  | 397 | CAGE | 397.CAGE | 0
2131 |  |  |  | COM_EQ | JBG |  | 4731674.5683 | 3667046.5675 | 1064628.0008 | 22949.4777 | 1087577.4785 |  | 397 | JBG | 397.JBG | 1087577.4785
2132 |  |  |  | COM_EQ | CAEW |  | 0 | 0 | 0 | 0 | 0 |  | 397 | CAEW | 397.CAEW | 0
2133 |  |  |  | COM_EQ | CAEE |  | 341557.84 | 341557.84 | 0 | 0 | 0 |  | 397 | CAEE | 397.CAEE | 0
2134 |  |  |  | COM_EQ | CAGE |  | 0 | 0 | 0 | 0 | 0 |  | 397 | CAGE | 397.CAGE1 | 0
2135 |  |  |  | COM_EQ | CAGE |  | 0 | 0 | 0 | 0 | 0 |  | 397 | CAGE | 397.CAGE2 | 0
2136 | [5 empty] | B8 | 453115208.5437 | 421140668.2703 | 31974540.2734 | 1121558.4927 | 33096098.7661 |  | 397 | NA | 397.NA1 | 33096098.7661
2137 | [12 empty] | 397 | NA | 397.NA2 | 0
2138 | 398 | Misc. Equipment | [10 empty] | 398 | NA | 398.NA | 0
2139 |  |  |  | G-SITUS | S |  | 2743181.0029 | 2558171.1425 | 185009.8604 | -1142.5104 | 183867.35 |  | 398 | S | 398.S | 183867.35
2140 |  |  |  | G-DGP | DGP |  | 0 | 0 | 0 | 0 | 0 |  | 398 | DGP | 398.DGP | 0
2141 |  |  |  | G-DGU | DGU |  | 0 | 0 | 0 | 0 | 0 |  | 398 | DGU | 398.DGU | 0
2142 |  |  |  | CUST | CN |  | 153133.4258 | 142398.6756 | 10734.7503 | -5588.8029 | 5145.9474 |  | 398 | CN | 398.CN | 5145.9474
2143 |  |  |  | PTD | SO |  | 2533313.7533 | 2359700.3932 | 173613.3601 | -7855.0805 | 165758.2796 |  | 398 | SO | 398.SO | 165758.2796
2144 |  |  |  | P | SE |  | 0 | 0 | 0 | 0 | 0 |  | 398 | SE | 398.SE | 0
2145 |  |  |  | G-SG | SG |  | 0 | 0 | 0 | 0 | 0 |  | 398 | SG | 398.SG | 0
2146 |  |  |  | G-SG | CAGW |  | 396726.2346 | 307462.7293 | 89263.5053 | 1630.6433 | 90894.1487 |  | 398 | CAGW | 398.CAGW | 90894.1487
2147 |  |  |  | G-SG | CAGE |  | 2015929.8513 | 2015929.8513 | 0 | 0 | 0 |  | 398 | CAGE | 398.CAGE | 0
2148 |  |  |  | P | JBG |  | 142507.3308 | 110443.1446 | 32064.1863 | 3478.7648 | 35542.9511 |  | 398 | JBG | 398.JBG | 35542.9511
2149 |  |  |  | P | CAEW |  | 0 | 0 | 0 | 0 | 0 |  | 398 | CAEW | 398.CAEW | 0
2150 |  |  |  | P | CAEE |  | 4527.2 | 4527.2 | 0 | 0 | 0 |  | 398 | CAEE | 398.CAEE | 0
2151 |  |  |  | G-SG | CAGE |  | 0 | 0 | 0 | 0 | 0 |  | 398 | CAGE | 398.CAGE1 | 0
2152 | [5 empty] | B8 | 7989318.7987 | 7498633.1364 | 490685.6624 | -9476.9856 | 481208.6767 |  | 398 | NA | 398.NA1 | 481208.6767
2153 | [12 empty] | 398 | NA | 398.NA2 | 0
2154 | 399 | Coal Mine | [10 empty] | 399 | NA | 399.NA | 0
2155 |  |  |  | P | SE |  | 0 | 0 | 0 | 0 | 0 |  | 399 | SE | 399.SE | 0
2156 |  |  |  | P | CAEW |  | 0 | 0 | 0 | 0 | 0 |  | 399 | CAEW | 399.CAEW | 0
2157 |  |  |  | P | CAEE |  | 1854827.92 | 1854827.92 | 0 | 0 | 0 |  | 399 | CAEE | 399.CAEE | 0
2158 | MP |  |  | P | JBE |  | 0 | 0 | 0 | 69827902.2438 | 69827902.2438 |  | MP | JBE | MP.JBE | 69827902.2438
2159 | [5 empty] | B8 | 1854827.92 | 1854827.92 | 0 | 69827902.2438 | 69827902.2438 |  | MP | NA | MP.NA | 69827902.2438
2160 | [12 empty] | MP | NA | MP.NA1 | 0
2161 | 399L | WIDCO Capital Lease | [10 empty] | 399L | NA | 399L.NA | 0
2162 |  |  |  | P | SE |  | 0 | 0 | 0 | 0 | 0 |  | 399L | SE | 399L.SE | 0
2163 | [6 empty] | 0 | 0 | 0 | 0 | 0 |  | 399L | NA | 399L.NA1 | 0
2164 | [12 empty] | 399L | NA | 399L.NA2 | 0
2165 |  | Remove Capital Leases |  |  |  |  | 0 | 0 | 0 | 0 | 0 |  | 399L | NA | 399L.NA3 | 0
2166 | [6 empty] | 0 | 0 | 0 | 0 | 0 |  | 399L | NA | 399L.NA4 | 0
2167 | [12 empty] | 399L | NA | 399L.NA5 | 0
2168 | 1011390 | General Capital Leases | [10 empty] | 1011390 | NA | 1011390.NA | 0
2169 |  |  |  | G-SITUS | S |  | 4758628.2658 | 4758628.2658 | 0 | 0 | 0 |  | 1011390 | S | 1011390.S | 0
2170 |  |  |  | P | CAGW |  | 3496492.6629 | 2709780.9101 | 786711.7528 | 0 | 786711.7528 |  | 1011390 | CAGW | 1011390.CAGW | 786711.7528
2171 |  |  |  | P | CAGE |  | 8638980.1654 | 8638980.1654 | 0 | 0 | 0 |  | 1011390 | CAGE | 1011390.CAGE | 0
2172 |  |  |  | PTD | SO |  | -1612277.0788 | -1501784.3138 | -110492.7649 | 0 | -110492.7649 |  | 1011390 | SO | 1011390.SO | -110492.7649
2173 | [5 empty] | B9 | 15281824.0154 | 14605605.0275 | 676218.9879 | 0 | 676218.9879 |  | 1011390 | NA | 1011390.NA1 | 676218.9879
2174 | [12 empty] | 1011390 | NA | 1011390.NA2 | 0
2175 |  | Remove Capital Leases |  |  |  |  | -15281824.0154 | -14605605.0275 | -676218.9879 | 0 | -676218.9879 |  | 1011390 | NA | 1011390.NA3 | -676218.9879
2176 | [5 empty] | B9 | 0 | 0 | 0 | 0 | 0 |  | 1011390 | NA | 1011390.NA4 | 0
2177 | [12 empty] | 1011390 | NA | 1011390.NA5 | 0
2178 | 1011392 | General Vehicles Capital Leases | [10 empty] | 1011392 | NA | 1011392.NA | 0
2179 |  |  |  | LABOR | SO |  | 0 | 0 | 0 | 0 | 0 |  | 1011392 | SO | 1011392.SO | 0
2180 | [5 empty] | B9 | 0 | 0 | 0 | 0 | 0 |  | 1011392 | NA | 1011392.NA1 | 0
2181 | [12 empty] | 1011392 | NA | 1011392.NA2 | 0
2182 |  | Remove Capital Leases |  |  |  |  | 0 | 0 | 0 | 0 | 0 |  | 1011392 | NA | 1011392.NA3 | 0
2183 | [5 empty] | B9 | 0 | 0 | 0 | 0 | 0 |  | 1011392 | NA | 1011392.NA4 | 0
2184 | [12 empty] | 1011392 | NA | 1011392.NA5 | 0
2185 | GP | Unclassified Gen Plant - Acct 300 | [10 empty] | GP | NA | GP.NA | 0
2186 |  |  |  | G-SITUS | S |  | 0 | 0 | 0 | 0 | 0 |  | GP | S | GP.S | 0
2187 |  |  |  | PTD | SO |  | 12331436.3421 | 11486336.8768 | 845099.4652 | 230178.0556 | 1075277.5208 |  | GP | SO | GP.SO | 1075277.5208
2188 |  |  |  | CUST | CN |  | 0 | 0 | 0 | 0 | 0 |  | GP | CN | GP.CN | 0
2189 |  |  |  | G-SG | SG |  | -164298.22 | -150832.2823 | -13465.9377 | 0 | -13465.9377 |  | GP | SG | GP.SG | -13465.9377
2190 |  |  |  | G-SG | CAGE |  | 164298.22 | 164298.22 | 0 | 0 | 0 |  | GP | CAGE | GP.CAGE | 0
2191 |  |  |  | G-DGU | CAGW |  | 0 | 0 | 0 | 0 | 0 |  | GP | CAGW | GP.CAGW | 0
2192 | [6 empty] | 12331436.3421 | 11499802.8145 | 831633.5275 | 230178.0556 | 1061811.5831 |  | GP | NA | GP.NA1 | 1061811.5831
2193 | [12 empty] | GP | NA | GP.NA2 | 0
2194 | 399G | Unclassified Gen Plant - Acct 300 | [10 empty] | 399G | NA | 399G.NA | 0
2195 |  |  |  | G-SITUS | S |  | 0 | 0 | 0 | 0 | 0 |  | 399G | S | 399G.S | 0
2196 |  |  |  | PTD | SO |  | 0 | 0 | 0 | 0 | 0 |  | 399G | SO | 399G.SO | 0
2197 |  |  |  | G-SG | SG |  | 0 | 0 | 0 | 0 | 0 |  | 399G | SG | 399G.SG | 0
2198 |  |  |  | G-DGP | DGP |  | 0 | 0 | 0 | 0 | 0 |  | 399G | DGP | 399G.DGP | 0
2199 |  |  |  | G-DGU | DGU |  | 0 | 0 | 0 | 0 | 0 |  | 399G | DGU | 399G.DGU | 0
2200 | [6 empty] | 0 | 0 | 0 | 0 | 0 |  | 399G | NA | 399G.NA1 | 0
2201 | [12 empty] | 399G | NA | 399G.NA2 | 0
2202 | TOTAL GENERAL PLANT |  |  |  |  | B8 | 1216934523.1613 | 1128469812.7537 | 88464710.4075 | 71895352.1319 | 160360062.5394 |  | TOTAL GENERAL PLANT | NA | TOTAL GENERAL PLANT.NA | 160360062.5394
2203 | [12 empty] | TOTAL GENERAL PLANT | NA | TOTAL GENERAL PLANT.NA1 | 0
2204 | Summary of General Plant by Factor | [11 empty] | Summary of General Plant by Factor | NA | Summary of General Plant by Factor.NA | 0
2205 |  |  | S |  |  |  | 621882051.5804 | 574281896.8017 | 47600154.7787 | 543514.8513 | 48143669.63 |  | Summary of General Plant by Factor | NA | Summary of General Plant by Factor.NA1 | 48143669.63
2206 |  |  | JBG |  |  |  | 21208728.6517 | 16436759.2236 | 4771969.4281 | 101992.2568 | 4873961.6848 |  | Summary of General Plant by Factor | NA | Summary of General Plant by Factor.NA2 | 4873961.6848
2207 |  |  | JBE |  |  |  | 0 | 0 | 0 | 69827902.2438 | 69827902.2438 |  | Summary of General Plant by Factor | NA | Summary of General Plant by Factor.NA3 | 69827902.2438
2208 |  |  | SG |  |  |  | -25614.71 | -23515.3197 | -2099.3903 | 0 | -2099.3903 |  | Summary of General Plant by Factor | NA | Summary of General Plant by Factor.NA4 | -2099.3903
2209 |  |  | SO |  |  |  | 286478250.3954 | 266845288.7924 | 19632961.603 | 892284.2841 | 20525245.8872 |  | Summary of General Plant by Factor | NA | Summary of General Plant by Factor.NA5 | 20525245.8872
2210 |  |  | SE |  |  |  | 0 | 0 | 0 | 0 | 0 |  | Summary of General Plant by Factor | NA | Summary of General Plant by Factor.NA6 | 0
2211 |  |  | CN |  |  |  | 18964753.6883 | 17635312.4285 | 1329441.2598 | -16239.3298 | 1313201.93 |  | Summary of General Plant by Factor | NA | Summary of General Plant by Factor.NA7 | 1313201.93
2212 |  |  | DEU |  |  |  | 0 | 0 | 0 | 0 | 0 |  | Summary of General Plant by Factor | NA | Summary of General Plant by Factor.NA8 | 0
2213 |  |  | CAGW |  |  |  | 70259926.9208 | 54451425.2048 | 15808501.716 | 545897.8258 | 16354399.5418 |  | Summary of General Plant by Factor | NA | Summary of General Plant by Factor.NA9 | 16354399.5418
2214 |  |  | CAGE |  |  |  | 207944378.9017 | 207944378.9017 | 0 | 0 | 0 |  | Summary of General Plant by Factor | NA | Summary of General Plant by Factor.NA10 | 0
2215 |  |  | CAEW |  |  |  | 0 | 0 | 0 | 0 | 0 |  | Summary of General Plant by Factor | NA | Summary of General Plant by Factor.NA11 | 0
2216 |  |  | CAEE |  |  |  | 5503871.7483 | 5503871.7483 | 0 | 0 | 0 |  | Summary of General Plant by Factor | NA | Summary of General Plant by Factor.NA12 | 0
2217 |  |  | SSGCT |  |  |  | 0 | 0 | 0 | 0 | 0 |  | Summary of General Plant by Factor | NA | Summary of General Plant by Factor.NA13 | 0
2218 |  |  | SSGCH |  |  |  | 0 | 0 | 0 | 0 | 0 |  | Summary of General Plant by Factor | NA | Summary of General Plant by Factor.NA14 | 0
2219 |  |  | Less Capital Leases |  |  |  | -15281824.0154 | -14605605.0275 | -676218.9879 | 0 | -676218.9879 |  | Summary of General Plant by Factor | NA | Summary of General Plant by Factor.NA15 | -676218.9879
2220 | Total General Plant by Factor |  |  |  |  | B8 | 1216934523.1612 | 1128469812.7537 | 88464710.4075 | 71895352.1319 | 160360062.5394 |  | Total General Plant by Factor | NA | Total General Plant by Factor.NA | 160360062.5394
2221 | 301 | Organization | [10 empty] | 301 | NA | 301.NA | 0
2222 |  |  |  | I-SITUS | S |  | 0 | 0 | 0 | 0 | 0 |  | 301 | S | 301.S | 0
2223 |  |  |  | PTD | SO |  | 0 | 0 | 0 | 0 | 0 |  | 301 | SO | 301.SO | 0
2224 |  |  |  | I-SG | CAGW |  | 0 | 0 | 0 | 0 | 0 |  | 301 | CAGW | 301.CAGW | 0
2225 |  |  |  | I-SG | CAGE |  | 0 | 0 | 0 | 0 | 0 |  | 301 | CAGE | 301.CAGE | 0
2226 |  |  |  | I-SG | SG |  | 0 | 0 | 0 | 0 | 0 |  | 301 | SG | 301.SG | 0
2227 | [5 empty] | B8 | 0 | 0 | 0 | 0 | 0 |  | 301 | NA | 301.NA1 | 0
2228 | 302 | Franchise & Consent | [10 empty] | 302 | NA | 302.NA | 0
2229 |  |  |  | I-SITUS | S |  | -31081214.85 | -31081214.85 | 0 | 0 | 0 |  | 302 | S | 302.S | 0
2230 |  |  |  | I-SG | SG |  | 0 | 0 | 0 | 0 | 0 |  | 302 | SG | 302.SG | 0
2231 |  |  |  | I-SG | CAGW |  | 0 | 0 | 0 | 0 | 0 |  | 302 | CAGW | 302.CAGW | 0
2232 |  |  |  | I-SG | CAGE |  | 0 | 0 | 0 | 0 | 0 |  | 302 | CAGE | 302.CAGE | 0
2233 |  |  |  | I-SG | CAGW |  | 180638927.185 | 139995121.8819 | 40643805.3031 | 176972.1792 | 40820777.4823 |  | 302 | CAGW | 302.CAGW1 | 40820777.4823
2234 |  |  |  | I-SG | CAGE |  | 14386244.55 | 14386244.55 | 0 | 0 | 0 |  | 302 | CAGE | 302.CAGE1 | 0
2235 |  |  |  | I-DGP | DGP |  | 0 | 0 | 0 | 0 | 0 |  | 302 | DGP | 302.DGP | 0
2236 |  |  |  | I-DGU | DGU |  | 0 | 0 | 0 | 0 | 0 |  | 302 | DGU | 302.DGU | 0
2237 | [5 empty] | B8 | 163943956.885 | 123300151.5819 | 40643805.3031 | 176972.1792 | 40820777.4823 |  | 302 | NA | 302.NA1 | 40820777.4823
2238 | [12 empty] | 302 | NA | 302.NA2 | 0
2239 | 303 | Miscellaneous Intangible Plant | [10 empty] | 303 | NA | 303.NA | 0
2240 |  |  |  | I-SITUS | S |  | 16021556.8742 | 13994642.5379 | 2026914.3362 | 9448.7438 | 2036363.08 |  | 303 | S | 303.S | 2036363.08
2241 |  |  |  | I-SG | SG |  | 1600187.12 | 1469035.2421 | 131151.8779 | 0 | 131151.8779 |  | 303 | SG | 303.SG | 131151.8779
2242 |  |  |  | PTD | SO |  | 376687773.8954 | 350872562.4753 | 25815211.4201 | 1025740.3918 | 26840951.8119 |  | 303 | SO | 303.SO | 26840951.8119
2243 |  |  |  | P | SE |  | 0 | 0 | 0 | 0 | 0 |  | 303 | SE | 303.SE | 0
2244 |  |  |  | CUST | CN |  | 153021489.3638 | 142294585.9224 | 10726903.4413 | 727323.9313 | 11454227.3726 |  | 303 | CN | 303.CN | 11454227.3726
2245 |  |  |  | I-SG | CAGW |  | 75461800.3542 | 58482875.7712 | 16978924.5829 | 336211.5065 | 17315136.0895 |  | 303 | CAGW | 303.CAGW | 17315136.0895
2246 |  |  |  | I-SG | CAGE |  | 80702464.1737 | 80702464.1737 | 0 | 0 | 0 |  | 303 | CAGE | 303.CAGE | 0
2247 |  |  |  | P | JBG |  | 1640348.7592 | 1271269.8644 | 369078.8948 | 110063.5994 | 479142.4941 |  | 303 | JBG | 303.JBG | 479142.4941
2248 |  |  |  | P | CAEW |  | 0 | 0 | 0 | 0 | 0 |  | 303 | CAEW | 303.CAEW | 0
2249 |  |  |  | P | CAEE |  | 14653.35 | 14653.35 | 0 | 0 | 0 |  | 303 | CAEE | 303.CAEE | 0
2250 |  |  |  | I-SG | CAGE |  | 0 | 0 | 0 | 0 | 0 |  | 303 | CAGE | 303.CAGE1 | 0
2251 |  |  |  | I-SG | CAGE |  | 0 | 0 | 0 | 0 | 0 |  | 303 | CAGE | 303.CAGE2 | 0
2252 | [5 empty] | B8 | 705150273.8904 | 649102089.3371 | 56048184.5533 | 2208788.1727 | 58256972.726 |  | 303 | NA | 303.NA1 | 58256972.726
2253 | 303 | Less Non-Utility Plant | [10 empty] | 303 | NA | 303.NA2 | 0
2254 |  |  |  | I-SITUS | S |  | 0 | 0 | 0 | 0 | 0 |  | 303 | S | 303.S1 | 0
2255 | [5 empty] | B8 | 705150273.8904 | 649102089.3371 | 56048184.5533 | 2208788.1727 | 58256972.726 |  | 303 | NA | 303.NA3 | 58256972.726
2256 | IP | Unclassified Intangible Plant - Acct 300 | [10 empty] | IP | NA | IP.NA | 0
2257 |  |  |  | I-SITUS | S |  | 0 | 0 | 0 | 0 | 0 |  | IP | S | IP.S | 0
2258 |  |  |  | I-SG | SG |  | 0 | 0 | 0 | 0 | 0 |  | IP | SG | IP.SG | 0
2259 |  |  |  | I-DGU | DGU |  | 0 | 0 | 0 | 0 | 0 |  | IP | DGU | IP.DGU | 0
2260 |  |  |  | PTD | SO |  | 0 | 0 | 0 | 0 | 0 |  | IP | SO | IP.SO | 0
2261 | [6 empty] | 0 | 0 | 0 | 0 | 0 |  | IP | NA | IP.NA1 | 0
2262 | [12 empty] | IP | NA | IP.NA2 | 0
2263 | TOTAL INTANGIBLE PLANT |  |  |  |  | B8 | 869094230.7754 | 772402240.919 | 96691989.8564 | 2385760.3519 | 99077750.2083 |  | TOTAL INTANGIBLE PLANT | NA | TOTAL INTANGIBLE PLANT.NA | 99077750.2083
2264 | [12 empty] | TOTAL INTANGIBLE PLANT | NA | TOTAL INTANGIBLE PLANT.NA1 | 0
2265 | Summary of Intangible Plant by Factor | [11 empty] | Summary of Intangible Plant by Factor | NA | Summary of Intangible Plant by Factor.NA | 0
2266 |  |  | S |  |  |  | -15059657.9758 | -17086572.3121 | 2026914.3362 | 9448.7438 | 2036363.08 |  | Summary of Intangible Plant by Factor | NA | Summary of Intangible Plant by Factor.NA1 | 2036363.08
2267 |  |  | JBG |  |  |  | 1640348.7592 | 1271269.8644 | 369078.8948 | 110063.5994 | 479142.4941 |  | Summary of Intangible Plant by Factor | NA | Summary of Intangible Plant by Factor.NA2 | 479142.4941
2268 |  |  | JBE |  |  |  | 0 | 0 | 0 | 0 | 0 |  | Summary of Intangible Plant by Factor | NA | Summary of Intangible Plant by Factor.NA3 | 0
2269 |  |  | SG |  |  |  | 1600187.12 | 1469035.2421 | 131151.8779 | 0 | 131151.8779 |  | Summary of Intangible Plant by Factor | NA | Summary of Intangible Plant by Factor.NA4 | 131151.8779
2270 |  |  | SO |  |  |  | 376687773.8954 | 350872562.4753 | 25815211.4201 | 1025740.3918 | 26840951.8119 |  | Summary of Intangible Plant by Factor | NA | Summary of Intangible Plant by Factor.NA5 | 26840951.8119
2271 |  |  | CN |  |  |  | 153021489.3638 | 142294585.9224 | 10726903.4413 | 727323.9313 | 11454227.3726 |  | Summary of Intangible Plant by Factor | NA | Summary of Intangible Plant by Factor.NA6 | 11454227.3726
2272 |  |  | CAGW |  |  |  | 256100727.5392 | 198477997.6531 | 57622729.8861 | 513183.6857 | 58135913.5717 |  | Summary of Intangible Plant by Factor | NA | Summary of Intangible Plant by Factor.NA7 | 58135913.5717
2273 |  |  | CAGE |  |  |  | 95088708.7237 | 95088708.7237 | 0 | 0 | 0 |  | Summary of Intangible Plant by Factor | NA | Summary of Intangible Plant by Factor.NA8 | 0
2274 |  |  | CAEW |  |  |  | 0 | 0 | 0 | 0 | 0 |  | Summary of Intangible Plant by Factor | NA | Summary of Intangible Plant by Factor.NA9 | 0
2275 |  |  | CAEE |  |  |  | 14653.35 | 14653.35 | 0 | 0 | 0 |  | Summary of Intangible Plant by Factor | NA | Summary of Intangible Plant by Factor.NA10 | 0
2276 |  |  | SSGCT |  |  |  | 0 | 0 | 0 | 0 | 0 |  | Summary of Intangible Plant by Factor | NA | Summary of Intangible Plant by Factor.NA11 | 0
2277 |  |  | SSGCH |  |  |  | 0 | 0 | 0 | 0 | 0 |  | Summary of Intangible Plant by Factor | NA | Summary of Intangible Plant by Factor.NA12 | 0
2278 |  |  | SE |  |  |  | 0 | 0 | 0 | 0 | 0 |  | Summary of Intangible Plant by Factor | NA | Summary of Intangible Plant by Factor.NA13 | 0
2279 | Total Intangible Plant by Factor |  |  |  |  | B8 | 869094230.7754 | 772402240.919 | 96691989.8564 | 2385760.3519 | 99077750.2083 |  | Total Intangible Plant by Factor | NA | Total Intangible Plant by Factor.NA | 99077750.2083
2280 | Summary of Unclassified Plant (Account 106) | [11 empty] | Summary of Unclassified Plant (Account 106) | NA | Summary of Unclassified Plant (Account 106).NA | 0
2281 |  |  | DP |  |  |  | 61720137.6529 | 53058621.225 | 8661516.4279 | 735565.4821 | 9397081.91 |  | Summary of Unclassified Plant (Account 106) | NA | Summary of Unclassified Plant (Account 106).NA1 | 9397081.91
2282 |  |  | DS0 |  |  |  | 0 | 0 | 0 | 0 | 0 |  | Summary of Unclassified Plant (Account 106) | NA | Summary of Unclassified Plant (Account 106).NA2 | 0
2283 |  |  | GP |  |  |  | 12331436.3421 | 11499802.8145 | 831633.5275 | 230178.0556 | 1061811.5831 |  | Summary of Unclassified Plant (Account 106) | NA | Summary of Unclassified Plant (Account 106).NA3 | 1061811.5831
2284 |  |  | HP |  |  |  | 0 | 0 | 0 | 0 | 0 |  | Summary of Unclassified Plant (Account 106) | NA | Summary of Unclassified Plant (Account 106).NA4 | 0
2285 |  |  | NP |  |  |  | 0 | 0 | 0 | 0 | 0 |  | Summary of Unclassified Plant (Account 106) | NA | Summary of Unclassified Plant (Account 106).NA5 | 0
2286 |  |  | OP |  |  |  | -553173 | -428708.932 | -124464.068 | 0 | -124464.068 |  | Summary of Unclassified Plant (Account 106) | NA | Summary of Unclassified Plant (Account 106).NA6 | -124464.068
2287 |  |  | TP |  |  |  | 113438904.9842 | 101836202.5642 | 11602702.42 | -9103364.6782 | 2499337.7418 |  | Summary of Unclassified Plant (Account 106) | NA | Summary of Unclassified Plant (Account 106).NA7 | 2499337.7418
2288 |  |  | TS0 |  |  |  | 0 | 0 | 0 | 0 | 0 |  | Summary of Unclassified Plant (Account 106) | NA | Summary of Unclassified Plant (Account 106).NA8 | 0
2289 |  |  | IP |  |  |  | 0 | 0 | 0 | 0 | 0 |  | Summary of Unclassified Plant (Account 106) | NA | Summary of Unclassified Plant (Account 106).NA9 | 0
2290 |  |  | MP | [9 empty] | Summary of Unclassified Plant (Account 106) | NA | Summary of Unclassified Plant (Account 106).NA10 | 0
2291 |  |  | SP |  |  |  | 32107474.9633 | 28508683.4019 | 3598791.5614 | 589243.0126 | 4188034.574 |  | Summary of Unclassified Plant (Account 106) | NA | Summary of Unclassified Plant (Account 106).NA11 | 4188034.574
2292 | Total Unclassified Plant by Factor | [5 empty] | 219044780.9425 | 194474601.0736 | 24570179.8689 | -7548378.128 | 17021801.7409 |  | Total Unclassified Plant by Factor | NA | Total Unclassified Plant by Factor.NA | 17021801.7409
2293 | [12 empty] | Total Unclassified Plant by Factor | NA | Total Unclassified Plant by Factor.NA1 | 0
2294 | TOTAL ELECTRIC PLANT IN SERVICE |  |  |  |  | B8 | 27330000449.0258 | 25457017600.639 | 1872982848.3868 | 47423921.6247 | 1920406770.0115 |  | TOTAL ELECTRIC PLANT IN SERVICE | NA | TOTAL ELECTRIC PLANT IN SERVICE.NA | 1920406770.0115
2295 | Summary of Electric Plant by Factor | [11 empty] | Summary of Electric Plant by Factor | NA | Summary of Electric Plant by Factor.NA | 0
2296 |  |  | S |  |  |  | 7384276725.1313 | 6837232400.8396 | 547044324.2917 | 11829456.2113 | 558873780.503 |  | Summary of Electric Plant by Factor | NA | Summary of Electric Plant by Factor.NA1 | 558873780.503
2297 |  |  | SE |  |  |  | 0 | 0 | 0 | 0 | 0 |  | Summary of Electric Plant by Factor | NA | Summary of Electric Plant by Factor.NA2 | 0
2298 |  |  | JBG |  |  |  | 1499403141.2754 | 1162037046.9647 | 337366094.3107 | -43328624.4416 | 294037469.8691 |  | Summary of Electric Plant by Factor | NA | Summary of Electric Plant by Factor.NA3 | 294037469.8691
2299 |  |  | JBE |  |  |  | 0 | 0 | 0 | 69827902.2438 | 69827902.2438 | x | Summary of Electric Plant by Factor | NA | Summary of Electric Plant by Factor.NA4 | 69827902.2438
2300 |  |  | SG |  |  |  | 38389405.8171 | 35242997.1247 | 3146408.6924 | 590008.472 | 3736417.1643 |  | Summary of Electric Plant by Factor | NA | Summary of Electric Plant by Factor.NA5 | 3736417.1643
2301 |  |  | SO |  |  |  | 663166024.2908 | 617717851.2677 | 45448173.0231 | 1918024.676 | 47366197.6991 |  | Summary of Electric Plant by Factor | NA | Summary of Electric Plant by Factor.NA6 | 47366197.6991
2302 |  |  | CN |  |  |  | 171986243.0521 | 159929898.3509 | 12056344.7012 | 711084.6015 | 12767429.3026 |  | Summary of Electric Plant by Factor | NA | Summary of Electric Plant by Factor.NA7 | 12767429.3026
2303 |  |  | DEU |  |  |  | 0 | 0 | 0 | 0 | 0 |  | Summary of Electric Plant by Factor | NA | Summary of Electric Plant by Factor.NA8 | 0
2304 |  |  | CAGW |  |  |  | 4127096247.5529 | 3198498525.1972 | 928597722.3557 | 5876069.8617 | 934473792.2174 |  | Summary of Electric Plant by Factor | NA | Summary of Electric Plant by Factor.NA9 | 934473792.2174
2305 |  |  | CAGE |  |  |  | 13455445960.8233 | 13455445960.8233 | 0 | 0 | 0 |  | Summary of Electric Plant by Factor | NA | Summary of Electric Plant by Factor.NA10 | 0
2306 |  |  | CAEW |  |  |  | 0 | 0 | 0 | 0 | 0 |  | Summary of Electric Plant by Factor | NA | Summary of Electric Plant by Factor.NA11 | 0
2307 |  |  | CAEE |  |  |  | 5518525.0983 | 5518525.0983 | 0 | 0 | 0 |  | Summary of Electric Plant by Factor | NA | Summary of Electric Plant by Factor.NA12 | 0
2308 |  |  | SSGCH |  |  |  | 0 | 0 | 0 | 0 | 0 |  | Summary of Electric Plant by Factor | NA | Summary of Electric Plant by Factor.NA13 | 0
2309 |  |  | SSGCT |  |  |  | 0 | 0 | 0 | 0 | 0 |  | Summary of Electric Plant by Factor | NA | Summary of Electric Plant by Factor.NA14 | 0
2310 |  |  | Less Capital Leases |  |  |  | -15281824.0154 | -14605605.0275 | -676218.9879 | 0 | -676218.9879 |  | Summary of Electric Plant by Factor | NA | Summary of Electric Plant by Factor.NA15 | -676218.9879
2311 | [5 empty] | B8 | 27330000449.0258 | 25457017600.639 | 1872982848.3868 | 47423921.6247 | 1920406770.0115 |  | Summary of Electric Plant by Factor | NA | Summary of Electric Plant by Factor.NA16 | 1920406770.0115
2312 | 105 | Plant Held For Future Use | [10 empty] | 105 | NA | 105.NA | 0
2313 |  |  |  | DPW | S |  | 12234951.2163 | 12234951.2163 | 0 | 0 | 0 |  | 105 | S | 105.S | 0
2314 |  |  |  | P | SG |  | 0 | 0 | 0 | 0 | 0 |  | 105 | SG | 105.SG | 0
2315 |  |  |  | T | SG |  | 0 | 0 | 0 | 0 | 0 |  | 105 | SG | 105.SG1 | 0
2316 |  |  |  | P | SG |  | 0 | 0 | 0 | 0 | 0 |  | 105 | SG | 105.SG2 | 0
2317 |  |  |  | P | SE |  | 0 | 0 | 0 | 0 | 0 |  | 105 | SE | 105.SE | 0
2318 |  |  |  | P | SG |  | 0 | 0 | 0 | 0 | 0 |  | 105 | SG | 105.SG3 | 0
2319 |  |  |  | P | CAGW |  | 161943.97 | 125506.5349 | 36437.4351 | 0 | 36437.4351 |  | 105 | CAGW | 105.CAGW | 36437.4351
2320 |  |  |  | P | CAGE |  | 12418892.05 | 12418892.05 | 0 | 0 | 0 |  | 105 | CAGE | 105.CAGE | 0
2321 |  |  |  | P | CAEW |  | 0 | 0 | 0 | 0 | 0 |  | 105 | CAEW | 105.CAEW | 0
2322 |  |  |  | P | CAEE |  | 0 | 0 | 0 | 0 | 0 |  | 105 | CAEE | 105.CAEE | 0
2323 | Total Plant Held For Future Use |  |  |  |  | B10 | 24815787.2363 | 24779349.8011 | 36437.4351 | 0 | 36437.4351 |  | Total Plant Held For Future Use | NA | Total Plant Held For Future Use.NA | 36437.4351
2324 | [12 empty] | Total Plant Held For Future Use | NA | Total Plant Held For Future Use.NA1 | 0
2325 | 114 | Electric Plant Acquisition Adjustments | [10 empty] | 114 | NA | 114.NA | 0
2326 |  |  |  | P | S |  | 11763783.68 | 11763783.68 | 0 | 0 | 0 |  | 114 | S | 114.S | 0
2327 |  |  |  | P | SG |  | 0 | 0 | 0 | 0 | 0 |  | 114 | SG | 114.SG | 0
2328 |  |  |  | P | CAGW |  | 0 | 0 | 0 | 0 | 0 | x | 114 | CAGW | 114.CAGW | 0
2329 |  |  |  | P | CAGE |  | 143167970.74 | 143167970.74 | 0 | 0 | 0 |  | 114 | CAGE | 114.CAGE | 0
2330 |  |  |  | P | DGP |  | 0 | 0 | 0 | 0 | 0 |  | 114 | DGP | 114.DGP | 0
2331 | Total Electric Plant Acquisition Adjustments |  |  |  |  | B15 | 154931754.42 | 154931754.42 | 0 | 0 | 0 |  | Total Electric Plant Acquisition Adjustments | NA | Total Electric Plant Acquisition Adjustments.NA | 0
2332 | [12 empty] | Total Electric Plant Acquisition Adjustments | NA | Total Electric Plant Acquisition Adjustments.NA1 | 0
2333 | 115 | Accum Provision for Asset Acquisition Adjustments | [10 empty] | 115 | NA | 115.NA | 0
2334 |  |  |  | P | S |  | -841817.17 | -841817.17 | 0 | 0 | 0 |  | 115 | S | 115.S | 0
2335 |  |  |  | P | SG |  | 0 | 0 | 0 | 0 | 0 |  | 115 | SG | 115.SG | 0
2336 |  |  |  | P | CAGW |  | 0 | 0 | 0 | 0 | 0 | x | 115 | CAGW | 115.CAGW | 0
2337 |  |  |  | P | CAGE |  | -121183550.1513 | -121183550.1513 | 0 | 0 | 0 |  | 115 | CAGE | 115.CAGE | 0
2338 |  |  |  | P | DGP |  | 0 | 0 | 0 | 0 | 0 |  | 115 | DGP | 115.DGP | 0
2339 | Total Accum Provision for Asset Acq. Adj. |  |  |  |  | B15 | -122025367.3213 | -122025367.3213 | 0 | 0 | 0 |  | Total Accum Provision for Asset Acq. Adj. | NA | Total Accum Provision for Asset Acq. Adj..NA | 0
2340 | [12 empty] | Total Accum Provision for Asset Acq. Adj. | NA | Total Accum Provision for Asset Acq. Adj..NA1 | 0
2341 | 128 | Pensions | [10 empty] | 128 | NA | 128.NA | 0
2342 |  |  |  | P | SO |  | 0 | 0 | 0 | 0 | 0 |  | 128 | SO | 128.SO | 0
2343 | Total Pensions | [5 empty] | 0 | 0 | 0 | 0 | 0 |  | Total Pensions | NA | Total Pensions.NA | 0
2344 | [11 empty] | x | Total Pensions | NA | Total Pensions.NA1 | 0
2345 | 124 | Weatherization | [10 empty] | 124 | NA | 124.NA | 0
2346 |  |  |  | DMSC | S |  | 893784.7329 | 887108.1546 | 6676.5783 | 0 | 6676.5783 |  | 124 | S | 124.S | 6676.5783
2347 |  |  |  | DMSC | SO |  | -4984.8558 | -4643.2331 | -341.6227 | 0 | -341.6227 |  | 124 | SO | 124.SO | -341.6227
2348 | [5 empty] | B16 | 888799.8771 | 882464.9215 | 6334.9556 | 0 | 6334.9556 | x | 124 | NA | 124.NA1 | 6334.9556
2349 | [12 empty] | 124 | NA | 124.NA2 | 0
2350 | 182W | Weatherization | [10 empty] | 182W | NA | 182W.NA | 0
2351 |  |  |  | DMSC | S |  | -1609606.3908 | -1609606.3908 | 0 | 0 | 0 |  | 182W | S | 182W.S | 0
2352 |  |  |  | DMSC | SG |  | 0 | 0 | 0 | 0 | 0 |  | 182W | SG | 182W.SG | 0
2353 |  |  |  | DMSC | CAGE |  | 0 | 0 | 0 | 0 | 0 |  | 182W | CAGE | 182W.CAGE | 0
2354 |  |  |  | DMSC | SO |  | 0 | 0 | 0 | 0 | 0 |  | 182W | SO | 182W.SO | 0
2355 | [5 empty] | B16 | -1609606.3908 | -1609606.3908 | 0 | 0 | 0 |  | 182W | NA | 182W.NA1 | 0
2356 | [12 empty] | 182W | NA | 182W.NA2 | 0
2357 | 186W | Weatherization | [10 empty] | 186W | NA | 186W.NA | 0
2358 |  |  |  | DMSC | S |  | 0 | 0 | 0 | 0 | 0 |  | 186W | S | 186W.S | 0
2359 |  |  |  | DMSC | CN |  | 0 | 0 | 0 | 0 | 0 |  | 186W | CN | 186W.CN | 0
2360 |  |  |  | DMSC | CNP |  | 0 | 0 | 0 | 0 | 0 |  | 186W | CNP | 186W.CNP | 0
2361 |  |  |  | DMSC | SG |  | 0 | 0 | 0 | 0 | 0 |  | 186W | SG | 186W.SG | 0
2362 |  |  |  | DMSC | SO |  | 0 | 0 | 0 | 0 | 0 |  | 186W | SO | 186W.SO | 0
2363 | [5 empty] | B16 | 0 | 0 | 0 | 0 | 0 |  | 186W | NA | 186W.NA1 | 0
2364 | [12 empty] | 186W | NA | 186W.NA2 | 0
2365 | Total Weatherization | [5 empty] | -720806.5138 | -727141.4693 | 6334.9556 | 0 | 6334.9556 |  | Total Weatherization | NA | Total Weatherization.NA | 6334.9556
2366 | [12 empty] | Total Weatherization | NA | Total Weatherization.NA1 | 0
2367 | 151 | Fuel Stock | [10 empty] | 151 | NA | 151.NA | 0
2368 |  |  |  | P | DEU |  | 0 | 0 | 0 | 0 | 0 |  | 151 | DEU | 151.DEU | 0
2369 |  |  |  | P | SE |  | 0 | 0 | 0 | 0 | 0 |  | 151 | SE | 151.SE | 0
2370 |  |  |  | P | CAEW |  | 1641230.1704 | 1266775.3037 | 374454.8667 | -374454.8667 | 1.688e-09 | x | 151 | CAEW | 151.CAEW | 1.688e-09
2371 |  |  |  | P | CAEE |  | 179861187.6179 | 179861187.6179 | 0 | 0 | 0 |  | 151 | CAEE | 151.CAEE | 0
2372 |  |  |  | P | JBE |  | 26345788.7246 | 20334865.3433 | 6010923.3813 | -6010923.3813 | -1.4901e-08 |  | 151 | JBE | 151.JBE | -1.4901e-08
2373 |  |  |  | P | CAEE |  | 0 | 0 | 0 | 0 | 0 |  | 151 | CAEE | 151.CAEE1 | 0
2374 |  |  |  | P | CAEE |  | 0 | 0 | 0 | 0 | 0 |  | 151 | CAEE | 151.CAEE2 | 0
2375 | Total Fuel Stock |  |  |  |  | B13 | 207848206.5129 | 201462828.2649 | 6385378.248 | -6385378.248 | -1.3213e-08 |  | Total Fuel Stock | NA | Total Fuel Stock.NA | -1.3213e-08
2376 | [12 empty] | Total Fuel Stock | NA | Total Fuel Stock.NA1 | 0
2377 | 152 | Fuel Stock - Undistributed | [10 empty] | 152 | NA | 152.NA | 0
2378 |  |  |  | P | SE |  | 0 | 0 | 0 | 0 | 0 |  | 152 | SE | 152.SE | 0
2379 |  |  |  | P | CAEW |  | 0 | 0 | 0 | 0 | 0 |  | 152 | CAEW | 152.CAEW | 0
2380 |  |  |  | P | CAEE |  | 0 | 0 | 0 | 0 | 0 |  | 152 | CAEE | 152.CAEE | 0
2381 | [6 empty] | 0 | 0 | 0 | 0 | 0 |  | 152 | NA | 152.NA1 | 0
2382 | [12 empty] | 152 | NA | 152.NA2 | 0
2383 | 25316 | DG&T Working Capital Deposit | [10 empty] | 25316 | NA | 25316.NA | 0
2384 |  |  |  | P | SE |  | 0 | 0 | 0 | 0 | 0 |  | 25316 | SE | 25316.SE | 0
2385 |  |  |  | P | CAEW |  | 0 | 0 | 0 | 0 | 0 |  | 25316 | CAEW | 25316.CAEW | 0
2386 |  |  |  | P | CAEE |  | -2790500 | -2790500 | 0 | 0 | 0 |  | 25316 | CAEE | 25316.CAEE | 0
2387 | [5 empty] | B13 | -2790500 | -2790500 | 0 | 0 | 0 |  | 25316 | NA | 25316.NA1 | 0
2388 | [12 empty] | 25316 | NA | 25316.NA2 | 0
2389 | 25317 | DG&T Working Capital Deposit | [10 empty] | 25317 | NA | 25317.NA | 0
2390 |  |  |  | P | SE |  | 0 | 0 | 0 | 0 | 0 |  | 25317 | SE | 25317.SE | 0
2391 |  |  |  | P | CAEW |  | 0 | 0 | 0 | 0 | 0 |  | 25317 | CAEW | 25317.CAEW | 0
2392 |  |  |  | P | CAEE |  | -2593330.75 | -2593330.75 | 0 | 0 | 0 |  | 25317 | CAEE | 25317.CAEE | 0
2393 | [5 empty] | B13 | -2593330.75 | -2593330.75 | 0 | 0 | 0 |  | 25317 | NA | 25317.NA1 | 0
2394 | [12 empty] | 25317 | NA | 25317.NA2 | 0
2395 | 25319 | Provo Working Capital Deposit | [10 empty] | 25319 | NA | 25319.NA | 0
2396 |  |  |  | P | SE |  | 0 | 0 | 0 | 0 | 0 |  | 25319 | SE | 25319.SE | 0
2397 |  |  |  | P | CAEW |  | 0 | 0 | 0 | 0 | 0 |  | 25319 | CAEW | 25319.CAEW | 0
2398 |  |  |  | P | CAEE |  | 0 | 0 | 0 | 0 | 0 |  | 25319 | CAEE | 25319.CAEE | 0
2399 | [6 empty] | 0 | 0 | 0 | 0 | 0 |  | 25319 | NA | 25319.NA1 | 0
2400 | [12 empty] | 25319 | NA | 25319.NA2 | 0
2401 | Total Fuel Stock |  |  |  |  | B13 | 202464375.7629 | 196078997.5149 | 6385378.248 | -6385378.248 | -1.3213e-08 |  | Total Fuel Stock | NA | Total Fuel Stock.NA2 | -1.3213e-08
2402 | 154 | Materials and Supplies | [10 empty] | 154 | NA | 154.NA | 0
2403 |  |  |  | MSS | S |  | 105383087.6792 | 100032482.4321 | 5350605.2471 | -5350605.2471 | 0 |  | 154 | S | 154.S | 0
2404 |  |  |  | MSS | SG |  | 833950.8425 | 765599.9492 | 68350.8933 | -68350.8933 | 0 |  | 154 | SG | 154.SG | 0
2405 |  |  |  | MSS | SE |  | 0 | 0 | 0 | 0 | 0 |  | 154 | SE | 154.SE | 0
2406 |  |  |  | MSS | SO |  | 83151.1825 | 77452.6557 | 5698.5268 | -5698.5268 | 0 | x | 154 | SO | 154.SO | 0
2407 |  |  |  | MSS | SNPPS |  | 0 | 0 | 0 | 0 | 0 |  | 154 | SNPPS | 154.SNPPS | 0
2408 |  |  |  | MSS | SNPPH |  | 0 | 0 | 0 | 0 | 0 |  | 154 | SNPPH | 154.SNPPH | 0
2409 |  |  |  | MSS | SNPD |  | -1751922.2092 | -1638442.5813 | -113479.6278 | 113479.6279 | 0.00011348 |  | 154 | SNPD | 154.SNPD | 0.00011348
2410 |  |  |  | MSS | SNPT |  | 0 | 0 | 0 | 0 | 0 |  | 154 | SNPT | 154.SNPT | 0
2411 |  |  |  | MSS | DGU |  | 0 | 0 | 0 | 0 | 0 |  | 154 | DGU | 154.DGU | 0
2412 |  |  |  | MSS | DGP |  | 0 | 0 | 0 | 0 | 0 |  | 154 | DGP | 154.DGP | 0
2413 |  |  |  | MSS | JBE |  | 0 | 0 | 0 | 0 | 0 |  | 154 | JBE | 154.JBE | 0
2414 |  |  |  | MSS | SNPP |  | 0 | 0 | 0 | 0 | 0 |  | 154 | SNPP | 154.SNPP | 0
2415 |  |  |  | MSS | CAGW |  | 7673762.3917 | 5947163.8702 | 1726598.5214 | -1726598.5214 | 0 |  | 154 | CAGW | 154.CAGW | 0
2416 |  |  |  | MSS | CAGE |  | 119732958.9617 | 119732958.9617 | 0 | 0 | 0 |  | 154 | CAGE | 154.CAGE | 0
2417 |  |  |  | MSS | JBG |  | 4905344.5175 | 3801640.7333 | 1103703.7842 | -1103703.7842 | 0 |  | 154 | JBG | 154.JBG | 0
2418 |  |  |  | MSS | CAEW |  | 0 | 0 | 0 | 0 | 0 |  | 154 | CAEW | 154.CAEW | 0
2419 |  |  |  | MSS | CAEE |  | 0 | 0 | 0 | 0 | 0 |  | 154 | CAEE | 154.CAEE | 0
2420 |  |  |  | MSS | CAGE |  | 0 | 0 | 0 | 0 | 0 |  | 154 | CAGE | 154.CAGE1 | 0
2421 | Total Materials and Supplies - FERC 154 |  |  |  |  | B13 | 236860333.3658 | 228718856.0209 | 8141477.3449 | -8141477.3448 | 0.00011348 |  | Total Materials and Supplies - FERC 154 | NA | Total Materials and Supplies - FERC 154.NA | 0.00011348
2422 | [12 empty] | Total Materials and Supplies - FERC 154 | NA | Total Materials and Supplies - FERC 154.NA1 | 0
2423 | 163 | Stores Expense Undistributed | [10 empty] | 163 | NA | 163.NA | 0
2424 |  |  |  | MSS | SO |  | 0 | 0 | 0 | 0 | 0 |  | 163 | SO | 163.SO | 0
2425 | [12 empty] | 163 | NA | 163.NA1 | 0
2426 | [5 empty] | B13 | 0 | 0 | 0 | 0 | 0 | x | 163 | NA | 163.NA2 | 0
2427 | [12 empty] | 163 | NA | 163.NA3 | 0
2428 | 25318 | Provo Working Capital Deposit | [10 empty] | 25318 | NA | 25318.NA | 0
2429 |  |  |  | MSS | SNPPS |  | 0 | 0 | 0 | 0 | 0 |  | 25318 | SNPPS | 25318.SNPPS | 0
2430 |  |  |  | MSS | CAGW |  | 0 | 0 | 0 | 0 | 0 |  | 25318 | CAGW | 25318.CAGW | 0
2431 |  |  |  | MSS | CAGE |  | -273000 | -273000 | 0 | 0 | 0 |  | 25318 | CAGE | 25318.CAGE | 0
2432 | [5 empty] | B13 | -273000 | -273000 | 0 | 0 | 0 |  | 25318 | NA | 25318.NA1 | 0
2433 | [12 empty] | 25318 | NA | 25318.NA2 | 0
2434 | Total Materials & Supplies (Net) |  |  |  |  | B13 | 236587333.3658 | 228445856.0209 | 8141477.3449 | -8141477.3448 | 0.00011348 |  | Total Materials & Supplies (Net) | NA | Total Materials & Supplies (Net).NA | 0.00011348
2435 | [12 empty] | Total Materials & Supplies (Net) | NA | Total Materials & Supplies (Net).NA1 | 0
2436 | 165 | Prepayments | [10 empty] | 165 | NA | 165.NA | 0
2437 |  |  |  | DMSC | S |  | 32626672.71 | 32626672.71 | 0 | 0 | 0 |  | 165 | S | 165.S | 0
2438 |  |  |  | GP | GPS |  | 4981534.6942 | 4640139.5647 | 341395.1294 | -341395.1294 | 5.2387e-10 |  | 165 | GPS | 165.GPS | 5.2387e-10
2439 |  |  |  | PT | SG |  | 1075545.7508 | 987393.6571 | 88152.0937 | -88152.0937 | -2.1828e-10 | x | 165 | SG | 165.SG | -2.1828e-10
2440 |  |  |  | PT | CAGW |  | 983688 | 762357.9458 | 221330.0542 | -221330.0542 | 0 |  | 165 | CAGW | 165.CAGW | 0
2441 |  |  |  | PT | CAGE |  | 1083383.9308 | 1083383.9308 | 0 | 0 | 0 |  | 165 | CAGE | 165.CAGE | 0
2442 |  |  |  | P | CAEW |  | 4054.84 | 3129.708 | 925.132 | -925.132 | 0 |  | 165 | CAEW | 165.CAEW | 0
2443 |  |  |  | P | CAEE |  | -32074.08 | -32074.08 | 0 | 0 | 0 |  | 165 | CAEE | 165.CAEE | 0
2444 |  |  |  | P | SE |  | 0 | 0 | 0 | 0 | 0 |  | 165 | SE | 165.SE | 0
2445 |  |  |  | PTD | SO |  | 21741705.9217 | 20251700.7399 | 1490005.1817 | -1490005.1817 | 4.191e-09 |  | 165 | SO | 165.SO | 4.191e-09
2446 | Total Prepayments |  |  |  |  | B15 | 62464511.7675 | 60322704.1764 | 2141807.5911 | -2141807.5911 | 4.4965e-09 |  | Total Prepayments | NA | Total Prepayments.NA | 4.4965e-09
2447 | [12 empty] | Total Prepayments | NA | Total Prepayments.NA1 | 0
2448 | 182M | Misc Regulatory Assets | [10 empty] | 182M | NA | 182M.NA | 0
2449 |  |  |  | P | S |  | 74183721.9654 | 74022779.2254 | 160942.74 | 0 | 160942.74 |  | 182M | S | 182M.S | 160942.74
2450 |  |  |  | DEFSG | SG |  | 0 | 0 | 0 | 0 | 0 |  | 182M | SG | 182M.SG | 0
2451 |  |  |  | P | CAGE |  | 0 | 0 | 0 | 0 | 0 | x | 182M | CAGE | 182M.CAGE | 0
2452 |  |  |  | P | CAGE |  | 3452566.6992 | 3452566.6992 | 0 | 0 | 0 |  | 182M | CAGE | 182M.CAGE1 | 0
2453 |  |  |  | P | CAGW |  | 0 | 0 | 0 | 0 | 0 |  | 182M | CAGW | 182M.CAGW | 0
2454 |  |  |  | DEFSG | JBG |  | 0 | 0 | 0 | 0 | 0 |  | 182M | JBG | 182M.JBG | 0
2455 |  |  |  | P | SE |  | 0 | 0 | 0 | 0 | 0 |  | 182M | SE | 182M.SE | 0
2456 |  |  |  | P | CAEW |  | 0 | 0 | 0 | 0 | 0 |  | 182M | CAEW | 182M.CAEW | 0
2457 |  |  |  | P | CAEE |  | 199878876.6517 | 199878876.6517 | 0 | 0 | 0 |  | 182M | CAEE | 182M.CAEE | 0
2458 |  |  |  | T | SO |  | -3281966.5 | -3057046.3806 | -224920.1194 | 224920.1194 | 0 |  | 182M | SO | 182M.SO | 0
2459 | [5 empty] | B16 | 274233198.8163 | 274297176.1956 | -63977.3794 | 224920.1194 | 160942.74 |  | 182M | NA | 182M.NA1 | 160942.74
2460 | [12 empty] | 182M | NA | 182M.NA2 | 0
2461 | 186M | Misc Deferred Debits | [10 empty] | 186M | NA | 186M.NA | 0
2462 |  |  |  | LABOR | S |  | 4857283.3312 | 4857283.3312 | 0 | 0 | 0 |  | 186M | S | 186M.S | 0
2463 |  |  |  | P | CAEW |  | 0 | 0 | 0 | 0 | 0 |  | 186M | CAEW | 186M.CAEW | 0
2464 |  |  |  | P | CAEE |  | 0 | 0 | 0 | 0 | 0 | x | 186M | CAEE | 186M.CAEE | 0
2465 |  |  |  | P | SG |  | 13161736.975 | 12082996.5584 | 1078740.4166 | -1078740.4166 | 2.794e-09 |  | 186M | SG | 186M.SG | 2.794e-09
2466 |  |  |  | LABOR | SO |  | 237170.1158 | 220916.3452 | 16253.7706 | -16253.7706 | -2.0009e-11 |  | 186M | SO | 186M.SO | -2.0009e-11
2467 |  |  |  | P | SE |  | 0 | 0 | 0 | 0 | 0 |  | 186M | SE | 186M.SE | 0
2468 |  |  |  | P | CAGW |  | 12317393.7367 | 9545976.9625 | 2771416.7742 | -2771416.7742 | 6.5193e-09 |  | 186M | CAGW | 186M.CAGW | 6.5193e-09
2469 |  |  |  | DEFSG | CAGE |  | 37950813.7292 | 37950813.7292 | 0 | 0 | 0 |  | 186M | CAGE | 186M.CAGE | 0
2470 |  |  |  | P | CAEW |  | 0 | 0 | 0 | 0 | 0 |  | 186M | CAEW | 186M.CAEW1 | 0
2471 |  |  |  | P | CAEE |  | 1989101.0492 | 1989101.0492 | 0 | 0 | 0 |  | 186M | CAEE | 186M.CAEE1 | 0
2472 |  |  |  | P | JBE |  | 2132.3375 | 1645.834 | 486.5035 | 129398.3821 | 129884.8856 |  | 186M | JBE | 186M.JBE | 129884.8856
2473 |  |  |  | GP | EXCTAX |  | 0 | 0 | 0 | 0 | 0 |  | 186M | EXCTAX | 186M.EXCTAX | 0
2474 | Total Misc. Deferred Debits |  |  |  |  | B11 | 70515631.2746 | 66648733.8097 | 3866897.4649 | -3737012.5794 | 129884.8856 |  | Total Misc. Deferred Debits | NA | Total Misc. Deferred Debits.NA | 129884.8856
2475 | [12 empty] | Total Misc. Deferred Debits | NA | Total Misc. Deferred Debits.NA1 | 0
2476 | Working Capital | [11 empty] | Working Capital | NA | Working Capital.NA | 0
2477 | CWC | Cash Working Capital | [10 empty] | CWC | NA | CWC.NA | 0
2478 |  |  |  | CWC | S |  | 0 | 0 | 0 | 29192135.1756 | 29192135.1756 |  | CWC | S | CWC.S | 29192135.1756
2479 |  |  |  | CWC | SO |  | 0 | 0 | 0 | 0 | 0 | x | CWC | SO | CWC.SO | 0
2480 |  |  |  | CWC | SE |  | 0 | 0 | 0 | 0 | 0 |  | CWC | SE | CWC.SE | 0
2481 | [5 empty] | B14 | 0 | 0 | 0 | 29192135.1756 | 29192135.1756 |  | CWC | NA | CWC.NA1 | 29192135.1756
2482 | [12 empty] | CWC | NA | CWC.NA2 | 0
2483 | OWC | Other Work. Cap. | [10 empty] | OWC | NA | OWC.NA | 0
2484 | 131 | Cash |  | GP | SNP |  | 0 | 0 | 0 | 0 | 0 |  | 131 | SNP | 131.SNP | 0
2485 | 135 | Working Funds |  | GP | SG |  | 0 | 0 | 0 | 0 | 0 |  | 135 | SG | 135.SG | 0
2486 | 141 | Other A/R |  | GP | SO |  | 0 | 0 | 0 | 0 | 0 |  | 141 | SO | 141.SO | 0
2487 | 143 | Other A/R |  | PTD | SO |  | 53194370.88 | 49548847.9143 | 3645522.9657 | -3645522.9657 | 0 |  | 143 | SO | 143.SO | 0
2488 | 232 | A/P |  | PTD | SE |  | 0 | 0 | 0 | 0 | 0 |  | 232 | SE | 232.SE | 0
2489 | 232 | A/P |  | P | SO |  | -6824419.985 | -6356728.0211 | -467691.9639 | 467691.9639 | 0 |  | 232 | SO | 232.SO | 0
2490 | 232 | A/P |  | P | CAEE |  | -4052509.5133 | -4052509.5133 | 0 | 0 | 0 |  | 232 | CAEE | 232.CAEE | 0
2491 | 232 | A/P |  | T | CAGE |  | 0 | 0 | 0 | 0 | 0 |  | 232 | CAGE | 232.CAGE | 0
2492 | 232 | A/P |  | P | S |  | -18977 | -18977 | 0 | 0 | 0 |  | 232 | S | 232.S | 0
2493 | 2533 | Other Msc. Df. Crd. |  | P | OTHER |  | 0 | 0 | 0 | 0 | 0 |  | 2533 | OTHER | 2533.OTHER | 0
2494 | 2533 | Other Msc. Df. Crd. |  | P | CAEW |  | 0 | 0 | 0 | 0 | 0 |  | 2533 | CAEW | 2533.CAEW | 0
2495 | 2533 | Other Msc. Df. Crd. |  | P | CAGE |  | 0 | 0 | 0 | 0 | 0 |  | 2533 | CAGE | 2533.CAGE | 0
2496 | 230 | Asset Retir. Oblig. |  | P | SE |  | 0 | 0 | 0 | 0 | 0 |  | 230 | SE | 230.SE | 0
2497 | 230 | Asset Retir. Oblig. |  | P | CAEW |  | 0 | 0 | 0 | 0 | 0 |  | 230 | CAEW | 230.CAEW | 0
2498 | 230 | Asset Retir. Oblig. |  | P | CAEE |  | 0 | 0 | 0 | 0 | 0 |  | 230 | CAEE | 230.CAEE | 0
2499 | 230 | Asset Retir. Oblig. |  | P | S |  | -9819145.0067 | -9819145.0067 | 0 | 0 | 0 |  | 230 | S | 230.S | 0
2500 | 254105 | ARO Reg Liability |  | P | S |  | 0 | 0 | 0 | 0 | 0 |  | 254105 | S | 254105.S | 0
2501 | 254105 | ARO Reg Liability |  | P | SE |  | 0 | 0 | 0 | 0 | 0 |  | 254105 | SE | 254105.SE | 0
2502 | 254105 | ARO Reg Liability |  | P | CAGE |  | 0 | 0 | 0 | 0 | 0 |  | 254105 | CAGE | 254105.CAGE | 0
2503 | 254105 | ARO Reg Liability |  | P | CAEE |  | 0 | 0 | 0 | 0 | 0 |  | 254105 | CAEE | 254105.CAEE | 0
2504 | 2533 | Cholla Reclamation |  | P | CAEE |  | 0 | 0 | 0 | 0 | 0 |  | 2533 | CAEE | 2533.CAEE | 0
2505 | [5 empty] | B14 | 32479319.375 | 29301488.3732 | 3177831.0018 | -3177831.0018 | 0 |  | 2533 | NA | 2533.NA | 0
2506 | [12 empty] | 2533 | NA | 2533.NA1 | 0
2507 | Total Working Capital | [5 empty] | 32479319.375 | 29301488.3732 | 3177831.0018 | 26014304.1737 | 29192135.1756 |  | Total Working Capital | NA | Total Working Capital.NA | 29192135.1756
2508 | Miscellaneous Rate Base | [11 empty] | Miscellaneous Rate Base | NA | Miscellaneous Rate Base.NA | 0
2509 | 18221 | Unrec Plant & Reg Study Costs | [10 empty] | 18221 | NA | 18221.NA | 0
2510 |  |  |  | P | S |  | 0 | 0 | 0 | 0 | 0 |  | 18221 | S | 18221.S | 0
2511 | [12 empty] | 18221 | NA | 18221.NA1 | 0
2512 | [6 empty] | 0 | 0 | 0 | 0 | 0 | x | 18221 | NA | 18221.NA2 | 0
2513 | [12 empty] | 18221 | NA | 18221.NA3 | 0
2514 | 18222 | Nuclear Plant - Trojan | [10 empty] | 18222 | NA | 18222.NA | 0
2515 |  |  |  | P | S |  | 0 | 0 | 0 | 0 | 0 |  | 18222 | S | 18222.S | 0
2516 |  |  |  | P | TROJP |  | 0 | 0 | 0 | 0 | 0 |  | 18222 | TROJP | 18222.TROJP | 0
2517 |  |  |  | P | TROJD |  | 0 | 0 | 0 | 0 | 0 |  | 18222 | TROJD | 18222.TROJD | 0
2518 | [5 empty] | B16 | 0 | 0 | 0 | 0 | 0 |  | 18222 | NA | 18222.NA1 | 0
2519 | [12 empty] | 18222 | NA | 18222.NA2 | 0
2520 | [12 empty] | 18222 | NA | 18222.NA3 | 0
2521 | [12 empty] | 18222 | NA | 18222.NA4 | 0
2522 | 1869 | Misc Deferred Debits-Trojan | [10 empty] | 1869 | NA | 1869.NA | 0
2523 |  |  |  | P | S |  | 0 | 0 | 0 | 0 | 0 |  | 1869 | S | 1869.S | 0
2524 |  |  |  | P | SNPPN |  | 0 | 0 | 0 | 0 | 0 |  | 1869 | SNPPN | 1869.SNPPN | 0
2525 | [6 empty] | 0 | 0 | 0 | 0 | 0 |  | 1869 | NA | 1869.NA1 | 0
2526 | [12 empty] | 1869 | NA | 1869.NA2 | 0
2527 | TOTAL MISCELLANEOUS RATE BASE | [5 empty] | 0 | 0 | 0 | 0 | 0 |  | TOTAL MISCELLANEOUS RATE BASE | NA | TOTAL MISCELLANEOUS RATE BASE.NA | 0
2528 | [12 empty] | TOTAL MISCELLANEOUS RATE BASE | NA | TOTAL MISCELLANEOUS RATE BASE.NA1 | 0
2529 | TOTAL RATE BASE ADDITIONS | [5 empty] | 935745738.1833 | 912053551.5212 | 23692186.6622 | 5833548.5298 | 29525735.1919 |  | TOTAL RATE BASE ADDITIONS | NA | TOTAL RATE BASE ADDITIONS.NA | 29525735.1919
2530 | 235 | Customer Service Deposits | [10 empty] | 235 | NA | 235.NA | 0
2531 |  |  |  | CUST | S |  | 0 | 0 | 0 | -2923125.3483 | -2923125.3483 |  | 235 | S | 235.S | -2923125.3483
2532 |  |  |  | CUST | CN |  | 0 | 0 | 0 | 0 | 0 | x | 235 | CN | 235.CN | 0
2533 | Total Customer Service Deposits |  |  |  |  | B15 | 0 | 0 | 0 | -2923125.3483 | -2923125.3483 |  | Total Customer Service Deposits | NA | Total Customer Service Deposits.NA | -2923125.3483
2534 | [12 empty] | Total Customer Service Deposits | NA | Total Customer Service Deposits.NA1 | 0
2535 | 2281 | Prop Ins |  | PTD | S |  | -6080633.72 | -6080633.72 | 0 | 0 | 0 |  | 2281 | S | 2281.S | 0
2536 | 2282 | Inj & Dam |  | PTD | SO |  | 231085.7725 | 215248.9748 | 15836.7977 | -287446.9416 | -271610.1439 |  | 2282 | SO | 2282.SO | -271610.1439
2537 | 2283 | Pen & Ben |  | PTD | SO |  | -2565999.9583 | -2390146.5433 | -175853.415 | 180551.7016 | 4698.2866 |  | 2283 | SO | 2283.SO | 4698.2866
2538 | 2282 | Inj & Dam |  | PTD | S |  | -8638879.8229 | -8638879.8229 | 0 | 0 | 0 | x | 2282 | S | 2282.S | 0
2539 | 254 | Ins Prov |  | PTD | SO |  | 0 | 0 | 0 | 0 | 0 |  | 254 | SO | 254.SO | 0
2540 | [5 empty] | B15 | -17054427.7287 | -16894411.1115 | -160016.6173 | -106895.24 | -266911.8573 |  | 254 | NA | 254.NA | -266911.8573
2541 | [12 empty] | 254 | NA | 254.NA1 | 0
2542 | 22841 | Accum Misc Oper Provisions - Other | [10 empty] | 22841 | NA | 22841.NA | 0
2543 |  |  |  | P | S |  | 0 | 0 | 0 | 0 | 0 |  | 22841 | S | 22841.S | 0
2544 |  |  |  | P | CAGW |  | -725273.5092 | -562086.7822 | -163186.727 | 0 | -163186.727 |  | 22841 | CAGW | 22841.CAGW | -163186.727
2545 | [5 empty] | B15 | -725273.5092 | -562086.7822 | -163186.727 | 0 | -163186.727 | x | 22841 | NA | 22841.NA1 | -163186.727
2546 | [12 empty] | 22841 | NA | 22841.NA2 | 0
2547 | 254 |  |  | P | JBG |  | 0 | 0 | 0 | 0 | 0 |  | 254 | JBG | 254.JBG | 0
2548 | 254 |  |  | P | CAGW |  | 0 | 0 | 0 | 0 | 0 |  | 254 | CAGW | 254.CAGW | 0
2549 | 254105 | ARO |  | P | S |  | 0 | 0 | 0 | 0 | 0 |  | 254105 | S | 254105.S1 | 0
2550 | 2533 | Regulatory Liability |  | P | CAEE |  | 0 | 0 | 0 | 0 | 0 | x | 2533 | CAEE | 2533.CAEE1 | 0
2551 | 254 | Regulatory Liability |  | P | SE |  | 0 | 0 | 0 | 0 | 0 |  | 254 | SE | 254.SE | 0
2552 | 254 | Accum. - WA Accel. Depr Reserves |  | P | S |  | -171638421.0379 | -156252613.7558 | -15385807.2821 | 0 | -15385807.2821 |  | 254 | S | 254.S | -15385807.2821
2553 | [5 empty] | B15 | -171638421.0379 | -156252613.7558 | -15385807.2821 | 0 | -15385807.2821 |  | 254 | NA | 254.NA2 | -15385807.2821
2554 | [12 empty] | 254 | NA | 254.NA3 | 0
2555 | 252 | Customer Advances for Construction | [10 empty] | 252 | NA | 252.NA | 0
2556 |  |  |  | DPW | S |  | -654072.3137 | -646646.6904 | -7425.6233 | -223983.9696 | -231409.5929 |  | 252 | S | 252.S | -231409.5929
2557 |  |  |  | T | SG |  | 322408.98 | 295984.2309 | 26424.7491 | -333944.0924 | -307519.3433 |  | 252 | SG | 252.SG | -307519.3433
2558 |  |  |  | T | CAGE |  | -37136975.945 | -37136975.945 | 0 | 0 | 0 | x | 252 | CAGE | 252.CAGE | 0
2559 |  |  |  | DPW | CAGW |  | 0 | 0 | 0 | 0 | 0 |  | 252 | CAGW | 252.CAGW | 0
2560 |  |  |  | CUST | CN |  | 0 | 0 | 0 | 0 | 0 |  | 252 | CN | 252.CN | 0
2561 | Total Customer Advances for Constr. |  |  |  |  | B20 | -37468639.2788 | -37487638.4045 | 18999.1258 | -557928.062 | -538928.9362 |  | Total Customer Advances for Constr. | NA | Total Customer Advances for Constr..NA | -538928.9362
2562 | [12 empty] | Total Customer Advances for Constr. | NA | Total Customer Advances for Constr..NA1 | 0
2563 | 25398 | SO2 Emissions | [10 empty] | 25398 | NA | 25398.NA | 0
2564 |  |  |  | P | S |  | 0 | 0 | 0 | -33.3874 | -33.3874 |  | 25398 | S | 25398.S | -33.3874
2565 | [6 empty] | 0 | 0 | 0 | -33.3874 | -33.3874 |  | 25398 | NA | 25398.NA1 | -33.3874
2566 | [11 empty] | x | 25398 | NA | 25398.NA2 | 0
2567 | 25399 | Other Deferred Credits | [10 empty] | 25399 | NA | 25399.NA | 0
2568 |  |  |  | P | S |  | -2774500.1946 | -2425211.7796 | -349288.415 | 0 | -349288.415 |  | 25399 | S | 25399.S | -349288.415
2569 |  |  |  | GP | GPS |  | 0 | 0 | 0 | 0 | 0 |  | 25399 | GPS | 25399.GPS | 0
2570 |  |  |  | GP | SO |  | -53463786.8387 | -49799800.2265 | -3663986.6123 | 0 | -3663986.6123 | x | 25399 | SO | 25399.SO | -3663986.6123
2571 |  |  |  | P | CAGW |  | -306570.8517 | -237592.3308 | -68978.5209 | 0 | -68978.5209 |  | 25399 | CAGW | 25399.CAGW | -68978.5209
2572 |  |  |  | P | CAGE |  | -559778.1133 | -559778.1133 | 0 | 0 | 0 |  | 25399 | CAGE | 25399.CAGE | 0
2573 |  |  |  | P | SG |  | -6814662.595 | -6256130.5425 | -558532.0525 | 0 | -558532.0525 |  | 25399 | SG | 25399.SG | -558532.0525
2574 |  |  |  | P | CAEW |  | 0 | 0 | 0 | 0 | 0 |  | 25399 | CAEW | 25399.CAEW | 0
2575 |  |  |  | P | CAEE |  | -5471075.99 | -5471075.99 | 0 | 0 | 0 |  | 25399 | CAEE | 25399.CAEE | 0
2576 |  |  |  | P | SE |  | 0 | 0 | 0 | 0 | 0 |  | 25399 | SE | 25399.SE | 0
2577 | [5 empty] | B15 | -69390374.5833 | -64749588.9827 | -4640785.6006 | 0 | -4640785.6006 |  | 25399 | NA | 25399.NA1 | -4640785.6006
2578 | [12 empty] | 25399 | NA | 25399.NA2 | 0
2579 | 190 | Accumulated Deferred Income Taxes | [10 empty] | 190 | NA | 190.NA | 0
2580 |  |  |  | P | S |  | 58117907.2317 | 53654965.1925 | 4462942.0392 | -167993.6033 | 4294948.4358 |  | 190 | S | 190.S | 4294948.4358
2581 |  |  |  | CUST | CN |  | 0 | 0 | 0 | 0 | 0 |  | 190 | CN | 190.CN | 0
2582 |  |  |  | LABOR | SO |  | 29555934.65 | 27530403.8136 | 2025530.8364 | -2025530.7918 | 0.044546 | x | 190 | SO | 190.SO | 0.044546
2583 |  |  |  | P | IBT |  | 0 | 0 | 0 | 0 | 0 |  | 190 | IBT | 190.IBT | 0
2584 |  |  |  | CUST | BADDEBT |  | 3462393.9933 | 2957662.2038 | 504731.7896 | -504731.7906 | -0.00097184 |  | 190 | BADDEBT | 190.BADDEBT | -0.00097184
2585 |  |  |  | P | TROJD |  | 0 | 0 | 0 | 0 | 0 |  | 190 | TROJD | 190.TROJD | 0
2586 |  |  |  | P | SG |  | 7756706.7379 | 7120964.4287 | 635742.3092 | -635742.3307 | -0.02148 |  | 190 | SG | 190.SG | -0.02148
2587 |  |  |  | P | SE |  | 0 | 0 | 0 | 0 | 0 |  | 190 | SE | 190.SE | 0
2588 |  |  |  | PTD | SNP |  | 0 | 0 | 0 | 0 | 0 |  | 190 | SNP | 190.SNP | 0
2589 |  |  |  | P | CAGW |  | 225199.645 | 174529.6667 | 50669.9783 | -50669.8332 | 0.14513 |  | 190 | CAGW | 190.CAGW | 0.14513
2590 |  |  |  | P | CAGE |  | 0.22625 | 0.22625 | 0 | 0 | 0 |  | 190 | CAGE | 190.CAGE | 0
2591 |  |  |  | P | CAEW |  | 0 | 0 | 0 | 0 | 0 |  | 190 | CAEW | 190.CAEW | 0
2592 |  |  |  | P | CAEE |  | 39505303.2896 | 39505303.2896 | 0 | 0 | 0 |  | 190 | CAEE | 190.CAEE | 0
2593 |  |  |  | DPW | JBE |  | -20672472.0725 | -15955944.2422 | -4716527.8303 | -129864.9124 | -4846392.7427 |  | 190 | JBE | 190.JBE | -4846392.7427
2594 |  |  |  | DPW | SNPD |  | 1675447.0179 | 1566921.0211 | 108525.9968 | -108525.9956 | 0.0011605 |  | 190 | SNPD | 190.SNPD | 0.0011605
2595 | [12 empty] | 190 | NA | 190.NA1 | 0
2596 | Total Accum Deferred Income Taxes |  |  |  |  | B19 | 119626420.7192 | 116554805.6 | 3071615.1192 | -3333998.5164 | -551444.1384 |  | Total Accum Deferred Income Taxes | NA | Total Accum Deferred Income Taxes.NA | -551444.1384
2597 | [12 empty] | Total Accum Deferred Income Taxes | NA | Total Accum Deferred Income Taxes.NA1 | 0
2598 | 281 | Accumulated Deferred Income Taxes | [10 empty] | 281 | NA | 281.NA | 0
2599 |  |  |  | P | S |  | 0 | 0 | 0 | 0 | 0 |  | 281 | S | 281.S | 0
2600 |  |  |  | PT | SG |  | 0.23792 | 0.21842 | 0.0195 | 0 | 0.0195 |  | 281 | SG | 281.SG | 0.0195
2601 |  |  |  | PT | CAGW |  | 0 | 0 | 0 | 0 | 0 |  | 281 | CAGW | 281.CAGW | 0
2602 |  |  |  | PT | CAGE |  | 0 | 0 | 0 | 0 | 0 |  | 281 | CAGE | 281.CAGE | 0
2603 |  |  |  | T | SNPT |  | 0 | 0 | 0 | 0 | 0 |  | 281 | SNPT | 281.SNPT | 0
2604 | [5 empty] | B19 | 0.23792 | 0.21842 | 0.0195 | 0 | 0.0195 |  | 281 | NA | 281.NA1 | 0.0195
2605 | [12 empty] | 281 | NA | 281.NA2 | 0
2606 | 282 | Accumulated Deferred Income Taxes | [10 empty] | 282 | NA | 282.NA | 0
2607 |  |  |  | GP | S |  | -4521650212.6704 | -4243440556.6704 | -278209656 | 7467756 | -270741900 |  | 282 | S | 282.S | -270741900
2608 |  |  |  | ACCMDIT | CIAC |  | 78518 | 73432.0473 | 5085.9527 | 0 | 5085.9527 |  | 282 | CIAC | 282.CIAC | 5085.9527
2609 |  |  |  | ACCMDIT | DITBAL |  | -0.49958 | -0.46868 | -0.030904 | -20404.6182 | -20404.6491 |  | 282 | DITBAL | 282.DITBAL | -20404.6491
2610 |  |  |  | GP | JBE |  | -5151573.8321 | -3976216.5133 | -1175357.3188 | 1175357.3571 | 0.038311 |  | 282 | JBE | 282.JBE | 0.038311
2611 |  |  |  | LABOR | SO |  | -1903048.0025 | -1772628.09 | -130419.9125 | 1039.0155 | -129380.8971 |  | 282 | SO | 282.SO | -129380.8971
2612 |  |  |  | PTD | SNPD |  | -758363 | -709240.5272 | -49122.4728 | 1921.0778 | -47201.395 |  | 282 | SNPD | 282.SNPD | -47201.395
2613 |  |  |  | P | SNP |  | -7173174 | -6725118.9756 | -448055.0244 | 0 | -448055.0244 |  | 282 | SNP | 282.SNP | -448055.0244
2614 |  |  |  | P | CAGW |  | 0 | 0 | 0 | 1175105.943 | 1175105.943 |  | 282 | CAGW | 282.CAGW | 1175105.943
2615 |  |  |  | P | CAGE |  | -1548014.1071 | -1548014.1071 | 0 | 0 | 0 |  | 282 | CAGE | 282.CAGE | 0
2616 |  |  |  | P | SE |  | 0 | 0 | 0 | 0 | 0 |  | 282 | SE | 282.SE | 0
2617 |  |  |  | P | CAEE |  | 202955.5204 | 202955.5204 | 0 | 0 | 0 |  | 282 | CAEE | 282.CAEE | 0
2618 |  |  |  | P | CN |  | 0 | 0 | 0 | 11514.6601 | 11514.6601 |  | 282 | CN | 282.CN | 11514.6601
2619 |  |  |  | P | JBG |  | 6078 | 4710.4484 | 1367.5516 | 1825138.8383 | 1826506.3899 |  | 282 | JBG | 282.JBG | 1826506.3899
2620 |  |  |  | P | SG |  | 13854940 | 12719384.4289 | 1135555.5711 | -14179.3025 | 1121376.2687 |  | 282 | SG | 282.SG | 1121376.2687
2621 | [5 empty] | B19 | -4524041894.5912 | -4245171292.9072 | -278870601.6841 | 11623248.971 | -267247352.713 |  | 282 | NA | 282.NA1 | -267247352.713
2622 | [12 empty] | 282 | NA | 282.NA2 | 0
2623 | 283 | Accumulated Deferred Income Taxes | [10 empty] | 283 | NA | 283.NA | 0
2624 |  |  |  | GP | S |  | -27491172.8967 | -28037254.8575 | 546081.9608 | -546082 | -0.039167 |  | 283 | S | 283.S | -0.039167
2625 |  |  |  | P | SG |  | -19648.52 | -18038.1207 | -1610.3993 | 1610.3567 | -0.042619 |  | 283 | SG | 283.SG | -0.042619
2626 |  |  |  | P | SE |  | 0 | 0 | 0 | 0 | 0 |  | 283 | SE | 283.SE | 0
2627 |  |  |  | LABOR | SO |  | -26371961.1808 | -24564634.7938 | -1807326.3871 | 1807326.4432 | 0.056139 |  | 283 | SO | 283.SO | 0.056139
2628 |  |  |  | GP | GPS |  | -5661865.6292 | -5273845.979 | -388019.6502 | 388019.6756 | 0.025414 |  | 283 | GPS | 283.GPS | 0.025414
2629 |  |  |  | PTD | SNP |  | -1590895.93 | -1491524.4503 | -99371.4797 | 99371.4841 | 0.0043724 |  | 283 | SNP | 283.SNP | 0.0043724
2630 |  |  |  | P | TROJD |  | 0 | 0 | 0 | 0 | 0 |  | 283 | TROJD | 283.TROJD | 0
2631 |  |  |  | PTD | SGCT |  | 0 | 0 | 0 | 0 | 0 |  | 283 | SGCT | 283.SGCT | 0
2632 |  |  |  | P | CAGW |  | -982774.1833 | -761649.7381 | -221124.4452 | 221124.404 | -0.04125 |  | 283 | CAGW | 283.CAGW | -0.04125
2633 |  |  |  | P | CAGE |  | -1285816.85 | -1285816.85 | 0 | 0 | 0 |  | 283 | CAGE | 283.CAGE | 0
2634 |  |  |  | P | CAEW |  | 0 | 0 | 0 | 0 | 0 |  | 283 | CAEW | 283.CAEW | 0
2635 |  |  |  | P | CAEE |  | -59927476.3058 | -59927476.3058 | 0 | 0 | 0 |  | 283 | CAEE | 283.CAEE | 0
2636 |  |  |  | P | JBE |  | 0 | 0 | 0 | 0 | 0 |  | 283 | JBE | 283.JBE | 0
2637 |  |  |  | P | SGCT |  | 0 | 0 | 0 | 0 | 0 |  | 283 | SGCT | 283.SGCT1 | 0
2638 | [12 empty] | 283 | NA | 283.NA1 | 0
2639 | [5 empty] | B19 | -123331611.4958 | -121360241.0951 | -1971370.4007 | 1971370.3636 | -0.03711 |  | 283 | NA | 283.NA2 | -0.03711
2640 | [12 empty] | 283 | NA | 283.NA3 | 0
2641 | TOTAL ACCUM DEF INCOME TAX |  |  |  |  | B19 | -4527747085.13 | -4249976728.1839 | -277770356.9461 | 9971560.077 | -267798796.8691 |  | TOTAL ACCUM DEF INCOME TAX | NA | TOTAL ACCUM DEF INCOME TAX.NA | -267798796.8691
2642 | 255 | Accumulated Investment Tax Credit | [10 empty] | 255 | NA | 255.NA | 0
2643 |  |  |  | PTD | S |  | 0 | 0 | 0 | 0 | 0 |  | 255 | S | 255.S | 0
2644 |  |  |  | PTD | ITC84 |  | 0 | 0 | 0 | 0 | 0 |  | 255 | ITC84 | 255.ITC84 | 0
2645 |  |  |  | PTD | ITC85 |  | 0 | 0 | 0 | 0 | 0 |  | 255 | ITC85 | 255.ITC85 | 0
2646 |  |  |  | PTD | ITC86 |  | 0 | 0 | 0 | 0 | 0 | x | 255 | ITC86 | 255.ITC86 | 0
2647 |  |  |  | PTD | ITC88 |  | 201.25 | 171.143 | 30.107 | 0 | 30.107 |  | 255 | ITC88 | 255.ITC88 | 30.107
2648 |  |  |  | PTD | ITC89 |  | -17186.1667 | -14562.0453 | -2624.1214 | 0 | -2624.1214 |  | 255 | ITC89 | 255.ITC89 | -2624.1214
2649 |  |  |  | PTD | ITC90 |  | -85698 | -82344.4659 | -3353.5341 | 0 | -3353.5341 |  | 255 | ITC90 | 255.ITC90 | -3353.5341
2650 |  |  |  | PTD | SG |  | -234071.2563 | -214886.6969 | -19184.5594 | 0 | -19184.5594 |  | 255 | SG | 255.SG | -19184.5594
2651 | Total Accumulated ITC |  |  |  |  | B19 | -336754.1729 | -311622.065 | -25132.1079 | 0 | -25132.1079 |  | Total Accumulated ITC | NA | Total Accumulated ITC.NA | -25132.1079
2652 | [12 empty] | Total Accumulated ITC | NA | Total Accumulated ITC.NA1 | 0
2653 | TOTAL RATE BASE DEDUCTIONS | [5 empty] | -4824360975.4408 | -4526234689.2856 | -298126286.1552 | 6383578.0392 | -291742708.116 |  | TOTAL RATE BASE DEDUCTIONS | NA | TOTAL RATE BASE DEDUCTIONS.NA | -291742708.116
2654 | [12 empty] | TOTAL RATE BASE DEDUCTIONS | NA | TOTAL RATE BASE DEDUCTIONS.NA1 | 0
2655 | [12 empty] | TOTAL RATE BASE DEDUCTIONS | NA | TOTAL RATE BASE DEDUCTIONS.NA2 | 0
2656 | [11 empty] | x | TOTAL RATE BASE DEDUCTIONS | NA | TOTAL RATE BASE DEDUCTIONS.NA3 | 0
2657 | 108SP | Steam Prod Plant Accumulated Depr | [10 empty] | 108SP | NA | 108SP.NA | 0
2658 |  |  |  | P | S |  | 11878883.49 | 11878883.49 | 0 | 0 | 0 |  | 108SP | S | 108SP.S | 0
2659 |  |  |  | P | DGP |  | 0 | 0 | 0 | 0 | 0 |  | 108SP | DGP | 108SP.DGP | 0
2660 |  |  |  | P | DGU |  | 0 | 0 | 0 | 0 | 0 |  | 108SP | DGU | 108SP.DGU | 0
2661 |  |  |  | P | SG |  | 0 | 0 | 0 | 0 | 0 |  | 108SP | SG | 108SP.SG | 0
2662 |  |  |  | P | CAGW |  | -125779405.5571 | -97479006.7988 | -28300398.7583 | 20888172.4037 | -7412226.3546 |  | 108SP | CAGW | 108SP.CAGW | -7412226.3546
2663 |  |  |  | P | CAGE |  | -2344448774.535 | -2344448774.535 | 0 | 0 | 0 |  | 108SP | CAGE | 108SP.CAGE | 0
2664 |  |  |  | P | JBG |  | -561780565.0421 | -435379792.7143 | -126400772.3278 | 366633.6046 | -126034138.7232 |  | 108SP | JBG | 108SP.JBG | -126034138.7232
2665 |  |  |  | P | CAGE |  | 0 | 0 | 0 | 0 | 0 |  | 108SP | CAGE | 108SP.CAGE1 | 0
2666 | [5 empty] | B17 | -3020129861.6442 | -2865428690.5581 | -154701171.0861 | 21254806.0083 | -133446365.0778 |  | 108SP | NA | 108SP.NA1 | -133446365.0778
2667 | [12 empty] | 108SP | NA | 108SP.NA2 | 0
2668 | 108NP | Nuclear Prod Plant Accumulated Depr | [10 empty] | 108NP | NA | 108NP.NA | 0
2669 |  |  |  | P | DGP |  | 0 | 0 | 0 | 0 | 0 |  | 108NP | DGP | 108NP.DGP | 0
2670 |  |  |  | P | DGU |  | 0 | 0 | 0 | 0 | 0 |  | 108NP | DGU | 108NP.DGU | 0
2671 |  |  |  | P | SG |  | 0 | 0 | 0 | 0 | 0 |  | 108NP | SG | 108NP.SG | 0
2672 | [6 empty] | 0 | 0 | 0 | 0 | 0 |  | 108NP | NA | 108NP.NA1 | 0
2673 | [12 empty] | 108NP | NA | 108NP.NA2 | 0
2674 | [12 empty] | 108NP | NA | 108NP.NA3 | 0
2675 | 108HP | Hydraulic Prod Plant Accum Depr | [10 empty] | 108HP | NA | 108HP.NA | 0
2676 |  |  |  | P | S |  | 2151448.2442 | 2151448.2442 | 0 | 0 | 0 |  | 108HP | S | 108HP.S | 0
2677 |  |  |  | P | DGP |  | 0 | 0 | 0 | 0 | 0 |  | 108HP | DGP | 108HP.DGP | 0
2678 |  |  |  | P | DGU |  | 0 | 0 | 0 | 0 | 0 |  | 108HP | DGU | 108HP.DGU | 0
2679 |  |  |  | P | CAGW |  | -319309209.4583 | -247464554.8041 | -71844654.6542 | -3303603.3516 | -75148258.0058 |  | 108HP | CAGW | 108HP.CAGW | -75148258.0058
2680 |  |  |  | P | CAGE |  | -79070432.2533 | -79070432.2533 | 0 | 0 | 0 |  | 108HP | CAGE | 108HP.CAGE | 0
2681 |  |  |  | P | CAGW |  | 0 | 0 | 0 | 0 | 0 |  | 108HP | CAGW | 108HP.CAGW1 | 0
2682 |  |  |  | P | CAGE |  | 0 | 0 | 0 | 0 | 0 |  | 108HP | CAGE | 108HP.CAGE1 | 0
2683 | [5 empty] | B17 | -396228193.4675 | -324383538.8133 | -71844654.6542 | -3303603.3516 | -75148258.0058 |  | 108HP | NA | 108HP.NA1 | -75148258.0058
2684 | [12 empty] | 108HP | NA | 108HP.NA2 | 0
2685 | 108OP | Other Production Plant - Accum Depr | [10 empty] | 108OP | NA | 108OP.NA | 0
2686 |  |  |  | P | S |  | 0 | 0 | 0 | 0 | 0 |  | 108OP | S | 108OP.S | 0
2687 |  |  |  | P | DGU |  | 0 | 0 | 0 | 0 | 0 |  | 108OP | DGU | 108OP.DGU | 0
2688 |  |  |  | P | DGP |  | 0 | 0 | 0 | 0 | 0 |  | 108OP | DGP | 108OP.DGP | 0
2689 |  |  |  | P | SG |  | 0 | 0 | 0 | 0 | 0 |  | 108OP | SG | 108OP.SG | 0
2690 |  |  |  | P | CAGW |  | -436611249.7979 | -338373605.7503 | -98237644.0476 | -4280776.1677 | -102518420.2153 |  | 108OP | CAGW | 108OP.CAGW | -102518420.2153
2691 |  |  |  | P | CAGE |  | -601960270.5417 | -601960270.5417 | 0 | 0 | 0 |  | 108OP | CAGE | 108OP.CAGE | 0
2692 |  |  |  | P | CAGE |  | 0 | 0 | 0 | 0 | 0 |  | 108OP | CAGE | 108OP.CAGE1 | 0
2693 | [5 empty] | B17 | -1038571520.3396 | -940333876.292 | -98237644.0476 | -4280776.1677 | -102518420.2153 |  | 108OP | NA | 108OP.NA1 | -102518420.2153
2694 | [12 empty] | 108OP | NA | 108OP.NA2 | 0
2695 | 108EP | Experimental Plant - Accum Depr | [10 empty] | 108EP | NA | 108EP.NA | 0
2696 |  |  |  | P | DGP |  | 0 | 0 | 0 | 0 | 0 |  | 108EP | DGP | 108EP.DGP | 0
2697 |  |  |  | P | SG |  | 0 | 0 | 0 | 0 | 0 |  | 108EP | SG | 108EP.SG | 0
2698 | [6 empty] | 0 | 0 | 0 | 0 | 0 |  | 108EP | NA | 108EP.NA1 | 0
2699 | [12 empty] | 108EP | NA | 108EP.NA2 | 0
2700 | TOTAL PRODUCTION PLANT DEPR | [5 empty] | -4454929575.4512 | -4130146105.6634 | -324783469.7879 | 13670426.489 | -311113043.2989 |  | TOTAL PRODUCTION PLANT DEPR | NA | TOTAL PRODUCTION PLANT DEPR.NA | -311113043.2989
2701 | [12 empty] | TOTAL PRODUCTION PLANT DEPR | NA | TOTAL PRODUCTION PLANT DEPR.NA1 | 0
2702 | Summary of Prod Plant Depreciation by Factor | [11 empty] | Summary of Prod Plant Depreciation by Factor | NA | Summary of Prod Plant Depreciation by Factor.NA | 0
2703 |  |  | S |  |  |  | 14030331.7342 | 14030331.7342 | 0 | 0 | 0 |  | Summary of Prod Plant Depreciation by Factor | NA | Summary of Prod Plant Depreciation by Factor.NA1 | 0
2704 |  |  | DGP |  |  |  | 0 | 0 | 0 | 0 | 0 |  | Summary of Prod Plant Depreciation by Factor | NA | Summary of Prod Plant Depreciation by Factor.NA2 | 0
2705 |  |  | DGU |  |  |  | 0 | 0 | 0 | 0 | 0 | x | Summary of Prod Plant Depreciation by Factor | NA | Summary of Prod Plant Depreciation by Factor.NA3 | 0
2706 |  |  | SG |  |  |  | 0 | 0 | 0 | 0 | 0 |  | Summary of Prod Plant Depreciation by Factor | NA | Summary of Prod Plant Depreciation by Factor.NA4 | 0
2707 |  |  | CAGW |  |  |  | -881699864.8133 | -683317167.3532 | -198382697.4601 | 13303792.8844 | -185078904.5757 |  | Summary of Prod Plant Depreciation by Factor | NA | Summary of Prod Plant Depreciation by Factor.NA5 | -185078904.5757
2708 |  |  | CAGE |  |  |  | -3025479477.33 | -3025479477.33 | 0 | 0 | 0 |  | Summary of Prod Plant Depreciation by Factor | NA | Summary of Prod Plant Depreciation by Factor.NA6 | 0
2709 |  |  | JBG |  |  |  | -561780565.0421 | -435379792.7143 | -126400772.3278 | 366633.6046 | -126034138.7232 |  | Summary of Prod Plant Depreciation by Factor | NA | Summary of Prod Plant Depreciation by Factor.NA7 | -126034138.7232
2710 |  |  | SSGCT |  |  |  | 0 | 0 | 0 | 0 | 0 |  | Summary of Prod Plant Depreciation by Factor | NA | Summary of Prod Plant Depreciation by Factor.NA8 | 0
2711 | Total of Prod Plant Depreciation by Factor | [5 empty] | -4454929575.4512 | -4130146105.6634 | -324783469.7879 | 13670426.489 | -311113043.2989 |  | Total of Prod Plant Depreciation by Factor | NA | Total of Prod Plant Depreciation by Factor.NA | -311113043.2989
2712 | [12 empty] | Total of Prod Plant Depreciation by Factor | NA | Total of Prod Plant Depreciation by Factor.NA1 | 0
2713 | [12 empty] | Total of Prod Plant Depreciation by Factor | NA | Total of Prod Plant Depreciation by Factor.NA2 | 0
2714 | 108TP | Transmission Plant Accumulated Depr | [10 empty] | 108TP | NA | 108TP.NA | 0
2715 |  |  |  | T | DGP |  | 0 | 0 | 0 | 0 | 0 |  | 108TP | DGP | 108TP.DGP | 0
2716 |  |  |  | T | DGU |  | 0 | 0 | 0 | 0 | 0 |  | 108TP | DGU | 108TP.DGU | 0
2717 |  |  |  | T | CAGW |  | -513740611.1204 | -398148840.841 | -115591770.2794 | -6743981.2021 | -122335751.4815 |  | 108TP | CAGW | 108TP.CAGW | -122335751.4815
2718 |  |  |  | T | CAGE |  | -1109426294.5383 | -1109426294.5383 | 0 | 0 | 0 |  | 108TP | CAGE | 108TP.CAGE | 0
2719 |  |  |  | T | JBG |  | -41681094.8008 | -32302837.6981 | -9378257.1027 | -1777448.183 | -11155705.2857 |  | 108TP | JBG | 108TP.JBG | -11155705.2857
2720 |  |  |  | T | SG |  | 8379754.9283 | 7692947.3786 | 686807.5498 | 13876.4534 | 700684.0032 |  | 108TP | SG | 108TP.SG | 700684.0032
2721 | TOTAL TRANS PLANT ACCUM DEPR |  |  |  |  | B17 | -1656468245.5312 | -1532185025.6989 | -124283219.8324 | -8507552.9317 | -132790772.7641 |  | TOTAL TRANS PLANT ACCUM DEPR | NA | TOTAL TRANS PLANT ACCUM DEPR.NA | -132790772.7641
2722 | 108360 | Land and Land Rights | [10 empty] | 108360 | NA | 108360.NA | 0
2723 |  |  |  | DPW | S |  | -9817772.5533 | -9636807.3658 | -180965.1875 | -3522.3725 | -184487.56 |  | 108360 | S | 108360.S | -184487.56
2724 | [5 empty] | B17 | -9817772.5533 | -9636807.3658 | -180965.1875 | -3522.3725 | -184487.56 |  | 108360 | NA | 108360.NA1 | -184487.56
2725 | [12 empty] | 108360 | NA | 108360.NA2 | 0
2726 | 108361 | Structures and Improvements | [9 empty] | x | 108361 | NA | 108361.NA | 0
2727 |  |  |  | DPW | S |  | -26022353.2329 | -24937403.7788 | -1084949.4542 | -47646.6758 | -1132596.13 |  | 108361 | S | 108361.S | -1132596.13
2728 | [5 empty] | B17 | -26022353.2329 | -24937403.7788 | -1084949.4542 | -47646.6758 | -1132596.13 |  | 108361 | NA | 108361.NA1 | -1132596.13
2729 | [12 empty] | 108361 | NA | 108361.NA2 | 0
2730 | 108362 | Station Equipment | [10 empty] | 108362 | NA | 108362.NA | 0
2731 |  |  |  | DPW | S |  | -278376903.9283 | -256907605.1596 | -21469298.7688 | -552998.0712 | -22022296.84 |  | 108362 | S | 108362.S | -22022296.84
2732 | [5 empty] | B17 | -278376903.9283 | -256907605.1596 | -21469298.7688 | -552998.0712 | -22022296.84 |  | 108362 | NA | 108362.NA1 | -22022296.84
2733 | [12 empty] | 108362 | NA | 108362.NA2 | 0
2734 | 108363 | Storage Battery Equipment | [10 empty] | 108363 | NA | 108363.NA | 0
2735 |  |  |  | DPW | S |  | 0 | 0 | 0 | 0 | 0 |  | 108363 | S | 108363.S | 0
2736 | [5 empty] | B17 | 0 | 0 | 0 | 0 | 0 |  | 108363 | NA | 108363.NA1 | 0
2737 | [12 empty] | 108363 | NA | 108363.NA2 | 0
2738 | 108364 | Poles, Towers & Fixtures | [10 empty] | 108364 | NA | 108364.NA | 0
2739 |  |  |  | DPW | S |  | -633253171.1875 | -565971059.6296 | -67282111.5579 | -1286823.1421 | -68568934.7 |  | 108364 | S | 108364.S | -68568934.7
2740 | [5 empty] | B17 | -633253171.1875 | -565971059.6296 | -67282111.5579 | -1286823.1421 | -68568934.7 |  | 108364 | NA | 108364.NA1 | -68568934.7
2741 | [12 empty] | 108364 | NA | 108364.NA2 | 0
2742 | 108365 | Overhead Conductors | [10 empty] | 108365 | NA | 108365.NA | 0
2743 |  |  |  | DPW | S |  | -324933685.5292 | -292087898.9971 | -32845786.5321 | -461257.5979 | -33307044.13 |  | 108365 | S | 108365.S | -33307044.13
2744 | [5 empty] | B17 | -324933685.5292 | -292087898.9971 | -32845786.5321 | -461257.5979 | -33307044.13 |  | 108365 | NA | 108365.NA1 | -33307044.13
2745 | [12 empty] | 108365 | NA | 108365.NA2 | 0
2746 | 108366 | Underground Conduit | [10 empty] | 108366 | NA | 108366.NA | 0
2747 |  |  |  | DPW | S |  | -163572829.4579 | -152964967.5271 | -10607861.9308 | -233985.8792 | -10841847.81 |  | 108366 | S | 108366.S | -10841847.81
2748 | [5 empty] | B17 | -163572829.4579 | -152964967.5271 | -10607861.9308 | -233985.8792 | -10841847.81 |  | 108366 | NA | 108366.NA1 | -10841847.81
2749 | [12 empty] | 108366 | NA | 108366.NA2 | 0
2750 | 108367 | Underground Conductors | [10 empty] | 108367 | NA | 108367.NA | 0
2751 |  |  |  | DPW | S |  | -385960691.8567 | -373209827.995 | -12750863.8617 | -334243.2983 | -13085107.16 |  | 108367 | S | 108367.S | -13085107.16
2752 | [5 empty] | B17 | -385960691.8567 | -373209827.995 | -12750863.8617 | -334243.2983 | -13085107.16 |  | 108367 | NA | 108367.NA1 | -13085107.16
2753 | [12 empty] | 108367 | NA | 108367.NA2 | 0
2754 | 108368 | Line Transformers | [10 empty] | 108368 | NA | 108368.NA | 0
2755 |  |  |  | DPW | S |  | -524195738.7858 | -465928592.3808 | -58267146.405 | -886180.075 | -59153326.48 |  | 108368 | S | 108368.S | -59153326.48
2756 | [5 empty] | B17 | -524195738.7858 | -465928592.3808 | -58267146.405 | -886180.075 | -59153326.48 |  | 108368 | NA | 108368.NA1 | -59153326.48
2757 | [12 empty] | 108368 | NA | 108368.NA2 | 0
2758 | 108369 | Services | [10 empty] | 108369 | NA | 108369.NA | 0
2759 |  |  |  | DPW | S |  | -305202902.2829 | -277915861.9275 | -27287040.3554 | -703000.0546 | -27990040.41 |  | 108369 | S | 108369.S | -27990040.41
2760 | [5 empty] | B17 | -305202902.2829 | -277915861.9275 | -27287040.3554 | -703000.0546 | -27990040.41 |  | 108369 | NA | 108369.NA1 | -27990040.41
2761 | [12 empty] | 108369 | NA | 108369.NA2 | 0
2762 | 108370 | Meters | [10 empty] | 108370 | NA | 108370.NA | 0
2763 |  |  |  | DPW | S |  | -97171456.2267 | -92441090.2754 | -4730365.9512 | -262973.0488 | -4993339 |  | 108370 | S | 108370.S | -4993339
2764 | [5 empty] | B17 | -97171456.2267 | -92441090.2754 | -4730365.9512 | -262973.0488 | -4993339 |  | 108370 | NA | 108370.NA1 | -4993339
2765 | [12 empty] | 108370 | NA | 108370.NA2 | 0
2766 | [12 empty] | 108370 | NA | 108370.NA3 | 0
2767 | [12 empty] | 108370 | NA | 108370.NA4 | 0
2768 | 108371 | Installations on Customers' Premises | [10 empty] | 108371 | NA | 108371.NA | 0
2769 |  |  |  | DPW | S |  | -7274857.8742 | -6910911.9771 | -363945.8971 | 2786.1171 | -361159.78 |  | 108371 | S | 108371.S | -361159.78
2770 | [5 empty] | B17 | -7274857.8742 | -6910911.9771 | -363945.8971 | 2786.1171 | -361159.78 |  | 108371 | NA | 108371.NA1 | -361159.78
2771 | [12 empty] | 108371 | NA | 108371.NA2 | 0
2772 | 108372 | Leased Property | [10 empty] | 108372 | NA | 108372.NA | 0
2773 |  |  |  | DPW | S |  | 0 | 0 | 0 | 0 | 0 |  | 108372 | S | 108372.S | 0
2774 | [5 empty] | B17 | 0 | 0 | 0 | 0 | 0 |  | 108372 | NA | 108372.NA1 | 0
2775 | [12 empty] | 108372 | NA | 108372.NA2 | 0
2776 | 108373 | Street Lights | [10 empty] | 108373 | NA | 108373.NA | 0
2777 |  |  |  | DPW | S |  | -31318211.9679 | -29205284.02 | -2112927.9479 | -25842.5821 | -2138770.53 |  | 108373 | S | 108373.S | -2138770.53
2778 | [5 empty] | B17 | -31318211.9679 | -29205284.02 | -2112927.9479 | -25842.5821 | -2138770.53 |  | 108373 | NA | 108373.NA1 | -2138770.53
2779 | [12 empty] | 108373 | NA | 108373.NA2 | 0
2780 | 108D00 | Unclassified Dist Plant - Acct 300 | [10 empty] | 108D00 | NA | 108D00.NA | 0
2781 |  |  |  | DPW | S |  | 0 | 0 | 0 | 0 | 0 |  | 108D00 | S | 108D00.S | 0
2782 | [6 empty] | 0 | 0 | 0 | 0 | 0 |  | 108D00 | NA | 108D00.NA1 | 0
2783 | [12 empty] | 108D00 | NA | 108D00.NA2 | 0
2784 | 108DS | Unclassified Dist Sub Plant - Acct 300 | [10 empty] | 108DS | NA | 108DS.NA | 0
2785 |  |  |  | DPW | S |  | 0 | 0 | 0 | 0 | 0 |  | 108DS | S | 108DS.S | 0
2786 | [6 empty] | 0 | 0 | 0 | 0 | 0 |  | 108DS | NA | 108DS.NA1 | 0
2787 | [12 empty] | 108DS | NA | 108DS.NA2 | 0
2788 | 108DP | Unclassified Dist Sub Plant - Acct 300 | [10 empty] | 108DP | NA | 108DP.NA | 0
2789 |  |  |  | DPW | S |  | 4186220.6742 | 3881326.0833 | 304894.5908 | 19905.4092 | 324800 |  | 108DP | S | 108DP.S | 324800
2790 | [6 empty] | 4186220.6742 | 3881326.0833 | 304894.5908 | 19905.4092 | 324800 |  | 108DP | NA | 108DP.NA1 | 324800
2791 | [12 empty] | 108DP | NA | 108DP.NA2 | 0
2792 | [12 empty] | 108DP | NA | 108DP.NA3 | 0
2793 | TOTAL DISTRIBUTION PLANT DEPR |  |  |  |  | B17 | -2782914354.2092 | -2544235984.9504 | -238678369.2587 | -4775781.2712 | -243454150.53 |  | TOTAL DISTRIBUTION PLANT DEPR | NA | TOTAL DISTRIBUTION PLANT DEPR.NA | -243454150.53
2794 | [12 empty] | TOTAL DISTRIBUTION PLANT DEPR | NA | TOTAL DISTRIBUTION PLANT DEPR.NA1 | 0
2795 | Summary of Distribution Plant Depr by Factor | [11 empty] | Summary of Distribution Plant Depr by Factor | NA | Summary of Distribution Plant Depr by Factor.NA | 0
2796 |  |  | S |  |  |  | -2782914354.2092 | -2544235984.9504 | -238678369.2587 | -4775781.2712 | -243454150.53 |  | Summary of Distribution Plant Depr by Factor | NA | Summary of Distribution Plant Depr by Factor.NA1 | -243454150.53
2797 | [12 empty] | Summary of Distribution Plant Depr by Factor | NA | Summary of Distribution Plant Depr by Factor.NA2 | 0
2798 | Total Distribution Depreciation by Factor |  |  |  |  | B17 | -2782914354.2092 | -2544235984.9504 | -238678369.2587 | -4775781.2712 | -243454150.53 | x | Total Distribution Depreciation by Factor | NA | Total Distribution Depreciation by Factor.NA | -243454150.53
2799 | 108GP | General Plant Accumulated Depr | [10 empty] | 108GP | NA | 108GP.NA | 0
2800 |  |  |  | G-SITUS | S |  | -232119280.3446 | -208946772.7546 | -23172507.59 | -539082.62 | -23711590.21 |  | 108GP | S | 108GP.S | -23711590.21
2801 |  |  |  | G-DGP | DGP |  | 0 | 0 | 0 | 0 | 0 |  | 108GP | DGP | 108GP.DGP | 0
2802 |  |  |  | G-DGU | DGU |  | 0 | 0 | 0 | 0 | 0 |  | 108GP | DGU | 108GP.DGU | 0
2803 |  |  |  | G-SG | SG |  | 33673.96 | 30914.0308 | 2759.9292 | 0 | 2759.9292 |  | 108GP | SG | 108GP.SG | 2759.9292
2804 |  |  |  | CUST | CN |  | -7378426.2483 | -6861193.8894 | -517232.359 | 20288.8941 | -496943.4648 |  | 108GP | CN | 108GP.CN | -496943.4648
2805 |  |  |  | PTD | SO |  | -110153210.1729 | -102604177.2436 | -7549032.9293 | 387108.1223 | -7161924.807 |  | 108GP | SO | 108GP.SO | -7161924.807
2806 |  |  |  | P | SE |  | 0 | 0 | 0 | 0 | 0 |  | 108GP | SE | 108GP.SE | 0
2807 |  |  |  | G-SG | CAGW |  | -28459302.3271 | -22055951.9481 | -6403350.379 | -301700.6355 | -6705051.0144 |  | 108GP | CAGW | 108GP.CAGW | -6705051.0144
2808 |  |  |  | G-SG | CAGE |  | -73205305.3033 | -73205305.3033 | 0 | 0 | 0 |  | 108GP | CAGE | 108GP.CAGE | 0
2809 |  |  |  | P | JBG |  | -6334935.8275 | -4909573.629 | -1425362.1985 | -48404.2634 | -1473766.4619 |  | 108GP | JBG | 108GP.JBG | -1473766.4619
2810 |  |  |  | P | CAEW |  | 0 | 0 | 0 | 0 | 0 |  | 108GP | CAEW | 108GP.CAEW | 0
2811 |  |  |  | P | CAEE |  | -1635579.6958 | -1635579.6958 | 0 | 0 | 0 |  | 108GP | CAEE | 108GP.CAEE | 0
2812 |  |  |  | G-SG | CAGE |  | 0 | 0 | 0 | 0 | 0 |  | 108GP | CAGE | 108GP.CAGE1 | 0
2813 |  |  |  | G-SG | CAGE |  | 0 | 0 | 0 | 0 | 0 |  | 108GP | CAGE | 108GP.CAGE2 | 0
2814 | [5 empty] | B17 | -459252365.9596 | -420187640.433 | -39064725.5266 | -481790.5024 | -39546516.029 |  | 108GP | NA | 108GP.NA1 | -39546516.029
2815 | [12 empty] | 108GP | NA | 108GP.NA2 | 0
2816 | [12 empty] | 108GP | NA | 108GP.NA3 | 0
2817 | 108MP | Mining Plant Accumulated Depr. | [10 empty] | 108MP | NA | 108MP.NA | 0
2818 |  |  |  | P | S |  | 0 | 0 | 0 | 0 | 0 |  | 108MP | S | 108MP.S | 0
2819 |  |  |  | P | CAEW |  | 0 | 0 | 0 | 0 | 0 |  | 108MP | CAEW | 108MP.CAEW | 0
2820 |  |  |  | P | CAEE |  | 0 | 0 | 0 | 0 | 0 |  | 108MP | CAEE | 108MP.CAEE | 0
2821 |  |  |  | P | JBE |  | 0 | 0 | 0 | -53428567.5891 | -53428567.5891 |  | 108MP | JBE | 108MP.JBE | -53428567.5891
2822 | [5 empty] | B17 | 0 | 0 | 0 | -53428567.5891 | -53428567.5891 |  | 108MP | NA | 108MP.NA1 | -53428567.5891
2823 | 108MP | Less Centralia Situs Depreciation | [10 empty] | 108MP | NA | 108MP.NA2 | 0
2824 |  |  |  | P | S |  | 0 | 0 | 0 | 0 | 0 |  | 108MP | S | 108MP.S1 | 0
2825 | [5 empty] | B17 | 0 | 0 | 0 | -53428567.5891 | -53428567.5891 |  | 108MP | NA | 108MP.NA3 | -53428567.5891
2826 | [12 empty] | 108MP | NA | 108MP.NA4 | 0
2827 | 1081390 | Accum Depr - Capital Lease | [10 empty] | 1081390 | NA | 1081390.NA | 0
2828 |  |  |  | PTD | SO |  | 0 | 0 | 0 | 0 | 0 |  | 1081390 | SO | 1081390.SO | 0
2829 | [6 empty] | 0 | 0 | 0 | 0 | 0 |  | 1081390 | NA | 1081390.NA1 | 0
2830 | [12 empty] | 1081390 | NA | 1081390.NA2 | 0
2831 |  | Remove Capital Leases |  |  |  |  | 0 | 0 | 0 | 0 | 0 |  | 1081390 | NA | 1081390.NA3 | 0
2832 | [6 empty] | 0 | 0 | 0 | 0 | 0 |  | 1081390 | NA | 1081390.NA4 | 0
2833 | [12 empty] | 1081390 | NA | 1081390.NA5 | 0
2834 | 1081399 | Accum Depr - Capital Lease | [10 empty] | 1081399 | NA | 1081399.NA | 0
2835 |  |  |  | P | S |  | 0 | 0 | 0 | 0 | 0 |  | 1081399 | S | 1081399.S | 0
2836 |  |  |  | P | SE |  | 0 | 0 | 0 | 0 | 0 |  | 1081399 | SE | 1081399.SE | 0
2837 | [6 empty] | 0 | 0 | 0 | 0 | 0 |  | 1081399 | NA | 1081399.NA1 | 0
2838 | [12 empty] | 1081399 | NA | 1081399.NA2 | 0
2839 |  | Remove Capital Leases |  |  |  |  | 0 | 0 | 0 | 0 | 0 |  | 1081399 | NA | 1081399.NA3 | 0
2840 | [6 empty] | 0 | 0 | 0 | 0 | 0 |  | 1081399 | NA | 1081399.NA4 | 0
2841 | [12 empty] | 1081399 | NA | 1081399.NA5 | 0
2842 | [12 empty] | 1081399 | NA | 1081399.NA6 | 0
2843 | TOTAL GENERAL PLANT ACCUM DEPR |  |  |  |  | B17 | -459252365.9596 | -420187640.433 | -39064725.5266 | -53910358.0915 | -92975083.6181 |  | TOTAL GENERAL PLANT ACCUM DEPR | NA | TOTAL GENERAL PLANT ACCUM DEPR.NA | -92975083.6181
2844 | [12 empty] | TOTAL GENERAL PLANT ACCUM DEPR | NA | TOTAL GENERAL PLANT ACCUM DEPR.NA1 | 0
2845 | [12 empty] | TOTAL GENERAL PLANT ACCUM DEPR | NA | TOTAL GENERAL PLANT ACCUM DEPR.NA2 | 0
2846 | [12 empty] | TOTAL GENERAL PLANT ACCUM DEPR | NA | TOTAL GENERAL PLANT ACCUM DEPR.NA3 | 0
2847 | Summary of General Depreciation by Factor | [11 empty] | Summary of General Depreciation by Factor | NA | Summary of General Depreciation by Factor.NA | 0
2848 |  |  | S |  |  |  | -232119280.3446 | -208946772.7546 | -23172507.59 | -539082.62 | -23711590.21 | x | Summary of General Depreciation by Factor | NA | Summary of General Depreciation by Factor.NA1 | -23711590.21
2849 |  |  | DGP |  |  |  | 0 | 0 | 0 | 0 | 0 |  | Summary of General Depreciation by Factor | NA | Summary of General Depreciation by Factor.NA2 | 0
2850 |  |  | DGU |  |  |  | 0 | 0 | 0 | 0 | 0 |  | Summary of General Depreciation by Factor | NA | Summary of General Depreciation by Factor.NA3 | 0
2851 |  |  | SE |  |  |  | 0 | 0 | 0 | 0 | 0 |  | Summary of General Depreciation by Factor | NA | Summary of General Depreciation by Factor.NA4 | 0
2852 |  |  | SO |  |  |  | -110153210.1729 | -102604177.2436 | -7549032.9293 | 387108.1223 | -7161924.807 |  | Summary of General Depreciation by Factor | NA | Summary of General Depreciation by Factor.NA5 | -7161924.807
2853 |  |  | CN |  |  |  | -7378426.2483 | -6861193.8894 | -517232.359 | 20288.8941 | -496943.4648 |  | Summary of General Depreciation by Factor | NA | Summary of General Depreciation by Factor.NA6 | -496943.4648
2854 |  |  | SG |  |  |  | 33673.96 | 30914.0308 | 2759.9292 | 0 | 2759.9292 |  | Summary of General Depreciation by Factor | NA | Summary of General Depreciation by Factor.NA7 | 2759.9292
2855 |  |  | DEU |  |  |  | 0 | 0 | 0 | 0 | 0 |  | Summary of General Depreciation by Factor | NA | Summary of General Depreciation by Factor.NA8 | 0
2856 |  |  | CAGW |  |  |  | -28459302.3271 | -22055951.9481 | -6403350.379 | -301700.6355 | -6705051.0144 |  | Summary of General Depreciation by Factor | NA | Summary of General Depreciation by Factor.NA9 | -6705051.0144
2857 |  |  | CAGE |  |  |  | -73205305.3033 | -73205305.3033 | 0 | 0 | 0 |  | Summary of General Depreciation by Factor | NA | Summary of General Depreciation by Factor.NA10 | 0
2858 |  |  | CAEW |  |  |  | 0 | 0 | 0 | 0 | 0 |  | Summary of General Depreciation by Factor | NA | Summary of General Depreciation by Factor.NA11 | 0
2859 |  |  | CAEE |  |  |  | -1635579.6958 | -1635579.6958 | 0 | 0 | 0 |  | Summary of General Depreciation by Factor | NA | Summary of General Depreciation by Factor.NA12 | 0
2860 |  |  | SSGCT |  |  |  | 0 | 0 | 0 | 0 | 0 |  | Summary of General Depreciation by Factor | NA | Summary of General Depreciation by Factor.NA13 | 0
2861 |  |  | JBG |  |  |  | -6334935.8275 | -4909573.629 | -1425362.1985 | -48404.2634 | -1473766.4619 |  | Summary of General Depreciation by Factor | NA | Summary of General Depreciation by Factor.NA14 | -1473766.4619
2862 |  |  | Remove Capital Leases |  |  |  | 0 | 0 | 0 | 0 | 0 |  | Summary of General Depreciation by Factor | NA | Summary of General Depreciation by Factor.NA15 | 0
2863 | Total General Depreciation by Factor |  |  |  |  | B17 | -459252365.9596 | -420187640.433 | -39064725.5266 | -481790.5024 | -39546516.029 |  | Total General Depreciation by Factor | NA | Total General Depreciation by Factor.NA | -39546516.029
2864 | [12 empty] | Total General Depreciation by Factor | NA | Total General Depreciation by Factor.NA1 | 0
2865 | [12 empty] | Total General Depreciation by Factor | NA | Total General Depreciation by Factor.NA2 | 0
2866 | TOTAL ACCUM DEPR - PLANT IN SERV |  |  |  |  | B17 | -9353564541.1512 | -8626754756.7457 | -726809784.4056 | -53523265.8055 | -780333050.211 |  | TOTAL ACCUM DEPR - PLANT IN SERV | NA | TOTAL ACCUM DEPR - PLANT IN SERV.NA | -780333050.211
2867 | 111SP | Accum Prov for Amort-Steam | [10 empty] | 111SP | NA | 111SP.NA | 0
2868 |  |  |  | P | CAGW |  | 0 | 0 | 0 | 0 | 0 |  | 111SP | CAGW | 111SP.CAGW | 0
2869 |  |  |  | P | CAGW |  | 0 | 0 | 0 | 0 | 0 |  | 111SP | CAGW | 111SP.CAGW1 | 0
2870 |  |  |  | P | CAGE |  | 0 | 0 | 0 | 0 | 0 |  | 111SP | CAGE | 111SP.CAGE | 0
2871 |  |  |  | P | SG |  | 0 | 0 | 0 | 0 | 0 | x | 111SP | SG | 111SP.SG | 0
2872 | [6 empty] | 0 | 0 | 0 | 0 | 0 |  | 111SP | NA | 111SP.NA1 | 0
2873 | [12 empty] | 111SP | NA | 111SP.NA2 | 0
2874 | [12 empty] | 111SP | NA | 111SP.NA3 | 0
2875 | 111GP | Accum Prov for Amort-General | [10 empty] | 111GP | NA | 111GP.NA | 0
2876 |  |  |  | G-SITUS | S |  | -12614735.7854 | -11045528.8008 | -1569206.9846 | -39788.8354 | -1608995.82 |  | 111GP | S | 111GP.S | -1608995.82
2877 |  |  |  | CUST | CN |  | 0 | 0 | 0 | 0 | 0 |  | 111GP | CN | 111GP.CN | 0
2878 |  |  |  | I-SG | SG |  | 0 | 0 | 0 | 0 | 0 |  | 111GP | SG | 111GP.SG | 0
2879 |  |  |  | PTD | SO |  | -3507060.775 | -3266714.4679 | -240346.3071 | -14181.7691 | -254528.0762 |  | 111GP | SO | 111GP.SO | -254528.0762
2880 |  |  |  | I-SG | CAGW |  | 0 | 0 | 0 | 0 | 0 |  | 111GP | CAGW | 111GP.CAGW | 0
2881 |  |  |  | I-SG | CAGE |  | 0 | 0 | 0 | 0 | 0 |  | 111GP | CAGE | 111GP.CAGE | 0
2882 |  |  |  | P | CAEW |  | 0 | 0 | 0 | 0 | 0 |  | 111GP | CAEW | 111GP.CAEW | 0
2883 |  |  |  | P | CAEE |  | 0 | 0 | 0 | 0 | 0 |  | 111GP | CAEE | 111GP.CAEE | 0
2884 |  |  |  | P | SE |  | 0 | 0 | 0 | 0 | 0 |  | 111GP | SE | 111GP.SE | 0
2885 | [5 empty] | B18 | -16121796.5604 | -14312243.2688 | -1809553.2916 | -53970.6045 | -1863523.8962 |  | 111GP | NA | 111GP.NA1 | -1863523.8962
2886 | [12 empty] | 111GP | NA | 111GP.NA2 | 0
2887 | [12 empty] | 111GP | NA | 111GP.NA3 | 0
2888 | 111HP | Accum Prov for Amort-Hydro | [10 empty] | 111HP | NA | 111HP.NA | 0
2889 |  |  |  | P | DGP |  | 0 | 0 | 0 | 0 | 0 |  | 111HP | DGP | 111HP.DGP | 0
2890 |  |  |  | P | DGU |  | 0 | 0 | 0 | 0 | 0 |  | 111HP | DGU | 111HP.DGU | 0
2891 |  |  |  | P | SG |  | 0 | 0 | 0 | 0 | 0 |  | 111HP | SG | 111HP.SG | 0
2892 |  |  |  | P | CAGW |  | -2051553.1179 | -1589953.1362 | -461599.9818 | -34743.8496 | -496343.8314 |  | 111HP | CAGW | 111HP.CAGW | -496343.8314
2893 |  |  |  | P | CAGE |  | 0 | 0 | 0 | 0 | 0 |  | 111HP | CAGE | 111HP.CAGE | 0
2894 |  |  |  | P | CAGE |  | 0 | 0 | 0 | 0 | 0 |  | 111HP | CAGE | 111HP.CAGE1 | 0
2895 | [5 empty] | B18 | -2051553.1179 | -1589953.1362 | -461599.9818 | -34743.8496 | -496343.8314 |  | 111HP | NA | 111HP.NA1 | -496343.8314
2896 | [12 empty] | 111HP | NA | 111HP.NA2 | 0
2897 | [12 empty] | 111HP | NA | 111HP.NA3 | 0
2898 | 111IP | Accum Prov for Amort-Intangible Plant | [10 empty] | 111IP | NA | 111IP.NA | 0
2899 |  |  |  | I-SITUS | S |  | 23988693.5171 | 23989050.4696 | -356.9525 | -1154.8475 | -1511.8 |  | 111IP | S | 111IP.S | -1511.8
2900 |  |  |  | I-DGP | DGP |  | 0 | 0 | 0 | 0 | 0 |  | 111IP | DGP | 111IP.DGP | 0
2901 |  |  |  | I-DGU | DGU |  | 0 | 0 | 0 | 0 | 0 |  | 111IP | DGU | 111IP.DGU | 0
2902 |  |  |  | P | CAEW |  | 0 | 0 | 0 | 0 | 0 |  | 111IP | CAEW | 111IP.CAEW | 0
2903 |  |  |  | P | CAEE |  | -11948.7288 | -11948.7288 | 0 | 0 | 0 |  | 111IP | CAEE | 111IP.CAEE | 0
2904 |  |  |  | P | SE |  | 0 | 0 | 0 | 0 | 0 |  | 111IP | SE | 111IP.SE | 0
2905 |  |  |  | I-SG | SG |  | -15804370.0087 | -14509038.4944 | -1295331.5144 | -129857.0087 | -1425188.5231 |  | 111IP | SG | 111IP.SG | -1425188.5231
2906 |  |  |  | I-SG | CAGW |  | 0 | 0 | 0 | 0 | 0 |  | 111IP | CAGW | 111IP.CAGW | 0
2907 |  |  |  | I-SG | CAGE |  | 0 | 0 | 0 | 0 | 0 |  | 111IP | CAGE | 111IP.CAGE | 0
2908 |  |  |  | CUST | CN |  | -123385065.58 | -114735694.2395 | -8649371.3405 | -277484.7259 | -8926856.0664 |  | 111IP | CN | 111IP.CN | -8926856.0664
2909 |  |  |  | P | CAGE |  | 0 | 0 | 0 | 0 | 0 |  | 111IP | CAGE | 111IP.CAGE1 | 0
2910 |  |  |  | P | CAGE |  | 0 | 0 | 0 | 0 | 0 |  | 111IP | CAGE | 111IP.CAGE2 | 0
2911 |  |  |  | I-SG | CAGW |  | -120341914.2079 | -93264952.4085 | -27076961.7994 | -1541579.4702 | -28618541.2696 |  | 111IP | CAGW | 111IP.CAGW1 | -28618541.2696
2912 |  |  |  | I-SG | CAGE |  | -31659594.2467 | -31659594.2467 | 0 | 0 | 0 |  | 111IP | CAGE | 111IP.CAGE3 | 0
2913 |  |  |  | PTD | JBG |  | -978621.3092 | -758431.2617 | -220190.0475 | -25289.0482 | -245479.0957 |  | 111IP | JBG | 111IP.JBG | -245479.0957
2914 |  |  |  | PTD | SO |  | -278791184.5779 | -259685033.8858 | -19106150.6922 | -280353.2485 | -19386503.9407 |  | 111IP | SO | 111IP.SO | -19386503.9407
2915 | [5 empty] | B18 | -546984005.1421 | -490635642.7957 | -56348362.3464 | -2255718.3492 | -58604080.6956 |  | 111IP | NA | 111IP.NA1 | -58604080.6956
2916 | 111IP | Less Non-Utility Plant | [10 empty] | 111IP | NA | 111IP.NA2 | 0
2917 |  |  |  | NUTIL | OTH |  | 0 | 0 | 0 | 0 | 0 |  | 111IP | OTH | 111IP.OTH | 0
2918 | [5 empty] | B18 | -546984005.1421 | -490635642.7957 | -56348362.3464 | -2255718.3492 | -58604080.6956 |  | 111IP | NA | 111IP.NA3 | -58604080.6956
2919 | [12 empty] | 111IP | NA | 111IP.NA4 | 0
2920 | 111390 | Accum Amtr - Capital Lease | [10 empty] | 111390 | NA | 111390.NA | 0
2921 |  |  |  | G-SITUS | S |  | 214693.635 | 214693.635 | 0 | 0 | 0 |  | 111390 | S | 111390.S | 0
2922 |  |  |  | G-SITUS | SG |  | 493081.4254 | 452668.3049 | 40413.1205 | 0 | 40413.1205 |  | 111390 | SG | 111390.SG | 40413.1205
2923 |  |  |  | P | CAGE |  | 0 | 0 | 0 | 0 | 0 |  | 111390 | CAGE | 111390.CAGE | 0
2924 |  |  |  | PTD | CAGW |  | 0 | 0 | 0 | 321965.879 | 321965.879 |  | 111390 | CAGW | 111390.CAGW | 321965.879
2925 |  |  |  | PTD | SO |  | 4698028.9363 | 4376063.0572 | 321965.879 | 0 | 321965.879 |  | 111390 | SO | 111390.SO | 321965.879
2926 | [6 empty] | 5405803.9967 | 5043424.9971 | 362378.9995 | 321965.879 | 684344.8786 |  | 111390 | NA | 111390.NA1 | 684344.8786
2927 | [12 empty] | 111390 | NA | 111390.NA2 | 0
2928 |  |  | Remove Capital Lease Amtr |  |  |  | -5405803.9967 | -5043424.9971 | -362378.9995 | -321965.879 | -684344.8786 |  | 111390 | NA | 111390.NA3 | -684344.8786
2929 | [12 empty] | 111390 | NA | 111390.NA4 | 0
2930 | TOTAL ACCUM PROV FOR AMORTIZ |  |  |  |  | B18 | -565157354.8204 | -506537839.2006 | -58619515.6198 | -2344432.8034 | -60963948.4231 |  | TOTAL ACCUM PROV FOR AMORTIZ | NA | TOTAL ACCUM PROV FOR AMORTIZ.NA | -60963948.4231
2931 | [12 empty] | TOTAL ACCUM PROV FOR AMORTIZ | NA | TOTAL ACCUM PROV FOR AMORTIZ.NA1 | 0
2932 | [12 empty] | TOTAL ACCUM PROV FOR AMORTIZ | NA | TOTAL ACCUM PROV FOR AMORTIZ.NA2 | 0
2933 | [12 empty] | TOTAL ACCUM PROV FOR AMORTIZ | NA | TOTAL ACCUM PROV FOR AMORTIZ.NA3 | 0
2934 | [12 empty] | TOTAL ACCUM PROV FOR AMORTIZ | NA | TOTAL ACCUM PROV FOR AMORTIZ.NA4 | 0
2935 | Summary of Amortization by Factor | [10 empty] | x | Summary of Amortization by Factor | NA | Summary of Amortization by Factor.NA | 0
2936 |  |  | S |  |  |  | 11588651.3667 | 13158215.3037 | -1569563.9371 | -40943.6829 | -1610507.62 |  | Summary of Amortization by Factor | NA | Summary of Amortization by Factor.NA1 | -1610507.62
2937 |  |  | DGP |  |  |  | 0 | 0 | 0 | 0 | 0 |  | Summary of Amortization by Factor | NA | Summary of Amortization by Factor.NA2 | 0
2938 |  |  | DGU |  |  |  | 0 | 0 | 0 | 0 | 0 |  | Summary of Amortization by Factor | NA | Summary of Amortization by Factor.NA3 | 0
2939 |  |  | SE |  |  |  | 0 | 0 | 0 | 0 | 0 |  | Summary of Amortization by Factor | NA | Summary of Amortization by Factor.NA4 | 0
2940 |  |  | SO |  |  |  | -277600216.4167 | -258575685.2965 | -19024531.1202 | -294535.0177 | -19319066.1378 |  | Summary of Amortization by Factor | NA | Summary of Amortization by Factor.NA5 | -19319066.1378
2941 |  |  | CN |  |  |  | -123385065.58 | -114735694.2395 | -8649371.3405 | -277484.7259 | -8926856.0664
2942 |  |  | SSGCT |  |  |  | 0 | 0 | 0 | 0 | 0
2943 |  |  | JBG |  |  |  | -978621.3092 | -758431.2617 | -220190.0475 | -25289.0482 | -245479.0957
2944 |  |  | CAGW |  |  |  | -122393467.3258 | -94854905.5447 | -27538561.7811 | -1254357.4408 | -28792919.222
2945 |  |  | CAGE |  |  |  | -31659594.2467 | -31659594.2467 | 0 | 0 | 0
2946 |  |  | CAEW |  |  |  | 0 | 0 | 0 | 0 | 0
2947 |  |  | CAEE |  |  |  | -11948.7288 | -11948.7288 | 0 | 0 | 0
2948 |  |  | SG |  |  |  | -15311288.5833 | -14056370.1895 | -1254918.3939 | -129857.0087 | -1384775.4026
2949 |  |  | Less Capital Lease |  |  |  | -5405803.9967 | -5043424.9971 | -362378.9995 | -321965.879 | -684344.8786
2950 | Total Provision For Amortization by Factor |  |  |  |  | B18 | -565157354.8204 | -506537839.2006 | -58619515.6198 | -2344432.8034 | -60963948.4231
2951 |  |  | CAEW |  |  |  | 0 | 0 | 0 | 0 | 0
2952 |  |  | CAEE |  |  |  | -6449.0617 | -6449.0617 | 0 | 0 | 0
2953 |  |  | SG |  |  |  | -19422041.5746 | -17904965.6811 | -1517075.8935 | -4160875.5386 | -5677951.4321
2954 |  |  | Less Capital Lease |  |  |  | 0 | 0 | 0 | 0 | 0
2955 | Total Provision For Amortization by Factor |  |  |  |  | B18 | -600446648.3567 | -538892854.1284 | -61553794.2282 | -320002.3854 | -61873796.6136

## Func Allocation Options
| Functional Factors |  |  |  |  | Distribution Functional Factors
| Functional | Functional | Functional | Functional | Functional | DIS | DIS | DIS | DIS | DIS
FERC | Factors | Factors | Factors | Factors | Factors | FACTOR | FACTOR | FACTOR | FACTOR | FACTOR
Accounts | Base Case | MSP | WCA | Option1 | COS Rulemaking | Base Case | MSP | WCA | Option1 | Option2
ACCT440S | NONE | NONE | NONE | NONE | NONE | DRB | DRB | DRB | DRB | DRB
ACCT440
ACCT442S | NONE | NONE | NONE | NONE | NONE | DRB | DRB | DRB | DRB | DRB
ACCT442SE | P | P | P | P | P | DRB | DRB | DRB | DRB | DRB
ACCT442SG | PT | PT | PT | PT | PT | DRB | DRB | DRB | DRB | DRB
ACCT442
ACCT444S | NONE | NONE | NONE | NONE | NONE | DRB | DRB | DRB | DRB | DRB
ACCT444SO | [5 empty] | DRB | DRB | DRB | DRB | DRB
ACCT444
ACCT445S | NONE | NONE | NONE | NONE | NONE | DRB | DRB | DRB | DRB | DRB
ACCT445
ACCT448S | DPW | DPW | DPW | DPW | DPW | DRB | DRB | DRB | DRB | DRB
ACCT448SO | GP | GP | GP | GP | GP | DRB | DRB | DRB | DRB | DRB
ACCT448
ACCT447S | P | P | P | P | P | DRB | DRB | DRB | DRB | DRB
ACCT447S | P | P | P | P | P | DRB | DRB | DRB | DRB | DRB
ACCT447SG | P | P | P | P | P | DRB | DRB | DRB | DRB | DRB
ACCT447SE | P | P | P | P | P | DRB | DRB | DRB | DRB | DRB
ACCT447CAEW | P | P | P | P | P | DRB | DRB | DRB | DRB | DRB
ACCT447CAGW | P | P | P | P | P | DRB | DRB | DRB | DRB | DRB
ACCT447DGP | P | P | P | P | P | DRB | DRB | DRB | DRB | DRB
ACCT447
ACCT449S | P | P | NONE | NONE | P | DRB | DRB | DRB | DRB | DRB
ACCT449DGP | P | P | P | P | P | DRB | DRB | DRB | DRB | DRB
ACCT449
ACCT33 | REVREQ | REVREQ | REVREQ | REVREQ | REVREQ | DRB | DRB | DRB | DRB | DRB
AGA | DPW | DPW | DPW | DPW | DPW | DRB | DRB | DRB | DRB | DRB
ACCT450S | CUST | CUST | CUST | CUST | CUST | CUST | CUST | CUST | CUST | CUST
ACCT450SO | CUST | CUST | CUST | CUST | CUST | CUST | CUST | CUST | CUST | CUST
ACCT450
ACCT451S | CUST | CUST | CUST | CUST | CUST | CUST | CUST | CUST | CUST | CUST
ACCT451SG | GP | GP | GP | GP | GP | PLNT | PLNT | PLNT | PLNT | PLNT
ACCT451SO | GP | GP | GP | GP | GP | PLNT | PLNT | PLNT | PLNT | PLNT
ACCT451
ACCT453JBG | P | P | P | P | P | PLNT | PLNT | PLNT | PLNT | PLNT
ACCT453SG | P | P | P | P | P | PLNT | PLNT | PLNT | PLNT | PLNT
ACCT453
ACCT454S | DPW | DPW | DPW | DPW | DPW | PLNT | PLNT | PLNT | PLNT | PLNT
ACCT454CAGW | P | P | P | P | P | PLNT | PLNT | PLNT | PLNT | PLNT
ACCT454JBG | P | P | P | P | P | PLNT | PLNT | PLNT | PLNT | PLNT
ACCT454SG | P | P | P | P | P | PLNT | PLNT | PLNT | PLNT | PLNT
ACCT454SO | GP | GP | GP | GP | GP | PLNT | PLNT | PLNT | PLNT | PLNT
ACCT454
ACCT456S | COMMON | COMMON | COMMON | COMMON | COMMON | PLNT | PLNT | PLNT | PLNT | PLNT
ACCT456WRG | CUST | CUST | OTHSGR | CUST | T | CUST | CUST | PLNT | CUST | CUST
ACCT456CAGW | OTHSGR | OTHSGR | OTHSGR | OTHSGR | OTHSGR | PLNT | PLNT | PLNT | PLNT | PLNT
ACCT456JBG | OTHSGR | OTHSGR | OTHSGR | OTHSGR | OTHSGR | PLNT | PLNT | PLNT | PLNT | PLNT
ACCT456SO | OTHSO | OTHSO | OTHSO | OTHSO | OTHSO | PLNT | PLNT | PLNT | PLNT | PLNT
ACCT456SG | OTHSGR | OTHSGR | OTHSGR | OTHSGR | OTHSGR | PLNT | PLNT | PLNT | PLNT | PLNT
ACCTT456CAEW | P | P | OTHSE | OTHSGR | P | PLNT | PLNT | PLNT | PLNT | PLNT
ACCT456 | [5 empty] | PLNT | PLNT | PLNT | PLNT | PLNT
ACCT41160S | DPW | DPW | DPW | DPW | DPW | PLNT | PLNT | PLNT | PLNT | PLNT
ACCT41160SG | T | T | T | T | T | PLNT | PLNT | PLNT | PLNT | PLNT
ACCT41160SO | G | G | G | G | G | PLNT | PLNT | PLNT | PLNT | PLNT
ACCT41160DGU | T | T | T | T | T | PLNT | PLNT | PLNT | PLNT | PLNT
ACCT41160DGP | P | P | P | P | P | PLNT | PLNT | PLNT | PLNT | PLNT
ACCT41160
ACCT41170S | DPW | DPW | DPW | DPW | DPW | PLNT | PLNT | PLNT | PLNT | PLNT
ACCT41170DGU | T | T | T | T | T | PLNT | PLNT | PLNT | PLNT | PLNT
ACCT41170
ACCTS4118S | P | P | P | P | P | PLNT | PLNT | PLNT | PLNT | PLNT
ACCT4118SE | P | P | P | P | P | PLNT | PLNT | PLNT | PLNT | PLNT
ACCT4118
ACCT41181SE | P | P | P | P | P | PLNT | PLNT | PLNT | PLNT | PLNT
ACCT41181
ACCT4194DGU | P | P | P | P | P | PLNT | PLNT | PLNT | PLNT | PLNT
ACCT4194
ACCT421S | DPW | DPW | DPW | DPW | DPW | PLNT | PLNT | PLNT | PLNT | PLNT
ACCT421SG | T | T | T | T | T | PLNT | PLNT | PLNT | PLNT | PLNT
ACCT421SG | T | T | T | T | T | PLNT | PLNT | PLNT | PLNT | PLNT
ACCT421CN | CUST | CUST | CUST | CUST | CUST | PLNT | PLNT | PLNT | PLNT | PLNT
ACCT421SO | PTD | PTD | PTD | PTD | PTD | PLNT | PLNT | PLNT | PLNT | PLNT
ACCT421SG | P | P | P | P | P | PLNT | PLNT | PLNT | PLNT | PLNT
ACCT421 | [5 empty] | PLNT | PLNT | PLNT | PLNT | PLNT
ACCT4311S | CUST | CUST | CUST | CUST | CUST | CUST | CUST | CUST | CUST | CUST
ACCT4311
ACCT500SG | P | P | P | P | P
ACCT500JBG | P | P | P | P | P
ACCT500CAGE | P | P | P | P | P
ACCT500
ACCT501SE | P | P | P | P | P
ACCT501CAGW | P | P | P | P | P
ACCT501JBE | P | P | P | P | P
ACCT501JBG | P | P | P | P | P
ACCT501
ACCT501NPCS | P | P | P | P | P
ACCT501NPC | P | P | P | P | P
ACCT502SG | P | P | P | P | P
ACCT502JBG | P | P | P | P | P
ACCT502
ACCT503SE | P | P | P | P | P
ACCT503
ACCT503NPCSE | P | P | P | P | P
ACCT503NPCCAEW | P | P | P | P | P
ACCT503NPCCAEE | P | P | P | P | P
ACCT505SG | P | P | P | P | P
ACCT505JBG | P | P | P | P | P
ACCT505
ACCT506SG | P | P | P | P | P
ACCT506SE | P | P | P | P | P
ACCT506JBG | P | P | P | P | P
ACCT506
ACCT507SG | P | P | P | P | P
ACCT507JBG | P | P | P | P | P
ACCT507
ACCT510SG | P | P | P | P | P
ACCT510JBG | P | P | P | P | P
ACCT510
ACCT511SG | P | P | P | P | P
ACCT511JBG | P | P | P | P | P
ACCT511
ACCT512SG | P | P | P | P | P
ACCT512CAGW | P | P | P | P | P
ACCT512JBG | P | P | P | P | P
ACCT512
ACCT513SG | P | P | P | P | P
ACCT513JBG | P | P | P | P | P
ACCT513
ACCT514SG | P | P | P | P | P
ACCT514JBG | P | P | P | P | P
ACCT514
RANGE
NAME
ACCT517SNPPN | P | P | P | P | P
ACCT517
ACCT518SE | P | P | P | P | P
ACCT518
ACCT519SNPPN | P | P | P | P | P
ACCT519
ACCT520SNPPN | P | P | P | P | P
ACCT520
ACCT523SNPPN | P | P | P | P | P
ACCT523
ACCT524SNPPN | P | P | P | P | P
ACCT524
ACCT528SNPPN | P | P | P | P | P
ACCT528
ACCT529SNPPN | P | P | P | P | P
ACCT529
ACCT530SNPPN | P | P | P | P | P
ACCT530
ACCT531SNPPN | P | P | P | P | P
ACCT531
ACCT532SNPPN | P | P | P | P | P
ACCT532
ACCT535SG | P | P | P | P | P
ACCT535CAGE | P | P | P | P | P
ACCT535
ACCT536CAGE | P | P | P | P | P
ACCT536
ACCT537CAGE | P | P | P | P | P
ACCT537
ACCT538CAGE | P | P | P | P | P
ACCT538
ACCT539CAGE | P | P | P | P | P
ACCT539CAEW | P | P | P | P | P
ACCT539
ACCT540CAGE | P | P | P | P | P
ACCT540
ACCT541CAGE | P | P | P | P | P
ACCT541
ACCT542CAGE | P | P | P | P | P
ACCT542
ACCT543CAGE | P | P | P | P | P
ACCT543
ACCT544CAGE | P | P | P | P | P
ACCT544
ACCT545SG | P | P | P | P | P
ACCT545CAGE | P | P | P | P | P
ACCT545
ACCT546CAGE | P | P | P | P | P
ACCT546
ACCT547SE | P | P | P | P | P
ACCT547CAEW | P | P | P | P | P
ACCT547
ACCT547NPCCAEW | P | P | P | P | P
ACCT547NPCS | P | P | P | P | P
ACCT547NPC
ACCT548SG | P | P | P | P | P
ACCT548CAEW | P | P | P | P | P
ACCT548CAGW | P | P | P | P | P
ACCT548
ACCT549SG | P | P | P | P | P
ACCT549CAGW | P | P | P | P | P
ACCT549
ACCT550/551CAGW | P | P | P | P | P
ACCT550/551SG | P | P | P | P | P
ACCT551
ACCT552SG | P | P | P | P | P
ACCT552CAGW | P | P | P | P | P
ACCT552
ACCT553SG | P | P | P | P | P
ACCT553CAGW | P | P | P | P | P
ACCT553
ACCT554SG | P | P | P | P | P
ACCT554CAGW | P | P | P | P | P
ACCT554
ACCT555S | P | P | P | P | P
ACCT555SG | P | P | P | P | P
ACCT555SE | P | P | P | P | P
ACCT555NPCCAGW | P | P | P | P | P
ACCT555NPCCAEW | P | P | P | P | P
ACCT555NPCDGP | P | P | P | P | P
ACCT555NPCs | P | P | P | P | P
ACCT555NPC
ACCT556SG | P | P | P | P | P
ACCT556
ACCT557S | P | P | P | P | P
ACCT557SG | P | P | P | P | P
ACCT557JBG | P | P | P | P | P
ACCT557SE | P | P | P | P | P
ACCT557CAGW | P | P | P | P | P
ACCT557TROJP | P | P | P | P | P
ACCT557
ECDDGP | P | P | P | P | P
ECDSG | P | P | P | P | P
ECDMC | P | P | P | P | P
ECDSG | P | P | P | P | P
ECDS | P | P | P | P | P
ECDSG | P | P | P | P | P
ACCT560SG | T | T | T | T | T
ACCT560CAGW | T | T | T | T | T
ACCT560JBG | T | T | T | T | T
ACCT560
ACCT561SG | T | T | T | T | T
ACCT561CAGW | T | T | T | T | T
ACCT561
ACCT562SG | T | T | T | T | T
ACCT562JBG | T | T | T | T | T
ACCT562CAGW | T | T | T | T | T
ACCT562
ACCT563SG | T | T | T | T | T
ACCT563CAGW | T | T | T | T | T
ACCT563
ACCT564SG | T | T | T | T | T
ACCT564
ACCT565SG | T | T | T | T | T
ACCT565
ACCT565NPCCAGE | T | T | T | T | T
ACCT565NPCS | T | T | T | T | T
ACCT565NPCCAEWSE | T | T | T | T | T
ACCTNPC565
ACCT566CAGW | T | T | T | T | T
ACCT566SG | T | T | T | T | T
ACCT566
ACCT567CAGW | T | T | T | T | T
ACCT567SG | T | T | T | T | T
ACCT567
ACCT568SG | T | T | T | T | T
ACCT568SG | T | T | T | T | T
ACCT568
ACCT569SG | T | T | T | T | T
ACCT569SG | T | T | T | T | T
ACCT569
ACCT570JBG | T | T | T | T | T
ACCT570SG | T | T | T | T | T
ACCT570SG | T | T | T | T | T
ACCT570
ACCT571SG | T | T | T | T | T
ACCT571JBG | T | T | T | T | T
ACCT571JBG | T | T | T | T | T
ACCT571
ACCT572CAGW | T | T | T | T | T
ACCT572
ACCT573SG | T | T | T | T | T
ACCT573
ACCT580S | DPW | DPW | DPW | DPW | DPW | PLNT | PLNT | PLNT | PLNT | PLNT
ACCT580SNPD | DPW | DPW | DPW | DPW | DPW | PLNT | PLNT | PLNT | PLNT | PLNT
ACCT580
ACCT581S | DPW | DPW | DPW | DPW | DPW | SUBS | SUBS | SUBS | SUBS | SUBS
ACCT581SNPD | DPW | DPW | DPW | DPW | DPW | SUBS | SUBS | SUBS | SUBS | SUBS
ACCT581
ACCT582S | DPW | DPW | DPW | DPW | DPW | SUBS | SUBS | SUBS | SUBS | SUBS
ACCT582SNPD | DPW | DPW | DPW | DPW | DPW | SUBS | SUBS | SUBS | SUBS | SUBS
ACCT582
ACCT583S | DPW | DPW | DPW | DPW | DPW | PC | PC | PC | PC | PC
ACCT583SNPD | DPW | DPW | DPW | DPW | DPW | PC | PC | PC | PC | PC
ACCT583
ACCT584S | DPW | DPW | DPW | DPW | DPW | PC | PC | PC | PC | PC
ACCT584SNPD | DPW | DPW | DPW | DPW | DPW | PC | PC | PC | PC | PC
ACCT584
ACCT585S | DPW | DPW | DPW | DPW | DPW | PC | PC | PC | PC | PC
ACCT585SNPD | DPW | DPW | DPW | DPW | DPW | METR | METR | METR | METR | METR
ACCT585
ACCT586S | DPW | DPW | DPW | DPW | DPW | METR | METR | METR | METR | METR
ACCT586SNPD | DPW | DPW | DPW | DPW | DPW | METR | METR | METR | METR | METR
ACCT586
ACCT587S | DPW | DPW | DPW | DPW | DPW | PC | PC | PC | PC | PC
ACCT587SNPD | DPW | DPW | DPW | DPW | DPW | PC | PC | PC | PC | PC
ACCT587
ACCT588S | DPW | DPW | DPW | DPW | DPW | PLNT2 | PLNT2 | PLNT2 | PLNT2 | PLNT2
ACCT588SNPD | DPW | DPW | DPW | DPW | DPW | PLNT2 | PLNT2 | PLNT2 | PLNT2 | PLNT2
ACCT588SG | DPW | DPW | DPW | DPW | DPW | PLNT2 | PLNT2 | PLNT2 | PLNT2 | PLNT2
ACCT588
ACCT589S | DPW | DPW | DPW | DPW | DPW | PLNT2 | PLNT2 | PLNT2 | PLNT2 | PLNT2
ACCT589SNPD | DPW | DPW | DPW | DPW | DPW | PLNT2 | PLNT2 | PLNT2 | PLNT2 | PLNT2
ACCT589
ACCT590S | DPW | DPW | DPW | DPW | DPW | PLNT | PLNT | PLNT | PLNT | PLNT
ACCT590SNPD | DPW | DPW | DPW | DPW | DPW | PLNT | PLNT | PLNT | PLNT | PLNT
ACCT590
ACCT591S | DPW | DPW | DPW | DPW | DPW | PLNT2 | PLNT2 | PLNT2 | PLNT2 | PLNT2
ACCT591SNPD | DPW | DPW | DPW | DPW | DPW | PLNT2 | PLNT2 | PLNT2 | PLNT2 | PLNT2
ACCT591
ACCT592S | DPW | DPW | DPW | DPW | DPW | SUBS | SUBS | SUBS | SUBS | SUBS
ACCT592SNPD | DPW | DPW | DPW | DPW | DPW | SUBS | SUBS | SUBS | SUBS | SUBS
ACCT592
ACCT593S | DPW | DPW | DPW | DPW | DPW | PC | PC | PC | PC | PC
ACCT593SNPD | DPW | DPW | DPW | DPW | DPW | PC | PC | PC | PC | PC
ACCT593
ACCT594S | DPW | DPW | DPW | DPW | DPW | PC | PC | PC | PC | PC
ACCT594SNPD | DPW | DPW | DPW | DPW | DPW | PC | PC | PC | PC | PC
ACCT594
ACCT595S | DPW | DPW | DPW | DPW | DPW | XFMR | XFMR | XFMR | XFMR | XFMR
ACCT595SNPD | DPW | DPW | DPW | DPW | DPW | XFMR | XFMR | XFMR | XFMR | XFMR
ACCT595
ACCT596S | DPW | DPW | DPW | DPW | DPW | PC | PC | PC | PC | PC
ACCT596SNPD | DPW | DPW | DPW | DPW | DPW | PC | PC | PC | PC | PC
ACCT596
ACCT597S | DPW | DPW | DPW | DPW | DPW | METR | METR | METR | METR | METR
ACCT597SNPD | DPW | DPW | DPW | DPW | DPW | METR | METR | METR | METR | METR
ACCT597
ACCT598S | DPW | DPW | DPW | DPW | DPW | PLNT2 | PLNT2 | PLNT2 | PLNT2 | PLNT2
ACCT598SNPD | DPW | DPW | DPW | DPW | DPW | PLNT2 | PLNT2 | PLNT2 | PLNT2 | PLNT2
ACCT598
ACCT901S | CUST | CUST | CUST | CUST | CUST | CUST | CUST | CUST | CUST | CUST
ACCT901CN | CUST | CUST | CUST | CUST | CUST | CUST | CUST | CUST | CUST | CUST
ACCT901
ACCT902S | CUST | CUST | CUST | CUST | CUST | CUST | CUST | CUST | CUST | CUST
ACCT902CN | CUST | CUST | CUST | CUST | CUST | CUST | CUST | CUST | CUST | CUST
ACCT902
ACCT903S | CUST | CUST | CUST | CUST | CUST | CUST | CUST | CUST | CUST | CUST
ACCT903CN | CUST | CUST | CUST | CUST | CUST | CUST | CUST | CUST | CUST | CUST
ACCT903
ACCT904S | CUST | CUST | CUST | CUST | CUST | CUST | CUST | CUST | CUST | CUST
ACCT904SG | P | P | P | P | CUST | CUST | CUST | CUST | CUST | CUST
ACCT904CN | CUST | CUST | CUST | CUST | CUST | CUST | CUST | CUST | CUST | CUST
ACCT904
ACCT905S | CUST | CUST | CUST | CUST | CUST | CUST | CUST | CUST | CUST | CUST
ACCT905CN | CUST | CUST | CUST | CUST | CUST | CUST | CUST | CUST | CUST | CUST
ACCT905
ACCT907S | CUST | CUST | CUST | CUST | CUST | CUST | CUST | CUST | CUST | CUST
ACCT907CN | CUST | CUST | CUST | CUST | CUST | CUST | CUST | CUST | CUST | CUST
ACCT907
ACCT908S | CUST | CUST | CUST | CUST | CSDSM | CUST | CUST | CUST | CUST | CUST
ACCT908CN | CUST | CUST | CUST | CUST | CSDSM | CUST | CUST | CUST | CUST | CUST
ACCT908
ACCT909S | CUST | CUST | CUST | CUST | CUST | CUST | CUST | CUST | CUST | CUST
ACCT909CN | CUST | CUST | CUST | CUST | CUST | CUST | CUST | CUST | CUST | CUST
ACCT909CN | CUST | CUST | CUST | CUST | CUST | CUST | CUST | CUST | CUST | CUST
ACCT909
ACCT910S | CUST | CUST | CUST | CUST | CUST | CUST | CUST | CUST | CUST | CUST
ACCT910CN | CUST | CUST | CUST | CUST | CUST | CUST | CUST | CUST | CUST | CUST
ACCT910
ACCT911S | CUST | CUST | CUST | CUST | CUST | CUST | CUST | CUST | CUST | CUST
ACCT911CS | CUST | CUST | CUST | CUST | CUST | CUST | CUST | CUST | CUST | CUST
ACCT911
ACCT912S | CUST | CUST | CUST | CUST | CUST | CUST | CUST | CUST | CUST | CUST
ACCT912CN | CUST | CUST | CUST | CUST | CUST | CUST | CUST | CUST | CUST | CUST
ACCT912
ACCT913S | CUST | CUST | CUST | CUST | CUST | CUST | CUST | CUST | CUST | CUST
ACCT913CN | CUST | CUST | CUST | CUST | CUST | CUST | CUST | CUST | CUST | CUST
ACCT913
ACCT916S | CUST | CUST | CUST | CUST | CUST | CUST | CUST | CUST | CUST | CUST
ACCT916CS | CUST | CUST | CUST | CUST | CUST | CUST | CUST | CUST | CUST | CUST
ACCT916
ACCT920S | PTD | PTD | PTD | PTD | COMMON | PLNT | PLNT | PLNT | PLNT | PLNT
ACCT920CN | CUST | CUST | CUST | CUST | COMMON | CUST | CUST | CUST | CUST | CUST
ACCT920SO | PTD | PTD | PTD | PTD | COMMON | PLNT | PLNT | PLNT | PLNT | PLNT
ACCT920
ACCT921S | PTD | PTD | PTD | PTD | COMMON | PLNT | PLNT | PLNT | PLNT | PLNT
ACCT921CN | CUST | CUST | CUST | CUST | COMMON | CUST | CUST | CUST | CUST | CUST
ACCT921SO | PTD | PTD | PTD | PTD | COMMON | PLNT | PLNT | PLNT | PLNT | PLNT
ACCT921
ACCT922SO | PTD | PTD | PTD | PTD | COMMON | PLNT | PLNT | PLNT | PLNT | PLNT
ACCT922
ACCT923S | PTD | PTD | PTD | PTD | COMMON | PLNT | PLNT | PLNT | PLNT | PLNT
ACCT923CAGW | P | P | P | P | COMMON | CUST | CUST | CUST | CUST | CUST
ACCT923SO | PTD | PTD | PTD | PTD | COMMON | PLNT | PLNT | PLNT | PLNT | PLNT
ACCT923JBG | P | P | P | P | COMMON | PLNT | PLNT | PLNT | PLNT | PLNT
ACCT923SG | P | P | P | P | COMMON | PLNT | PLNT | PLNT | PLNT | PLNT
ACCT923
ACCT924SO | PTD | PTD | PTD | PTD | COMMON | PLNT | PLNT | PLNT | PLNT | PLNT
ACCT924
ACCT925SO | PTD | PTD | PTD | PTD | COMMON | PLNT | PLNT | PLNT | PLNT | PLNT
ACCT925S | PTD | PTD | PTD | PTD | COMMON | PLNT | PLNT | PLNT | PLNT | PLNT
ACCT925
ACCT926S | LABOR | LABOR | LABOR | LABOR | COMMON | DISom | DISom | DISom | DISom | DISom
ACCT926CN | CUST | CUST | CUST | CUST | COMMON | CUST | CUST | CUST | CUST | CUST
ACCT926SO | LABOR | LABOR | LABOR | LABOR | COMMON | DISom | DISom | DISom | DISom | DISom
ACCT926
ACCT927S | COMMON | COMMON | COMMON | COMMON | COMMON | MISC | MISC | MISC | MISC | MISC
ACCT927SO | COMMON | COMMON | COMMON | COMMON | COMMON | MISC | MISC | MISC | MISC | MISC
ACCT927
ACCT928S | COMMON | COMMON | COMMON | COMMON | COMMON | MISC | MISC | MISC | MISC | MISC
ACCT928SO | COMMON | COMMON | COMMON | COMMON | COMMON | MISC | MISC | MISC | MISC | MISC
ACCT928CAGW | FERC | FERC | FERC | FERC | COMMON | MISC | MISC | MISC | MISC | MISC
ACCT928SG | FERC | FERC | FERC | FERC | COMMON | MISC | MISC | MISC | MISC | MISC
ACCT928
ACCT929S | LABOR | LABOR | LABOR | LABOR | COMMON | DISom | DISom | DISom | DISom | DISom
ACCT929S | LABOR | LABOR | LABOR | LABOR | COMMON | DISom | DISom | DISom | DISom | DISom
ACCT929S | LABOR | LABOR | LABOR | LABOR | COMMON | DISom | DISom | DISom | DISom | DISom
ACCT929S | LABOR | LABOR | LABOR | LABOR | COMMON | DISom | DISom | DISom | DISom | DISom
ACCT929S | LABOR | LABOR | LABOR | LABOR | COMMON | DISom | DISom | DISom | DISom | DISom
ACCT929SO | LABOR | LABOR | LABOR | LABOR | COMMON | DISom | DISom | DISom | DISom | DISom
ACCT929
ACCT930S | PTD | PTD | PTD | PTD | COMMON | PLNT | PLNT | PLNT | PLNT | PLNT
ACCT930CN | CUST | CUST | CUST | CUST | COMMON | CUST | CUST | CUST | CUST | CUST
ACCT930SO | LABOR | LABOR | LABOR | LABOR | COMMON | DISom | DISom | DISom | DISom | DISom
ACCT930GW | LABOR | LABOR | LABOR | LABOR | COMMON | DISom | DISom | DISom | DISom | DISom
ACCT930CN | CUST | CUST | CUST | CUST | COMMON | CUST | CUST | CUST | CUST | CUST
ACCT930
ACCT931S | PTD | PTD | PTD | PTD | COMMON | PLNT | PLNT | PLNT | PLNT | PLNT
ACCT931SO | PTD | PTD | PTD | PTD | COMMON | PLNT | PLNT | PLNT | PLNT | PLNT
ACCT931
ACCT935S | G | G | G | G | COMMON | GENL | GENL | GENL | GENL | GENL
ACCT935CN | CUST | CUST | CUST | CUST | COMMON | CUST | CUST | CUST | CUST | CUST
ACCT935SO | G | G | G | G | COMMON | GENL | GENL | GENL | GENL | GENL
ACCT935
ACCT403SPDGP | P | P | P | P | P
ACCT403SPDGU | P | P | P | P | P
ACCT403SPJBG | P | P | P | P | P
ACCT403SPCAGE | P | P | P | P | P
ACCT403SPCAGW | P | P | P | P | P
ACCT403SP
ACCT403NPSG | P | P | P | P | P
ACCT403NP
ACCT403HPSGP | P | P | P | P | P
ACCT403HPSGU | P | P | P | P | P
ACCT403HPCAGW | P | P | P | P | P
ACCT403HPSG | P | P | P | P | P
ACCT403HP
ACCT403OPSGU | P | P | P | P | P
ACCT403OPSG | P | P | P | P | P
ACCT403OPCAEW | P | P | P | P | P
ACCT403OPCAGW | P | P | P | P | P
ACCT403OPCAGE | P | P | P | P | P
ACCT403OP
ACCT403TPSGP | T | T | T | T | T
ACCT403TPSGU | T | T | T | T | T
ACCT403JBG | T | T | T | T | T
ACCT403TPSG | T | T | T | T | T
ACCT403TP
ACCT403360 | DPW | DPW | DPW | DPW | DPW | PLNT2 | PLNT2 | PLNT2 | PLNT2 | PLNT2
ACCT403361 | DPW | DPW | DPW | DPW | DPW | PLNT2 | PLNT2 | PLNT2 | PLNT2 | PLNT2
ACCT403362 | DPW | DPW | DPW | DPW | DPW | SUBS | SUBS | SUBS | SUBS | SUBS
ACCT403363 | DPW | DPW | DPW | DPW | DPW | PLNT2 | PLNT2 | PLNT2 | PLNT2 | PLNT2
ACCT403364 | DPW | DPW | DPW | DPW | DPW | PC | PC | PC | PC | PC
ACCT403365 | DPW | DPW | DPW | DPW | DPW | PC | PC | PC | PC | PC
ACCT403366 | DPW | DPW | DPW | DPW | DPW | PC | PC | PC | PC | PC
ACCT403367 | DPW | DPW | DPW | DPW | DPW | PC | PC | PC | PC | PC
ACCT403368 | DPW | DPW | DPW | DPW | DPW | XFMR | XFMR | XFMR | XFMR | XFMR
ACCT403369 | DPW | DPW | DPW | DPW | DPW | SERV | SERV | SERV | SERV | SERV
ACCT403370 | DPW | DPW | DPW | DPW | DPW | METR | METR | METR | METR | METR
ACCT403371 | DPW | DPW | DPW | DPW | DPW | PC | PC | PC | PC | PC
ACCT403372 | DPW | DPW | DPW | DPW | DPW | PLNT2 | PLNT2 | PLNT2 | PLNT2 | PLNT2
ACCT403373 | DPW | DPW | DPW | DPW | DPW | PC | PC | PC | PC | PC
ACCT403DP
ACCT403GPS | G-SITUS | G-SITUS | G-SITUS | G-SITUS | G-SITUS | PLNT | PLNT | PLNT | PLNT | PLNT
ACCT403GPSGP | G-DGP | G-DGP | G-DGP | G-DGP | G-DGP | PLNT | PLNT | PLNT | PLNT | PLNT
ACCT403GPSGU | G-DGU | G-DGU | G-DGU | G-DGU | G-DGU | PLNT | PLNT | PLNT | PLNT | PLNT
ACCT403GPSE | P | P | P | P | P | PLNT | PLNT | PLNT | PLNT | PLNT
ACCT403GPCN | CUST | CUST | CUST | CUST | CUST | CUST | CUST | CUST | CUST | CUST
ACCT403GPSG | G-SG | G-SG | G-SG | G-SG | G-SG | PLNT | PLNT | PLNT | PLNT | PLNT
ACCT403GPSO | PTD | PTD | PTD | PTD | PTD | PLNT | PLNT | PLNT | PLNT | PLNT
ACCT403SG | G-SG | G-SG | G-SG | G-SG | G-SG | PLNT | PLNT | PLNT | PLNT | PLNT
ACCT403GPJBG | G-SG | G-SG | G-SG | G-SG | G-SG | PLNT | PLNT | PLNT | PLNT | PLNT
ACCT403GPJBE | P | P | P | P | P | PLNT | PLNT | PLNT | PLNT | PLNT
ACCT403GP
ACCT403GV0SG | G-SG | G-SG | G-SG | G-SG | G-SG
ACCT403GV0
ACCT403MPSE | P | P | P | P | P
ACCT403MP
ACCT403EPSGP | P | P | P | P | P
ACCT403EPSG | P | P | P | P | P
ACCT403EP
ACCT404GPS | I-SITUS | I-SITUS | I-SITUS | I-SITUS | I-SITUS | PLNT | PLNT | PLNT | PLNT | PLNT
ACCT404GPSG | I-SG | I-SG | I-SG | I-SG | I-SG | PLNT | PLNT | PLNT | PLNT | PLNT
ACCT404GPSO | PTD | PTD | PTD | PTD | PTD | PLNT | PLNT | PLNT | PLNT | PLNT
ACCT404GPSG | I-DGU | I-DGU | I-DGU | I-DGU | I-DGU | PLNT | PLNT | PLNT | PLNT | PLNT
ACCT404GPCN | CUST | CUST | CUST | CUST | CUST | CUST | CUST | CUST | CUST | CUST
ACCT404GPDGP | I-DGP | I-DGP | I-DGP | I-DGP | I-DGP | PLNT | PLNT | PLNT | PLNT | PLNT
ACCT404GPSG | I-DGP | I-DGP | I-DGP | I-DGP | I-DGP | PLNT | PLNT | PLNT | PLNT | PLNT
ACCT404GP
ACCT404SPSG | P | P | P | P | P | DRB | DRB | DRB | DRB | DRB
ACCT404SPSG | P | P | P | P | P | DRB | DRB | DRB | DRB | DRB
ACCT404SPS
ACCT404IPS | I-SITUS | I-SITUS | I-SITUS | I-SITUS | I-SITUS | PLNT | PLNT | PLNT | PLNT | PLNT
ACCT404IPSE | P | P | P | P | P | PLNT | PLNT | PLNT | PLNT | PLNT
ACCT404IPSG | I-SG | I-SG | I-SG | I-SG | I-SG | PLNT | PLNT | PLNT | PLNT | PLNT
ACCT404IPSO | PTD | PTD | PTD | PTD | PTD | PLNT | PLNT | PLNT | PLNT | PLNT
ACCT404IPCN | CUST | CUST | CUST | CUST | CUST | CUST | CUST | CUST | CUST | CUST
ACCT404IPSG | I-DGP | I-DGP | I-DGP | I-DGP | I-DGP | PLNT | PLNT | PLNT | PLNT | PLNT
ACCT404IPSG | I-DGU | I-DGU | I-DGU | I-DGU | I-DGU | PLNT | PLNT | PLNT | PLNT | PLNT
ACCT404IPCAEW | P | P | P | P | P | PLNT | PLNT | PLNT | PLNT | PLNT
ACCT404IPCAGW | I-SG | I-SG | I-SG | I-SG | I-SG | PLNT | PLNT | PLNT | PLNT | PLNT
ACCT404IPJBG | I-SG | I-SG | I-SG | I-SG | I-SG | PLNT | PLNT | PLNT | PLNT | PLNT
ACCT404IP
ACCT404OPCAGE | P | P | P | P | P | PLNT | PLNT | PLNT | PLNT | PLNT
ACCT404OP
ACCT404HPDGP | P | P | P | P | P | PLNT | PLNT | PLNT | PLNT | PLNT
ACCT404HPDGU | P | P | P | P | P | PLNT | PLNT | PLNT | PLNT | PLNT
ACCT404HPCAGW | P | P | P | P | P | PLNT | PLNT | PLNT | PLNT | PLNT
ACCT404HP
ACCT405S | GP | GP | GP | GP | GP | PLNT | PLNT | PLNT | PLNT | PLNT
ACCT405
ACCT406S | P | P | P | P | P
ACCT406DGP | P | P | P | P | P
ACCT406DGU | P | P | P | P | P
ACCT406SG | P | P | P | P | P
ACCT406SO | P | P | P | P | P
ACCT406
ACCT407S | DPW | DPW | DPW | DPW | DPW | PLNT | PLNT | PLNT | PLNT | PLNT
ACCT407SO | GP | GP | GP | GP | GP | PLNT | PLNT | PLNT | PLNT | PLNT
ACCT407JBG | P | P | P | P | P | PLNT | PLNT | PLNT | PLNT | PLNT
ACCT407SE | P | P | P | P | P | PLNT | PLNT | PLNT | PLNT | PLNT
ACCT407CAGW | P | P | P | P | P | PLNT | PLNT | PLNT | PLNT | PLNT
ACCT407TROJP | P | P | P | P | P | PLNT | PLNT | PLNT | PLNT | PLNT
ACCT407
ACCT408S | GP | GP | GP | GP | GP | PLNT | PLNT | PLNT | PLNT | PLNT
ACCT408GPS | GP | GP | GP | GP | GP | PLNT | PLNT | PLNT | PLNT | PLNT
ACCT408SO | GP | GP | GP | GP | GP | PLNT | PLNT | PLNT | PLNT | PLNT
ACCT408SE | P | P | P | P | P | PLNT | PLNT | PLNT | PLNT | PLNT
ACCT408SG | P | P | P | P | P | PLNT | PLNT | PLNT | PLNT | PLNT
ACCT408OPRVID | COMMON | COMMON | COMMON | COMMON | COMMON | PLNT | PLNT | PLNT | PLNT | PLNT
ACCT408EXCTAX | GP | GP | GP | GP | GP | PLNT | PLNT | PLNT | PLNT | PLNT
ACCT408DGP | GP | GP | GP | GP | GP | PLNT | PLNT | PLNT | PLNT | PLNT
ACCT408
ACCT41140CAGE | PTD | PTD | PTD | PTD | PTD | PLNT | PLNT | PLNT | PLNT | PLNT
ACCT41140
ACCT41141CAGE | PTD | PTD | PTD | PTD | PTD | PLNT | PLNT | PLNT | PLNT | PLNT
ACCT41141
ACCT427S | GP | GP | GP | GP | GP | PLNT | PLNT | PLNT | PLNT | PLNT
ACCT427SNP | GP | GP | GP | GP | GP | PLNT | PLNT | PLNT | PLNT | PLNT
ACCT427
ACCT428SNP | GP | GP | GP | GP | GP | PLNT | PLNT | PLNT | PLNT | PLNT
ACCT428
ACCT429SNP | GP | GP | GP | GP | GP | PLNT | PLNT | PLNT | PLNT | PLNT
ACCT429
ACCT431SNP | GP | GP | GP | GP | GP | PLNT | PLNT | PLNT | PLNT | PLNT
ACCT431
ACCT432SNP | GP | GP | GP | GP | GP | PLNT | PLNT | PLNT | PLNT | PLNT
ACCT432
ACCT419SNP | GP | GP | GP | GP | GP | PLNT | PLNT | PLNT | PLNT | PLNT
ACCT419
ACCT41010S | P | P | P | P | P | PLNT | PLNT | PLNT | PLNT | PLNT
ACCT41010TROJP | P | P | P | P | P | PLNT | PLNT | PLNT | PLNT | PLNT
ACCT41010DGP | GP | GP | GP | GP | GP | PLNT | PLNT | PLNT | PLNT | PLNT
ACCT41010SO | LABOR | LABOR | LABOR | LABOR | LABOR | DISom | DISom | DISom | DISom | DISom
ACCT41010SNP | GP | GP | GP | GP | GP | PLNT | PLNT | PLNT | PLNT | PLNT
ACCT41010SE | P | P | P | P | P | PLNT | PLNT | PLNT | PLNT | PLNT
ACCT41010SG2 | PT | PT | PT | PT | PT | PLNT | PLNT | PLNT | PLNT | PLNT
ACCT41010SGPS | GP | GP | GP | GP | GP | PLNT | PLNT | PLNT | PLNT | PLNT
ACCT41010DITEXP | TAXDEPR | TAXDEPR | TAXDEPR | TAXDEPR | TAXDEPR | PLNT | PLNT | PLNT | PLNT | PLNT
ACCT41010CAGW | PT | PT | PT | PT | PT | PLNT | PLNT | PLNT | PLNT | PLNT
ACCT41010CN | CUST | CUST | CUST | CUST | CUST | PLNT | PLNT | PLNT | PLNT | PLNT
ACCT41010JBE | P | P | P | P | P | PLNT | PLNT | PLNT | PLNT | PLNT
ACCT41010SNPD | DPW | DPW | DPW | DPW | DPW | PLNT | PLNT | PLNT | PLNT | PLNT
ACCT41011S | CUST | CUST | CUST | CUST | CUST | PLNT | PLNT | PLNT | PLNT | PLNT
ACCT41011SG | PT | PT | PT | PT | PT | PLNT | PLNT | PLNT | PLNT | PLNT
ACCT41011SO | LABOR | LABOR | LABOR | LABOR | LABOR | DISom | DISom | DISom | DISom | DISom
ACCT41011SE | P | P | P | P | P | PLNT | PLNT | PLNT | PLNT | PLNT
ACCT41011SG | PT | PT | PT | PT | PT | PLNT | PLNT | PLNT | PLNT | PLNT
ACCT41011SGPP | GP | GP | GP | GP | GP | PLNT | PLNT | PLNT | PLNT | PLNT
ACCT41011TROJP | P | P | P | P | P | PLNT | PLNT | PLNT | PLNT | PLNT
ACCT41011SNP | GP | GP | GP | GP | GP | PLNT | PLNT | PLNT | PLNT | PLNT
ACCT41011BADDEBT | CUST | CUST | CUST | CUST | CUST | PLNT | PLNT | PLNT | PLNT | PLNT
ACCT41011DITEXP | DITEXP | DITEXP | DITEXP | DITEXP | DITEXP | PLNT | PLNT | PLNT | PLNT | PLNT
ACCT41011SGCT | P | P | P | P | P | PLNT | PLNT | PLNT | PLNT | PLNT
ACCT41011SNPD | DPW | DPW | DPW | DPW | DPW | PLNT | PLNT | PLNT | PLNT | PLNT
ACCT41011
ACCT41110S | GP | GP | GP | GP | GP | PLNT | PLNT | PLNT | PLNT | PLNT
ACCT41110SG | PT | PT | PT | PT | PT | PLNT | PLNT | PLNT | PLNT | PLNT
ACCT41110SCHMDEXP | GP | GP | GP | GP | GP | PLNT | PLNT | PLNT | PLNT | PLNT
ACCT41110SNP | GP | GP | GP | GP | GP | PLNT | PLNT | PLNT | PLNT | PLNT
ACCT41110CAGW | PT | PT | PT | PT | PT | PLNT | PLNT | PLNT | PLNT | PLNT
ACCT41110GPS | GP | GP | GP | GP | GP | PLNT | PLNT | PLNT | PLNT | PLNT
ACCT41110SO | LABOR | LABOR | LABOR | LABOR | LABOR | DISom | DISom | DISom | DISom | DISom
ACCT41110SNPD | PT | PT | PT | PT | PT | PLNT | PLNT | PLNT | PLNT | PLNT
ACCT41110SCHMDEXP | GP | GP | GP | GP | GP | PLNT | PLNT | PLNT | PLNT | PLNT
ACCT41110CIAC | DPW | DPW | DPW | DPW | DPW | PLNT | PLNT | PLNT | PLNT | PLNT
ACCT41110JBG | P | P | P | P | P | PLNT | PLNT | PLNT | PLNT | PLNT
ACCT41110BADDEBT | CUST | CUST | CUST | CUST | CUST | PLNT | PLNT | PLNT | PLNT | PLNT
ACCT41110JBE | P | P | P | P | P | PLNT | PLNT | PLNT | PLNT | PLNT
ACCT41110
ACCT41111S | GP | GP | GP | GP | GP | PLNT | PLNT | PLNT | PLNT | PLNT
ACCT41111SNP | GP | GP | GP | GP | GP | PLNT | PLNT | PLNT | PLNT | PLNT
ACCT41111DITEXP | DITEXP | DITEXP | DITEXP | DITEXP | DITEXP | PLNT | PLNT | PLNT | PLNT | PLNT
ACCT41111SG | PT | PT | PT | PT | PT | PLNT | PLNT | PLNT | PLNT | PLNT
ACCT41111SGCT | P | P | P | P | P | PLNT | PLNT | PLNT | PLNT | PLNT
ACCT41111SG | PT | PT | PT | PT | PT | PLNT | PLNT | PLNT | PLNT | PLNT
ACCT41111BADDEBT | CUST | CUST | CUST | CUST | CUST | PLNT | PLNT | PLNT | PLNT | PLNT
ACCT41111GPS | GP | GP | GP | GP | GP | PLNT | PLNT | PLNT | PLNT | PLNT
ACCT41111SO | LABOR | LABOR | LABOR | LABOR | LABOR | DISom | DISom | DISom | DISom | DISom
ACCT41111SE | P | P | P | P | P | PLNT | PLNT | PLNT | PLNT | PLNT
ACCT41111TROJP | P | P | P | P | P | PLNT | PLNT | PLNT | PLNT | PLNT
ACCT41111SG | PT | PT | PT | PT | PT | PLNT | PLNT | PLNT | PLNT | PLNT
ACCT41111
SCHMAF | SCHMAF | SCHMAF | SCHMAF | SCHMAF | SCHMAF | PLNT | PLNT | PLNT | PLNT | PLNT
| SCHMAF | SCHMAF | SCHMAF | SCHMAF | SCHMAF | PLNT | PLNT | PLNT | PLNT | PLNT
| SCHMAF | SCHMAF | SCHMAF | SCHMAF | SCHMAF | PLNT | PLNT | PLNT | PLNT | PLNT
| SCHMAF | SCHMAF | SCHMAF | SCHMAF | SCHMAF | PLNT | PLNT | PLNT | PLNT | PLNT
| SCHMAF | SCHMAF | SCHMAF | SCHMAF | SCHMAF | PLNT | PLNT | PLNT | PLNT | PLNT
| SCHMAF | SCHMAF | SCHMAF | SCHMAF | SCHMAF | PLNT | PLNT | PLNT | PLNT | PLNT
SCHMAP | P | P | P | P | P | DRB | DRB | DRB | DRB | DRB
| P | P | P | P | P | DRB | DRB | DRB | DRB | DRB
| P | P | P | P | P | DRB | DRB | DRB | DRB | DRB
| P | P | P | P | P | DRB | DRB | DRB | DRB | DRB
| P | P | P | P | P | DRB | DRB | DRB | DRB | DRB
| P | P | P | P | P | DRB | DRB | DRB | DRB | DRB
| P | P | P | P | P | DRB | DRB | DRB | DRB | DRB
| LABOR | LABOR | LABOR | LABOR | LABOR | DISom | DISom | DISom | DISom | DISom
| SCHMAP-SO | SCHMAP-SO | SCHMAP-SO | SCHMAP-SO | SCHMAP-SO | DISom | DISom | DISom | DISom | DISom
SCHMAT | SCHMAT-SITUS | SCHMAT-SITUS | SCHMAT-SITUS | SCHMAT-SITUS | SCHMAT-SITUS | PLNT | PLNT | PLNT | PLNT | PLNT
| P | P | P | P | P | DRB | DRB | DRB | DRB | DRB
| DPW | DPW | DPW | DPW | DPW | PLNT | PLNT | PLNT | PLNT | PLNT
| SCHMAT-SNP | SCHMAT-SNP | SCHMAT-SNP | SCHMAT-SNP | SCHMAT-SNP | DISom | DISom | DISom | DISom | DISom
| P | P | P | P | P | DRB | DRB | DRB | DRB | DRB
| P | P | P | P | P | DRB | DRB | DRB | DRB | DRB
| SCHMAT-SE | SCHMAT-SE | SCHMAT-SE | SCHMAT-SE | SCHMAT-SE | DRB | DRB | DRB | DRB | DRB
| P | P | P | P | P | DRB | DRB | DRB | DRB | DRB
| SCHMAT | SCHMAT | SCHMAT | SCHMAT | SCHMAT | PLNT | PLNT | PLNT | PLNT | PLNT
| SCHMAT-SO | SCHMAT-SO | SCHMAT-SO | SCHMAT-SO | SCHMAT-SO | DISom | DISom | DISom | DISom | DISom
| SCHMAT-SNP | SCHMAT-SNP | SCHMAT-SNP | SCHMAT-SNP | SCHMAT-SNP | DISom | DISom | DISom | DISom | DISom
| P | P | P | P | P | DRB | DRB | DRB | DRB | DRB
| CUST | CUST | CUST | CUST | CUST | CUST | CUST | CUST | CUST | CUST
| P | P | P | P | P | DRB | DRB | DRB | DRB | DRB
| P | P | P | P | P | DRB | DRB | DRB | DRB | DRB
| SCHMAT-SE | SCHMAT-SE | SCHMAT-SE | SCHMAT-SE | SCHMAT-SE | DRB | DRB | DRB | DRB | DRB
| SCHMAT-SE | SCHMAT-SE | SCHMAT-SE | SCHMAT-SE | SCHMAT-SE | DRB | DRB | DRB | DRB | DRB
| BOOKDEPR | BOOKDEPR | BOOKDEPR | BOOKDEPR | BOOKDEPR | PLNT | PLNT | PLNT | PLNT | PLNT
TOTAL SCHEDULE - M ADDITIONS
SCHMDF | SCHMDF | SCHMDF | SCHMDF | SCHMDF | SCHMDF | PLNT | PLNT | PLNT | PLNT | PLNT
| SCHMDF | SCHMDF | SCHMDF | SCHMDF | SCHMDF | PLNT | PLNT | PLNT | PLNT | PLNT
| SCHMDF | SCHMDF | SCHMDF | SCHMDF | SCHMDF | PLNT | PLNT | PLNT | PLNT | PLNT
| SCHMDF | SCHMDF | SCHMDF | SCHMDF | SCHMDF | PLNT | PLNT | PLNT | PLNT | PLNT
| SCHMDF | SCHMDF | SCHMDF | SCHMDF | SCHMDF | PLNT | PLNT | PLNT | PLNT | PLNT
SCHMDP | SCHMDP | SCHMDP | SCHMDP | SCHMDP | SCHMDP | PLNT | PLNT | PLNT | PLNT | PLNT
| P | P | P | P | P | DRB | DRB | DRB | DRB | DRB
| P | P | P | P | P | DRB | DRB | DRB | DRB | DRB
| P | P | P | P | P | DRB | DRB | DRB | DRB | DRB
| PTD | PTD | PTD | PTD | PTD | DISom | DISom | DISom | DISom | DISom
| SCHMDP | SCHMDP | SCHMDP | SCHMDP | SCHMDP | DISom | DISom | DISom | DISom | DISom
| P | P | P | P | P | DISom | DISom | DISom | DISom | DISom
| P | P | P | P | P | DISom | DISom | DISom | DISom | DISom
| P | P | P | P | P | DRB | DRB | DRB | DRB | DRB
SCHMDT | GP | GP | GP | GP | GP | PLNT | PLNT | PLNT | PLNT | PLNT
| CUST | CUST | CUST | CUST | CUST | CUST | CUST | CUST | CUST | CUST
| CUST | CUST | CUST | CUST | CUST | CUST | CUST | CUST | CUST | CUST
| SCHMDT-SNP | SCHMDT-SNP | SCHMDT-SNP | SCHMDT-SNP | SCHMDT-SNP | DISom | DISom | DISom | DISom | DISom
| DPW | DPW | DPW | DPW | DPW | PLNT | PLNT | PLNT | PLNT | PLNT
| P | P | P | P | P | DRB | DRB | DRB | DRB | DRB
| P | P | P | P | P | DRB | DRB | DRB | DRB | DRB
| SCHMDT-SG | SCHMDT-SG | SCHMDT-SG | SCHMDT-SG | SCHMDT-SG | DRB | DRB | DRB | DRB | DRB
| SCHMDT-GPS | SCHMDT-GPS | SCHMDT-GPS | SCHMDT-GPS | SCHMDT-GPS | DRB | DRB | DRB | DRB | DRB
| SCHMDT-SO | SCHMDT-SO | SCHMDT-SO | SCHMDT-SO | SCHMDT-SO | DISom | DISom | DISom | DISom | DISom
| TAXDEPR | TAXDEPR | TAXDEPR | TAXDEPR | TAXDEPR | DISom | DISom | DISom | DISom | DISom
| SCHMDT-SG | SCHMDT-SG | SCHMDT-SG | SCHMDT-SG | SCHMDT-SG | PLNT | PLNT | PLNT | PLNT | PLNT
| SCHMDT-SG | SCHMDT-SG | SCHMDT-SG | SCHMDT-SG | SCHMDT-SG | DRB | DRB | DRB | DRB | DRB
| P | P | P | P | P | DRB | DRB | DRB | DRB | DRB
| P | P | P | P | P | DRB | DRB | DRB | DRB | DRB
| P | P | P | P | P | DRB | DRB | DRB | DRB | DRB
TOTAL SCHEDULE - M DEDUCTIONS
TOTAL SCHEDULE - M ADJUSTMENTS
| IBT | IBT | IBT | IBT | IBT | DRB | DRB | DRB | DRB | DRB
| IBT | IBT | IBT | IBT | IBT | DRB | DRB | DRB | DRB | DRB
| IBT | IBT | IBT | IBT | IBT | DRB | DRB | DRB | DRB | DRB
| IBT | IBT | IBT | IBT | IBT | DRB | DRB | DRB | DRB | DRB
| IBT | IBT | IBT | IBT | IBT | DRB | DRB | DRB | DRB | DRB
| P | P | P | P | P
| P | P | P | P | P
| P | P | P | P | P
| P | P | P | P | P
| P | P | P | P | P
| FIT | FIT | FIT | FIT | FIT | DRB | DRB | DRB | DRB | DRB
ACCT310DGP | P | P | P | P | P
ACCT310DGU | P | P | P | P | P
ACCT310CAGW | P | P | P | P | P
ACCT310S | P | P | P | P | P
ACCT310JBG | P | P | P | P | P
ACCT310
ACCT311DGP | P | P | P | P | P
ACCT311DGP | P | P | P | P | P
ACCT311CAGW | P | P | P | P | P
ACCT311JBG | P | P | P | P | P
ACCT311
ACCT312DGP | P | P | P | P | P
ACCT312DGU | P | P | P | P | P
ACCT312CAGW | P | P | P | P | P
ACCT312JBG | P | P | P | P | P
ACCT312
ACCT314DGP | P | P | P | P | P
ACCT314DGU | P | P | P | P | P
ACCT314CAGW | P | P | P | P | P
ACCT314JBG | P | P | P | P | P
ACCT314
ACCT315DGP | P | P | P | P | P
ACCT315DGU | P | P | P | P | P
ACCT315SG | P | P | P | P | P
ACCT315JBG | P | P | P | P | P
ACCT315
ACCT316DGP | P | P | P | P | P
ACCT316DGU | P | P | P | P | P
ACCT316CAGW | P | P | P | P | P
ACCT316CAEW | P | P | P | P | P
ACCT316JBG | P | P | P | P | P
ACCT316
ACCTSPCAGW | P | P | P | P | P
ACCTSPCAGW | P | P | P | P | P
ACCTSP
ACCT320SG | P | P | P | P | P
ACCT320
ACCT321SG | P | P | P | P | P
ACCT321
ACCT322SG | P | P | P | P | P
ACCT322
ACCT323SG | P | P | P | P | P
ACCT323
ACCT324SG | P | P | P | P | P
ACCT324
ACCT325SG | P | P | P | P | P
ACCT325
ACCTNPSGP | P | P | P | P | P
ACCTNP
ACCT330CAGW | P | P | P | P | P
ACCT330SGU | P | P | P | P | P
ACCT330
ACCT331CAGW | P | P | P | P | P
ACCT331SGU | P | P | P | P | P
ACCT331
ACCT332CAGW | P | P | P | P | P
ACCT332SGU | P | P | P | P | P
ACCT332
ACCT333CAGW | P | P | P | P | P
ACCT333SGU | P | P | P | P | P
ACCT333
ACCT334CAGW | P | P | P | P | P
ACCT334SGU | P | P | P | P | P
ACCT334
ACCT335CAGW | P | P | P | P | P
ACCT335SGU | P | P | P | P | P
ACCT335
ACCT336CAGW | P | P | P | P | P
ACCT336CAEW | P | P | P | P | P
ACCT336SGU | P | P | P | P | P
ACCT336
ACCTHPSG | P | P | P | P | P
ACCTHPDGU | P | P | P | P | P
ACCTHP
ACCT340CAGW | P | P | P | P | P
ACCT340DGU | P | P | P | P | P
ACCT340
ACCT341CAGW | P | P | P | P | P
ACCT341DGU | P | P | P | P | P
ACCT341
ACCT342CAGW | P | P | P | P | P
ACCT342DGU | P | P | P | P | P
ACCT342
ACCT343S | P | P | P | P | P
ACCT343DGU | P | P | P | P | P
ACCT343CAGW | P | P | P | P | P
ACCT343CAEW | P | P | P | P | P
ACCT343CAGE | P | P | P | P | P
ACCT343
ACCT344S | P | P | P | P | P
ACCT344CAGW | P | P | P | P | P
ACCT344DGU | P | P | P | P | P
ACCT344CAGE | P | P | P | P | P
ACCT344
ACCT345CAGW | P | P | P | P | P
ACCT345DGU | P | P | P | P | P
ACCT345
ACCT346CAGW | P | P | P | P | P
ACCT346SGU | P | P | P | P | P
ACCT346
ACCTO0PS | P | P | P | P | P
ACCTO0PSGU | P | P | P | P | P
ACCTO0P
ACCT300SGP | P | P | P | P | P
ACCT103
ACCT350DGP | T | T | T | T | T
ACCT350JBG | T | T | T | T | T
ACCT350CAGW | T | T | T | T | T
ACCT350
ACCT352S | T | T | T | T | T
ACCT352DGP | T | T | T | T | T
ACCT352JBG | T | T | T | T | T
ACCT352CAGW | T | T | T | T | T
ACCT352
ACCT353DGP | T | T | T | T | T
ACCT353JBG | T | T | T | T | T
ACCT353CAGW | T | T | T | T | T
ACCT353
ACCT354DGP | T | T | T | T | T
ACCT354JBG | T | T | T | T | T
ACCT354CAGW | T | T | T | T | T
ACCT354
ACCT355DGP | T | T | T | T | T
ACCT355DGU | T | T | T | T | T
ACCT355CAEW | T | T | T | T | T
ACCT355CAGW | T | T | T | T | T
ACCT355
ACCT356DGP | T | T | T | T | T
ACCT356JBG | T | T | T | T | T
ACCT356CAGW | T | T | T | T | T
ACCT356
ACCT357DGP | T | T | T | T | T
ACCT357JBG | T | T | T | T | T
ACCT357CAGW | T | T | T | T | T
ACCT357
ACCT358DGP | T | T | T | T | T
ACCT358JBG | T | T | T | T | T
ACCT358CAGW | T | T | T | T | T
ACCT358
ACCT359DGP | T | T | T | T | T
ACCT359JBG | T | T | T | T | T
ACCT359CAGW | T | T | T | T | T
ACCT359
ACCTTPCAGW | T | T | T | T | T
ACCTTPSG | T | T | T | T | T
ACCTP
ACCTTS0SG | T | T | T | T | T
ACCTTS0
ACCT360DP | DPW | DPW | DPW | DPW | DPW | PLNT2 | PLNT2 | PLNT2 | PLNT2 | PLNT2
ACCT360A | DPW | DPW | DPW | DPW | DPW | PLNT2 | PLNT2 | PLNT2 | PLNT2 | PLNT2
ACCT360
ACCT361DP | DPW | DPW | DPW | DPW | DPW | PLNT2 | PLNT2 | PLNT2 | PLNT2 | PLNT2
ACCT361A | DPW | DPW | DPW | DPW | DPW | PLNT2 | PLNT2 | PLNT2 | PLNT2 | PLNT2
ACCT361
ACCT362DP | DPW | DPW | DPW | DPW | DPW | SUBS | SUBS | SUBS | SUBS | SUBS
ACCT362A | DPW | DPW | DPW | DPW | DPW | SUBS | SUBS | SUBS | SUBS | SUBS
ACCT362
ACCT364DP | DPW | DPW | DPW | DPW | DPW | PC | PC | PC | PC | PC
ACCT364DS | DPW | DPW | DPW | DPW | DPW | PC | PC | PC | PC | PC
ACCT364A | DPW | DPW | DPW | DPW | DPW | PC | PC | PC | PC | PC
ACCT364
ACCT365DP | DPW | DPW | DPW | DPW | DPW | PC | PC | PC | PC | PC
ACCT365DS | DPW | DPW | DPW | DPW | DPW | PC | PC | PC | PC | PC
ACCT365A | DPW | DPW | DPW | DPW | DPW | PC | PC | PC | PC | PC
ACCT365
ACCT366DP | DPW | DPW | DPW | DPW | DPW | PC | PC | PC | PC | PC
ACCT366DS | DPW | DPW | DPW | DPW | DPW | PC | PC | PC | PC | PC
ACCT366A | DPW | DPW | DPW | DPW | DPW | PC | PC | PC | PC | PC
ACCT366
ACCT367DP | DPW | DPW | DPW | DPW | DPW | PC | PC | PC | PC | PC
ACCT367DS | DPW | DPW | DPW | DPW | DPW | PC | PC | PC | PC | PC
ACCT367A | DPW | DPW | DPW | DPW | DPW | PC | PC | PC | PC | PC
ACCT367
ACCT368DS | DPW | DPW | DPW | DPW | DPW | XFMR | XFMR | XFMR | XFMR | XFMR
ACCT368A | DPW | DPW | DPW | DPW | DPW | XFMR | XFMR | XFMR | XFMR | XFMR
ACCT368
ACCT369COH | DPW | DPW | DPW | DPW | DPW | SERV | SERV | SERV | SERV | SERV
ACCT369CUG | DPW | DPW | DPW | DPW | DPW | SERV | SERV | SERV | SERV | SERV
ACCT369A | DPW | DPW | DPW | DPW | DPW | SERV | SERV | SERV | SERV | SERV
ACCT369
ACCT370C | DPW | DPW | DPW | DPW | DPW | METR | METR | METR | METR | METR
ACCT370A | DPW | DPW | DPW | DPW | DPW | METR | METR | METR | METR | METR
ACCT370
ACCT371DP | DPW | DPW | DPW | DPW | DPW | PC | PC | PC | PC | PC
ACCT371DS | DPW | DPW | DPW | DPW | DPW | PC | PC | PC | PC | PC
ACCT371A | DPW | DPW | DPW | DPW | DPW | PC | PC | PC | PC | PC
ACCT371
ACCT372DP | DPW | DPW | DPW | DPW | DPW | PLNT2 | PLNT2 | PLNT2 | PLNT2 | PLNT2
ACCT372DS | DPW | DPW | DPW | DPW | DPW | PLNT2 | PLNT2 | PLNT2 | PLNT2 | PLNT2
ACCT372A | DPW | DPW | DPW | DPW | DPW | PLNT2 | PLNT2 | PLNT2 | PLNT2 | PLNT2
ACCT372
ACCT373C | DPW | DPW | DPW | DPW | DPW | PC | PC | PC | PC | PC
ACCT373C | DPW | DPW | DPW | DPW | DPW | PC | PC | PC | PC | PC
ACCT373PA | DPW | DPW | DPW | DPW | DPW | PC | PC | PC | PC | PC
ACCT373
ACCTD00S | DPW | DPW | DPW | DPW | DPW | PLNT2 | PLNT2 | PLNT2 | PLNT2 | PLNT2
ACCTD00
ACCTDS0S | DPW | DPW | DPW | DPW | DPW | PLNT2 | PLNT2 | PLNT2 | PLNT2 | PLNT2
ACCTDS0
ACCT389S | G-SITUS | G-SITUS | G-SITUS | G-SITUS | G-SITUS | PLNT | PLNT | PLNT | PLNT | PLNT
ACCT389CN | CUST | CUST | CUST | CUST | CUST | CUST | CUST | CUST | CUST | CUST
ACCT389SGU | G-DGU | G-DGU | G-DGU | G-DGU | G-DGU | PLNT | PLNT | PLNT | PLNT | PLNT
ACCT389SG | G-SG | G-SG | G-SG | G-SG | G-SG | PLNT | PLNT | PLNT | PLNT | PLNT
ACCT389SO | PTD | PTD | PTD | PTD | PTD | PLNT | PLNT | PLNT | PLNT | PLNT
ACCT389
ACCT390S | G-SITUS | G-SITUS | G-SITUS | G-SITUS | G-SITUS | PLNT | PLNT | PLNT | PLNT | PLNT
ACCT390DGP | G-DGP | G-DGP | G-DGP | G-DGP | G-DGP | PLNT | PLNT | PLNT | PLNT | PLNT
ACCT390DGU | G-DGU | G-DGU | G-DGU | G-DGU | G-DGU | PLNT | PLNT | PLNT | PLNT | PLNT
ACCT390CN | CUST | CUST | CUST | CUST | CUST | CUST | CUST | CUST | CUST | CUST
ACCT390CAGW | G-SG | G-SG | G-SG | G-SG | G-SG | PLNT | PLNT | PLNT | PLNT | PLNT
ACCT390JBG | G-SG | G-SG | G-SG | G-SG | G-SG | PLNT | PLNT | PLNT | PLNT | PLNT
ACCT390SO | PTD | PTD | PTD | PTD | PTD | PLNT | PLNT | PLNT | PLNT | PLNT
ACCT390
ACCT391S | G-SITUS | G-SITUS | G-SITUS | G-SITUS | G-SITUS | PLNT | PLNT | PLNT | PLNT | PLNT
ACCT391DGP | G-DGP | G-DGP | G-DGP | G-DGP | G-DGP | PLNT | PLNT | PLNT | PLNT | PLNT
ACCT391DSGU | G-DGU | G-DGU | G-DGU | G-DGU | G-DGU | PLNT | PLNT | PLNT | PLNT | PLNT
ACCT391CN | CUST | CUST | CUST | CUST | CUST | CUST | CUST | CUST | CUST | CUST
ACCT391CAGW | G-SG | G-SG | G-SG | G-SG | G-SG | PLNT | PLNT | PLNT | PLNT | PLNT
ACCT391SE | P | P | P | P | P | PLNT | PLNT | PLNT | PLNT | PLNT
ACCT391SO | PTD | PTD | PTD | PTD | PTD | PLNT | PLNT | PLNT | PLNT | PLNT
ACCT391JBG | G-SG | G-SG | G-SG | G-SG | G-SG | PLNT | PLNT | PLNT | PLNT | PLNT
ACCT391JBE | P | P | P | P | P | PLNT | PLNT | PLNT | PLNT | PLNT
ACCT391
ACCT392S | G-SITUS | G-SITUS | G-SITUS | G-SITUS | G-SITUS | PLNT | PLNT | PLNT | PLNT | PLNT
ACCT392SO | PTD | PTD | PTD | PTD | PTD | PLNT | PLNT | PLNT | PLNT | PLNT
ACCT392CAGW | G-SG | G-SG | G-SG | G-SG | G-SG | PLNT | PLNT | PLNT | PLNT | PLNT
ACCT392CN | CUST | CUST | CUST | CUST | CUST | CUST | CUST | CUST | CUST | CUST
ACCT392DGU | G-DGU | G-DGU | G-DGU | G-DGU | G-DGU | PLNT | PLNT | PLNT | PLNT | PLNT
ACCT392SE | P | P | P | P | P | PLNT | PLNT | PLNT | PLNT | PLNT
ACCT392DGP | G-DGP | G-DGP | G-DGP | G-DGP | G-DGP | PLNT | PLNT | PLNT | PLNT | PLNT
ACCT392JBG | G-SG | G-SG | G-SG | G-SG | G-SG | PLNT | PLNT | PLNT | PLNT | PLNT
ACCT392CAGE | P | P | P | P | P | PLNT | PLNT | PLNT | PLNT | PLNT
ACCT392
ACCT393S | G-SITUS | G-SITUS | G-SITUS | G-SITUS | G-SITUS | PLNT | PLNT | PLNT | PLNT | PLNT
ACCT393DGP | G-DGP | G-DGP | G-DGP | G-DGP | G-DGP | PLNT | PLNT | PLNT | PLNT | PLNT
ACCT393DGU | G-DGU | G-DGU | G-DGU | G-DGU | G-DGU | PLNT | PLNT | PLNT | PLNT | PLNT
ACCT393SO | PTD | PTD | PTD | PTD | PTD | PLNT | PLNT | PLNT | PLNT | PLNT
ACCT393CAGW | G-SG | G-SG | G-SG | G-SG | G-SG | PLNT | PLNT | PLNT | PLNT | PLNT
ACCT393JBG | G-SG | G-SG | G-SG | G-SG | G-SG | PLNT | PLNT | PLNT | PLNT | PLNT
ACCT393
ACCT394S | G-SITUS | G-SITUS | G-SITUS | G-SITUS | G-SITUS | PLNT | PLNT | PLNT | PLNT | PLNT
ACCT394DGP | G-DGP | G-DGP | G-DGP | G-DGP | G-DGP | PLNT | PLNT | PLNT | PLNT | PLNT
ACCT394CAGW | G-SG | G-SG | G-SG | G-SG | G-SG | PLNT | PLNT | PLNT | PLNT | PLNT
ACCT394SO | PTD | PTD | PTD | PTD | PTD | PLNT | PLNT | PLNT | PLNT | PLNT
ACCT392SE | P | P | P | P | P | PLNT | PLNT | PLNT | PLNT | PLNT
ACCT394DGU | G-DGU | G-DGU | G-DGU | G-DGU | G-DGU | PLNT | PLNT | PLNT | PLNT | PLNT
ACCT394JBG | G-SG | G-SG | G-SG | G-SG | G-SG | PLNT | PLNT | PLNT | PLNT | PLNT
ACCT394CAGW | P | P | P | P | P | PLNT | PLNT | PLNT | PLNT | PLNT
ACCT394
ACCT395S | G-SITUS | G-SITUS | G-SITUS | G-SITUS | G-SITUS | PLNT | PLNT | PLNT | PLNT | PLNT
ACCT395DGP | G-DGP | G-DGP | G-DGP | G-DGP | G-DGP | PLNT | PLNT | PLNT | PLNT | PLNT
ACCT395DGU | G-DGU | G-DGU | G-DGU | G-DGU | G-DGU | PLNT | PLNT | PLNT | PLNT | PLNT
ACCT395SO | PTD | PTD | PTD | PTD | PTD | PLNT | PLNT | PLNT | PLNT | PLNT
ACCT395SE | P | P | P | P | P | PLNT | PLNT | PLNT | PLNT | PLNT
ACCT395CAGW | G-SG | G-SG | G-SG | G-SG | G-SG | PLNT | PLNT | PLNT | PLNT | PLNT
ACCT395JBG | G-SG | G-SG | G-SG | G-SG | G-SG | PLNT | PLNT | PLNT | PLNT | PLNT
ACCT395CAGE | P | P | P | P | P | PLNT | PLNT | PLNT | PLNT | PLNT
ACCT395
ACCT396S | G-SITUS | G-SITUS | G-SITUS | G-SITUS | G-SITUS | PLNT | PLNT | PLNT | PLNT | PLNT
ACCT396DGP | G-DGP | G-DGP | G-DGP | G-DGP | G-DGP | PLNT | PLNT | PLNT | PLNT | PLNT
ACCT396CAGW | G-SG | G-SG | G-SG | G-SG | G-SG | PLNT | PLNT | PLNT | PLNT | PLNT
ACCT396SO | PTD | PTD | PTD | PTD | PTD | PLNT | PLNT | PLNT | PLNT | PLNT
ACCT396DGU | G-DGU | G-DGU | G-DGU | G-DGU | G-DGU | PLNT | PLNT | PLNT | PLNT | PLNT
ACCT396SE | P | P | P | P | P | PLNT | PLNT | PLNT | PLNT | PLNT
ACCT396JBG | G-SG | G-SG | G-SG | G-SG | G-SG | PLNT | PLNT | PLNT | PLNT | PLNT
ACCT396CAGE | G-SG | G-SG | G-SG | G-SG | G-SG | PLNT | PLNT | PLNT | PLNT | PLNT
ACCT396
ACCT397S | G-SITUS | G-SITUS | G-SITUS | G-SITUS | G-SITUS | PLNT | PLNT | PLNT | PLNT | PLNT
ACCT397DGP | G-DGP | G-DGP | G-DGP | G-DGP | G-DGP | PLNT | PLNT | PLNT | PLNT | PLNT
ACCT397DGU | G-DGU | G-DGU | G-DGU | G-DGU | G-DGU | PLNT | PLNT | PLNT | PLNT | PLNT
ACCT397SO | PTD | PTD | PTD | PTD | PTD | PLNT | PLNT | PLNT | PLNT | PLNT
ACCT392CN | CUST | CUST | CUST | CUST | CUST | PLNT | PLNT | PLNT | PLNT | PLNT
ACCT397CAGW | G-SG | G-SG | G-SG | G-SG | G-SG | PLNT | PLNT | PLNT | PLNT | PLNT
ACCT397SE | P | P | P | P | P | PLNT | PLNT | PLNT | PLNT | PLNT
ACCT397JBG | P | P | P | P | P | PLNT | PLNT | PLNT | PLNT | PLNT
ACCT397CAGE | G-SG | G-SG | G-SG | G-SG | G-SG | PLNT | PLNT | PLNT | PLNT | PLNT
ACCT397CAGE | G-SG | G-SG | G-SG | G-SG | G-SG | PLNT | PLNT | PLNT | PLNT | PLNT
ACCT397
ACCT398S | G-SITUS | G-SITUS | G-SITUS | G-SITUS | G-SITUS | PLNT | PLNT | PLNT | PLNT | PLNT
ACCT398DGP | G-DGP | G-DGP | G-DGP | G-DGP | G-DGP | PLNT | PLNT | PLNT | PLNT | PLNT
ACCT398DGU | G-DGU | G-DGU | G-DGU | G-DGU | G-DGU | PLNT | PLNT | PLNT | PLNT | PLNT
ACCT398CN | CUST | CUST | CUST | CUST | CUST | CUST | CUST | CUST | CUST | CUST
ACCT398SO | PTD | PTD | PTD | PTD | PTD | PLNT | PLNT | PLNT | PLNT | PLNT
ACCT398SE | P | P | P | P | P | PLNT | PLNT | PLNT | PLNT | PLNT
ACCT398CAGW | G-SG | G-SG | G-SG | G-SG | G-SG | PLNT | PLNT | PLNT | PLNT | PLNT
ACCT398JBG | G-SG | G-SG | G-SG | G-SG | G-SG | PLNT | PLNT | PLNT | PLNT | PLNT
ACCT398
ACCT399SEP | P | P | P | P | P | ZERO | ZERO | ZERO | ZERO | ZERO
ACCT399JBE | P | P | P | P | P | ZERO | ZERO | ZERO | ZERO | ZERO
ACCT399SEU | P | P | P | P | P | ZERO | ZERO | ZERO | ZERO | ZERO
ACCT399
ACCT99LSEP | P | P | P | P | P | PLNT | PLNT | PLNT | PLNT | PLNT
ACCT399L
ACCT399LRCL | P | P | P | P | P | PLNT | PLNT | PLNT | PLNT | PLNT
ACCT1011390S | G-SITUS | G-SITUS | G-SITUS | G-SITUS | G-SITUS | PLNT | PLNT | PLNT | PLNT | PLNT
ACCT1011390SG | P | P | P | P | P | PLNT | PLNT | PLNT | PLNT | PLNT
ACCT1011390SOU | PTD | PTD | PTD | PTD | PTD | PLNT | PLNT | PLNT | PLNT | PLNT
ACCT1011390
ACCT1011390RCL | PTD | PTD | PTD | PTD | PTD | PLNT | PLNT | PLNT | PLNT | PLNT
ACCT101392SOP | LABOR | LABOR | LABOR | LABOR | LABOR | PLNT | PLNT | PLNT | PLNT | PLNT
ACCT1011392
ACCTGPS | G-SITUS | G-SITUS | G-SITUS | G-SITUS | G-SITUS | PLNT | PLNT | PLNT | PLNT | PLNT
ACCTGPSO | PTD | PTD | PTD | PTD | PTD | PLNT | PLNT | PLNT | PLNT | PLNT
ACCTGPCN | CUST | CUST | CUST | CUST | CUST | CUST | CUST | CUST | CUST | CUST
ACCTGPSG | G-SG | G-SG | G-SG | G-SG | G-SG | PLNT | PLNT | PLNT | PLNT | PLNT
ACCTGPSGP | G-DGP | G-DGP | G-DGP | G-DGP | G-DGP | PLNT | PLNT | PLNT | PLNT | PLNT
ACCTGPSGU | G-DGU | G-DGU | G-DGU | G-DGU | G-DGU | PLNT | PLNT | PLNT | PLNT | PLNT
ACCTGP
ACCT399GS | G-SITUS | G-SITUS | G-SITUS | G-SITUS | G-SITUS | PLNT | PLNT | PLNT | PLNT | PLNT
ACCT399GSO | PTD | PTD | PTD | PTD | PTD | PLNT | PLNT | PLNT | PLNT | PLNT
ACCT399GSG | G-SG | G-SG | G-SG | G-SG | G-SG | PLNT | PLNT | PLNT | PLNT | PLNT
ACCT399GDGP | G-DGP | G-DGP | G-DGP | G-DGP | G-DGP | PLNT | PLNT | PLNT | PLNT | PLNT
ACCT399GDGU | G-DGU | G-DGU | G-DGU | G-DGU | G-DGU | PLNT | PLNT | PLNT | PLNT | PLNT
ACCT399G
ACCT301S | I-SITUS | I-SITUS | I-SITUS | I-SITUS | I-SITUS | PLNT | PLNT | PLNT | PLNT | PLNT
ACCT301SO | PTD | PTD | PTD | PTD | PTD | PLNT | PLNT | PLNT | PLNT | PLNT
ACCT301CAGW | I-SG | I-SG | I-SG | I-SG | I-SG | PLNT | PLNT | PLNT | PLNT | PLNT
ACCT301
ACCT302S | I-SITUS | I-SITUS | I-SITUS | I-SITUS | I-SITUS | PLNT | PLNT | PLNT | PLNT | PLNT
ACCT302CAGW | I-SG | I-SG | I-SG | I-SG | I-SG | PLNT | PLNT | PLNT | PLNT | PLNT
ACCT302DGP | I-DGP | I-DGP | I-DGP | I-DGP | I-DGP | PLNT | PLNT | PLNT | PLNT | PLNT
ACCT302DGU | I-DGU | I-DGU | I-DGU | I-DGU | I-DGU | PLNT | PLNT | PLNT | PLNT | PLNT
ACCT302
ACCT303S | I-SITUS | I-SITUS | I-SITUS | I-SITUS | I-SITUS | PLNT | PLNT | PLNT | PLNT | PLNT
ACCT303CAGW | I-SG | I-SG | I-SG | I-SG | I-SG | PLNT | PLNT | PLNT | PLNT | PLNT
ACCT303SO | PTD | PTD | PTD | PTD | PTD | PLNT | PLNT | PLNT | PLNT | PLNT
ACCT303SG | I-SG | I-SG | I-SG | I-SG | I-SG | PLNT | PLNT | PLNT | PLNT | PLNT
ACCT303CN | CUST | CUST | CUST | CUST | CUST | CUST | CUST | CUST | CUST | CUST
ACCT303DGU | I-DGU | I-DGU | I-DGU | I-DGU | I-DGU | PLNT | PLNT | PLNT | PLNT | PLNT
ACCT303DGP | I-DGP | I-DGP | I-DGP | I-DGP | I-DGP | PLNT | PLNT | PLNT | PLNT | PLNT
ACCT303JBG | I-SG | I-SG | I-SG | I-SG | I-SG | PLNT | PLNT | PLNT | PLNT | PLNT
ACCT303
ACCT399DOTH | I-SITUS | I-SITUS | I-SITUS | I-SITUS | I-SITUS | PLNT | PLNT | PLNT | PLNT | PLNT
ACCT303
ACCTI00S | I-SITUS | I-SITUS | I-SITUS | I-SITUS | I-SITUS | PLNT | PLNT | PLNT | PLNT | PLNT
ACCTI00SG | I-SG | I-SG | I-SG | I-SG | I-SG | PLNT | PLNT | PLNT | PLNT | PLNT
ACCTI00DGU | I-DGU | I-DGU | I-DGU | I-DGU | I-DGU | PLNT | PLNT | PLNT | PLNT | PLNT
ACCTI00SO | PTD | PTD | PTD | PTD | PTD | PLNT | PLNT | PLNT | PLNT | PLNT
ACCTI00
ACCT105S | DPW | DPW | DPW | DPW | DPW | PLNT | PLNT | PLNT | PLNT | PLNT
ACCT105CAGW | P | P | P | P | P | PLNT | PLNT | PLNT | PLNT | PLNT
ACCT105SNPT | T | T | T | T | T | PLNT | PLNT | PLNT | PLNT | PLNT
ACCT105SNPP | P | P | P | P | P | PLNT | PLNT | PLNT | PLNT | PLNT
ACCT105SE | P | P | P | P | P | PLNT | PLNT | PLNT | PLNT | PLNT
ACCT105SNPG | G | G | G | G | G | PLNT | PLNT | PLNT | PLNT | PLNT
ACCT105
ACCT114S | P | P | P | P | P | PLNT | PLNT | PLNT | PLNT | PLNT
ACCT114CAGW | P | P | P | P | P | PLNT | PLNT | PLNT | PLNT | PLNT
ACCT114DGP | P | P | P | P | P | PLNT | PLNT | PLNT | PLNT | PLNT
ACCT114
ACCT120SE | P | P | P | P | P | PLNT | PLNT | PLNT | PLNT | PLNT
ACCT120
ACCT124S | COMMON | COMMON | COMMON | COMMON | COMMON | MISC | MISC | MISC | MISC | MISC
ACCT124SO | COMMON | COMMON | COMMON | COMMON | COMMON | MISC | MISC | MISC | MISC | MISC
ACCT124
ACCT182S | COMMON | COMMON | COMMON | COMMON | COMMON | MISC | MISC | MISC | MISC | MISC
ACCT182SG | COMMON | COMMON | COMMON | COMMON | COMMON | MISC | MISC | MISC | MISC | MISC
ACCT182SGCT | COMMON | COMMON | COMMON | COMMON | COMMON | MISC | MISC | MISC | MISC | MISC
ACCT182SO | COMMON | COMMON | COMMON | COMMON | COMMON | MISC | MISC | MISC | MISC | MISC
ACCT182
ACCT186S | COMMON | COMMON | COMMON | COMMON | COMMON | MISC | MISC | MISC | MISC | MISC
ACCT186CN | CUST | CUST | CUST | CUST | COMMON | CUST | CUST | CUST | CUST | CUST
ACCT186CNP | CUST | CUST | CUST | CUST | COMMON | CUST | CUST | CUST | CUST | CUST
ACCT186SG | COMMON | COMMON | COMMON | COMMON | COMMON | MISC | MISC | MISC | MISC | MISC
ACCT186SO | COMMON | COMMON | COMMON | COMMON | COMMON | MISC | MISC | MISC | MISC | MISC
ACCT186
ACCT151SE | P | P | P | P | P | PLNT | PLNT | PLNT | PLNT | PLNT
ACCT151JBE | P | P | P | P | P | PLNT | PLNT | PLNT | PLNT | PLNT
ACCT151DEU | P | P | P | P | P | PLNT | PLNT | PLNT | PLNT | PLNT
ACCT151
ACCT152SE | P | P | P | P | P | PLNT | PLNT | PLNT | PLNT | PLNT
ACCT152
ACCT25316SE | P | P | P | P | P | PLNT | PLNT | PLNT | PLNT | PLNT
ACCT25316
ACCT25317SE | P | P | P | P | P | PLNT | PLNT | PLNT | PLNT | PLNT
ACCT25317
ACCT25319SE | P | P | P | P | P | PLNT | PLNT | PLNT | PLNT | PLNT
ACCT25319
ACCT154S | MSS | MSS | MSS | MSS | MSS | PLNT | PLNT | PLNT | PLNT | PLNT
ACCT154CAGW | MSS | MSS | MSS | MSS | MSS | PLNT | PLNT | PLNT | PLNT | PLNT
ACCT154SE | MSS | MSS | MSS | MSS | MSS | PLNT | PLNT | PLNT | PLNT | PLNT
ACCT154SO | MSS | MSS | MSS | MSS | MSS | PLNT | PLNT | PLNT | PLNT | PLNT
ACCT154SNPPS | MSS | MSS | MSS | MSS | MSS | PLNT | PLNT | PLNT | PLNT | PLNT
ACCT154SNPPH | MSS | MSS | MSS | MSS | MSS | PLNT | PLNT | PLNT | PLNT | PLNT
ACCT154SNPD | MSS | MSS | MSS | MSS | MSS | PLNT | PLNT | PLNT | PLNT | PLNT
ACCT154SNPT | MSS | MSS | MSS | MSS | MSS | PLNT | PLNT | PLNT | PLNT | PLNT
ACCT154DGU | MSS | MSS | MSS | MSS | MSS | PLNT | PLNT | PLNT | PLNT | PLNT
ACCT154DGP | MSS | MSS | MSS | MSS | MSS | PLNT | PLNT | PLNT | PLNT | PLNT
ACCT154JBG | MSS | MSS | MSS | MSS | MSS | PLNT | PLNT | PLNT | PLNT | PLNT
ACCT154SNPP | MSS | MSS | MSS | MSS | MSS | PLNT | PLNT | PLNT | PLNT | PLNT
ACCT154CAGE | MSS | MSS | MSS | MSS | MSS | PLNT | PLNT | PLNT | PLNT | PLNT
ACCT154
ACCT163SO | MSS | MSS | MSS | MSS | MSS | PLNT | PLNT | PLNT | PLNT | PLNT
ACCT163
ACCT25318SNPPS | MSS | MSS | MSS | MSS | MSS | PLNT | PLNT | PLNT | PLNT | PLNT
ACCT25318
ACCT165S | COMMON | COMMON | COMMON | COMMON | COMMON | PLNT | PLNT | PLNT | PLNT | PLNT
ACCT165GPS | GP | GP | GP | GP | GP | PLNT | PLNT | PLNT | PLNT | PLNT
ACCT165SG | PT | PT | PT | PT | PT | PLNT | PLNT | PLNT | PLNT | PLNT
ACCT165SE | P | P | P | P | P | PLNT | PLNT | PLNT | PLNT | PLNT
ACCT165SO | PTD | PTD | PTD | PTD | PTD | PLNT | PLNT | PLNT | PLNT | PLNT
ACCT165
ACCT182MS | P | P | P | P | P | PLNT | PLNT | PLNT | PLNT | PLNT
ACCT182MCAGW | P | P | P | P | P | PLNT | PLNT | PLNT | PLNT | PLNT
ACCT182MCAGE | P | P | P | P | P | PLNT | PLNT | PLNT | PLNT | PLNT
ACCT182MCAEW | P | P | P | P | P | PLNT | PLNT | PLNT | PLNT | PLNT
ACCT182MCAEE | P | P | P | P | P | PLNT | PLNT | PLNT | PLNT | PLNT
ACCT182MSE | P | P | P | P | P | PLNT | PLNT | PLNT | PLNT | PLNT
ACCT182MSO | T | T | T | T | T | PLNT | PLNT | PLNT | PLNT | PLNT
ACCT182M
ACCT186MS | T | T | T | T | T | PLNT | PLNT | PLNT | PLNT | PLNT
ACCT186MCAEW | P | P | P | P | P | PLNT | PLNT | PLNT | PLNT | PLNT
ACCT186MCAEE | P | P | P | P | P | PLNT | PLNT | PLNT | PLNT | PLNT
ACCT186MCAGW | P | P | P | P | P | PLNT | PLNT | PLNT | PLNT | PLNT
ACCT186MSO | LABOR | LABOR | LABOR | LABOR | LABOR | PLNT | PLNT | PLNT | PLNT | PLNT
ACCT186MSE | P | P | P | P | P | PLNT | PLNT | PLNT | PLNT | PLNT
ACCT186MSNPPS | P | P | P | P | P | PLNT | PLNT | PLNT | PLNT | PLNT
ACCT186MEXCTAX | GP | GP | GP | GP | GP | PLNT | PLNT | PLNT | PLNT | PLNT
ACCT186M
ACCTCWCS | CWC | CWC | CWC | CWC | COMMON | PLNT | PLNT | PLNT | PLNT | PLNT
ACCTCWCSO | CWC | CWC | CWC | CWC | COMMON | PLNT | PLNT | PLNT | PLNT | PLNT
ACCTCWCSE | CWC | CWC | CWC | CWC | COMMON | PLNT | PLNT | PLNT | PLNT | PLNT
ACCTCWC
ACCTOWCSNP | GP | GP | GP | GP | COMMON | PLNT | PLNT | PLNT | PLNT | PLNT
ACCTOWCSG | GP | GP | GP | GP | COMMON | PLNT | PLNT | PLNT | PLNT | PLNT
ACCTOWCSO | GP | GP | GP | GP | COMMON | PLNT | PLNT | PLNT | PLNT | PLNT
ACCTOWCS | PTD | PTD | PTD | PTD | COMMON | PLNT | PLNT | PLNT | PLNT | PLNT
ACCTOWCSO | PTD | PTD | PTD | PTD | COMMON | PLNT | PLNT | PLNT | PLNT | PLNT
ACCTOWCSE | P | P | P | P | COMMON | PLNT | PLNT | PLNT | PLNT | PLNT
ACCTOWCSE | P | P | P | P | COMMON | PLNT | PLNT | PLNT | PLNT | PLNT
ACCTOWCS | P | P | P | P | COMMON | PLNT | PLNT | PLNT | PLNT | PLNT
ACCTOWCDEU | P | P | P | P | COMMON | PLNT | PLNT | PLNT | PLNT | PLNT
ACCTOWCCAEE | P | P | P | P | COMMON | PLNT | PLNT | PLNT | PLNT | PLNT
ACCTOWC
ACCT18221S | P | P | P | P | P | PLNT | PLNT | PLNT | PLNT | PLNT
ACCT18221
ACCT18222SE | P | P | P | P | P | PLNT | PLNT | PLNT | PLNT | PLNT
ACCT18222TROJP | P | P | P | P | P | PLNT | PLNT | PLNT | PLNT | PLNT
ACCT18222TROJD | P | P | P | P | P | PLNT | PLNT | PLNT | PLNT | PLNT
ACCT18222
ACCT1869S | P | P | P | P | P | PLNT | PLNT | PLNT | PLNT | PLNT
ACCT1869DNPPNP | P | P | P | P | P | PLNT | PLNT | PLNT | PLNT | PLNT
ACCT1869
ACCT141DGU | P | P | P | P | P | PLNT | PLNT | PLNT | PLNT | PLNT
ACCT141
ACCT235CSU | CUST | CUST | CUST | CUST | CUST | CUST | CUST | CUST | CUST | CUST
ACCT235CN | CUST | CUST | CUST | CUST | CUST | CUST | CUST | CUST | CUST | CUST
ACCT235
ACCT2281SO | PTD | PTD | PTD | PTD | PTD | PLNT | PLNT | PLNT | PLNT | PLNT
ACCT2281
ACCT2282SO | PTD | PTD | PTD | PTD | PTD | PLNT | PLNT | PLNT | PLNT | PLNT
ACCT2282
ACCT2283SO | PTD | PTD | PTD | PTD | PTD | PLNT | PLNT | PLNT | PLNT | PLNT
ACCT2283S | PTD | PTD | PTD | PTD | PTD | PLNT | PLNT | PLNT | PLNT | PLNT
ACCT2283
ACCT254S | P | P | P | P | P | PLNT | PLNT | PLNT | PLNT | PLNT
ACCT254JBG | P | P | P | P | P | PLNT | PLNT | PLNT | PLNT | PLNT
ACCT254CAGW | P | P | P | P | P | PLNT | PLNT | PLNT | PLNT | PLNT
ACCT22841CAGW | P | P | P | P | P | PLNT | PLNT | PLNT | PLNT | PLNT
ACCT22841CAGW
ACCT22842TROJD | P | P | P | P | P | PLNT | PLNT | PLNT | PLNT | PLNT
ACCT254SE | P | P | P | P | P | PLNT | PLNT | PLNT | PLNT | PLNT
ACCT254S | P | P | P | P | P | PLNT | PLNT | PLNT | PLNT | PLNT
ACCT252S | DPW | DPW | DPW | DPW | DPW | PLNT | PLNT | PLNT | PLNT | PLNT
ACCT252SNPD | DPW | DPW | DPW | DPW | DPW | PLNT | PLNT | PLNT | PLNT | PLNT
ACCT252SG | T | T | T | T | DPW | PLNT | PLNT | PLNT | PLNT | PLNT
ACCT252SO | DPW | DPW | DPW | DPW | DPW | PLNT | PLNT | PLNT | PLNT | PLNT
ACCT252CN | CUST | CUST | CUST | CUST | DPW | CUST | CUST | CUST | CUST | CUST
ACCT252
ACCT25398S | P | P | P | P | P | PLNT | PLNT | PLNT | PLNT | PLNT
ACCT25399S | P | P | P | P | P | PLNT | PLNT | PLNT | PLNT | PLNT
ACCT25399GPS | GP | GP | GP | GP | P | PLNT | PLNT | PLNT | PLNT | PLNT
ACCT25399SO | GP | GP | GP | GP | P | PLNT | PLNT | PLNT | PLNT | PLNT
ACCT25399CAGW | P | P | P | P | P | PLNT | PLNT | PLNT | PLNT | PLNT
ACCT25399SE | P | P | P | P | P | PLNT | PLNT | PLNT | PLNT | PLNT
ACCT25399
ACCT190S | P | P | P | P | P | PLNT | PLNT | PLNT | PLNT | PLNT
ACCT190CAGW | P | P | P | P | P | PLNT | PLNT | PLNT | PLNT | PLNT
ACCT190SO | LABOR | LABOR | LABOR | LABOR | LABOR | DISom | DISom | DISom | DISom | DISom
ACCT190CN | CUST | CUST | CUST | CUST | CUST | CUST | CUST | CUST | CUST | CUST
ACCT190BADDEBT | CUST | CUST | CUST | CUST | CUST | CUST | CUST | CUST | CUST | CUST
ACCT190JBG | P | P | P | P | P | PLNT | PLNT | PLNT | PLNT | PLNT
ACCT190JBE | P | P | P | P | P | PLNT | PLNT | PLNT | PLNT | PLNT
ACCT190SE | P | P | P | P | P | PLNT | PLNT | PLNT | PLNT | PLNT
ACCT190SNP | P | P | P | P | P | PLNT | PLNT | PLNT | PLNT | PLNT
ACCT190SNPD | DPW | DPW | DPW | DPW | DPW | PLNT | PLNT | PLNT | PLNT | PLNT
ACCT190
ACCT281S | P | P | P | P | P | PLNT | PLNT | PLNT | PLNT | PLNT
ACCT281DGP | PT | PT | PT | PT | PT | PLNT | PLNT | PLNT | PLNT | PLNT
ACCT281DNPTU | T | T | T | T | T | PLNT | PLNT | PLNT | PLNT | PLNT
ACCT281
ACCT282S | GP | GP | GP | GP | GP | PLNT | PLNT | PLNT | PLNT | PLNT
ACCT282SNP | P | P | P | P | P | PLNT | PLNT | PLNT | PLNT | PLNT
ACCT282CAGW | P | P | P | P | P | PLNT | PLNT | PLNT | PLNT | PLNT
ACCT282DITBAL | ACCMDIT | ACCMDIT | ACCMDIT | ACCMDIT | ACCMDIT | PLNT | PLNT | PLNT | PLNT | PLNT
ACCT282JBG | P | P | P | P | P | PLNT | PLNT | PLNT | PLNT | PLNT
ACCT282CIAC | ACCMDIT | ACCMDIT | ACCMDIT | ACCMDIT | ACCMDIT | PLNT | PLNT | PLNT | PLNT | PLNT
ACCT282SNPD | PTD | PTD | PTD | PTD | PTD | PLNT | PLNT | PLNT | PLNT | PLNT
ACCT282SO | LABOR | LABOR | LABOR | LABOR | LABOR | DISom | DISom | DISom | DISom | DISom
ACCT282JBE | GP | GP | GP | GP | GP | PLNT | PLNT | PLNT | PLNT | PLNT
ACCT282SE | P | P | P | P | P | PLNT | PLNT | PLNT | PLNT | PLNT
ACCT282SG | P | P | P | P | P | PLNT | PLNT | PLNT | PLNT | PLNT
ACCT282
ACCT283S | GP | GP | GP | GP | GP | PLNT | PLNT | PLNT | PLNT | PLNT
ACCT283CAGW | P | P | P | P | P | PLNT | PLNT | PLNT | PLNT | PLNT
ACCT283SE | P | P | P | P | P | PLNT | PLNT | PLNT | PLNT | PLNT
ACCT283SO | LABOR | LABOR | LABOR | LABOR | LABOR | DISom | DISom | DISom | DISom | DISom
ACCT283GPS | GP | GP | GP | GP | GP | PLNT | PLNT | PLNT | PLNT | PLNT
ACCT283SNP | PTD | PTD | PTD | PTD | PTD | PLNT | PLNT | PLNT | PLNT | PLNT
ACCT283TROJD | P | P | P | P | P | PLNT | PLNT | PLNT | PLNT | PLNT
ACCT283SNPD | DPW | DPW | DPW | DPW | DPW | PLNT | PLNT | PLNT | PLNT | PLNT
ACCT283JBE | P | P | P | P | P | PLNT | PLNT | PLNT | PLNT | PLNT
ACCT283
ACCT255S | PTD | PTD | PTD | PTD | PTD | PLNT | PLNT | PLNT | PLNT | PLNT
ACCT255SG | PTD | PTD | PTD | PTD | PTD | PLNT | PLNT | PLNT | PLNT | PLNT
ACCT255SG | PTD | PTD | PTD | PTD | PTD | PLNT | PLNT | PLNT | PLNT | PLNT
ACCT255SG | PTD | PTD | PTD | PTD | PTD | PLNT | PLNT | PLNT | PLNT | PLNT
ACCT255SG | PTD | PTD | PTD | PTD | PTD | PLNT | PLNT | PLNT | PLNT | PLNT
ACCT255SG | PTD | PTD | PTD | PTD | PTD | PLNT | PLNT | PLNT | PLNT | PLNT
ACCT255SG | PTD | PTD | PTD | PTD | PTD | PLNT | PLNT | PLNT | PLNT | PLNT
ACCT255SG | PTD | PTD | PTD | PTD | PTD | PLNT | PLNT | PLNT | PLNT | PLNT
ACCT255
ACCT108SPS | P | P | P | P | P
ACCT108SPDGU | P | P | P | P | P
ACCT108SPCAGW | P | P | P | P | P
ACCT108SPCAGW | P | P | P | P | P
ACCT108SPJBG | P | P | P | P | P
ACCT108SP
ACCT108NPDGP | P | P | P | P | P
ACCT108NPDGU | P | P | P | P | P
ACCT108NPSG | P | P | P | P | P
ACCT108NP
ACCT108HPS | P | P | P | P | P
ACCT108HPDGU | P | P | P | P | P
ACCT108HPCAEW | P | P | P | P | P
ACCT108HPCAGW | P | P | P | P | P
ACCT108HP
ACCT108OPS | P | P | P | P | P
ACCT108OPDGU | P | P | P | P | P
ACCT108OPDGP | P | P | P | P | P
ACCT108OPCAGW | P | P | P | P | P
ACCT108OPCAGW | P | P | P | P | P
ACCT108OPCAEW | P | P | P | P | P
ACCT108OP
ACCT108EPDGP | P | P | P | P | P
ACCT108EPSG | P | P | P | P | P
ACCT108EP
ACCT108TPDGP | T | T | T | T | T
ACCT108TPSG | T | T | T | T | T
ACCT108TPJBG | T | T | T | T | T
ACCT108TPCAGW | T | T | T | T | T
ACCT108TP
ACCT108360S | DPW | DPW | DPW | DPW | DPW | PLNT2 | PLNT2 | PLNT2 | PLNT2 | PLNT2
ACCT108360
ACCT108361S | DPW | DPW | DPW | DPW | DPW | PLNT2 | PLNT2 | PLNT2 | PLNT2 | PLNT2
ACCT108361
ACCT108362S | DPW | DPW | DPW | DPW | DPW | SUBS | SUBS | SUBS | SUBS | SUBS
ACCT108362
ACCT108364S | DPW | DPW | DPW | DPW | DPW | PC | PC | PC | PC | PC
ACCT108364
ACCT108365S | DPW | DPW | DPW | DPW | DPW | PC | PC | PC | PC | PC
ACCT108365
ACCT108366S | DPW | DPW | DPW | DPW | DPW | PC | PC | PC | PC | PC
ACCT108366
ACCT108367S | DPW | DPW | DPW | DPW | DPW | PC | PC | PC | PC | PC
ACCT108367
ACCT108368S | DPW | DPW | DPW | DPW | DPW | XFMR | XFMR | XFMR | XFMR | XFMR
ACCT108368
ACCT108369S | DPW | DPW | DPW | DPW | DPW | SERV | SERV | SERV | SERV | SERV
ACCT108369
ACCT108370S | DPW | DPW | DPW | DPW | DPW | METR | METR | METR | METR | METR
ACCT108370
ACCT108371S | DPW | DPW | DPW | DPW | DPW | PC | PC | PC | PC | PC
ACCT108371
ACCT108372S | DPW | DPW | DPW | DPW | DPW | PLNT2 | PLNT2 | PLNT2 | PLNT2 | PLNT2
ACCT108372
ACCT108373S | DPW | DPW | DPW | DPW | DPW | PC | PC | PC | PC | PC
ACCT108373
ACCT108D00S | DPW | DPW | DPW | DPW | DPW | PLNT | PLNT | PLNT | PLNT | PLNT
ACCT108D00
ACCT108DSS | DPW | DPW | DPW | DPW | DPW | PLNT | PLNT | PLNT | PLNT | PLNT
ACCT108DS
ACCT108D_S | DPW | DPW | DPW | DPW | DPW | PLNT | PLNT | PLNT | PLNT | PLNT
ACCT108D
ACCT108GPS | G-SITUS | G-SITUS | G-SITUS | G-SITUS | G-SITUS | PLNT | PLNT | PLNT | PLNT | PLNT
ACCT108GPDGP | G-SG | G-SG | G-SG | G-SG | G-SG | PLNT | PLNT | PLNT | PLNT | PLNT
ACCT108GPDGU | G-DGU | G-DGU | G-DGU | G-DGU | G-DGU | PLNT | PLNT | PLNT | PLNT | PLNT
ACCT108GPCAGW | G-SG | G-SG | G-SG | G-SG | G-SG | PLNT | PLNT | PLNT | PLNT | PLNT
ACCT108GPCN | CUST | CUST | CUST | CUST | CUST | CUST | CUST | CUST | CUST | CUST
ACCT108GPSO | PTD | PTD | PTD | PTD | PTD | PLNT | PLNT | PLNT | PLNT | PLNT
ACCT108GPSE | P | P | P | P | P | PLNT | PLNT | PLNT | PLNT | PLNT
ACCT108GPJBG | G-SG | G-SG | G-SG | G-SG | G-SG | PLNT | PLNT | PLNT | PLNT | PLNT
ACCT108GPCAGE | P | P | P | P | P | PLNT | PLNT | PLNT | PLNT | PLNT
ACCT108GPCAGE | P | P | P | P | P | PLNT | PLNT | PLNT | PLNT | PLNT
ACCT108GP
ACCT108MPS | P | P | P | P | P
ACCT108MPSE | P | P | P | P | P
ACCT108MPDOTH | P | P | P | P | P
ACCT108MP
ACCT1081390SO | PTD | PTD | PTD | PTD | PTD | PLNT | PLNT | PLNT | PLNT | PLNT
ACCT1081390RCL | P | P | P | P | P
ACCT1081390
ACCT1081399S | P | P | P | P | P | PLNT | PLNT | PLNT | PLNT | PLNT
ACCT1081399SE | P | P | P | P | P | PLNT | PLNT | PLNT | PLNT | PLNT
ACCT1081399RCL | P | P | P | P | P
ACCT1081399
ACCT111SPSGP | P | P | P | P | P | PLNT | PLNT | PLNT | PLNT | PLNT
ACCT111SPSG | P | P | P | P | P | PLNT | PLNT | PLNT | PLNT | PLNT
ACCT111SP
ACCT111GPS | G-SITUS | G-SITUS | G-SITUS | G-SITUS | G-SITUS | PLNT | PLNT | PLNT | PLNT | PLNT
ACCT111GPCN | CUST | CUST | CUST | CUST | CUST | CUST | CUST | CUST | CUST | CUST
ACCT111GPCAGW | I-SG | I-SG | I-SG | I-SG | I-SG | PLNT | PLNT | PLNT | PLNT | PLNT
ACCT111GPSO | PTD | PTD | PTD | PTD | PTD | PLNT | PLNT | PLNT | PLNT | PLNT
ACCT111GPSE | P | P | P | P | P | PLNT | PLNT | PLNT | PLNT | PLNT
ACCT111GP
ACCT111HPDGP | P | P | P | P | P | PLNT | PLNT | PLNT | PLNT | PLNT
ACCT111HPCAGW | P | P | P | P | P | PLNT | PLNT | PLNT | PLNT | PLNT
ACCT111HP
ACCT111IPS | I-SITUS | I-SITUS | I-SITUS | I-SITUS | I-SITUS | PLNT | PLNT | PLNT | PLNT | PLNT
ACCT111IPDGP | I-DGP | I-DGP | I-DGP | I-DGP | I-DGP | PLNT | PLNT | PLNT | PLNT | PLNT
ACCT111IPDGU | I-DGU | I-DGU | I-DGU | I-DGU | I-DGU | PLNT | PLNT | PLNT | PLNT | PLNT
ACCT111IPSE | P | P | P | P | P | PLNT | PLNT | PLNT | PLNT | PLNT
ACCT111IPSG | I-SG | I-SG | I-SG | I-SG | I-SG | PLNT | PLNT | PLNT | PLNT | PLNT
ACCT111IPCN | CUST | CUST | CUST | CUST | CUST | CUST | CUST | CUST | CUST | CUST
ACCT111IPJBG | I-SG | I-SG | I-SG | I-SG | I-SG | PLNT | PLNT | PLNT | PLNT | PLNT
ACCT111IPCAGW | I-SG | I-SG | I-SG | I-SG | I-SG | PLNT | PLNT | PLNT | PLNT | PLNT
ACCT111IPJBG | P | P | P | P | P | PLNT | PLNT | PLNT | PLNT | PLNT
ACCT111IPSO | PTD | PTD | PTD | PTD | PTD | PLNT | PLNT | PLNT | PLNT | PLNT
ACCT111IP
ACCT111DOTH | NUTIL | NUTIL | NUTIL | NUTIL | NUTIL
ACCT111IP
ACCT111390CAGW | PTD | PTD | PTD | PTD | PTD | PLNT | PLNT | PLNT | PLNT | PLNT
ACCT111390S | G-SITUS | G-SITUS | G-SITUS | G-SITUS | G-SITUS | PLNT | PLNT | PLNT | PLNT | PLNT
ACCT111390SO | PTD | PTD | PTD | PTD | PTD | PLNT | PLNT | PLNT | PLNT | PLNT
ACCT111390

## Func Factors
Func Factor Table
PacifiCorp
Cost Of Service By Rate Schedule
State of Washington
WCA
12 Months Ending June 2018
12 Months Ended Jun 2019
A | B | C | E | F | G | H | I
FACTOR NAME | Generation | Transmission | Distribution | Customer | Common | TOT | Description
ACCMDIT | 0.48958 | 0.25916 | 0.25053 | 0.00072885 | 0 | 1 | Deferred Income Tax - Balance
BOOKDEPR | 0.60234 | 0.16399 | 0.23218 | 0.001487 | 0 | 1 | Book Depreciation
COM_EQ | 0 | 0 | 0 | 0 | 0 | 0 | Communications Equipment
CUST | 0 | 0 | 0 | 1 | 0 | 1 | Distribution Retail
DDS2 | 0.99893 | 0.057818 | 0.3171 | -0.37969 | 0.0058415 | 1 | Deferred Debits - Situs
DDS6 | 0 | 0 | 0 | 0 | 0 | 0 | Deferred Debits - Situs
DDSO2 | 0.40282 | 0.076723 | 0.28291 | 0.12046 | 0.1171 | 1 | Deferred Debits - System Overhead
DDSO6 | 0 | 0 | 0 | 0 | 0 | 0 | Deferred Debits - System Overhead
DEFSG | 0.8364 | 0.1636 | 0 | 0 | 0 | 1 | Deferred Debit - System Generation
COMMON | 0 | 0 | 0 | 0 | 1 | 1 | Common Function
DPW | 0 | 0 | 1 | 0 | 0 | 1 | Distribution Poles & Wires
ESD | 0.3 | 0.1 | 0.6 | 0 | 0 | 1 | Environmental Services Department
FERC | 0.50397 | 0.49603 | 0 | 0 | 0 | 1 | FERC Fees
G | 0.2125 | 0.35286 | 0.42024 | 0.014407 | 0 | 1 | General Plant
G-DGP | 0.6615 | 0.3385 | 0 | 0 | 0 | 1 | General Plant - DGP Factor
G-DGU | 0.6615 | 0.3385 | 0 | 0 | 0 | 1 | General Plant - DGU Factor
GP | 0.47257 | 0.248 | 0.27259 | 0.0068334 | 0 | 1 | Total Plant
G-SG | 0.41521 | 0.58479 | 0 | 0 | 0 | 1 | General Plant - SG Factor
G-SITUS | 0 | 0.30584 | 0.69416 | 0 | 0 | 1 | General Plant - SITUS Factor
I | 0.37925 | 0.12915 | 0.09722 | 0.19748 | 0.1969 | 1 | Intangible Plant
I-DGP | 1 | 0 | 0 | 0 | 0 | 1 | Intangible Plant - DGP Factor
I-DGU | 1 | 0 | 0 | 0 | 0 | 1 | Intangible Plant - DGU Factor
I-SG | 0.83343 | 0.16657 | 0 | 0 | 0 | 1 | Intangible Plant - SG Factor
I-SITUS | 3.1997 | -1.3176 | -0.88208 | 0 | 0 | 1 | Intangible Plant - SITUS Factor
LABOR | 0.40374 | 0.076016 | 0.26681 | 0.12851 | 0.12492 | 1 | Direct Labor Expense
MSS | 0.86793 | 0.0044747 | 0.1276 | 0 | 0 | 1 | Materials & Supplies
NONE | 0 | 0 | 0 | 0 | 0 | 0 | Not Functionalized
NUTIL | 0 | 0 | 0 | 0 | 0 | 0 | Non-Utility
OTHDGP | 0.17768 | 0.82232 | 0 | 0 | 0 | 1 | Other Revenues - DGP Factor
OTHDGU | 0.17768 | 0.82232 | 0 | 0 | 0 | 1 | Other Revenues - DGU Factor
OTHSE | 0 | 1 | 0 | 0 | 0 | 1 | Other Revenues - SE Factor
OTHSG | 0.17768 | 0.82232 | 0 | 0 | 0 | 1 | Other Revenues - SG Factor
OTHSGR | 0.17768 | 0.82232 | 0 | 0 | 0 | 1 | Other Revenues - Rolled-In SG Factor
OTHSITUS | -0.041068 | 1.0411 | 0 | 0 | 0 | 1 | Other Revenues - Situs
OTHSO | 0.48163 | 0.24646 | 0.27191 | 0 | 0 | 1 | Other Revenues - SO Factor
P | 1 | 0 | 0 | 0 | 0 | 1 | Generation
SCHMA | 0.44291 | 0.21722 | 0.32876 | 0.0085266 | 0.0025891 | 1 | Schedule M Additions
SCHMAF | 1 | 0 | 0 | 0 | 0 | 1 | Schedule M Additions - Flow Through
SCHMAP | 0.77049 | 0.029261 | 0.1027 | 0.049466 | 0.048087 | 1 | Schedule M Additions - Permanent
SCHMAP-SO | 0.78486 | 0.027428 | 0.096271 | 0.046369 | 0.045076 | 1 | Schedule M Additions - Permanent SO
SCHMAT | 0.44221 | 0.21762 | 0.32924 | 0.0084396 | 0.0024923 | 1 | Schedule M Additions - Temporary
SCHMAT-GPS | 0 | 0 | 0 | 0 | 0 | 0 | Schedule M Additions - Temporary-GPS
SCHMAT-SE | 0.99999 | 1.641e-06 | 5.7598e-06 | 2.7742e-06 | 2.6968e-06 | 1 | Schedule M Additions - Temporary-SE
SCHMAT-SITUS | 1.9127 | -0.31224 | -0.59138 | -0.0046232 | -0.0044943 | 1 | Schedule M Additions - Temporary-SITUS
SCHMAT-SNP | 0.48151 | 0.24648 | 0.27192 | 9.5516e-05 | 0 | 1 | Schedule M Additions - Temporary-SNP
SCHMAT-SO | 0.40435 | 0.077344 | 0.26685 | 0.12751 | 0.12395 | 1 | Schedule M Additions - Temporary-SO
SCHMD | 0.56168 | 0.20228 | 0.22473 | 0.0087377 | 0.0025711 | 1 | Schedule M Deductions
SCHMDF | 1 | 0 | 0 | 0 | 0 | 1 | Schedule M Deductions - Flow Through
SCHMDP | 0.49891 | 0.28427 | 0.27304 | -0.028509 | -0.027714 | 1 | Schedule M Deductions - Permanent
SCHMDP-SO | [5 empty] | 0 | Schedule M Deductions - Permanent SO
SCHMDT | 0.56169 | 0.20227 | 0.22472 | 0.0087411 | 0.0025738 | 1 | Schedule M Deductions - Temporary
SCHMDT-GPS | 0.48163 | 0.24646 | 0.27191 | 0 | 0 | 1 | Schedule M Deductions - Temporary-GPS
SCHMDT-SG | 1.0105 | -0.010454 | 0 | 0 | 0 | 1 | Schedule M Deductions - Temporary-SG
SCHMDT-SITUS | 1.215 | 0.031462 | 0.058538 | -0.24315 | -0.0619 | 1 | Schedule M Deductions - Temporary-SITUS
SCHMDT-SNP | 0.48163 | 0.24646 | 0.27191 | 0 | 0 | 1 | Schedule M Deductions - Temporary-SNP
SCHMDT-SO | 0.41048 | 0.11671 | 0.29523 | 0.090919 | 0.086662 | 1 | Schedule M Deductions - Temporary-SO
T | 0 | 1 | 0 | 0 | 0 | 1 | Transmission
TAXDEPR | 0.44571 | 0.26189 | 0.28234 | 0.010063 | 0 | 1 | Tax Depreciation
TD | 0 | 0.47545 | 0.52455 | 0 | 0 | 1 | Transmission / Distribution
CWC | 0.70414 | 0.1604 | 0.072599 | 0.026209 | 0.036648 | 1 | Cash Working Capital
CSDSM | 0.016726 | 0 | 0 | 0.98327 | 0 | 1 | Customer DSM Expense
DITEXP | [5 empty] | 0 | Deferred Income Tax - Expense
FIT | 0.89092 | 0.0069857 | 0.066398 | -0.018422 | 0.054116 | 1 | Federal Income Taxes
IBT | 0.89096 | 0.006983 | 0.066372 | -0.018414 | 0.054095 | 1 | Income Before Taxes
PT | 0.71494 | 0.28506 |  |  |  | 1 | Generation / Transmission
PTD | 0.50424 | 0.20105 | 0.29471 |  |  | 1 | Prod, Trans, Dist Plant
REVREQ | 0.64529 | 0.17512 | 0.12901 | 0.019491 | 0.031088 | 1 | Revenue Requirement
SIT | 0.2 | 0.2 | 0.2 | 0.2 | 0.2 | 1 | State Income Taxes

## Func Dist Factor Table
Factor Table Dist
PacifiCorp
Cost Of Service By Rate Schedule
State of Washington
WCA
12 Months Ending June 2018
Distribution Functionalization Factors
A | B | C | D | E | F | G | H
FACTOR | DIS SUBS | DIS P & C | DIS XFMR | DIS METER | DIS SERVICE | TOTAL | DESCRIPTION
SUBS | 1 | 0 | 0 | 0 | 0 | 1 | Substations
PC | 0 | 1 | 0 | 0 | 0 | 1 | Poles & Conductor
XFMR | 0 | 0 | 1 | 0 | 0 | 1 | Transformer
METR | 0 | 0 | 0 | 1 | 0 | 1 | Meters
SERV | 0 | 0 | 0 | 0 | 1 | 1 | Services
CUST | 0 | 0 | 0 | 0 | 0 | 0 | Customer Accounting & Service
MISC | 0 | 0 | 0 | 0 | 0 | 0 | Miscellaneous
PLNT | 0.14389 | 0.47029 | 0.22932 | 0.026184 | 0.13032 | 1 | Distribution Plant
PLNT2 | 0.23428 | 0.76572 | 0 | 0 | 0 | 1 | Substations, Poles & Conductor
DISom | 0.13001 | 0.82239 | 0.0094676 | 0.038129 | 0 | 1 | Dist. Cust. Acctg, Service, Sales O & M
INTN | 0.14389 | 0.47029 | 0.22932 | 0.026184 | 0.13032 | 1 | Distribution Related Intangible Plant
GENL | 0.14389 | 0.47029 | 0.22932 | 0.026184 | 0.13032 | 1 | Distribution Related General Plant
ZERO | 0 | 0 | 0 | 0 | 0 | 0 | -
DRB | 0.21114 | 0.42329 | 0.19651 | 0.030768 | 0.1383 | 1 | Distribution Rate Base

## COS Allocation Options
COS ALLOCATION OPTIONS
|  | Select One --------------------------> | Commission | MSP | WCA | Option-4
|  |  | Peak Credit | Option | Method | (Undefined)
FERC
ACCT |  | DESCRIPTION | COS Factor | COS Factor | COS Factor | COS Factor
440 | Residential Sales |  | A | A | A | A
442 | Commercial & Industrial Sales |  | A | A | A | A
|  | Interruptible Demand | F10 | F10 | F10 | F10
|  | Interruptible Energy | F10 | F30 | F10 | F30
444 | Public Street & Highway Lighting |  | A | A | A | A
445 | Other Sales to Public Authority |  | A | A | A | A
448 | Interdepartmental |  | A | A | A | A
|  | Demand | F10 | F10 | F10 | F10
Total Sales to Ultimate Customers
447 | Sales for Resale |  | F10 | F30 | F10 | F30
447NPC | Sales for Resale - NPC
|  | Demand | F10 | F30 | F10 | F30
|  | Energy | F10 | F30 | F10 | F30
449 | Provision for Rate Refund |  | F11 | F11 | F11 | F11
|  |  | F10 | F10 | F10 | F10
State Specific Revenue Credit |  |  | F140x | F140x | F140x | F140x
AGA Revenue |  |  | A | A | A | A
Total Sales from Electricity
Other Electric Operating Revenues
450 | Forfeited Discounts & Interest |  | A | A | A | A
|  | Customers | F40 | F40 | F40 | F40
451 | Misc Electric Revenue |  | A | A | A | A
|  | Demand | F10 | F10 | F10 | F10
|  | Customer | F40 | F40 | F40 | F40
453 | Water Sales |  | F10 | F10 | F12 | F10
454 | Rent of Electric Property |  | A | A | A | A
|  | Demand | F10 | F10 | F10 | F10
|  | Demand | F10 | F10 | F10 | F10
|  | Jim Bridger Generation | F10 | F10 | F10 | F10
|  | Customer | F40 | F40 | F40 | F40
456 | Other Electric Revenue | Situs | A | A | A | A
|  | Wheeling Revenue - Generation | F10 | F10 | F12 | F10
|  | Demand | F10 | F10 | F12 | F10
|  | Jim Bridger Generation | F10 | F10 | F12 | F10
|  | System Overhead | F40 | F40 | F40 | F40
|  | Demand | F10 | F10 | F12 | F10
|  | Wheeling Revenue - Energy | F10 | F10 | F12 | F10
Total Other Electric Operating Revenues
Total Electric Operating Revenues
Miscellaneous Revenues
41160 | Gain on Sale of Utility Plant - CR |  | F10 | F10 | F12 | F10
41170 | Loss on Sale of Utility Plant |  | F10 | F10 | F12 | F10
4118 | Gain from Emission Allowances |  | F10 | F10 | F12 | F10
41181 | Gain from Disposition of NOX Credits |  | F10 | F10 | F12 | F10
4194 | Impact Housing Interest Income |  | F10 | F10 | F12 | F10
421 | (Gain)/Loss on Sale of Utility Plant |  | F10 | F10 | F12 | F10
Total Miscellaneous Revenues
Miscellaneous Expenses
4311 | Interest on Customer Deposits |  | F80 | F80 | F80 | F80
Net Miscellaneous Revenues And Expense
Distribution - METER - Unbundled
9 |  | A | C | C | C | C
FERC ACCT |  | DESCRIPTION | COS Factor | COS Factor | COS Factor | COS Factor
500 | Operation Suprvn & Engineering |  | F10 | F10 | F10 | F10
|  | Jim Bridger Generation | F10 | F10 | F10 | F10
|  | Demand | F10 | F10 | F10 | F10
Total 500
501 | Fuel Related |  | F10 | F30 | F10 | F30
|  | Demand | F10 | F32 | F10 | F30
|  | Jim Bridger Energy | F10 | F33 | F10 | F30
|  | Energy | F10 | F33 | F10 | F30
501NPC | Fuel Related - NPC
| S |  | F10 | F33 | F10 | F30
| CAEW |  | F10 | F33 | F10 | F30
Total 501
502 | Steam Expenses |  | F10 | F10 | F10 | F10
|  | SE/CAEW/CAEE | F10 | F10 | F10 | F10
503 | Steam From Other Sources |  | F10 | F10 | F10 | F10
503NPC | Steam From Other Sources-NPC
| SE |  | F10 | F10 | F10 | F10
| CAEW |  | F10 | F10 | F10 | F10
| CAEE |  | F10 | F10 | F10 | F10
Total 503
505 | Electric Expenses |  | F10 | F10 | F10 | F10
|  | Cholla | F10 | F10 | F10 | F10
Total 505
506 | Misc. Steam Expense |  | F10 | F10 | F10 | F10
|  | System Energy | F10 | F30 | F10 | F30
|  | Cholla | F10 | F10 | F10 | F10
Total 506
507 | Rents |  | F10 | F10 | F10 | F10
|  | Cholla | F10 | F10 | F10 | F10
Total 507
510 | Maint Supervision & Engineering |  | F10 | F10 | F10 | F10
|  | Cholla | F10 | F10 | F10 | F10
Total 510
511 | Maintenance of Structures |  | F10 | F10 | F10 | F10
|  | Cholla | F10 | F10 | F10 | F10
Total 511
512 | Maintenance of Boiler Plant |  | F10 | F10 | F10 | F10
|  |  | F10 | F10 | F10 | F10
|  | Cholla | F10 | F10 | F10 | F10
Total 512
513 | Maintenance of Electric Plant |  | F10 | F10 | F10 | F10
|  | Cholla | F10 | F10 | F10 | F10
Total 513
514 | Maint of Misc. Steam Plant |  | F10 | F10 | F10 | F10
|  | Cholla | F10 | F10 | F10 | F10
Total 514
Total Steam Power Generation
517 | Operation Super & Engineering |  | F10 | F10 | F10 | F10
518 | Nuclear Fuel Expense |  | F30 | F30 | F10 | F30
519 | Coolants and Water |  | F10 | F10 | F10 | F10
520 | Steam Expenses |  | F10 | F10 | F10 | F10
523 | Electric Expenses |  | F10 | F10 | F10 | F10
524 | Misc. Nuclear Expenses |  | F10 | F10 | F10 | F10
528 | Maint Supervision & Eng |  | F10 | F10 | F10 | F10
529 | Maintenance of Structures |  | F10 | F10 | F10 | F10
530 | Maintenance of Reactor Plant |  | F10 | F10 | F10 | F10
531 | Maintenance of Electric Plant |  | F10 | F10 | F10 | F10
532 | Maintenance of Misc Nuclear |  | F10 | F10 | F10 | F10
Total Nuclear Power Generation
Distribution - METER - Unbundled
9 |  | A | C | C | C | C
FERC ACCT |  | DESCRIPTION | COS Factor | COS Factor | COS Factor | COS Factor
535 | Operation Super & Engineering |  | F10 | F10 | F10 | F10
|  |  | F10 | F10 | F10 | F10
536 | Water For Power |  | F10 | F10 | F10 | F10
537 | Hydraulic Expenses |  | F10 | F10 | F10 | F10
538 | Electric Expenses |  | F10 | F10 | F10 | F10
539 | Misc. Hydro Expenses |  | F10 | F10 | F10 | F10
540 | Rents (Hydro Generation) |  | F10 | F10 | F10 | F10
541 | Maint Supervision & Engineering |  | F10 | F10 | F10 | F10
542 | Maintenance of Structures |  | F10 | F10 | F10 | F10
543 | Maint of Dams & Waterways |  | F10 | F10 | F10 | F10
544 | Maintenance of Electric Plant |  | F10 | F10 | F10 | F10
545 | Maint of Misc. Hydro Plant |  | F10 | F10 | F10 | F10
|  | SG | F10 | F10 | F10 | F10
|  | CAGW | F10 | F10 | F10 | F10
Total Hydraulic Power Generation
546 | Operation Super & Engineering |  | F10 | F10 | F10 | F10
547 | Fuel |  | F10 | F30 | F10 | F30
|  | CAEW/CAEE | F10 | F32 | F10 | F10
547 NPC | Fuel-NPC |  | F10 | F30 | F10 | F30
|  | CAEW | F10 | F30 | F10 | F30
|  | S | F10 | F30 | F10 | F30
Total 547
548 | Generation Expense |  | F10 | F10 | F10 | F10
|  | CAGW | F10 | F10 | F10 | F10
Total 548
549 | Miscellaneous Other |  | F10 | F10 | F10 | F10
|  | CAGE/CAGW | F10 | F10 | F10 | F10
550 | Maint Supervision & Engineering
|  | CAGW | F10 | F10 | F10 | F10
|  | SG | F10 | F10 | F10 | F10
Total 550
552 | Maintenance of Structures |  | F10 | F10 | F10 | F10
553 | Maint of Generation & Elect Plant |  | F10 | F10 | F10 | F10
|  | CAGW | F10 | F10 | F10 | F10
Total 553
554 | Maintenance of Misc. Other |  | F10 | F10 | F10 | F10
|  | CAGW | F10 | F10 | F10 | F10
Total 554
Total Other Power Generation
555 | Purchased Power |  | F10 | F10 | F10 | F10
|  | SG | F10 | F10 | F10 | F10
|  | SE | F10 | F10 | F10 | F10
555 NPC | Purchases Power-NPC
|  | CAGW | F10 | F10 | F10 | F10
|  | CAEW | F10 | F10 | F10 | F10
|  | DGP | F10 | F10 | F10 | F10
|  | DGP | F10 | F10 | F10 | F10
Total 555
556 | System Control & Load Dispatch |  | F10 | F10 | F10 | F10
557 | Other Expenses |  | F10 | F10 | F10 | F10
Embedded Cost Differentials
|  | Company Owned Hydro | F10 | F10 | F10 | F10
|  | Company Owned Hydro | F10 | F10 | F10 | F10
|  | Mid-C Contract | F10 | F10 | F10 | F10
|  | Mid-C Contract | F10 | F10 | F10 | F10
|  | Existing QF Contracts | F10 | F10 | F10 | F10
|  | Existing QF Contracts | F10 | F10 | F10 | F10
Total Other Power Supply
TOTAL GENERATION EXPENSE
Distribution - METER - Unbundled
9 |  | A | C | C | C | C
FERC ACCT |  | DESCRIPTION | COS Factor | COS Factor | COS Factor | COS Factor
560 | Operation Supervision & Eng |  | F106 | F106 | F12 | F106
561 | Load Dispatching |  | F106 | F106 | F12 | F106
562 | Station Expense |  | F106 | F106 | F12 | F106
563 | Overhead Line Expense |  | F106 | F106 | F12 | F106
564 | Underground Line Expense |  | F106 | F106 | F12 | F106
565 | Transm of Electricity by Others |  | F10 | F10 | F12 | F10
565NPC | Transmission of Electricity by Others-NPC
|  | CAGW | F10 | F10 | F12 | F10
|  | SE | F10 | F30 | F12 | F30
|  | SE | F10 | F30 | F12 | F30
566 | Misc. Transmission Expense |  | F106 | F106 | F12 | F106
567 | Rents - Transmission |  | F106 | F106 | F12 | F106
568 | Maint Supervision & Engineering |  | F106 | F106 | F12 | F106
569 | Maintenance of Structures |  | F106 | F106 | F12 | F106
570 | Maint of Station Equipment |  | F106 | F106 | F12 | F106
571 | Maintenance of Overhead Lines |  | F106 | F106 | F12 | F106
572 | Maint of Underground Lines |  | F106 | F106 | F12 | F106
573 | Maint of Misc Transmission Plant |  | F106 | F106 | F12 | F106
TOTAL TRANSMISSION EXPENSE
Distribution - METER - Unbundled
9 |  | A | C | C | C | C
FERC ACCT |  | DESCRIPTION | COS Factor | COS Factor | COS Factor | COS Factor
580 | Operation Supervision & Eng |  | F131 | F131 | F131 | F131
581 | Load Dispatching |  | F20 | F20 | F20 | F20
582 | Station Expense |  | F120 | F120 | F120 | F120
583 | Overhead Line Expenses |  | F132 | F132 | F132 | F132
584 | Underground Line Expense |  | F133 | F133 | F133 | F133
585 | Street Lighting & Signal Systems |  | F130 | F130 | F130 | F130
586 | Meter Expenses |  | F127 | F127 | F127 | F127
587 | Customer Installation Expenses |  | F20 | F20 | F20 | F20
588 | Misc. Distribution Expenses |  | F131 | F131 | F131 | F131
589 | Rents |  | F131 | F131 | F131 | F131
590 | Maint Supervision & Engineering |  | F131 | F131 | F131 | F131
591 | Maintenance of Structures |  | F119 | F119 | F119 | F119
592 | Maint of Station Equipment |  | F120 | F120 | F120 | F120
593 | Maintenance of Overhead Lines |  | F134 | F134 | F134 | F134
594 | Maint of Underground Lines |  | F135 | F135 | F135 | F135
595 | Maint of Line Transformers |  | F125 | F125 | F125 | F125
596 | Maint of Street Lighting & Signals |  | F130 | F130 | F130 | F130
597 | Maintenance of Meters |  | F127 | F127 | F127 | F127
598 | Maint of Misc. Distribution Plant |  | F131 | F131 | F131 | F131
TOTAL DISTRIBUTION EXPENSE
901 | Supervision |  | F136 | F136 | F136 | F136
902 | Meter Reading Expense |  | F41 | F41 | F41 | F41
903 | Customer Receipts & Collections |  | F42 | F42 | F42 | F42
904 | Uncollectible Accounts |  | F80 | F80 | F80 | F80
905 | Misc. Customer Accounts Exp |  | F136 | F136 | F136 | F136
TOTAL CUSTOMER ACCOUNTS EXPENSE
Distribution - METER - Unbundled
9 |  | A | C | C | C | C
FERC ACCT |  | DESCRIPTION | COS Factor | COS Factor | COS Factor | COS Factor
907 | Supervision |  | F40 | F40 | F40 | F40
908 | Customer Assistance |  | F40 | F40 | F40 | F40
909 | Informational & Instructional Adv |  | F40 | F40 | F40 | F40
910 | Misc. Customer Service |  | F40 | F40 | F40 | F40
TOTAL CUSTOMER SERVICE EXPENSE
911 | Supervision |  | F40 | F40 | F40 | F40
912 | Demonstration & Selling Expense |  | F40 | F40 | F40 | F40
913 | Advertising Expense |  | F40 | F40 | F40 | F40
916 | Misc. Sales Expense |  | F40 | F40 | F40 | F40
TOTAL SALES EXPENSE
920 | Administrative & General Salaries |  | F102x | F102x | F102x | F102x
|  | Customer - System | F42 | F42 | F42 | F42
|  | System Overheads | F102x | F102x | F102x | F102x
921 | Office Supplies & expenses |  | F102x | F102x | F102x | F102x
|  | Customer - System | F42 | F42 | F42 | F42
|  | System Overheads | F102x | F102x | F102x | F102x
Office Supplies & expenses
922 | A&G Expenses Transferred | System Overheads | F102x | F102x | F102x | F102x
923 | Outside Services |  | F102x | F102x | F102x | F102x
|  | Customer - System | F42 | F42 | F42 | F42
|  | System Overheads | F102x | F102x | F102x | F102x
|  | JBG | F102x | F102x | F102x | F102x
|  | System Overheads | F102x | F102x | F102x | F102x
Outside Services
924 | Property Insurance |  | F102x | F102x | F102x | F102x
|  | System Overheads | F102x | F102x | F102x | F102x
925 | Injuries & Damages |  | F102x | F102x | F102x | F102x
| Injuries & Damages |  | F102x | F102x | F102x | F102x
926 | Employee Pensions & Benefits |  | F138x | F138x | F138x | F138x
927 | Franchise Requirements |  | F102 | F102 | F102 | F102
928 | Regulatory Commission Expense |  | F141 | F141 | F141 | F141
|  | Regulatory Expense | F141 | F141 | F141 | F141
929 | Duplicate Charges |  | F138x | F138x | F138x | F138x
930 | Misc General Expenses
|  | Situs | F138x | F138x | F138x | F138x
|  | Customer | F138x | F138x | F138x | F138x
|  | Labor | F138x | F138x | F138x | F138x
|  | Labor | F138x | F138x | F138x | F138x
|  | Customer | F138x | F138x | F138x | F138x
931 | Rents |  | F102x | F102x | F102x | F102x
935 | Maintenance of General Plant |  | F108 | F108 | F108 | F108
TOTAL ADMINISTRATIVE & GEN EXPENSE
TOTAL O & M EXPENSE
Distribution - METER - Unbundled
9 |  | A | C | C | C | C
FERC ACCT |  | DESCRIPTION | COS Factor | COS Factor | COS Factor | COS Factor
403SP | Steam Depreciation |  | F10 | F10 | F10 | F10
403NP | Nuclear Depreciation |  | F10 | F10 | F10 | F10
403HP | Hydro Depreciation |  | F10 | F10 | F10 | F10
403OP | Other Generation Depreciation |  | F10 | F10 | F10 | F10
|  | SG | F10 | F10 | F10 | F10
|  | CAEW | F10 | F10 | F10 | F10
|  | CAGW | F10 | F10 | F10 | F10
|  | CAGE | F10 | F10 | F10 | F10
Total 403OP
403TP | Transmission Depreciation |  | F106 | F106 | F106 | F106
403 | Distribution Depreciation
|  | Land Rights | F118 | F118 | F118 | F118
|  | Structures | F119 | F119 | F119 | F119
|  | Station Equip | F120 | F120 | F120 | F120
|  | Poles & Towers | F121 | F121 | F121 | F121
|  | OH Conductors | F122 | F122 | F122 | F122
|  | UG Conduit | F123 | F123 | F123 | F123
|  | UG Conductor | F124 | F124 | F124 | F124
|  | Line Transformer | F125 | F125 | F125 | F125
|  | Services | F126 | F126 | F126 | F126
|  | Meters | F127 | F127 | F127 | F127
|  | Inst Cust Premises | F128 | F128 | F128 | F128
|  | Leased Property | F129 | F129 | F129 | F129
|  | Street Lighting | F130 | F130 | F130 | F130
Total Distribution Expense
403GP | General Depreciation
|  | S | F107x | F107x | F107x | F107x
|  | DGP | F105x | F105x | F105x | F105x
|  | DGU | F105x | F105x | F105x | F105x
|  | SE | F10 | F30 | F10 | F30
|  | CN | F42 | F42 | F42 | F42
|  | SG/CAGW/CAGE | F105x | F105x | F105x | F105x
|  | SO | F102x | F102x | F102x | F102x
|  | CAEW | F105x | F105x | F105x | F105x
|  | JBG | F105x | F105x | F105x | F105x
|  | JBE | F10 | F10 | F10 | F10
Total General Expense
403GV0 | General Vehicles |  | F105x | F105x | F105x | F105x
403MP | Mining Depreciation |  | F10 | F30 | F10 | F30
403EP | Experimental Plant Depreciation |  | F10 | F10 | F10 | F10
TOTAL DEPRECIATION EXPENSE
404CLG | Amort of LT Plant - Cap. Lease Gen
|  | S | F10 | F10 | F12 | F10
|  | SG/CAGW | F10 | F10 | F10 | F10
|  | SO | F102x | F102x | F102x | F102x
|  | DGU | F10 | F10 | F10 | F10
|  | CN | F42 | F42 | F42 | F42
|  | DGP | F10 | F10 | F10 | F10
|  | SG | F10 | F10 | F10 | F10
Total Amort. Cap. Lease General
404CLS | Amort of LT Plant - Cap Lease Steam |  | F10 | F10 | F10 | F10
404IP | Amort of LT Plant - Intangible Plant
|  | S | F107x | F107x | F107x | F107x
|  | SE | F10 | F30 | F10 | F30
|  | SG/CAGW | F105x | F105x | F105x | F105x
|  | SO | F102x | F102x | F102x | F102x
|  | CN | F42 | F42 | F42 | F42
|  | DGP | F10 | F10 | F10 | F10
|  | DGU | F10 | F10 | F10 | F10
|  | CAEW | F10 | F10 | F10 | F10
|  | CAGW | F105x | F105x | F105x | F105x
|  | JBG | F105x | F105x | F105x | F105x
Total Amort. Intangible Plant
Distribution - METER - Unbundled
9 |  | A | C | C | C | C
FERC ACCT |  | DESCRIPTION | COS Factor | COS Factor | COS Factor | COS Factor
404O | Amort of LT Plant - Other Plant |  | F10 | F10 | F10 | F10
404HP | Amort of Other Electric Plant |  | F110 | F110 | F110 | F110
405 | Amort of Other Electric Plant |  | F110 | F110 | F110 | F110
406 | Amort of Plant Acquisition Adj |  | F10 | F10 | F10 | F10
407 | Amort of Prop Losses, Unrec Plant, |  | F110 | F110 | F110 | F110
TOTAL AMORTIZATION EXPENSE
408 | Total Taxes Other Than Income |  | F101x | F101x | F101x | F101x
41140 | Deferred I T C - Federal |  | F101x | F101x | F101x | F101x
41141 | Deferred I T C - Idaho |  | F101x | F101x | F101x | F101x
TOTAL DEFERRED ITC
41010 | Deferred Income Tax - Federal-DR |  | F101x | F101x | F101x | F101x
41020 | Deferred Income Tax - State-DR |  | F101x | F101x | F101x | F101x
41120 | Deferred Income Tax - Federal-CR |  | F101x | F101x | F101x | F101x
41111 | Deferred Income Tax - State-CR |  | F101x | F101x | F101x | F101x
TOTAL DEFERRED INCOME TAXES
40911 | State Income Taxes |  | F101x | F101x | F101x | F101x
40910 | Federal Income Tax |  | F101x | F101x | F101x | F101x
TOTAL OPERATING EXPENSES
Distribution - METER - Unbundled
9 |  | A | C | C | C | C
FERC ACCT |  | DESCRIPTION | COS Factor | COS Factor | COS Factor | COS Factor
310 | Land and Land Rights |  | F10 | F10 | F10 | F10
|  | JBG | F10 | F10 | F10 | F10
Total 310
311 | Structures and Improvements |  | F10 | F10 | F10 | F10
|  | JBG | F10 | F10 | F10 | F10
Total 311
312 | Boiler Plant Equipment
|  | SG | F10 | F10 | F10 | F10
|  | S | F10 | F10 | F10 | F10
|  | CAGW | F10 | F10 | F10 | F10
|  | JBG | F10 | F10 | F10 | F10
Total 312
314 | Turbogenerator Units |  | F10 | F10 | F10 | F10
|  | JBG | F10 | F10 | F10 | F10
Total 314
315 | Accessory Electric Equipment |  | F10 | F10 | F10 | F10
|  | JBG | F10 | F10 | F10 | F10
Total 316
316 | Misc Power Plant Equipment |  | F10 | F10 | F10 | F10
|  | JBG | F10 | F10 | F10 | F10
Total 316
S00 | Unclassified Steam Plant - Acct 300 |  | F10 | F10 | F10 | F10
Total Steam Generation Plant
320 | Land and Land Rights |  | F10 | F10 | F10 | F10
321 | Structures and Improvements |  | F10 | F10 | F10 | F10
322 | Reactor Plant Equipment |  | F10 | F10 | F10 | F10
323 | Turbogenerator Units |  | F10 | F10 | F10 | F10
324 | Land and Land Rights |  | F10 | F10 | F10 | F10
325 | Misc. Power Plant Equipment |  | F10 | F10 | F10 | F10
N00 | Unclassified Nuclear Plt - Acct 300 |  | F10 | F10 | F10 | F10
Total Nuclear Generation Plant
330 | Land and Land Rights |  | F10 | F10 | F10 | F10
331 | Structures and Improvements |  | F10 | F10 | F10 | F10
332 | Reservoirs, Dams & Waterways |  | F10 | F10 | F10 | F10
333 | Water Wheel, Turbines, & Generators |  | F10 | F10 | F10 | F10
334 | Accessory Electric Equipment |  | F10 | F10 | F10 | F10
335 | Misc. Power Plant Equipment |  | F10 | F10 | F10 | F10
336 | Roads, Railroads & Bridges |  | F10 | F10 | F10 | F10
H00 | Unclassified Hydro Plant - Acct 300 |  | F10 | F10 | F10 | F10
Total Hydraulic Plant
Distribution - METER - Unbundled
9 |  | A | C | C | C | C
FERC ACCT |  | DESCRIPTION | COS Factor | COS Factor | COS Factor | COS Factor
340 | Land and Land Rights |  | F10 | F10 | F10 | F10
Total 340
341 | Structures and Improvements |  | F10 | F10 | F10 | F10
Total 341
342 | Fuel Holders, Producers & Access |  | F10 | F10 | F10 | F10
Total 342
343 | Prime Movers |  | F10 | F10 | F10 | F10
Total 343
344 | Generators |  | F10 | F10 | F10 | F10
Total 344
345 | Accessory Electric Plant |  | F10 | F10 | F10 | F10
Total 345
346 | Misc. Power Plant Equipment |  | F10 | F10 | F10 | F10
O00 | Unclassified Other Prod - Acct 300 |  | F10 | F10 | F10 | F10
Total Other Generation Plant
Experimental Plant
103 | Experimental Plant |  | F10 | F10 | F10 | F10
TOTAL GENERATION PLANT
350 | Land and Land Rights
|  | Demand | F10 | F10 | F12 | F10
|  | Direct Assigned | A | A | A | A
352 | Structures and Improvements
|  | Demand | F10 | F10 | F12 | F10
|  | Direct Assigned | A | A | A | A
353 | Station Equipment
|  | Demand | F10 | F10 | F12 | F10
|  | Direct Assigned | A | A | A | A
354 | Towers and Fixtures
|  | Demand | F10 | F10 | F12 | F10
|  | Direct Assigned | A | A | A | A
355 | Poles and Fixtures
|  | Demand | F10 | F10 | F12 | F10
|  | Direct Assigned | A | A | A | A
356 | Overhead Conductors
|  | Demand | F10 | F10 | F12 | F10
|  | Direct Assigned | A | A | A | A
357 | Underground Conduit
|  | Demand | F10 | F10 | F12 | F10
|  | Direct Assigned | A | A | A | A
358 | Underground Conductors
|  | Demand | F10 | F10 | F12 | F10
|  | Direct Assigned | A | A | A | A
359 | Roads and Trails
|  | Demand | F10 | F10 | F12 | F10
|  | Direct Assigned | A | A | A | A
T00 | Unclassified Trans Plant - Acct 300 |  | F10 | F10 | F10 | F10
TS0 | Unclassified Trans Sub - Acct 300 |  | F10 | F10 | F10 | F10
TOTAL TRANSMISSION PLANT
Distribution - METER - Unbundled
9 |  | A | C | C | C | C
FERC ACCT |  | DESCRIPTION | COS Factor | COS Factor | COS Factor | COS Factor
360 | Land and Land Rights
|  | Demand Primary | F20A | F20A | F20A | F20A
|  | Assigned | A | A | A | A
361 | Structures and Improvements
|  | Demand Primary | F20 | F20 | F20 | F20
|  | Assigned | A | A | A | A
362 | Station Equipment
|  | Demand Primary | F20A | F20A | F20A | F20A
|  | Assigned | A | A | A | A
364 | Poles, Towers & Fixtures
|  | Demand Primary | F20A | F20A | F20A | F20A
|  | Demand Secondary | F22 | F22 | F22 | F22
|  | Assigned | A | A | A | A
365 | Overhead Conductors
|  | Demand Primary | F20A | F20A | F20A | F20A
|  | Demand Secondary | F22 | F22 | F22 | F22
|  | Assigned | A | A | A | A
366 | Underground Conduit
|  | Demand Primary | F20A | F20A | F20A | F20A
|  | Demand Secondary | F22 | F22 | F22 | F22
|  | Assigned | A | A | A | A
367 | Underground Conductors
|  | Demand Primary | F20A | F20A | F20A | F20A
|  | Demand Secondary | F22 | F22 | F22 | F22
|  | Assigned | A | A | A | A
368 | Line Transformers
|  | Demand Secondary | F21 | F21 | F21 | F21
|  | Assigned | A | A | A | A
369 | Services
|  | Customer | F70 | F70 | F70 | F70
|  | Assigned | A | A | A | A
370 | Meters
|  | Customer | F60A | F60A | F60A | F60A
|  | Assigned | A | A | A | A
371 | Install on Customers' Premises
|  | Demand Primary | F20 | F20 | F20 | F20
|  | Demand Secondary | F22 | F22 | F22 | F22
|  | Assigned | A | A | A | A
372 | Leased Property
|  | Demand Primary | F20 | F20 | F20 | F20
|  | Demand Secondary | F22 | F22 | F22 | F22
|  | Assigned | A | A | A | A
373 | Street Lights |  | A | A | A | A
D00 | Unclassified Dist Plant - Acct 300 |  | F22 | F22 | F22 | F22
DS0 | Unclassified Dist Sub - Acct 300 |  | F20 | F20 | F20 | F20
TOTAL DISTRIBUTION PLANT
Distribution - METER - Unbundled
9 |  | A | C | C | C | C
FERC ACCT |  | DESCRIPTION | COS Factor | COS Factor | COS Factor | COS Factor
389 | Land and Land Rights
|  | S | F107x | F107x | F107x | F107x
|  | CN | F42 | F42 | F42 | F42
|  | DGU | F105x | F105x | F105x | F105x
|  | SG/CAGE/CAGW | F105x | F105x | F105x | F105x
|  | SO | F102x | F102x | F102x | F102x
Total Land & Land Rights
390 | Structures and Improvements
|  | S | F107x | F107x | F107x | F107x
|  | DGP | F105x | F105x | F105x | F105x
|  | DGU | F105x | F105x | F105x | F105x
|  | CN | F42 | F42 | F42 | F42
|  | SG/CAGE/CAGW | F105x | F105x | F105x | F105x
|  | JBG | F105x | F105x | F105x | F105x
|  | SO | F102x | F102x | F102x | F102x
Total Structures and Improvements
391 | Office Furniture & Equipment
|  | S | F107x | F107x | F107x | F107x
|  | SGP | F105x | F105x | F105x | F105x
|  | SGU | F105x | F105x | F105x | F105x
|  | CN | F42 | F42 | F42 | F42
|  | SG/CAGE/CAGW | F105x | F105x | F105x | F105x
|  | SE | F10 | F30 | F10 | F30
|  | SO | F102x | F102x | F102x | F102x
|  | JBG | F10 | F10 | F105x | F10
|  | JBE | F10 | F10 | F10 | F10
Total Office Furniture & Equipment
392 | Transportation Equipment
|  | S | F107x | F107x | F107x | F107x
|  | SO | F102x | F102x | F102x | F102x
|  | SG/CAGE/CAGW | F105x | F105x | F105x | F105x
|  | CN | F42 | F42 | F42 | F42
|  | SG-U | F105x | F105x | F105x | F105x
|  | SE | F10 | F30 | F10 | F30
|  | SGP | F105x | F105x | F105x | F105x
|  | JBG | F10 | F10 | F105x | F10
|  | CAGE | F10 | F10 | F10 | F10
Total Transportation Equipment
393 | Stores Equipment
|  | S | F107x | F107x | F107x | F107x
|  | SG-P | F105x | F105x | F105x | F105x
|  | SG-U | F105x | F105x | F105x | F105x
|  | SO | F102x | F102x | F102x | F102x
|  | SG/CAGE/CAGW | F105x | F105x | F105x | F105x
|  | JBG | F105x | F105x | F105x | F105x
Total Stores Equipment
394 | Tools, Shop & Garage Equipment
|  | S | F107x | F107x | F107x | F107x
|  | SG-P | F105x | F105x | F105x | F105x
|  | SG/CAGE/CAGW | F105x | F105x | F105x | F105x
|  | SO | F102x | F102x | F102x | F102x
|  | SE | F10 | F30 | F10 | F30
|  | SG-U | F105x | F105x | F105x | F105x
|  | JBG | F10 | F10 | F105x | F10
|  | CAGE | F10 | F10 | F102x | F10
Total Tools, Shop & Garage Equipment
395 | Laboratory Equipment
|  | S | F107x | F107x | F107x | F107x
|  | SGP | F105x | F105x | F105x | F105x
|  | SGU | F105x | F105x | F105x | F105x
|  | SO | F102x | F102x | F102x | F102x
|  | SE | F10 | F30 | F10 | F30
|  | SG/CAGE/CAGW | F105x | F105x | F105x | F105x
|  | JBG | F10 | F10 | F105x | F10
|  | CAGE | F10 | F10 | F102x | F10
Total Laboratory Equipment
396 | Power Operated Equipment
|  | S | F107x | F107x | F107x | F107x
|  | SG-P | F105x | F105x | F105x | F105x
|  | SG/CAGE/CAGW | F105x | F105x | F105x | F105x
|  | SO | F102x | F102x | F102x | F102x
|  | SG-U | F105x | F105x | F105x | F105x
|  | SE | F10 | F30 | F10 | F30
|  | JBG | F10 | F10 | F105x | F10
|  | CAGE | F10 | F10 | F102x | F10
Total Power Operated Equipment
397 | Communication Equipment
|  | S | F107x | F107x | F107x | F107x
|  | SGP | F105x | F105x | F105x | F105x
|  | SGU | F105x | F105x | F105x | F105x
|  | SO | F102x | F102x | F102x | F102x
|  | CN | F42 | F42 | F42 | F42
|  | SG/CAGE/CAGW | F105x | F105x | F105x | F105x
|  | SE | F10 | F30 | F10 | F30
|  | JBG | F10 | F10 | F105x | F10
|  | CAGE | F10 | F10 | F105x | F10
|  | CAGE | F10 | F10 | F105x | F10
Total Communication Equipment
Distribution - METER - Unbundled
9 |  | A | C | C | C | C
FERC ACCT |  | DESCRIPTION | COS Factor | COS Factor | COS Factor | COS Factor
398 | Misc. Equipment
|  | S | F107x | F107x | F107x | F107x
|  | SGP | F105x | F105x | F105x | F105x
|  | SGU | F105x | F105x | F105x | F105x
|  | CN | F42 | F42 | F42 | F42
|  | SO | F102x | F102x | F102x | F102x
|  | SE | F10 | F30 | F10 | F30
|  | SG | F105x | F105x | F105x | F105x
|  | JBG | F105x | F105x | F105x | F105x
Total Misc. Equipment
399 | Coal Mine |  | F10 | F30 | F10 | F30
399L | WIDCO Capital Lease |  | F10 | F30 | F10 | F30
| Remove Capital Lease |  | F10 | F30 | F10 | F30
390L | General Capital Lease
|  | Situs | F10 | F10 | F10 | F10
|  | System Generation | F10 | F10 | F10 | F10
|  | System Overheads | F10 | F10 | F10 | F10
Remove Capital Lease
392L | General Vehicles Capital Lease |  | F10 | F30 | F10 | F30
| Remove Capital Lease |  | F10 | F30 | F10 | F30
G00 | Unclassified Gen Plant - Acct 300 |  | F102x | F102x | F102x | F102x
GV0 | Unclassified Gen Veh - Acct 300 |  | F102x | F102x | F102x | F102x
TOTAL GENERAL PLANT
301 | Organization
|  | S | F107x | F107x | F107x | F107x
|  | SO | F102x | F102x | F102x | F102x
|  | SG/CAGE/CAGW | F105x | F105x | F105x | F105x
Total Organization
302 | Franchise & Consent
|  | S | F107x | F107x | F107x | F107x
|  | SG/CAGE/CAGW | F105x | F105x | F105x | F105x
|  | DGP | F105x | F105x | F105x | F105x
|  | DGU | F105x | F105x | F105x | F105x
Total Franchise & Consent
303 | Miscellaneous Intangible Plant
|  | S | F107x | F107x | F107x | F107x
|  | SG/CAGW | F105x | F105x | F105x | F105x
|  | SO | F102x | F102x | F102x | F102x
|  | SE | F105x | F105x | F105x | F105x
|  | CN | F42 | F42 | F42 | F42
|  | DGU | F10 | F105x | F10 | F10
|  | DGP | F105x | F105x | F105x | F105x
|  | JBG | F105x | F105x | F105x | F105x
Total Miscellaneous Intangible Plant
I00 | Unclass Intangible Plant - Acct 300 |  | F102x | F102x | F102x | F102x
TOTAL INTANGIBLE PLANT
TOTAL ELECTRIC PLANT IN SERVICE
Distribution - METER - Unbundled
9 |  | A | C | C | C | C
FERC ACCT |  | DESCRIPTION | COS Factor | COS Factor | COS Factor | COS Factor
105 | Plant Held For Future Use
|  | Situs | F20 | F20 | F20 | F20
|  | System Generation | F10 | F10 | F10 | F10
|  | System Generation | F10 | F10 | F10 | F10
|  | System Generation | F10 | F10 | F10 | F10
|  | Energy | F10 | F30 | F10 | F30
|  | General | F102 | F102 | F102 | F102
Total Plant Held For Future Use
114 | Electric Plant Acquisition Adjust |  | F10 | F10 | F10 | F10
128 | Pensions |  | F102x | F102x | F102x | F102x
124 | Weatherization |  | F10 | F11 | F10 | F11
151 | Fuel Stock |  | F10 | F30 | F10 | F30
|  | Cholla | F10 | F30 | F10 | F30
Total Fuel Stock
152 | Fuel Stock - Undistributed |  | F10 | F30 | F10 | F30
25316 | DG&T Working Capital Deposit |  | F10 | F30 | F10 | F30
25317 | DG&T Working Capital Deposit |  | F10 | F30 | F10 | F30
25319 | Provo Working Capital Deposit |  | F10 | F30 | F10 | F30
154 | Materials and Supplies |  | F102x | F102x | F102x | F102x
|  | SG/CAGE/CAGW | F102x | F102x | F102x | F102x
|  | SE/CAEE/CAEW | F102x | F102x | F102x | F102x
|  | SO | F102x | F102x | F102x | F102x
|  | DNPPS | F102x | F102x | F102x | F102x
|  | DNPPH | F102x | F102x | F102x | F102x
|  | DNPD | F102x | F102x | F102x | F102x
|  | DNPT | F102x | F102x | F102x | F102x
|  | DGU | F102x | F102x | F102x | F102x
|  | DGP | F102x | F102x | F102x | F102x
|  | JBG | F10 | F10 | F10 | F10
|  | SNPP | F102x | F102x | F102x | F102x
|  | CAGE | F102x | F102x | F102x | F102x
163 | Stores Expense Undistributed |  | F102x | F102x | F102x | F102x
25318 | Provo Working Capital Deposit |  | F102x | F102x | F102x | F102x
165 | Prepayments |  | F102x | F102x | F102x | F102x
|  | GPS | F42 | F42 | F42 | F42
|  | SG | F102x | F102x | F102x | F102x
|  | SE | F102x | F102x | F102x | F102x
|  | SO | F102x | F102x | F102x | F102x
Total Prepayments
182 | Misc Regulatory Assets |  | F102x | F102x | F102x | F102x
|  | SG/CAGW | F102x | F102x | F102x | F102x
|  | CAGE | F10 | F10 | F102x | F10
|  | CAEW | F102x | F102x | F102x | F102x
|  | CAEE | F10 | F30 | F10 | F30
|  | SE | F102x | F102x | F102x | F102x
|  | SO | F102x | F102x | F102x | F102x
Total Misc Regulatory Assets
186 | Misc Deferred Debits |  | F102x | F102x | F102x | F102x
|  | CAEW | F102x | F102x | F102x | F102x
|  | CAEE | F102x | F102x | F102x | F102x
|  | SG | F102x | F102x | F102x | F102x
|  | SO | F102x | F102x | F102x | F102x
|  | SE | F10 | F30 | F10 | F30
|  | JBE | F102x | F102x | F102x | F102x
|  | EXCTAX | F102x | F102x | F102x | F102x
Total Misc Deferred Debits
CWC | Cash Working Capital |  | F137x | F137x | F137x | F137x
OWC | Other Working Capital |  | F137x | F137x | F137x | F137x
Total Other Working Capital
18222 | Nuclear Plant |  | F10 | F10 | F10 | F10
1869 | Misc Deferred Debits-Trojan |  | F10 | F10 | F10 | F10
141 | Impact Housing - Notes Receivable |  | F10 | F30 | F10 | F30
TOTAL RATE BASE ADDITIONS
Distribution - METER - Unbundled
9 |  | A | C | C | C | C
FERC ACCT |  | DESCRIPTION | COS Factor | COS Factor | COS Factor | COS Factor
235 | Customer Service Deposits |  | F51 | F51 | F51 | F51
2281 | Accum Prov for Property Insurance |  | F102x | F102x | F102x | F102x
2282 | Accum Prov for Injuries & Damages |  | F102x | F102x | F102x | F102x
2283 | Accum Prov for Pension & Benefits |  | F102x | F102x | F102x | F102x
22844 | Accum Hydro Relicensing Obligation |  | F10 | F10 | F10 | F10
254 | Reg Liabilities - Insurance Provision |  | F10 | F30 | F10 | F30
254 |  | Situs | F102x | F102x | F102x | F102x
22842 | Accum Misc Oper Prov - Trojan |  | F10 | F10 | F10 | F10
252 | Customer Advances for Const |  | F50 | F50 | F50 | F50
25398 | SO2 Emissions |  | F10 | F30 | F10 | F30
25399 | Other Deferred Credits |  | F10 | F10 | F10 | F10
190 | Accum Deferred Income Taxes |  | F104x | F104x | F104x | F104x
|  | SG/CAGW | F104x | F104x | F104x | F104x
|  | DOP | F138x | F138x | F138x | F138x
|  | CN | F104x | F104x | F104x | F104x
|  | BADDEBT | F42 | F42 | F42 | F42
|  | JBG | F104x | F104x | F104x | F104x
|  | JBE | F104x | F104x | F104x | F104x
|  | SE/CAEW | F104x | F104x | F104x | F104x
|  | SNP | F104x | F104x | F104x | F104x
|  | SNPD | F104x | F104x | F104x | F104x
Total Accum Deferred Income Taxes
281 | Accum Deferred Income Taxes |  | F104x | F104x | F104x | F104x
282 | Accum Deferred Income Taxes |  | F104x | F104x | F104x | F104x
|  |  | F104x | F104x | F104x | F104x
|  |  | F104x | F104x | F104x | F104x
|  |  | F104x | F104x | F104x | F104x
|  |  | F104x | F104x | F104x | F104x
|  | DITBAL | F104x | F104x | F104x | F104x
|  | DGP | F42 | F42 | F42 | F42
|  | SO | F138x | F138x | F138x | F138x
|  | JBE | F104x | F104x | F104x | F104x
|  | SE | F104x | F104x | F104x | F104x
|  | SG | F104x | F104x | F104x | F104x
Total Accum Deferred Income Taxes
283 | Accum Deferred Income Taxes |  | F104x | F104x | F104x | F104x
|  | SG/CAGW | F104x | F104x | F104x | F104x
|  | SE | F104x | F104x | F104x | F104x
|  | SO | F138x | F138x | F138x | F138x
|  | GPS | F104x | F104x | F104x | F104x
|  | SNP | F104x | F104x | F104x | F104x
|  | TROJD | F104x | F104x | F104x | F104x
|  | SNPD | F104x | F104x | F104x | F104x
|  | JBE | F104x | F104x | F104x | F104x
Total Accum Deferred Income Taxes
255 | Accum Investment Tax Credit |  | F104x | F104x | F104x | F104x
TOTAL RATE BASE DEDUCTIONS
108SP | Steam Prod Accumulated Depr |  | F10 | F10 | F10 | F10
108NP | Nuclear Prod Accumulated Depr |  | F10 | F10 | F10 | F10
108HP | Hydraulic Prod Accum Depr |  | F10 | F10 | F10 | F10
108OP | Other Generation - Accum Depr |  | F10 | F10 | F10 | F10
|  | SGU | F10 | F10 | F10 | F10
|  | SG-P | F10 | F10 | F10 | F10
|  | SG | F10 | F10 | F10 | F10
|  | CAEW | F10 | F10 | F10 | F10
|  | CAGE | F10 | F10 | F10 | F10
Total Other Generation - Accum Depr
108EP | Experimental Plant - Accum Depr |  | F10 | F10 | F10 | F10
TOTAL GENERATION PLANT DEPRECIATION
108TP | Transmission Plant Accum Depr |  | F106 | F106 | F106 | F106
108360 | Land and Land Rights |  | F118 | F118 | F118 | F118
108361 | Structures and Improvements |  | F119 | F119 | F119 | F119
108362 | Station Equipment |  | F120 | F120 | F120 | F120
Distribution - METER - Unbundled
9 |  | A | C | C | C | C
FERC ACCT |  | DESCRIPTION | COS Factor | COS Factor | COS Factor | COS Factor
108364 | Poles, Towers & Fixtures |  | F121 | F121 | F121 | F121
108365 | Overhead Conductors |  | F122 | F122 | F122 | F122
108366 | Underground Conduit |  | F123 | F123 | F123 | F123
108367 | Underground Conductors |  | F124 | F124 | F124 | F124
108368 | Line Transformers |  | F125 | F125 | F125 | F125
108369 | Services |  | F126 | F126 | F126 | F126
108370 | Meters |  | F127 | F127 | F127 | F127
108371 | Install on Customers' Premises |  | F128 | F128 | F128 | F128
108372 | Leased Property |  | F129 | F129 | F129 | F129
108373 | Street Lights |  | F130 | F130 | F130 | F130
108D00 | Unclassified Dist Plant - Acct 300 |  | F121 | F121 | F121 | F121
108DS | Unclassified Dist Sub - Acct 300 |  | F120 | F120 | F120 | F120
108D | Unclassified Dist Sub - Acct 300 |  | F102x | F102x | F102x | F102x
TOTAL DISTRIBUTION PLANT DEPR
108GP | General Plant Accumulated Depr
|  | S | F107x | F107x | F107x | F107x
|  | SG-P | F105x | F105x | F105x | F105x
|  | SG-U | F105x | F105x | F105x | F105x
|  | CAGW | F105x | F105x | F105x | F105x
|  | CN | F42 | F42 | F42 | F42
|  | SO | F102x | F102x | F102x | F102x
|  | SE | F10 | F30 | F10 | F30
|  | JBG | F10 | F10 | F105x | F10
|  | CAGE | F10 | F10 | F105x | F10
|  | CAGE | F10 | F10 | F105x | F10
Total General Plant Accumulated Depr
108MP | Mining Plant Accumulated Depr. |  | F10 | F30 | F10 | F30
1081390 | Accum Depr - Capital Lease |  | F10 | F30 | F10 | F30
| Remove Capital Lease |  | F10 | F30 | F10 | F30
1081399L | Accum Depr - Capital Lease |  | F10 | F30 | F10 | F30
|  | Energy | F10 | F30 | F10 | F30
| Remove Capital Lease |  | F10 | F30 | F10 | F30
TOTAL GENERAL PLANT ACCUM DEPR
TOTAL ACCUM DEPR - PLANT IN SERVICE
111CLS | Accum Prov for Amort-Steam |  | F10 | F10 | F10 | F10
111CLG | Accum Prov for Amort-General
| Situs |  | F108 | F108 | F108 | F108
| Customer - System |  | F108 | F108 | F108 | F108
| System Generation |  | F108 | F108 | F108 | F108
| System Overheads |  | F108 | F108 | F108 | F108
| Energy |  | F108 | F108 | F108 | F108
Total Accum Prov for Amort-General
111CLH | Accum Prov for Amort-Hydro |  | F10 | F10 | F10 | F10
111IP | Accum Prov for Amort-Intangible
|  | S | F107x | F107x | F107x | F107x
|  | DGP | F105x | F105x | F105x | F105x
|  | DGU | F105x | F105x | F105x | F105x
|  | SE | F10 | F30 | F10 | F30
|  | SG | F105x | F105x | F105x | F105x
|  | CN | F42 | F42 | F42 | F42
|  | JBG | F105x | F105x | F105x | F105x
|  | CAGE | F105x | F105x | F105x | F105x
|  | CAGE | F10 | F10 | F105x | F10
|  | SO | F102x | F102x | F102x | F102x
Total Accum Prov for Amort-Intangible
111390 | Accum Prov for Amort-Capital Lease |  | F10 | F30 | F10 | F30

## COS Factor Table
Factor Table COS
PacifiCorp
Cost Of Service By Rate Schedule - COS Factor Summary
State of Washington
WCA
12 Months Ending June 2018
Class Allocation Factors
A | B | C |  | D | E | F | G | H | I | J | K | P
|  |  | F10 | E: F10
COS |  | Dmd |  | D: Eng
Factor | DESCRIPTION | Split |  |  | Residential Schedule 16 | Small General Service Schedule 24 | Large General Service < 1,000 kW Schedule 36 | Large General Service > 1,000 kW Schedule 48 | Large General Dedicated Facilities Schedule 48 | Agricultural Pumping Schedule 40 | Street & Area Lighting Sch. 15, 51-54, 57 | Factor
A | Direct Assignment
F10 | Net of Renewables | 59.42% | / | 40.58% | 0.42309 | 0.1321 | 0.22336 | 0.094433 | 0.085985 | 0.039418 | 0.001614 | 1
F11 | 100 Summer 100 Winter System Peaks | 50% | / | 50% | 0.41681 | 0.13415 | 0.22168 | 0.094646 | 0.091955 | 0.038622 | 0.0021423 | 1
F12 | 12 Coincident Peaks | 100% | / | 0% | 0.45425 | 0.13026 | 0.20689 | 0.089495 | 0.081685 | 0.036239 | 0.0011762 | 1
F13 | Net of Renewables - Demand | 100% | / | 0% | 0.45295 | 0.12805 | 0.21441 | 0.09077 | 0.074893 | 0.038335 | 0.0005935 | 1
[5 empty] | 0 | 0 | 0 | 0 | 0 | 0 | 0
[5 empty] | 0 | 0 | 0 | 0 | 0 | 0 | 0
[5 empty] | 0 | 0 | 0 | 0 | 0 | 0 | 0
[5 empty] | 0 | 0 | 0 | 0 | 0 | 0 | 0
[5 empty] | 0 | 0 | 0 | 0 | 0 | 0 | 0
F20 | Max. Schedule Peak |  |  |  | 0.43676 | 0.13222 | 0.20245 | 0.09029 | 0.086264 | 0.050168 | 0.0018528 | 1
F20A | Max. Schedule Peak Excluding Sch 60 |  |  |  | 0.47799 | 0.1447 | 0.22156 | 0.098815 | 0 | 0.054904 | 0.0020277 | 1
F21 | Transformers - NCP |  |  |  | 0.5358 | 0.23724 | 0.08828 | 0.011563 | 0 | 0.12505 | 0.0020671 | 1
F22 | Secondary Lines - NCP |  |  |  | 0.8779 | 0.11954 | 0 | 0 | 0 | 0 | 0.0025549 | 1
F30 | MWH @ Input |  |  |  | 0.37938 | 0.13803 | 0.23646 | 0.099797 | 0.10223 | 0.041004 | 0.0031083 | 1
[5 empty] | 0 | 0 | 0 | 0 | 0 | 0 | 0
[5 empty] | 0 | 0 | 0 | 0 | 0 | 0 | 0
[5 empty] | 0 | 0 | 0 | 0 | 0 | 0 | 0
F40 | Average Customers |  |  |  | 0.7881 | 0.14447 | 0.0079698 | 0.00051306 | 7.3381e-06 | 0.037947 | 0.020996 | 1
F41 | Weighted Customers Acct 902 |  |  |  | 0.81527 | 0.15015 | 0.010685 | 0.004393 | 0.00089627 | 0.018599 | 0 | 1
F42 | Weighted Customers Acct 903 |  |  |  | 0.81602 | 0.14043 | 0.0083504 | 0.0022954 | 3.283e-05 | 0.014009 | 0.018865 | 1
F50 | Contribution in Aid of Construction |  |  |  | 0.40676 | 0.56515 | 0.020295 | 0 | 0 | 0.0077952 | 0 | 1
F51 | Security Deposits |  |  |  | 0.75862 | 0.11035 | 0.071975 | 0.01683 | 0 | 0.041843 | 0.00037973 | 1
F60 | Meters |  |  |  | 0.67735 | 0.17276 | 0.077041 | 0.014529 | 0.0007985 | 0.057525 | 0 | 1
F60A | Meters Excluding Sch 60 |  |  |  | 0.67789 | 0.1729 | 0.077102 | 0.01454 | 0 | 0.057571 | 0 | 1
F70 | Services |  |  |  | 0.73108 | 0.20167 | 0.052944 | 0.014305 | 0 | 0 | 0 | 1
F80 | Uncollectables |  |  |  | 0.76763 | 0.070537 | 0.087848 | 0.036626 | 0.028781 | 0.0085727 | 0 | 1
[5 empty] | 0 | 0 | 0 | 0 | 0 | 0 | 0
[5 empty] | 0 | 0 | 0 | 0 | 0 | 0 | 0
F101 | Rate Base |  |  |  | 0.46924 | 0.14054 | 0.19552 | 0.082007 | 0.065883 | 0.042455 | 0.0043527 | 1
F101G | Generation Rate Base |  |  |  | 0.42305 | 0.1321 | 0.22338 | 0.094442 | 0.085997 | 0.039419 | 0.0016125 | 1
F101T | Transmission Rate Base |  |  |  | 0.4542 | 0.13024 | 0.20692 | 0.089514 | 0.081721 | 0.036227 | 0.0011689 | 1
F101D | Distribution Rate Base |  |  |  | 0.56897 | 0.16451 | 0.1339 | 0.052179 | 0.014628 | 0.053792 | 0.012013 | 1
F101C | Retail Rate Base |  |  |  | 0.69985 | 0.079454 | 0.13717 | 0.031768 | 4.6781e-05 | 0.070284 | -0.018571 | 1
F101Co | Misc Rate Base |  |  |  | 0.46806 | 0.14332 | 0.19557 | 0.081645 | 0.063417 | 0.043004 | 0.0049827 | 1
F102 | SGP - System Gross Plant |  |  |  | 0.47261 | 0.14245 | 0.1934 | 0.080798 | 0.062144 | 0.04389 | 0.0046949 | 1
F102G | SGGP - System Gross Generation Plant |  |  |  | 0.42309 | 0.1321 | 0.22336 | 0.094433 | 0.085985 | 0.039418 | 0.001614 | 1
F102T | SGTP - System Gross Transmission Plant |  |  |  | 0.45425 | 0.13026 | 0.20689 | 0.089495 | 0.081685 | 0.036239 | 0.0011762 | 1
F102D | SGDP - System Gross Distribution Plant |  |  |  | 0.56187 | 0.16724 | 0.13768 | 0.053555 | 0.011335 | 0.056341 | 0.011989 | 1
F102C | SGTP - System Gross Retail Plant |  |  |  | 0.47261 | 0.14245 | 0.1934 | 0.080798 | 0.062144 | 0.04389 | 0.0046949 | 1
F102Co | SGDP - System Gross Misc Plant |  |  |  | 0.47261 | 0.14245 | 0.1934 | 0.080798 | 0.062144 | 0.04389 | 0.0046949 | 1
F104 | SNP - System Net Plant |  |  |  | 0.47031 | 0.14053 | 0.19497 | 0.081742 | 0.065793 | 0.042343 | 0.0043053 | 1
F104G | SNP - System Net Generation Plant |  |  |  | 0.42308 | 0.1321 | 0.22336 | 0.094436 | 0.08599 | 0.039417 | 0.0016134 | 1
F104T | SNP - System Net Transmission Plant |  |  |  | 0.45422 | 0.13024 | 0.20691 | 0.08951 | 0.081717 | 0.036226 | 0.0011698 | 1
F104D | SNP - System Net Distribution Plant |  |  |  | 0.56857 | 0.16553 | 0.13361 | 0.052046 | 0.01459 | 0.053671 | 0.011984 | 1
F104C | SNP - System Net Retail Plant |  |  |  | 0.81602 | 0.14043 | 0.0083504 | 0.0022954 | 3.283e-05 | 0.014009 | 0.018865 | 1
F104Co | SNP - System Net Misc Plant |  |  |  | 0.47031 | 0.14053 | 0.19497 | 0.081742 | 0.065793 | 0.042343 | 0.0043053 | 1
F105 | STP - System Prod & Trans Plant |  |  |  | 0.43318 | 0.13151 | 0.21803 | 0.092834 | 0.084592 | 0.038389 | 0.0014723 | 1
F105G | SGGP - System Gross Generation Plant |  |  |  | 0.42309 | 0.1321 | 0.22336 | 0.094433 | 0.085985 | 0.039418 | 0.001614 | 1
F105T | SGTP - System Gross Transmission Plant |  |  |  | 0.45425 | 0.13026 | 0.20689 | 0.089495 | 0.081685 | 0.036239 | 0.0011762 | 1
F105D | SGDP - System Gross Distribution Plant |  |  |  | 0.56187 | 0.16724 | 0.13768 | 0.053555 | 0.011335 | 0.056341 | 0.011989 | 1
F105C | SGTP - System Gross Retail Plant |  |  |  | 0.56187 | 0.16724 | 0.13768 | 0.053555 | 0.011335 | 0.056341 | 0.011989 | 1
F105Co | SGDP - System Gross Misc Plant |  |  |  | 0.56187 | 0.16724 | 0.13768 | 0.053555 | 0.011335 | 0.056341 | 0.011989 | 1
F106 | STP - System Transmission Plant |  |  |  | 0.45425 | 0.13026 | 0.20689 | 0.089495 | 0.081685 | 0.036239 | 0.0011762 | 1
F107 | STP - System Trans & Dist Plant |  |  |  | 0.51635 | 0.1516 | 0.16695 | 0.068755 | 0.041087 | 0.04784 | 0.007416 | 1
F107G | SGGP - System Gross Generation Plant |  |  |  | 0.42309 | 0.1321 | 0.22336 | 0.094433 | 0.085985 | 0.039418 | 0.001614 | 1
F107T | SGTP - System Gross Transmission Plant |  |  |  | 0.45425 | 0.13026 | 0.20689 | 0.089495 | 0.081685 | 0.036239 | 0.0011762 | 1
F107D | SGDP - System Gross Distribution Plant |  |  |  | 0.56187 | 0.16724 | 0.13768 | 0.053555 | 0.011335 | 0.056341 | 0.011989 | 1
F107C | SGTP - System Gross Retail Plant |  |  |  | 0.56187 | 0.16724 | 0.13768 | 0.053555 | 0.011335 | 0.056341 | 0.011989 | 1
F107Co | SGDP - System Gross Misc Plant |  |  |  | 0.56187 | 0.16724 | 0.13768 | 0.053555 | 0.011335 | 0.056341 | 0.011989 | 1
F108 | SGP - System General Plant |  |  |  | 0.46636 | 0.14048 | 0.19739 | 0.08268 | 0.066083 | 0.04278 | 0.0042284 | 1
F110 | SIP - System Intangible Plant |  |  |  | 0.48101 | 0.135 | 0.19114 | 0.080636 | 0.070899 | 0.037124 | 0.0041933 | 1
F118 | Account 360 |  |  |  | 0.47799 | 0.1447 | 0.22156 | 0.098815 | 0 | 0.054904 | 0.0020277 | 1
F119 | Account 361 |  |  |  | 0.43676 | 0.13222 | 0.20245 | 0.09029 | 0.086264 | 0.050168 | 0.0018528 | 1
F120 | Account 362 |  |  |  | 0.44267 | 0.134 | 0.20518 | 0.091511 | 0.073912 | 0.050846 | 0.0018778 | 1
F121 | Account 364 |  |  |  | 0.47988 | 0.14458 | 0.22052 | 0.098349 | 0 | 0.054646 | 0.0020302 | 1
F122 | Account 365 |  |  |  | 0.60521 | 0.1367 | 0.15108 | 0.067381 | 0 | 0.037439 | 0.0021954 | 1
F123 | Account 366 |  |  |  | 0.67635 | 0.13222 | 0.11167 | 0.049803 | 0 | 0.027672 | 0.0022892 | 1
F124 | Account 367 |  |  |  | 0.68248 | 0.13184 | 0.10827 | 0.048287 | 0 | 0.02683 | 0.0022973 | 1
F125 | Account 368 |  |  |  | 0.5358 | 0.23724 | 0.08828 | 0.011563 | 0 | 0.12505 | 0.0020671 | 1
F126 | Account 369 |  |  |  | 0.73108 | 0.20167 | 0.052944 | 0.014305 | 0 | 0 | 0 | 1
F127 | Account 370 |  |  |  | 0.67207 | 0.17141 | 0.07644 | 0.014416 | 0.0085845 | 0.057076 | 0 | 1
F128 | Account 371 |  |  |  | 0 | 0 | 0 | 0 | 0 | 0 | 1 | 1
F129 | Account 372 |  |  |  | 0.14286 | 0.14286 | 0.14286 | 0.14286 | 0.14286 | 0.14286 | 0.14286 | 1
F130 | Account 373 |  |  |  | 0 | 0 | 0 | 0 | 0 | 0 | 1 | 1
F131 | Account 581 thru 587 & 591 thru 597 |  |  |  | 0.53404 | 0.14463 | 0.16314 | 0.070808 | 0.027075 | 0.040698 | 0.019615 | 1
F132 | Account 364 + 365 |  |  |  | 0.5302 | 0.14142 | 0.19264 | 0.085915 | 0 | 0.047737 | 0.0020965 | 1
F133 | Account 366 + 367 |  |  |  | 0.68005 | 0.13199 | 0.10961 | 0.048887 | 0 | 0.027163 | 0.0022941 | 1
F134 | Account 364 + 365 + 369 (OH) |  |  |  | 0.57396 | 0.15472 | 0.16055 | 0.0704 | 0 | 0.03867 | 0.0016983 | 1
F135 | Account 366 + 367 + 369 (UG) |  |  |  | 0.67832 | 0.14833 | 0.10936 | 0.043973 | 0 | 0.018452 | 0.0015584 | 1
F136 | Account 902 + 903 + 904 |  |  |  | 0.80309 | 0.12306 | 0.029729 | 0.011659 | 0.0077662 | 0.013121 | 0.011577 | 1
F137 | Total O & M Expense |  |  |  | 0.44493 | 0.13303 | 0.21109 | 0.089584 | 0.079877 | 0.038447 | 0.0030367 | 1
F137G | Generation O & M Exp |  |  |  | 0.41931 | 0.13262 | 0.22448 | 0.094895 | 0.087392 | 0.039556 | 0.0017448 | 1
F137T | Transmission O & M Exp |  |  |  | 0.45425 | 0.13026 | 0.20689 | 0.089495 | 0.081685 | 0.036239 | 0.0011762 | 1
F137D | Distribution O & M Exp |  |  |  | 0.53404 | 0.14463 | 0.16314 | 0.070808 | 0.027075 | 0.040698 | 0.019615 | 1
F137C | Retail O & M Exp (Customer) |  |  |  | 0.80164 | 0.12512 | 0.027631 | 0.010585 | 0.0070183 | 0.015514 | 0.012485 | 1
F137Co | Misc & Customer O & M Exp |  |  |  | 0.46807 | 0.14332 | 0.19556 | 0.081642 | 0.063412 | 0.043005 | 0.0049834 | 1
F138 | GTD O&M Exp (less fuel, purchased p & wheeling) |  |  |  | 0.44453 | 0.1326 | 0.21146 | 0.089804 | 0.080392 | 0.038233 | 0.0029776 | 1
F138G | Generation O & M Exp (less fuel & purchased power) |  |  |  | 0.4605 | 0.12703 | 0.21214 | 0.089843 | 0.072086 | 0.038061 | 0.00033523 | 1
F138T | Transmission O & M Exp - (less wheeling exp) |  |  |  | 0.45425 | 0.13026 | 0.20689 | 0.089495 | 0.081685 | 0.036239 | 0.0011762 | 1
F138D | Distribution O & M Exp |  |  |  | 0.53404 | 0.14463 | 0.16314 | 0.070808 | 0.027075 | 0.040698 | 0.019615 | 1
F138C | Retail O & M Exp (Customer) |  |  |  | 0.80164 | 0.12512 | 0.027631 | 0.010585 | 0.0070183 | 0.015514 | 0.012485 | 1
F138Co | Common O & M Exp |  |  |  | 0.46807 | 0.14332 | 0.19556 | 0.081642 | 0.063412 | 0.043005 | 0.0049834 | 1
F140 | Revenue Requirement Before Rev Credits |  |  |  | 0.45297 | 0.13595 | 0.20591 | 0.086989 | 0.074539 | 0.040145 | 0.0035022 | 1
F140G | Revenue Requirement Before Rev Credits |  |  |  | 0.4207 | 0.13243 | 0.22406 | 0.094723 | 0.086884 | 0.039503 | 0.0016981 | 1
F140T | Revenue Requirement Before Rev Credits |  |  |  | 0.45423 | 0.13025 | 0.2069 | 0.089501 | 0.081697 | 0.036235 | 0.0011738 | 1
F140D | Revenue Requirement Before Rev Credits |  |  |  | 0.55559 | 0.1607 | 0.14403 | 0.057934 | 0.015987 | 0.052037 | 0.013725 | 1
F140C | Revenue Requirement Before Rev Credits |  |  |  | 0.8065 | 0.12784 | 0.022213 | 0.009228 | 0.0068048 | 0.01329 | 0.014127 | 1
F140Co | Revenue Requirement Before Rev Credits |  |  |  | 0.46807 | 0.14332 | 0.19556 | 0.081643 | 0.063414 | 0.043005 | 0.0049832 | 1
F141 | Firm Revenues |  |  |  | 0.42427 | 0.14943 | 0.21722 | 0.090317 | 0.070875 | 0.042256 | 0.0056283 | 1
1 | 2 | 3 | 4 | 5 | 6 | 7 | 8 | 9 | 10 | 11 | 12 | 1
565NPC | Transmission of Electricity by Others-NPC
CAGW
SE
Customer - System
System Overheads
SG
CAEW
CAGW
CAGE
S
DGP
DGU
|  | SE | F10 | E: F10
CN
|  | SG/CAGW/CAGE | F10 | E: F10
SO
|  | CAEW | F10 | E: F10
JBG
JBE
|  |  | F10 | E: F10
S
SG/CAGW
SO
DGU
CN
DGP
SG
S
|  | SE | F10 | E: F10
SG/CAGW
|  | SO | F102x | D: F102x; E: F102x; F: F102x
CN
DGP
DGU
CAEW
CAGW
JBG
S
CN
DGU
SG/CAGE/CAGW
SO
S
DGP
DGU
CN
SG/CAGE/CAGW
JBG
SO
S
SGP
SGU
CN
SG/CAGE/CAGW
SE
SO
JBG
JBE
S
SO
SG/CAGE/CAGW
CN
SG-U
SE
SGP
JBG
CAGE
S
SG-P
SG-U
SO
SG/CAGE/CAGW
JBG
S
SG-P
SG/CAGE/CAGW
SO
SE
SG-U
JBG
CAGE
S
SGP
SGU
SO
SE
SG/CAGE/CAGW
JBG
CAGE
S
SG-P
SG/CAGE/CAGW
SO
SG-U
SE
JBG
CAGE
S
SGP
SGU
SO
CN
SG/CAGE/CAGW
SE
JBG
CAGE
CAGE
S
SGP
SGU
CN
SO
SE
SG
JBG
S
SO
SG/CAGE/CAGW
S
SG/CAGE/CAGW
DGP
DGU
S
SG/CAGW
SO
SE
CN
DGU
DGP
JBG
SG/CAGE/CAGW
SE/CAEE/CAEW
SO
DNPPS
DNPPH
DNPD
DNPT
DGU
DGP
JBG
SNPP
CAGE
SG/CAGW
CAGE
CAEW
CAEE
SE
SO
CAEW
CAEE
SG
SO
SE
JBE
EXCTAX
SG/CAGW
DOP
CN
BADDEBT
TROJD
JBE
SE/CAEW
SNP
SNPD
|  |  | F104x | D: F104x; E: F104x; F: F104x
|  | DITBAL | F104x | D: F104x; E: F104x; F: F104x
|  | DGP | F104x | D: F104x; E: F104x; F: F104x
|  | SO | F138x | D: F138x; E: F138x; F: F138x
|  | JBE | F104x | D: F104x; E: F104x; F: F104x
|  | SE | F104x | D: F104x; E: F104x; F: F104x
|  | SG | F104x | D: F104x; E: F104x; F: F104x
SG/CAGW
SE
SO
GPS
SNP
TROJD
SNPD
JBE
SGU
SG-P
SG
CAEW
CAGE
S
DGP
DGU
SE
SG
CN
JBG
CAGE
CAGE
SO

## Demand Factors
Demand Factors ( F10-F13 )
PacifiCorp
Cost Of Service By Rate Schedule
State of Washington
WCA
12 Months Ending June 2018
Demand Factors
| A |  | B | C | D | E | F | G | H | I
| Description |  | Residential Schedule 16 | Small General Service Schedule 24 | Large General Service < 1,000 kW Schedule 36 | Large General Service > 1,000 kW Schedule 48 | Large General Dedicated Facilities Schedule 48 | Agricultural Pumping Schedule 40 | Street & Area Lighting Sch. 15, 51-54, 57 | Total
1 | Secondary |  | 3591389.4016 | 1068243.0833 | 1679183.0608 | 555311.3824 | 0 | 296744.029 | 9361.4177 | 7200232.3748
2
3 | Primary |  | 0 | 0 | 31133.2833 | 137227.6258 | 679497.2054 | 0 | 0 | 847858.1146
4
5 | Sub-Transmission |  | 0 | 0 | 0 | 0 | 0 | 0 | 0 | 0
6
7 | Transmission |  | 0 | 0 | 0 | 0 | 0 | 0 | 0 | 0
8
9 | Total KW @ Input |  | 3591389.4016 | 1068243.0833 | 1710316.3442 | 692539.0082 | 679497.2054 | 296744.029 | 9361.4177 | 8048090.4894
10
11 | Total MWH @ Input |  | 1672158.463 | 608382.4059 | 1042219.2292 | 439867.4047 | 450573.4736 | 180731.5515 | 13700.4166 | 4407632.9444
12
13 | MWH % |  | 37.94% | 13.8% | 23.65% | 9.98% | 10.22% | 4.1% | 0.3108% | 100%
14
15
16 | FACTOR 10 - 59% D / 41% E |  | 41.82% | 13.36% | 22.68% | 9.245% | 8.743% | 3.984% | 0.1609% | 100%
17 | Net of Renewables
18
19 | FACTOR 11 - 50% D / 50% E |  | 41.28% | 13.54% | 22.45% | 9.292% | 9.333% | 3.894% | 0.2136% | 100%
20
21 | FACTOR 12 - 100% D |  | 44.62% | 13.27% | 21.25% | 8.605% | 8.443% | 3.687% | 0.1163% | 100%
22
23 | FACTOR 13 - 100% D |  | 44.48% | 13.06% | 22.02% | 8.743% | 7.733% | 3.904% | 0.05855% | 100%
24 | Net of Renewables
Demand Factor Detail
PacifiCorp
KW Loads Coincident To System Peak
Merged Company Peaks
12 Months Ending June 2018
Coincident Peaks At The Time Of The PacifiCorp System Peak @ Sales
| A | B | C | D | E | F | G | H | I | J | K | L | M | N | O
| Month : |  | 2018-07-01 | 2018-08-01 | 2018-09-01 | 2018-10-01 | 2018-11-01 | 2018-12-01 | 2019-01-01 | 2019-02-01 | 2019-03-01 | 2019-04-01 | 2019-05-01 | 2019-06-01 | Sum Of
| Peak Date: | COS | 16 | 09 | 07 | 01 | 19 | 03 | 02 | 07 | 04 | 10 | 13 | 28 | 12
| Peak Time: | Sch | 16 | 15 | 16 | 19 | 8 | 8 | 8 | 8 | 8 | 7 | 17 | 17 | CPs
1 | Residential
2 | Sch 16 sec | 16 | 259888.1634 | 397784.1628 | 293416.9023 | 150780.7773 | 299869.2906 | 405992.8435 | 386611.1926 | 338889.4658 | 416234.3011 | 253995.8644 | 224159.2426 | 163767.1952 | 3591389.4016
3
4 | General Service
5 | Sch 24 sec | 24 | 100853.9205 | 130117.8103 | 116941.8864 | 69606.7875 | 75712.3049 | 88885.0694 | 86312.4302 | 95753.1605 | 93452.1153 | 64372.9233 | 73218.5861 | 73016.0889 | 1068243.0833
6 | Sch 36 sec | 36 | 145063.9396 | 156868.4233 | 176841.5352 | 146436.8601 | 149953.3781 | 142533.3205 | 125836.2292 | 139389.0076 | 132237.0669 | 125657.6244 | 117396.1915 | 120969.4843 | 1679183.0608
7 | Sch 36 pri | 36 | 2689.5916 | 2908.4554 | 3278.7715 | 2715.0466 | 2780.2454 | 2642.6721 | 2333.0958 | 2584.3743 | 2451.772 | 2329.7844 | 2176.6113 | 2242.8628 | 31133.2833
8 | Sch 48T pri, ded fac | 48T | 50715.9195 | 53997.0662 | 55707.6988 | 81041.4692 | 51817.0676 | 35838.6191 | 53110.8858 | 69130.2238 | 45684.8541 | 61233.0875 | 57059.1433 | 64161.1706 | 679497.2054
9 | Sch 48T sec | 48T | 54682.0594 | 52723.3865 | 58109.5098 | 48556.1325 | 47654.5708 | 48498.1347 | 38162.9363 | 45647.1783 | 35633.2154 | 41677.4107 | 41220.2061 | 42746.6418 | 555311.3824
10 | Sch 48T pri | 48T | 12514.7001 | 13930.8631 | 14209.0943 | 11352.101 | 13752.7803 | 10435.1596 | 8967.6326 | 11939.9841 | 11162.7922 | 10178.387 | 9470.9821 | 9313.1494 | 137227.6258
11 | Gen Service Total |  | 366520.1307 | 410546.0047 | 425088.496 | 359708.3969 | 341670.3471 | 328832.9755 | 314723.2099 | 364443.9285 | 320621.8159 | 305449.2174 | 300541.7204 | 312449.3978 | 4150595.6411
12
13 | Irrigation
14 | Sch 040 sec | 40 | 59090.5897 | 78469.8271 | 65375.1609 | 26570.9956 | 6474.5749 | 1006.3889 | 774.5926 | 932.1507 | 1555.753 | 4263.8965 | 16072.3965 | 36157.7027 | 296744.029
15
16 | Street Lights
17 | Sch 15,52,54,57 sec |  | 0 | 0 | 0 | 2890.9137 | 553.4541 | 2534.9392 | 2493.5766 | 878.0763 | 10.4579 | 0 | 0 | 0 | 9361.4177
18
19 | State of Washington |  | 685498.8839 | 886799.9945 | 783880.5592 | 539951.0835 | 648567.6666 | 738367.1471 | 704602.5716 | 705143.6214 | 738422.3279 | 563708.9783 | 540773.3595 | 512374.2958 | 8048090.4894
PacifiCorp
KW Loads Coincident To System Peak
Merged Company Peaks
12 Months Ending June 2018
Coincident Peaks At The Time Of The PacifiCorp System Peak @ Sales
| A | B | C | D | E | F | G | H | I | J | K | L | M | N | O
| Month : |  | 2018-07-01 | 2018-08-01 | 2018-09-01 | 2018-10-01 | 2018-11-01 | 2018-12-01 | 2019-01-01 | 2019-02-01 | 2019-03-01 | 2019-04-01 | 2019-05-01 | 2019-06-01 | Sum Of
| Peak Date: | COS | 16 | 09 | 07 | 01 | 19 | 03 | 02 | 07 | 04 | 10 | 13 | 28 | 12
| Peak Time: | Sch | 16 | 15 | 16 | 19 | 8 | 8 | 8 | 8 | 8 | 7 | 17 | 17 | CPs
1 | Residential
2 | Sch 16 sec | 16 | 234224.2161 | 358502.9901 | 264441.9931 | 135891.1807 | 270257.2082 | 365901.0639 | 348433.3504 | 305424.1425 | 375131.1779 | 228913.7813 | 202023.525 | 147595.1902 | 3236739.8195
3
4 | Residential Total |  | 234224.2161 | 358502.9901 | 264441.9931 | 135891.1807 | 270257.2082 | 365901.0639 | 348433.3504 | 305424.1425 | 375131.1779 | 228913.7813 | 202023.525 | 147595.1902 | 3236739.8195
5
6 | General Service
7 | Sch 24 sec | 24 | 90894.5993 | 117268.6809 | 105393.8791 | 62733.1196 | 68235.7173 | 80107.6718 | 77789.0807 | 86297.5392 | 84223.722 | 58016.0993 | 65988.2532 | 65805.7526 | 962754.1149
8 | Sch 36 sec | 36 | 130738.8805 | 141377.6718 | 159378.4395 | 131976.2252 | 135145.4871 | 128458.16 | 113409.9058 | 125624.3479 | 119178.661 | 113248.9383 | 105803.3216 | 109023.7518 | 1513363.7903
9 | Sch 36 pri | 36 | 2481.6997 | 2683.6464 | 3025.3389 | 2505.1871 | 2565.3464 | 2438.4068 | 2152.7592 | 2384.6151 | 2262.2623 | 2149.7037 | 2008.3702 | 2069.5007 | 28726.8363
10 | Sch 48T pri, ded fac | 48T | 46795.8326 | 49823.363 | 51401.7723 | 74777.369 | 47811.8674 | 33068.4732 | 49005.6799 | 63786.8033 | 42153.6434 | 56500.0762 | 52648.757 | 59201.833 | 626975.4703
11 | Sch 48T sec | 48T | 49282.2078 | 47516.9539 | 52371.1977 | 43761.216 | 42948.6835 | 43708.9456 | 34394.3477 | 41139.521 | 32114.4366 | 37561.7678 | 37149.7121 | 38525.4123 | 500474.4021
12 | Sch 48T pri | 48T | 11547.3764 | 12854.077 | 13110.8024 | 10474.6404 | 12689.7592 | 9628.574 | 8274.4795 | 11017.083 | 10299.9642 | 9391.6486 | 8738.9225 | 8593.2896 | 126620.6168
13 | Gen Service Total |  | 331740.5963 | 371524.393 | 384681.4299 | 326227.7572 | 309396.8609 | 297410.2312 | 285026.2527 | 330249.9093 | 290232.6896 | 276868.2339 | 272337.3365 | 283219.5401 | 3758915.2307
14
15 | Irrigation
16 | Sch 040 sec | 40 | 53255.396 | 70720.9343 | 58919.3659 | 23947.1107 | 5835.2108 | 907.0081 | 698.1016 | 840.1009 | 1402.1224 | 3842.8369 | 14485.2479 | 32587.1308 | 267440.5662
17
18 | Street Lights
19 | Sch 15,52,54,57 sec |  | 0 | 0 | 0 | 2605.436 | 498.8005 | 2284.6141 | 2247.336 | 791.3663 | 9.4252 | 0 | 0 | 0 | 8436.9781
20
21 | State of Washington |  | 619220.2083 | 800748.3174 | 708042.789 | 488671.4846 | 585988.0805 | 666502.9172 | 636405.0406 | 637305.519 | 666775.4151 | 509624.8521 | 488846.1094 | 463401.8612 | 7271532.5945
Net of Renewables
12 Months Ending June 2018
Demand Factors
| A |  | B | C | D | E | F | G | H | I
| Description |  | Residential Schedule 16 | Small General Service Schedule 24 | Large General Service < 1,000 kW Schedule 36 | Large General Service > 1,000 kW Schedule 48 | Large General Dedicated Facilities Schedule 48 | Agricultural Pumping Schedule 40 | Street & Area Lighting Sch. 15, 51-54, 57 | Total
1 | Secondary |  | 3580946.0868 | 1051721.138 | 1740318.4566 | 560932.3454 | 0 | 314329.2962 | 4713.4239 | 7252960.7469
2
3 | Primary |  | 0 | 0 | 32266.7783 | 142956.846 | 622552.5579 | 0 | 0 | 797776.1823
4
5 | Sub-Transmission |  | 0 | 0 | 0 | 0 | 0 | 0 | 0 | 0
6
7 | Transmission |  | 0 | 0 | 0 | 0 | 0 | 0 | 0 | 0
8
9 | Total KW @ Input |  | 3580946.0868 | 1051721.138 | 1772585.2349 | 703889.1914 | 622552.5579 | 314329.2962 | 4713.4239 | 8050736.9292
10
11 | kW % |  | 44.48% | 13.06% | 22.02% | 8.743% | 7.733% | 3.904% | 0.05855% | 100%
Demand Factor Detail
Gen Service Total
KW Loads Coincident To System Peak
Merged Company Peaks
12 Months Ending June 2018
Coincident Peaks At The Time Of The Western States (OR,WA, CA) System Peak @ Input Net of Renewables
| A | B | C | D | E | F | G | H | I | J | K | L | M | N | O
| Month : |  | 2018-07-01 | 2018-08-01 | 2018-09-01 | 2018-10-01 | 2018-11-01 | 2018-12-01 | 2019-01-01 | 2019-02-01 | 2019-03-01 | 2019-04-01 | 2019-05-01 | 2019-06-01 | Sum Of
| Peak Date: | COS | 16 | 09 | 06 | 23 | 19 | 03 | 14 | 07 | 04 | 15 | 01 | 12 | 12
| Peak Time: | Sch | 15:00 | 16:00 | 17:00 | 07:00 | 08:00 | 08:00 | 08:00 | 09:00 | 08:00 | 07:00 | 07:00 | 17:00 | CPs
1 | Residential
2 | Sch 16 sec | 16 | 259915.6653 | 424366.0057 | 273768.9372 | 196468.817 | 299869.2906 | 348446.8176 | 306560.0988 | 313789.2031 | 416234.3011 | 261730.2104 | 182792.4121 | 297004.328 | 3580946.0868
3
4 | General Service
5 | Sch 24 sec | 24 | 100473.3094 | 125361.3264 | 102982.1992 | 68231.0309 | 75712.3049 | 85305.6959 | 87481.6455 | 98911.4275 | 93452.1153 | 66657.3745 | 53974.8134 | 93177.8952 | 1051721.138
6 | Sch 36 sec | 36 | 148864.3577 | 149554.7271 | 171819.2877 | 153583.5388 | 149953.3781 | 158510.9745 | 143537.7347 | 143206.9475 | 132237.0669 | 123838.6352 | 115258.8467 | 149952.9616 | 1740318.4566
7 | Sch 36 pri | 36 | 2760.0542 | 2772.8541 | 3185.6554 | 2847.5513 | 2780.2454 | 2938.9095 | 2661.2947 | 2655.1617 | 2451.772 | 2296.059 | 2136.9834 | 2780.2377 | 32266.7783
8 | Sch 48T pri, ded fac | 48T | 50669.8141 | 53897.5324 | 54741.9631 | 31057.371 | 51817.0676 | 35635.5675 | 53447.8303 | 69017.6338 | 45684.8541 | 64265.9817 | 52598.4937 | 59718.4486 | 622552.5579
9 | Sch 48T sec | 48T | 55756.4826 | 51530.2156 | 55113.8788 | 48540.32 | 47654.5708 | 50675.9068 | 42796.231 | 46665.0996 | 35633.2154 | 38139.4505 | 37331.5384 | 51095.4359 | 560932.3454
10 | Sch 48T pri | 48T | 13359.9545 | 13093.6368 | 12676.0886 | 12039.1803 | 13752.7803 | 12352.2177 | 11463.1367 | 12541.1367 | 11162.7922 | 9703.9145 | 8978.1853 | 11833.8224 | 142956.846
11 | Gen Service Total |  | 371883.9725 | 396210.2924 | 400519.0728 | 316298.9922 | 341670.3471 | 345419.272 | 341387.8728 | 372997.4068 | 320621.8159 | 304901.4153 | 270278.8609 | 368558.8015 | 4150748.1222
12
13 | Irrigation
14 | Sch 040 sec | 40 | 60946.312 | 77269.7653 | 71552.5699 | 26570.9956 | 6474.5749 | 1006.3889 | 774.5926 | 932.1507 | 1555.753 | 4263.8965 | 16072.3965 | 46909.9003 | 314329.2962
15
16 | Street Lights
17 | Sch 15,52,54,57 sec |  | 0 | 0 | 0 | 1417.7291 | 553.4541 | 1104.4355 | 1627.3473 | 0 | 10.4579 | 0 | 0 | 0 | 4713.4239
18
19 | 0 |  | 692745.9498 | 897846.0633 | 745840.5799 | 540756.534 | 648567.6666 | 695976.914 | 650349.9115 | 687718.7606 | 738422.3279 | 570895.5222 | 469143.6695 | 712473.0298 | 8050736.9292
Gen Service Total
KW Loads Coincident To System Peak
Merged Company Peaks
12 Months Ending June 2018
Coincident Peaks At The Time Of The Western States (OR,WA, CA) System Peak @ Sales Net of Renenwables
| A | B | C | D | E | F | G | H | I | J | K | L | M | N | O
| Month : |  | 2018-07-01 | 2018-08-01 | 2018-09-01 | 2018-10-01 | 2018-11-01 | 2018-12-01 | 2019-01-01 | 2019-02-01 | 2019-03-01 | 2019-04-01 | 2019-05-01 | 2019-06-01 | Sum Of
| Peak Date: | COS | 16 | 09 | 06 | 23 | 19 | 03 | 14 | 07 | 04 | 15 | 01 | 12 | 12
| Peak Time: | Sch | 15:00 | 16:00 | 17:00 | 07:00 | 08:00 | 08:00 | 08:00 | 09:00 | 08:00 | 07:00 | 07:00 | 17:00 | CPs
1 | Residential
2 | Sch 16 sec | 16 | 234249.0021 | 382459.8769 | 246734.2639 | 177067.528 | 270257.2082 | 314037.7061 | 276287.2994 | 282802.5299 | 375131.1779 | 235884.361 | 164741.6676 | 267675.1607 | 3227327.7818
3
4 | Residential Total |  | 234249.0021 | 382459.8769 | 246734.2639 | 177067.528 | 270257.2082 | 314037.7061 | 276287.2994 | 282802.5299 | 375131.1779 | 235884.361 | 164741.6676 | 267675.1607 | 3227327.7818
5
6 | General Service
7 | Sch 24 sec | 24 | 90551.5735 | 112981.8996 | 92812.7105 | 61493.2189 | 68235.7173 | 76881.7614 | 78842.836 | 89143.9274 | 84223.722 | 60074.961 | 48644.8024 | 83976.5812 | 947863.7112
8 | Sch 36 sec | 36 | 134164.0074 | 134786.2028 | 154852.1388 | 138417.1696 | 135145.4871 | 142858.0211 | 129363.3883 | 129065.2663 | 119178.661 | 111609.5742 | 103877.0395 | 135145.1117 | 1568462.0678
9 | Sch 36 pri | 36 | 2546.7158 | 2558.5264 | 2939.4202 | 2627.4498 | 2565.3464 | 2711.7465 | 2455.5899 | 2449.9309 | 2262.2623 | 2118.5851 | 1971.8053 | 2565.3392 | 29772.7178
10 | Sch 48T pri, ded fac | 48T | 46753.2909 | 49731.5227 | 50510.6832 | 28656.7915 | 47811.8674 | 32881.1164 | 49316.5804 | 63682.916 | 42153.6434 | 59298.5428 | 48532.8932 | 55102.5113 | 574432.3592
11 | Sch 48T sec | 48T | 50250.5318 | 46441.6086 | 49671.3851 | 43746.965 | 42948.6835 | 45671.6627 | 38570.1046 | 42056.9226 | 32114.4366 | 34373.181 | 33645.0503 | 46049.7633 | 505540.2953
12 | Sch 48T pri | 48T | 12327.2968 | 12081.5641 | 11696.2904 | 11108.6119 | 12689.7592 | 11397.4531 | 10577.0935 | 11571.7695 | 10299.9642 | 8953.8505 | 8284.2165 | 10919.1271 | 131906.9969
13 | Gen Service Total |  | 336593.4163 | 358581.3243 | 362482.6282 | 286050.2067 | 309396.8609 | 312401.7612 | 309125.5926 | 337970.7327 | 290232.6896 | 276428.6945 | 244955.8071 | 333758.4339 | 3757978.1481
14
15 | Irrigation
16 | Sch 040 sec | 40 | 54927.8658 | 69639.3786 | 64486.756 | 23947.1107 | 5835.2108 | 907.0081 | 698.1016 | 840.1009 | 1402.1224 | 3842.8369 | 14485.2479 | 42277.5492 | 283289.2888
17
18 | Street Lights
19 | Sch 15,52,54,57 sec |  | 0 | 0 | 0 | 1277.7284 | 498.8005 | 995.3725 | 1466.6468 | 0 | 9.4252 | 0 | 0 | 0 | 4247.9734
20
21 | 0 |  | 625770.2842 | 810680.5798 | 673703.6482 | 488342.5738 | 585988.0805 | 628341.8479 | 587577.6404 | 621613.3635 | 666775.4151 | 516155.8923 | 424182.7226 | 643711.1438 | 7272843.1921

## Dist. Factors
Distribution Factors ( F20-F22 )
PacifiCorp
Cost Of Service By Rate Schedule
State of Washington
WCA
12 Months Ending June 2018
Distribution Factors - (NCP - 12 months)
| A |  | B | C | D | E | F | G | H | I
| Description |  | Residential Schedule 16 | Small General Service Schedule 24 | Large General Service < 1,000 kW Schedule 36 | Large General Service > 1,000 kW Schedule 48 | Large General Dedicated Facilities Schedule 48 | Agricultural Pumping Schedule 40 | Street & Area Lighting Sch. 15, 51-54, 57 | Total
1 | Secondary |  | 310662.3684 | 94875.54 | 146513.5347 | 51605.1239 | 0 | 39939.5093 | 1302.718 | 644898.7943
2
3 | Primary |  | 0 | 0 | 2781.1359 | 11872.7581 | 67037.2675 | 0 | 0 | 81691.1615
4
5 | Sub-Transmission |  | 0 | 0 | 0 | 0 | 0 | 0 | 0 | 0
6
7 | Transmission |  | 0 | 0 | 0 | 0 | 0 | 0 | 0 | 0
8
9 | Schedule Peaks (max)
10 | @ Input |  | 310662.3684 | 94875.54 | 149294.6706 | 63477.882 | 67037.2675 | 39939.5093 | 1302.718 | 726589.9559
11
12
13 | Substations
14 | FACTOR 20 |  | 42.76% | 13.06% | 20.55% | 8.736% | 9.226% | 5.497% | 0.1793% | 100%
15
16 | FACTOR 20A |  | 47.1% | 14.38% | 22.64% | 9.624% | 0% | 6.056% | 0.1975% | 100%
17
18
19 | Max NCP - Sec |  | 1444895.917 | 225324.1462 | 259208.0567 | 74243.9118 | 0 | 124207.0306 | 4407.7346 | 2132286.7967
20
21 | Line Transformers
22 | FACTOR 21 |  | 67.76% | 10.57% | 12.16% | 3.482% | 0% | 5.825% | 0.2067% | 100%
23
24
25 | Max NCP - Sec |  | 1444895.917 | 225324.1462 | 259208.0567 | 74243.9118 | 0 | 124207.0306 | 4407.7346 | 2132286.7967
26
27 | Cust/Transformer |  | 4 | 3 | 1 | 1 | 1 | 1 | 1
28
29 | Max NCP |  | 1444895.917 | 225324.1462 | 0 | 0 | 0 | 0 | 4407.7346 | 1674627.7977
30 | (Sec Lines)
31
32 | Secondary Lines
33 | FACTOR 22 |  | 86.28% | 13.46% | 0% | 0% | 0% | 0% | 0.2632% | 100%
34
35
36 | * If Line 19 > 1,
37 | Line 30 = Line 23
Distribution Factors Detail
PacifiCorp
Cost Of Service By Rate Schedule
State of Washington
WCA
12 Months Ending June 2018
Distribution Peaks @ Input
| A | B | C | D | E | F | G | H | I | J | K | L | M | N | O
|  |  | 2018-07-01 | 2018-08-01 | 2018-09-01 | 2018-10-01 | 2018-11-01 | 2018-12-01 | 2019-01-01 | 2019-02-01 | 2019-03-01 | 2019-04-01 | 2019-05-01 | 2019-06-01
|  | COS | 31 | 29 | 27 | 01 | 01 | 03 | 02 | 07 | 04 | 15 | 31 | 13 | Sum of 12
| Description | Sch | 1900-01-15 | 1900-01-15 | 1900-01-16 | 1900-01-18 | 1900-01-06 | 1900-01-07 | 1900-01-07 | 1900-01-07 | 1900-01-07 | 1900-01-06 | 1900-01-15 | 1900-01-14 | Dist Peaks
1 | Residential
2 | Sch 16 sec | 16 | 264107.8239 | 237770.4953 | 210324.3593 | 150780.7773 | 143549.5609 | 348446.8176 | 359299.7559 | 338889.4658 | 416234.3011 | 261730.2104 | 199658.6977 | 273168.9872 | 3203961.2525
3
4 | General Service
5 | Sch 24 sec | 24 | 111163.1072 | 106579.938 | 99953.1603 | 69606.7875 | 67875.6555 | 85305.6959 | 87858.9844 | 95753.1605 | 93452.1153 | 66657.3745 | 83623.1267 | 114788.9452 | 1082618.0509
6 | Sch 36 sec | 36 | 155476.1355 | 166623.0709 | 164818.7712 | 146436.8601 | 151887.0636 | 158510.9745 | 138096.1493 | 139389.0076 | 132237.0669 | 123838.6352 | 124410.1886 | 163194.5183 | 1764918.4419
7 | Sch 36 pri | 36 | 2882.6414 | 3089.3137 | 3055.8607 | 2715.0466 | 2816.0974 | 2938.9095 | 2560.4037 | 2584.3743 | 2451.772 | 2296.059 | 2306.656 | 3025.7458 | 32722.8801
8 | Sch 48T pri, ded fac | 48T | 49563.285 | 46979.9359 | 53979.5403 | 81041.4692 | 14884.1625 | 35635.5675 | 51973.6979 | 69130.2238 | 45684.8541 | 64265.9817 | 55200.5393 | 64264.4897 | 632603.7468
9 | Sch 48T sec | 48T | 50339.1607 | 52968.2444 | 57308.4981 | 48556.1325 | 57210.4965 | 50675.9068 | 35393.8483 | 45647.1783 | 35633.2154 | 38139.4505 | 43419.7033 | 55125.2118 | 570417.0465
10 | Sch 48T pri | 48T | 13253.6739 | 11999.4318 | 13209.4085 | 11352.101 | 11670.843 | 12352.2177 | 10311.3362 | 11939.9841 | 11162.7922 | 9703.9145 | 10477.5305 | 13382.4605 | 140815.6939
11 | General Service Total |  | 382678.0035 | 388239.9347 | 392325.239 | 359708.3969 | 306344.3185 | 345419.272 | 326194.4197 | 364443.9285 | 320621.8159 | 304901.4153 | 319437.7445 | 413781.3714 | 4224095.8601
12
13 | Irrigation
14 | Sch 040 sec | 40 | 62060.3671 | 61284.854 | 40542.0892 | 26570.9956 | 6474.5749 | 1006.3889 | 774.5926 | 932.1507 | 1555.753 | 4263.8965 | 16072.3965 | 42266.6473 | 263804.7062
15
16 | Street Lights
17 | Sch 15,52,54,57 sec |  | 0 | 0 | 0 | 2890.9137 | 1875.2488 | 1104.4355 | 1760.315 | 878.0763 | 10.4579 | 0 | 0 | 0 | 8519.4471
18
19
20
21 | State of Washington |  | 708846.1946 | 687295.284 | 643191.6875 | 539951.0835 | 458243.7031 | 695976.914 | 688029.0832 | 705143.6214 | 738422.3279 | 570895.5222 | 535168.8386 | 729217.0059 | 7700381.266
PacifiCorp
Cost Of Service By Rate Schedule
State of Washington
WCA
12 Months Ending June 2018
Distribution Peaks @ Sales
| A | B | C | D | E | F | G | H | I | J | K | L | M | N | O | P
|  |  | 2018-07-01 | 2018-08-01 | 2018-09-01 | 2018-10-01 | 2018-11-01 | 2018-12-01 | 2019-01-01 | 2019-02-01 | 2019-03-01 | 2019-04-01 | 2019-05-01 | 2019-06-01
|  | COS | 31 | 29 | 27 | 01 | 01 | 03 | 02 | 07 | 04 | 15 | 31 | 13 | Sum of 12 | Avg of S/W
| Description | Sch | 16 | 16 | 17 | 19 | 7 | 8 | 8 | 8 | 8 | 7 | 16 | 15 | Dist Peaks | Dist Peaks
1 | Residential
2 | Sch 16 sec | 16 | 238027.1852 | 214290.6669 | 189554.836 | 135891.1807 | 129374.0467 | 314037.7061 | 323818.9171 | 305424.1425 | 375131.1779 | 235884.361 | 179942.408 | 246193.559 | 2887570.1871 | 310662.3684
3
4 | General Service
5 | Sch 24 sec | 24 | 100185.7541 | 96055.1727 | 90082.7891 | 62733.1196 | 61172.9368 | 76881.7614 | 79182.9126 | 86297.5392 | 84223.722 | 60074.961 | 75365.3458 | 103453.5408 | 975709.555 | 94875.54
6 | Sch 36 sec | 36 | 140122.8723 | 150169.0483 | 148542.9231 | 131976.2252 | 136888.2212 | 142858.0211 | 124459.1592 | 125624.3479 | 119178.661 | 111609.5742 | 112124.6867 | 147079.0652 | 1590632.8054 | 146513.5347
7 | Sch 36 pri | 36 | 2659.8276 | 2850.5252 | 2819.6579 | 2505.1871 | 2598.4271 | 2711.7465 | 2362.4973 | 2384.6151 | 2262.2623 | 2118.5851 | 2128.363 | 2791.8708 | 30193.5651 | 2781.1359
8 | Sch 48T pri, ded fac | 48T | 45732.2909 | 43348.6219 | 49807.1918 | 74777.369 | 13733.6912 | 32881.1164 | 47956.391 | 63786.8033 | 42153.6434 | 59298.5428 | 50933.8137 | 59297.1661 | 583706.6414 | 67037.2675
9 | Sch 48T sec | 48T | 45368.1702 | 47737.6321 | 51649.2859 | 43761.216 | 51560.9619 | 45671.6627 | 31898.707 | 41139.521 | 32114.4366 | 34373.181 | 39132.009 | 49681.599 | 514088.3825 | 51605.1239
10 | Sch 48T pri | 48T | 12229.2312 | 11071.9357 | 12188.3873 | 10474.6404 | 10768.7452 | 11397.4531 | 9514.3215 | 11017.083 | 10299.9642 | 8953.8505 | 9667.6698 | 12348.0632 | 129931.3451 | 11872.7581
11 | General Service Total |  | 346298.1464 | 351232.9359 | 355090.2351 | 326227.7572 | 276722.9835 | 312401.7612 | 295373.9886 | 330249.9093 | 290232.6896 | 276428.6945 | 289351.8881 | 374651.3051 | 3824262.2945 | 374685.3601
12
13 | Irrigation
14 | Sch 040 sec | 40 | 55931.9079 | 55232.9767 | 36538.5593 | 23947.1107 | 5835.2108 | 907.0081 | 698.1016 | 840.1009 | 1402.1224 | 3842.8369 | 14485.2479 | 38092.8173 | 237754.0004 | 39939.5093
15
16 | Street Lights
17 | Sch 15,52,54,57 sec |  | 0 | 0 | 0 | 2605.436 | 1690.0681 | 995.3725 | 1586.4839 | 791.3663 | 9.4252 | 0 | 0 | 0 | 7678.152 | 1302.718
18
19
20
21 | State of Washington |  | 640257.2396 | 620756.5795 | 581183.6303 | 488671.4846 | 413622.309 | 628341.8479 | 621477.4913 | 637305.519 | 666775.4151 | 516155.8923 | 483779.544 | 658937.6814 | 6957264.6341 | 726589.9559
PacifiCorp
Cost Of Service By Rate Schedule
State of Washington
WCA
12 Months Ending June 2018
Non Coincident Peaks @ Input
| A | B | C | D | E | F | G | H | I | J | K | L | M | N | O | P
|  | COS | [12 empty] | NCP | Maximum
| Description | Sch | July | August | September | October | November | December | Januray | February | March | April | May | June | Total | NCP
1 | Residential
2 | Sch 16 sec |  | 1157434.0393 | 1182213.203 | 1139016.2098 | 1245304.3376 | 1444895.917 | 1442872.4666 | 1026013.6499 | 1122973.9709 | 1070610.8955 | 812451.1046 | 773014.5619 | 796875.8738 | 13213676.2298 | 1444895.917
3
4 | General Service
5 | Sch 24 sec | 24 | 223867.0727 | 225324.1462 | 199981.5132 | 203607.9155 | 214113.922 | 212625.5451 | 173092.6291 | 182148.5104 | 185489.6177 | 163577.1113 | 180169.4772 | 184486.8319 | 2348484.2923 | 225324.1462
6 | Sch 36 sec | 36 | 230106.5434 | 259208.0567 | 249009.9582 | 230060.4031 | 217434.7881 | 202304.534 | 190654.3591 | 192560.2304 | 187490.5011 | 181462.6629 | 198533.266 | 210332.9251 | 2549158.2281 | 259208.0567
7 | Sch 36 pri | 36 | 2102.4888 | 2368.39 | 2275.2097 | 2102.0672 | 1986.7066 | 1848.4612 | 1742.0132 | 1759.4272 | 1713.105 | 1658.0285 | 1814.003 | 1921.8168 | 23291.7171 | 2368.39
8 | Sch 48T pri, ded fac | 48T | 55597.401 | 55207.2438 | 55012.1652 | 56767.8726 | 52281.0648 | 57938.3442 | 62815.3092 | 61937.4555 | 61547.2983 | 61791.1465 | 61596.0679 | 61742.3769 | 704233.746 | 62815.3092
9 | Sch 48T sec | 48T | 71066.6048 | 74243.9118 | 74167.8086 | 73880.2169 | 67177.3445 | 60581.6876 | 58544.6447 | 56798.3235 | 58740.476 | 58915.5296 | 63713.3302 | 68663.0133 | 786492.8915 | 74243.9118
10 | Sch 48T pri | 48T | 14497.5479 | 16581.2475 | 14552.1699 | 13275.9224 | 13571.0546 | 13414.5583 | 12546.1117 | 13138.5871 | 13079.8251 | 12482.6461 | 12627.5462 | 13248.5464 | 163015.7631 | 16581.2475
11 | General Service Total |  | 597237.6586 | 632932.9959 | 594998.8249 | 579694.3978 | 566564.8807 | 548713.1303 | 499395.0671 | 508342.5341 | 508060.8232 | 479887.1248 | 518453.6904 | 540395.5103 | 6574676.638 | 640541.0613
12
13 | Irrigation
14 | Sch 40 sec | 40 | 122078.7795 | 124207.0306 | 116813.627 | 26570.9956 | 6474.5749 | 1006.3889 | 774.5926 | 932.1507 | 1555.753 | 22161.0811 | 41114.6642 | 117648.9128 | 581338.551 | 124207.0306
15
16 | Street Lights
17 | Sch 15,52,54,57 sec |  | 4362.4657 | 3869.0708 | 3425.1299 | 2931.5619 | 2758.3949 | 2534.9392 | 2493.5766 | 2986.7011 | 3001.866 | 3941.3005 | 4405.9285 | 4407.7346 | 41118.6698 | 4407.7346
18
19
20 | State of Washington |  | 1881112.9431 | 1943222.3003 | 1854253.7916 | 1854501.2929 | 2020693.7675 | 1995126.9251 | 1528676.8862 | 1635235.3567 | 1583229.3377 | 1318440.611 | 1336988.8451 | 1459328.0314 | 20410810.0885 | 2214051.7434
PacifiCorp
Cost Of Service By Rate Schedule
State of Washington
WCA
12 Months Ending June 2018
Non Coincident Peaks @ Sales
| A | B | C | D | E | F | G | H | I | J | K | L | M | N | O | P
|  | COS | [12 empty] | NCP | Maximum
| Description | Sch | July | August | September | October | November | December | Januray | February | March | April | May | June | Total | NCP
1 | Residential
2 | Sch 16 sec |  | 1043137.467 | 1065469.6892 | 1026538.3975 | 1122330.5763 | 1302212.494 | 1300388.8593 | 924694.8367 | 1012080.3292 | 964888.1057 | 732221.5855 | 696679.4001 | 718184.4082 | 11908826.1486 | 1302212.494
3
4 | General Service
5 | Sch 24 sec | 24 | 201760.2068 | 203073.3943 | 180233.3456 | 183501.6408 | 192970.1794 | 191628.7797 | 155999.7379 | 164161.3511 | 167172.5242 | 147423.8771 | 162377.7474 | 166268.7635 | 2116571.5478 | 203073.3943
6 | Sch 36 sec | 36 | 207383.53 | 233611.2698 | 224420.2333 | 207341.9461 | 195963.1101 | 182326.9681 | 171827.2476 | 173544.9142 | 168975.8205 | 163543.231 | 178928.1127 | 189562.5558 | 2297428.9392 | 233611.2698
7 | Sch 36 pri | 36 | 1939.9769 | 2185.3253 | 2099.3474 | 1939.5879 | 1833.1442 | 1705.5844 | 1607.3643 | 1623.4323 | 1580.6906 | 1529.8712 | 1673.7896 | 1773.2699 | 21491.3839 | 2185.3253
8 | Sch 48T pri, ded fac | 48T | 51300 | 50940 | 50760 | 52380 | 48240 | 53460 | 57960 | 57150 | 56790 | 57015 | 56835 | 56970 | 649800 | 57960
9 | Sch 48T sec | 48T | 64048.78 | 66912.328 | 66843.74 | 66584.548 | 60543.584 | 54599.248 | 52763.363 | 51189.491 | 52939.856 | 53097.623 | 57421.641 | 61882.543 | 708826.745 | 66912.328
10 | Sch 48T pri | 48T | 13376.96 | 15299.6 | 13427.36 | 12249.76 | 12522.08 | 12377.68 | 11576.36 | 12123.04 | 12068.82 | 11517.8 | 11651.5 | 12224.5 | 150415.46 | 15299.6
11 | General Service Total |  | 539809.4537 | 572021.9174 | 537784.0262 | 523997.4827 | 512072.0977 | 496098.2602 | 451734.0728 | 459792.2286 | 459527.7113 | 434127.4023 | 468887.7907 | 488681.6323 | 5944534.0759 | 579041.9174
12
13 | Irrigation
14 | Sch 40 sec | 40 | 110023.5042 | 111941.5905 | 105278.2853 | 23947.1107 | 5835.2108 | 907.0081 | 698.1016 | 840.1009 | 1402.1224 | 19972.6751 | 37054.5925 | 106031.0866 | 523931.3887 | 111941.5905
15
16 | Street Lights
17 | Sch 15,52,54,57 sec |  | 3931.6724 | 3487.0002 | 3086.8984 | 2642.0703 | 2486.0035 | 2284.6141 | 2247.336 | 2691.7645 | 2705.4318 | 3552.0972 | 3970.8432 | 3972.4709 | 37058.2025 | 3972.4709
18
19
20 | State of Washington |  | 1696902.0972 | 1752920.1973 | 1672687.6075 | 1672917.2401 | 1822605.8061 | 1799678.7416 | 1379374.347 | 1475404.4231 | 1428523.3713 | 1189873.7601 | 1206592.6265 | 1316869.598 | 18414349.8158 | 1997168.4729
PacifiCorp
Cost Of Service By Rate Schedule
State of Washington
WCA
12 Months Ending June 2018
Schedule Peaks @ Input
| A | B | C | D | E | F | G | H | I | J | K | L | M | N | O
| Schedule Peaks @ Input B: COS; Schedule Peaks @ Input O: Schedule | Max Sch
| Description | Sch | July | August | September | October | November | December | Januray | February | March | April | May | June | Peaks Total | Peak
1 | Residential
2 | Sch 16 sec | 16 | 283297.9183 | 437157.8679 | 303622.7988 | 218551.018 | 326121.2669 | 453382.2405 | 440156.9872 | 368215.2976 | 461243.5867 | 294308.9018 | 248875.277 | 297004.328 | 4131937.4887 | 461243.5867
3
4 | General Service
5 | Sch 24 sec | 24 | 115211.9502 | 136914.9037 | 126829.2119 | 91940.2745 | 100785.6708 | 118900.5912 | 106690.6007 | 106449.3356 | 112364.7974 | 97398.3104 | 94250.161 | 118369.0759 | 1326104.8836 | 136914.9037
6 | Sch 36 sec | 36 | 164772.0013 | 173925.1904 | 184234.4246 | 170761.6306 | 165543.8872 | 172772.8456 | 151766.4336 | 152655.3099 | 139125.2583 | 152337.1774 | 145241.0669 | 169667.9227 | 1942803.1484 | 184234.4246
7 | Sch 36 pri | 36 | 3054.9935 | 3224.7004 | 3415.8411 | 3166.0457 | 3069.3049 | 3203.3351 | 2813.8608 | 2830.3412 | 2579.4841 | 2824.4428 | 2692.8757 | 3145.7675 | 36020.9928 | 3415.8411
8 | Sch 48T pri, ded fac | 48T | 52329.6078 | 56037.5083 | 57080.06 | 84622.2013 | 53835.2591 | 39188.9716 | 54248.0736 | 71494.6125 | 56358.0507 | 66253.0503 | 58685.4219 | 65401 | 715533.8172 | 84622.2013
9 | Sch 48T sec | 48T | 57754.7204 | 55792.7307 | 60869.4233 | 55639.8325 | 60799.9936 | 57663.0846 | 47783.7953 | 50696.02 | 45564.7895 | 48041.4728 | 48590.8865 | 58767.3593 | 647964.1085 | 60869.4233
10 | Sch 48T pri | 48T | 14629.9359 | 14163.6716 | 15316.2972 | 13911.1692 | 14481.9293 | 13485.758 | 11865.7561 | 12715.715 | 12133.6063 | 11288.5151 | 11914.904 | 13634.1942 | 159541.4518 | 15316.2972
11 | General Service Total |  | 407753.2092 | 440058.7051 | 447745.258 | 420041.1538 | 398516.0449 | 405214.5861 | 375168.5201 | 396841.3342 | 368125.9864 | 378142.9688 | 361375.316 | 428985.3196 | 4827968.4023 | 485373.0912
12
13 | Irrigation
14 | Sch 040 sec | 40 | 65750.2884 | 83195.3765 | 77081.1319 | 26570.9956 | 6474.5749 | 1006.3889 | 774.5926 | 932.1507 | 1555.753 | 22161.0811 | 41114.6642 | 50330.5117 | 376947.5095 | 83195.3765
15
16 | Street Lights
17 | Sch 15,52,54,57 sec |  | 4362.4657 | 3869.0708 | 3425.1299 | 2931.5619 | 2758.3949 | 2534.9392 | 2493.5766 | 2986.7011 | 3001.866 | 3941.3005 | 4405.9285 | 4407.7346 | 41118.6698 | 4407.7346
18
19
20
21 | State of Washington |  | 761163.8816 | 964281.0203 | 831874.3186 | 668094.7293 | 733870.2816 | 862138.1548 | 818593.6764 | 768975.4836 | 833927.1921 | 698554.2522 | 655771.1858 | 780727.894 | 9377972.0702 | 1034219.789
PacifiCorp
Cost Of Service By Rate Schedule
State of Washington
WCA
12 Months Ending June 2018
Schedule Peaks @ Sales
| A | B | C | D | E | F | G | H | I | J | K | L | M | N | O
| Schedule Peaks @ Sales B: COS; Schedule Peaks @ Sales O: Schedule | Max Sch
| Description | Sch | July | August | September | October | November | December | Januray | February | March | April | May | June | Peaks Total | Peak
1 | Residential
2 | Sch 16 sec | 16 | 255322.2585 | 393988.5432 | 273640.0577 | 196969.1123 | 293916.8028 | 408610.7596 | 396691.4995 | 331854.0494 | 415695.7981 | 265245.9077 | 224298.8518 | 267675.1607 | 3723908.8013 | 415695.7981
3
4 | General Service
5 | Sch 24 sec | 24 | 103834.774 | 123394.5616 | 114304.8315 | 82861.1755 | 90833.0893 | 107159.1619 | 96154.9074 | 95937.4673 | 101268.7775 | 87780.2306 | 84942.9608 | 106680.1337 | 1195152.0711 | 123394.5616
6 | Sch 36 sec | 36 | 148500.7717 | 156750.0837 | 166041.2814 | 153898.9254 | 149196.4339 | 155711.533 | 136779.5034 | 137580.6032 | 125386.6437 | 137293.8863 | 130898.5165 | 152913.2211 | 1750951.4032 | 166041.2814
7 | Sch 36 pri | 36 | 2818.8578 | 2975.4472 | 3151.8137 | 2921.3262 | 2832.063 | 2955.7333 | 2596.3634 | 2611.57 | 2380.1029 | 2606.1275 | 2484.7299 | 2902.6154 | 33236.7502 | 3151.8137
8 | Sch 48T pri, ded fac | 48T | 48284.7909 | 51706.0892 | 52668.0569 | 78081.3285 | 49674.0628 | 36159.8602 | 50054.9689 | 65968.4366 | 52001.8553 | 61132.0209 | 54149.3323 | 60345.8298 | 660226.6322 | 78081.3285
9 | Sch 48T sec | 48T | 52051.4437 | 50283.2004 | 54858.5698 | 50145.4009 | 54795.9963 | 51968.8569 | 43065.1471 | 45689.7897 | 41065.2681 | 43297.379 | 43792.5381 | 52964.0845 | 583977.6747 | 54858.5698
10 | Sch 48T pri | 48T | 13499.115 | 13068.8907 | 14132.424 | 12835.9054 | 13362.5486 | 12443.3763 | 10948.5925 | 11732.8538 | 11195.7392 | 10415.9693 | 10993.9416 | 12580.3392 | 147209.6956 | 14132.424
11 | General Service Total |  | 368989.7532 | 398178.2728 | 405156.9772 | 380744.0618 | 360694.1938 | 366398.5215 | 339599.4828 | 359520.7206 | 333298.3868 | 342525.6136 | 327262.0191 | 388386.2237 | 4370754.227 | 439659.9789
12
13 | Irrigation
14 | Sch 040 sec | 40 | 59257.4496 | 74979.8359 | 69469.3727 | 23947.1107 | 5835.2108 | 907.0081 | 698.1016 | 840.1009 | 1402.1224 | 19972.6751 | 37054.5925 | 45360.3754 | 339723.9557 | 74979.8359
15
16 | Street Lights
17 | Sch 15,52,54,57 sec |  | 3931.6724 | 3487.0002 | 3086.8984 | 2642.0703 | 2486.0035 | 2284.6141 | 2247.336 | 2691.7645 | 2705.4318 | 3552.0972 | 3970.8432 | 3972.4709 | 37058.2025 | 3972.4709
18
19
20
21 | State of Washington |  | 687501.1337 | 870633.6521 | 751353.306 | 604302.3551 | 662932.211 | 778200.9033 | 739236.4199 | 694906.6354 | 753101.7391 | 631296.2935 | 592586.3066 | 705394.2307 | 8471445.1865 | 934308.0838

## Energy Factor 2018
Energy Factors ( F30-F31 )
PacifiCorp
Cost Of Service By Rate Schedule
State of Washington
WCA
12 Months Ending June 2018
Energy Factor
| A | B | C | D | E | F | G | H | I
| Description | Residential Schedule 16 | Small General Service Schedule 24 | Large General Service < 1,000 kW Schedule 36 | Large General Service > 1,000 kW Schedule 48 | Large General Dedicated Facilities Schedule 48 | Agricultural Pumping Schedule 40 | Street & Area Lighting Sch. 15, 51-54, 57 | Total
1 | Secondary | 1561092.8312 | 549667.1074 | 917646.2472 | 343753.6401 | 0 | 164791.0036 | 12911.7058 | 3549862.5354
2
3 | Primary | 0 | 0 | 17418.861 | 79243.8947 | 405954 | 0 | 0 | 502616.7557
4
5 | Sub-Transmission | 0 | 0 | 0 | 0 | 0 | 0 | 0 | 0
6
7 | Transmission | 0 | 0 | 0 | 0 | 0 | 0 | 0 | 0
8
9
10 | Energy Factor A: Total MWH
11 | @ Sales | 1561092.8312 | 549667.1074 | 935065.1082 | 422997.5348 | 405954 | 164791.0036 | 12911.7058 | 4052479.291
12
13
14 | Energy Factor A: Total MWH
15 | @ Input | 1712050.508 | 602819.9167 | 1025034.7556 | 461848.9795 | 434695.5432 | 180726.2937 | 14160.2678 | 4431336.2645
16
17 | Energy Factor A: Energy
18 | FACTOR 30 | 38.64% | 13.6% | 23.13% | 10.42% | 9.81% | 4.078% | 0.3195% | 100%
19
20 | Energy Factor A: MWH @ sales
21 | (less special contracts) | 1561092.8312 | 549667.1074 | 935065.1082 | 422997.5348 | 405954 | 164791.0036 | 12911.7058 | 4052479.291
22
23 | FACTOR 31 | 38.52% | 13.56% | 23.07% | 10.44% | 10.02% | 4.066% | 0.3186% | 100%
PacifiCorp
Cost Of Service By Rate Schedule
State of Washington
WCA
12 Months Ending June 2018
Energy Factor
| A | B | C
MWH @ Sales
| Rate Schedules | Voltage level | (Inc Unbilled)
1 | Energy Factor A: Sch 016; Energy Factor B: secondary; Energy Factor C: 1561092.8312
2 | Energy Factor A: Sch 024; Energy Factor B: secondary; Energy Factor C: 549667.1074
3 | Energy Factor A: Sch 036; Energy Factor B: secondary; Energy Factor C: 917646.2472
4 | Energy Factor A: Sch 036; Energy Factor B: primary; Energy Factor C: 17418.861
5 | Energy Factor A: Sch 48T, ded fac; Energy Factor B: primary; Energy Factor C: 405954
6 | Energy Factor A: Sch 48T; Energy Factor B: secondary; Energy Factor C: 343753.6401
7 | Energy Factor A: Sch 48T; Energy Factor B: primary; Energy Factor C: 79243.8947
8 | Energy Factor A: Sch 40; Energy Factor B: secondary; Energy Factor C: 164791.0036
9 | Energy Factor A: Sch 15,51,52,53,54,57; Energy Factor B: secondary; Energy Factor C: 12911.7058
10
11
12 | Energy Factor A: State of Washington; Energy Factor C: 4052479.291
| Sch 47 - partial requirements |  | 2044
| Total mWh including Sch 47 |  | 4054523.291
| mWh by month @ INPUT |  | 2018-07-01 | 2018-08-01 | 2018-09-01 | 2018-10-01 | 2018-11-01 | 2018-12-01 | 2019-01-01 | 2019-02-01 | 2019-03-01 | 2019-04-01 | 2019-05-01 | 2019-06-01 | Total
Residential
| Sch 16 sec | 16 | 129652.3927 | 146115.4587 | 124639.9128 | 102073.8563 | 137455.7795 | 196040.5142 | 218421.6684 | 165846.807 | 164062.7261 | 120558.4883 | 103549.575 | 103633.3289 | 1712050.508
General Service
| Sch 24 sec | 24 | 52340.9112 | 58404.394 | 54408.9658 | 45922.1269 | 46565.7186 | 54420.2522 | 57204.6232 | 49491.3874 | 48125.2962 | 42395.8656 | 44848.0561 | 48692.3197 | 602819.9167
| Sch 36 sec | 36 | 81841.0633 | 88225.701 | 92108.6257 | 90108.0996 | 91063.1807 | 94350.8566 | 88258.0311 | 79449.2585 | 74074.7831 | 68627.4022 | 78962.9049 | 79312.7326 | 1006382.6393
| Sch 36 pri | 36 | 1516.8277 | 1635.1594 | 1707.1248 | 1670.0474 | 1687.7487 | 1748.6819 | 1635.7586 | 1472.4984 | 1372.8888 | 1271.928 | 1463.4844 | 1469.968 | 18652.1163
| Sch 48T pri, ded fac | 48T | 38780.0928 | 38587.3488 | 29451.2832 | 38259.684 | 39107.7576 | 38259.684 | 39859.4592 | 39898.008 | 35888.9328 | 39049.9344 | 37854.9216 | 19698.4368 | 434695.5432
| Sch 48T sec | 48T | 33597.0162 | 30959.1937 | 33527.0488 | 33569.6213 | 34319.669 | 34510.6713 | 28086.7992 | 32883.7537 | 28080.2309 | 26449.8041 | 33394.5578 | 27616.2511 | 376994.6171
| Sch 48T pri | 48T | 7466.6285 | 6892.7631 | 7476.0292 | 7644.1044 | 7803.1982 | 7845.0655 | 6491.9342 | 7419.1081 | 6495.8952 | 5815.4191 | 7410.7508 | 6093.4661 | 84854.3624
| Gen Service Total |  | 215542.5396 | 224704.56 | 218679.0776 | 217173.6835 | 220547.2728 | 231135.2115 | 221536.6055 | 210614.014 | 194038.027 | 183610.3535 | 203934.6757 | 182883.1743 | 2524399.1951
Irrigation
| Sch 040 sec | 40 | 32892.2889 | 39017.2973 | 33419.8136 | 16621.624 | 9565.8451 | 1870.208 | 655.3408 | 588.0286 | 1318.6765 | 4412.3597 | 13537.5639 | 26827.2473 | 180726.2937
Street Lights
| Sch 15,52,54,57 sec |  | 1258.1057 | 1166.5186 | 1184.6735 | 1212.5826 | 1234.9314 | 1169.7972 | 1188.9895 | 1165.7658 | 1166.9985 | 1131.8613 | 1139.4307 | 1140.613 | 14160.2678
| State of Washington |  | 379345.327 | 411003.8347 | 377923.4775 | 337081.7464 | 368803.8288 | 430215.7309 | 441802.6042 | 378214.6154 | 360586.428 | 309713.0628 | 322161.2453 | 314484.3635 | 4431336.2645
| mWh by month @ SALES |  | 2018-07-01 | 2018-08-01 | 2018-09-01 | 2018-10-01 | 2018-11-01 | 2018-12-01 | 2019-01-01 | 2019-02-01 | 2019-03-01 | 2019-04-01 | 2019-05-01 | 2019-06-01 | Total
Residential
| Sch 16 sec | 16 | 118220.473 | 133231.931 | 113649.9615 | 93073.6357 | 125335.807 | 178754.914 | 199162.641 | 151223.495 | 149596.723 | 109928.411 | 94419.235 | 94495.604 | 1561092.8312
General Service
| Sch 24 sec | 24 | 47725.824 | 53254.6676 | 49611.5307 | 41873.0071 | 42459.851 | 49621.822 | 52160.685 | 45127.553 | 43881.915 | 38657.669 | 40893.641 | 44398.942 | 549667.1074
| Sch 36 sec | 36 | 74624.8411 | 80446.5223 | 83987.0755 | 82162.943 | 83033.8112 | 86031.6008 | 80476.0018 | 72443.9304 | 67543.3419 | 62576.2763 | 72000.4604 | 72319.4425 | 917646.2472
| Sch 36 pri | 36 | 1416.5369 | 1527.0446 | 1594.2518 | 1559.6259 | 1576.1568 | 1633.0612 | 1527.6042 | 1375.1386 | 1282.1151 | 1187.8297 | 1366.7206 | 1372.7755 | 17418.861
| Sch 48T pri, ded fac | 48T | 36216 | 36036 | 27504 | 35730 | 36522 | 35730 | 37224 | 37260 | 33516 | 36468 | 35352 | 18396 | 405954
| Sch 48T sec | 48T | 30634.6459 | 28229.4098 | 30570.8478 | 30609.6665 | 31293.5798 | 31467.7407 | 25610.2847 | 29984.2744 | 25604.2955 | 24117.6293 | 30450.0391 | 25181.2265 | 343753.6401
| Sch 48T pri | 48T | 6972.9441 | 6437.0219 | 6981.7232 | 7138.6855 | 7287.2602 | 7326.3593 | 6062.6953 | 6928.5656 | 6066.3945 | 5430.9107 | 6920.7609 | 5690.5735 | 79243.8947
| Gen Service Total |  | 197590.792 | 205930.6663 | 200249.4291 | 199073.928 | 202172.659 | 211810.584 | 203061.271 | 193119.462 | 177894.062 | 168438.315 | 186983.622 | 167358.96 | 2313683.7504
Irrigation
| Sch 040 sec | 40 | 29992.057 | 35577.0013 | 30473.0679 | 15156.0354 | 8722.39 | 1705.305 | 597.557 | 536.18 | 1202.404 | 4023.306 | 12343.908 | 24461.792 | 164791.0036
Street Lights
| Sch 15,52,54,57 sec |  | 1147.174 | 1063.6624 | 1080.2166 | 1105.6648 | 1126.043 | 1066.652 | 1084.152 | 1062.976 | 1064.1 | 1032.061 | 1038.963 | 1040.041 | 12911.7058
| State of Washington |  | 346950.496 | 375803.261 | 345452.6752 | 308409.2638 | 337356.899 | 393337.455 | 403905.621 | 345942.113 | 329757.289 | 283422.093 | 294785.728 | 287356.397 | 4052479.291
|  |  | 108 | 150 | 270 | 251 | 161 | 95 | 451 | 230 | 46 | 56 | 70 | 156 | 2044
|  |  | 347058.496 | 375953.261 | 345722.6752 | 308660.2638 | 337517.899 | 393432.455 | 404356.621 | 346172.113 | 329803.289 | 283478.093 | 294855.728 | 287512.397 | 4054523.291

## Energy Factor 2019
Energy Factors ( F30-F31 )
PacifiCorp
Cost Of Service By Rate Schedule
State of Washington
WCA
12 Months Ending June 2018
Energy Factor
| A | B | C | D | E | F | G | H | I
| Description | Residential Schedule 16 | Small General Service Schedule 24 | Large General Service < 1,000 kW Schedule 36 | Large General Service > 1,000 kW Schedule 48 | Large General Dedicated Facilities Schedule 48 | Agricultural Pumping Schedule 40 | Street & Area Lighting Sch. 15, 51-54, 57 | Total
1 | Secondary | 1524718.2119 | 554739.1318 | 933030.377 | 327407.7717 | 0 | 164795.7978 | 12492.4014 | 3517183.6916
2
3 | Primary | 0 | 0 | 17710.8842 | 75456.9494 | 420782.1009 | 0 | 0 | 513949.9345
4
5 | Sub-Transmission | 0 | 0 | 0 | 0 | 0 | 0 | 0 | 0
6
7 | Transmission | 0 | 0 | 0 | 0 | 0 | 0 | 0 | 0
8
9
10 | Energy Factor A: Total MWH
11 | @ Sales | 1524718.2119 | 554739.1318 | 950741.2612 | 402864.7211 | 420782.1009 | 164795.7978 | 12492.4014 | 4031133.6261
12
13
14 | Energy Factor A: Total MWH
15 | @ Input | 1672158.463 | 608382.4059 | 1042219.2292 | 439867.4047 | 450573.4736 | 180731.5515 | 13700.4166 | 4407632.9444
16
17 | Energy Factor A: Energy
18 | FACTOR 30 | 37.94% | 13.8% | 23.65% | 9.98% | 10.22% | 4.1% | 0.3108% | 100%
19
20 | Energy Factor A: MWH @ sales
21 | (less special contracts) | 1524718.2119 | 554739.1318 | 950741.2612 | 402864.7211 | 420782.1009 | 164795.7978 | 12492.4014 | 4031133.6261
22
23 | FACTOR 31 | 37.82% | 13.76% | 23.58% | 9.994% | 10.44% | 4.088% | 0.3099% | 100%
PacifiCorp
Cost Of Service By Rate Schedule
State of Washington
WCA
12 Months Ending June 2018
Energy Factor
| A | B | C
MWH @ Sales
| Rate Schedules | Voltage level | (Inc Unbilled)
1 | Energy Factor A: Sch 016; Energy Factor B: secondary; Energy Factor C: 1524718.2119
2 | Energy Factor A: Sch 024; Energy Factor B: secondary; Energy Factor C: 554739.1318
3 | Energy Factor A: Sch 036; Energy Factor B: secondary; Energy Factor C: 933030.377
4 | Energy Factor A: Sch 036; Energy Factor B: primary; Energy Factor C: 17710.8842
5 | Energy Factor A: Sch 48T, ded fac; Energy Factor B: primary; Energy Factor C: 420782.1009
6 | Energy Factor A: Sch 48T; Energy Factor B: secondary; Energy Factor C: 327407.7717
7 | Energy Factor A: Sch 48T; Energy Factor B: primary; Energy Factor C: 75456.9494
8 | Energy Factor A: Sch 40; Energy Factor B: secondary; Energy Factor C: 164795.7978
9 | Energy Factor A: Sch 15,51,52,53,54,57; Energy Factor B: secondary; Energy Factor C: 12492.4014
10
11
12 | Energy Factor A: State of Washington; Energy Factor C: 4031133.6261
| Sch 47 - partial requirements |  | 2679.1576
| Total mWh including Sch 47 |  | 4033812.7837
| mWh by month @ INPUT |  | 2018-07-01 | 2018-08-01 | 2018-09-01 | 2018-10-01 | 2018-11-01 | 2018-12-01 | 2019-01-01 | 2019-02-01 | 2019-03-01 | 2019-04-01 | 2019-05-01 | 2019-06-01 | Total
Residential
| Sch 16 sec | 16 | 113896.1452 | 146256.1387 | 113653.5366 | 93486.516 | 124163.3559 | 223646.4982 | 209810.0452 | 147329.4881 | 170410.5888 | 129845.2138 | 97738.7706 | 101922.1658 | 1672158.463
General Service
| Sch 24 sec | 24 | 51420.6481 | 60418.5137 | 53881.2331 | 46471.4359 | 46098.2774 | 58018.1117 | 55587.381 | 50618.6413 | 53127.6155 | 44231.8724 | 41421.075 | 47087.6007 | 608382.4059
| Sch 36 sec | 36 | 82406.8252 | 90722.2069 | 97368.1356 | 96439.7003 | 91087.6054 | 95255.8448 | 87495.2543 | 76755.7047 | 77815.1177 | 75143.0322 | 72852.3642 | 79912.623 | 1023254.4144
| Sch 36 pri | 36 | 1527.3134 | 1681.4292 | 1804.6037 | 1787.3962 | 1688.2014 | 1765.4548 | 1621.6214 | 1422.5765 | 1442.2115 | 1392.6876 | 1350.2327 | 1481.0863 | 18964.8148
| Sch 48T pri, ded fac | 48T | 35991.6842 | 38799.5461 | 38721.0045 | 37857.047 | 25781.2773 | 25388.5694 | 37287.6204 | 43983.2911 | 38819.1815 | 43178.2398 | 40959.4398 | 43806.5725 | 450573.4736
| Sch 48T sec | 48T | 33318.4741 | 32695.5475 | 34101.181 | 32805.16 | 32620.5772 | 30749.3529 | 27767.4026 | 27203.9419 | 26015.2189 | 26201.7748 | 26601.9079 | 28987.5645 | 359068.1033
| Sch 48T pri | 48T | 7404.7251 | 7279.3453 | 7604.0521 | 7470.0297 | 7416.879 | 6990.0317 | 6418.1094 | 6137.6504 | 6018.189 | 5760.8859 | 5903.3604 | 6396.0434 | 80799.3014
| Gen Service Total |  | 212069.6701 | 231596.5887 | 233480.2099 | 222830.7692 | 204692.8178 | 218167.3653 | 216177.3892 | 206121.8059 | 203237.5341 | 195908.4926 | 189088.3802 | 207671.4905 | 2541042.5134
Irrigation
| Sch 040 sec | 40 | 35219.887 | 42148.4917 | 33727.9231 | 19539.5204 | 4607.6225 | 740.0685 | 569.6124 | 619.1395 | 1144.0545 | 3052.0858 | 11843.9145 | 27519.2316 | 180731.5515
Street Lights
| Sch 15,52,54,57 sec |  | 1154.3018 | 1172.3773 | 1165.2693 | 1178.1956 | 1191.6186 | 1190.7979 | 1139.3682 | 1128.129 | 1109.7745 | 1100.6993 | 1089.8817 | 1080.0033 | 13700.4166
| State of Washington |  | 362340.0041 | 421173.5964 | 382026.9389 | 337035.0012 | 334655.4147 | 443744.7299 | 427696.4149 | 355198.5626 | 375901.9519 | 329906.4915 | 299760.947 | 338192.8913 | 4407632.9444
| mWh by month @ SALES |  | 2018-07-01 | 2018-08-01 | 2018-09-01 | 2018-10-01 | 2018-11-01 | 2018-12-01 | 2019-01-01 | 2019-02-01 | 2019-03-01 | 2019-04-01 | 2019-05-01 | 2019-06-01 | Total
Residential
| Sch 16 sec | 16 | 103853.5107 | 133360.2067 | 103632.2938 | 85243.4722 | 113215.4243 | 203926.7787 | 191310.3357 | 134338.915 | 155384.8717 | 118396.2923 | 89120.7902 | 92935.3203 | 1524718.2119
General Service
| Sch 24 sec | 24 | 46886.7038 | 55091.1951 | 49130.3302 | 42373.8816 | 42033.6258 | 52902.4452 | 50686.0408 | 46155.4129 | 48443.1617 | 40331.7885 | 37768.8292 | 42935.7169 | 554739.1318
| Sch 36 sec | 36 | 75140.7178 | 82722.9023 | 88782.8354 | 87936.2636 | 83056.0823 | 86856.7929 | 79780.4817 | 69987.877 | 70953.8777 | 68517.3997 | 66428.7081 | 72866.4384 | 933030.377
| Sch 36 pri | 36 | 1426.3293 | 1570.2551 | 1685.2854 | 1669.2157 | 1576.5796 | 1648.7251 | 1514.4018 | 1328.5175 | 1346.8542 | 1300.6047 | 1260.957 | 1383.1587 | 17710.8842
| Sch 48T pri, ded fac | 48T | 33611.9576 | 36234.1671 | 36160.8185 | 35353.9849 | 24076.6505 | 23709.9079 | 34822.2081 | 41075.1691 | 36252.5042 | 40323.3468 | 38251.2512 | 40910.135 | 420782.1009
| Sch 48T sec | 48T | 30380.6639 | 29812.663 | 31094.3567 | 29912.6106 | 29744.3031 | 28038.0714 | 25319.0504 | 24805.272 | 23721.3631 | 23891.4697 | 24256.3216 | 26431.6263 | 327407.7717
| Sch 48T pri | 48T | 6915.1336 | 6798.0438 | 7101.2814 | 6976.1204 | 6926.4839 | 6527.8593 | 5993.7518 | 5731.8364 | 5620.2736 | 5379.9831 | 5513.0374 | 5973.1448 | 75456.9494
| Gen Service Total |  | 194361.506 | 212229.2264 | 213954.9076 | 204222.0767 | 187413.7251 | 199683.8018 | 198115.9347 | 189084.085 | 186338.0346 | 179744.5925 | 173479.1046 | 190500.22 | 2329127.215
Irrigation
| Sch 040 sec | 40 | 32114.4223 | 38432.107 | 30754.0103 | 17816.6504 | 4201.3518 | 674.814 | 519.3876 | 564.5478 | 1043.1791 | 2782.9724 | 10799.5938 | 25092.7616 | 164795.7978
Street Lights
| Sch 15,52,54,57 sec |  | 1052.5229 | 1069.0046 | 1062.5233 | 1074.3098 | 1086.5493 | 1085.8009 | 1038.906 | 1028.6578 | 1011.9217 | 1003.6467 | 993.7829 | 984.7755 | 12492.4014
| State of Washington |  | 331381.962 | 385090.5446 | 349403.735 | 308356.5091 | 305917.0505 | 405371.1954 | 390984.5639 | 325016.2055 | 343778.0071 | 301927.5038 | 274393.2715 | 309513.0775 | 4031133.6261

## KWH 201707-201806
PacifiCorp - State of Washington
System Benefits Charge - All Schedules
Schedule 191 Revenues
|  |  | 207107 | 201708 | 201709 | 201710 | 201711 | 201712 | 201801 | 201802 | 201803 | 201804 | 201805 | 201806 | Total
State | Class | Schedule | [12 empty] | kWh
WA | RES | 15 | 82553 | 82248.3154 | 82366.1764 | 82265.8338 | 82452 | 80062 | 74988 | 81483 | 79209 | 76712 | 82983 | 80422 | 967744.3256 | 967811 | 66.6744
WA | RES | 16 | 113086176 | 127326092.4816 | 108615911.6852 | 88480555.6824 | 118853477 | 169523023 | 188693965 | 142864879 | 141105363 | 104272018 | 89925531 | 90619452 | 1483366443.8492 | 1483366444 | 0.15082
WA | RES | 17 | 4921844 | 5656703.0973 | 4812676.7499 | 4419031.883 | 6291891 | 8990278 | 10192026 | 8142228 | 8272910 | 5479094 | 4330781 | 3706676 | 75216139.7302 | 75215921 | -218.7302
WA | RES | 18 | 212453 | 249135.405 | 221373.1065 | 174048.1214 | 190439 | 241613 | 276650 | 216388 | 218450 | 177299 | 162923 | 169476 | 2510247.6329 | 2510246 | -1.6329
WA | RES | 24 | 1836085 | 2023077.3641 | 1814209.9853 | 1439164.0669 | 1493774 | 1979607 | 2253576 | 1750714 | 1745147 | 1360862 | 1349437 | 1602917 | 20648570.4163 | 20648597 | 26.5837
WA | RES | 36 | 107460 | 117560.0686 | 102281.0212 | 109999.9707 | 160480 | 183120 | 193360 | 131980 | 135260 | 108800 | 88280 | 95680 | 1534261.0606 | 1534261 | -0.060578
WA | COM | 15 | 165300 | 168135.2407 | 165252.5471 | 165585.7241 | 165903 | 167479 | 165941 | 164644 | 164061 | 157796 | 167003 | 164912 | 1982012.5119 | 1982115 | 102.4881
WA | COM | 24 | 44509809 | 49768830.6948 | 46347037.3493 | 39052014.5533 | 39613273 | 46182629 | 48458322 | 41773283 | 40843677 | 36372781 | 38324821 | 41566448 | 512812925.5974 | 512812909 | -16.5974
WA | COM | 36 | 68433618 | 74822739.5199 | 75937965.5316 | 74314772.1423 | 76671748 | 78489522 | 74932586 | 65608429 | 61103657 | 57478246 | 65162301 | 66313358 | 839268942.1938 | 839268925 | -17.1938
WA | COM | 48T | 18204140 | 18875281.9094 | 19177919.9839 | 18502701.842 | 19497640 | 19190800 | 16149280 | 16584940 | 14987440 | 15412240 | 14986500 | 17107700 | 208676583.7352 | 208676583 | -0.7352
WA | COM | 54 | 33379 | 21510.2552 | 16537.0494 | 29188.9804 | 32861 | 24818 | 20565 | 22539 | 34310 | 24239 | 16809 | 14603 | 291359.285 | 291359 | -0.28496
WA | IND | 15 | 10510 | 9926.3476 | 10592.1602 | 10335.1132 | 10335 | 10388 | 10183 | 10487 | 10107 | 9579 | 10934 | 10174 | 123550.621 | 123555 | 4.379
WA | IND | 24 | 1379930 | 1462759.5778 | 1450283.4111 | 1381828.4469 | 1352804 | 1459586 | 1448787 | 1603556 | 1293091 | 924026 | 1219383 | 1229577 | 16205611.4358 | 16205615 | 3.5642
WA | IND | 36 | 7500300 | 7033267.3509 | 9541080.7788 | 9297796.7928 | 7777740 | 8992020 | 6877660 | 8078660 | 7586540 | 6177060 | 8116600 | 7283180 | 94261904.9224 | 94261904 | -0.92241
WA | IND | 47 | 108000 | 150000 | 270000 | 250999.9546 | 161000 | 95000 | 451000 | 230000 | 46000 | 56000 | 70000 | 156000 | 2043999.9546 | 2044000 | 0.045441
| IND | 48T | 19403450 | 15791149.8254 | 18374651.0703 | 19245650.1455 | 19083200 | 19603300 | 15523700 | 20327900 | 16683250 | 14136300 | 22384300 | 13764100 | 214320951.0412 | 214320951 | -0.041245
WA | IND | 48T-DF | 36216000 | 36036000 | 27504000 | 35730000 | 36522000 | 35730000 | 37224000 | 37260000 | 33516000 | 36468000 | 35352000 | 18396000 | 405954000 | 405954000 | 0
WA | IRG | 40 | 29992057 | 35577001.2977 | 30473067.9057 | 15156035.4169 | 8722390 | 1705305 | 597557 | 536180 | 1202404 | 4023306 | 12343908 | 24461792 | 164791003.6203 | 164790995 | -8.6203
WA | PSH | 51 | 364820 | 288620.4412 | 304330.7236 | 318894.7404 | 331240 | 307899 | 330975 | 318240 | 318612 | 317884 | 318503 | 336311 | 3856329.9053 | 3856345 | 15.0947
WA | PSH | 52 | 12554 | 12509.8445 | 12422.0019 | 12510.0234 | 12402 | 12247 | 12291 | 12249 | 12161 | 11900 | 11897 | 11765 | 146907.8699 | 146910 | 2.1301
WA | PSH | 53 | 341244 | 344616.5052 | 352466.6891 | 350728.9339 | 355034 | 330421 | 334986 | 319499 | 311992 | 301795 | 298726 | 289683 | 3931192.1282 | 3931204 | 11.8718
WA | PSH | 57 | 136814 | 136095.4974 | 136249.2235 | 136155.4329 | 135816 | 133338 | 134223 | 133835 | 133648 | 132156 | 132108 | 132171 | 1612609.1539 | 1612610 | 0.84612
|  | TOTAL | 347058496 | 375953261.0399 | 345722675.15 | 308660263.8007 | 337517899 | 393432455 | 404356621 | 346172113 | 329803289 | 283478093 | 294855728 | 287512397 | 4054523290.9907 | 4054523260 | -30.9907
WA |  | RVN Err Ck | [6 empty] | 0 | 0 | 0 | 0 | 0 | 0 | 2108345049.9907
WA Prorate Err Ck
WA CSS Err Ck

## Cust Factors
Customer Factors (F40-F48)
PacifiCorp
Cost Of Service By Rate Schedule
State of Washington
WCA
12 Months Ending June 2018
Weighted Customer Factors
| A | B | C | D | E | F | G | H | I | J
| Description |  | Residential Schedule 16 | Small General Service Schedule 24 | Large General Service < 1,000 kW Schedule 36 | Large General Service > 1,000 kW Schedule 48 | Large General Dedicated Facilities Schedule 48 | Agricultural Pumping Schedule 40 | Street & Area Lighting Sch. 15, 51-54, 57 | Total
1
2 | Avg Customers |  | 107397.75 | 19687.3333 | 1086.0833 | 69.9167 | 1 | 5171.1667 | 2861.25 | 136274.5
3
4 | FACTOR 40 |  | 78.81% | 14.45% | 0.797% | 0.05131% | 0.0007338% | 3.795% | 2.1% | 100%
5
6 | Wt Customers Acct 902 |  | 107397.75 | 19780.1113 | 1407.5077 | 578.7032 | 118.0671 | 2450.0466 | 0 | 131732.1859
7
8 | FACTOR 41 |  | 81.53% | 15.02% | 1.068% | 0.4393% | 0.08963% | 1.86% | 0% | 100%
9
10 | Wt Customers Acct 903 |  | 107397.75 | 18482.7437 | 1099.0109 | 302.0994 | 4.3208 | 1843.7358 | 2482.8079 | 131612.4686
11
12 | FACTOR 42 |  | 81.6% | 14.04% | 0.835% | 0.2295% | 0.003283% | 1.401% | 1.886% | 100%
Customer Factors Detail
PacifiCorp
Cost Of Service By Rate Schedule
State of Washington
WCA
12 Months Ending June 2018
Weighted Customer Factors
| A | B | C | D | E | F | G | H
|  |  | COS | Average | Account | Total Acct 902 | Account | Total Acct 903
|  |  | Schedule | Customers | 902 | Customers | 903 | Customers
| Description |  |  | (F 40 & F 43) | Weighting | (F 41) | Weighting | (F 42)
1 | Residential |  | 16 | 107397.75 | 1 | 107397.75 | 1 | 107397.75
2
3
4 | General Service |  | 24 | 19687.3333 | 1.0047 | 19780.1113 | 0.93881 | 18482.7437
5 |  |  | 36-s | 1076.1813 | 1.2959 | 1394.6753 | 1.0119 | 1088.9911 | 1066.3028 | 1086.0833
6 |  |  | 36-p | 9.902 | 1.2959 | 12.8325 | 1.0119 | 10.0199 | 9.8111
7 |  |  | 48T-s | 57.9887 | 8.277 | 479.9748 | 4.3208 | 250.5604 | 53.4773
8 |  |  | 48T-p ded fac | 1 | 118.0671 | 118.0671 | 4.3208 | 4.3208 | 1
9 |  |  | 48T-p | 11.928 | 8.277 | 98.7284 | 4.3208 | 51.539 | 11 | 69.9167
10 | Weighted Customer Factors A: Total; Weighted Customer Factors D: 20844.3333; Weighted Customer Factors F: 21884.3893; Weighted Customer Factors H: 19888.1749
11
12
13 | Irrigation - annual cust |  | 40 | 5171.1667 | 1 | 5171.1667 | 0.75253 | 3891.4629 | 5135.6966
14
15 | Irrigation - ave billings |  | 40 | 2450.0466 | 1 | 2450.0466 | 0.75253 | 1843.7358 | 2433.2412
16
17
18 | Street Lighting |  | 15,52,54,57 | 2861.25 | 0 | 0 | 0.86774 | 2482.8079
19
20
21
22 | Weighted Customer Factors A: State of Washington; Weighted Customer Factors D: 136274.5; Weighted Customer Factors F: 134453.306; Weighted Customer Factors H: 133660.1957

## Cust Advances
Customer Advances Factors ( F50-F51 )
PacifiCorp
Cost Of Service By Rate Schedule
State of Washington
WCA
12 Months Ending June 2018
Customer Advances Factor
| A | B | C | D | E | F | G | H | I
| Description | Residential Schedule 16 | Small General Service Schedule 24 | Large General Service < 1,000 kW Schedule 36 | Large General Service > 1,000 kW Schedule 48 | Large General Dedicated Facilities Schedule 48 | Agricultural Pumping Schedule 40 | Street & Area Lighting Sch. 15, 51-54, 57 | Total
1 | Customer Advances Factor A: Revenue
2 | Customer Advances Factor A: Residential; Customer Advances Factor B: 147036139.9133; Customer Advances Factor I: 147036139.9133
3 | Com / Ind |  | 51629933.3446 | 75054316.953 | 31242308.5138 | 24550472.56 |  |  | 182477031.3713
4 | Customer Advances Factor A: Irrigation; Customer Advances Factor G: 14408337.2195; Customer Advances Factor I: 14408337.2195
5
6 | Customer Advances Factor A: Customer Advances
7 |  | -237006.03 | -329294 | -11825 |  |  | -4542 | 0 | -582667.03
8 | Total Cust Advances | -237006.03 | -329294 | -11825 | 0 | 0 | -4542 | 0 | -582667.03
9 | Customer Advances Factor D: 0
10 | FACTOR 50 | 40.68% | 56.51% | 2.029% | 0% | 0% | 0.7795% | 0% | 100%
11
12
13 | Security Deposits | 1300576.56 | 189184.11 | 123394.31 | 28852.92 | 0 | 71734.7 | 651 | 1714393.6
14
15 | FACTOR 51 | 75.86% | 11.04% | 7.198% | 1.683% | 0% | 4.184% | 0.03797% | 100%
Contribution in Aid of Construction - period ending June 2019
| WA Residential Sch 16 | -237006.03
| WA Schedule 24 | -329294
| WA Schedule 36 | -11825
| WA Irrigation Sch 40 | -4542
| WA Streetlighting | 0
| Total | -582667.03
Deposits Charged by State - period ending June 2019
| Schedule 40 | 71734.7
| Schedule 24 | 189184.11
| Schedule 36 | 123394.31
| Schedule 48 | 28852.92
| Streetlighting | 651
| Residential | 1300576.56
| Total | 1714393.6

## MtrXfmrSvcs
Meters, Transformers & Services ( F21, F60-F70 )
PacifiCorp
Cost Of Service By Rate Schedule
State of Washington
WCA
12 Months Ending June 2018
Meter & Services Factor
| A | B | C | D | E | F | G | H | I
| Description | Residential Schedule 16 | Small General Service Schedule 24 | Large General Service < 1,000 kW Schedule 36 | Large General Service > 1,000 kW Schedule 48 | Large General Dedicated Facilities Schedule 48 | Agricultural Pumping Schedule 40 | Street & Area Lighting Sch. 15, 51-54, 57 | Total
1 | Average Customer | 107397.75 | 19687.3333 | 1086.0833 | 69.9167 | 1 | 5171.1667 | 2861.25 | 136274.5
2
3
4 | Meter Cost | 14033796.3592 | 3579391.6165 | 1596189.7374 | 301020.2074 | 16544 | 1191838.9881 | - | 20718780.9086
5
6
7 | FACTOR 60 | 67.73% | 17.28% | 7.704% | 1.453% | 0.07985% | 5.752% | 0% | 100%
8
9 | FACTOR 60A | 67.79% | 17.29% | 7.71% | 1.454% | 0% | 5.757% | 0% | 100%
10
11 | Service Cost | 73687713.2727 | 20326805.2146 | 5336371.8839 | 1441830.8157 | - | - | - | 100792721.1869
12
13
14 | FACTOR 70 | 73.11% | 20.17% | 5.294% | 1.43% | 0% | 0% | 0% | 100%
15
16 | Transformer Cost | 104758224.4792 | 46385586.002 | 17260369.6164 | 2260801.9358 | 0 | 24449330.9248 | 403328.5316 | 195114312.9583
17
18
19 | FACTOR 21 | 53.58% | 23.72% | 8.828% | 1.156% | 0% | 12.5% | 0.2067% | 100%
Meter/Service Detail
PacifiCorp | Meter & Services Factor A: PacifiCorp
Cost Of Service By Rate Schedule
State of Washington
WCA
12 Months Ending June 2018
Meter & Service Data
| A | B | C | D | E | F | G
|  | COS |  | Average | Total | Average | Total | Average | Total
| Class/Schedule | Schedule | Avg Custs | Metering Cost | Metering Cost | Services Cost | Services Cost | Transformer Cost | Transformer Cost
1 | Meter & Services Factor A: Residential
2 | Sch 016 sec | 16 | 107397.75 | 130.6712 | 14033796.3592 | 686.1197 | 73687713.2727 | 975.4229 | 104758224.4792
3
4 | Meter & Services Factor A: Commercial
5 | Sch 024 sec | 24 | 19687.3333 | 181.8119 | 3579391.6165 | 1032.4814 | 20326805.2146 | 2356.1132 | 46385586.002
6 | Sch 036 sec | 36 | 1076.1813 | 1379.8515 | 1484970.4261 | 4958.6178 | 5336371.8839 | 16038.5329 | 17260369.6164
7 | Sch 036 pri | 36 | 9.902 | 11232 | 111219.3113 | 0 | 0 | 0 | 0
8
9 | Meter & Services Factor A: Industrial
10 | Sch 048T pri, ded fac | 48T-p | 1 | 16544 | 16544 | 0 | 0 |  | 0
11 | Sch 048T sec | 48T-s | 57.9887 | 1788 | 103683.7797 | 24864 | 1441830.8157 | 38986.9454 | 2260801.9358
12 | Sch 048T pri | 48T-p | 11.928 | 16544 | 197336.4277 | 0 | 0 |  | 0
13
14 | Meter & Services Factor A: Irrigation
15 | Sch 040 sec | 40 | 5171.1667 | 230.4778 | 1191838.9881 | 0 | 0 | 4728.0106 | 24449330.9248
16
17 | Meter & Services Factor A: Street Lighting
18 | Sch 15,52,54,57 sec | 15,52,54,57 | 2861.25 | 0 | 0 | 0 | 0 | 0 | 0
19
20
21 | Meter & Services Factor A: State of Washington; Meter & Services Factor C: 136274.5; Meter & Services Factor E: 20718780.9086; Meter & Services Factor G: 100792721.1869; Meter & Services Factor I: 195114312.9583
PacifiCorp
Washington Embedded Cost Study
Weighted Meter & Service Costs
| (A) | (B) | (C) | (D) | (E) | (F) | (G)
|  |  | % of customers |  | Wgt Meter Costs | Service | Wgt Service Drops
| Load Class | Customers | 1 & 3 Phase | Meter Costs | 1 & 3 Phase | Drop Costs | 1 & 3 Phase
| Residential - | 107397.75 | 100% | 130.6712 | 130.6712 | 686.1197 | 686.1197
Sch 24
0 - 15 kW
| kW = 0, 1 Phase | 8931.0958 | 51.01% | 108 | 55.09 | 817.5135 | 417.04
| kW = 0, 3 Phase | 567.1333 | 3.239% | 258 | 8.36 | 1034.3286 | 33.51
| kW > 1, 1 Phase | 4715.1417 | 26.93% | 220 | 59.25 | 905.1264 | 243.77
| kW > 1, 3 Phase | 3293.937 | 18.81% | 258 | 48.54 | 1122.1608 | 211.13
|  | 17507.3079 | 100% |  | 171.24 |  | 905.45
15 - 100 kW
| 1 Phase | 569.7605 | 23.78% | 220 | 52.32 | 1614.5371 | 384
| 3 Phase W/O KVAR | 768.4139 | 32.08% | 258 | 82.76 | 2030.7737 | 651.4
| 3 Phase With KVAR | 1057.3833 | 44.14% | 251 | 110.79 | 2030.7737 | 896.37
|  | 2395.5577 | 100% |  | 245.87 |  | 1931.77
100 kW+
| 1 Phase | 0 | 0% | 1041 | 0 | 3455.7684 | 0
| 3 Phase W/O KVAR | 5.5861 | 21.67% | 1409 | 305.37 | 3735.8666 | 809.66
| 3 Phase With KVAR | 20.1889 | 78.33% | 1409 | 1103.63 | 3735.8666 | 2926.21
|  | 25.775 | 100% |  | 1409 |  | 3735.87
| 0 - 15 kW | 17507.3079 | 87.85% | 171.24 | 150.4343 | 905.45 | 795.4377
| 15 - 100 kW | 2395.5577 | 12.02% | 245.87 | 29.5552 | 1931.77 | 232.2118
| 100 kW+ | 25.775 | 0.1293% | 1409 | 1.8224 | 3735.87 | 4.8318
| Total Sch 24 | 19928.6406 | 100% |  | 181.8119 |  | 1032.4814
Sch 36
Secondary Voltage
0 - 100 kW
| 1 Phase | 0.33333 | 1.266% | 220 | 2.7848 | 1453.1819 | 18.3947
| 3 Phase W/O KVAR | 0 | 0% | 258 | 0 | 1962.1287 | 0
| 3 Phase With KVAR | 26 | 98.73% | 251 | 247.8228 | 1962.1287 | 1937.2917
|  | 26.3333 | 100% |  | 250.6076 |  | 1955.6864
100 - 300 kW
| 1 Phase | 8 | 1.136% | 1041 | 11.8211 | 3793.4701 | 43.077
| 3 Phase W/O KVAR | 0 | 0% | 1409 | 0 | 3768.611 | 0
| 3 Phase With KVAR | 696.5 | 98.86% | 1409 | 1393 | 3768.611 | 3725.8163
|  | 704.5 | 100% |  | 1404.8211 |  | 3768.8933
300 - 1000 kW
| 1 Phase | 0 | 0% | 1041 | 0 | 7367.2136 | 0
| 3 Phase W/O KVAR | 0 | 0% | 1409 | 0 | 7367.2136 | 0
| 3 Phase With KVAR | 329.1667 | 100% | 1409 | 1409 | 7367.2136 | 7367.2136
|  | 329.1667 | 100% |  | 1409 |  | 7367.2136
1000 kW+
| 3 Phase With KVAR | 6.25 | 100% | 1788 | 1788 | 24864 | 24864
|  | 6.25 | 100% |  | 1788 |  | 24864
| 0 - 100 kW | 26.3333 | 2.47% | 250.6076 | 6.1893 | 1955.6864 | 48.2999
| 100-300 kW | 704.5 | 66.07% | 1404.8211 | 928.203 | 3768.8933 | 2490.209
| 300-1000 kW | 329.1667 | 30.87% | 1409 | 434.9785 | 7367.2136 | 2274.3645
| 1000 kW+ | 6.25 | 0.5862% | 1788 | 10.4807 | 24864 | 145.7444
| Total Secondary 36 | 1066.25 | 100% |  | 1379.8515 |  | 4958.6178
Primary Voltage
100 - 300 kW
| 1 Phase | 0 | 0% | 11232 | 0
| 3 Phase W/O KVAR | 0.58333 | 5.932% | 11232 | 666.3051
| 3 Phase With KVAR | 4.25 | 43.22% | 11232 | 4854.5085
300-1000 kW
| 1 Phase | 0 | 0% | 11232 | 0
| 3 Phase W/O KVAR | 0 | 0% | 11232 | 0
| 3 Phase With KVAR | 5 | 50.85% | 11232 | 5711.1864
1000 kW+
| 3 Phase With KVAR | 0 | 0% | 11232 | 0
| Total Primary 36 | 9.8333 | 100% |  | 11232
| Combined Total | 1076.0833
Sch 40
0 - 50 kW
| kW = 0, 1 Phase | 1050.4737 | 21.83% | 108 | 23.58
| kW = 0, 3 Phase | 990.9947 | 20.59% | 258 | 53.13
| kW > 1, 1 Phase | 0 | 0% | 220 | 0
| kW > 1, 3 Phase | 2770.852 | 57.58% | 258 | 148.55
|  | 4812.3204 | 100% |  | 225.26
51 - 300 kW
| 1 Phase | 0 | 0% | 220 | 0
| 3 Phase W/O KVAR | 162.1671 | 38.45% | 258 | 99.21
| 3 Phase With KVAR | 259.5424 | 61.55% | 251 | 154.48
|  | 421.7095 | 100% |  | 253.69
301 - 1000 kW
| 1 Phase | 0 | 0% | 1041 | 0
| 3 Phase W/O KVAR | 1 | 7.692% | 1409 | 108.38
| 3 Phase With KVAR | 12 | 92.31% | 1409 | 1300.62
|  | 13 | 100% |  | 1409
| 0 - 50 kW | 4812.3204 | 91.72% | 225.26 | 206.5975
| 51 - 300 kW | 421.7095 | 8.037% | 253.69 | 20.3893
| 301 - 1000 kW | 13 | 0.2478% | 1409 | 3.4909
| Total Sch 40 | 5247.03 | 100% |  | 230.4778
PacifiCorp
Washington Embedded Cost Study
Summary of Average Installed Costs
Meters
|  | (A) | (B) | (C) | (D)
|  |  |  | Percent | Total Installed
Line | Meter & Services Factor A: Load Class; Meter & Services Factor B: Standard; Meter & Services Factor C: Installed Cost; Meter & Services Factor D: Use; Meter & Services Factor E: Cost / Service
Residential
1 | Meter & Services Factor A: Small Load; Meter & Services Factor B: DM221A; Meter & Services Factor C: 108; Meter & Services Factor D: 38.73%; Meter & Services Factor E: 41.8245
2 | Meter & Services Factor A: All Electric; Meter & Services Factor B: DM221E; Meter & Services Factor C: 145; Meter & Services Factor D: 61.27%; Meter & Services Factor E: 88.8467
3 | Meter & Services Factor E: 130.6712
4
5 | Meter & Services Factor A: 0 - 10 kW
6 | Meter & Services Factor A: kW = 0, 1 Phase; Meter & Services Factor B: DM221F; Meter & Services Factor C: 108; Meter & Services Factor D: 100%; Meter & Services Factor E: 108
7
8
9 | Meter & Services Factor A: kW = 0, 3 Phase; Meter & Services Factor B: DM241B; Meter & Services Factor C: 258; Meter & Services Factor D: 100%; Meter & Services Factor E: 258
10
11
12 | Meter & Services Factor A: kW > 1, 1 Phase; Meter & Services Factor B: DM221B; Meter & Services Factor C: 220; Meter & Services Factor D: 100%; Meter & Services Factor E: 220
13
14
15 | Meter & Services Factor A: kW > 1, 3 Phase; Meter & Services Factor B: DM241B; Meter & Services Factor C: 258; Meter & Services Factor D: 100%; Meter & Services Factor E: 258
16
17 | Meter & Services Factor A: 11-100 kW
18 | Meter & Services Factor A: 1 phase; Meter & Services Factor B: DM221H; Meter & Services Factor C: 220; Meter & Services Factor D: 100%; Meter & Services Factor E: 220
19
20
21 | Meter & Services Factor A: 3 phase w/o KVAR; Meter & Services Factor B: DM241C; Meter & Services Factor C: 258; Meter & Services Factor D: 100%; Meter & Services Factor E: 258
22
23
24 | Meter & Services Factor A: 3 phase with KVAR; Meter & Services Factor B: DM241F; Meter & Services Factor C: 251; Meter & Services Factor D: 100%; Meter & Services Factor E: 251
25
26 | Meter & Services Factor A: 101 - 1000 kW
27 | Meter & Services Factor A: 1 Phase (sec); Meter & Services Factor B: DM231GBB; Meter & Services Factor C: 1041; Meter & Services Factor D: 100%; Meter & Services Factor E: 1041
28
29
30 | Meter & Services Factor A: 3 phase w/o KVAR; Meter & Services Factor B: DM271AEC; Meter & Services Factor C: 1409; Meter & Services Factor D: 100%; Meter & Services Factor E: 1409
31
32
33 | Meter & Services Factor A: 3 phase with KVAR; Meter & Services Factor B: DM271AEC; Meter & Services Factor C: 1409; Meter & Services Factor D: 100%; Meter & Services Factor E: 1409
34
35 | Meter & Services Factor A: Over 1 MW
36 | Meter & Services Factor A: 3 phase secondary volt; Meter & Services Factor B: DM271AEG; Meter & Services Factor C: 1788; Meter & Services Factor D: 100%; Meter & Services Factor E: 1788
37
38
39 | Meter & Services Factor A: Primary Metering
40 | Meter & Services Factor A: 13.8 kV 3-wire; Meter & Services Factor B: DM101ACBA; Meter & Services Factor C: 8706
41 | Meter & Services Factor A: 12.47 kV 4-wire Wye; Meter & Services Factor B: DM121ACJAD; Meter & Services Factor C: 11232
42 | Meter & Services Factor A: 24.9 kV 4-wire Wye; Meter & Services Factor B: DM121BFIAD; Meter & Services Factor C: 16544
43 | Meter & Services Factor A: 35 kV 4-wire Wye; Meter & Services Factor B: DM131BBAH; Meter & Services Factor C: 22612
PacifiCorp
Washington Cost Study
Summary of Average Installed Costs
Service Drops
| (A) | (B) | (C) | (D) | (E) | (F)
|  | Service |  | Residental | Schedule 24 | Schedule 36
Line | Load Class | Conductor | Installed Cost | Percent Use | Percent Use | Percent Use
1 | Meter & Services Factor A: Residential
2 | Small load - O/H | #2 Triplex | 619 | 29.93% | - | -
3 | Large load - O/H | 1/0 Triplex | 694 | 38.37% | - | -
4 | Small load - U/G | 1/0 Triplexed | 706 | 8.791% | - | -
5 | Large load - U/G | 4/0 Triplexed | 753 | 22.91% | - | -
6 | Meter & Services Factor A: Weighted Cost per Service; Meter & Services Factor D: 686.1197; Meter & Services Factor E: -; Meter & Services Factor F: -
7
8 | Meter & Services Factor A: 0 - 30 kW
9 | kW = 0, 1 Phase O/H | 1/0 Triplex | 868 | - | 68.84% | -
10 | kW = 0, 1 Phase U/G | 1/0 Triplex | 706 | - | 31.16% | -
11 | Meter & Services Factor A: Weighted Cost per Service; Meter & Services Factor D: -; Meter & Services Factor E: 817.5135; Meter & Services Factor F: -
12
13 | kW = 0, 3 Phase O/H | 1/0 Quadruplex | 1063 | - | 68.84% | -
14 | kW = 0, 3 Phase U/G | 1/0 Quadruplex | 971 | - | 31.16% | -
15 | Meter & Services Factor A: Weighted Cost per Service; Meter & Services Factor D: -; Meter & Services Factor E: 1034.3286; Meter & Services Factor F: -
16
17 | Meter & Services Factor A: 30 - 50 kW
18 | kW > 1, 1 Phase O/H | 4/0 Triplex | 974 | - | 68.84% | -
19 | kW > 1, 1 Phase U/G | 4/0 Triplex | 753 | - | 31.16% | -
20 | Meter & Services Factor A: Weighted Cost per Service; Meter & Services Factor D: -; Meter & Services Factor E: 905.1264; Meter & Services Factor F: -
21
22 | kW > 1, 3 Phase O/H | 4/0 Quadruplex | 1158 | - | 68.84% | -
23 | kW > 1, 3 Phase U/G | 4/0 Quadruplex | 1043 | - | 31.16% | -
24 | Meter & Services Factor A: Weighted Cost per Service; Meter & Services Factor D: -; Meter & Services Factor E: 1122.1608; Meter & Services Factor F: -
25
26 | Meter & Services Factor A: 50 - 100 kW
27 | 1 Phase O/H | 2 - 4/0 Triplex | 1742 | - | 68.84% | 29.38%
28 | 1 Phase U/G | 2 - 4/0 Triplex | 1333 | - | 31.16% | 70.62%
29 | Meter & Services Factor A: Weighted Cost per Service; Meter & Services Factor D: -; Meter & Services Factor E: 1614.5371; Meter & Services Factor F: 1453.1819
30
31 | 3 Phase O/H | 2-4/0 Quadruplex | 2085 | - | 68.84% | 29.38%
32 | 3 Phase U/G | 2-4/0 Quadruplex | 1911 | - | 31.16% | 70.62%
33 | Meter & Services Factor A: Weighted Cost per Service; Meter & Services Factor D: -; Meter & Services Factor E: 2030.7737; Meter & Services Factor F: 1962.1287
34
35 | Meter & Services Factor A: 100-300 kW
36 | 1 Phase O/H | 3-500 & 350N | 3189 | - | 68.84% | 29.38%
37 | 1 Phase U/G | 3-750 & 500N | 4045 | - | 31.16% | 70.62%
38 | Meter & Services Factor A: Weighted Cost per Service; Meter & Services Factor D: -; Meter & Services Factor E: 3455.7684; Meter & Services Factor F: 3793.4701
39
40 | 3 Phase O/H | 3-4/0 Quadruplex | 3710 | - | 68.84% | 29.38%
41 | 3 Phase U/G | 4-350 Quadruplex | 3793 | - | 31.16% | 70.62%
42 | Meter & Services Factor A: Weighted Cost per Service; Meter & Services Factor D: -; Meter & Services Factor E: 3735.8666; Meter & Services Factor F: 3768.611
43
44 | Meter & Services Factor A: 300-1000 kW
45 | 3 Phase O/H (sec) | 3-750 kcmil Quad | 8180 | - | - | 29.38%
46 | 3 Phase U/G (sec) | 4-750 kcmil Quad | 7029 | - | - | 70.62%
47 | Meter & Services Factor A: Weighted Cost per Service; Meter & Services Factor D: -; Meter & Services Factor E: -; Meter & Services Factor F: 7367.2136
48
49 | Meter & Services Factor A: 1000 kW and Over
50 | Meter & Services Factor A: 3 Phase U/G (sec); Meter & Services Factor B: 12-1000 kcmil Quad; Meter & Services Factor C: 24864
51
52
53 | Meter & Services Factor B: Overhead % =; Meter & Services Factor D: Residential; Meter & Services Factor E: Schedule 24; Meter & Services Factor F: Schedule 36; Meter & Services Factor G: Schedule 48
54 | Meter & Services Factor B: % of Overhead Which Are Small Load=; Meter & Services Factor D: 29.93%
55 | Meter & Services Factor B: % of Overhead Which Are All Electric=; Meter & Services Factor D: 38.37%
56 | Meter & Services Factor B: Total % Overhead; Meter & Services Factor D: 68.3%; Meter & Services Factor E: 68.84%; Meter & Services Factor F: 29.38%; Meter & Services Factor G: 19.4%
57
58 |  | Account 369 - Overhead | 42167132.8338 | 32072904.0707 | 8916676.5879 | 999271.4205 | 178280.7547
59
60 | Meter & Services Factor B: Underground % =
61 | Meter & Services Factor B: % of Underground Which Are Small Load=; Meter & Services Factor D: 8.791%
62 | Meter & Services Factor B: % of Underground Which Are All Electric=; Meter & Services Factor D: 22.91%
63 | Meter & Services Factor B: Total % Underground; Meter & Services Factor D: 31.7%; Meter & Services Factor E: 31.16%; Meter & Services Factor F: 70.62%; Meter & Services Factor G: 80.6%
64
65 |  | Account 369 - Underground | 22064769.0162 | 14885863.4945 | 4036930.9951 | 2401423.6995 | 740550.8271

## Uncollectables
Uncollectables Factor ( F80 )
PacifiCorp
Cost Of Service By Rate Schedule
State of Washington
WCA
12 Months Ending June 2018
Uncollectables Factor
| A | B | C | D | E | F | G | H | I
| Description | Residential Schedule 16 | Small General Service Schedule 24 | Large General Service < 1,000 kW Schedule 36 | Large General Service > 1,000 kW Schedule 48 | Large General Dedicated Facilities Schedule 48 | Agricultural Pumping Schedule 40 | Street & Area Lighting Sch. 15, 51-54, 57 | Total
1 | Uncollectables Factor A: Revenue
2 | Uncollectables Factor A: Residential; Uncollectables Factor B: 147036139.9133; Uncollectables Factor C: 2472473.515; Uncollectables Factor I: 149508613.4283
3 | Com / Ind |  | 49157459.8295 | 74934911.9428 | 31242308.5138 | 24550472.56 |  |  | 179885152.8461
4 | Uncollectables Factor A: Irrigation; Uncollectables Factor G: 14408337.2195; Uncollectables Factor I: 14408337.2195
5 | Total | 147036139.9133 | 51629933.3446 | 74934911.9428 | 31242308.5138 | 24550472.56 | 14408337.2195 | 0 | 343802103.4939
6
7
8 | Uncollectables Factor A: Uncollectables
9 | Write-off | -2335876.6381 | -334187.2778 | -449554.2689 | -187430.8356 | -147284.7496 | -21504.77 | 0 | -3475838.54
10 | Recovery | 964977.1796 | 208217.5317 | 292668.3319 | 122021.0191 | 95885.1577 | 6195.01 | 0 | 1689964.23
11 | Net Write Off | -1370899.4585 | -125969.7461 | -156885.937 | -65409.8166 | -51399.5919 | -15309.76 | 0 | -1785874.31
12
13
14 | FACTOR 80 | 76.76% | 7.054% | 8.785% | 3.663% | 2.878% | 0.8573% | 0% | 100%
| Uncollectables | Writeoffs | Recoveries | Net Write-offs
| Residential | -2375155.37 | 981203.67 | -1393951.7
| Commercial | -1079178.4 | 700337.03 | -378841.37
| Industrial | 0 | 2228.52 | 2228.52
| Irrigation | -21504.77 | 6195.01 | -15309.76
| Total | -3475838.54 | 1689964.23 | -1785874.31
Write-Off Data is 12 months ending June 2019

## Revenues
Revenues
PacifiCorp
Cost Of Service By Rate Schedule
State of Washington
WCA
12 Months Ending June 2018
Revenue - Normalized
| A | B | C | D | E | F | G | H | I | L
Line | Customer Classes |  | Residential Schedule 16 | Small General Service Schedule 24 | Large General Service < 1,000 kW Schedule 36 | Large General Service > 1,000 kW Schedule 48 | Large General Dedicated Facilities Schedule 48 | Agricultural Pumping Schedule 40 | Street & Area Lighting Sch. 15, 51-54, 57 | Total |  |  | Adjusted
Revenue
1 | Residential |  | 147036139.9133 | 2472473.515 | 119405.0102 | 0 | 0 | 0 | 150716.697 | 149778735.1354
2 | [11 empty] | Residential
3 | Commercial |  | 0 | 47563598.6255 | 66750921.0986 | 15198854.7625 | 0 | 0 | 319426.2491 | 129832800.7358 |  | 02RESD00016 | 139703775.548
4 | [11 empty] | 02RESD00017 | 7072988.6415
5 | Industrial |  | 0 | 1593861.2041 | 8183990.8442 | 16043453.7512 | 24550472.56 | 14408337.2195 | 17682.7702 | 64797798.3491 |  | 02RESD00018 | 222273.4647
6 | [11 empty] | 02RESD0018X | 37102.2592
7 | Lighting |  | 0 | 0 | 0 | 0 | 0 | 0 | 1461587.4645 | 1461587.4645 |  | 02RGNSB024 | 2472473.515
8 | [11 empty] | 02RGNSB036 | 119405.0102
9 | OSPA |  | 0 | 0 | 0 | 0 | 0 | 0 | 0 | 0 |  | Subtotal | 149628018.4385
10
11 | Interdepartmental |  | 0 | 0 | 0 | 0 | 0 | 0 | 0 | 0 |  | 02OALTO15R | 150716.697
12
13 | [11 empty] | AGA-Revenue Credit | 1837.09
14 | Tariff Revenues |  | 147036139.9133 | 51629933.3446 | 75054316.953 | 31242308.5138 | 24550472.56 | 14408337.2195 | 1949413.1807 | 345870921.6848
15 | [11 empty] | Total | 149780572.2254
16
17 | Total AGA Revenues |  | 1805 | 158203 | 224949 | 58296 | 12251 | 235993.83 | 1167 | 692664.83 |  | Commercial
18 | Misc Revenues |  | 0 | 0 | 0 | 0 | 0 | 0 | 0 | 0 |  | 02GNSV0024 | 47302246.3463
19 | Gross Receipts Adj. | F31 | 0 | 0 | 0 | 0 | 0 | 0 | 0 | 0 | 0 | 02GNSV024F | 174954.7704
20 | Unbilled Revenue Adj. |  | 0 | 0 | 0 | 0 | 0 | 0 | 0 | 0 |  | 02GNSV24FP | 86397.5087
21 | Firm Revenue |  | 147037944.9133 | 51788136.3446 | 75279265.953 | 31300604.5138 | 24562723.56 | 14644331.0495 | 1950580.1807 | 346563586.5148 |  | Subtotal | 47563598.6255
22 | Firm Revenue factor |  | 42.43% | 14.94% | 21.72% | 9.032% | 7.088% | 4.226% | 0.5628% | 100%
23 | [11 empty] | 02LGSV0036 | 66750921.0986
24 | Non-Firm |  | 0 | 0 | 0 | 0 | 0 | 0 | 0 | 0 |  | 02LGSV048T | 15198854.7625
25 | [11 empty] | Subtotal | 81949775.8612
26
27 | Total Revenue |  | 147037944.9133 | 51788136.3446 | 75279265.953 | 31300604.5138 | 24562723.56 | 14644331.0495 | 1950580.1807 | 346563586.5148 |  | 02OALT015N | 292637.5733
[12 empty] | 02RCFL0054 | 26788.6758
| Revenue - Normalized A: PacifiCorp |  | AGA-Revenue Credit | 429589.39
Cost Of Service By Rate Schedule
| Revenue - Normalized A: State of Washington |  | Total | 130262390.1258
WCA
| Revenue - Normalized A: 12 Months Ending June 2018 |  | Industrial
| Revenue - Normalized A: Revenue - AGA Spread |  | 02GNSV0024 | 1582498.8035
[12 empty] | 02GNSV024F | 9197.7959
[12 empty] | 02GNSV24FP | 2164.6047
| A |  | B | C | D | E | F | G | H | I |  | Subtotal | 1593861.2041
Line | Customer Classes |  | Residential Schedule 16 | Small General Service Schedule 24 | Large General Service < 1,000 kW Schedule 36 | Large General Service > 1,000 kW Schedule 48 | Large General Dedicated Facilities Schedule 48 | Agricultural Pumping Schedule 40 | Street & Area Lighting Sch. 15, 51-54, 57 | Total Firm Revenues
[12 empty] | 02LGSV0036 | 8183990.8442
1 | Firm Revenues | [10 empty] | 02PRSV47TM - partial req | 338808.5148
2 | [11 empty] | 02LGSV048B | 24550472.56
3 | Residential |  | B: 147036139.9133; C: 2472473.515; H: 150716.697; I: 149659330.1253 |  | 02LGSV048M | 0
4 | Commercial |  |  | 47563598.6255 | 66750921.0986 | 15198854.7625 |  |  | 319426.2491 | 129832800.7358 |  | 02LGSV048T | 16043453.7512
5 | Industrial |  |  | 1593861.2041 | 8183990.8442 | 16043453.7512 | 24550472.56 | 14408337.2195 | 17682.7702 | 64797798.3491 |  | Subtotal | 49116725.6702
6 | Lighting |  | H: 1461587.4645; I: 1461587.4645
7 | Interdepartmental | [10 empty] | 02APSV0040 | 9514805.873
8 | Total Firm Revenue |  | 147036139.9133 | 51629933.3446 | 74934911.9428 | 31242308.5138 | 24550472.56 | 14408337.2195 | 1949413.1807 | 345751516.6746 |  | 02APSV040X | 4893531.3464
9 | [11 empty] | Subtotal | 14408337.2195
10
11 | [11 empty] | 02OALT015N | 17682.7702
12 | AGA Revenues
13 | [11 empty] | AGA-Industrial Revenue Credit | 25144.08
14 | Residential |  | B: 1805; C: 30; H: 2; I: 1837.09 |  | AGA-Irrigation Revenue Credit | 235993.83
15 | Commercial |  |  | 157378 | 220865 | 50290 |  |  | 1057 | 429589.39
16 | Industrial |  |  | 795 | 4084 | 8006 | 12251 | 235993.83 | 9 | 261137.91 |  | Total | 65397744.7739
17 | Lighting |  | H: 99; I: 99.0316
18 | Interdepartmental
19 | Total AGA Revenues |  | 1805 | 158203 | 224949 | 58296 | 12251 | 235993.83 | 1167 | 692664.83 |  | Public Street & Highway Lighting
[12 empty] | 02COSL0052 | 33875.1544
[12 empty] | 02CUSL053F | 246322.3794
[12 empty] | 02CUSL053M | 66295.301
| PacifiCorp | [10 empty] | 02HPSV0051 | 886289.8734
| Cost Of Service By Rate Schedule | [10 empty] | 02MVSL0057 | 228804.7563
| State of Washington | [10 empty] | Sub Total | 1461587.4645
WCA
| 12 Months Ending June 2018 | [10 empty] | AGA-Revenue Credit | 99.0316
Summary Of Sales For Resale / Other Electric Revenue
[12 empty] | Total | 1461686.496
| A |  | B | C | D | E | F | G | H | I
Line | Customer Classes |  | Total | Residential Schedule 16 | Small General Service Schedule 24 | Large General Service < 1,000 kW Schedule 36 | Large General Service > 1,000 kW Schedule 48 | Large General Dedicated Facilities Schedule 48 | Agricultural Pumping Schedule 40 | Street & Area Lighting Sch. 15, 51-54, 57
[12 empty] | Total | 346902393.6212
450 | Forfeited Discounts & Int
| 257 Residential Discounts |  | 628873.7346 | 617850.9977 | 10389.4201 | 0 | 0 | 0 | 0 | 633.3168
| 258 Commercial Discounts |  | 139037.103 | 0 | 50935.5488 | 71483.1279 | 16276.3548 | 0 | 0 | 342.0715 |  | Total less Sch 47 | 346563585.1063
| 259 Industrial Discounts |  | 14483.767 | 0 | 356.2639 | 1829.3062 | 3586.0732 | 5487.5834 | 3220.5878 | 3.9525
| 260 Other Discounts |  | 3355.1054 | 0 | 0 | 0 | 0 | 0 | 0 | 3355.1054
| Total Account 450 |  | 785749.71 | 617850.9977 | 61681.2328 | 73312.4341 | 19862.428 | 5487.5834 | 3220.5878 | 4334.4462
Jim Bridger Generation
Demand
451 | Misc. Service Revenues
| 70 Returned Checks | F40 | -48301.8914 | -38066.6556 | -6978.0879 | -384.9574 | -24.7817 | -0.35445 | -1832.8971 | -1014.1574
| 72 Misc. Service Revenue | F40 | 293126.7385 | 231012.788 | 42347.4957 | 2336.1676 | 150.3909 | 2.151 | 11123.1905 | 6154.5548
| 73 Temp. Service Connect | F40 | -20453.386 | -16119.286 | -2954.8641 | -163.0098 | -10.4938 | -0.15009 | -776.1384 | -429.4439
| 145 Connect Fee | F40 | 0 | 0 | 0 | 0 | 0 | 0 | 0 | 0
| 146 Reconnect Fee | F40 | -26064.1711 | -20541.1381 | -3765.4442 | -207.7268 | -13.3724 | -0.19126 | -989.0491 | -547.2492
| Total Account 451 |  | 198307.29 | 156285.7083 | 28649.0996 | 1580.4735 | 101.7431 | 1.4552 | 7525.1059 | 4163.7044
454 | Rent From Electric Prop
| 75 All Other | F20 | 848493.13 | 370588.6522 | 112185.5808 | 171774.3906 | 76610.8303 | 73194.6077 | 42566.9989 | 1572.0696
| 76 Temp Service Connect | F40 | 0 | 0 | 0 | 0 | 0 | 0 | 0 | 0
| Total Account 454 |  | 848493.13 | 370588.6522 | 112185.5808 | 171774.3906 | 76610.8303 | 73194.6077 | 42566.9989 | 1572.0696
456 | Other Electric Revenues
| 79 Other Electric Revenues | F10 | -51762 | -21900.1386 | -6837.8534 | -11561.3267 | -4888.0392 | -4450.7393 | -2040.3571 | -83.5458
| 163 Billing Services | F40 | 0 | 0 | 0 | 0 | 0 | 0 | 0 | 0
| Total Account 456 |  | Error | -21900.1386 | -6837.8534 | -11561.3267 | -4888.0392 | -4450.7393 | -2040.3571 | -83.5458
305 Report
|  |  | Jun 2019 |  | JAM Data | check
450 | Forfeited Discounts & Int
| Residential Discounts |  | B: 336897.04; C: 80.03%; D: 628873.7346
| Commercial Discounts |  | B: 74484.25; C: 17.69%; D: 139037.103
| Industrial Discounts |  | B: 7759.17; C: 1.843%; D: 14483.767
| Other Forfeited Discounts |  | B: 1797.38; C: 0.427%; D: 3355.1054
| Total Account 450 |  | 420937.84 | 100% | 785749.71 | 0 | 693936.56
451 | Misc. Service Revenues
| Returned Checks | F40 | B: 59960; C: -24.36%; D: -48301.8914
| Misc. Service Revenue | F40 | B: -363875.59; C: 147.8%; D: 293126.7385
| Temp. Service Connect | F44 | B: 25390; C: -10.31%; D: -20453.386
| Connect Fee | F43 | B: 0; C: 0%; D: 0
| Reconnect Fee | F40 | B: 32355; C: -13.14%; D: -26064.1711
| Total Account 451 |  | -246170.59 | 100% | 198307.29 | 0 | 219722.31
454 | Rent From Electric Property
| Rent on Electric Property | F20 | B: 1399382.18; C: 100%; D: 848493.13
| Temp Service Connect | F44 | B: 0; C: 0%; D: 0
| Total Account 454 |  | 1399382.18 | 100% | 848493.13 | 0 | 984996.96
456 | Other Electric Revenues
| Other Electric Revenues | F10 | B: 465757.02; C: 100%; D: -51762
| Billing Services | F40 | B: 0; C: 0%; D: 0
| Total Account 456 |  | B: 465757.02; C: 100%; D: -51761.87; E: -0.13
| STATE SPECIFIC REVENUE CREDIT |  | C: Description; D: Amount
| 02PRSV47TM - partial req |  | D: 338808.5148
| Other revenues |  | D: -17733069
-17394260.4852
SG/CAGE/CAGW
SE/CAEE/CAEW
SO
DNPPS
DNPPH
DNPD
DNPT
DGU
DGP
JBG
SNPP
CAGE

## DistInvest
Distribution Plant Investment to Serve
PacifiCorp
Cost Of Service By Rate Schedule
State of Washington
WCA
12 Months Ending June 2018
Distribution Direct Assignment Summary
| A | B | C | D | E | F | G | H | I
[5 empty] | Demand |  | Customer |  | Meters
Total
| FERC | Distribution |  | Schedule 48
Line | Account | Investment | St Lighting | Ded Facilities | Primary | Secondary | Primary | Secondary
1 | 360 | 1859463.89 | 0 | 0 | 1859463.89 | 0 | 0 | 0 | 0
2 | 361 | 4829945.87 | 0 | 0 | 4829945.87 | 0 | 0 | 0 | 0
3 | 362 | 70923074.71 | 0 | 5242060.51 | 65681014.2 | 0 | 0 | 0 | 0
4 | 364 | 107632927.07 | 0 | 0 | 107126151.4485 | 506775.6215 | 0 | 0 | 0
5 | 365 | 72213996.46 | 0 | 0 | 49242497.587 | 22971498.873 | 0 | 0 | 0
6 | 366 | 18491458.5 | 0 | 0 | 9319834.4633 | 9171624.0367 | 0 | 0 | 0
7 | 367 | 28247245.73 | 0 | 0 | 13803507.174 | 14443738.556 | 0 | 0 | 0
8 | 368 | 113031430.96 | 0 | 0 | 0 | 113031430.96 | 0 | 0 | 0
9 | 369 | 64231901.85 | 0 | 0 | 0 | 0 | 0 | 64231901.85 | 0
10 | 370 | 12905716.81 | 0 | 110788.96 | 0 | 0 | 0 | 0 | 12794927.85
11 | 371 | 506969.62 | 506969.62 | 0 | 0 | 0 | 0 | 0 | 0
12 | 372 | 0 | 0 | 0 | 0 | 0 | 0 | 0 | 0
13 | 373 | 4707240.67 | 4707240.67 | 0 | 0 | 0 | 0 | 0 | 0 | Allocation Check
14 | [9 empty] | Should Equal "0"
15 | TOTAL | 499581372.14 | 5214210.29 | 5352849.47 | 251862414.6329 | 160125068.0471 | 0 | 64231901.85 | 12794927.85 | 0
Situs
Customer
Demand
Jim Bridger Generation
System Overhead
Demand
Wheeling Revenue - Energy
Jim Bridger Generation
Demand
|  |  | F30 | F10 | F30
|  | Demand | F32 | F10 | F30
|  | Jim Bridger Energy | F33 | F10 | F30
|  | Energy | F33 | F10 | F30
501NPC | Fuel Related - NPC |  | F33 | F10 | F30
SE/CAEW/CAEE
503NPC | Steam From Other Sources-NPC
SE
CAEW
CAEE
|  |  | F30 | F10 | F30
|  | CAEW/CAEE | F32 | F10 | F10
547 NPC | Fuel-NPC |  | F30 | F10
CAGW
CAGE/CAGW
CAGW
SG
CAGW
CAGW
|  |  | F10 | F10
|  | SG | F10 | F10
|  | SE | F30 | F10
555 NPC | Purchases Power-NPC
|  | CAGW | F10 | F10 | F10
|  | CAEW | F30 | F10 | F30
|  | DGP | F10 | F10 | F10
565NPC | Transmission of Electricity by Others-NPC
CAGW
|  | SE | F30 | F10 | F30
Customer - System
System Overheads
SG
CAEW
CAGW
CAGE
S
DGP
DGU
|  | SE |  | F10
CN
|  | SG/CAGW/CAGE |  | F10
SO
|  | CAEW |  | F10
JBG
JBE
F10
S
SG/CAGW
SO
DGU
CN
DGP
SG
S
|  | SE |  | F10
SG/CAGW
|  | SO | F102x | F102x | F102x
CN
DGP
DGU
CAEW
CAGW
JBG
S
CN
DGU
SG/CAGE/CAGW
SO
S
DGP
DGU
CN
SG/CAGE/CAGW
JBG
SO
S
SGP
SGU
CN
SG/CAGE/CAGW
SE
SO
JBG
JBE
S
SO
SG/CAGE/CAGW
CN
SG-U
SE
SGP
JBG
CAGE
S
SG-P
SG-U
SO
SG/CAGE/CAGW
JBG
S
SG-P
SG/CAGE/CAGW
SO
SE
SG-U
JBG
CAGE
S
SGP
SGU
SO
SE
SG/CAGE/CAGW
JBG
CAGE
S
SG-P
SG/CAGE/CAGW
SO
SG-U
SE
JBG
CAGE
S
SGP
SGU
SO
CN
SG/CAGE/CAGW
SE
JBG
CAGE
CAGE
S
SGP
SGU
CN
SO
SE
SG
JBG
S
SO
SG/CAGE/CAGW
S
SG/CAGE/CAGW
DGP
DGU
S
SG/CAGW
SO
SE
CN
DGU
DGP
JBG
SG/CAGE/CAGW
SE/CAEE/CAEW
SO
DNPPS
DNPPH
DNPD
DNPT
DGU
DGP
JBG
SNPP
CAGE
SG/CAGW
CAGE
CAEW
CAEE
SE
SO
CAEW
CAEE
SG
SO
SE
JBE
EXCTAX
SG/CAGW
DOP
CN
BADDEBT
TROJD
JBE
SE/CAEW
SNP
SNPD
|  |  | F104x | F104x | F104x
|  | DITBAL | F104x | F104x | F104x
|  | DGP | F104x | F104x | F104x
|  | SO | F138x | F138x | F138x
|  | JBE | F104x | F104x | F104x
|  | SE | F104x | F104x | F104x
|  | SG | F104x | F104x | F104x
SG/CAGW
SE
SO
GPS
SNP
TROJD
SNPD
JBE
SGU
SG-P
SG
CAEW
CAGE
S
DGP
DGU
SE
SG
CN
JBG
CAGE
CAGE
SO

## 200 Top Hrs
Data at Sales Level
[9 empty] | Sch 16 | Sch 24 | Sch 36 | Sch 36 | Sch 48T | Sch 48T | Sch 48T | Sch 40 | Lighting
[9 empty] | sec | sec | sec | pri | pri, ded fac | sec | pri | sec | sec
[8 empty] | @ Input | 65413269.3172 | 19548590.9227 | 29276613.7392 | 542809.8531 | 9474492.941 | 9767912.431 | 2382717.4307 | 5829081.3127 | 134115.0366
[8 empty] | @ Sales | 58953711.1829 | 17618168.2298 | 26385549.1219 | 500853.3666 | 8742162.028 | 8803331.4086 | 2198545.2916 | 5253459.73 | 120871.1813
Rank | Date | Hour | System | WCA | Oregon | California | Washington | Season | Sch 016 | Sch 024 | Sch 036Sec | Sch 036Pri | Sch 48DedFac | Sch 048Sec | Sch 048Pri | Sch 040 | Lighting
1 | 2018-12-07 | 8 | 732492.4882 | 3510754.0751 | 2653265.2378 | 124996.349 | 732492.4882 | Winter | 372540.8598 | 84374.5589 | 146274.0946 | 2776.5908 | 33287.0561 | 45486.4388 | 11474.2629 | 907.0081 | 1141.9897
2 | 2018-12-06 | 8 | 765101.5319 | 3504847.003 | 2602715.4575 | 137030.0136 | 765101.5319 | Winter | 340197.947 | 83342.9578 | 146515.257 | 2781.1686 | 33911.5787 | 44829.7967 | 11900.4728 | 907.0081 | 1104.8595
3 | 2018-12-03 | 8 | 802576.9447 | 3498180.2081 | 2576441.4814 | 119161.782 | 802576.9447 | Winter | 314037.7061 | 76881.7614 | 142858.0211 | 2711.7465 | 32881.1164 | 45671.6627 | 11397.4531 | 907.0081 | 995.3725
4 | 2018-12-07 | 9 | 712616.6555 | 3462331.1033 | 2626922.0573 | 122792.3905 | 712616.6555 | Winter | 338960.6035 | 91770.6246 | 148941.1268 | 2827.2167 | 33193.3777 | 46436.5172 | 11835.8699 | 907.0081 | 0
5 | 2018-12-04 | 8 | 779477.1759 | 3445332.6351 | 2530775.5134 | 135079.9458 | 779477.1759 | Winter | 319791.0025 | 80113.5738 | 148748.3806 | 2823.558 | 33349.5083 | 47505.529 | 11795.141 | 907.0081 | 1031.2335
6 | 2018-12-03 | 9 | 765099.0547 | 3444968.9039 | 2564649.4587 | 115220.3905 | 765099.0547 | Winter | 277080.7872 | 86256.1858 | 147481.702 | 2799.5137 | 32912.3425 | 46543.5013 | 11714.7865 | 907.0081 | 0
7 | 2018-12-07 | 10 | 712591.8971 | 3417297.8008 | 2586317.5411 | 118388.3626 | 712591.8971 | Winter | 296333.8683 | 96243.0139 | 148993.0099 | 2828.2015 | 33162.1515 | 47705.0031 | 12108.3898 | 907.0081 | 0
8 | 2018-12-06 | 9 | 732917.3616 | 3415982.8087 | 2555119.4896 | 127945.9575 | 732917.3616 | Winter | 316798.4744 | 90192.1397 | 150723.9925 | 2861.0592 | 33880.3526 | 44500.0358 | 12296.2827 | 907.0081 | 0
9 | 2018-12-05 | 8 | 780516.2181 | 3410247.7166 | 2492331.5299 | 137399.9687 | 780516.2181 | Winter | 348701.4096 | 85042.0867 | 151152.4413 | 2869.1921 | 34411.1968 | 46825.7658 | 11573.1626 | 907.0081 | 1067.7292
10 | 2018-12-03 | 10 | 761363.5628 | 3396260.6319 | 2526302.2538 | 108594.8152 | 761363.5628 | Winter | 261877.4547 | 88893.3134 | 144732.0582 | 2747.3197 | 32662.5334 | 47687.242 | 11766.619 | 907.0081 | 0
11 | 2018-07-16 | 17 | 765075.8347 | 3392081.5382 | 2497291.795 | 129713.9086 | 765075.8347 | Summer | 241152.3547 | 77574.5269 | 127840.0456 | 2426.6737 | 46923.4576 | 47850.0436 | 10831.6022 | 54399.0783 | 0
12 | 2018-07-16 | 16 | 769276.8652 | 3380408.8351 | 2486651.709 | 124480.261 | 769276.8652 | Summer | 234224.2161 | 90894.5993 | 130738.8805 | 2481.6997 | 46795.8326 | 49282.2078 | 11547.3764 | 53255.396 | 0
13 | 2018-07-16 | 15 | 766138.7864 | 3380055.6298 | 2489350.0082 | 124566.8353 | 766138.7864 | Summer | 234249.0021 | 90551.5735 | 134164.0074 | 2546.7158 | 46753.2909 | 50250.5318 | 12327.2968 | 54927.8658 | 0
14 | 2019-01-02 | 9 | 776072.2654 | 3378640.1188 | 2470664.7909 | 131903.0625 | 776072.2654 | Winter | 285890.8372 | 82464.1213 | 127214.0835 | 2414.7916 | 48345.0165 | 33281.4162 | 9729.3202 | 698.1016 | 61.2503
15 | 2018-12-03 | 19 | 790683.2115 | 3376973.4694 | 2474821.5221 | 111468.7359 | 790683.2115 | Winter | 338176.6479 | 74800.9946 | 126950.3341 | 2409.7851 | 33224.6038 | 43851.2044 | 9368.6366 | 907.0081 | 2284.6141
16 | 2018-12-04 | 9 | 739589.8967 | 3373301.8147 | 2501731.6538 | 131980.2641 | 739589.8967 | Winter | 287003.2874 | 97845.9811 | 153080.348 | 2905.7878 | 33349.5083 | 47684.6301 | 12065.4308 | 907.0081 | 0
17 | 2019-01-02 | 8 | 791129.1448 | 3363091.195 | 2441271.6543 | 130690.3959 | 791129.1448 | Winter | 323818.9171 | 79182.9126 | 124459.1592 | 2362.4973 | 47956.391 | 31898.707 | 9514.3215 | 698.1016 | 1586.4839
18 | 2018-08-09 | 16 | 705267.3354 | 3359099.2707 | 2522263.6771 | 131568.2582 | 705267.3354 | Summer | 382459.8769 | 112981.8996 | 134786.2028 | 2558.5264 | 49731.5227 | 46441.6086 | 12081.5641 | 69639.3786 | 0
19 | 2018-12-03 | 18 | 799270.3835 | 3355226.7824 | 2445872.311 | 110084.0878 | 799270.3835 | Winter | 365901.0639 | 80107.6718 | 128458.16 | 2438.4068 | 33068.4732 | 43708.9456 | 9628.574 | 907.0081 | 2284.6141
20 | 2018-12-03 | 20 | 781729.5182 | 3353330.9112 | 2461684.3142 | 109917.0788 | 781729.5182 | Winter | 356035.3222 | 73450.7795 | 124463.8023 | 2362.5854 | 33130.9254 | 43805.2801 | 9301.7567 | 907.0081 | 2284.6141
21 | 2018-07-16 | 18 | 752480.9911 | 3351557.6006 | 2469499.3075 | 129577.3021 | 752480.9911 | Summer | 251306.7316 | 73977.8853 | 124270.9006 | 2358.9238 | 46242.7909 | 46779.1388 | 10645.6604 | 52789.2089 | 0
22 | 2018-08-09 | 17 | 697561.1872 | 3341716.206 | 2510648.9938 | 133506.025 | 697561.1872 | Summer | 375122.8149 | 102090.6585 | 134165.7883 | 2546.7496 | 49777.4429 | 45811.4503 | 11334.1681 | 67432.7096 | 0
23 | 2019-01-02 | 10 | 774561.9323 | 3331968.1362 | 2432188.373 | 125217.8309 | 774561.9323 | Winter | 291525.3535 | 84846.9221 | 125724.6461 | 2386.5189 | 48500.4668 | 34890.7643 | 9849.6731 | 698.1016 | 0
24 | 2018-12-05 | 9 | 757806.1602 | 3323546.4861 | 2432059.7325 | 133680.5933 | 757806.1602 | Winter | 320278.8933 | 91012.3071 | 155711.533 | 2955.7333 | 34255.0661 | 47902.9504 | 11927.2342 | 907.0081 | 0
25 | 2018-12-07 | 7 | 712156.6208 | 3319469.0243 | 2489795.6186 | 117516.7848 | 712156.6208 | Winter | 406428.8962 | 81530.5756 | 136775.358 | 2596.2847 | 33099.6993 | 44080.0711 | 11059.0627 | 907.0081 | 2284.6141
26 | 2018-08-09 | 15 | 697452.3888 | 3315241.9728 | 2487020.8957 | 130768.6883 | 697452.3888 | Summer | 358502.9901 | 117268.6809 | 141377.6718 | 2683.6464 | 49823.363 | 47516.9539 | 12854.077 | 70720.9343 | 0
27 | 2018-07-16 | 14 | 761315.7492 | 3310783.5492 | 2425526.6469 | 123941.1531 | 761315.7492 | Summer | 231294.8468 | 87635.8939 | 139184.6905 | 2642.019 | 47178.7076 | 51314.9165 | 12384.7411 | 55769.6814 | 0
28 | 2018-12-07 | 11 | 704862.1067 | 3309973.3999 | 2491825.3016 | 113285.9917 | 704862.1067 | Winter | 304671.8429 | 99821.485 | 148383.2533 | 2816.6271 | 33224.6038 | 47025.0753 | 11959.8877 | 907.0081 | 0
29 | 2019-01-14 | 8 | 708778.6183 | 3306439.5758 | 2464485.326 | 133175.6315 | 708778.6183 | Winter | 276287.2994 | 78842.836 | 129363.3883 | 2455.5899 | 49316.5804 | 38570.1046 | 10577.0935 | 698.1016 | 1466.6468
30 | 2018-08-08 | 16 | 704111.439 | 3302833.7372 | 2464986.2665 | 133736.0317 | 704111.439 | Summer | 348948.0867 | 118594.292 | 138556.3322 | 2630.0914 | 49593.7623 | 46690.602 | 11972.5643 | 72082.4352 | 0
31 | 2018-07-25 | 16 | 776188.4788 | 3302161.5937 | 2392870.1906 | 133102.9243 | 776188.4788 | Summer | 253427.3006 | 93808.1334 | 131724.0018 | 2500.3993 | 47731.7492 | 46971.1078 | 11841.7785 | 50169.3623 | 0
32 | 2019-02-07 | 8 | 694794.5105 | 3294825.2831 | 2464175.0619 | 135855.7106 | 694794.5105 | Winter | 305424.1425 | 86297.5392 | 125624.3479 | 2384.6151 | 63786.8033 | 41139.521 | 11017.083 | 840.1009 | 791.3663
33 | 2018-12-06 | 7 | 739347.5905 | 3292783.0904 | 2430947.6119 | 122487.888 | 739347.5905 | Winter | 366280.5964 | 79908.5404 | 139625.2874 | 2650.3824 | 33974.031 | 44355.4943 | 11467.5021 | 907.0081 | 2283.6674
34 | 2018-07-26 | 16 | 782705.9107 | 3291691.8343 | 2375386.3668 | 133599.5568 | 782705.9107 | Summer | 233205.9906 | 96702.1606 | 125027.6204 | 2373.2879 | 45774.8326 | 47202.8821 | 11884.7705 | 52509.9372 | 0
35 | 2018-07-25 | 17 | 765346.607 | 3291608.255 | 2394357.886 | 131903.762 | 765346.607 | Summer | 246926.637 | 85799.7606 | 126420.2929 | 2399.7238 | 47689.2076 | 45863.7913 | 10954.4919 | 50033.993 | 0
36 | 2018-12-06 | 10 | 709720.279 | 3290624.6754 | 2459068.051 | 121836.3453 | 709720.279 | Winter | 307516.4747 | 92963.0034 | 148786.4065 | 2824.2798 | 33974.031 | 46787.3877 | 12383.9614 | 907.0081 | 0
37 | 2018-12-04 | 10 | 732882.0271 | 3289734.3105 | 2428137.1069 | 128715.1765 | 732882.0271 | Winter | 268385.0037 | 106429.9912 | 152243.9163 | 2889.9106 | 33380.7345 | 48885.8301 | 12403.5629 | 907.0081 | 0
38 | 2019-01-14 | 9 | 686805.5978 | 3285865.3135 | 2470442.8993 | 128616.8165 | 686805.5978 | Winter | 268960.9415 | 83085.2548 | 134632.8175 | 2555.6148 | 49199.9927 | 38964.4609 | 10855.9145 | 698.1016 | 31.265
39 | 2018-08-09 | 18 | 676273.4443 | 3284711.6892 | 2475171.1385 | 133267.1064 | 676273.4443 | Summer | 370659.6028 | 93437.5307 | 130979.6012 | 2486.2691 | 49226.4011 | 44837.0422 | 11043.9166 | 67395.5872 | 0
40 | 2018-12-04 | 7 | 753556.7812 | 3281403.9055 | 2402840.991 | 125006.1334 | 753556.7812 | Winter | 327331.871 | 79751.722 | 139156.9185 | 2641.4918 | 33443.1867 | 46923.6725 | 11463.394 | 907.0081 | 2281.1396
41 | 2018-08-08 | 17 | 691897.3019 | 3278286.4416 | 2452791.7501 | 133597.3896 | 691897.3019 | Summer | 372454.1646 | 109511.6509 | 133682.3431 | 2537.5728 | 49777.4429 | 45995.2046 | 11212.4244 | 69506.6298 | 0
42 | 2018-12-03 | 7 | 776546.3668 | 3278017.9424 | 2391065.2998 | 110406.2759 | 776546.3668 | Winter | 336899.7417 | 73796.8194 | 134900.9447 | 2560.7044 | 32724.9857 | 43262.9959 | 11109.7684 | 907.0081 | 2278.9237
43 | 2018-12-06 | 19 | 748769.1783 | 3276528.4061 | 2403335.8289 | 124423.3989 | 748769.1783 | Winter | 339190.718 | 77678.9224 | 128519.675 | 2439.5745 | 33006.0209 | 41649.4035 | 9942.7852 | 907.0081 | 2284.6141
44 | 2018-07-26 | 17 | 781676.8196 | 3276030.5928 | 2358799.1086 | 135554.6646 | 781676.8196 | Summer | 254607.022 | 91706.324 | 120778.8255 | 2292.6368 | 46668.2076 | 46001.7768 | 11086.9102 | 53703.9799 | 0
45 | 2019-01-30 | 8 | 740601.3746 | 3270282.8098 | 2403583.9475 | 126097.4876 | 740601.3746 | Winter | 277465.8123 | 78287.0746 | 123893.9489 | 2351.7684 | 41544.0697 | 40208.7394 | 10096.8005 | 698.1016 | 979.131
46 | 2018-12-06 | 18 | 752172.3998 | 3263114.0322 | 2387705.1455 | 123236.4868 | 752172.3998 | Winter | 344368.858 | 81623.2553 | 135966.9674 | 2580.9398 | 33130.9254 | 42589.116 | 10133.8003 | 907.0081 | 2284.6141
47 | 2019-02-07 | 9 | 672025.4818 | 3263103.7991 | 2459590.5281 | 131487.7893 | 672025.4818 | Winter | 282802.5299 | 89143.9274 | 129065.2663 | 2449.9309 | 63682.916 | 42056.9226 | 11571.7695 | 840.1009 | 0
48 | 2018-07-25 | 18 | 756869.3368 | 3260322.419 | 2368580.4183 | 134872.6639 | 756869.3368 | Summer | 253304.4896 | 82782.3526 | 120845.1275 | 2293.8954 | 47178.7076 | 44614.9954 | 10706.4784 | 50020.3264 | 0
49 | 2018-12-03 | 21 | 767132.3573 | 3259387.4395 | 2387915.4902 | 104339.592 | 767132.3573 | Winter | 320344.8065 | 66000.0373 | 121383.4576 | 2304.114 | 33068.4732 | 43464.1443 | 9382.6746 | 907.0081 | 2284.6141
50 | 2018-12-07 | 18 | 730764.0036 | 3258617.7545 | 2418970.692 | 108883.0589 | 730764.0036 | Winter | 408610.7596 | 86542.8656 | 127207.8374 | 2414.673 | 32787.438 | 41910.3779 | 10747.5041 | 907.0081 | 2284.6141
51 | 2018-12-03 | 11 | 736467.1348 | 3257928.0389 | 2422067.7664 | 99393.1377 | 736467.1348 | Winter | 248072.9578 | 89463.4041 | 142399.2316 | 2703.0377 | 32662.5334 | 48446.1405 | 11615.1356 | 907.0081 | 0
52 | 2018-08-08 | 15 | 694299.8625 | 3255763.3438 | 2429161.2253 | 132302.256 | 694299.8625 | Summer | 369289.1143 | 114075.8727 | 142576.3262 | 2706.3993 | 49410.0817 | 47165.5215 | 12700.2553 | 73283.0219 | 0
53 | 2018-12-05 | 10 | 751363.6598 | 3254400.1518 | 2374855.5873 | 128180.9048 | 751363.6598 | Winter | 282511.9777 | 95394.4219 | 152457.7022 | 2893.9687 | 34442.4229 | 48652.0915 | 12022.2605 | 907.0081 | 0
54 | 2018-07-26 | 15 | 771565.2808 | 3253739.5919 | 2347469.7415 | 134704.5696 | 771565.2808 | Summer | 217363.229 | 98918.1024 | 125928.5194 | 2390.3889 | 46625.6659 | 48048.4734 | 12519.7352 | 52504.1458 | 0
55 | 2018-07-12 | 17 | 730652.4815 | 3252784.7238 | 2387636.1729 | 134496.0695 | 730652.4815 | Summer | 209785.4589 | 85291.8496 | 125651.0914 | 2385.1227 | 46370.4159 | 47727.8615 | 10779.6743 | 51140.6507 | 0
56 | 2018-12-06 | 20 | 740780.9121 | 3248524.1722 | 2382254.7204 | 125488.5398 | 740780.9121 | Winter | 338828.6412 | 71366.6173 | 126664.4074 | 2404.3576 | 32912.3425 | 41057.3855 | 9857.2897 | 907.0081 | 2284.6141
57 | 2018-07-16 | 19 | 724480.796 | 3244821.1854 | 2391894.3639 | 128446.0255 | 724480.796 | Summer | 246041.2721 | 72921.6946 | 118444.6811 | 2248.3298 | 46583.1243 | 45421.8242 | 10260.3277 | 47260.1651 | 0
58 | 2018-08-08 | 18 | 685931.8559 | 3243818.3762 | 2424618.6021 | 133267.9182 | 685931.8559 | Summer | 351624.583 | 101418.7452 | 129946.9702 | 2466.6675 | 49410.0817 | 45251.0827 | 11052.318 | 69823.6905 | 0
59 | 2018-08-09 | 14 | 686944.3567 | 3241181.8722 | 2425054.9465 | 129182.569 | 686944.3567 | Summer | 352297.2362 | 116374.0743 | 143914.4264 | 2731.7993 | 49823.363 | 48801.9346 | 13003.5781 | 70915.911 | 0
60 | 2018-07-25 | 15 | 757642.2391 | 3240646.9867 | 2354488.367 | 128516.3806 | 757642.2391 | Summer | 231436.501 | 94468.5239 | 136180.3316 | 2584.9899 | 47433.9576 | 47832.9528 | 12478.2021 | 50915.986 | 0
61 | 2019-01-15 | 8 | 739216.6889 | 3239945.5333 | 2373316.3083 | 127412.5361 | 739216.6889 | Winter | 317743.6307 | 81043.6943 | 132896.0243 | 2522.6468 | 49238.8553 | 39585.6202 | 10575.7678 | 698.1016 | 1466.6468
62 | 2019-01-07 | 8 | 672520.7686 | 3234931.2433 | 2429102.3431 | 133308.1315 | 672520.7686 | Winter | 273209.2544 | 72488.7432 | 130153.42 | 2470.5864 | 48927.9548 | 36242.7697 | 10116.521 | 698.1016 | 1557.4611
63 | 2019-01-02 | 11 | 747558.1112 | 3234856.4653 | 2367672.3425 | 119626.0117 | 747558.1112 | Winter | 328370.4624 | 89155.0346 | 128818.1715 | 2445.2406 | 48267.2914 | 35265.4647 | 9931.9108 | 698.1016 | 0
64 | 2018-07-12 | 16 | 728181.8333 | 3231785.2294 | 2370579.0261 | 133024.3699 | 728181.8333 | Summer | 215000.1625 | 92286.4504 | 131199.0163 | 2490.434 | 46753.2909 | 48511.193 | 11497.2722 | 50773.5705 | 0
65 | 2018-08-07 | 17 | 678777.221 | 3223879.9553 | 2414939.8239 | 130162.9104 | 678777.221 | Summer | 345828.5481 | 101800.4623 | 129474.3694 | 2457.6966 | 50190.7242 | 45049.62 | 10481.111 | 69848.6067 | 0
66 | 2018-08-10 | 16 | 664136.9428 | 3221256.6798 | 2426561.9528 | 130557.7842 | 664136.9428 | Summer | 350993.5073 | 107575.9438 | 138087.6958 | 2621.1957 | 50190.7242 | 47003.0231 | 11407.2056 | 66793.643 | 0
67 | 2018-07-12 | 18 | 718028.6557 | 3219603.2402 | 2364281.0871 | 137293.4974 | 718028.6557 | Summer | 227875.5301 | 77308.6593 | 123262.8108 | 2339.7881 | 46242.7909 | 47145.4507 | 10563.2552 | 50831.4015 | 0
68 | 2018-12-05 | 19 | 766001.5545 | 3218875.1893 | 2320347.4351 | 132526.1998 | 766001.5545 | Winter | 373574.6865 | 77113.9947 | 131699.3508 | 2499.9314 | 32724.9857 | 44298.1337 | 9971.6828 | 907.0081 | 2284.6141
69 | 2019-01-31 | 8 | 709739.2791 | 3216410.7157 | 2377189.5662 | 129481.8703 | 709739.2791 | Winter | 317574.9464 | 81315.2689 | 127641.7673 | 2422.9099 | 47956.391 | 38164.8607 | 10088.3696 | 698.1016 | 944.4794
70 | 2018-12-05 | 18 | 764713.1106 | 3215154.2703 | 2318715.275 | 131725.8846 | 764713.1106 | Winter | 356921.8341 | 78790.4404 | 137722.0044 | 2614.2541 | 30945.0962 | 44766.2726 | 9692.3787 | 907.0081 | 2284.6141
71 | 2019-01-14 | 10 | 692456.6143 | 3214914.6133 | 2398140.929 | 124317.0701 | 692456.6143 | Winter | 306475.4273 | 90268.1785 | 134103.0812 | 2545.5593 | 49044.5425 | 39915.8668 | 10948.5925 | 698.1016 | 0
72 | 2018-07-26 | 18 | 764064.216 | 3211177.5225 | 2310165.6633 | 136947.6432 | 764064.216 | Summer | 235563.0418 | 85191.7963 | 117942.592 | 2238.7991 | 46625.6659 | 44685.0361 | 10737.7309 | 53949.3611 | 0
73 | 2018-12-07 | 12 | 704565.9349 | 3209474.3099 | 2402472.8012 | 102435.5738 | 704565.9349 | Winter | 305436.4996 | 104069.8827 | 147748.2996 | 2804.5743 | 33287.0561 | 46906.4586 | 11686.4758 | 907.0081 | 0
74 | 2018-12-04 | 19 | 749975.3739 | 3207198.5393 | 2328869.9773 | 128353.1881 | 749975.3739 | Winter | 324316.4812 | 79493.1439 | 133585.7178 | 2535.7386 | 33474.4129 | 44824.372 | 10222.9344 | 907.0081 | 2284.6141
75 | 2019-01-30 | 9 | 714222.8835 | 3206528.2491 | 2370968.6245 | 121336.741 | 714222.8835 | Winter | 361547.1312 | 82717.0527 | 128571.4282 | 2440.5568 | 41310.8944 | 40365.0438 | 10363.897 | 698.1016 | 0
76 | 2018-12-07 | 19 | 717057.9747 | 3198736.0935 | 2374277.6041 | 107400.5148 | 717057.9747 | Winter | 395005.066 | 83896.4215 | 124744.0576 | 2367.9053 | 32974.7948 | 40958.5991 | 10152.3455 | 907.0081 | 2284.6141
77 | 2019-01-15 | 9 | 720559.1812 | 3198708.1932 | 2354874.7012 | 123274.3108 | 720559.1812 | Winter | 269244.2153 | 87123.2068 | 136779.5034 | 2596.3634 | 48578.1919 | 39651.5236 | 10668.3629 | 698.1016 | 31.265
78 | 2018-07-25 | 14 | 750115.3003 | 3198645.9153 | 2317865.9065 | 130664.7085 | 750115.3003 | Summer | 218486.3886 | 96191.086 | 135581.3595 | 2573.6201 | 47433.9576 | 49597.6096 | 12454.4949 | 52114.5524 | 0
79 | 2018-07-16 | 13 | 741713.9542 | 3196895.5098 | 2332294.1383 | 122887.4173 | 741713.9542 | Summer | 206743.8116 | 89913.5813 | 139271.6955 | 2643.6705 | 47561.5826 | 52051.4437 | 12829.433 | 54793.1881 | 0
80 | 2018-12-05 | 7 | 759074.7665 | 3196225.2286 | 2308236.5707 | 128913.8914 | 759074.7665 | Winter | 397185.6304 | 78673.0167 | 141048.5122 | 2677.3982 | 33911.5787 | 45671.2348 | 11306.4879 | 907.0081 | 2282.7208
81 | 2018-07-26 | 14 | 761301.8305 | 3195196.4151 | 2300556.733 | 133337.8516 | 761301.8305 | Summer | 213331.5727 | 99827.5452 | 128377.9982 | 2436.8851 | 46285.3326 | 49880.8856 | 12474.4637 | 53668.8886 | 0
82 | 2018-07-17 | 17 | 793526.9016 | 3192676.6139 | 2265496.2643 | 133653.4479 | 793526.9016 | Summer | 252077.934 | 88145.6631 | 122500.1139 | 2325.3105 | 46242.7909 | 48154.6382 | 11341.0556 | 53896.8697 | 0
83 | 2018-08-10 | 15 | 663295.6298 | 3192189.7031 | 2402694.3544 | 126199.719 | 663295.6298 | Summer | 377187.3178 | 108029.7869 | 143684.9911 | 2727.4441 | 50144.8041 | 47984.8094 | 12051.4719 | 67866.3951 | 0
84 | 2018-08-07 | 16 | 687446.3563 | 3191798.9036 | 2374030.502 | 130322.0453 | 687446.3563 | Summer | 333140.7497 | 117846.7904 | 132947.9054 | 2523.6316 | 49915.2033 | 45542.7634 | 11338.6197 | 69799.7123 | 0
85 | 2018-08-08 | 14 | 681433.3324 | 3186649.8793 | 2373967.9734 | 131248.5736 | 681433.3324 | Summer | 324553.1805 | 117899.2856 | 146283.0246 | 2776.7603 | 49639.6824 | 46973.2474 | 12769.0812 | 73579.5386 | 0
86 | 2019-01-07 | 9 | 646140.8417 | 3186557.8311 | 2409582.5155 | 130834.4739 | 646140.8417 | Winter | 243648.3439 | 76962.1943 | 131789.7629 | 2501.6476 | 49083.4051 | 36919.8992 | 10216.6977 | 698.1016 | 52.8176
87 | 2018-12-04 | 18 | 753680.4444 | 3181220.1138 | 2299272.2581 | 128267.4113 | 753680.4444 | Winter | 377119.3733 | 84569.2559 | 137729.0731 | 2614.3883 | 33443.1867 | 46511.6785 | 10331.6701 | 907.0081 | 2284.6141
88 | 2018-08-07 | 18 | 667599.346 | 3180568.9707 | 2379951.0737 | 133018.551 | 667599.346 | Summer | 340360.03 | 95890.8919 | 126180.3133 | 2395.1684 | 50558.0854 | 44456.769 | 10284.0167 | 69411.8262 | 0
89 | 2019-01-29 | 8 | 757351.0712 | 3180266.8184 | 2303760.4906 | 119155.2566 | 757351.0712 | Winter | 352150.5366 | 79660.2794 | 129974.0333 | 2467.1813 | 46907.1021 | 38714.8992 | 10224.2793 | 698.1016 | 1050.307
90 | 2018-12-04 | 11 | 721387.3383 | 3179797.9921 | 2333206.0824 | 125204.5714 | 721387.3383 | Winter | 276103.3478 | 103297.8754 | 152504.3458 | 2894.8541 | 33599.3174 | 49356.9565 | 12443.3763 | 907.0081 | 0
91 | 2018-07-17 | 16 | 790263.0955 | 3178063.1423 | 2256173.9226 | 131626.1242 | 790263.0955 | Summer | 255322.2585 | 93794.2541 | 130696.7264 | 2480.8995 | 46030.0826 | 49604.8706 | 12142.2669 | 52983.7675 | 0
92 | 2018-12-13 | 8 | 773028.866 | 3175926.1109 | 2235011.1793 | 167886.0656 | 773028.866 | Winter | 312802.973 | 73447.1433 | 140725.4515 | 2671.2658 | 31632.0711 | 50045.6019 | 10881.0527 | 907.0081 | 1358.9963
93 | 2018-07-12 | 15 | 715806.4372 | 3171983.4587 | 2326041.6862 | 130135.3353 | 715806.4372 | Summer | 206382.6018 | 89113.6103 | 132096.6663 | 2507.4733 | 46412.9576 | 49964.5315 | 12018.4425 | 52635.0774 | 0
94 | 2019-03-04 | 8 | 658557.4137 | 3170667.7843 | 2388265.0321 | 123845.3384 | 658557.4137 | Winter | 375131.1779 | 84223.722 | 119178.661 | 2262.2623 | 42153.6434 | 32114.4366 | 10299.9642 | 1402.1224 | 9.4252
95 | 2019-01-31 | 9 | 694279.6392 | 3169291.5598 | 2351210.8969 | 123801.0237 | 694279.6392 | Winter | 301232.1642 | 88526.8564 | 129874.348 | 2465.289 | 48034.1161 | 38272.2002 | 10205.5739 | 698.1016 | 0
96 | 2018-07-31 | 16 | 813069.1715 | 3168868.6776 | 2225908.9697 | 129890.5363 | 813069.1715 | Summer | 238027.1852 | 100185.7541 | 140122.8723 | 2659.8276 | 45732.2909 | 45368.1702 | 12229.2312 | 55931.9079 | 0
97 | 2018-07-31 | 17 | 809117.2558 | 3166579.6346 | 2227565.0248 | 129897.354 | 809117.2558 | Summer | 238687.9616 | 91019.609 | 136547.9838 | 2591.9687 | 45009.0826 | 44485.4407 | 11558.0218 | 55726.9353 | 0
98 | 2018-12-06 | 21 | 716032.5191 | 3166307.0158 | 2328576.9632 | 121697.5334 | 716032.5191 | Winter | 313763.0186 | 69263.8832 | 124629.0055 | 2365.7214 | 32818.6641 | 40188.9114 | 9546.2476 | 907.0081 | 2284.6141
99 | 2018-07-30 | 16 | 785359.0827 | 3164260.6672 | 2247480.8212 | 131420.7633 | 785359.0827 | Summer | 249085.0615 | 94269.7458 | 131707.0114 | 2500.0768 | 47093.6243 | 42551.601 | 12090.0655 | 51638.2737 | 0
100 | 2018-07-25 | 19 | 732142.5246 | 3163814.94 | 2299451.7871 | 132220.6283 | 732142.5246 | Summer | 240574.1743 | 77076.7441 | 117289.7186 | 2226.4062 | 47391.4159 | 44184.3994 | 10375.3986 | 47851.3097 | 0
101 | 2018-07-30 | 17 | 781195.1514 | 3162414.7694 | 2245576.6509 | 135642.9671 | 781195.1514 | Summer | 232633.125 | 84765.1859 | 125807.9994 | 2388.1011 | 46923.4576 | 41610.0902 | 11395.0806 | 49725.1288 | 0
102 | 2018-12-06 | 11 | 703078.1209 | 3159737.2189 | 2344424.9758 | 112234.1222 | 703078.1209 | Winter | 325504.0557 | 98070.0678 | 149485.8324 | 2837.5563 | 33942.8048 | 46978.4041 | 12233.7926 | 907.0081 | 0
103 | 2018-12-05 | 20 | 749288.4015 | 3159720.6383 | 2279876.6577 | 130555.5792 | 749288.4015 | Winter | 317912.1812 | 70822.2463 | 128650.1626 | 2442.0514 | 33130.9254 | 43998.2625 | 10034.572 | 907.0081 | 2284.6141
104 | 2018-08-10 | 17 | 650484.7384 | 3159465.2821 | 2379906.5603 | 129073.9834 | 650484.7384 | Summer | 357144.2594 | 98487.7976 | 130466.1973 | 2476.5236 | 50328.4847 | 45080.0395 | 11097.1617 | 67241.4805 | 0
105 | 2019-01-15 | 10 | 714443.012 | 3157358.1882 | 2319083.5521 | 123831.6242 | 714443.012 | Winter | 264064.3899 | 89964.2481 | 134975.5259 | 2562.1201 | 48189.5663 | 40059.1709 | 10881.4766 | 698.1016 | 0
106 | 2018-12-03 | 12 | 722400.1489 | 3155907.9673 | 2340283.721 | 93224.0974 | 722400.1489 | Winter | 251304.6561 | 87623.0913 | 140979.8352 | 2676.0946 | 32724.9857 | 48386.4257 | 11556.9649 | 907.0081 | 0
107 | 2018-12-04 | 20 | 739450.3178 | 3154653.7529 | 2290525.8484 | 124677.5868 | 739450.3178 | Winter | 300354.817 | 71617.5618 | 130656.0996 | 2480.1283 | 33568.0913 | 44945.6609 | 9722.2857 | 907.0081 | 2284.6141
108 | 2019-03-05 | 8 | 633614.0651 | 3152604.7228 | 2393922.0377 | 125068.62 | 633614.0651 | Winter | 394089.3671 | 81046.5693 | 116002.7271 | 2201.9764 | 43142.5852 | 35057.3241 | 10435.9869 | 1402.1224 | 3.4006
109 | 2018-07-13 | 16 | 770965.7754 | 3150926.6201 | 2252737.4695 | 127223.3753 | 770965.7754 | Summer | 212795.0809 | 82833.4008 | 127167.2807 | 2413.9032 | 46668.2076 | 48533.5001 | 11137.5615 | 58545.7496 | 0
110 | 2018-08-09 | 19 | 644451.7477 | 3149038.4805 | 2372203.0094 | 132383.7234 | 644451.7477 | Summer | 352379.4838 | 90551.9241 | 126658.0914 | 2404.2377 | 49410.0817 | 44405.8473 | 10753.4468 | 62650.5134 | 58.6898
111 | 2018-12-07 | 17 | 731015.5009 | 3147050.3809 | 2313651.4837 | 102383.3963 | 731015.5009 | Winter | 350504.8415 | 92599.4137 | 132410.082 | 2513.4226 | 32943.5686 | 42954.4468 | 10875.7474 | 907.0081 | 1670.5394
112 | 2019-01-02 | 7 | 755745.282 | 3143449.0472 | 2268930.8264 | 118772.9388 | 755745.282 | Winter | 332646.3716 | 77019.593 | 118197.1501 | 2243.6312 | 47101.4148 | 29115.9596 | 8956.638 | 698.1016 | 2247.336
113 | 2018-07-31 | 15 | 804412.2284 | 3142070.9471 | 2210698.7788 | 126959.9399 | 804412.2284 | Summer | 236587.2907 | 100836.0775 | 143328.895 | 2720.6847 | 46498.0409 | 46919.0165 | 12961.6916 | 56308.4373 | 0
114 | 2018-12-05 | 11 | 732167.14 | 3139943.184 | 2285757.0327 | 122019.0112 | 732167.14 | Winter | 303907.1491 | 96474.8841 | 152696.3887 | 2898.4995 | 33911.5787 | 48393.3227 | 12378.5857 | 907.0081 | 0
115 | 2019-01-02 | 19 | 756456.3719 | 3139054.0663 | 2260701.2004 | 121896.4941 | 756456.3719 | Winter | 333724.8698 | 72901.5345 | 112998.0447 | 2144.9412 | 48500.4668 | 34223.2975 | 8027.1863 | 698.1016 | 2247.336
116 | 2019-02-07 | 10 | 624756.7774 | 3137646.0186 | 2386257.0025 | 126632.2387 | 624756.7774 | Winter | 257178.7936 | 93416.9302 | 128789.6549 | 2444.6993 | 63734.8596 | 42135.2896 | 11504.7394 | 840.1009 | 0
117 | 2018-08-07 | 15 | 674003.4704 | 3136868.0861 | 2338768.9889 | 124095.6268 | 674003.4704 | Summer | 329193.3714 | 115772.8676 | 138402.8884 | 2627.1787 | 49180.4809 | 47068.8384 | 12256.0511 | 71931.1427 | 0
118 | 2018-07-12 | 19 | 695938.023 | 3135628.981 | 2305467.5165 | 134223.4416 | 695938.023 | Summer | 219466.9117 | 73593.6589 | 119298.0693 | 2264.5289 | 46030.0826 | 46400.2226 | 10240.9516 | 50347.3521 | 0
119 | 2018-07-30 | 18 | 768231.7453 | 3134775.2552 | 2230942.2012 | 135601.3088 | 768231.7453 | Summer | 230798.3284 | 81428.1886 | 123529.7814 | 2344.8558 | 46668.2076 | 41551.7203 | 10936.1189 | 48918.443 | 0
120 | 2018-07-24 | 16 | 752530.2375 | 3134138.3276 | 2251540.7897 | 130067.3005 | 752530.2375 | Summer | 224481.1203 | 92548.6839 | 122185.9836 | 2319.3476 | 47221.2493 | 48057.0679 | 11751.1897 | 51284.6127 | 0
121 | 2018-12-12 | 8 | 790707.8509 | 3133344.8144 | 2177957.8537 | 164679.1097 | 790707.8509 | Winter | 294253.9798 | 80207.3832 | 148038.9454 | 2810.0914 | 31475.9405 | 48704.9661 | 11261.1579 | 907.0081 | 1324.4151
122 | 2018-07-13 | 17 | 757416.9027 | 3130590.1336 | 2244661.5948 | 128511.6362 | 757416.9027 | Summer | 220383.5369 | 75858.9589 | 125266.9673 | 2377.8312 | 46668.2076 | 47598.8379 | 10625.5093 | 59257.4496 | 0
123 | 2018-08-10 | 14 | 654711.1228 | 3130410.2769 | 2347375.9443 | 128323.2097 | 654711.1228 | Summer | 393988.5432 | 109462.1277 | 148097.9805 | 2811.212 | 50420.325 | 49106.5816 | 12242.5434 | 69833.2827 | 0
124 | 2018-07-24 | 17 | 755345.2487 | 3129070.0943 | 2246325.7628 | 127399.0827 | 755345.2487 | Summer | 223313.9691 | 90337.472 | 119544.3037 | 2269.203 | 46753.2909 | 46281.8568 | 11123.246 | 51714.5578 | 0
125 | 2018-12-07 | 13 | 693848.6977 | 3127078.5372 | 2334587.968 | 98641.8715 | 693848.6977 | Winter | 294510.5313 | 96813.9429 | 143150.8868 | 2717.3057 | 33193.3777 | 47224.6391 | 11479.1691 | 907.0081 | 0
126 | 2018-12-03 | 17 | 766980.9023 | 3124016.2446 | 2258985.8729 | 98049.4695 | 766980.9023 | Winter | 352877.3927 | 84301.0424 | 133419.7655 | 2532.5885 | 33193.3777 | 44654.5856 | 9879.5908 | 907.0081 | 1642.3043
127 | 2019-01-02 | 18 | 762027.6336 | 3122885.7305 | 2241420.5841 | 119437.5128 | 762027.6336 | Winter | 348433.3504 | 77789.0807 | 113409.9058 | 2152.7592 | 49005.6799 | 34394.3477 | 8274.4795 | 698.1016 | 2247.336
128 | 2019-01-30 | 10 | 714747.6121 | 3122767.1031 | 2295296.6142 | 112722.8768 | 714747.6121 | Winter | 311293.1957 | 87337.7003 | 129005.9229 | 2448.8045 | 41388.6195 | 40709.8469 | 10530.506 | 698.1016 | 0
129 | 2018-08-09 | 13 | 663039.7394 | 3122255.5794 | 2331527.6346 | 127688.2055 | 663039.7394 | Summer | 319366.3499 | 116967.6038 | 146492.9651 | 2780.7454 | 49593.7623 | 49069.7674 | 13034.194 | 70058.4425 | 0
130 | 2019-02-07 | 7 | 681879.5553 | 3122008.5606 | 2314770.0966 | 125358.9087 | 681879.5553 | Winter | 331854.0494 | 88759.6115 | 120257.4327 | 2282.7397 | 64410.1271 | 40350.1982 | 10973.3794 | 840.1009 | 2617.8282
131 | 2018-07-13 | 15 | 761998.2885 | 3121977.6649 | 2232860.2667 | 127119.1096 | 761998.2885 | Summer | 208176.2252 | 90047.1761 | 132225.122 | 2509.9117 | 46668.2076 | 49363.1611 | 11637.8056 | 58681.7675 | 0
132 | 2019-01-14 | 11 | 688754.7623 | 3120888.1923 | 2318634.6391 | 113498.7909 | 688754.7623 | Winter | 308807.7881 | 93984.2 | 132069.5385 | 2506.9584 | 48772.5046 | 40671.7107 | 10917.5824 | 698.1016 | 0
133 | 2018-12-13 | 9 | 747051.3079 | 3120785.0811 | 2214325.775 | 159407.9982 | 747051.3079 | Winter | 292220.3962 | 84332.6915 | 144886.8083 | 2750.2572 | 31788.2018 | 50041.1296 | 11086.4344 | 907.0081 | 11.4548
134 | 2018-07-17 | 15 | 780547.3135 | 3120208.6791 | 2215034.7446 | 124626.6211 | 780547.3135 | Summer | 222527.0237 | 92138.9036 | 137023.1509 | 2600.9884 | 46072.6243 | 50582.9312 | 12950.4991 | 52910.6126 | 0
135 | 2018-12-07 | 20 | 696160.2643 | 3118144.5647 | 2317657.4557 | 104326.8447 | 696160.2643 | Winter | 367460.4267 | 78511.5188 | 123228.3167 | 2339.1333 | 32943.5686 | 40831.8584 | 10005.3223 | 907.0081 | 2284.6141
136 | 2018-07-24 | 15 | 746329.3513 | 3117240.7752 | 2240555.8703 | 130355.5536 | 746329.3513 | Summer | 215912.4876 | 94940.4922 | 123593.8238 | 2346.0714 | 46880.9159 | 49218.023 | 12529.56 | 52850.1575 | 0
137 | 2019-01-29 | 9 | 723867.0473 | 3116601.9451 | 2276286.6923 | 116448.2054 | 723867.0473 | Winter | 335512.8838 | 84332.8942 | 131190.0972 | 2490.2647 | 46907.1021 | 39912.0782 | 10484.8092 | 698.1016 | 0
138 | 2018-07-30 | 15 | 774285.6064 | 3115072.3991 | 2212801.2786 | 127985.5141 | 774285.6064 | Summer | 226774.6442 | 94098.4392 | 136156.3773 | 2584.5352 | 46923.4576 | 42457.5943 | 13142.3221 | 52740.1636 | 0
139 | 2018-07-26 | 19 | 738535.7001 | 3115003.7122 | 2240685.8068 | 135782.2053 | 738535.7001 | Summer | 245977.2375 | 81013.0233 | 113432.2833 | 2153.184 | 46455.4993 | 44203.0632 | 10376.4472 | 50737.1142 | 0
140 | 2019-01-15 | 11 | 713082.7497 | 3114611.3328 | 2283939.3998 | 117589.1832 | 713082.7497 | Winter | 298468.236 | 91293.126 | 134561.4943 | 2554.2609 | 47878.6659 | 39805.9733 | 10886.6967 | 698.1016 | 0
141 | 2018-12-03 | 22 | 735624.5154 | 3113080.5642 | 2279714.073 | 97741.9758 | 735624.5154 | Winter | 300099.2799 | 65285.2321 | 119270.1659 | 2263.9993 | 33130.9254 | 43759.1061 | 8899.6085 | 907.0081 | 2284.6141
142 | 2019-01-07 | 18 | 637920.812 | 3111931.4948 | 2343527.4475 | 130483.2353 | 637920.812 | Winter | 320792.8648 | 71142.0268 | 118460.3728 | 2248.6277 | 49472.0306 | 35251.9389 | 8306.2145 | 698.1016 | 2247.029
143 | 2019-03-11 | 7 | 613182.8478 | 3111800.7892 | 2370065.4244 | 128552.5169 | 613182.8478 | Winter | 383495.0112 | 86271.0961 | 121689.4433 | 2309.9223 | 50230.0013 | 34740.9466 | 9923.8818 | 1402.1224 | 977.6566
144 | 2018-08-14 | 17 | 711725.5062 | 3108696.1441 | 2267846.9917 | 129123.6461 | 711725.5062 | Summer | 282034.5892 | 98688.9525 | 126715.1767 | 2405.3213 | 50374.4048 | 43192.0422 | 9992.7468 | 59734.0496 | 0
145 | 2018-08-22 | 17 | 768949.2491 | 3107575.0705 | 2216481.0961 | 122144.7253 | 768949.2491 | Summer | 244622.2136 | 94424.0193 | 137703.4996 | 2613.9028 | 48859.0399 | 46591.4347 | 10697.3212 | 46241.41 | 0
146 | 2018-12-05 | 21 | 732280.3337 | 3105637.024 | 2247345.0432 | 126011.647 | 732280.3337 | Winter | 320787.5923 | 69498.6336 | 126113.9274 | 2393.9083 | 33318.2822 | 43738.5515 | 9288.9159 | 907.0081 | 2284.6141
147 | 2018-07-17 | 18 | 775672.1349 | 3105216.983 | 2195239.8937 | 134304.9544 | 775672.1349 | Summer | 229008.2966 | 80621.8357 | 117889.5783 | 2237.7928 | 45647.2076 | 46812.0565 | 11074.5095 | 52308.0496 | 0
148 | 2019-01-22 | 8 | 678187.04 | 3103758.3927 | 2289351.434 | 136219.9187 | 678187.04 | Winter | 280681.6637 | 76676.9347 | 128759.0676 | 2444.1186 | 49199.9927 | 39531.7316 | 9678.2169 | 698.1016 | 1302.8046
149 | 2018-07-31 | 18 | 787003.3097 | 3103096.6021 | 2183798.3599 | 132294.9325 | 787003.3097 | Summer | 245759.9367 | 86165.0412 | 131350.1382 | 2493.3026 | 46412.9576 | 44164.8708 | 11050.278 | 53978.1981 | 0
150 | 2019-01-02 | 12 | 731497.9445 | 3100837.1191 | 2259317.3797 | 110021.7949 | 731497.9445 | Winter | 319154.6276 | 89066.15 | 127027.4908 | 2411.2497 | 48345.0165 | 35066.5922 | 9763.6653 | 698.1016 | 0
151 | 2019-01-07 | 10 | 611863.5374 | 3099482.7278 | 2360371.9045 | 127247.2859 | 611863.5374 | Winter | 297105.4129 | 81345.7511 | 132645.1739 | 2517.8851 | 48889.0923 | 37851.6202 | 10021.5437 | 698.1016 | 0
152 | 2019-01-07 | 19 | 642445.1549 | 3095642.2095 | 2323232.0965 | 129964.9582 | 642445.1549 | Winter | 276287.4279 | 65977.3209 | 113847.2835 | 2161.0615 | 49122.2676 | 35100.8577 | 8394.0659 | 698.1016 | 2247.336
153 | 2018-08-08 | 19 | 642870.8017 | 3093463.8266 | 2321372.4334 | 129220.5915 | 642870.8017 | Summer | 345703.1697 | 94747.5024 | 124627.9969 | 2365.7022 | 49456.0018 | 44473.1603 | 10358.6253 | 63258.9648 | 39.3014
154 | 2018-08-14 | 16 | 714228.8782 | 3092672.5059 | 2247470.3558 | 130973.2719 | 714228.8782 | Summer | 273027.6295 | 106462.4014 | 131996.5231 | 2505.5724 | 50374.4048 | 44363.4914 | 10588.4669 | 62423.3084 | 0
155 | 2018-07-16 | 20 | 684865.7253 | 3090626.7684 | 2280561.4249 | 125199.6183 | 684865.7253 | Summer | 239931.4278 | 69241.7226 | 111302.6603 | 2112.7592 | 46838.3743 | 44251.6922 | 9654.1763 | 43781.5518 | 918.3094
156 | 2018-07-12 | 14 | 699230.9687 | 3090589.1939 | 2264509.8227 | 126848.4026 | 699230.9687 | Summer | 172293.1048 | 93299.9948 | 135392.4797 | 2570.0348 | 46668.2076 | 50944.0382 | 12381.6637 | 52669.5431 | 0
157 | 2018-08-22 | 16 | 764152.8492 | 3090009.6835 | 2204787.3015 | 121069.5328 | 764152.8492 | Summer | 250308.6643 | 100984.9779 | 143352.6143 | 2721.1349 | 47068.154 | 47486.8841 | 11371.1778 | 45370.6664 | 0
158 | 2018-07-26 | 13 | 736312.0713 | 3088455.3221 | 2222457.6545 | 129685.5963 | 736312.0713 | Summer | 193284.6106 | 98293.8444 | 129451.8122 | 2457.2684 | 45562.1243 | 50155.3328 | 12751.7236 | 54874.3674 | 0
159 | 2019-01-28 | 8 | 706906.2309 | 3087787.4221 | 2258499.4 | 122381.7912 | 706906.2309 | Winter | 283683.7166 | 78580.2407 | 128710.2448 | 2443.1919 | 47334.5901 | 39123.7125 | 10222.56 | 698.1016 | 1086.8314
160 | 2018-07-13 | 14 | 753780.5484 | 3087553.3685 | 2206655.8712 | 127116.9489 | 753780.5484 | Summer | 205301.2919 | 92911.8075 | 132121.5899 | 2507.9464 | 46838.3743 | 51346.6861 | 11917.2083 | 58964.8665 | 0
161 | 2018-08-06 | 17 | 655856.0951 | 3086359.2603 | 2301735.2541 | 128767.9111 | 655856.0951 | Summer | 335001.7196 | 104820.3753 | 127284.3435 | 2416.1253 | 50098.8839 | 43386.0014 | 10308.0861 | 72249.072 | 0
162 | 2018-07-25 | 13 | 721771.4325 | 3085793.0118 | 2238960.5169 | 125061.0624 | 721771.4325 | Summer | 187307.3451 | 92941.2941 | 134975.7733 | 2562.1248 | 47561.5826 | 50268.3124 | 12541.8011 | 52287.956 | 0
163 | 2018-07-24 | 18 | 746029.2972 | 3085231.0569 | 2210988.4622 | 128213.2975 | 746029.2972 | Summer | 208058.2458 | 77468.8806 | 115738.7239 | 2196.9651 | 46370.4159 | 44496.4986 | 10805.4787 | 48833.4419 | 0
164 | 2018-12-04 | 21 | 735693.2999 | 3083279.0497 | 2227836.3419 | 119749.408 | 735693.2999 | Winter | 259205.7459 | 70721.7135 | 130456.834 | 2476.3458 | 33692.9958 | 45046.0909 | 9783.6255 | 907.0081 | 2284.6141
165 | 2018-07-27 | 16 | 758598.9864 | 3081782.1736 | 2186693.6264 | 136489.5608 | 758598.9864 | Summer | 220235.2634 | 91603.8777 | 120662.8341 | 2290.4351 | 46583.1243 | 46574.7293 | 11028.5996 | 54997.102 | 0
166 | 2019-01-31 | 10 | 687523.2499 | 3079606.0868 | 2278855.1963 | 113227.6406 | 687523.2499 | Winter | 312993.621 | 89074.5949 | 131214.2562 | 2490.7233 | 48228.4289 | 39227.3734 | 10399.1121 | 698.1016 | 0
167 | 2018-12-06 | 17 | 733220.307 | 3078838.7663 | 2238409.7563 | 107208.703 | 733220.307 | Winter | 326076.7875 | 88699.6702 | 139027.67 | 2639.0384 | 33006.0209 | 43055.3876 | 10540.4791 | 907.0081 | 1670.5394
168 | 2019-01-14 | 7 | 678520.2201 | 3078769.598 | 2279945.539 | 120303.8388 | 678520.2201 | Winter | 289829.296 | 72351.0212 | 121429.4735 | 2304.9875 | 48966.8174 | 36408.0432 | 9751.1329 | 698.1016 | 2247.336
169 | 2018-11-19 | 8 | 599173.1264 | 3076674.2202 | 2353582.6526 | 123918.4412 | 599173.1264 | Winter | 270257.2082 | 68235.7173 | 135145.4871 | 2565.3464 | 47811.8674 | 42948.6835 | 12689.7592 | 5835.2108 | 498.8005
170 | 2018-12-14 | 8 | 696622.8843 | 3076042.5265 | 2233240.4103 | 146179.2319 | 696622.8843 | Winter | 281653.7584 | 78228.5049 | 141832.7865 | 2692.2854 | 29664.8248 | 47456.3549 | 10829.9009 | 907.0081 | 1392.943
171 | 2018-08-06 | 16 | 664564.5804 | 3074971.005 | 2288201.5613 | 122204.8634 | 664564.5804 | Summer | 343890.6935 | 105733.2652 | 131678.9572 | 2499.5443 | 49823.363 | 44990.3177 | 11070.801 | 74133.7403 | 0
172 | 2018-07-17 | 14 | 778503.4589 | 3074788.7587 | 2168368.2759 | 127917.0239 | 778503.4589 | Summer | 222539.2879 | 99221.7809 | 140095.257 | 2659.3034 | 46327.8743 | 51001.622 | 12926.2905 | 53874.6756 | 0
173 | 2018-07-31 | 14 | 793663.1611 | 3074004.9078 | 2151650.9066 | 128690.8401 | 793663.1611 | Summer | 236699.7701 | 99702.4381 | 147518.3893 | 2800.2101 | 47051.0826 | 48256.7769 | 13449.4439 | 57794.701 | 0
174 | 2019-02-05 | 9 | 586740.5811 | 3073481.9472 | 2354977.5301 | 131763.8361 | 586740.5811 | Winter | 211450.9659 | 80208.0532 | 126830.8902 | 2407.5178 | 63527.085 | 41423.7786 | 10681.0806 | 840.1009 | 0
175 | 2018-07-30 | 14 | 775693.5501 | 3073098.5306 | 2169798.4052 | 127606.5752 | 775693.5501 | Summer | 213879.5717 | 94246.0734 | 136126.6471 | 2583.9708 | 46965.9993 | 43262.1299 | 13466.928 | 53649.5954 | 0
176 | 2018-12-03 | 13 | 726228.8908 | 3071776.2782 | 2254313.8405 | 91233.5469 | 726228.8908 | Winter | 257435.2706 | 81716.1461 | 141848.9426 | 2692.5921 | 32818.6641 | 49818.1837 | 11491.6812 | 907.0081 | 0
177 | 2019-01-15 | 18 | 748396.7848 | 3071393.2077 | 2203889.5124 | 119106.9106 | 748396.7848 | Winter | 339803.6597 | 78307.8358 | 115940.5355 | 2200.7959 | 48772.5046 | 36554.7456 | 8966.954 | 698.1016 | 2209.6255
178 | 2018-12-12 | 9 | 755067.9365 | 3069050.7343 | 2158056.2937 | 155926.5041 | 755067.9365 | Winter | 264193.9031 | 86134.7732 | 151339.6899 | 2872.7465 | 31413.4882 | 48687.7658 | 11839.8607 | 907.0081 | 7.9591
179 | 2019-01-15 | 19 | 739672.8425 | 3067902.3553 | 2203996.5343 | 124232.9786 | 739672.8425 | Winter | 334235.7576 | 73331.8626 | 113454.6304 | 2153.6081 | 48345.0165 | 37098.5941 | 8984.5823 | 698.1016 | 2247.336
180 | 2018-08-14 | 18 | 692432.1806 | 3067054.5609 | 2242723.8744 | 131898.5058 | 692432.1806 | Summer | 282634.6435 | 84458.7314 | 122997.3236 | 2334.7486 | 49823.363 | 43271.958 | 9729.0887 | 60256.3512 | 0
181 | 2018-08-10 | 18 | 624534.6924 | 3066547.8216 | 2312351.6003 | 129661.5289 | 624534.6924 | Summer | 340757.1749 | 93028.723 | 125064.5947 | 2373.9898 | 50328.4847 | 44143.2039 | 10516.6805 | 67092.4961 | 0
182 | 2019-03-05 | 9 | 605446.6607 | 3066302.5369 | 2344170.5031 | 116685.3731 | 605446.6607 | Winter | 373775.6884 | 88523.8933 | 120681.6245 | 2290.7917 | 45656.1455 | 34639.7934 | 11038.787 | 1402.1224 | 0
183 | 2019-03-04 | 9 | 628527.7819 | 3065056.1695 | 2323784.5209 | 112743.8667 | 628527.7819 | Winter | 316868.2804 | 94978.6132 | 125127.8804 | 2375.1911 | 42194.8493 | 32904.6424 | 10823.0268 | 1402.1224 | 0
184 | 2019-01-02 | 20 | 738126.0097 | 3062940.2257 | 2206768.1832 | 118046.0328 | 738126.0097 | Winter | 284326.0694 | 69624.8028 | 107556.7707 | 2041.6543 | 48617.0544 | 33649.4252 | 7893.7417 | 698.1016 | 2247.336
185 | 2018-12-10 | 8 | 726168.9179 | 3062701.2061 | 2195981.1586 | 140551.1296 | 726168.9179 | Winter | 354955.6111 | 85185.6462 | 146364.9352 | 2778.3151 | 31788.2018 | 44984.3295 | 10884.3626 | 907.0081 | 1253.3488
186 | 2019-01-14 | 19 | 706966.4522 | 3062331.2576 | 2239448.0489 | 115916.7565 | 706966.4522 | Winter | 320234.3404 | 73413.606 | 113966.3605 | 2163.3219 | 48655.917 | 36355.2327 | 8698.5732 | 698.1016 | 2247.336
187 | 2019-03-11 | 8 | 586958.8914 | 3062171.6683 | 2348276.3405 | 126936.4364 | 586958.8914 | Winter | 321614.5973 | 89807.9223 | 123688.5127 | 2347.8688 | 50312.4131 | 35378.6426 | 10256.3116 | 1402.1224 | 0
188 | 2019-01-28 | 9 | 684339.4458 | 3061231.247 | 2258014.1376 | 118877.6635 | 684339.4458 | Winter | 276981.8317 | 84492.6772 | 131579.7279 | 2497.6607 | 47062.5523 | 39439.2481 | 10497.1966 | 698.1016 | 0
189 | 2018-08-15 | 17 | 705525.0956 | 3060418.9074 | 2226569.0395 | 128324.7722 | 705525.0956 | Summer | 307626.8148 | 92648.5647 | 129537.0025 | 2458.8855 | 49823.363 | 43253.6949 | 10724.6421 | 55159.9585 | 0
190 | 2018-08-08 | 13 | 651009.6105 | 3060074.4759 | 2282260.3864 | 126804.479 | 651009.6105 | Summer | 322303.2519 | 121669.3911 | 146072.9674 | 2772.773 | 49823.363 | 47268.3561 | 12763.6476 | 74979.8359 | 0
191 | 2018-12-04 | 12 | 699662.6814 | 3059034.5627 | 2241853.2983 | 117518.5831 | 699662.6814 | Winter | 300570.2223 | 102208.9962 | 152760.3613 | 2899.7138 | 33661.7696 | 49762.494 | 11954.2068 | 907.0081 | 0
192 | 2018-08-07 | 19 | 640480.726 | 3058667.1605 | 2289318.177 | 128868.2575 | 640480.726 | Summer | 316102.4754 | 95070.2573 | 122443.6317 | 2324.2383 | 50833.6063 | 44125.2144 | 9774.1726 | 61868.2077 | 23.7875
193 | 2018-08-09 | 20 | 622126.3533 | 3058278.0587 | 2307341.9424 | 128809.7631 | 622126.3533 | Summer | 333085.6344 | 87445.0928 | 123531.1994 | 2344.8827 | 49593.7623 | 43363.3336 | 10273.5422 | 55673.9285 | 2324.578
194 | 2018-07-23 | 17 | 734337.0599 | 3058202.3781 | 2187171.9736 | 136693.3445 | 734337.0599 | Summer | 239396.6915 | 84743.484 | 119476.0486 | 2267.9074 | 45944.9993 | 46599.7228 | 10921.6666 | 50551.5842 | 0
195 | 2018-08-15 | 16 | 710949.9127 | 3056465.5458 | 2215179.4303 | 130336.2028 | 710949.9127 | Summer | 312784.8916 | 101934.6128 | 133295.7487 | 2530.2344 | 49915.2033 | 45089.2965 | 11486.8551 | 55296.8517 | 0
196 | 2019-01-30 | 7 | 718108.5927 | 3055974.4461 | 2224973.8673 | 112891.986 | 718108.5927 | Winter | 283243.1567 | 75746.3486 | 118050.81 | 2240.8533 | 41699.5199 | 38460.669 | 9839.6886 | 698.1016 | 2241.7384
197 | 2018-12-11 | 8 | 711347.3136 | 3055726.8854 | 2198500.7054 | 145878.8663 | 711347.3136 | Winter | 343770.6913 | 79767.3122 | 141695.2909 | 2689.6754 | 31475.9405 | 45098.0336 | 11619.7602 | 907.0081 | 1289.1993
198 | 2018-07-27 | 17 | 745755.3457 | 3054551.8901 | 2174988.2894 | 133808.2551 | 745755.3457 | Summer | 228813.5915 | 83288.3805 | 116525.1853 | 2211.8938 | 46455.4993 | 45807.0784 | 10652.3623 | 54107.6087 | 0
199 | 2018-07-13 | 18 | 739902.1881 | 3052008.6996 | 2184885.3529 | 127221.1586 | 739902.1881 | Summer | 234016.2 | 71797.2574 | 121328.6588 | 2303.0738 | 46583.1243 | 46688.7129 | 10611.9689 | 56921.4452 | 0
200 | 2019-01-15 | 7 | 723776.9393 | 3051798.2848 | 2210357.5797 | 117663.7658 | 723776.9393 | Winter | 310161.1633 | 77995.3067 | 123147.5039 | 2337.5993 | 49394.3055 | 38228.5975 | 10178.5825 | 698.1016 | 2247.336

## 100 S_100W Hrs
Data at Sales Level
[9 empty] | Sch 16 | Sch 24 | Sch 36 | Sch 36 | Sch 48T | Sch 48T | Sch 48T | Sch 40 | Lighting
[9 empty] | sec | sec | sec | pri | pri, ded fac | sec | pri | sec | sec
[6 empty] | Top 100 Sum/100 Win Hrs @ input |  |  | 64657620.5413 | 19684558.5232 | 29333729.0857 | 543868.8134 | 9537271.6878 | 9870600.3628 | 2399470.3419 | 6512736.1157 | 121325.8061
[6 empty] | Top 100 Sum/100 Win Hrs @ sales |  |  | 58272682.6981 | 17740709.0343 | 26437024.3298 | 501830.4746 | 8800088.2916 | 8895878.9105 | 2214003.2866 | 5869603.6444 | 109344.8869
[6 empty] | Top 100 Winter Hours @ Sales |  |  | 31539997.801 | 8300922.0985 | 13385554.2852 | 254086.049 | 4014294.9317 | 4224424.0857 | 1061633.1706 | 89676.9951 | 105980.2208
[6 empty] | Top 100 Summer Hours @ Sales |  |  | 26732684.8971 | 9439786.9358 | 13051470.0446 | 247744.4256 | 4785793.3599 | 4671454.8248 | 1152370.116 | 5779926.6493 | 3364.6661
Rank | Date | Hour | Forecast System | WCA | Oregon | California | Washington | Season | Sch 016 | Sch 024 | Sch 036 Sec | Sch 036 Pri | Sch 48DedFac | Sch 048Sec | Sch 048Pri | Sch 040 | Lighting
1 | 2018-12-07 | 8 | 732492.4882 | 3510754.0751 | 2653265.2378 | 124996.349 | 732492.4882 | Winter | 372540.8598 | 84374.5589 | 146274.0946 | 2776.5908 | 33287.0561 | 45486.4388 | 11474.2629 | 907.0081 | 1141.9897
2 | 2018-12-06 | 8 | 765101.5319 | 3504847.003 | 2602715.4575 | 137030.0136 | 765101.5319 | Winter | 340197.947 | 83342.9578 | 146515.257 | 2781.1686 | 33911.5787 | 44829.7967 | 11900.4728 | 907.0081 | 1104.8595
3 | 2018-12-03 | 8 | 802576.9447 | 3498180.2081 | 2576441.4814 | 119161.782 | 802576.9447 | Winter | 314037.7061 | 76881.7614 | 142858.0211 | 2711.7465 | 32881.1164 | 45671.6627 | 11397.4531 | 907.0081 | 995.3725
4 | 2018-12-07 | 9 | 712616.6555 | 3462331.1033 | 2626922.0573 | 122792.3905 | 712616.6555 | Winter | 338960.6035 | 91770.6246 | 148941.1268 | 2827.2167 | 33193.3777 | 46436.5172 | 11835.8699 | 907.0081 | 0
5 | 2018-12-04 | 8 | 779477.1759 | 3445332.6351 | 2530775.5134 | 135079.9458 | 779477.1759 | Winter | 319791.0025 | 80113.5738 | 148748.3806 | 2823.558 | 33349.5083 | 47505.529 | 11795.141 | 907.0081 | 1031.2335
6 | 2018-12-03 | 9 | 765099.0547 | 3444968.9039 | 2564649.4587 | 115220.3905 | 765099.0547 | Winter | 277080.7872 | 86256.1858 | 147481.702 | 2799.5137 | 32912.3425 | 46543.5013 | 11714.7865 | 907.0081 | 0
7 | 2018-12-07 | 10 | 712591.8971 | 3417297.8008 | 2586317.5411 | 118388.3626 | 712591.8971 | Winter | 296333.8683 | 96243.0139 | 148993.0099 | 2828.2015 | 33162.1515 | 47705.0031 | 12108.3898 | 907.0081 | 0
8 | 2018-12-06 | 9 | 732917.3616 | 3415982.8087 | 2555119.4896 | 127945.9575 | 732917.3616 | Winter | 316798.4744 | 90192.1397 | 150723.9925 | 2861.0592 | 33880.3526 | 44500.0358 | 12296.2827 | 907.0081 | 0
9 | 2018-12-05 | 8 | 780516.2181 | 3410247.7166 | 2492331.5299 | 137399.9687 | 780516.2181 | Winter | 348701.4096 | 85042.0867 | 151152.4413 | 2869.1921 | 34411.1968 | 46825.7658 | 11573.1626 | 907.0081 | 1067.7292
10 | 2018-12-03 | 10 | 761363.5628 | 3396260.6319 | 2526302.2538 | 108594.8152 | 761363.5628 | Winter | 261877.4547 | 88893.3134 | 144732.0582 | 2747.3197 | 32662.5334 | 47687.242 | 11766.619 | 907.0081 | 0
11 | 2019-01-02 | 9 | 776072.2654 | 3378640.1188 | 2470664.7909 | 131903.0625 | 776072.2654 | Winter | 285890.8372 | 82464.1213 | 127214.0835 | 2414.7916 | 48345.0165 | 33281.4162 | 9729.3202 | 698.1016 | 61.2503
12 | 2018-12-03 | 19 | 790683.2115 | 3376973.4694 | 2474821.5221 | 111468.7359 | 790683.2115 | Winter | 338176.6479 | 74800.9946 | 126950.3341 | 2409.7851 | 33224.6038 | 43851.2044 | 9368.6366 | 907.0081 | 2284.6141
13 | 2018-12-04 | 9 | 739589.8967 | 3373301.8147 | 2501731.6538 | 131980.2641 | 739589.8967 | Winter | 287003.2874 | 97845.9811 | 153080.348 | 2905.7878 | 33349.5083 | 47684.6301 | 12065.4308 | 907.0081 | 0
14 | 2019-01-02 | 8 | 791129.1448 | 3363091.195 | 2441271.6543 | 130690.3959 | 791129.1448 | Winter | 323818.9171 | 79182.9126 | 124459.1592 | 2362.4973 | 47956.391 | 31898.707 | 9514.3215 | 698.1016 | 1586.4839
15 | 2018-12-03 | 18 | 799270.3835 | 3355226.7824 | 2445872.311 | 110084.0878 | 799270.3835 | Winter | 365901.0639 | 80107.6718 | 128458.16 | 2438.4068 | 33068.4732 | 43708.9456 | 9628.574 | 907.0081 | 2284.6141
16 | 2018-12-03 | 20 | 781729.5182 | 3353330.9112 | 2461684.3142 | 109917.0788 | 781729.5182 | Winter | 356035.3222 | 73450.7795 | 124463.8023 | 2362.5854 | 33130.9254 | 43805.2801 | 9301.7567 | 907.0081 | 2284.6141
17 | 2019-01-02 | 10 | 774561.9323 | 3331968.1362 | 2432188.373 | 125217.8309 | 774561.9323 | Winter | 291525.3535 | 84846.9221 | 125724.6461 | 2386.5189 | 48500.4668 | 34890.7643 | 9849.6731 | 698.1016 | 0
18 | 2018-12-05 | 9 | 757806.1602 | 3323546.4861 | 2432059.7325 | 133680.5933 | 757806.1602 | Winter | 320278.8933 | 91012.3071 | 155711.533 | 2955.7333 | 34255.0661 | 47902.9504 | 11927.2342 | 907.0081 | 0
19 | 2018-12-07 | 7 | 712156.6208 | 3319469.0243 | 2489795.6186 | 117516.7848 | 712156.6208 | Winter | 406428.8962 | 81530.5756 | 136775.358 | 2596.2847 | 33099.6993 | 44080.0711 | 11059.0627 | 907.0081 | 2284.6141
20 | 2018-12-07 | 11 | 704862.1067 | 3309973.3999 | 2491825.3016 | 113285.9917 | 704862.1067 | Winter | 304671.8429 | 99821.485 | 148383.2533 | 2816.6271 | 33224.6038 | 47025.0753 | 11959.8877 | 907.0081 | 0
21 | 2019-01-14 | 8 | 708778.6183 | 3306439.5758 | 2464485.326 | 133175.6315 | 708778.6183 | Winter | 276287.2994 | 78842.836 | 129363.3883 | 2455.5899 | 49316.5804 | 38570.1046 | 10577.0935 | 698.1016 | 1466.6468
22 | 2019-02-07 | 8 | 694794.5105 | 3294825.2831 | 2464175.0619 | 135855.7106 | 694794.5105 | Winter | 305424.1425 | 86297.5392 | 125624.3479 | 2384.6151 | 63786.8033 | 41139.521 | 11017.083 | 840.1009 | 791.3663
23 | 2018-12-06 | 7 | 739347.5905 | 3292783.0904 | 2430947.6119 | 122487.888 | 739347.5905 | Winter | 366280.5964 | 79908.5404 | 139625.2874 | 2650.3824 | 33974.031 | 44355.4943 | 11467.5021 | 907.0081 | 2283.6674
24 | 2018-12-06 | 10 | 709720.279 | 3290624.6754 | 2459068.051 | 121836.3453 | 709720.279 | Winter | 307516.4747 | 92963.0034 | 148786.4065 | 2824.2798 | 33974.031 | 46787.3877 | 12383.9614 | 907.0081 | 0
25 | 2018-12-04 | 10 | 732882.0271 | 3289734.3105 | 2428137.1069 | 128715.1765 | 732882.0271 | Winter | 268385.0037 | 106429.9912 | 152243.9163 | 2889.9106 | 33380.7345 | 48885.8301 | 12403.5629 | 907.0081 | 0
26 | 2019-01-14 | 9 | 686805.5978 | 3285865.3135 | 2470442.8993 | 128616.8165 | 686805.5978 | Winter | 268960.9415 | 83085.2548 | 134632.8175 | 2555.6148 | 49199.9927 | 38964.4609 | 10855.9145 | 698.1016 | 31.265
27 | 2018-12-04 | 7 | 753556.7812 | 3281403.9055 | 2402840.991 | 125006.1334 | 753556.7812 | Winter | 327331.871 | 79751.722 | 139156.9185 | 2641.4918 | 33443.1867 | 46923.6725 | 11463.394 | 907.0081 | 2281.1396
28 | 2018-12-03 | 7 | 776546.3668 | 3278017.9424 | 2391065.2998 | 110406.2759 | 776546.3668 | Winter | 336899.7417 | 73796.8194 | 134900.9447 | 2560.7044 | 32724.9857 | 43262.9959 | 11109.7684 | 907.0081 | 2278.9237
29 | 2018-12-06 | 19 | 748769.1783 | 3276528.4061 | 2403335.8289 | 124423.3989 | 748769.1783 | Winter | 339190.718 | 77678.9224 | 128519.675 | 2439.5745 | 33006.0209 | 41649.4035 | 9942.7852 | 907.0081 | 2284.6141
30 | 2019-01-30 | 8 | 740601.3746 | 3270282.8098 | 2403583.9475 | 126097.4876 | 740601.3746 | Winter | 277465.8123 | 78287.0746 | 123893.9489 | 2351.7684 | 41544.0697 | 40208.7394 | 10096.8005 | 698.1016 | 979.131
31 | 2018-12-06 | 18 | 752172.3998 | 3263114.0322 | 2387705.1455 | 123236.4868 | 752172.3998 | Winter | 344368.858 | 81623.2553 | 135966.9674 | 2580.9398 | 33130.9254 | 42589.116 | 10133.8003 | 907.0081 | 2284.6141
32 | 2019-02-07 | 9 | 672025.4818 | 3263103.7991 | 2459590.5281 | 131487.7893 | 672025.4818 | Winter | 282802.5299 | 89143.9274 | 129065.2663 | 2449.9309 | 63682.916 | 42056.9226 | 11571.7695 | 840.1009 | 0
33 | 2018-12-03 | 21 | 767132.3573 | 3259387.4395 | 2387915.4902 | 104339.592 | 767132.3573 | Winter | 320344.8065 | 66000.0373 | 121383.4576 | 2304.114 | 33068.4732 | 43464.1443 | 9382.6746 | 907.0081 | 2284.6141
34 | 2018-12-07 | 18 | 730764.0036 | 3258617.7545 | 2418970.692 | 108883.0589 | 730764.0036 | Winter | 408610.7596 | 86542.8656 | 127207.8374 | 2414.673 | 32787.438 | 41910.3779 | 10747.5041 | 907.0081 | 2284.6141
35 | 2018-12-03 | 11 | 736467.1348 | 3257928.0389 | 2422067.7664 | 99393.1377 | 736467.1348 | Winter | 248072.9578 | 89463.4041 | 142399.2316 | 2703.0377 | 32662.5334 | 48446.1405 | 11615.1356 | 907.0081 | 0
36 | 2018-12-05 | 10 | 751363.6598 | 3254400.1518 | 2374855.5873 | 128180.9048 | 751363.6598 | Winter | 282511.9777 | 95394.4219 | 152457.7022 | 2893.9687 | 34442.4229 | 48652.0915 | 12022.2605 | 907.0081 | 0
37 | 2018-12-06 | 20 | 740780.9121 | 3248524.1722 | 2382254.7204 | 125488.5398 | 740780.9121 | Winter | 338828.6412 | 71366.6173 | 126664.4074 | 2404.3576 | 32912.3425 | 41057.3855 | 9857.2897 | 907.0081 | 2284.6141
38 | 2019-01-15 | 8 | 739216.6889 | 3239945.5333 | 2373316.3083 | 127412.5361 | 739216.6889 | Winter | 317743.6307 | 81043.6943 | 132896.0243 | 2522.6468 | 49238.8553 | 39585.6202 | 10575.7678 | 698.1016 | 1466.6468
39 | 2019-01-07 | 8 | 672520.7686 | 3234931.2433 | 2429102.3431 | 133308.1315 | 672520.7686 | Winter | 273209.2544 | 72488.7432 | 130153.42 | 2470.5864 | 48927.9548 | 36242.7697 | 10116.521 | 698.1016 | 1557.4611
40 | 2019-01-02 | 11 | 747558.1112 | 3234856.4653 | 2367672.3425 | 119626.0117 | 747558.1112 | Winter | 328370.4624 | 89155.0346 | 128818.1715 | 2445.2406 | 48267.2914 | 35265.4647 | 9931.9108 | 698.1016 | 0
41 | 2018-12-05 | 19 | 766001.5545 | 3218875.1893 | 2320347.4351 | 132526.1998 | 766001.5545 | Winter | 373574.6865 | 77113.9947 | 131699.3508 | 2499.9314 | 32724.9857 | 44298.1337 | 9971.6828 | 907.0081 | 2284.6141
42 | 2019-01-31 | 8 | 709739.2791 | 3216410.7157 | 2377189.5662 | 129481.8703 | 709739.2791 | Winter | 317574.9464 | 81315.2689 | 127641.7673 | 2422.9099 | 47956.391 | 38164.8607 | 10088.3696 | 698.1016 | 944.4794
43 | 2018-12-05 | 18 | 764713.1106 | 3215154.2703 | 2318715.275 | 131725.8846 | 764713.1106 | Winter | 356921.8341 | 78790.4404 | 137722.0044 | 2614.2541 | 30945.0962 | 44766.2726 | 9692.3787 | 907.0081 | 2284.6141
44 | 2019-01-14 | 10 | 692456.6143 | 3214914.6133 | 2398140.929 | 124317.0701 | 692456.6143 | Winter | 306475.4273 | 90268.1785 | 134103.0812 | 2545.5593 | 49044.5425 | 39915.8668 | 10948.5925 | 698.1016 | 0
45 | 2018-12-07 | 12 | 704565.9349 | 3209474.3099 | 2402472.8012 | 102435.5738 | 704565.9349 | Winter | 305436.4996 | 104069.8827 | 147748.2996 | 2804.5743 | 33287.0561 | 46906.4586 | 11686.4758 | 907.0081 | 0
46 | 2018-12-04 | 19 | 749975.3739 | 3207198.5393 | 2328869.9773 | 128353.1881 | 749975.3739 | Winter | 324316.4812 | 79493.1439 | 133585.7178 | 2535.7386 | 33474.4129 | 44824.372 | 10222.9344 | 907.0081 | 2284.6141
47 | 2019-01-30 | 9 | 714222.8835 | 3206528.2491 | 2370968.6245 | 121336.741 | 714222.8835 | Winter | 361547.1312 | 82717.0527 | 128571.4282 | 2440.5568 | 41310.8944 | 40365.0438 | 10363.897 | 698.1016 | 0
48 | 2018-12-07 | 19 | 717057.9747 | 3198736.0935 | 2374277.6041 | 107400.5148 | 717057.9747 | Winter | 395005.066 | 83896.4215 | 124744.0576 | 2367.9053 | 32974.7948 | 40958.5991 | 10152.3455 | 907.0081 | 2284.6141
49 | 2019-01-15 | 9 | 720559.1812 | 3198708.1932 | 2354874.7012 | 123274.3108 | 720559.1812 | Winter | 269244.2153 | 87123.2068 | 136779.5034 | 2596.3634 | 48578.1919 | 39651.5236 | 10668.3629 | 698.1016 | 31.265
50 | 2018-12-05 | 7 | 759074.7665 | 3196225.2286 | 2308236.5707 | 128913.8914 | 759074.7665 | Winter | 397185.6304 | 78673.0167 | 141048.5122 | 2677.3982 | 33911.5787 | 45671.2348 | 11306.4879 | 907.0081 | 2282.7208
51 | 2019-01-07 | 9 | 646140.8417 | 3186557.8311 | 2409582.5155 | 130834.4739 | 646140.8417 | Winter | 243648.3439 | 76962.1943 | 131789.7629 | 2501.6476 | 49083.4051 | 36919.8992 | 10216.6977 | 698.1016 | 52.8176
52 | 2018-12-04 | 18 | 753680.4444 | 3181220.1138 | 2299272.2581 | 128267.4113 | 753680.4444 | Winter | 377119.3733 | 84569.2559 | 137729.0731 | 2614.3883 | 33443.1867 | 46511.6785 | 10331.6701 | 907.0081 | 2284.6141
53 | 2019-01-29 | 8 | 757351.0712 | 3180266.8184 | 2303760.4906 | 119155.2566 | 757351.0712 | Winter | 352150.5366 | 79660.2794 | 129974.0333 | 2467.1813 | 46907.1021 | 38714.8992 | 10224.2793 | 698.1016 | 1050.307
54 | 2018-12-04 | 11 | 721387.3383 | 3179797.9921 | 2333206.0824 | 125204.5714 | 721387.3383 | Winter | 276103.3478 | 103297.8754 | 152504.3458 | 2894.8541 | 33599.3174 | 49356.9565 | 12443.3763 | 907.0081 | 0
55 | 2018-12-13 | 8 | 773028.866 | 3175926.1109 | 2235011.1793 | 167886.0656 | 773028.866 | Winter | 312802.973 | 73447.1433 | 140725.4515 | 2671.2658 | 31632.0711 | 50045.6019 | 10881.0527 | 907.0081 | 1358.9963
56 | 2019-03-04 | 8 | 658557.4137 | 3170667.7843 | 2388265.0321 | 123845.3384 | 658557.4137 | Winter | 375131.1779 | 84223.722 | 119178.661 | 2262.2623 | 42153.6434 | 32114.4366 | 10299.9642 | 1402.1224 | 9.4252
57 | 2019-01-31 | 9 | 694279.6392 | 3169291.5598 | 2351210.8969 | 123801.0237 | 694279.6392 | Winter | 301232.1642 | 88526.8564 | 129874.348 | 2465.289 | 48034.1161 | 38272.2002 | 10205.5739 | 698.1016 | 0
58 | 2018-12-06 | 21 | 716032.5191 | 3166307.0158 | 2328576.9632 | 121697.5334 | 716032.5191 | Winter | 313763.0186 | 69263.8832 | 124629.0055 | 2365.7214 | 32818.6641 | 40188.9114 | 9546.2476 | 907.0081 | 2284.6141
59 | 2018-12-06 | 11 | 703078.1209 | 3159737.2189 | 2344424.9758 | 112234.1222 | 703078.1209 | Winter | 325504.0557 | 98070.0678 | 149485.8324 | 2837.5563 | 33942.8048 | 46978.4041 | 12233.7926 | 907.0081 | 0
60 | 2018-12-05 | 20 | 749288.4015 | 3159720.6383 | 2279876.6577 | 130555.5792 | 749288.4015 | Winter | 317912.1812 | 70822.2463 | 128650.1626 | 2442.0514 | 33130.9254 | 43998.2625 | 10034.572 | 907.0081 | 2284.6141
61 | 2019-01-15 | 10 | 714443.012 | 3157358.1882 | 2319083.5521 | 123831.6242 | 714443.012 | Winter | 264064.3899 | 89964.2481 | 134975.5259 | 2562.1201 | 48189.5663 | 40059.1709 | 10881.4766 | 698.1016 | 0
62 | 2018-12-03 | 12 | 722400.1489 | 3155907.9673 | 2340283.721 | 93224.0974 | 722400.1489 | Winter | 251304.6561 | 87623.0913 | 140979.8352 | 2676.0946 | 32724.9857 | 48386.4257 | 11556.9649 | 907.0081 | 0
63 | 2018-12-04 | 20 | 739450.3178 | 3154653.7529 | 2290525.8484 | 124677.5868 | 739450.3178 | Winter | 300354.817 | 71617.5618 | 130656.0996 | 2480.1283 | 33568.0913 | 44945.6609 | 9722.2857 | 907.0081 | 2284.6141
64 | 2019-03-05 | 8 | 633614.0651 | 3152604.7228 | 2393922.0377 | 125068.62 | 633614.0651 | Winter | 394089.3671 | 81046.5693 | 116002.7271 | 2201.9764 | 43142.5852 | 35057.3241 | 10435.9869 | 1402.1224 | 3.4006
65 | 2018-12-07 | 17 | 731015.5009 | 3147050.3809 | 2313651.4837 | 102383.3963 | 731015.5009 | Winter | 350504.8415 | 92599.4137 | 132410.082 | 2513.4226 | 32943.5686 | 42954.4468 | 10875.7474 | 907.0081 | 1670.5394
66 | 2019-01-02 | 7 | 755745.282 | 3143449.0472 | 2268930.8264 | 118772.9388 | 755745.282 | Winter | 332646.3716 | 77019.593 | 118197.1501 | 2243.6312 | 47101.4148 | 29115.9596 | 8956.638 | 698.1016 | 2247.336
67 | 2018-12-05 | 11 | 732167.14 | 3139943.184 | 2285757.0327 | 122019.0112 | 732167.14 | Winter | 303907.1491 | 96474.8841 | 152696.3887 | 2898.4995 | 33911.5787 | 48393.3227 | 12378.5857 | 907.0081 | 0
68 | 2019-01-02 | 19 | 756456.3719 | 3139054.0663 | 2260701.2004 | 121896.4941 | 756456.3719 | Winter | 333724.8698 | 72901.5345 | 112998.0447 | 2144.9412 | 48500.4668 | 34223.2975 | 8027.1863 | 698.1016 | 2247.336
69 | 2019-02-07 | 10 | 624756.7774 | 3137646.0186 | 2386257.0025 | 126632.2387 | 624756.7774 | Winter | 257178.7936 | 93416.9302 | 128789.6549 | 2444.6993 | 63734.8596 | 42135.2896 | 11504.7394 | 840.1009 | 0
70 | 2018-12-12 | 8 | 790707.8509 | 3133344.8144 | 2177957.8537 | 164679.1097 | 790707.8509 | Winter | 294253.9798 | 80207.3832 | 148038.9454 | 2810.0914 | 31475.9405 | 48704.9661 | 11261.1579 | 907.0081 | 1324.4151
71 | 2018-12-07 | 13 | 693848.6977 | 3127078.5372 | 2334587.968 | 98641.8715 | 693848.6977 | Winter | 294510.5313 | 96813.9429 | 143150.8868 | 2717.3057 | 33193.3777 | 47224.6391 | 11479.1691 | 907.0081 | 0
72 | 2018-12-03 | 17 | 766980.9023 | 3124016.2446 | 2258985.8729 | 98049.4695 | 766980.9023 | Winter | 352877.3927 | 84301.0424 | 133419.7655 | 2532.5885 | 33193.3777 | 44654.5856 | 9879.5908 | 907.0081 | 1642.3043
73 | 2019-01-02 | 18 | 762027.6336 | 3122885.7305 | 2241420.5841 | 119437.5128 | 762027.6336 | Winter | 348433.3504 | 77789.0807 | 113409.9058 | 2152.7592 | 49005.6799 | 34394.3477 | 8274.4795 | 698.1016 | 2247.336
74 | 2019-01-30 | 10 | 714747.6121 | 3122767.1031 | 2295296.6142 | 112722.8768 | 714747.6121 | Winter | 311293.1957 | 87337.7003 | 129005.9229 | 2448.8045 | 41388.6195 | 40709.8469 | 10530.506 | 698.1016 | 0
75 | 2019-02-07 | 7 | 681879.5553 | 3122008.5606 | 2314770.0966 | 125358.9087 | 681879.5553 | Winter | 331854.0494 | 88759.6115 | 120257.4327 | 2282.7397 | 64410.1271 | 40350.1982 | 10973.3794 | 840.1009 | 2617.8282
76 | 2019-01-14 | 11 | 688754.7623 | 3120888.1923 | 2318634.6391 | 113498.7909 | 688754.7623 | Winter | 308807.7881 | 93984.2 | 132069.5385 | 2506.9584 | 48772.5046 | 40671.7107 | 10917.5824 | 698.1016 | 0
77 | 2018-12-13 | 9 | 747051.3079 | 3120785.0811 | 2214325.775 | 159407.9982 | 747051.3079 | Winter | 292220.3962 | 84332.6915 | 144886.8083 | 2750.2572 | 31788.2018 | 50041.1296 | 11086.4344 | 907.0081 | 11.4548
78 | 2018-12-07 | 20 | 696160.2643 | 3118144.5647 | 2317657.4557 | 104326.8447 | 696160.2643 | Winter | 367460.4267 | 78511.5188 | 123228.3167 | 2339.1333 | 32943.5686 | 40831.8584 | 10005.3223 | 907.0081 | 2284.6141
79 | 2019-01-29 | 9 | 723867.0473 | 3116601.9451 | 2276286.6923 | 116448.2054 | 723867.0473 | Winter | 335512.8838 | 84332.8942 | 131190.0972 | 2490.2647 | 46907.1021 | 39912.0782 | 10484.8092 | 698.1016 | 0
80 | 2019-01-15 | 11 | 713082.7497 | 3114611.3328 | 2283939.3998 | 117589.1832 | 713082.7497 | Winter | 298468.236 | 91293.126 | 134561.4943 | 2554.2609 | 47878.6659 | 39805.9733 | 10886.6967 | 698.1016 | 0
81 | 2018-12-03 | 22 | 735624.5154 | 3113080.5642 | 2279714.073 | 97741.9758 | 735624.5154 | Winter | 300099.2799 | 65285.2321 | 119270.1659 | 2263.9993 | 33130.9254 | 43759.1061 | 8899.6085 | 907.0081 | 2284.6141
82 | 2019-01-07 | 18 | 637920.812 | 3111931.4948 | 2343527.4475 | 130483.2353 | 637920.812 | Winter | 320792.8648 | 71142.0268 | 118460.3728 | 2248.6277 | 49472.0306 | 35251.9389 | 8306.2145 | 698.1016 | 2247.029
83 | 2019-03-11 | 7 | 613182.8478 | 3111800.7892 | 2370065.4244 | 128552.5169 | 613182.8478 | Winter | 383495.0112 | 86271.0961 | 121689.4433 | 2309.9223 | 50230.0013 | 34740.9466 | 9923.8818 | 1402.1224 | 977.6566
84 | 2018-12-05 | 21 | 732280.3337 | 3105637.024 | 2247345.0432 | 126011.647 | 732280.3337 | Winter | 320787.5923 | 69498.6336 | 126113.9274 | 2393.9083 | 33318.2822 | 43738.5515 | 9288.9159 | 907.0081 | 2284.6141
85 | 2019-01-22 | 8 | 678187.04 | 3103758.3927 | 2289351.434 | 136219.9187 | 678187.04 | Winter | 280681.6637 | 76676.9347 | 128759.0676 | 2444.1186 | 49199.9927 | 39531.7316 | 9678.2169 | 698.1016 | 1302.8046
86 | 2019-01-02 | 12 | 731497.9445 | 3100837.1191 | 2259317.3797 | 110021.7949 | 731497.9445 | Winter | 319154.6276 | 89066.15 | 127027.4908 | 2411.2497 | 48345.0165 | 35066.5922 | 9763.6653 | 698.1016 | 0
87 | 2019-01-07 | 10 | 611863.5374 | 3099482.7278 | 2360371.9045 | 127247.2859 | 611863.5374 | Winter | 297105.4129 | 81345.7511 | 132645.1739 | 2517.8851 | 48889.0923 | 37851.6202 | 10021.5437 | 698.1016 | 0
88 | 2019-01-07 | 19 | 642445.1549 | 3095642.2095 | 2323232.0965 | 129964.9582 | 642445.1549 | Winter | 276287.4279 | 65977.3209 | 113847.2835 | 2161.0615 | 49122.2676 | 35100.8577 | 8394.0659 | 698.1016 | 2247.336
89 | 2019-01-28 | 8 | 706906.2309 | 3087787.4221 | 2258499.4 | 122381.7912 | 706906.2309 | Winter | 283683.7166 | 78580.2407 | 128710.2448 | 2443.1919 | 47334.5901 | 39123.7125 | 10222.56 | 698.1016 | 1086.8314
90 | 2018-12-04 | 21 | 735693.2999 | 3083279.0497 | 2227836.3419 | 119749.408 | 735693.2999 | Winter | 259205.7459 | 70721.7135 | 130456.834 | 2476.3458 | 33692.9958 | 45046.0909 | 9783.6255 | 907.0081 | 2284.6141
91 | 2019-01-31 | 10 | 687523.2499 | 3079606.0868 | 2278855.1963 | 113227.6406 | 687523.2499 | Winter | 312993.621 | 89074.5949 | 131214.2562 | 2490.7233 | 48228.4289 | 39227.3734 | 10399.1121 | 698.1016 | 0
92 | 2018-12-06 | 17 | 733220.307 | 3078838.7663 | 2238409.7563 | 107208.703 | 733220.307 | Winter | 326076.7875 | 88699.6702 | 139027.67 | 2639.0384 | 33006.0209 | 43055.3876 | 10540.4791 | 907.0081 | 1670.5394
93 | 2019-01-14 | 7 | 678520.2201 | 3078769.598 | 2279945.539 | 120303.8388 | 678520.2201 | Winter | 289829.296 | 72351.0212 | 121429.4735 | 2304.9875 | 48966.8174 | 36408.0432 | 9751.1329 | 698.1016 | 2247.336
94 | 2018-11-19 | 8 | 599173.1264 | 3076674.2202 | 2353582.6526 | 123918.4412 | 599173.1264 | Winter | 270257.2082 | 68235.7173 | 135145.4871 | 2565.3464 | 47811.8674 | 42948.6835 | 12689.7592 | 5835.2108 | 498.8005
95 | 2018-12-14 | 8 | 696622.8843 | 3076042.5265 | 2233240.4103 | 146179.2319 | 696622.8843 | Winter | 281653.7584 | 78228.5049 | 141832.7865 | 2692.2854 | 29664.8248 | 47456.3549 | 10829.9009 | 907.0081 | 1392.943
96 | 2019-02-05 | 9 | 586740.5811 | 3073481.9472 | 2354977.5301 | 131763.8361 | 586740.5811 | Winter | 211450.9659 | 80208.0532 | 126830.8902 | 2407.5178 | 63527.085 | 41423.7786 | 10681.0806 | 840.1009 | 0
97 | 2018-12-03 | 13 | 726228.8908 | 3071776.2782 | 2254313.8405 | 91233.5469 | 726228.8908 | Winter | 257435.2706 | 81716.1461 | 141848.9426 | 2692.5921 | 32818.6641 | 49818.1837 | 11491.6812 | 907.0081 | 0
98 | 2019-01-15 | 18 | 748396.7848 | 3071393.2077 | 2203889.5124 | 119106.9106 | 748396.7848 | Winter | 339803.6597 | 78307.8358 | 115940.5355 | 2200.7959 | 48772.5046 | 36554.7456 | 8966.954 | 698.1016 | 2209.6255
99 | 2018-12-12 | 9 | 755067.9365 | 3069050.7343 | 2158056.2937 | 155926.5041 | 755067.9365 | Winter | 264193.9031 | 86134.7732 | 151339.6899 | 2872.7465 | 31413.4882 | 48687.7658 | 11839.8607 | 907.0081 | 7.9591
100 | 2019-01-15 | 19 | 739672.8425 | 3067902.3553 | 2203996.5343 | 124232.9786 | 739672.8425 | Winter | 334235.7576 | 73331.8626 | 113454.6304 | 2153.6081 | 48345.0165 | 37098.5941 | 8984.5823 | 698.1016 | 2247.336
101 | 2018-07-16 | 17 | 765075.8347 | 3392081.5382 | 2497291.795 | 129713.9086 | 765075.8347 | Summer | 241152.3547 | 77574.5269 | 127840.0456 | 2426.6737 | 46923.4576 | 47850.0436 | 10831.6022 | 54399.0783 | 0
102 | 2018-07-16 | 16 | 769276.8652 | 3380408.8351 | 2486651.709 | 124480.261 | 769276.8652 | Summer | 234224.2161 | 90894.5993 | 130738.8805 | 2481.6997 | 46795.8326 | 49282.2078 | 11547.3764 | 53255.396 | 0
103 | 2018-07-16 | 15 | 766138.7864 | 3380055.6298 | 2489350.0082 | 124566.8353 | 766138.7864 | Summer | 234249.0021 | 90551.5735 | 134164.0074 | 2546.7158 | 46753.2909 | 50250.5318 | 12327.2968 | 54927.8658 | 0
104 | 2018-08-09 | 16 | 705267.3354 | 3359099.2707 | 2522263.6771 | 131568.2582 | 705267.3354 | Summer | 382459.8769 | 112981.8996 | 134786.2028 | 2558.5264 | 49731.5227 | 46441.6086 | 12081.5641 | 69639.3786 | 0
105 | 2018-07-16 | 18 | 752480.9911 | 3351557.6006 | 2469499.3075 | 129577.3021 | 752480.9911 | Summer | 251306.7316 | 73977.8853 | 124270.9006 | 2358.9238 | 46242.7909 | 46779.1388 | 10645.6604 | 52789.2089 | 0
106 | 2018-08-09 | 17 | 697561.1872 | 3341716.206 | 2510648.9938 | 133506.025 | 697561.1872 | Summer | 375122.8149 | 102090.6585 | 134165.7883 | 2546.7496 | 49777.4429 | 45811.4503 | 11334.1681 | 67432.7096 | 0
107 | 2018-08-09 | 15 | 697452.3888 | 3315241.9728 | 2487020.8957 | 130768.6883 | 697452.3888 | Summer | 358502.9901 | 117268.6809 | 141377.6718 | 2683.6464 | 49823.363 | 47516.9539 | 12854.077 | 70720.9343 | 0
108 | 2018-07-16 | 14 | 761315.7492 | 3310783.5492 | 2425526.6469 | 123941.1531 | 761315.7492 | Summer | 231294.8468 | 87635.8939 | 139184.6905 | 2642.019 | 47178.7076 | 51314.9165 | 12384.7411 | 55769.6814 | 0
109 | 2018-08-08 | 16 | 704111.439 | 3302833.7372 | 2464986.2665 | 133736.0317 | 704111.439 | Summer | 348948.0867 | 118594.292 | 138556.3322 | 2630.0914 | 49593.7623 | 46690.602 | 11972.5643 | 72082.4352 | 0
110 | 2018-07-25 | 16 | 776188.4788 | 3302161.5937 | 2392870.1906 | 133102.9243 | 776188.4788 | Summer | 253427.3006 | 93808.1334 | 131724.0018 | 2500.3993 | 47731.7492 | 46971.1078 | 11841.7785 | 50169.3623 | 0
111 | 2018-07-26 | 16 | 782705.9107 | 3291691.8343 | 2375386.3668 | 133599.5568 | 782705.9107 | Summer | 233205.9906 | 96702.1606 | 125027.6204 | 2373.2879 | 45774.8326 | 47202.8821 | 11884.7705 | 52509.9372 | 0
112 | 2018-07-25 | 17 | 765346.607 | 3291608.255 | 2394357.886 | 131903.762 | 765346.607 | Summer | 246926.637 | 85799.7606 | 126420.2929 | 2399.7238 | 47689.2076 | 45863.7913 | 10954.4919 | 50033.993 | 0
113 | 2018-08-09 | 18 | 676273.4443 | 3284711.6892 | 2475171.1385 | 133267.1064 | 676273.4443 | Summer | 370659.6028 | 93437.5307 | 130979.6012 | 2486.2691 | 49226.4011 | 44837.0422 | 11043.9166 | 67395.5872 | 0
114 | 2018-08-08 | 17 | 691897.3019 | 3278286.4416 | 2452791.7501 | 133597.3896 | 691897.3019 | Summer | 372454.1646 | 109511.6509 | 133682.3431 | 2537.5728 | 49777.4429 | 45995.2046 | 11212.4244 | 69506.6298 | 0
115 | 2018-07-26 | 17 | 781676.8196 | 3276030.5928 | 2358799.1086 | 135554.6646 | 781676.8196 | Summer | 254607.022 | 91706.324 | 120778.8255 | 2292.6368 | 46668.2076 | 46001.7768 | 11086.9102 | 53703.9799 | 0
116 | 2018-07-25 | 18 | 756869.3368 | 3260322.419 | 2368580.4183 | 134872.6639 | 756869.3368 | Summer | 253304.4896 | 82782.3526 | 120845.1275 | 2293.8954 | 47178.7076 | 44614.9954 | 10706.4784 | 50020.3264 | 0
117 | 2018-08-08 | 15 | 694299.8625 | 3255763.3438 | 2429161.2253 | 132302.256 | 694299.8625 | Summer | 369289.1143 | 114075.8727 | 142576.3262 | 2706.3993 | 49410.0817 | 47165.5215 | 12700.2553 | 73283.0219 | 0
118 | 2018-07-26 | 15 | 771565.2808 | 3253739.5919 | 2347469.7415 | 134704.5696 | 771565.2808 | Summer | 217363.229 | 98918.1024 | 125928.5194 | 2390.3889 | 46625.6659 | 48048.4734 | 12519.7352 | 52504.1458 | 0
119 | 2018-07-12 | 17 | 730652.4815 | 3252784.7238 | 2387636.1729 | 134496.0695 | 730652.4815 | Summer | 209785.4589 | 85291.8496 | 125651.0914 | 2385.1227 | 46370.4159 | 47727.8615 | 10779.6743 | 51140.6507 | 0
120 | 2018-07-16 | 19 | 724480.796 | 3244821.1854 | 2391894.3639 | 128446.0255 | 724480.796 | Summer | 246041.2721 | 72921.6946 | 118444.6811 | 2248.3298 | 46583.1243 | 45421.8242 | 10260.3277 | 47260.1651 | 0
121 | 2018-08-08 | 18 | 685931.8559 | 3243818.3762 | 2424618.6021 | 133267.9182 | 685931.8559 | Summer | 351624.583 | 101418.7452 | 129946.9702 | 2466.6675 | 49410.0817 | 45251.0827 | 11052.318 | 69823.6905 | 0
122 | 2018-08-09 | 14 | 686944.3567 | 3241181.8722 | 2425054.9465 | 129182.569 | 686944.3567 | Summer | 352297.2362 | 116374.0743 | 143914.4264 | 2731.7993 | 49823.363 | 48801.9346 | 13003.5781 | 70915.911 | 0
123 | 2018-07-25 | 15 | 757642.2391 | 3240646.9867 | 2354488.367 | 128516.3806 | 757642.2391 | Summer | 231436.501 | 94468.5239 | 136180.3316 | 2584.9899 | 47433.9576 | 47832.9528 | 12478.2021 | 50915.986 | 0
124 | 2018-07-12 | 16 | 728181.8333 | 3231785.2294 | 2370579.0261 | 133024.3699 | 728181.8333 | Summer | 215000.1625 | 92286.4504 | 131199.0163 | 2490.434 | 46753.2909 | 48511.193 | 11497.2722 | 50773.5705 | 0
125 | 2018-08-07 | 17 | 678777.221 | 3223879.9553 | 2414939.8239 | 130162.9104 | 678777.221 | Summer | 345828.5481 | 101800.4623 | 129474.3694 | 2457.6966 | 50190.7242 | 45049.62 | 10481.111 | 69848.6067 | 0
126 | 2018-08-10 | 16 | 664136.9428 | 3221256.6798 | 2426561.9528 | 130557.7842 | 664136.9428 | Summer | 350993.5073 | 107575.9438 | 138087.6958 | 2621.1957 | 50190.7242 | 47003.0231 | 11407.2056 | 66793.643 | 0
127 | 2018-07-12 | 18 | 718028.6557 | 3219603.2402 | 2364281.0871 | 137293.4974 | 718028.6557 | Summer | 227875.5301 | 77308.6593 | 123262.8108 | 2339.7881 | 46242.7909 | 47145.4507 | 10563.2552 | 50831.4015 | 0
128 | 2018-07-26 | 18 | 764064.216 | 3211177.5225 | 2310165.6633 | 136947.6432 | 764064.216 | Summer | 235563.0418 | 85191.7963 | 117942.592 | 2238.7991 | 46625.6659 | 44685.0361 | 10737.7309 | 53949.3611 | 0
129 | 2018-07-25 | 14 | 750115.3003 | 3198645.9153 | 2317865.9065 | 130664.7085 | 750115.3003 | Summer | 218486.3886 | 96191.086 | 135581.3595 | 2573.6201 | 47433.9576 | 49597.6096 | 12454.4949 | 52114.5524 | 0
130 | 2018-07-16 | 13 | 741713.9542 | 3196895.5098 | 2332294.1383 | 122887.4173 | 741713.9542 | Summer | 206743.8116 | 89913.5813 | 139271.6955 | 2643.6705 | 47561.5826 | 52051.4437 | 12829.433 | 54793.1881 | 0
131 | 2018-07-26 | 14 | 761301.8305 | 3195196.4151 | 2300556.733 | 133337.8516 | 761301.8305 | Summer | 213331.5727 | 99827.5452 | 128377.9982 | 2436.8851 | 46285.3326 | 49880.8856 | 12474.4637 | 53668.8886 | 0
132 | 2018-07-17 | 17 | 793526.9016 | 3192676.6139 | 2265496.2643 | 133653.4479 | 793526.9016 | Summer | 252077.934 | 88145.6631 | 122500.1139 | 2325.3105 | 46242.7909 | 48154.6382 | 11341.0556 | 53896.8697 | 0
133 | 2018-08-10 | 15 | 663295.6298 | 3192189.7031 | 2402694.3544 | 126199.719 | 663295.6298 | Summer | 377187.3178 | 108029.7869 | 143684.9911 | 2727.4441 | 50144.8041 | 47984.8094 | 12051.4719 | 67866.3951 | 0
134 | 2018-08-07 | 16 | 687446.3563 | 3191798.9036 | 2374030.502 | 130322.0453 | 687446.3563 | Summer | 333140.7497 | 117846.7904 | 132947.9054 | 2523.6316 | 49915.2033 | 45542.7634 | 11338.6197 | 69799.7123 | 0
135 | 2018-08-08 | 14 | 681433.3324 | 3186649.8793 | 2373967.9734 | 131248.5736 | 681433.3324 | Summer | 324553.1805 | 117899.2856 | 146283.0246 | 2776.7603 | 49639.6824 | 46973.2474 | 12769.0812 | 73579.5386 | 0
136 | 2018-08-07 | 18 | 667599.346 | 3180568.9707 | 2379951.0737 | 133018.551 | 667599.346 | Summer | 340360.03 | 95890.8919 | 126180.3133 | 2395.1684 | 50558.0854 | 44456.769 | 10284.0167 | 69411.8262 | 0
137 | 2018-07-17 | 16 | 790263.0955 | 3178063.1423 | 2256173.9226 | 131626.1242 | 790263.0955 | Summer | 255322.2585 | 93794.2541 | 130696.7264 | 2480.8995 | 46030.0826 | 49604.8706 | 12142.2669 | 52983.7675 | 0
138 | 2018-07-12 | 15 | 715806.4372 | 3171983.4587 | 2326041.6862 | 130135.3353 | 715806.4372 | Summer | 206382.6018 | 89113.6103 | 132096.6663 | 2507.4733 | 46412.9576 | 49964.5315 | 12018.4425 | 52635.0774 | 0
139 | 2018-07-31 | 16 | 813069.1715 | 3168868.6776 | 2225908.9697 | 129890.5363 | 813069.1715 | Summer | 238027.1852 | 100185.7541 | 140122.8723 | 2659.8276 | 45732.2909 | 45368.1702 | 12229.2312 | 55931.9079 | 0
140 | 2018-07-31 | 17 | 809117.2558 | 3166579.6346 | 2227565.0248 | 129897.354 | 809117.2558 | Summer | 238687.9616 | 91019.609 | 136547.9838 | 2591.9687 | 45009.0826 | 44485.4407 | 11558.0218 | 55726.9353 | 0
141 | 2018-07-30 | 16 | 785359.0827 | 3164260.6672 | 2247480.8212 | 131420.7633 | 785359.0827 | Summer | 249085.0615 | 94269.7458 | 131707.0114 | 2500.0768 | 47093.6243 | 42551.601 | 12090.0655 | 51638.2737 | 0
142 | 2018-07-25 | 19 | 732142.5246 | 3163814.94 | 2299451.7871 | 132220.6283 | 732142.5246 | Summer | 240574.1743 | 77076.7441 | 117289.7186 | 2226.4062 | 47391.4159 | 44184.3994 | 10375.3986 | 47851.3097 | 0
143 | 2018-07-30 | 17 | 781195.1514 | 3162414.7694 | 2245576.6509 | 135642.9671 | 781195.1514 | Summer | 232633.125 | 84765.1859 | 125807.9994 | 2388.1011 | 46923.4576 | 41610.0902 | 11395.0806 | 49725.1288 | 0
144 | 2018-08-10 | 17 | 650484.7384 | 3159465.2821 | 2379906.5603 | 129073.9834 | 650484.7384 | Summer | 357144.2594 | 98487.7976 | 130466.1973 | 2476.5236 | 50328.4847 | 45080.0395 | 11097.1617 | 67241.4805 | 0
145 | 2018-07-13 | 16 | 770965.7754 | 3150926.6201 | 2252737.4695 | 127223.3753 | 770965.7754 | Summer | 212795.0809 | 82833.4008 | 127167.2807 | 2413.9032 | 46668.2076 | 48533.5001 | 11137.5615 | 58545.7496 | 0
146 | 2018-08-09 | 19 | 644451.7477 | 3149038.4805 | 2372203.0094 | 132383.7234 | 644451.7477 | Summer | 352379.4838 | 90551.9241 | 126658.0914 | 2404.2377 | 49410.0817 | 44405.8473 | 10753.4468 | 62650.5134 | 58.6898
147 | 2018-07-31 | 15 | 804412.2284 | 3142070.9471 | 2210698.7788 | 126959.9399 | 804412.2284 | Summer | 236587.2907 | 100836.0775 | 143328.895 | 2720.6847 | 46498.0409 | 46919.0165 | 12961.6916 | 56308.4373 | 0
148 | 2018-08-07 | 15 | 674003.4704 | 3136868.0861 | 2338768.9889 | 124095.6268 | 674003.4704 | Summer | 329193.3714 | 115772.8676 | 138402.8884 | 2627.1787 | 49180.4809 | 47068.8384 | 12256.0511 | 71931.1427 | 0
149 | 2018-07-12 | 19 | 695938.023 | 3135628.981 | 2305467.5165 | 134223.4416 | 695938.023 | Summer | 219466.9117 | 73593.6589 | 119298.0693 | 2264.5289 | 46030.0826 | 46400.2226 | 10240.9516 | 50347.3521 | 0
150 | 2018-07-30 | 18 | 768231.7453 | 3134775.2552 | 2230942.2012 | 135601.3088 | 768231.7453 | Summer | 230798.3284 | 81428.1886 | 123529.7814 | 2344.8558 | 46668.2076 | 41551.7203 | 10936.1189 | 48918.443 | 0
151 | 2018-07-24 | 16 | 752530.2375 | 3134138.3276 | 2251540.7897 | 130067.3005 | 752530.2375 | Summer | 224481.1203 | 92548.6839 | 122185.9836 | 2319.3476 | 47221.2493 | 48057.0679 | 11751.1897 | 51284.6127 | 0
152 | 2018-07-13 | 17 | 757416.9027 | 3130590.1336 | 2244661.5948 | 128511.6362 | 757416.9027 | Summer | 220383.5369 | 75858.9589 | 125266.9673 | 2377.8312 | 46668.2076 | 47598.8379 | 10625.5093 | 59257.4496 | 0
153 | 2018-08-10 | 14 | 654711.1228 | 3130410.2769 | 2347375.9443 | 128323.2097 | 654711.1228 | Summer | 393988.5432 | 109462.1277 | 148097.9805 | 2811.212 | 50420.325 | 49106.5816 | 12242.5434 | 69833.2827 | 0
154 | 2018-07-24 | 17 | 755345.2487 | 3129070.0943 | 2246325.7628 | 127399.0827 | 755345.2487 | Summer | 223313.9691 | 90337.472 | 119544.3037 | 2269.203 | 46753.2909 | 46281.8568 | 11123.246 | 51714.5578 | 0
155 | 2018-08-09 | 13 | 663039.7394 | 3122255.5794 | 2331527.6346 | 127688.2055 | 663039.7394 | Summer | 319366.3499 | 116967.6038 | 146492.9651 | 2780.7454 | 49593.7623 | 49069.7674 | 13034.194 | 70058.4425 | 0
156 | 2018-07-13 | 15 | 761998.2885 | 3121977.6649 | 2232860.2667 | 127119.1096 | 761998.2885 | Summer | 208176.2252 | 90047.1761 | 132225.122 | 2509.9117 | 46668.2076 | 49363.1611 | 11637.8056 | 58681.7675 | 0
157 | 2018-07-17 | 15 | 780547.3135 | 3120208.6791 | 2215034.7446 | 124626.6211 | 780547.3135 | Summer | 222527.0237 | 92138.9036 | 137023.1509 | 2600.9884 | 46072.6243 | 50582.9312 | 12950.4991 | 52910.6126 | 0
158 | 2018-07-24 | 15 | 746329.3513 | 3117240.7752 | 2240555.8703 | 130355.5536 | 746329.3513 | Summer | 215912.4876 | 94940.4922 | 123593.8238 | 2346.0714 | 46880.9159 | 49218.023 | 12529.56 | 52850.1575 | 0
159 | 2018-07-30 | 15 | 774285.6064 | 3115072.3991 | 2212801.2786 | 127985.5141 | 774285.6064 | Summer | 226774.6442 | 94098.4392 | 136156.3773 | 2584.5352 | 46923.4576 | 42457.5943 | 13142.3221 | 52740.1636 | 0
160 | 2018-07-26 | 19 | 738535.7001 | 3115003.7122 | 2240685.8068 | 135782.2053 | 738535.7001 | Summer | 245977.2375 | 81013.0233 | 113432.2833 | 2153.184 | 46455.4993 | 44203.0632 | 10376.4472 | 50737.1142 | 0
161 | 2018-08-14 | 17 | 711725.5062 | 3108696.1441 | 2267846.9917 | 129123.6461 | 711725.5062 | Summer | 282034.5892 | 98688.9525 | 126715.1767 | 2405.3213 | 50374.4048 | 43192.0422 | 9992.7468 | 59734.0496 | 0
162 | 2018-08-22 | 17 | 768949.2491 | 3107575.0705 | 2216481.0961 | 122144.7253 | 768949.2491 | Summer | 244622.2136 | 94424.0193 | 137703.4996 | 2613.9028 | 48859.0399 | 46591.4347 | 10697.3212 | 46241.41 | 0
163 | 2018-07-17 | 18 | 775672.1349 | 3105216.983 | 2195239.8937 | 134304.9544 | 775672.1349 | Summer | 229008.2966 | 80621.8357 | 117889.5783 | 2237.7928 | 45647.2076 | 46812.0565 | 11074.5095 | 52308.0496 | 0
164 | 2018-07-31 | 18 | 787003.3097 | 3103096.6021 | 2183798.3599 | 132294.9325 | 787003.3097 | Summer | 245759.9367 | 86165.0412 | 131350.1382 | 2493.3026 | 46412.9576 | 44164.8708 | 11050.278 | 53978.1981 | 0
165 | 2018-08-08 | 19 | 642870.8017 | 3093463.8266 | 2321372.4334 | 129220.5915 | 642870.8017 | Summer | 345703.1697 | 94747.5024 | 124627.9969 | 2365.7022 | 49456.0018 | 44473.1603 | 10358.6253 | 63258.9648 | 39.3014
166 | 2018-08-14 | 16 | 714228.8782 | 3092672.5059 | 2247470.3558 | 130973.2719 | 714228.8782 | Summer | 273027.6295 | 106462.4014 | 131996.5231 | 2505.5724 | 50374.4048 | 44363.4914 | 10588.4669 | 62423.3084 | 0
167 | 2018-07-16 | 20 | 684865.7253 | 3090626.7684 | 2280561.4249 | 125199.6183 | 684865.7253 | Summer | 239931.4278 | 69241.7226 | 111302.6603 | 2112.7592 | 46838.3743 | 44251.6922 | 9654.1763 | 43781.5518 | 918.3094
168 | 2018-07-12 | 14 | 699230.9687 | 3090589.1939 | 2264509.8227 | 126848.4026 | 699230.9687 | Summer | 172293.1048 | 93299.9948 | 135392.4797 | 2570.0348 | 46668.2076 | 50944.0382 | 12381.6637 | 52669.5431 | 0
169 | 2018-08-22 | 16 | 764152.8492 | 3090009.6835 | 2204787.3015 | 121069.5328 | 764152.8492 | Summer | 250308.6643 | 100984.9779 | 143352.6143 | 2721.1349 | 47068.154 | 47486.8841 | 11371.1778 | 45370.6664 | 0
170 | 2018-07-26 | 13 | 736312.0713 | 3088455.3221 | 2222457.6545 | 129685.5963 | 736312.0713 | Summer | 193284.6106 | 98293.8444 | 129451.8122 | 2457.2684 | 45562.1243 | 50155.3328 | 12751.7236 | 54874.3674 | 0
171 | 2018-07-13 | 14 | 753780.5484 | 3087553.3685 | 2206655.8712 | 127116.9489 | 753780.5484 | Summer | 205301.2919 | 92911.8075 | 132121.5899 | 2507.9464 | 46838.3743 | 51346.6861 | 11917.2083 | 58964.8665 | 0
172 | 2018-08-06 | 17 | 655856.0951 | 3086359.2603 | 2301735.2541 | 128767.9111 | 655856.0951 | Summer | 335001.7196 | 104820.3753 | 127284.3435 | 2416.1253 | 50098.8839 | 43386.0014 | 10308.0861 | 72249.072 | 0
173 | 2018-07-25 | 13 | 721771.4325 | 3085793.0118 | 2238960.5169 | 125061.0624 | 721771.4325 | Summer | 187307.3451 | 92941.2941 | 134975.7733 | 2562.1248 | 47561.5826 | 50268.3124 | 12541.8011 | 52287.956 | 0
174 | 2018-07-24 | 18 | 746029.2972 | 3085231.0569 | 2210988.4622 | 128213.2975 | 746029.2972 | Summer | 208058.2458 | 77468.8806 | 115738.7239 | 2196.9651 | 46370.4159 | 44496.4986 | 10805.4787 | 48833.4419 | 0
175 | 2018-07-27 | 16 | 758598.9864 | 3081782.1736 | 2186693.6264 | 136489.5608 | 758598.9864 | Summer | 220235.2634 | 91603.8777 | 120662.8341 | 2290.4351 | 46583.1243 | 46574.7293 | 11028.5996 | 54997.102 | 0
176 | 2018-08-06 | 16 | 664564.5804 | 3074971.005 | 2288201.5613 | 122204.8634 | 664564.5804 | Summer | 343890.6935 | 105733.2652 | 131678.9572 | 2499.5443 | 49823.363 | 44990.3177 | 11070.801 | 74133.7403 | 0
177 | 2018-07-17 | 14 | 778503.4589 | 3074788.7587 | 2168368.2759 | 127917.0239 | 778503.4589 | Summer | 222539.2879 | 99221.7809 | 140095.257 | 2659.3034 | 46327.8743 | 51001.622 | 12926.2905 | 53874.6756 | 0
178 | 2018-07-31 | 14 | 793663.1611 | 3074004.9078 | 2151650.9066 | 128690.8401 | 793663.1611 | Summer | 236699.7701 | 99702.4381 | 147518.3893 | 2800.2101 | 47051.0826 | 48256.7769 | 13449.4439 | 57794.701 | 0
179 | 2018-07-30 | 14 | 775693.5501 | 3073098.5306 | 2169798.4052 | 127606.5752 | 775693.5501 | Summer | 213879.5717 | 94246.0734 | 136126.6471 | 2583.9708 | 46965.9993 | 43262.1299 | 13466.928 | 53649.5954 | 0
180 | 2018-08-14 | 18 | 692432.1806 | 3067054.5609 | 2242723.8744 | 131898.5058 | 692432.1806 | Summer | 282634.6435 | 84458.7314 | 122997.3236 | 2334.7486 | 49823.363 | 43271.958 | 9729.0887 | 60256.3512 | 0
181 | 2018-08-10 | 18 | 624534.6924 | 3066547.8216 | 2312351.6003 | 129661.5289 | 624534.6924 | Summer | 340757.1749 | 93028.723 | 125064.5947 | 2373.9898 | 50328.4847 | 44143.2039 | 10516.6805 | 67092.4961 | 0
182 | 2018-08-15 | 17 | 705525.0956 | 3060418.9074 | 2226569.0395 | 128324.7722 | 705525.0956 | Summer | 307626.8148 | 92648.5647 | 129537.0025 | 2458.8855 | 49823.363 | 43253.6949 | 10724.6421 | 55159.9585 | 0
183 | 2018-08-08 | 13 | 651009.6105 | 3060074.4759 | 2282260.3864 | 126804.479 | 651009.6105 | Summer | 322303.2519 | 121669.3911 | 146072.9674 | 2772.773 | 49823.363 | 47268.3561 | 12763.6476 | 74979.8359 | 0
184 | 2018-08-07 | 19 | 640480.726 | 3058667.1605 | 2289318.177 | 128868.2575 | 640480.726 | Summer | 316102.4754 | 95070.2573 | 122443.6317 | 2324.2383 | 50833.6063 | 44125.2144 | 9774.1726 | 61868.2077 | 23.7875
185 | 2018-08-09 | 20 | 622126.3533 | 3058278.0587 | 2307341.9424 | 128809.7631 | 622126.3533 | Summer | 333085.6344 | 87445.0928 | 123531.1994 | 2344.8827 | 49593.7623 | 43363.3336 | 10273.5422 | 55673.9285 | 2324.578
186 | 2018-07-23 | 17 | 734337.0599 | 3058202.3781 | 2187171.9736 | 136693.3445 | 734337.0599 | Summer | 239396.6915 | 84743.484 | 119476.0486 | 2267.9074 | 45944.9993 | 46599.7228 | 10921.6666 | 50551.5842 | 0
187 | 2018-08-15 | 16 | 710949.9127 | 3056465.5458 | 2215179.4303 | 130336.2028 | 710949.9127 | Summer | 312784.8916 | 101934.6128 | 133295.7487 | 2530.2344 | 49915.2033 | 45089.2965 | 11486.8551 | 55296.8517 | 0
188 | 2018-07-27 | 17 | 745755.3457 | 3054551.8901 | 2174988.2894 | 133808.2551 | 745755.3457 | Summer | 228813.5915 | 83288.3805 | 116525.1853 | 2211.8938 | 46455.4993 | 45807.0784 | 10652.3623 | 54107.6087 | 0
189 | 2018-07-13 | 18 | 739902.1881 | 3052008.6996 | 2184885.3529 | 127221.1586 | 739902.1881 | Summer | 234016.2 | 71797.2574 | 121328.6588 | 2303.0738 | 46583.1243 | 46688.7129 | 10611.9689 | 56921.4452 | 0
190 | 2018-08-06 | 18 | 639622.3342 | 3048009.4846 | 2282177.1758 | 126209.9746 | 639622.3342 | Summer | 349315.3213 | 91027.2318 | 123659.1413 | 2347.3113 | 49685.6026 | 43035.0575 | 10175.9988 | 72810.9481 | 0
191 | 2018-08-07 | 14 | 664474.8774 | 3047713.908 | 2262974.1044 | 120264.9262 | 664474.8774 | Summer | 306720.3329 | 110254.8677 | 143570.7358 | 2725.2753 | 49180.4809 | 48501.2127 | 12388.5748 | 73815.4231 | 0
192 | 2018-07-24 | 14 | 735026.892 | 3042589.8055 | 2176687.9535 | 130874.96 | 735026.892 | Summer | 204962.8953 | 89251.2501 | 127903.6741 | 2427.8815 | 46753.2909 | 50229.0199 | 12666.9705 | 54359.8841 | 0
193 | 2018-07-23 | 16 | 727021.4473 | 3038912.9068 | 2178722.8161 | 133168.6435 | 727021.4473 | Summer | 220902.0793 | 88430.3676 | 123750.3505 | 2349.0426 | 46115.1659 | 47909.0725 | 11689.4599 | 49511.5024 | 0
194 | 2018-07-16 | 12 | 701308.6554 | 3035005.9313 | 2217648.4684 | 116048.8075 | 701308.6554 | Summer | 195018.4752 | 92001.183 | 134068.1293 | 2544.8958 | 47391.4159 | 51713.6069 | 12617.3222 | 51727.7372 | 0
195 | 2018-08-22 | 15 | 749454.987 | 3027550.7575 | 2160668.9779 | 117426.7926 | 749454.987 | Summer | 244347.7032 | 103226.8939 | 142896.8244 | 2712.4831 | 43991.504 | 47541.8099 | 12020.3977 | 47492.757 | 0
196 | 2018-07-23 | 18 | 725794.9624 | 3026010.9262 | 2165547.8833 | 134668.0804 | 725794.9624 | Summer | 230859.1098 | 73867.8194 | 115358.7113 | 2189.7516 | 46115.1659 | 45159.5934 | 10782.3186 | 49684.7561 | 0
197 | 2018-08-10 | 13 | 631045.1857 | 3025589.6087 | 2272258.1021 | 122286.3208 | 631045.1857 | Summer | 355501.4374 | 112257.0194 | 146708.4176 | 2784.8352 | 50604.0056 | 48520.3061 | 12359.2681 | 71141.0807 | 0
198 | 2018-07-27 | 15 | 740977.7632 | 3022210.179 | 2150988.67 | 130243.7458 | 740977.7632 | Summer | 217043.7723 | 90504.5158 | 124128.6109 | 2356.2228 | 46115.1659 | 46430.6453 | 11591.9641 | 55918.5216 | 0
199 | 2018-08-14 | 15 | 699940.1867 | 3018982.5502 | 2193295.4784 | 125746.8851 | 699940.1867 | Summer | 253905.1011 | 103039.1797 | 133777.3711 | 2539.3766 | 49869.2832 | 45765.5663 | 11285.5928 | 61626.9617 | 0
200 | 2019-06-12 | 16 | 689291.7715 | 3015053.1481 | 2206186.2067 | 119575.1698 | 689291.7715 | Summer | 226896.9398 | 90425.6008 | 140273.0197 | 2662.6777 | 52623.8516 | 46642.7194 | 11564.3652 | 38472.2417 | 0

## Table 3
Table 3
Revenue Detail
PacifiCorp
State of Washington
Semi-Annual Report | [19 empty] | Present Period Beginning | 2017-07-01
12 Months Ended June 2018 | [19 empty] | Present Period Ending | 2018-06-30
[20 empty] | Elapsed Days | 364
|  |  | 305 | Restating | Restating |  |  |  |  | Annualizing |  |  |  | Pro Forma | [5 empty] | Year 2 - Rate Case Effective Date | 2017-09-15
[6 empty] | BPA |  | Total Restating | Total Adj. |  | Rate Change2 | Total Annualized | Total Adj.Rev. |  | Rate Change3 | Total Pro Forma | Total Adj.Rev. | Total | Adjusted | Post Effective Days in Period | 289
|  |  | Booked Revenues | Unbilled | Normalization1 | Adjustment | Temperature | Adj. | Rev. | Increase | Effective 9/15/2017 | Adj. | Restating and Annualized Adj. | Increase | Effective 9/15/2017 | Adj. | Restating & Annualized | Adjustments | Revenue
Residential |  | RESIDENTIAL SALES | [17 empty] | Pro Forma Period Beginning | 2017-01-01
| 02RESD00016 | 16 | 132507078.4 | -41709.383 | -6052369.0901 | 11741686.29 | 0 | 5647607.8169 | 138154686.2169 | 2.35% | 656697 | 656697 | 138811383.2169 | 0% | 0 | 0 | 138811383.2169 | 6304304.8169 | 138811383.2169 | Pro Forma Period Ending | 2018-01-01
| 02RESD00017 | 17 | 6745183.65 | -2123.1881 | -304366.2205 | 600833.4 | 0 | 294343.9915 | 7039527.6415 | 2.35% | 33461 | 33461 | 7072988.6415 | 0% | 0 | 0 | 7072988.6415 | 327804.9915 | 7072988.6415 | Elapsed Days | 365
| 02RESD00018 | 18 | 214411.27 | -67.4904 | -10260.4649 | 17138.15 | 0 | 6810.1947 | 221221.4647 | 2.35% | 1052 | 1052 | 222273.4647 | 0% | 0 | 0 | 222273.4647 | 7862.1947 | 222273.4647
| 02RESD0018X | 18x | 34154.43 | -10.7508 | 0 | 2782.58 | 0 | 2771.8292 | 36926.2592 | 2.35% | 176 | 176 | 37102.2592 | 0% | 0 | 0 | 37102.2592 | 2947.8292 | 37102.2592 | Year 2 - Rate Case Effective Date | 2017-09-15
| 02NETMT135 | 135 | 820180.15 | -258.1689 | 0 | 68248.35 | 0 | 67990.1811 | 888170.3311 | 2.35% | 4222 | 4222 | 892392.3311 | 0% | 0 | 0 | 892392.3311 | 72212.1811 | 892392.3311 | Post Effective Days in Period | 109
| 02RGNSB024 | 24 | 2379428.95 | -748.9752 | -76806.1898 | 158902.73 | 0 | 81347.565 | 2460776.515 | 2.35% | 11697 | 11697 | 2472473.515 | 0% | 0 | 0 | 2472473.515 | 93044.565 | 2472473.515
| 02RGNSB036 | 36 | 115050.89 | -36.2147 | -4902.5252 | 8727.86 | 0 | 3789.1202 | 118840.0102 | 2.35% | 565 | 565 | 119405.0102 | 0% | 0 | 0 | 119405.0102 | 4354.1202 | 119405.0102
| Subtotal |  | 142815487.74 | -44954.1711 | -6448704.4904 | 12598319.36 | 0 | 6104660.6985 | 148920148.4385 |  | 707870 | 707870 | 149628018.4385 |  | 0 | 0 | 149628018.4385 | 6812530.6985 | 149628018.4385
| 02OALTO15R | 15r | 145594.34 | -45.8289 | -3260.5042 | 7718.69 | 0 | 4412.357 | 150006.697 | 2.34% | 710 | 710 | 150716.697 | 0% | 0 | 0 | 150716.697 | 5122.357 | 150716.697
| Subtotal |  | 145594.34 | -45.8289 | -3260.5042 | 7718.69 | 0 | 4412.357 | 150006.697 |  | 710 | 710 | 150716.697 |  | 0 | 0 | 150716.697 | 5122.357 | 150716.697
| AGA | aga | 1837.09 | 0 | 0 | 0 | 0 | 0 | 1837.09 | 0% | 0 | 0 | 1837.09 | 0% | 0 | 0 | 1837.09 | 0 | 1837.09
| Rev Adjustment | rev | -11153832.18 | 0 | 11153832.18 | 0 | 0 | 11153832.18 | 0 | 0% | 0 | 0 | 0 | 0% | 0 | 0 | 0 | 11153832.18 | 0
| DSM | dsm | 5097891.55 | 0 | -5097891.55 | 0 | 0 | -5097891.55 | 0 | 0% | 0 | 0 | 0 | 0% | 0 | 0 | 0 | -5097891.55 | 0
| Blue Sky | blue | 110218.9 | 0 | -110218.9 | 0 | 0 | -110218.9 | 0 | 0% | 0 | 0 | 0 | 0% | 0 | 0 | 0 | -110218.9 | 0
| BPA Balancing Account | bpa | 299892.59 | 0 | 0 | -299892.59 | 0 | -299892.59 | 0 | 0% | 0 | 0 | 0 | 0% | 0 | 0 | 0 | -299892.59 | 0
| Income Tax Deferral | itd | -3444522.78 | 0 | 3444522.78 | 0 | 0 | 3444522.78 | 0 | 0% | 0 | 0 | 0 |  |  |  | 0 | 3444522.78 | 0
| Alt Revenue Program | arp | -802730.89 | 0 | 802730.89 | 0 | 0 | 802730.89 | 0 | 0% | 0 | 0 | 0 |  |  |  | 0 | 802730.89 | 0
| Unbilled Rev | unbilled | -45000 | 45000 | 0 | 0 | 0 | 45000 | 0 | 0% | 0 | 0 | 0 | 0% | 0 | 0 | 0 | 45000 | 0
| Total |  | 133024836.36 | 0 | 3741010.4054 | 12306145.46 | 0 | 16047155.8654 | 149071992.2254 | 0 | 708580 | 708580 | 149780572.2254 | 0 | 0 | 0 | 149780572.2254 | 16755735.8654 | 149780572.2254
Commercial |  | COMMERCIAL SALES
| 02GNSV0024 | 24 | 48822135.81 | -58744.5307 | -1907657.033 | 222732.1 | 0 | -1743669.4637 | 47078466.3463 | 2.35% | 223780 | 223780 | 47302246.3463 | 0% | 0 | 0 | 47302246.3463 | -1519889.4637 | 47302246.3463
| 02GNSV024F | 24f | 174329.64 | -209.7596 | 0 | 6.89 | 0 | -202.8696 | 174126.7704 | 2.35% | 828 | 828 | 174954.7704 | 0% | 0 | 0 | 174954.7704 | 625.1304 | 174954.7704
| 02GNSV24FP | 24fp | 84589.63 | -101.7813 | 0 | 1500.66 | 0 | 1398.8787 | 85988.5087 | 2.35% | 409 | 409 | 86397.5087 | 0% | 0 | 0 | 86397.5087 | 1807.8787 | 86397.5087
| Subtotal |  | 49081055.08 | -59056.0716 | -1907657.033 | 224239.65 | 0 | -1742473.4545 | 47338581.6255 |  | 225017 | 225017 | 47563598.6255 |  | 0 | 0 | 47563598.6255 | -1517456.4545 | 47563598.6255
| 02LGSV0036 | 36 | 68710034.47 | -82674.3579 | -2675918.1935 | 483690.18 | 0 | -2274902.3714 | 66435132.0986 | 2.35% | 315789 | 315789 | 66750921.0986 | 0% | 0 | 0 | 66750921.0986 | -1959113.3714 | 66750921.0986
| Subtotal |  | 68710034.47 | -82674.3579 | -2675918.1935 | 483690.18 | 0 | -2274902.3714 | 66435132.0986 |  | 315789 | 315789 | 66750921.0986 |  | 0 | 0 | 66750921.0986 | -1959113.3714 | 66750921.0986
| 02LGSV048T | 48t | 15692803.82 | -18882.1398 | -546970.9176 | 0 | 0 | -565853.0575 | 15126950.7625 | 2.35% | 71904 | 71904 | 15198854.7625 | 0% | 0 | 0 | 15198854.7625 | -493949.0575 | 15198854.7625
| Subtotal |  | 15692803.82 | -18882.1398 | -546970.9176 | 0 | 0 | -565853.0575 | 15126950.7625 |  | 71904 | 71904 | 15198854.7625 |  | 0 | 0 | 15198854.7625 | -493949.0575 | 15198854.7625
| 02OALT015N | 15n | 294226.97 | -354.0244 | -6678.2724 | 4063.9 | 0 | -2968.3967 | 291258.5733 | 2.34% | 1379 | 1379 | 292637.5733 | 0% | 0 | 0 | 292637.5733 | -1589.3967 | 292637.5733
| 02RCFL0054 | 54 | 27763.8 | -33.4064 | -1067.7178 | 0 | 0 | -1101.1242 | 26662.6758 | 2.34% | 126 | 126 | 26788.6758 | 0% | 0 | 0 | 26788.6758 | -975.1242 | 26788.6758
| Subtotal |  | 321990.77 | -387.4307 | -7745.9901 | 4063.9 | 0 | -4069.5209 | 317921.2491 |  | 1505 | 1505 | 319426.2491 |  | 0 | 0 | 319426.2491 | -2564.5209 | 319426.2491
| AGA | aga | 429589.39 | 0 | 0 | 0 | 0 | 0 | 429589.39 | 0% | 0 | 0 | 429589.39 | 0% | 0 | 0 | 429589.39 | 0 | 429589.39
| Rev Adjustment | rev | -9546572.9 | 0 | 9546572.9 | 0 | 0 | 9546572.9 | 0 | 0% | 0 | 0 | 0 | 0% | 0 | 0 | 0 | 9546572.9 | 0
| DSM | dsm | 4368260.92 | 0 | -4368260.92 | 0 | 0 | -4368260.92 | 0 | 0% | 0 | 0 | 0 | 0% | 0 | 0 | 0 | -4368260.92 | 0
| Blue Sky | blue | 11079.71 | 0 | -11079.71 | 0 | 0 | -11079.71 | 0 | 0% | 0 | 0 | 0 | 0% | 0 | 0 | 0 | -11079.71 | 0
| BPA Balance Acct | bpa | 14786.15 | 0 | 0 | -14786.15 | 0 | -14786.15 | 0 | 0% | 0 | 0 | 0 | 0% | 0 | 0 | 0 | -14786.15 | 0
| Income Tax Deferral | itd | -3149364 | 0 | 3149364 | 0 | 0 | 3149364 | 0 | 0% | 0 | 0 | 0 |  |  |  | 0 | 3149364 | 0
| Alt Revenue Program | arp | -1120942.13 | 0 | 1120942.13 | 0 | 0 | 1120942.13 | 0 | 0% | 0 | 0 | 0 |  |  |  | 0 | 1120942.13 | 0
| Unbilled Rev. | unbilled | -161000 | 161000 | 0 | 0 | 0 | 161000 | 0 | 0% | 0 | 0 | 0 | 0% | 0 | 0 | 0 | 161000 | 0
| Total |  | 124651721.28 | 0 | 4299246.2658 | 697207.58 | 0 | 4996453.8458 | 129648175.1258 | 0 | 614215 | 614215 | 130262390.1258 | 0 | 0 | 0 | 130262390.1258 | 5610668.8458 | 130262390.1258
Industrial |  | INDUSTRIAL SALES
| 02GNSV0024 | 24 | 1575037.01 | 52887.555 | -60305.8015 | 7393.04 | 0 | -25.2065 | 1575011.8035 | 2.35% | 7487 | 7487 | 1582498.8035 | 0% | 0 | 0 | 1582498.8035 | 7461.7935 | 1582498.8035
| 02GNSV024F | 24f | 8856.41 | 297.3859 | 0 | 0 | 0 | 297.3859 | 9153.7959 | 2.35% | 44 | 44 | 9197.7959 | 0% | 0 | 0 | 9197.7959 | 341.3859 | 9197.7959
| 02GNSV24FP | 24fp | 2058.89 | 69.1347 | 0 | 26.58 | 0 | 95.7147 | 2154.6047 | 2.35% | 10 | 10 | 2164.6047 | 0% | 0 | 0 | 2164.6047 | 105.7147 | 2164.6047
| Subtotal |  | 1585952.31 | 53254.0756 | -60305.8015 | 7419.62 | 0 | 367.8941 | 1586320.2041 |  | 7541 | 7541 | 1593861.2041 |  | 0 | 0 | 1593861.2041 | 7908.8941 | 1593861.2041
| 02LGSV0036 | 36 | 8159869.17 | 273997.0722 | -300859.658 | 12267.26 | 0 | -14595.3258 | 8145273.8442 | 2.35% | 38717 | 38717 | 8183990.8442 | 0% | 0 | 0 | 8183990.8442 | 24121.6742 | 8183990.8442
| Subtotal |  | 8159869.17 | 273997.0722 | -300859.658 | 12267.26 | 0 | -14595.3258 | 8145273.8442 |  | 38717 | 38717 | 8183990.8442 |  | 0 | 0 | 8183990.8442 | 24121.6742 | 8183990.8442
| 02PRSV47TM | 47 | 331421.83 | 11128.6847 | -5364.9999 | 0 | 0 | 5763.6848 | 337185.5148 | 2.38% | 1623 | 1623 | 338808.5148 | 0% | 0 | 0 | 338808.5148 | 7386.6848 | 338808.5148
| 02LGSV048M | 48m | 0 | 0 | 0 | 0 | 0 | 0 | 0 | 2.35% | 0 | 0 | 0 | 0% | 0 | 0 | 0 | 0 | 0
| 02LGSV048T | 48b | 25495655.26 | 0 | -1061327.7 | 0 | 0 | -1061327.7 | 24434327.56 | 2.35% | 116145 | 116145 | 24550472.56 | 0% | 0 | 0 | 24550472.56 | -945182.7 | 24550472.56
| 02LGSV048T | 48t | 15993567.09 | 537041.7669 | -563054.1056 | 0 | 0 | -26012.3388 | 15967554.7512 | 2.35% | 75899 | 75899 | 16043453.7512 | 0% | 0 | 0 | 16043453.7512 | 49886.6612 | 16043453.7512
| Subtotal |  | 41820644.18 | 548170.4516 | -1629746.8055 | 0 | 0 | -1081576.354 | 40739067.826 |  | 193667 | 193667 | 40932734.826 |  | 0 | 0 | 40932734.826 | -887909.354 | 40932734.826
| 02OALT015N | 15n | 17225.27 | 578.4006 | -416.0705 | 212.17 | 0 | 374.5002 | 17599.7702 | 2.34% | 83 | 83 | 17682.7702 | 0% | 0 | 0 | 17682.7702 | 457.5002 | 17682.7702
| Subtotal |  | 17225.27 | 578.4006 | -416.0705 | 212.17 | 0 | 374.5002 | 17599.7702 |  | 83 | 83 | 17682.7702 |  | 0 | 0 | 17682.7702 | 457.5002 | 17682.7702
| AGA | aga | 25144.08 | 0 | 0 | 0 | 0 | 0 | 25144.08 | 0% | 0 | 0 | 25144.08 | 0% | 0 | 0 | 25144.08 | 0 | 25144.08
| Rev Adjustment | rev | -4144795.23 | 0 | 4144795.23 | 0 | 0 | 4144795.23 | 0 | 0% | 0 | 0 | 0 | 0% | 0 | 0 | 0 | 4144795.23 | 0
| DSM | dsm | 1665639.08 | 0 | -1665639.08 | 0 | 0 | -1665639.08 | 0 | 0% | 0 | 0 | 0 | 0% | 0 | 0 | 0 | -1665639.08 | 0
| Blue Sky | blue | 33.92 | 0 | -33.92 | 0 | 0 | -33.92 | 0 | 0% | 0 | 0 | 0 | 0% | 0 | 0 | 0 | -33.92 | 0
| BPA Balancing Acct | bpa | 221.5 | 0 | 0 | -221.5 | 0 | -221.5 | 0 | 0% | 0 | 0 | 0 | 0% | 0 | 0 | 0 | -221.5 | 0
| Income Tax Deferral | itd | -1650105.3 | 0 | 1650105.3 | 0 | 0 | 1650105.3 | 0 | 0% | 0 | 0 | 0 |  |  |  | 0 | 1650105.3 | 0
| Alt Revenue Program | arp | -30381.04 | 0 | 30381.04 | 0 | 0 | 30381.04 | 0 | 0% | 0 | 0 | 0 |  |  |  | 0 | 30381.04 | 0
| Unbilled Rev. | unbilled | 876000 | -876000 | 0 | 0 | 0 | -876000 | 0 | 0% | 0 | 0 | 0 | 0% | 0 | 0 | 0 | -876000 | 0
| Total |  | 48325447.94 | 0 | 2168280.2344 | 19677.55 | 0 | 2187957.7844 | 50513405.7244 | 0 | 240008 | 240008 | 50753413.7244 | 0 | 0 | 0 | 50753413.7244 | 2427965.7844 | 50753413.7244
Irrigation |  | IRRIGATION SALES
| 02APSV0040 | 40 | 9273330.99 | -212678.6564 | -444662.9105 | 853803.45 | 0 | 196461.883 | 9469792.873 | 2.35% | 45013 | 45013 | 9514805.873 | 0% | 0 | 0 | 9514805.873 | 241474.883 | 9514805.873
| 02APSV040X | 40x | 4984701.69 | -114321.3436 | 0 | 0 | 0 | -114321.3436 | 4870380.3464 | 2.35% | 23151 | 23151 | 4893531.3464 | 0% | 0 | 0 | 4893531.3464 | -91170.3436 | 4893531.3464
| Subtotal |  | 14258032.68 | -327000 | -444662.9105 | 853803.45 | 0 | 82140.5395 | 14340173.2195 |  | 68164 | 68164 | 14408337.2195 |  | 0 | 0 | 14408337.2195 | 150304.5395 | 14408337.2195
| AGA | aga | 235993.83 | 0 | 0 | 0 | 0 | 0 | 235993.83 | 0% | 0 | 0 | 235993.83 | 0% | 0 | 0 | 235993.83 | 0 | 235993.83
| Irrigation Demand Charge | irr | 43000 | 0 | -43000 | 0 | 0 | -43000 | 0 | 0% | 0 | 0 | 0 | 0% | 0 | 0 | 0 | -43000 | 0
| Rev Adjustment | rev | -1589085.95 | 0 | 1589085.95 | 0 | 0 | 1589085.95 | 0 | 0% | 0 | 0 | 0 | 0% | 0 | 0 | 0 | 1589085.95 | 0
| DSM | dsm | 495123.91 | 0 | -495123.91 | 0 | 0 | -495123.91 | 0 | 0% | 0 | 0 | 0 | 0% | 0 | 0 | 0 | -495123.91 | 0
| Blue Sky | blue | 207.88 | 0 | -207.88 | 0 | 0 | -207.88 | 0 | 0% | 0 | 0 | 0 | 0% | 0 | 0 | 0 | -207.88 | 0
| BPA Balancing Acct | bpa | 4417.13 | 0 | 0 | -4417.13 | 0 | -4417.13 | 0 | 0% | 0 | 0 | 0 | 0% | 0 | 0 | 0 | -4417.13 | 0
| BPA Adjustment Fee | bpaadj | 108720.5 | 0 | 0 | -108720.5 | 0 | -108720.5 | 0 | 0% | 0 | 0 | 0 | 0% | 0 | 0 | 0 | -108720.5 | 0
| Income Tax Deferral | itd | -288287.46 | 0 | 288287.46 | 0 | 0 | 288287.46 | 0 | 0% | 0 | 0 | 0 |  |  |  | 0 | 288287.46 | 0
| Alt Revenue Program | arp | 393142.91 | 0 | -393142.91 | 0 | 0 | -393142.91 | 0 | 0% | 0 | 0 | 0 |  |  |  | 0 | -393142.91 | 0
| Unbilled Rev. | unbilled | -327000 | 327000 | 0 | 0 | 0 | 327000 | 0 | 0% | 0 | 0 | 0 | 0% | 0 | 0 | 0 | 327000 | 0
| Total |  | 13334265.43 | 0 | 501235.7995 | 740665.82 | 0 | 1241901.6195 | 14576167.0495 | 0 | 68164 | 68164 | 14644331.0495 | 0 | 0 | 0 | 14644331.0495 | 1310065.6195 | 14644331.0495
Public Street & Highway Lighting |  | PUBLIC STREET&HIGHWAY LIGHTING
| 02COSL0052 | 52 | 31380.01 | 2829.7244 | -494.58 | 0 | 0 | 2335.1444 | 33715.1544 | 2.35% | 160 | 160 | 33875.1544 | 0% | 0 | 0 | 33875.1544 | 2495.1444 | 33875.1544
| 02CUSL053F | 53f | 237050.68 | 21376.2868 | -13269.5874 | 0 | 0 | 8106.6994 | 245157.3794 | 2.35% | 1165 | 1165 | 246322.3794 | 0% | 0 | 0 | 246322.3794 | 9271.6994 | 246322.3794
| 02CUSL053M | 53m | 60523.53 | 5457.771 | 0 | 0 | 0 | 5457.771 | 65981.301 | 2.35% | 314 | 314 | 66295.301 | 0% | 0 | 0 | 66295.301 | 5771.771 | 66295.301
| 02HPSV0051 | 51 | 821077.89 | 74041.5361 | -12987.5528 | 0 | 0 | 61053.9834 | 882131.8734 | 2.33% | 4158 | 4158 | 886289.8734 | 0% | 0 | 0 | 886289.8734 | 65211.9834 | 886289.8734
| 02MVSL0057 | 57 | 213876.04 | 19286.49 | -5430.7737 | 0 | 0 | 13855.7163 | 227731.7563 | 2.33% | 1073 | 1073 | 228804.7563 | 0% | 0 | 0 | 228804.7563 | 14928.7163 | 228804.7563
| 02CFR0012 | 12 | 90.84 | 8.1916 | 0 | 0 | 0 | 8.1916 | 99.0316 | 0% | 0 | 0 | 99.0316 | 0% | 0 | 0 | 99.0316 | 8.1916 | 99.0316
| Sub Total |  | 1363998.99 | 123000 | -32182.494 | 0 | 0 | 90809.3145 | 1454816.496 |  | 6870 | 6870 | 1461686.496 |  | 0 | 0 | 1461686.496 | 97687.506 | 1461686.496
| AGA | aga | 0 | 0 | 0 | 0 | 0 | 0 | 0 | 0% | 0 | 0 | 0 | 0% | 0 | 0 | 0 | 0 | 0
| Rev Adjustment | rev | -75451.87 | 0 | 75451.87 | 0 | 0 | 75451.87 | 0 | 0% | 0 | 0 | 0 | 0% | 0 | 0 | 0 | 75451.87 | 0
| DSM | dsm | 26679.19 | 0 | -26679.19 | 0 | 0 | -26679.19 | 0 | 0% | 0 | 0 | 0 | 0% | 0 | 0 | 0 | -26679.19 | 0
| Income Tax Deferral | itd | -23884.2 | 0 | 23884.2 | 0 | 0 | 23884.2 | 0 | 0% | 0 | 0 | 0 |  |  |  | 0 | 23884.2 | 0
| Unbilled Rev. | unbilled | 123000 | -123000 | 0 | 0 | 0 | -123000 | 0 | 0% | 0 | 0 | 0 | 0% | 0 | 0 | 0 | -123000 | 0
| Total |  | 1414342.11 | 0 | 40474.386 | 0 | 0 | 40466.1945 | 1454816.496 |  | 6870 | 6870 | 1461686.496 |  | 0 | 0 | 1461686.496 | 47344.386 | 1461686.496
| Washington Total |  | 320750613.12 | 0 | 10750247.0912 | 13763696.41 | 0 | 24513935.3096 | 345264556.6212 |  | 1637837 | 1637837 | 346902393.6212 |  | 0 | 0 | 346902393.6212 | 26151780.5012 | 346902393.6212
1 Adjustments back out Schedule 191 (System Benefits Charge) -$13,667,005, Revenue Accounting Adjustments $26,509,738, Irrigation Demand Charge Accrual -$43,000,
DSM -$11,653,595, Blue Sky -$121,540, Income Tax Deferral $8,556,164, Alternate Revenue Program $1,560,911, and Decoupling -$391,426.
2 Impact for 76 days of the $8.0 million price increase effective September 15, 2017.
|  |  |  | SBC | SBC | -13667004.7093
|  |  |  | Revenue Accounting Adj | Revenue Accounting Adj | 26509738.13
|  |  |  | Irrigation Demand Charge Accrual | Irrigation Demand Charge Accrual | -43000
|  |  |  | DSM | DSM | -11653594.65
|  |  |  | Blue Sky | Blue Sky | -121540.41
|  |  |  | Income Tax Deferral | Income Tax Deferral | 8556163.74
|  |  |  | Alt Revenue Program | Alt Revenue Program | 1560911.15
|  |  |  | Decoupling | Decoupling | -391426.1596
10750247.0912
[8 empty] | Ck | 0

## Table 2
Table 2
kWh & Rev
PacifiCorp
Semi-Annual Report
12 Months Ended June 2018
Restating
[6 empty] | Temperature | Total |  | Booked | Restating | Annualized | Pro Forma
|  |  | Average | Booked |  | Adjustments1 | Adjustments | Adjusted | Revenues | Adjustments2 | Adjustments3 | Adjustments | Total | Adjusted
|  |  | Customers | kWhs | Unbilled | kWhs | kWhs | kWhs | $ | $ | $ | $ | Adjustments | Revenue
Residential |  | RESIDENTIAL SALES
| 02RESD00016 | 16 | 101436.0833 | 1474756591 | -7838095.735 | 0 | -7838095.735 | 1466918495.265 | 132507078.4 | 5647607.8169 | 656697 | 0 | 6304304.8169 | 138811383.2169
| 02RESD00017 | 17 | 5061.5 | 75215921 | -399760.6067 | 0 | -399760.6067 | 74816160.3933 | 6745183.65 | 294343.9915 | 33461 | 0 | 327804.9915 | 7072988.6415
| 02RESD00018 | 18 | 82.0833 | 2158142 | -11470.18 | 0 | -11470.18 | 2146671.82 | 214411.27 | 6810.1947 | 1052 | 0 | 7862.1947 | 222273.4647
| 02RESD0018X | 18x | 14.9167 | 352104 | -1871.3765 | 0 | -1871.3765 | 350232.6235 | 34154.43 | 2771.8292 | 176 | 0 | 2947.8292 | 37102.2592
| 02NETMT135 | 135 | 803.1667 | 8609853 | -45759.9935 | 0 | -45759.9935 | 8564093.0065 | 820180.15 | 67990.1811 | 4222 | 0 | 72212.1811 | 892392.3311
| 02RGNSB024 | 24 | 3438.4167 | 20648597 | -109743.9951 | 0 | -109743.9951 | 20538853.0049 | 2379428.95 | 81347.565 | 11697 | 0 | 93044.565 | 2472473.515
| 02RGNSB036 | 36 | 2 | 1534261 | -8154.3522 | 0 | -8154.3522 | 1526106.6478 | 115050.89 | 3789.1202 | 565 | 0 | 4354.1202 | 119405.0102
| Subtotal |  | 110838.1667 | 1583275469 | -8414856.2391 | 0 | -8414856.2391 | 1574860612.7609 | 142815487.74 | 6104660.6985 | 707870 | 0 | 6812530.6985 | 149628018.4385
| 02OALTO15R | 15r | 1066.1667 | 967811 | -5143.7609 | 0 | -5143.7609 | 962667.2391 | 145594.34 | 4412.357 | 710 | 0 | 5122.357 | 150716.697
| Subtotal |  | 1066.1667 | 967811 | -5143.7609 | 0 | -5143.7609 | 962667.2391 | 145594.34 | 4412.357 | 710 | 0 | 5122.357 | 150716.697
| AGA | aga | 0 | 0 |  | 0 | 0 | 0 | 1837.09 | 0 | 0 | 0 | 0 | 1837.09
| Rev Adjustment | rev | 0 | 0 |  | 0 | 0 | 0 | -11153832.18 | 11153832.18 | 0 | 0 | 11153832.18 | 0
| DSM | dsm | 0 | 0 |  | 0 | 0 | 0 | 5097891.55 | -5097891.55 | 0 | 0 | -5097891.55 | 0
| Blue Sky | blue | 0 | 0 |  | 0 | 0 | 0 | 110218.9 | -110218.9 | 0 | 0 | -110218.9 | 0
| BPA Balance Acct. | bpa | 0 | 0 |  | 0 | 0 | 0 | 299892.59 | -299892.59 | 0 | 0 | -299892.59 | 0
| Income Tax Deferral | itd | 0 | 0 |  | 0 | 0 | 0 | -3444522.78 | 3444522.78 | 0 | 0 | 3444522.78 | 0
| Alt Revenue Program | arp | 0 | 0 |  | 0 | 0 | 0 | -802730.89 | 802730.89 | 0 | 0 | 802730.89 | 0
| Unbilled Sales | unbilled | 0 | -8420000 | 8420000 | 0 | 8420000 | 0 | -45000 | 45000 | 0 | 0 | 45000 | 0
| Total |  | 111904.3333 | 1575823280 | 0 | 0 | 0 | 1575823280 | 133024836.36 | 16047155.8654 | 708580 | 0 | 16755735.8654 | 149780572.2254
Commercial |  | COMMERCIAL SALES
| 02GNSV0024 | 24 | 15685.6667 | 511397827 | -615431.6608 | 0 | -615431.6608 | 510782395.3392 | 48822135.81 | -1743669.4637 | 223780 | 0 | -1519889.4637 | 47302246.3463
| 02GNSV024F | 24f | 111.25 | 1225933 | -1475.325 | 0 | -1475.325 | 1224457.675 | 174329.64 | -202.8696 | 828 | 0 | 625.1304 | 174954.7704
| 02GNSV24FP | 24fp | 76.75 | 189149 | -227.6276 | 0 | -227.6276 | 188921.3724 | 84589.63 | 1398.8787 | 409 | 0 | 1807.8787 | 86397.5087
| Subtotal |  | 15873.6667 | 512812909 | -617134.6134 | 0 | -617134.6134 | 512195774.3866 | 49081055.08 | -1742473.4545 | 225017 | 0 | -1517456.4545 | 47563598.6255
| 02LGSV0036 | 36 | 978.5 | 839268925 | -1010001.6878 | 0 | -1010001.6878 | 838258923.3122 | 68710034.47 | -2274902.3714 | 315789 | 0 | -1959113.3714 | 66750921.0986
| Subtotal |  | 978.5 | 839268925 | -1010001.6878 | 0 | -1010001.6878 | 838258923.3122 | 68710034.47 | -2274902.3714 | 315789 | 0 | -1959113.3714 | 66750921.0986
| 02LGSV048T | 48t | 38.6667 | 208676583 | -251127.7312 | 0 | -251127.7312 | 208425455.2688 | 15692803.82 | -565853.0575 | 71904 | 0 | -493949.0575 | 15198854.7625
| Subtotal |  | 38.6667 | 208676583 | -251127.7312 | 0 | -251127.7312 | 208425455.2688 | 15692803.82 | -565853.0575 | 71904 | 0 | -493949.0575 | 15198854.7625
| 02OALT015N | 15n | 1236.5 | 1982115 | -2385.3373 | 0 | -2385.3373 | 1979729.6627 | 294226.97 | -2968.3967 | 1379 | 0 | -1589.3967 | 292637.5733
| 02RCFL0054 | 54 | 27.3333 | 291359 | -350.6303 | 0 | -350.6303 | 291008.3697 | 27763.8 | -1101.1242 | 126 | 0 | -975.1242 | 26788.6758
| Subtotal |  | 1263.8333 | 2273474 | -2735.9676 | 0 | -2735.9676 | 2270738.0324 | 321990.77 | -4069.5209 | 1505 | 0 | -2564.5209 | 319426.2491
| AGA | aga | 0 | 0 |  | 0 | 0 | 0 | 429589.39 | 0 | 0 | 0 | 0 | 429589.39
| Rev Adjustment | rev | 0 | 0 |  | 0 | 0 | 0 | -9546572.9 | 9546572.9 | 0 | 0 | 9546572.9 | 0
| DSM | dsm | 0 | 0 |  | 0 | 0 | 0 | 4368260.92 | -4368260.92 | 0 | 0 | -4368260.92 | 0
| Blue Sky | blue | 0 | 0 |  | 0 | 0 | 0 | 11079.71 | -11079.71 | 0 | 0 | -11079.71 | 0
| BPA Balance Acct | bpa | 0 | 0 |  | 0 | 0 | 0 | 14786.15 | -14786.15 | 0 | 0 | -14786.15 | 0
| Income Tax Deferral | itd | 0 | 0 |  | 0 | 0 | 0 | -3149364 | 3149364 | 0 | 0 | 3149364 | 0
| Alt Revenue Program | arp | 0 | 0 |  | 0 | 0 | 0 | -1120942.13 | 1120942.13 | 0 | 0 | 1120942.13 | 0
| Unbilled Sales | unbilled | 0 | -1881000 | 1881000 | 0 | 1881000 | 0 | -161000 | 161000 | 0 | 0 | 161000 | 0
| Total |  | 18154.6667 | 1561150891 | 0 | 0 | 0 | 1561150891 | 124651721.28 | 4996453.8458 | 614215 | 0 | 5610668.8458 | 130262390.1258
Industrial |  | INDUSTRIAL SALES
| 02GNSV0024 | 24 | 370.25 | 16169029 | 124646.9699 | 0 | 124646.9699 | 16293675.9699 | 1575037.01 | -25.2065 | 7487 | 0 | 7461.7935 | 1582498.8035
| 02GNSV024F | 24f | 4 | 33312 | 256.8021 | 0 | 256.8021 | 33568.8021 | 8856.41 | 297.3859 | 44 | 0 | 341.3859 | 9197.7959
| 02GNSV24FP | 24fp | 1 | 3274 | 25.2393 | 0 | 25.2393 | 3299.2393 | 2058.89 | 95.7147 | 10 | 0 | 105.7147 | 2164.6047
| Subtotal |  | 375.25 | 16205615 | 124929.0112 | 0 | 124929.0112 | 16330544.0112 | 1585952.31 | 367.8941 | 7541 | 0 | 7908.8941 | 1593861.2041
| 02LGSV0036 | 36 | 105.5833 | 94261904 | 726664.5829 | 0 | 726664.5829 | 94988568.5829 | 8159869.17 | -14595.3258 | 38717 | 0 | 24121.6742 | 8183990.8442
| Subtotal |  | 105.5833 | 94261904 | 726664.5829 | 0 | 726664.5829 | 94988568.5829 | 8159869.17 | -14595.3258 | 38717 | 0 | 24121.6742 | 8183990.8442
| 02PRSV47TM | 47 | 1 | 2044000 | 15757.1866 | 0 | 15757.1866 | 2059757.1866 | 331421.83 | 5763.6848 | 1623 | 0 | 7386.6848 | 338808.5148
| 02LGSV048M | 48m | 0 | 0 | 0 | 0 | 0 | 0 | 0 | 0 | 0 | 0 | 0 | 0
| 02LGSV048T | 48b | 1 | 0 | 0 | 0 | 0 | 0 | 25495655.26 | -1061327.7 | 116145 | 0 | -945182.7 | 24550472.56
| 02LGSV048T | 48t | 31.25 | 620274951 | 4781696.7344 | 0 | 4781696.7344 | 625056647.7344 | 15993567.09 | -26012.3388 | 75899 | 0 | 49886.6612 | 16043453.7512
| Subtotal |  | 33.25 | 622318951 | 4797453.921 | 0 | 4797453.921 | 627116404.921 | 41820644.18 | -1081576.354 | 193667 | 0 | -887909.354 | 40932734.826
| 02OALT015N | 15n | 51.5 | 123555 | 952.4849 | 0 | 952.4849 | 124507.4849 | 17225.27 | 374.5002 | 83 | 0 | 457.5002 | 17682.7702
| Subtotal |  | 51.5 | 123555 | 952.4849 | 0 | 952.4849 | 124507.4849 | 17225.27 | 374.5002 | 83 | 0 | 457.5002 | 17682.7702
| AGA | aga | 0 | 0 |  | 0 | 0 | 0 | 25144.08 | 0 | 0 | 0 | 0 | 25144.08
| Rev Adjustment | rev | 0 | 0 |  | 0 | 0 | 0 | -4144795.23 | 4144795.23 | 0 | 0 | 4144795.23 | 0
| DSM | dsm | 0 | 0 |  | 0 | 0 | 0 | 1665639.08 | -1665639.08 | 0 | 0 | -1665639.08 | 0
| Blue Sky | blue | 2 | 0 |  | 0 | 0 | 0 | 33.92 | -33.92 | 0 | 0 | -33.92 | 0
| BPA Balancing Acct | bpa | 0 | 0 |  | 0 | 0 | 0 | 221.5 | -221.5 | 0 | 0 | -221.5 | 0
| Income Tax Deferral | itd | 0 | 0 |  | 0 | 0 | 0 | -1650105.3 | 1650105.3 | 0 | 0 | 1650105.3 | 0
| Alt Revenue Program | arp | 0 | 0 |  | 0 | 0 | 0 | -30381.04 | 30381.04 | 0 | 0 | 30381.04 | 0
| Unbilled Sales | unbilled | 0 | 5650000 | -5650000 | 0 | -5650000 | 0 | 876000 | -876000 | 0 | 0 | -876000 | 0
| Total |  | 567.5833 | 738560025 | 0 | 0 | 0 | 738560025 | 48325447.94 | 2187957.7844 | 240008 | 0 | 2427965.7844 | 50753413.7244
Irrigation
IRRIGATION SALES
| 02APSV0040 | 40 | 3032.1667 | 110925210 | -4044144.8981 | 0 | -4044144.8981 | 106881065.1019 | 9273330.99 | 196461.883 | 45013 | 0 | 241474.883 | 9514805.873
| 02APSV040X | 40x | 2139 | 53865785 | -1963855.1019 | 0 | -1963855.1019 | 51901929.8981 | 4984701.69 | -114321.3436 | 23151 | 0 | -91170.3436 | 4893531.3464
| Subtotal |  | 5171.1667 | 164790995 | -6008000 | 0 | -6008000 | 158782995 | 14258032.68 | 82140.5395 | 68164 | 0 | 150304.5395 | 14408337.2195
| AGA | aga | 0 | 0 |  | 0 | 0 | 0 | 235993.83 | 0 | 0 | 0 | 0 | 235993.83
| Irrigation Demand Charge | irr | 0 | 0 |  | 0 | 0 | 0 | 43000 | -43000 | 0 | 0 | -43000 | 0
| Rev Adjustment | rev | 0 | 0 |  | 0 | 0 | 0 | -1589085.95 | 1589085.95 | 0 | 0 | 1589085.95 | 0
| DSM | dsm | 0 | 0 |  | 0 | 0 | 0 | 495123.91 | -495123.91 | 0 | 0 | -495123.91 | 0
| Blue Sky | blue | 0 | 0 |  | 0 | 0 | 0 | 207.88 | -207.88 | 0 | 0 | -207.88 | 0
| BPA Balancing Acct | bpa | 0 | 0 |  | 0 | 0 | 0 | 4417.13 | -4417.13 | 0 | 0 | -4417.13 | 0
| BPA Adjustment Fee | bpaadj | 0 | 0 |  | 0 | 0 | 0 | 108720.5 | -108720.5 | 0 | 0 | -108720.5 | 0
| Income Tax Deferral | itd | 0 | 0 |  | 0 | 0 | 0 | -288287.46 | 288287.46 | 0 | 0 | 288287.46 | 0
| Alt Revenue Program | arp | 0 | 0 |  | 0 | 0 | 0 | 393142.91 | -393142.91 | 0 | 0 | -393142.91 | 0
| Unbilled Sales | unbilled | 0 | -6008000 | 6008000 | 0 | 6008000 | 0 | -327000 | 327000 | 0 | 0 | 327000 | 0
| Total |  | 5171.1667 | 158782995 | 0 | 0 | 0 | 158782995 | 13334265.43 | 1241901.6195 | 68164 | 0 | 1310065.6195 | 14644331.0495
Public Street & Highway Lighting
PUBLIC STREET&HIGHWAY LIGHTING
| 02COSL0052 | 52 | 14 | 146910 | 11494.8127 | 0 | 11494.8127 | 158404.8127 | 31380.01 | 2335.1444 | 160 | 0 | 2495.1444 | 33875.1544
| 02CUSL053F | 53f | 118 | 3125255 | 244532.1685 | 0 | 244532.1685 | 3369787.1685 | 237050.68 | 8106.6994 | 1165 | 0 | 9271.6994 | 246322.3794
| 02CUSL053M | 53m | 107.25 | 805949 | 63060.6004 | 0 | 63060.6004 | 869009.6004 | 60523.53 | 5457.771 | 314 | 0 | 5771.771 | 66295.301
| 02HPSV0051 | 51 | 200.25 | 3856345 | 301735.508 | 0 | 301735.508 | 4158080.508 | 821077.89 | 61053.9834 | 4158 | 0 | 65211.9834 | 886289.8734
| 02MVSL0057 | 57 | 40.25 | 1612610 | 126176.9104 | 0 | 126176.9104 | 1738786.9104 | 213876.04 | 13855.7163 | 1073 | 0 | 14928.7163 | 228804.7563
| 02CFR0012 | 12 | 0 | 0 | 0 | 0 | 0 | 0 | 90.84 | 8.1916 | 0 | 0 | 8.1916 | 99.0316
| Sub Total |  | 479.75 | 9547069 | 747000 | 0 | 747000 | 10294069 | 1363998.99 | 90817.506 | 6870 | 0 | 97687.506 | 1461686.496
| AGA | aga | 0 | 0 |  | 0 | 0 | 0 | 0 | 0 | 0 | 0 | 0 | 0
| Rev Adjustment | rev | 0 | 0 |  | 0 | 0 | 0 | -75451.87 | 75451.87 | 0 | 0 | 75451.87 | 0
| DSM | dsm | 0 | 0 |  | 0 | 0 | 0 | 26679.19 | -26679.19 | 0 | 0 | -26679.19 | 0
| Income Tax Deferral | itd | 0 | 0 |  | 0 | 0 | 0 | -23884.2 | 23884.2 | 0 | 0 | 23884.2 | 0
| Unbilled Sales | unbilled | 0 | 747000 | -747000 | 0 | -747000 | 0 | 123000 | -123000 | 0 | 0 | -123000 | 0
| Total |  | 479.75 | 10294069 | 0 | 0 | 0 | 10294069 | 1414342.11 | 40474.386 | 6870 | 0 | 47344.386 | 1461686.496
| Total |  | 136277.5 | 4044611260 | 0 | 0 | 0 | 4044611260 | 320750613.12 | 24513943.5012 | 1637837 | 0 | 26151780.5012 | 346902393.6212
1 Temperature normalization.
2 Removes Schedule 98 (BPA), Schedule 96 (Renewable Energy Revenue One-Time Credit), Schedule 191 (System Benefits Charge), Schedule 93 (Decoupling),
Revenue Accounting Adjustments, DSM, Blue Sky, Income Tax Deferral, Alternate Revenue Program, and includes temperature adjustment.
3 Impact for 76 days of the $8.0 million price increase effective September 15, 2017.

## Error Check
Macro_Check_Total | 0
"Functional Study" Error Checking |  |  |  |  | Individual Sheet Error Checking
| Function | Generation | Transmission | Distribution | Class Summary | 0
| Check | Check | Check | Check | Function Summary | 0
[5 empty] | Generation Summary | 0
Largest Difference | 0 | 0 | 0 | 0 | Transmission Summary | 0
Location (Row) | 0 | 0 | 0 | 0 | Distribution Summary | 0
COS to JAM | 0 |  |  |  | Retail Summary | 0
Summary | 0 | 0 | 3.466e-09 | 0 | Misc Summary | 0
[5 empty] | Distribution Detail Sheets | 0
[5 empty] | G+T+D+R+M | 0
'Summary' Page |  |  |  |  | Generation | 0
Error Check |  |  |  |  | Transmission | 0
Increase |  |  |  |  | Distribution | 0
(Decrease) |  |  |  |  | Retail | 0
to = ROR |  |  |  |  | Misc | 0
[5 empty] | Hot Sheet | 0
0
Total Sales to Ultimate Customers