## Summary
Exhibit 2: 2022 Annual Cost Effectiveness Estimates
Summary
Electric Programs: Benefit Cost Summary | [5 empty] | Gas Programs: Benefit Cost Summary
Program Name | Energy Savings | Utility Costs | Present Value of Non-Energy Benefits | UCT | TRC | Program Name | Energy Savings | Utility Costs | Present Value of Non-Energy Benefits | UCT | TRC
Low Income Weatherization | 1372184.51 | 4686624.84 | 1592427.1745 | 0.54593 | 0.87957 | Low Income Weatherization | 27669.98 | 1354181.8 | 313832.9104 | 0.39207 | 0.52894
[5 empty] | LIW UC and TRC Excluded from REM total | [5 empty] | LIW UC and TRC Excluded from REM total
Single Family Retrofit (all subprograms) | 81456036.33 | 18414410.15 | 5355649.0473 | 2.8976 | 2.3957 | Single Family Retrofit (all subprograms) | 2647911.58 | 9312876.04 | 3532853.9571 | 2.1573 | 1.3437
Residential Lighting | 922369 | 1149355.93 | 0 | 0.92845 | 2.2863 | Single Family Existing Space Heat | 501557.75 | 3343842.48 | 1254696.475 | 2.1969 | 1.4666
Single Family Existing Space Heat | 7583433 | 3843297.46 | 2161285.0984 | 2.7673 | 1.2393 | Single Family Existing Water Heat | 55373.94 | 364862.41 | 178611.8285 | 2.1078 | 1.3196
Single Family Existing Water Heat | 861350.56 | 705775.27 | 162115.0151 | 1.2803 | 1.4206 | Home Appliances | 4487.6 | 0 | 304162.6568 | 0 | 0
Home Appliances | 557414 | 548275.39 | 561784.9608 | 1.0279 | 1.7017 | Web-Enabled Thermostats | 351351 | 1556488.13 | 432213.3687 | 2.0206 | 1.6253
Web-Enabled Thermostats | 1816088 | 998491.89 | 980434.4076 | 2.0484 | 2.6714 | Residential Water Use Reducers | 16.8 | 1030.24 | 632.9039 | 0.12457 | -0.053626
Residential Water Use Reducers | 278.4 | 3330.97 | 791.1298 | 0.070288 | 0.2838 | Single Family Existing Weatherization | 265023.57 | 2608389.39 | 1362536.7242 | 2.4048 | 1.029
Single Family Existing Weatherization | 1356243.37 | 1176597.53 | 1489238.4354 | 3.3154 | 1.8236 | Home Energy Reports | 1470100.92 | 1377943.46 | 0 | 1.8229 | 1.8817
Home Energy Reports | 50165130 | 1577453.42 | 0 | 6.0503 | 5.7747 | Efficiency Boost | 0 | 60319.93 | 0 | 0 | 0
Efficiency Boost | 0 | 67647.7 | 0 | 0 | 0 | Single Family New Construction | 4445 | 48673.2 | 4162.6832 | 0.11406 | 0.09111
Residential Midstream HVAC and Water Heat | 18193730 | 8344184.59 | 0 | 2.9598 | 3.7817 | Manufactured Home New Construction | 105.9 | 22084.17 | 0 | 0.055881 | 0.057525
Single Family New Construction | 74618 | 139153.93 | 6405.2718 | 1.256 | 0.65857 | Multi-Family Retrofit | 12430.03 | 324451.55 | 1309.3 | 1.0011 | 0.74262
Manufactured Home New Construction | 157136 | 165040.7 | 32092.4696 | 3.3036 | 2.5062 | Multi-Family New Construction | 18901 | 186356.67 | 0 | 1.0832 | 1.1915
Multi-Family Retrofit | 4945822.32 | 5334529.2 | 648837.6626 | 1.6837 | 1.4866 | Total Residential Energy Management (Includes LIW) | 2711463.49 | 11248623.43 | 3852158.8506
Multi-Family New Construction | 3128437 | 1431622.11 | 0 | 2.5101 | 2.7379 | Total Residential Energy Management Cost-Effectiveness (No LIW) | 2683793.51 | 9894441.63 | 3538325.9402 | 2.0844 | 1.3191
Total Residential Energy Management (Includes LIW) | 91134234.16 | 30171380.93 | 7635411.6258 |  |  | Commercial/Industrial Retrofit (all subprograms) | 850779 | 5105304.22 | 0 | 2.0252 | 0.75408
Total Residential Energy Management Cost-Effectiveness (No LIW) | 89762049.65 | 25484756.09 | 6042984.4513 | 2.6154 | 2.216 | Commercial/Industrial Retrofit | 813652 | 4926479.43 | 0 | 2.0391 | 0.49206
Commercial/Industrial Retrofit (all subprograms) | 55652061 | 19381112.81 | 15588.2652 | 2.9086 | 1.7946 | Clean Buildings Accelerator | 12811 | 112727.3 | 0 | 0.44733 | 2.9233
Commercial/Industrial Retrofit | 13010677 | 5448126.99 | 0 | 2.1345 | 1.6085 | Industrial Energy Management | 24316 | 66097.49 | 0 | 3.6828 | 1.6795
Business Lighting Grants | 35629189 | 11481257.83 | 15588.2652 | 3.5638 | 1.8889 | Commercial/Industrial New Construction | 43302 | 274087.58 | 0 | 2.072 | 1.6795
Industrial Energy Management | 4037327 | 1461659.92 | 0 | 1.502 | 1.9283 | Commercial Strategic Energy Management | 196696 | 586420.56 | 0 | 0.82145 | 0.87761
Industrial Optimization | 0 | -42571.71 | 0 | 0 | 0 | Pay for Performance | 7094 | 44594.33 | 0 | 2.1468 | 1.161
Clean Buildings Accelerator | 621051 | 123755.83 | 0 | 2.1378 | 2.3516 | Commercial Foodservice | 172779.9 | 1128349.24 | 2533552.2741 | 1.423 | 5.3834
SMB Virtual Commissioning | 2353817 | 601111.25 | 0 | 2.2719 | 1.3714 | Commercial HVAC | 9311.16 | 39124.39 | 0 | 2.5187 | 2.7705
Telecommunications Efficiency | 0 | 307772.7 | 0 | 0 | 0 | Commercial Midstream | 678323.97 | 2337197.28 | 1800.5533 | 2.773 | 3.5778
Commercial/Industrial New Construction | 12727553 | 3200318.93 | 0 | 3.5146 | 1.9113 | Small Business Direct Install | 255 | 27345.3 | 3460.5066 | 0.030364 | 0.12203
Commercial Strategic Energy Management | 11640361 | 1575204.4 | 0 | 1.9591 | 1.9905 | Total Business Energy Management | 1958541.03 | 9542422.9 | 2538813.334 | 2.0614 | 1.2934
Pay for Performance | 1042434 | 307374.74 | 0 | 2.2982 | 1.2082 | Residential Pilots | 0 | 0 | 0 | 0 | 0
Large Power User - Self-Directed Program 449 | 12383400 | 4750039.73 | 0 | 3.3388 | 2.8299 | Business Pilots | 0 | 151.52 | 0 | 0 | 0
Large Power User - Self Directed non-449 | 4936383 | 2723963.96 | 0 | 1.9983 | 1.4386 | Total Pilots | 0 | 151.52 | 0 | 0 | 0
Lighting to Go (AKA Business Lighting Markdowns) | 18550348 | 2896512.2 | 1764417.4547 | 6.7018 | 5.0811 | NEEA Natural Gas Market Transformation | 0 | 1100111.73 | 0 | 0 | 0
Commercial Foodservice | 1366081.44 | 509446.65 | 754013.0447 | 2.6857 | 6.3163 | Targeted DSM Pilot | 0 | 111824.11
Commercial HVAC | 650867.68 | 232898.08 | 0 | 3.2166 | 2.193 | Total Regional Programs | 0 | 1211935.84 | 0 | 0 | 0
Commercial Midstream | 641573 | 591541.21 | 1800.5533 | 1.4684 | 1.3044 | Total Portfolio Support | 0 | 2076076.38 | 0
Small Business Direct Install | 13885150.18 | 7892532.52 | 3610451.1257 | 1.7898 | 2.6758 | Total Research & Compliance | 0 | 422917.11 | 0
Lodging Rebates | 1481281 | 1652761.52 | 0 | 1.1028 | 1.1041 | Total Gas Programs used in CE Calculations (Excludes LIW) | 4642334.54 | 23147945.38 | 6077139.2741 | 1.7408 | 1.2148
Total Business Energy Management | 134957493.3 | 45713706.75 | 6146270.4437 | 2.867 | 2.1901 | Total Other Gas Programs | 0 | 5100 |  | n/a | n/a
Residential Pilots | 489261 | 410122.26 | 0 | 0.1126 | 0.11311 | Total Gas Portfolio | 4670004.52 | 24507227.18 | 6390972.1845
Business Pilots | 470354 | 2467.2 |  | 110.6079 | 2.965
Total Pilots | 959615 | 412589.46 | 0 | 0.77333 | 0.63778
Northwest Energy Efficiency Alliance | 14310718.6058 | 4276053.2 | 0 | 1.4257 | 6.2524
Targeted DSM Pilot | 0 | 243127.72 |  |  |  | NOTE: in both the electric and natural gas summary tables, all program anticipated expenditures are represented,
Transmission & Distribution | 2980966 | 0 | 0 | 0 | 20.6192 | as are the program UC and TRC ratios. However, consistent with the approach presented to the CRAG to exclude
Total Regional Programs | 17291684.6058 | 4519180.92 | 0 | 2.2271 | 6.9907 | Low Income Weatherization cost-effectiveness ratios from its Portfolio view, the Sector cost-effectiveness sub-totals indicated
Total Portfolio Support | 0 | 11736301.63 |  |  |  | in these Summary tables are linked to their respective program tables in the workbooks "Electric CE" and "Gas CE".
Total Research & Compliance | 0 | 2897036.7
Readers will notice in those tables that all LIW values are excluded from the Sector sub-totals. As a result, those Sector
Total All Programs used in CE Calculations (Excludes LIW) | 242970842.5558 | 90763571.55 | 12189254.895 | 2.2929 | 1.9862 | sub-totals are reduced (total of all REM programs minus LIW). Thus, it appears that the REM Sector and overall Portfolio do not
these Summary tables, when in fact, it is simply PSE's representation of its commitment to calculate LIW cost-effective,
Total Other Electric Programs | 0 | 3707084.52 |  | n/a | n/a | but exclude those figures from the overall Portfolio totals.
Total Electric Portfolio | 244343027.0658 | 99157280.91 | 13781682.0695
= LIW is excluded from Portfolio cost-effectiveness calculations.

## Electric CE
2022 Electric Cost-Effectiveness Tests:
| WACC | 6.8% |  |  | link | fill in | link | link | link | link | link | link | link | link | link | formula | formula | link | Link | formula | formula
| Program Number | Program Name | Accounting Code | Weighted Life | Weighted Measure Life by Program | Load Shape | kWh Savings | Program Overhead Costs | Total Incentive Payments | Customer Costs | Incremental Measure Costs | Other Contributions | Total Utility Costs | Total Resource Costs | Nominal Value of Non Energy Benefits | Present Value of Total Utility Program Costs in Time Zero* | Present Value of Total Resource Costs in Time Zero* | Utility Cost Test: Present Value Electric Savings In Time Zero | Present Value of Lifetime Non Energy Benefits | Utility Cost Test: Benefit Cost Ratio | Total Resource Cost Test: Benefit Cost Ratio
Return to Summary Page |  | Source/calculation: |  |  | I | [16 empty] | Order #
| Go to Gas Portfolio page | Follow Below Hyperlinks for Program Details |  |  |  |  | N | W | O | X | P |  | A18 | A20 |  |  |  | AM | AD
| E201 | Low Income Weatherization |  | 0 | 23.4892 | Varies by Measure | 1372184.51 | 278073.16 | 4408551.68 | 446735.71 | 4855287.39 |  | 4686624.84 | 5133360.55 | 1934.81 | 4388225.5056 | 4806517.3689 | 2395672.0397 | 1592427.1745 | 0.54593 | 0.87957
| E214 | Single Family Existing Subtotal |  |  |  |  | 81456036.33 | 3800694 | 12058119.59 | 11028558.39 | 23086677.98 | 0 | 18414410.15 | 26887371.98 | 3022.2944 | 17241957.0693 | 25175441.9288 | 49960447.4517 | 5355649.0473 | 2.8976 | 2.3957
| E214 | Residential Lighting |  |  | 14.2797 | Lighting | 922369 | 257290.93 | 796045.06 | -539914.03 | 256131.03 |  | 1149355.93 | 513421.96 | 0 | 1076175.9644 | 480732.1723 | 999177.1045 | 0 | 0.92845 | 2.2863
| E214 | SF Existing Space Heat |  | 0.5104 | 16.353 | Varies by Measure | 7583433 | 340432.81 | 3480741.04 | 7481632.98 | 10962374.02 |  | 3843297.46 | 11302806.83 | 1846.7271 | 3598593.1273 | 10583152.4625 | 9958449.7652 | 2161285.0984 | 2.7673 | 1.2393
| E214 | SF Existing Water Heat |  | 0.045541 | 12.8461 | Varies by Measure | 861350.56 | 309104 | 371225.95 | 141219.05 | 512445 |  | 705775.27 | 821549 | 75.5315 | 660838.2678 | 769240.6367 | 846095.1214 | 162115.0151 | 1.2803 | 1.4206
| E214 | Home Appliances |  | 0.028774 | 12.5424 | Varies by Measure | 557414 | 242241.98 | 271625 | 203024.59 | 474649.59 |  | 548275.39 | 716891.57 | 252.69 | 513366.47 | 671246.7884 | 527711.0584 | 561784.9608 | 1.0279 | 1.7017
| E214 | Web-Enabled Thermostat |  | 0.086309 | 11.5471 | Varies by Measure | 1816088 | 290879.67 | 649350.18 | 293903.82 | 943254 |  | 998491.89 | 1234133.67 | 202.11 | 934917.5 | 1155555.8708 | 1915051.2071 | 980434.4076 | 2.0484 | 2.6714
| E214 | Residential Water Use Reducers |  | 1.1458e-05 | 10 | Varies by Measure | 278.4 | 3564.22 | 93 | 227.4 | 320.4 |  | 3330.97 | 3884.62 | 11.16 | 3118.8858 | 3637.2846 | 219.2197 | 791.1298 | 0.070288 | 0.2838
| E214 | SF Existing Weatherization |  | 0.20233 | 36.2465 | Varies by Measure | 1356243.37 | 235446.93 | 940720 | 2048965.82 | 2989685.82 |  | 1176597.53 | 3225132.75 | 634.0758 | 1101683.0805 | 3019787.2191 | 3652517.5651 | 1489238.4354 | 3.3154 | 1.8236
| E214 | Home Energy Reports |  | 0.41293 | 2 | Varies by Measure | 50165130 | 846370.84 | 971619.36 | 0 | 971619.36 |  | 1577453.42 | 1817990.2 | 0 | 1477016.3109 | 1702238.015 | 8936326.5363 | 0 | 6.0503 | 5.7747
| E214 | Efficiency Boost |  | 0 | 0 | Varies by Measure | 0 | 67647.7 | 0 | 0 | 0 |  | 67647.7 | 67647.7 | 0 | 63340.5431 | 63340.5431 | 0 | 0 | 0 | 0
| E214 | Residential Midstream HVAC and Water Heat |  |  | 14.7712 | Varies by Measure | 18193730 | 1207714.92 | 4576700 | 1399498.76 | 5976198.76 |  | 8344184.59 | 7183913.68 | 0 | 7812906.9195 | 6726510.9363 | 23124899.874 | 0 | 2.9598 | 3.7817
| E215 | Single Family New Construction |  |  | 33.6241 | Varies by Measure | 74618 | 83035.22 | 56118.71 | 163153.49 | 219272.2 |  | 139153.93 | 302307.42 | 71.81 | 130293.9419 | 283059.382 | 163645.8689 | 6405.2718 | 1.256 | 0.65857
| E215 | Energy Star Manufactured Home |  |  | 44.7385 | Varies by Measure | 157136 | 55592.62 | 95000 | 102392.68 | 197392.68 |  | 165040.7 | 252985.3 | 167.314 | 154532.4906 | 236877.6217 | 510519.8352 | 32092.4696 | 3.3036 | 2.5062
| E217 | Multifamily Retrofit |  |  | 27.7994 | Varies by Measure | 4945822.32 | 1048383.88 | 4143408.32 | 1920596.83 | 6064005.15 |  | 5334529.2 | 7112389.03 | 162.4084 | 4994877.5281 | 6659540.2903 | 8410045.0021 | 648837.6626 | 1.6837 | 1.4866
| E218 | Multi-Family New Construction |  |  | 15 | Varies by Measure | 3128437 | 418009.51 | 1025755 | 0 | 1025755 |  | 1431622.11 | 1443764.51 | 0 | 1340470.1404 | 1351839.4288 | 3364716.3491 | 0 | 2.5101 | 2.7379
| Total Residential Energy Management | [5 empty] | 91134234.16 | 5683788.39 | 21786953.3 | 13661437.1 | 35448390.4 | 0 | 30171380.93 | 41132178.79 | 5358.6368 | 28250356.676 | 38513276.0206 | 64805046.5467 | 7635411.6258 | 2.294 | 2.0492
| REM Less LIW (Per WAC 480-109-100(10) | [5 empty] | 89762049.65 | 5405715.23 | 17378401.62 | 13214701.39 | 30593103.01 | 0 | 25484756.09 | 35998818.24 | 3423.8268 | 23862131.1704 | 33706758.6517 | 62409374.507 | 6042984.4513 | 2.6154 | 2.216
| E250 | Commercial/Industrial Retrofit Total |  |  |  |  | 55652061 | 5964443.57 | 13541894.36 | 15056840.51 | 28598734.87 |  | 19381112.81 | 34563178.44 | 61.074 | 18147109.3727 | 32362526.6292 | 52782413.1897 | 15588.2652 | 2.9086 | 1.7946
| E250 | Commercial/Industrial Retrofit |  | 0.60606 | 11.318 | Varies by Measure | 13010677 | 1750184.59 | 3697942.4 | 2504788.36 | 6202730.76 |  | 5448126.99 | 7952915.35 | 0 | 5101242.5 | 7446549.9532 | 10888716.0667 | 0 | 2.1345 | 1.6085
| E250 | Business Lighting Grants |  | 2.1692 | 14.7927 | Varies by Measure | 35629189 | 2596738.28 | 8898082.55 | 12342126.15 | 21240208.7 |  | 11481257.83 | 23836946.98 | 61.074 | 10750241.4139 | 22319238.7453 | 38311697.7419 | 15588.2652 | 3.5638 | 1.8889
| E250 | Industrial Energy Management |  | 0.11505 | 6.9239 | Varies by Measure | 4037327 | 590840.96 | 451567.84 | 209926 | 661493.84 |  | 1461659.92 | 1252334.8 | 0 | 1368595.4307 | 1172598.1273 | 2055586.9496 | 0 | 1.502 | 1.9283
| E250 | Industrial Optimization |  |  | #DIV/0! | Varies by Measure | 0 | -5960.04 | 0 | 0 | 0 |  | -42571.71 | -5960.04 | 0 | -39861.1517 | -5580.5618 | 0 | 0 | 0 | 0
| E250 | Clean Buildings Accelerator |  | 0.01278 | 5 | Varies by Measure | 621051 | 123755.83 | 0 | 0 | 0 |  | 123755.83 | 123755.83 | 0 | 115876.2453 | 115876.2453 | 247717.3915 | 0 | 2.1378 | 2.3516
| E250 | SMB Virtual Commissioning |  |  | 7 | Varies by Measure | 2353817 | 601111.25 | 494301.57 | 0 | 494301.57 |  | 601111.25 | 1095412.82 | 0 | 562838.2491 | 1025667.4345 | 1278695.04 | 0 | 2.2719 | 1.3714
| E250 | Telecommunications Efficiency |  |  | #DIV/0! | Varies by Measure | 0 | 307772.7 | 0 | 0 | 0 |  | 307772.7 | 307772.7 | 0 | 288176.6854 | 288176.6854 | 0 | 0 | 0 | 0
| E251 | Commercial/Industrial New Construction |  | 0.5846 | 11.1601 | Varies by Measure | 12727553 | 342797.93 | 2857521 | 3273165.71 | 6130686.71 |  | 3200318.93 | 6473484.64 | 0 | 2996553.3052 | 6061315.206 | 10531710.5094 | 0 | 3.5146 | 1.9113
| E253 | Commercial Strategic Energy Management |  |  | 3 | Varies by Measure | 11640361 | 1222373.4 | 352831 | 130123 | 482954 |  | 1575204.4 | 1705327.4 | 0 | 1474910.4869 | 1596748.5019 | 2889445.3474 | 0 | 1.9591 | 1.9905
| E253 | Pay for Performance |  |  | 8.5009 | Varies by Measure | 1042434 | 45585.74 | 261789 | 335766 | 597555 |  | 307374.74 | 643140.74 | 0 | 287804.0637 | 602191.7041 | 661430.4091 | 0 | 2.2982 | 1.2082
| E258 | Large Power User, Self-Directed 449 |  | 0.87657 | 17.1989 | Varies by Measure | 12383400 | 231046.17 | 4244408 | 1689319.34 | 5933727.34 |  | 4750039.73 | 6164773.51 | 0 | 4447602.7434 | 5772259.8408 | 14849716.1 | 0 | 3.3388 | 2.8299
| E258 | Large Power User, Self Directed non-449 |  |  | 14.1815 | Varies by Measure | 4936383 | 185197.62 | 2572089.18 | 1404987.68 | 3977076.86 |  | 2723963.96 | 4162274.48 | 0 | 2550528.0524 | 3897260.7491 | 5096816.1994 | 0 | 1.9983 | 1.4386
| E262 | Commercial Rebates Programs SUBTOTAL |  | 0 |  |  | 35094020.3 | 1999354.62 | 8402250.19 | 2895061.69 | 11297311.88 | 0 | 12122930.66 | 13296666.5 | 30689.3562 | 11351058.6704 | 12450062.2659 | 34198031.3306 | 6130682.1785 | 3.0128 | 3.5139
| E262 | Lighting to Go--AKA Business Lighting Markdowns |  |  | 13.1629 |  | 18550348 | 369639.91 | 1863628.44 | 2340033.79 | 4203662.23 |  | 2896512.2 | 4573302.14 | 428.342 | 2712090.0749 | 4282118.1086 | 18175870.662 | 1764417.4547 | 6.7018 | 5.0811
| E262 | Commercial Foodservice |  |  | 12.6271 | Varies by Measure | 1366081.44 | 114844.71 | 258085 | -7156.07 | 250928.93 |  | 509446.65 | 365773.64 | 28154.3482 | 477009.9719 | 342484.6816 | 1281116.1318 | 754013.0447 | 2.6857 | 6.3163
| E262 | Commercial HVAC Rebates |  |  | 14.8343 | Varies by Measure | 650867.68 | 93015.27 | 139882.81 | 142880.72 | 282763.53 |  | 232898.08 | 375778.8 | 0 | 218069.3633 | 351852.809 | 701452.7206 | 0 | 3.2166 | 2.193
| E262 | Commercial Midstream |  |  | 14.8669 | Varies by Measure | 641573 | 95737.14 | 366185 | 272016.43 | 638201.43 |  | 591541.21 | 733938.57 | 2.475 | 553877.5375 | 687208.3989 | 813298.0499 | 1800.5533 | 1.4684 | 1.3044
| E262 | Small Business Direct Install |  |  | 12.692 | Varies by Measure | 13885150.18 | 1326117.59 | 5774468.94 | 147286.82 | 5921755.76 |  | 7892532.52 | 7247873.35 | 2104.191 | 7390011.7228 | 6786398.2678 | 13226293.7662 | 3610451.1257 | 1.7898 | 2.6758
| E262 | Lodging Rebates |  |  | 13.0982 | Varies by Measure | 1481281 | 96685 | 1556076.52 | 163130.88 | 1719207.4 |  | 1652761.52 | 1815892.4 | 0 | 1547529.5131 | 1700273.7828 | 1706608.562 | 0 | 1.1028 | 1.1041
| Total Business Energy Management | [5 empty] | 134957493.3 | 10087484.05 | 33788859.25 | 24948394.81 | 58737254.06 | 0 | 45713706.75 | 68824738.11 | 30750.4302 | 42803096.2079 | 64442638.6798 | 122716171.6476 | 6146270.4437 | 2.867 | 2.1901
| E249 | Residential Pilots |  | 0 | 0 | Varies by Measure | 489261 | 288302.47 | 80395 | 80372.03 | 160767.03 |  | 410122.26 | 449069.5 | 0 | 384009.6067 | 420477.0599 | 43237.938 | 0 | 0.1126 | 0.11311
| E249 | Commercial Pilots |  |  | 0 | Varies by Measure | 470354 | 2467.2 | 98774.34 | 0 | 98774.34 |  | 2467.2 | 101241.54 | 0 | 2310.1124 | 94795.4494 | 255516.6042 | 0 | 110.6079 | 2.965
| Total Pilots | [5 empty] | 959615 | 290769.67 | 179169.34 | 80372.03 | 259541.37 | 0 | 412589.46 | 550311.04 | 0 | 386319.7191 | 515272.5094 | 298754.5422 | 0 | 0.77333 | 0.63778
| E245 | Northwest Energy Efficiency Alliance |  | 0.84106 | 14.2797 | Flat | 14310718.6058 | 1072519.41 | 0 | 0 | 0 |  | 4276053.2 | 1072519.41 | 0 | 4003795.1311 | 1004231.6573 | 5708088.1985 | 0 | 1.4257 | 6.2524
| E292 | Transmission & Distribution |  | 0.18403 | 15 | Flat | 2980966 | 0 | 0 | 182814 | 182814 |  | 0 | 182814 | 0 | 0 | 171174.1573 | 3208612.9945 | 0 | 0 | 20.6192 | 18230134
| E219 | Targeted DSM Pilot |  |  | #DIV/0! | Flat | 0 | 243127.72 | 0 | 0 | 0 |  | 243127.72 | 243127.72 | 0 | 0 | 227647.6779 | 0 | 0 | 0 | 0
| Total Regional Programs | [5 empty] | 17291684.6058 | 1315647.13 | 0 | 182814 | 182814 | 0 | 4519180.92 | 1498461.13 | 0 | 4003795.1311 | 1403053.4925 | 8916701.1931 | 0 | 2.2271 | 6.9907
|  | Energy Efficiency Portfolio Support | [19 empty] | 18230745
|  | Data and Systems Services | 18230745 |  |  |  |  | 977319.69 |  |  |  |  | 977319.69 | 977319.69 |  | 915093.3427 | 915093.3427 |  |  |  |  | 18230507
|  | Rebates Processing | 18230507 |  |  |  |  | 837766.34 |  |  |  |  | 837766.34 | 837766.34 |  | 784425.412 | 784425.412 |  |  |  |  | 18230418
|  | Verification Team | 18230418 |  |  |  |  | 552934.45 |  |  |  |  | 552934.45 | 552934.45 |  | 517728.8858 | 517728.8858 |  |  |  |  | 18230810
|  | Programs Support | 18230810 |  |  |  |  | 500099.98 |  |  |  |  | 500099.98 | 500099.98 |  | 468258.4082 | 468258.4082 |  |  |  |  | 18230730
|  | Trade Ally Memberships | 18230730 |  |  |  |  | 233933.38 |  |  |  |  | 233933.38 | 233933.38 |  | 219038.7453 | 219038.7453 |  |  |  |  | 18230746
|  | Trade Ally Network [net of (revenue) + cost] | 18230746 |  |  |  |  | -99065.26 |  |  |  |  | -99065.26 | -99065.26 |  | -92757.7341 | -92757.7341 |  |  |  |  | 18230411
|  | Automated Benchmarking System | 18230411 |  |  |  |  | 3344401.79 |  |  |  |  | 3344401.79 | 3344401.79 |  | 3131462.3502 | 3131462.3502 |  |  |  |  | 18230610
|  | Energy Advisors | 18230610 |  |  |  |  | 1062064.47 |  |  |  |  | 1062064.47 | 1062064.47 |  | 994442.3876 | 994442.3876 |  |  |  |  | 18230811
|  | Energy Efficient Communities | 18230811 |  |  |  |  | 904421.01 |  |  |  |  | 904421.01 | 904421.01 |  | 846836.1517 | 846836.1517 |  |  |  |  | 18230508 | 18230408 | 18230400 | 18230509
|  | Customer Digital Services | [5 empty] | 1497274.18 |  |  |  |  | 1497274.18 | 1497274.18 |  | 1401942.1161 | 1401942.1161 |  |  |  |  | 18230466
|  | Market Integration | 18230466 |  |  |  |  | 1303856.14 |  |  |  |  | 1303856.14 | 1303856.14 |  | 1220839.0824 | 1220839.0824 |  |  |  |  | 18230487
|  | Events | 18230487 |  |  |  |  | 621295.46 |  |  |  |  | 621295.46 | 621295.46 |  | 581737.3221 | 581737.3221
|  | Portfolio Support Subtotal |  |  |  |  | 0 | 11736301.63 | 0 | 0 | 0 | 0 | 11736301.63 | 11736301.63 | 0 | 10989046.47 | 10989046.47 | 0 | 0 |  |  | 18230809
|  | Conservation Supply Curves | 18230809 |  |  |  |  | 673398.52 |  |  |  |  | 673398.52 | 673398.52 |  | 630522.9588 | 630522.9588 |  |  |  |  | 18230469
|  | Strategic Planning | 18230469 |  |  |  |  | 472099.08 |  |  |  |  | 472099.08 | 472099.08 |  | 442040.3371 | 442040.3371 |  |  |  |  | 18230413
|  | Market Research | 18230413 |  |  |  |  | 161034.83 |  |  |  |  | 161034.83 | 161034.83 |  | 150781.676 | 150781.676 |  |  |  |  | 18230802
|  | Program Evaluation | 18230802 |  |  |  |  | 1526342.27 |  |  |  |  | 1526342.27 | 1526342.27 |  | 1429159.4288 | 1429159.4288 |  |  |  |  | 18230624
|  | Biennial Electric Conservation Acquisition Review | 18230624 |  |  |  |  | 64162 |  |  |  |  | 64162 | 64162 |  | 60076.779 | 60076.779
|  | Research and Compliance Subtotal |  |  |  |  | 0 | 2897036.7 | 0 | 0 | 0 | 0 | 2897036.7 | 2897036.7 | 0 | 2712581.1798 | 2712581.1798 | 0 | 0 |  | 0
| Grand Total All Electric Programs Included in CE Calculations | [5 empty] | 242970842.5558 | 31732954.41 | 51346430.21 | 38426282.23 | 89772712.44 | 0 | 90763571.55 | 121505666.85 |  | 84756969.8783 | 113769350.9831 | 194341001.8899 | 12189254.895 | 2.2929 | 1.9862
|  | Other Customer Programs | [19 empty] | 18230128
|  | Net Metering | 18230128 |  |  |  |  | 3646448.99 |  |  |  |  | 3646448.99 | 3646448.99 | 0 | 3414278.0805 | 3414278.0805 |  |  |  |  | 18230133
|  | Demand Response Pilot | 18230133 |  |  |  |  | 47317.63 |  |  |  |  | 47317.63 | 47317.63 |  | 44304.897 | 44304.897
|  | Demand Response Admin | 18230753 |  |  |  |  | 13317.9 |  |  |  |  | 13317.9 | 13317.9 |  | 12469.9438 | 12469.9438
|  | Other Programs Subtotal | [5 empty] | 3707084.52 | 0 | 0 | 0 | 0 | 3707084.52 | 3707084.52 | 0 | 3471052.9213 | 3471052.9213 | 0 | 0

## Gas CE
2022 Gas Cost-Effectiveness Tests:
| WACC | 6.8% |  |  | link | fill in | link | link | link | link | link | link | link | link | link | formula | formula | link | Link | formula | formula
| Prog. No. | Program Name | Accounting Code | Weight Life | Weighted Measure Life by Program | Load Shape | Therm Savings | Program Overhead Costs | Total Incentive Payments | Customer Costs | Incremental Measure Costs | Other Contributions | Total Utility Costs | Total Resource Costs | Nominal Value of Non Energy Benefits | Present Value of Total Utility Costs in Time Zero | Present Value of Total Resource Costs in Time Zero | Present Value Therm Savings In Time Zero | Present Value of Lifetime Non Energy Benefits | Utility Cost Test: Benefit Cost Ratio | Total Resource Cost Test: Benefit Cost Ratio
Return to Summary Page | Go to Electric Portfolio Page | Follow Below Hyperlinks for Program Details | [16 empty] | AD |  |  | Order Number
| G203 | G201 LIW {G} |  |  | 28.5337 | Varies by Measure | 27669.98 | 71714.3 | 1282467.5 | 383620.15 | 1666087.65 |  | 1354181.8 | 1737801.95 | 170.23 | 1267960.4869 | 1627155.3839 | 497128.3016 | 313832.9104 | 0.39207 | 0.52894
| G214 | Single Family Existing Subtotal |  |  |  |  | 2647911.58 | 1739272.3 | 7537728.63 | 9978040.77 | 17515769.4 | 0 | 9312876.04 | 19255041.7 | 670.1035 | 8719921.3858 | 18029065.2622 | 18811595.9902 | 3532853.9571 | 2.1573 | 1.3437
| G214 | SF Existing Space Heat |  |  | 20 | Varies by Measure | 501557.75 | 289242.48 | 3053200 | 3081148 | 6134348 |  | 3343842.48 | 6423590.48 | 145.2696 | 3130938.6517 | 6014597.8277 | 6878242.3234 | 1254696.475 | 2.1969 | 1.4666
| G214 | SF Existing Water Heat |  |  | 20.2728 | Res Water Heat | 55373.94 | 109562.41 | 255800 | 420292.62 | 676092.62 |  | 364862.41 | 785655.03 | 90.5615 | 341631.47 | 735632.0506 | 720090.0399 | 178611.8285 | 2.1078 | 1.3196
| G214 | Home Energy Assessments |  |  | 0 | Varies by Measure |  | 0 | 0 | 0 | 0 |  | 0 | 0 | 0 | 0 | 0 | 0 | 0 | 0 | 0
| G214 | Home Appliances |  |  | 14 | Varies by Measure | 4487.6 | 0 | 0 | 0 | 0 |  | 0 | 0 | 77.37 | 0 | 0 | 43092.3488 | 304162.6568 | 0 | 0
| G214 | Web-Enabled Thermostats |  |  | 11 | Varies by Measure | 351351 | 400279.15 | 1125929.97 | 886353.03 | 2012283 |  | 1556488.13 | 2412562.15 | 48.608 | 1457385.8895 | 2258953.324 | 2944836.8916 | 432213.3687 | 2.0206 | 1.6253
| G214 | Residential Water Use Reducers |  |  | 10 | Residential Water Heat | 16.8 | -15439.04 | 57 | 144.6 | 201.6 |  | 1030.24 | -15237.44 | 7.44 | 964.6442 | -14267.2659 | 120.1694 | 632.9039 | 0.12457 | -0.053626
| G214 | SF Existing Weatherization |  |  | 36.8065 | Varies by Measure | 265023.57 | 179879.91 | 2349763.14 | 5590102.52 | 7939865.66 |  | 2608389.39 | 8119745.57 | 300.8544 | 2442312.1629 | 7602758.0243 | 5873265.4882 | 1362536.7242 | 2.4048 | 1.029
| G214 | Home Energy Reports |  |  | 2 | Varies by Measure | 1470100.92 | 715427.46 | 752978.52 | 0 | 752978.52 |  | 1377943.46 | 1468405.98 | 0 | 1290209.2322 | 1374911.9663 | 2351948.729 | 0 | 1.8229 | 1.8817
| G214 | Efficiency Boost |  |  | 0 | Varies by Measure | 0 | 60319.93 | 0 | 0 | 0 |  | 60319.93 | 60319.93 | 0 | 56479.3352 | 56479.3352 | 0 | 0 | 0 | 0
| G215 | Single Family New Construction |  |  | 27.1498 | Varies by Measure | 4445 | 22173.2 | 26500 | 67146 | 93646 |  | 48673.2 | 115819.2 | 54.72 | 45574.1573 | 108444.9438 | 5197.9646 | 4162.6832 | 0.11406 | 0.09111
| G215 | Manufactured Home New Construction |  |  | 15 | Varies by Measure | 105.9 | 21084.17 | 1000 | 1514.08 | 2514.08 |  | 22084.17 | 23598.25 | 0 | 20678.0618 | 22095.7397 | 1155.5023 | 0 | 0.055881 | 0.057525
| G217 | Multi-Family Retrofit |  |  | 41.2725 | Varies by Measure | 12430.03 | 78933.8 | 245880.75 | 158208.53 | 404089.28 |  | 324451.55 | 483023.08 | 57.3164 | 303793.5861 | 452268.8015 | 304141.8155 | 1309.3 | 1.0011 | 0.74262
| G218 | Multi-Family New Construction |  |  | 15 | Varies by Measure | 18901 | 89589.67 | 96767 | 0 | 96767 |  | 186356.67 | 186356.67 | 0 | 174491.264 | 174491.264 | 189012.1592 | 0 | 1.0832 | 1.1915
| Total Residential Efficiency Programs | [5 empty] | 2711463.49 | 2022767.44 | 9190343.88 | 10588529.53 | 19778873.41 |  | 11248623.43 | 21801640.85 | 952.3699 | 10532418.9419 | 20413521.3951 | 19808231.7334 | 3852158.8506 | 1.8807 | 1.2561
| REM Less LIW (Consistent with WAC 480-109-100(10) | [5 empty] | 2683793.51 | 1951053.14 | 7907876.38 | 10204909.38 | 18112785.76 | 0 | 9894441.63 | 20063838.9 | 782.1399 | 9264458.4551 | 18786366.0112 | 19311103.4318 | 3538325.9402 | 2.0844 | 1.3191
| G250 | C/I Retrofit Total |  |  |  |  | 850779 | 732386.71 | 4372799 | 9753044.69 | 14125843.69 | 0 | 5105304.22 | 14858230.4 | 0 | 4780247.397 | 13912200.7491 | 9681149.7227 | 0 | 2.0252 | 0.76546
| G250 | Commercial/Industrial Retrofit |  |  | 18.1593 | Varies by Measure | 813652 | 614156.43 | 4312323 | 9727426.69 | 14039749.69 |  | 4926479.43 | 14653906.12 | 0 | 4612808.4551 | 13720885.8801 | 9406008.9422 | 0 | 2.0391 | 0.75408
| G250 | Clean Buildings Accelerator |  |  | 5 | Varies by Measure | 12811 | 112727.3 | 0 | 0 | 0 |  | 112727.3 | 112727.3 | 0 | 105549.9064 | 105549.9064 | 47215.131 | 0 | 0.44733 | 0.49206
| G250 | Industrial Energy Management |  |  | 14.0076 | Varies by Measure | 24316 | 5502.98 | 60476 | 25618 | 86094 |  | 66097.49 | 91596.98 | 0 | 61889.0356 | 85764.9625 | 227925.6495 | 0 | 3.6828 | 2.9233
| G251 | Commercial/Industrial New Construction |  |  | 19.3053 | Varies by Measure | 43302 | 67739.58 | 207366.5 | 96865 | 304231.5 |  | 274087.58 | 371971.08 | 0 | 256636.3109 | 348287.5281 | 531760.1306 | 0 | 2.072 | 1.6795
| G253 | Commercial Strategic Energy Management |  |  | 3 | Varies By Measure | 196696 | 527505.56 | 58915 | 17362 | 76277 |  | 586420.56 | 603782.56 | 0 | 549082.9213 | 565339.4757 | 451045.3123 | 0 | 0.82145 | 0.87761
| G253 | Pay for Performance |  |  | 20 | Varies By Measure | 7094 | 9124.33 | 35470 | 46111 | 81581 |  | 44594.33 | 90705.33 | 0 | 41754.9906 | 84930.0843 | 89641.407 | 0 | 2.1468 | 1.161
| G262 | Commercial Rebates Subtotal |  |  |  |  | 860670.03 | 828480.08 | 1546239.9 | 526046.29 | 2072286.19 |  | 3532016.21 | 2900766.27 | 23762.7806 | 3307131.2828 | 2716073.2865 | 7664868.0331 | 2538813.334 | 2.3177 | 4.039
| G262 | Commercial Foodservice |  |  | 12.3986 | Varies By Measure | 172779.9 | 312660.26 | 551730 | -33684.76 | 518045.24 |  | 1128349.24 | 830705.5 | 23133.3956 | 1056506.779 | 777814.1386 | 1503412.2076 | 2533552.2741 | 1.423 | 5.3834
| G262 | Commercial HVAC |  |  | 14.7504 | Varies by Measure | 9311.16 | 39124.39 | 0 | 0 | 0 |  | 39124.39 | 39124.39 | 0 | 36633.324 | 36633.324 | 92266.8408 | 0 | 2.5187 | 2.7705
| G262 | Commercial Midstream |  |  | 13 | Varies by Measure | 678323.97 | 476112.11 | 990585 | 526467.05 | 1517052.05 |  | 2337197.28 | 1993164.16 | 2.475 | 2188386.9663 | 1866258.5768 | 6068411.5349 | 1800.5533 | 2.773 | 3.5778
| G262 | Small Business Direct Install |  |  | 4 | Comm Space Heat | 255 | 583.32 | 3924.9 | 33264 | 37188.9 |  | 27345.3 | 37772.22 | 626.91 | 25604.2135 | 35367.2472 | 777.4498 | 3460.5066 | 0.030364 | 0.12203
| Total Commercial Programs | [5 empty] | 1958541.03 | 2165236.26 | 6220790.4 | 10439428.98 | 16660219.38 |  | 9542422.9 | 18825455.64 | 23762.7806 | 8934852.9026 | 17626831.1236 | 18418464.6056 | 2538813.334 | 2.0614 | 1.2934
| G245 | NEEA Gas Market Transformation Study |  |  | 5 | Comm Flat | 0 | 330417.29 | 0 | 0 | 0 |  | 1100111.73 | 330417.29 | 626.91 | 1030067.1629 | 309379.485 | 0 | 0 | 0 | 0 | 18230660
| G219 | Targeted DSM Pilot |  |  | 0 | Comm Space Heat | 0 | 111824.11 | 0 | 0 | 0 |  | 111824.11 | 111824.11 | 0 | 104704.2228 | 104704.2228 | 0 | 0 | 0 | 0 | 18230218
| Total Regional Programs | [5 empty] | 0 | 442241.4 | 0 | 0 | 0 | 0 | 1211935.84 | 442241.4 | 626.91 | 1134771.3858 | 414083.7079 | 0 | 0 | 0 | 0
| G249 | Residential Pilots |  |  |  |  | 0 | 0 | 0 | 0 | 0 |  | 0 | 0 | 0 | 0 | 0 | 0 | 0 | 0 | 0
| G249 | Commercial |  |  |  |  | 0 | 151.52 | 0 | 0 | 0 |  | 151.52 | 151.52 | 0 | 141.8727 | 141.8727 | 0 | 0 | 0 | 0
| Total Pilots | [5 empty] | 0 | 151.52 | 0 | 0 | 0 | 0 | 151.52 | 151.52 | 0 | 141.8727 | 141.8727 | 0 | 0 | 0 | 0
Energy Efficiency Portfolio Support
|  | Data and Systems Services | 18231005 |  |  |  |  | 146023.1 |  |  |  |  | 146023.1 | 146023.1 |  | 136725.7491 | 136725.7491 |  |  |  |  | 18231005
|  | Rebates Processing | 18230659 |  |  |  |  | 55103.02 |  |  |  |  | 55103.02 | 55103.02 |  | 51594.588 | 51594.588 |  |  |  |  | 18230659
|  | Verification Team | 18230668 |  |  |  |  | 50529.45 |  |  |  |  | 50529.45 | 50529.45 |  | 47312.2191 | 47312.2191 |  |  |  |  | 18230668
|  | Programs Support | 18230688 |  |  |  |  | 74836.26 |  |  |  |  | 74836.26 | 74836.26 |  | 70071.4045 | 70071.4045 |  |  |  |  | 18230688
|  | Trade Ally Memberships | 18230698 |  |  |  |  | 30473.97 |  |  |  |  | 30473.97 | 30473.97 |  | 28533.6798 | 28533.6798 |  |  |  |  | 18230698
|  | Trade Ally Network [net of (revenue) + cost] | 18231031 |  |  |  |  | -77101.76 |  |  |  |  | -77101.76 | -77101.76 |  | -72192.6592 | -72192.6592 |  |  |  |  | 18231031
|  | Automated Benchmarking System | 18230667 |  |  |  |  | 855347.03 |  |  |  |  | 855347.03 | 855347.03 |  | 800886.7322 | 800886.7322 |  |  |  |  | 18230667
|  | Energy Advisors | 18230704 |  |  |  |  | 83329.26 |  |  |  |  | 83329.26 | 83329.26 |  | 78023.6517 | 78023.6517 |  |  |  |  | 18230704
|  | Energy Efficient Communities | 18230657 |  |  |  |  | 138405.71 |  |  |  |  | 138405.71 | 138405.71 |  | 129593.3614 | 129593.3614 |  |  |  |  | 18230657
|  | Customer Digital Services | 18230665, 108230737, 18230690, 18230662 |  |  |  |  | 416972.93 |  |  |  |  | 416972.93 | 416972.93 |  | 390424.0918 | 390424.0918 |  |  |  |  | 18230665 | 18230737 | 18230690 | 18230662
|  | Market Integration | 18230732 |  |  |  |  | 174302.67 |  |  |  |  | 174302.67 | 174302.67 |  | 163204.7472 | 163204.7472 |  |  |  |  | 18230732
|  | Events | 18230675 |  |  |  |  | 127854.74 |  |  |  |  | 127854.74 | 127854.74 |  | 119714.176 | 119714.176 |  |  |  |  | 18230675
|  | Portfolio Support Subtotal |  |  |  |  | 0 | 2076076.38 | 0 | 0 | 0 | 0 | 2076076.38 | 2076076.38 | 0 | 1943891.7416 | 1943891.7416 | 0 | 0
|  | Conservation Supply Curves | 18230703 |  |  |  |  | 99496.43 |  |  |  |  | 99496.43 | 99496.43 |  | 93161.4513 | 93161.4513 |  |  |  |  | 18230703
|  | Strategic Planning | 18230679 |  |  |  |  | 71418.52 |  |  |  |  | 71418.52 | 71418.52 |  | 66871.2734 | 66871.2734 |  |  |  |  | 18230679
|  | Market Research | 18230669 |  |  |  |  | 24457.33 |  |  |  |  | 24457.33 | 24457.33 |  | 22900.1217 | 22900.1217 |  |  |  |  | 18230669
|  | Program Evaluation | 18230699 |  |  |  |  | 227544.83 |  |  |  |  | 227544.83 | 227544.83 |  | 213056.9569 | 213056.9569 |  |  |  |  | 18230699
|  | Research and Compliance Subtotal |  |  |  |  | 0 | 422917.11 | 0 | 0 | 0 | 0 | 422917.11 | 422917.11 | 0 | 395989.8034 | 395989.8034 | 0 | 0
| Total Energy Efficiency Portfolio Support, Research and Compliance | [5 empty] | 0 | 2498993.49 | 0 | 0 | 0 | 0 | 2498993.49 | 2498993.49 | 0 | 2339881.5449 | 2339881.5449 | 0 | 0
| Grand Total All Gas Programs included in CE Calculations | [5 empty] | 4642334.54 | 7057675.81 | 14128666.78 | 20644338.36 | 34773005.14 | 0 | 23147945.38 | 41830680.95 | 25171.8305 | 21674106.161 | 39167304.2603 | 37729568.0374 | 6077139.2741 | 1.7408 | 1.2148
Other Customer Programs
|  | Net Metering | [5 empty] | 0 |  |  |  |  | 0 | 0 | 0 | 0 | 0
|  | Demand Response Pilot | 18230217 |  |  |  |  | 0 |  |  |  |  | 5100 | 0 |  | 4775.2809 | 0
|  | Other Energy Efficiency Programs Subtotal | [5 empty] | 0 | 0 | 0 | 0 | 0 | 5100 | 0 | 0 | 4775.2809 | 0 | 0 | 0

## Program Costs
Entered | TARIFFID | ORDERNAME | ORDERNUM | Labor | Overhead | Marketing | Employee Expense | Outside Services | Materials | Miscellaneous | DBtC | Revenue | Total | Total -DBTC | Tariff Group
| E250 | Clean Buildings Accelerator {E} | 18230013 | 0 | 0 | 10093.05 | 0 | 113465.87 | 196.91 | 0 | 0 | 0 | 123755.83 | 123755.83 | Energy Efficiency Portfolio Support
| E250 | SMB Virtual Commissioning {E} | 18230015 | 1542.75 | 1365.18 | 0 | 0 | 598203.32 | 0 | 0 | 0 | 0 | 601111.25 | 601111.25 | Energy Efficiency Portfolio Support
| E250 | Commercial Industrial Retrofit {E} | 18230711 | 703966.69 | 924714.84 | 8492.35 | 45601.34 | 49384.45 | 6977.92 | 11047 | 3697942.4 | 0 | 5448126.99 | 1750184.59 | Energy Efficiency Research & Compliance
| E250 | Business Lighting - Grants {E} | 18230724 | 1350718.09 | 1196518.14 | 6939.42 | 28664.48 | 4605.38 | 2692.77 | 6600 | 8884519.55 | 0 | 11481257.83 | 2596738.28 | Business Energy Management
| E250 | Industrial System Optimization {E} | 18231133 | 0 | 0 | 0 | 0 | -5960.04 | 0 | 0 | -36611.67 | 0 | -42571.71 | -5960.04 | Operations and Maintenance
| E250 | Industrial Energy Management {E} | 18231137 | 246143.49 | 217851.36 | 7361.13 | 4105.83 | 114863.68 | 515.47 | 0 | 870818.96 | 0 | 1461659.92 | 590840.96 | Business Energy Management
| E250 | Telecommunications Efficiency {E} | 18239043 | 47534.19 | 41984.35 | 0 | 126.13 | 218084.44 | 43.59 | 0 | 0 | 0 | 307772.7 | 307772.7 | Business Energy Management
| E251 | Commercial Industrial New Construction {E} | 18230715 | 149678.73 | 132583.69 | 223.1 | 28827.79 | 28722.09 | 362.53 | 2400 | 2857521 | 0 | 3200318.93 | 342797.93 | Business Energy Management
| E251 | ESG New Construction {E} | 18231136 | 0 | 0 | 0 | 0 | 0 | 0 | 0 | 0 | 0 | 0 | 0 | Business Energy Management
| E253 | Resource Accounting Software {E} | 18230502 | 0 | 0 | 0 | 0 | 0 | 0 | 0 | 0 | 0 | 0 | 0 | Business Energy Management
| E253 | Commercial Strategic Energy Management {E} | 18230723 | 484211.18 | 371240.83 | 213.08 | 10994.27 | 294227.35 | 3739.44 | 57747.25 | 352831 | 0 | 1575204.4 | 1222373.4 | Business Energy Management
| E253 | Pay for Performance {E} | 18236102 | 19330.88 | 17096.01 | 0 | 93.43 | 7984.38 | 1081.04 | 0 | 261789 | 0 | 307374.74 | 45585.74 | Business Energy Management
| E258 | High Voltage Program 449 {E} | 18230720 | 205939.17 | 0 | 0 | 0 | 25107 | 0 | 0 | 4518993.56 | 0 | 4750039.73 | 231046.17 | Business Energy Management
| E258 | High Voltage Program 40 46 49 {E} | 18230721 | 162085.62 | 0 | 0 | 0 | 23112 | 0 | 0 | 2538766.34 | 0 | 2723963.96 | 185197.62 | Business Energy Management
| E262 | Lodging Rebates {E} | 18230014 | 46411.21 | 41029.4 | 9081.04 | 0 | 163.35 | 0 | 0 | 1556076.52 | 0 | 1652761.52 | 96685 | Business Energy Management
| E262 | Commercial Midstream HVAC and Water Heat {E} | 18230524 | 27686.63 | 24529.04 | 0 | 52.08 | 43469.39 | 0 | 0 | 495804.07 | 0 | 591541.21 | 95737.14 | Business Energy Management
| E262 | Lighting to Go {E} | 18230714 | 80865.15 | 71675.57 | 5757.36 | 239.35 | 210905.57 | 196.91 | 0 | 2526872.29 | 0 | 2896512.2 | 369639.91 | Business Energy Management
| E262 | Commercial Foodservice {E} | 18230716 | 25133.54 | 22276.11 | 3459.38 | 293.88 | 63671.7 | 10.1 | 0 | 394601.94 | 0 | 509446.65 | 114844.71 | Pilots
| E262 | Commercial HVAC Rebates {E} | 18230718 | 45247.24 | 40163.95 | 6785.9 | 596.4 | 166.64 | 55.14 | 0 | 139882.81 | 0 | 232898.08 | 93015.27 | Pilots
| E262 | Small Business Direct Install {E} | 18231134 | 102732.47 | 91091.37 | 5190.1 | 309.6 | 1109550.66 | 1011.89 | 16231.5 | 6566414.93 | 0 | 7892532.52 | 1326117.59 | Business Energy Management
| n/a E501 | Data and Systems Services {E} | 18230745 | 392967.84 | 348145.37 | 0 | 1306.48 | 234900 | 0 | 0 | 0 | 0 | 977319.69 | 977319.69 | Business Energy Management
| n/a E502 | Rebates Processing {E} | 18230507 | 355641.32 | 315083.73 | 0 | 229.74 | 166070 | 726.55 | 0 | 15 | 0 | 837766.34 | 837751.34 | Energy Efficiency Research & Compliance
| n/a E503 | EES Verification {E} | 18230418 | 292964.79 | 259609.42 | 0 | 126.92 | 0 | 233.32 | 0 | 0 | 0 | 552934.45 | 552934.45 | Energy Efficiency Research & Compliance
| n/a E504 | Programs Support {E} | 18230810 | 262101.44 | 159649.23 | 0 | 564.68 | 76706.16 | 1078.47 | 0 | 0 | 0 | 500099.98 | 500099.98 | Energy Efficiency Portfolio Support
| n/a E505 | Trade Ally Memberships {E} | 18230730 | 0 | 0 | 0 | 0 | 138249.38 | 0 | 95684 | 0 | 0 | 233933.38 | 233933.38 | Energy Efficiency Portfolio Support
| n/a E506 | Trade Ally Network {E} | 18230746 | 43488.08 | 38500.47 | 20055.58 | 60.76 | 37500 | 49.06 | 0 | 0 | -238719.21 | -99065.26 | -99065.26 | Energy Efficiency Portfolio Support
| n/a E507 | Automated Benchmarking System {E} | 18230411 | 456579.92 | 404969.69 | 0 | 0 | 2455452.83 | 28033.95 | -634.6 | 0 | 0 | 3344401.79 | 3344401.79 | Energy Efficiency Portfolio Support
| n/a E508 | Energy Advisors {E} | 18230610 | 560359.73 | 493331.89 | 0 | 2481.49 | 1039.1 | 4852.26 | 0 | 0 | 0 | 1062064.47 | 1062064.47 | Energy Efficiency Portfolio Support
| n/a E509 | Energy Efficient Communities {E} | 18230811 | 423779.15 | 375210.15 | 1468.27 | 8200.71 | 75438.49 | 4403.34 | 15861.4 | 59.5 | 0 | 904421.01 | 904361.51 | Energy Efficiency Portfolio Support
| n/a E510 | Digital Experience {E} | 18230400 | 30470.74 | 26992.67 | 0 | 0 | 0 | 0 | 0 | 0 | 0 | 57463.41 | 57463.41 | Energy Efficiency Portfolio Support
| n/a E510 | Customer Digital Experience {E} | 18230408 | 18795.24 | 16643.4 | 0 | 0 | 439134.17 | 0 | 0 | 0 | 0 | 474572.81 | 474572.81 | Energy Efficiency Portfolio Support
| n/a E510 | Customer Awareness Tools {E} | 18230508 | 36967.45 | 32740.37 | 0 | 6.25 | 680859.32 | 0 | 0 | 0 | 0 | 750573.39 | 750573.39 | Energy Efficiency Portfolio Support
| n/a E510 | PSE Marketplace {E} | 18230509 | 58073.05 | 51379.26 | 96541.8 | 22.21 | 8580 | 0 | 0 | 68.25 | 0 | 214664.57 | 214596.32 | Energy Efficiency Portfolio Support
| n/a E511 | Market Integration {E} | 18230466 | 216396.01 | 191703.54 | 823031.69 | 0 | 41826.88 | 30898.02 | 0 | 0 | 0 | 1303856.14 | 1303856.14 | Energy Efficiency Portfolio Support
| n/a E512 | Events {E} | 18230487 | 243756.69 | 215996.61 | 8180.01 | 3152.54 | 128048.48 | 21257.33 | 903.8 | 0 | 0 | 621295.46 | 621295.46 | Energy Efficiency Portfolio Support
| n/a E61 | Conservation Supply Curves {E} | 18230809 | 90940.5 | 80547.04 | 0 | 0 | 501910.98 | 0 | 0 | 0 | 0 | 673398.52 | 673398.52 | Energy Efficiency Portfolio Support
| n/a E62 | Strategic Planning {E} | 18230469 | 246407.92 | 218312.91 | 0 | 7028.48 | 0 | 349.77 | 0 | 0 | 0 | 472099.08 | 472099.08 | Energy Efficiency Portfolio Support
| n/a E63 | Market Research {E} | 18230413 | 85378.01 | 75656.82 | 0 | 0 | 0 | 0 | 0 | 0 | 0 | 161034.83 | 161034.83 | Business Energy Management
| n/a E64 | Program Evaluation {E} | 18230802 | 168222.53 | 149018.65 | 0 | 3569.63 | 893004.17 | 110.29 | 312417 | 0 | 0 | 1526342.27 | 1526342.27 | Energy Efficiency Portfolio Support
| n/a E65 | Biennial Conservation Acquisition Review {E} | 18230624 | 0 | 0 | 0 | 0 | 64162 | 0 | 0 | 0 | 0 | 64162 | 64162 | Energy Efficiency Portfolio Support
| E150 | Net Metering {E} | 18230128 | 376647.57 | 330377.03 | 0 | 1562.92 | 0 | 214513.65 | 2723347.82 | 0 | 0 | 3646448.99 | 3646448.99 | Regional Efficiency Programs
| E249A | Targeted Demand Response {E} | 18230133 | 0 | 0 | 0 | 0 | 5107.63 | 38535 | 0 | 3675 | 0 | 47317.63 | 43642.63 | Operations and Maintenance
| E271 | Targeted Demand Response Admin {E} | 18230753 |  |  |  |  | 13317.9 |  |  |  |  | 13317.9 | 13317.9 | Business Energy Management
| E249C | Commercial Pay for Performance Pilot {E} | 18230140 | 0 | 0 | 550 | 572.1 | 0 | 330.62 | 0 | 0 | 0 | 1452.72 | 1452.72 | Business Energy Management
| E249C | SMB Virtual Commissioning Pilot {E} | 18231128 | 545.71 | 468.77 | 0 | 0 | 0 | 0 | 0 | 0 | 0 | 1014.48 | 1014.48 | Residential Energy Management
| E249R | Hybrid Heating Pilot {E} | 18230526 | 0 | 0 | 0 | 0 | 0 | 0 | 0 | 0 | 0 | 0 | 0 | Residential Energy Management
| E249R | Home Energy Display Pilot {E} | 18230749 | 36977 | 32725.42 | 0 | 6.25 | 56135.3 | 0 | 0 | 121819.79 | 0 | 247663.76 | 125843.97 | Residential Energy Management
| E249R | Retail Choice {E} | 18230750 | 36438.63 | 32269.87 | 0 | 0 | 93750 | 0 | 0 | 0 | 0 | 162458.5 | 162458.5 | Residential Energy Management
| E219 | Targeted DSM {E} | 18230134 | 85849.74 | 76038.52 | 2121.51 | 1342.81 | 77672.49 | 102.65 | 0 | 0 | 0 | 243127.72 | 243127.72 | Business Energy Management
| E254 | NW Energy Efficiency Alliance {E} | 18230421 | 0 | 0 | 0 | 0 | 1072519.41 | 0 | 0 | 3203533.79 | 0 | 4276053.2 | 1072519.41 | Business Energy Management
| E292 | Generation Transmission and Distribution {E} | 18230713 | 0 | 0 | 0 | 0 | 0 | 0 | 0 | 0 | 0 | 0 | 0 | Business Energy Management
| E201 | Low Income Weatherization {E} | 18230611 | 136016.84 | 120419.55 | 18573.56 | 233.33 | 2829.88 | 0 | 0 | 4408551.68 | 0 | 4686624.84 | 278073.16 | Business Energy Management
| E214 | Smart Thermostats {E} | 18230023 | 70807.39 | 62700.22 | 34733.03 | 141.22 | 121764.44 | 733.37 | 0 | 707612.22 | 0 | 998491.89 | 290879.67 | Below the Line
| E214 | Residential Midstream HVAC and Water Heat {E} | 18230162 | 48207.83 | 42648.77 | 0 | 979.13 | 1115317.01 | 15.93 | 546.25 | 7136469.67 | 0 | 8344184.59 | 1207714.92 | Operations and Maintenance
| E214 | Home Appliances {E} | 18230434 | 63105.78 | 55936.8 | 45778.87 | 211.6 | 77208.93 | 0 | 0 | 306033.41 | 0 | 548275.39 | 242241.98 | Business Energy Management
| E214 | Residential Showerheads {E} | 18230435 | 1876.9 | 1687.32 | 0 | 0 | 0 | 0 | 0 | -233.25 | 0 | 3330.97 | 3564.22 | Business Energy Management
| E214 | Residential Lighting {E} | 18230440 | 57480.67 | 50924.12 | 79254.51 | 330.36 | 69219.18 | 82.09 | 0 | 892065 | 0 | 1149355.93 | 257290.93 | Residential Energy Management
| E214 | Home Energy Reports {E} | 18230461 | 61108.61 | 54135.67 | 0 | 44.03 | 731082.53 | 0 | 0 | 731082.58 | 0 | 1577453.42 | 846370.84 | Residential Energy Management
| E214 | SF Existing Water Heat {E} | 18230626 | 83944.78 | 74354.32 | 112435.8 | 255.81 | 38044.35 | 68.94 | 0 | 396671.27 | 0 | 705775.27 | 309104 | Below the Line
| E214 | SF Existing Weatherization {E} | 18230627 | 61788.86 | 54584.01 | 118660.1 | 293.26 | 4.94 | 115.76 | 0 | 941150.6 | 0 | 1176597.53 | 235446.93 | Residential Energy Management
| E214 | SF Existing Space Heat {E} | 18230628 | 64343.04 | 57038.78 | 209975.7 | 227.56 | 8847.73 | 0 | 0 | 3502864.65 | 0 | 3843297.46 | 340432.81 | Energy Efficiency Portfolio Support
| E214 | Efficiency Boost {E} | 18230751 | 22715.28 | 20132.34 | 22933.08 | 0 | 1867 | 0 | 0 | 0 | 0 | 67647.7 | 67647.7 | Energy Efficiency Portfolio Support
| E215 | Manufactured Home New Construction {E} | 18230071 | 20360.58 | 18032.68 | 4086.15 | 10.84 | 13102.37 | 0 | 0 | 109448.08 | 0 | 165040.7 | 55592.62 | Energy Efficiency Research & Compliance
| E215 | Single Family New Construction {E} | 18230405 | 33926.49 | 30042.72 | 9428.88 | 931.21 | 3479.85 | 726.07 | 4500 | 56118.71 | 0 | 139153.93 | 83035.22 | Energy Efficiency Research & Compliance
| E217 | Multi Family Retrofit {E} | 18230407 | 134496.93 | 119131.26 | 38782.86 | 1513.2 | 751745.01 | 1275.37 | 1439.25 | 4286145.32 | 0 | 5334529.2 | 1048383.88 | Residential Energy Management
| E217 | State Grants {E} | 18230747 | 0 | 0 | 0 | 0 | 0 | 0 | 0 | 0 | 0 | 0 | 0 | Residential Energy Management
| E218 | Multi Family New Construction {E} | 18230486 | 61134.74 | 54156.1 | 10678.48 | 473.08 | 289567.11 | 0 | 2000 | 1013612.6 | 0 | 1431622.11 | 418009.51 | Residential Energy Management
| G250 | Clean Buildings Accelerator {G} | 18230220 | 0 | 0 | 39.8 | 0 | 112687.5 | 0 | 0 | 0 | 0 | 112727.3 | 112727.3 | Residential Energy Management
| G250 | SMB Virtual Commissioning {G} | 18230223 | 0 | 0 | 0 | 0 | 0 | 0 | 0 | 0 | 0 | 0 | 0 | Residential Energy Management
| G250 | Commercial Industrial Retrofit {G} | 18230731 | 317360.91 | 278370.96 | 818.37 | 4902.43 | 7066.11 | 1099.65 | 4538 | 4312323 | 0 | 4926479.43 | 614156.43 | Residential Energy Management
| G250 | Industrial Energy Management {G} | 18231037 | 1259.76 | 1110.5 | 0 | 0 | 3132.72 | 0 | 0 | 60594.51 | 0 | 66097.49 | 5502.98 | Regional Efficiency Programs
| G251 | Commercial Industrial New Construction {G} | 18230706 | 22506.18 | 19925.18 | 95.4 | 11778.82 | 12080.22 | 153.78 | 1200 | 206348 | 0 | 274087.58 | 67739.58 | Other Customer Programs
| G253 | Commercial Strategic Energy Management {G} | 18230691 | 224460.13 | 198890.33 | 31.33 | 5101.13 | 97204.29 | 1802.35 | 16 | 58915 | 0 | 586420.56 | 527505.56 | Regional Efficiency Programs
| G253 | Resource Accounting Software {G} | 18231033 | 0 | 0 | 0 | 0 | 0 | 0 | 0 | 0 | 0 | 0 | 0 | Business Energy Management
| G253 | Pay for Performance {G} | 18231039 | 4832.03 | 4292.3 | 0 | 0 | 0 | 0 | 0 | 35470 | 0 | 44594.33 | 9124.33 | Business Energy Management
| G262 | Lodging Rebates {G} | 18230221 | 0 | 0 | 0 | 0 | 0 | 0 | 0 | 0 | 0 | 0 | 0 | Energy Efficiency Research & Compliance
| G262 | Commercial Midstream HVAC and Water Heat {G} | 18230248 | 32799.9 | 29050.41 | 0 | 145 | 414116.8 | 0 | 0 | 1861085.17 | 0 | 2337197.28 | 476112.11 | Energy Efficiency Research & Compliance
| G262 | Lodging Direct Install {G} | 18230250 | 0 | 0 | 0 | 0 | 0 | 0 | 0 | 0 | 0 | 0 | 0 | Energy Efficiency Portfolio Support
| G262 | Small Business Direct Install {G} | 18231022 | 0 | 0 | 38.87 | 0 | 544.45 | 0 | 0 | 26761.98 | 0 | 27345.3 | 583.32 | Energy Efficiency Portfolio Support
| G262 | Commercial Foodservice {G} | 18231027 | 94894.08 | 84060.74 | 27690 | 2846.66 | 103025.78 | 143 | 0 | 815688.98 | 0 | 1128349.24 | 312660.26 | Energy Efficiency Portfolio Support
| G262 | Commercial HVAC Rebates {G} | 18231029 | 20649.66 | 18311.38 | 0 | 0 | 163.35 | 0 | 0 | 0 | 0 | 39124.39 | 39124.39 | Energy Efficiency Portfolio Support
| n/a G501 | Data and Systems Services {G} | 18231005 | 58714.32 | 52017.28 | 0 | 191.5 | 35100 | 0 | 0 | 0 | 0 | 146023.1 | 146023.1 | Energy Efficiency Portfolio Support
| n/a G502 | Rebates Processing {G} | 18230659 | 28566.05 | 25366.97 | 0 | 0 | 1170 | 0 | 0 | 0 | 0 | 55103.02 | 55103.02 | Energy Efficiency Portfolio Support
| n/a G503 | EES Verification {G} | 18230668 | 26374.49 | 23379.96 | 0 | 0 | 775 | 0 | 0 | 0 | 0 | 50529.45 | 50529.45 | Residential Energy Management
| n/a G504 | Programs Support {G} | 18230688 | 39162.34 | 23853.62 | 0 | 118.75 | 11461.84 | 239.71 | 0 | 0 | 0 | 74836.26 | 74836.26 | Residential Energy Management
| n/a G505 | Trade Ally Memberships {G} | 18230698 | 0 | 0 | 0 | 0 | 20657.95 | 0 | 9816.02 | 0 | 0 | 30473.97 | 30473.97 | Residential Energy Management
| n/a G506 | Trade Ally Network {G} | 18231031 | 42557.5 | 37682.48 | 20060.26 | 60.76 | 37500 | 171.71 | 0 | 0 | -215134.47 | -77101.76 | -77101.76 | Business Energy Management
| n/a G507 | Automated Benchmarking System {G} | 18230667 | 202076.23 | 179065.74 | 0 | 0 | 467355.23 | 7008.48 | -158.65 | 0 | 0 | 855347.03 | 855347.03 | Business Energy Management
| n/a G508 | Energy Advisors {G} | 18230704 | 44192.2 | 39137.06 | 0 | 0 | 0 | 0 | 0 | 0 | 0 | 83329.26 | 83329.26 | Pilots
| n/a G509 | Energy Efficient Communities {G} | 18230657 | 64507.13 | 57117.22 | 197.56 | 185.72 | 12999.17 | 1028.81 | 2370.1 | 0 | 0 | 138405.71 | 138405.71 | Pilots
| n/a G510 | PSE Marketplace {G} | 18230662 | 41385.14 | 36597.98 | 53515.36 | 22.21 | 4620 | 0 | 0 | 0 | 0 | 136140.69 | 136140.69 | Residential Energy Management
| n/a G510 | Digital Experience {G} | 18230665 | 30470.74 | 26992.67 | 0 | 0 | 0 | 0 | 0 | 0 | 0 | 57463.41 | 57463.41 | Residential Energy Management
| n/a G510 | Customer Awareness Tools {G} | 18230690 | 20118.42 | 17812.33 | 0 | 0 | 109341.99 | 0 | 0 | 0 | 0 | 147272.74 | 147272.74 | Residential Energy Management
| n/a G510 | Customer Digital Experience {G} | 18230737 | 10264.5 | 9092.21 | 0 | 0 | 56739.38 | 0 | 0 | 0 | 0 | 76096.09 | 76096.09 | Residential Energy Management
| n/a G511 | Market Integration {G} | 18230732 | 32801.79 | 29058.88 | 101474.85 | 0 | 6250 | 4717.15 | 0 | 0 | 0 | 174302.67 | 174302.67 | Residential Energy Management
| n/a G512 | Events {G} | 18230675 | 53740.27 | 47619 | 2109.8 | 598.65 | 19130.3 | 4481.52 | 175.2 | 0 | 0 | 127854.74 | 127854.74 | Residential Energy Management
| n/a G61 | Conservation Supply Curves {G} | 18230703 | 12991.5 | 11506.73 | 0 | 0 | 74998.2 | 0 | 0 | 0 | 0 | 99496.43 | 99496.43 | Pilots
| n/a G62 | Strategic Planning {G} | 18230679 | 37189.65 | 32949.57 | 0 | 1272.85 | 0 | 6.45 | 0 | 0 | 0 | 71418.52 | 71418.52 | Residential Energy Management
| n/a G63 | Market Research {G} | 18230669 | 12966.86 | 11490.47 | 0 | 0 | 0 | 0 | 0 | 0 | 0 | 24457.33 | 24457.33 | Residential Energy Management
| n/a G64 | Program Evaluation {G} | 18230699 | 24793.76 | 21963.39 | 0 | 667.26 | 133437.42 | 0 | 46683 | 0 | 0 | 227544.83 | 227544.83 | Business Energy Management
| G249A | Targeted Demand Response {G} | 18230217 | 0 | 0 | 0 | 0 | 0 | 0 | 0 | 5100 | 0 | 5100 | 0 | Business Energy Management
| G249C | Commercial Pay for Performance Pilot {G} | 18230640 | 0 | 0 | 0 | 0 | 0 | 0 | 0 | 0 | 0 | 0 | 0 | Residential Energy Management
| G249C | SMB Virtual Commissioning Pilot {G} | 18231038 | 81.51 | 70.01 | 0 | 0 | 0 | 0 | 0 | 0 | 0 | 151.52 | 151.52 | Residential Energy Management
| G249R | Hybrid Heating Pilot {G} | 18230222 | 0 | 0 | 0 | 0 | 0 | 0 | 0 | 0 | 0 | 0 | 0 | Pilots
| G249R | Retail Choice {G} | 18230256 | 0 | 0 | 0 | 0 | 0 | 0 | 0 | 0 | 0 | 0 | 0 | Pilots
| G219 | Targeted DSM {G} | 18230218 | 42561.1 | 37695.94 | 1648.45 | 1145.96 | 28670.06 | 102.6 | 0 | 0 | 0 | 111824.11 | 111824.11 | Residential Energy Management
| xG254 | NEEA Gas Market Transformation {G} | 18230660 | 288.7 | 259.53 | 0 | 0 | 329869.06 | 0 | 0 | 769694.44 | 0 | 1100111.73 | 330417.29 | Energy Efficiency Research & Compliance
| G201 | Low Income Weatherization {G} | 18230661 | 36578.97 | 32395.74 | 1985.5 | 47.03 | 707.06 | 0 | 0 | 1282467.5 | 0 | 1354181.8 | 71714.3 | Energy Efficiency Research & Compliance
| G214 | Residential Midstream HVAC and Water Heat {G} | 18230161 | 0 | 0 | 0 | 0 | 0 | 0 | 0 | 0 | 0 | 0 | 0 | Other Customer Programs
| G214 | SF Existing Water Heat {G} | 18230249 | 39053.09 | 34595 | 35910.89 | 3.43 | 0 | 0 | 0 | 255300 | 0 | 364862.41 | 109562.41 | Other Customer Programs
| G214 | Efficiency Boost {G} | 18230254 | 25936.75 | 22984.36 | 10612.07 | 0 | 786.75 | 0 | 0 | 0 | 0 | 60319.93 | 60319.93 | Regional Efficiency Programs
| G214 | SF Existing Weatherization {G} | 18230637 | 72830.44 | 64355.7 | 42514.69 | 61.69 | 1.64 | 115.75 | 0 | 2428509.48 | 0 | 2608389.39 | 179879.91 | Regional Efficiency Programs
| G214 | SF Existing Space Heat {G} | 18230638 | 44050.57 | 39029.76 | 205784.05 | 378.1 | 0 | 0 | 0 | 3054600 | 0 | 3343842.48 | 289242.48 | Energy Efficiency Portfolio Support
| G214 | Smart Thermostats {G} | 18230687 | 71847.89 | 63631.86 | 79238.8 | 219.56 | 168602.51 | 0 | 16738.53 | 1156208.98 | 0 | 1556488.13 | 400279.15 | Energy Efficiency Portfolio Support
| G214 | Residential Showerheads {G} | 18230700 | 684.3 | 615.19 | 0 | 0 | 0 | 0 | -16738.53 | 16469.28 | 0 | 1030.24 | -15439.04 | Energy Efficiency Portfolio Support
| G214 | Home Energy Reports {G} | 18230738 | 28034.82 | 24832.61 | 0 | 44.03 | 662516 | 0 | 0 | 662516 | 0 | 1377943.46 | 715427.46 | Energy Efficiency Portfolio Support
| G215 | Single Family New Construction {G} | 18230684 | 9539.2 | 8448.6 | 0 | 5.4 | 180 | 0 | 4000 | 26500 | 0 | 48673.2 | 22173.2 | Residential Energy Management
| G215 | Manufactured Home New Construction {G} | 18230752 | 11180.73 | 9898.04 | 0 | 5.4 | 0 | 0 | 0 | 1000 | 0 | 22084.17 | 21084.17 | Residential Energy Management
| G217 | Multi Family Retrofit {G} | 18230736 | 27756.71 | 24622.14 | 2609.35 | 125.36 | 23653.34 | 62.4 | 104.5 | 245517.75 | 0 | 324451.55 | 78933.8 | Residential Energy Management
| G218 | Multi Family New Construction {G} | 18230673 | 21349.95 | 18913.17 | 5724.55 | 50.18 | 41551.82 | 0 | 2000 | 96767 | 0 | 186356.67 | 89589.67 | Residential Energy Management
| BTL | Low Income Weatherization {SH} | 42650195 | 0 | 0 | 0 | 0 | 0 | 0 | 0 | 381790.12 | 0 | 381790.12 | 0 | Below the Line
| BTL | LIW Macquarie {SH} | 42650207 | 0 | 0 | 0 | 0 | 0 | 0 | 0 | 448107.8 | 0 | 448107.8 | 0 | Below the Line
| BTL | LIW Microsoft Settlement {SH} | 42651700 | 0 | 0 | 0 | 0 | 300000 | 0 | 0 | 0 | 0 | 300000 | 300000 | Below the Line

## E201 LIW {E}
Rtn to Summary |  | Order Number | Program Name | Discount Rate: | 6.8% | [9 empty] | Paste in incentives but use DBtC for Total
| Program: | 18230611 | Low Income Weatherization {E}
| paste |  |  | paste | paste | paste | paste | paste | paste | paste | paste | paste | paste | Paste | paste | paste | paste | paste | Formula: G + H | Formula: (O/A10)*T | Formula: N - M | Formula: O/A10 | Formula: W*A8 | Formula: Q - P | Formula: X + DBtC | Formula: Q + X | Formula: Z/(1+ElecDiscountRate)^1 | Formula: AA/(1+ElecDiscountRate)^1 | Formula: -PV (ElecDiscount Rate,T,R)*J | Formula: - PV (ElecDiscount Rate, T, S)*J |  | AF*J*K |  | AH*J*L | AG + AI |  | AG +AI -AK | formula: Logic to lookup from AC tables and adjust by savings and quantity | Formula: Utility Savings (AM)*1.1+AD+AE | formula: AM/AB | formula: AN/AC
| Sch. No. | Order Number | Program Name | Measure Version | Measure Name | First Period Measure Life | Second period Measure Life | Electric End-Use Type | Number of units offered | Savings per Unit Period 1 | Savngs per Unit Period 2 | Incentives Per Unit | Incremental Measure Cost per Unit | Total First Year Savings | Total Incentive | Total Incremental Measure Cost | Unit First Year Non-Energy Benefits | Unit Annual Net Equipment O&M | Total Measure Life | Weighted Life | Agency or Customer Cost per Unit | Percent Unit overhead | Program Overhead Cost | Total Customer Cost | Total Utility Program Costs | Total Resource Cost | PV Total Utility Program Costs | PV Total Resource Costs | PV Total Non-Energy Benefits | PV Total Net Equipment O&M | Unit PV First period Savings for 1 kWh | Total First Period Savings | Unit PV Savings for Second Period for 1 kWh | Total Second period Savings | Unadjusted Total | Decrement | Final UC Total Savings | PV Total Savings UC | PV Total Savings TRC | UC B/C Ratio | TRC B/C Ratio
DBTC: | E201 | 18230611 | Low Income Weatherization {E} | - | Shareholder | [9 empty] | 829897 |  |  | 0 | 0 | 0 | 0 | 0% | 0 | -829897 | 0 | 0 | 0 | 0 | #VALUE! | 0 | #N/A | #N/A | #N/A | #N/A | #N/A | #N/A | #N/A | 0 | #VALUE! | 0 | #VALUE!
4408551.68 | E201 | 18230611 | Low Income Weatherization {E} | 10278-1 | LIW: Safety Test - Combustion - MH - TE |  |  |  | 1 | 0 |  | 0 | 0 | 0 | 301.95 | 301.95 |  |  | 0 | 0 | 0 | 0% | 0 | 0 | 0 | 301.95 | 0 | 282.7247 | 0 | 0 | #N/A | #N/A | #N/A | #N/A | #N/A | #N/A | #N/A | 0 | 0 | 0 | 0
Program Costs: | E201 | 18230611 | Low Income Weatherization {E} | 10279-1 | LIW: Safety Test - Combustion - SF - SH |  |  |  | 6 | 0 |  | 0 | 0 | 0 | 0 | 0 | 0 | 0 | 0 | 0 | 0 | 0% | 0 | 0 | 0 | 0 | 0 | 0 | 0 | 0 | #N/A | #N/A | #N/A | #N/A | #N/A | #N/A | #N/A | 0 | 0 | 0 | #DIV/0!
278073.16 | E201 | 18230611 | Low Income Weatherization {E} | 10280-1 | LIW: Safety Test - Combustion - SF - TE |  |  |  | 2 | 0 |  | 0 | 0 | 0 | 604.17 | 604.17 |  |  | 0 | 0 | 0 | 0% | 0 | 0 | 0 | 604.17 | 0 | 565.7022 | 0 | 0 | #N/A | #N/A | #N/A | #N/A | #N/A | #N/A | #N/A | 0 | 0 | 0 | 0
Total Savings (kWh): | E201 | 18230611 | Low Income Weatherization {E} | 10282-2 | LIW: Sealing - Air - Package - MF - TE | 45 |  | MF Space Heat | 150 | 764 |  | 0 | 0 | 114600 | 0 | 0 | 0 | 0 | 45 | 3.7582 | 0 | 8.352% | 23223.6874 | 0 | 391410.3408 | 23223.6874 | 366489.0831 | 21745.0257 | 0 | 0 | 2.9503 | 338099.8234 | 2.9503 | 0 | 338099.8234 | 0 | 338099.8234 | 338099.8234 | 371909.8057 | 0.92254 | 17.1032
1372184.51 | E201 | 18230611 | Low Income Weatherization {E} | 10305-1 | LIW: Carbon Monoxide Detector - MH - TE |  |  |  | 18 | 0 |  | 0 | 0 | 0 | 2012.47 | 2012.47 |  |  | 0 | 0 | 0 | 0% | 0 | 0 | 0 | 2012.47 | 0 | 1884.3352 | 0 | 0 | #N/A | #N/A | #N/A | #N/A | #N/A | #N/A | #N/A | 0 | 0 | 0 | 0
Total Incentives: | E201 | 18230611 | Low Income Weatherization {E} | 10306-1 | LIW: Carbon Monoxide Detector - SF - SH |  |  |  | 4 | 0 |  | 0 | 0 | 0 | 0 | 0 | 0 | 0 | 0 | 0 | 0 | 0% | 0 | 0 | 0 | 0 | 0 | 0 | 0 | 0 | #N/A | #N/A | #N/A | #N/A | #N/A | #N/A | #N/A | 0 | 0 | 0 | #DIV/0!
4408551.68 | E201 | 18230611 | Low Income Weatherization {E} | 10307-1 | LIW: Carbon Monoxide Detector - SF - TE |  |  |  | 16 | 0 |  | 0 | 0 | 0 | 1642.48 | 1642.48 |  |  | 0 | 0 | 0 | 0% | 0 | 0 | 0 | 1642.48 | 0 | 1537.9026 | 0 | 0 | #N/A | #N/A | #N/A | #N/A | #N/A | #N/A | #N/A | 0 | 0 | 0 | 0
Total Customer Costs: | E201 | 18230611 | Low Income Weatherization {E} | 10311-1 | LIW: Smoke Detector - MH - TE |  |  |  | 7 | 0 |  | 0 | 0 | 0 | 526.82 | 526.82 |  |  | 0 | 0 | 0 | 0% | 0 | 0 | 0 | 526.82 | 0 | 493.2772 | 0 | 0 | #N/A | #N/A | #N/A | #N/A | #N/A | #N/A | #N/A | 0 | 0 | 0 | 0
446735.71 | E201 | 18230611 | Low Income Weatherization {E} | 10312-1 | LIW: Smoke Detector - SF - SH |  |  |  | 3 | 0 |  | 0 | 0 | 0 | 0 | 0 | 0 | 0 | 0 | 0 | 0 | 0% | 0 | 0 | 0 | 0 | 0 | 0 | 0 | 0 | #N/A | #N/A | #N/A | #N/A | #N/A | #N/A | #N/A | 0 | 0 | 0 | #DIV/0!
Weighted Avg Life | E201 | 18230611 | Low Income Weatherization {E} | 10313-1 | LIW: Smoke Detector - SF - TE |  |  |  | 3 | 0 |  | 0 | 0 | 0 | 197.69 | 197.69 |  |  | 0 | 0 | 0 | 0% | 0 | 0 | 0 | 197.69 | 0 | 185.103 | 0 | 0 | #N/A | #N/A | #N/A | #N/A | #N/A | #N/A | #N/A | 0 | 0 | 0 | 0
23.4892 | E201 | 18230611 | Low Income Weatherization {E} | 10314-2 | LIW: Sealing - Duct - MH - SH | 0 |  |  | 1 | 0 |  | 0 | 0 | 0 | 0 | 2085.72 | 0 | 0 | 0 | 0 | 0 | 0% | 0 | 2085.72 | 0 | 2085.72 | 0 | 1952.9213 | 0 | 0 | #N/A | #N/A | #N/A | #N/A | #N/A | #N/A | #N/A | 0 | 0 | 0 | 0
Total Utility Cost | E201 | 18230611 | Low Income Weatherization {E} | 10315-6 | LIW: Sealing - Duct - MH - TE | 18 |  | SF Space Heat | 16 | 468 |  | 549 | 549 | 7488 | 13468.13 | 13468.13 | 123.61 | 0 | 18 | 0.098226 | 0 | 0.5457% | 1517.443 | 0 | 25574.8746 | 14985.573 | 23946.5118 | 14031.4354 | 20184.8673 | 0 | 1.5052 | 11270.9955 | 1.5052 | 0 | 11270.9955 | 0 | 11270.9955 | 11270.9955 | 32582.9624 | 0.47067 | 2.3221
4686624.84 | E201 | 18230611 | Low Income Weatherization {E} | 10317-2 | LIW: Sealing - Duct - SF - SH | 0 |  |  | 10 | 0 |  | 0 | 0 | 0 | 0 | 0 | 0 | 0 | 0 | 0 | 0 | 0% | 0 | 0 | 0 | 0 | 0 | 0 | 0 | 0 | #N/A | #N/A | #N/A | #N/A | #N/A | #N/A | #N/A | 0 | 0 | 0 | #DIV/0!
Total Resource Cost | E201 | 18230611 | Low Income Weatherization {E} | 10318-6 | LIW: Sealing - Duct - SF - TE | 20 |  | SF Space Heat | 9 | 1254 |  | 631.5 | 631.5 | 11286 | 10292.8 | 10292.8 | 94.8 | 0 | 20 | 0.1645 | 0 | 0.8225% | 2287.1076 | 0 | 38546.7461 | 12579.9076 | 36092.4589 | 11778.9397 | 9181.0374 | 0 | 1.6315 | 18412.7416 | 1.6315 | 0 | 18412.7416 | 0 | 18412.7416 | 18412.7416 | 29435.0532 | 0.51015 | 2.499
5133360.55 | E201 | 18230611 | Low Income Weatherization {E} | 10320-3 | LIW: Ductless Heat Pump - MH - SH | 0 |  |  | 38 | 0 |  | 0 | 0 | 0 | 0 | 59092.24 | 0 | 0 | 0 | 0 | 0 | 0% | 0 | 59092.24 | 0 | 59092.24 | 0 | 55329.8127 | 0 | 0 | #N/A | #N/A | #N/A | #N/A | #N/A | #N/A | #N/A | 0 | 0 | 0 | 0
UC B/C Ratio | E201 | 18230611 | Low Income Weatherization {E} | 10321-7 | LIW: Ductless Heat Pump - MH - TE | 15 |  | SF Heat Pump | 120 | 2594 |  | 3798.92 | 3798.92 | 311280 | 849287.37 | 849287.37 | 295.58 | 0 | 15 | 3.4027 | 0 | 22.68% | 63080.885 | 0 | 1063160.6534 | 912368.255 | 995468.7766 | 854277.3923 | 327174.9097 | 0 | 1.3072 | 406903.5293 | 1.3072 | 0 | 406903.5293 | 0 | 406903.5293 | 406903.5293 | 774768.792 | 0.40876 | 0.90693
0.54593 | E201 | 18230611 | Low Income Weatherization {E} | 10322-3 | LIW: Ductless Heat Pump - SF - SH |  |  |  | 13 | 0 |  | 0 | 0 | 0 | 0 | 30203.37 | 0 | 0 | 0 | 0 | 0 | 0% | 0 | 30203.37 | 0 | 30203.37 | 0 | 28280.309 | 0 | 0 | #N/A | #N/A | #N/A | #N/A | #N/A | #N/A | #N/A | 0 | 0 | 0 | 0
TRC B/C Ratio | E201 | 18230611 | Low Income Weatherization {E} | 10323-7 | LIW: Ductless Heat Pump - SF - TE | 15 |  | SF Heat Pump | 56 | 1790 |  | 4282.55 | 4282.55 | 100240 | 435285.68 | 435285.68 | 198.35 | 0 | 15 | 1.0958 | 0 | 7.305% | 20313.6337 | 0 | 342364.5075 | 455599.3137 | 320566.0183 | 426591.1177 | 102457.5419 | 0 | 1.3072 | 131033.1849 | 1.3072 | 0 | 131033.1849 | 0 | 131033.1849 | 131033.1849 | 246594.0452 | 0.40876 | 0.57806
0.87957 | E201 | 18230611 | Low Income Weatherization {E} | 10331-1 | LIW: Repair - Furnace - MH - TE |  |  |  | 3 | 0 |  | 0 | 0 | 0 | 1059.76 | 1059.76 |  |  | 0 | 0 | 0 | 0% | 0 | 0 | 0 | 1059.76 | 0 | 992.2846 | 0 | 0 | #N/A | #N/A | #N/A | #N/A | #N/A | #N/A | #N/A | 0 | 0 | 0 | 0
| E201 | 18230611 | Low Income Weatherization {E} | 10332-1 | LIW: Repair - Furnace - SF - SH |  |  |  | 1 | 0 |  | 0 | 0 | 0 | 0 | 0 | 0 | 0 | 0 | 0 | 0 | 0% | 0 | 0 | 0 | 0 | 0 | 0 | 0 | 0 | #N/A | #N/A | #N/A | #N/A | #N/A | #N/A | #N/A | 0 | 0 | 0 | #DIV/0!
| E201 | 18230611 | Low Income Weatherization {E} | 10336-1 | LIW: Furnace - Replacement - MH - SH |  |  |  | 1 | 0 |  | 0 | 0 | 0 | 0 | 0 | 0 | 0 | 0 | 0 | 0 | 0% | 0 | 0 | 0 | 0 | 0 | 0 | 0 | 0 | #N/A | #N/A | #N/A | #N/A | #N/A | #N/A | #N/A | 0 | 0 | 0 | #DIV/0!
| E201 | 18230611 | Low Income Weatherization {E} | 10342-1 | LIW: Furnace - Replacement - Gas - 95pc - SF - SH | 0 |  |  | 11 | 0 |  | 0 | 0 | 0 | 0 | 0 | 0 | 0 | 0 | 0 | 0 | 0% | 0 | 0 | 0 | 0 | 0 | 0 | 0 | 0 | #N/A | #N/A | #N/A | #N/A | #N/A | #N/A | #N/A | 0 | 0 | 0 | #DIV/0!
| E201 | 18230611 | Low Income Weatherization {E} | 10347-1 | LIW: Ground Vapor Barrier - MH - TE |  |  |  | 21 | 0 |  | 0 | 0 | 0 | 10986.5 | 10986.5 |  |  | 0 | 0 | 0 | 0% | 0 | 0 | 0 | 10986.5 | 0 | 10286.985 | 0 | 0 | #N/A | #N/A | #N/A | #N/A | #N/A | #N/A | #N/A | 0 | 0 | 0 | 0
| E201 | 18230611 | Low Income Weatherization {E} | 10348-1 | LIW: Ground Vapor Barrier - SF - SH | 0 |  |  | 7 | 0 |  | 0 | 0 | 0 | 0 | 0 | 0 | 0 | 0 | 0 | 0 | 0% | 0 | 0 | 0 | 0 | 0 | 0 | 0 | 0 | #N/A | #N/A | #N/A | #N/A | #N/A | #N/A | #N/A | 0 | 0 | 0 | #DIV/0!
| E201 | 18230611 | Low Income Weatherization {E} | 10349-1 | LIW: Ground Vapor Barrier - SF - TE |  |  |  | 6 | 0 |  | 0 | 0 | 0 | 2514.94 | 2514.94 |  |  | 0 | 0 | 0 | 0% | 0 | 0 | 0 | 2514.94 | 0 | 2354.8127 | 0 | 0 | #N/A | #N/A | #N/A | #N/A | #N/A | #N/A | #N/A | 0 | 0 | 0 | 0
| E201 | 18230611 | Low Income Weatherization {E} | 10359-1 | LIW: Insulation - Duct - R0 to R11 - SF - SH |  |  |  | 150 | 0 |  | 0 | 0 | 0 | 0 | 0 | 0 | 0 | 0 | 0 | 0 | 0% | 0 | 0 | 0 | 0 | 0 | 0 | 0 | 0 | #N/A | #N/A | #N/A | #N/A | #N/A | #N/A | #N/A | 0 | 0 | 0 | #DIV/0!
| E201 | 18230611 | Low Income Weatherization {E} | 10360-3 | LIW: Insulation - Duct - R0 to R11 - SF - TE | 20 |  | SF Space Heat | 2397 | 4.65 |  | 6.46 | 6.46 | 11146.05 | 19857.68 | 19857.68 | 1.25 | 0 | 20 | 0.16246 | 0 | 0.8123% | 2258.7468 | 0 | 38068.7542 | 22116.4268 | 35644.9009 | 20708.2648 | 32241.7759 | 0 | 1.6315 | 18184.4178 | 1.6315 | 0 | 18184.4178 | 0 | 18184.4178 | 18184.4178 | 52244.6354 | 0.51015 | 2.5229
| E201 | 18230611 | Low Income Weatherization {E} | 10364-2 | LIW: Insulation - Floor - R0 to R19 - SF - SH |  |  |  | 1282 | 0 |  | 0 | 0 | 0 | 0 | 2911.06 | 0 | 0 | 0 | 0 | 0 | 0% | 0 | 2911.06 | 0 | 2911.06 | 0 | 2725.7116 | 0 | 0 | #N/A | #N/A | #N/A | #N/A | #N/A | #N/A | #N/A | 0 | 0 | 0 | 0
| E201 | 18230611 | Low Income Weatherization {E} | 10365-7 | LIW: Insulation - Floor - R0 to R19 - SF - TE | 45 |  | SF Space Heat | 11786 | 0.36 |  | 1.87 | 1.87 | 4242.96 | 37303.79 | 37303.79 | 0.07 | 0 | 45 | 0.13915 | 0 | 0.3092% | 859.8357 | 0 | 14491.6092 | 38163.6257 | 13568.9225 | 35733.732 | 11504.2282 | 0 | 3.2695 | 13872.486 | 3.2695 | 0 | 13872.486 | 0 | 13872.486 | 13872.486 | 26763.9628 | 1.0224 | 0.74898
| E201 | 18230611 | Low Income Weatherization {E} | 10366-2 | LIW: Insulation - Floor - R0 to R22 - MH - SH |  |  |  | 840 | 0 |  | 0 | 0 | 0 | 0 | 5670.35 | 0 | 0 | 0 | 0 | 0 | 0% | 0 | 5670.35 | 0 | 5670.35 | 0 | 5309.3165 | 0 | 0 | #N/A | #N/A | #N/A | #N/A | #N/A | #N/A | #N/A | 0 | 0 | 0 | 0
| E201 | 18230611 | Low Income Weatherization {E} | 10367-6 | LIW: Insulation - Floor - R0 to R22 - MH - TE | 25 |  | SF Space Heat | 76306 | 0.8 |  | 2.37 | 2.37 | 61044.8 | 246202.28 | 246202.28 | 0.17 | 0 | 25 | 1.1122 | 0 | 4.449% | 12370.7273 | 0 | 208495.3401 | 258573.0073 | 195220.3559 | 242109.5574 | 153933.6719 | 0 | 1.9456 | 118766.1381 | 1.9456 | 0 | 118766.1381 | 0 | 118766.1381 | 118766.1381 | 284576.4238 | 0.60837 | 1.1754
| E201 | 18230611 | Low Income Weatherization {E} | 10370-5 | LIW: Insulation - Floor - R0 to R30 - MF - TE | 45 |  | MF Space Heat | 12239 | 1.35 |  | 2.2 | 2.2 | 16522.65 | 35002.11 | 35002.11 | 0.14 | 0 | 45 | 0.54185 | 0 | 1.204% | 3348.3146 | 0 | 56432.2519 | 38350.4246 | 52839.1872 | 35908.6373 | 23892.7964 | 0 | 2.9503 | 48746.1173 | 2.9503 | 0 | 48746.1173 | 0 | 48746.1173 | 48746.1173 | 77513.5255 | 0.92254 | 2.1586
| E201 | 18230611 | Low Income Weatherization {E} | 10372-1 | LIW: Insulation - Floor - R0 to R30 - MH - SH |  |  |  | 594 | 0 |  | 0 | 0 | 0 | 0 | 1963.72 | 0 | 0 | 0 | 0 | 0 | 0% | 0 | 1963.72 | 0 | 1963.72 | 0 | 1838.6891 | 0 | 0 | #N/A | #N/A | #N/A | #N/A | #N/A | #N/A | #N/A | 0 | 0 | 0 | 0
| E201 | 18230611 | Low Income Weatherization {E} | 10373-4 | LIW: Insulation - Floor - R0 to R30 - MH - TE | 25 |  | SF Space Heat | 29424 | 0.52 |  | 2.7 | 2.7 | 15300.48 | 109447.68 | 109447.68 | 0.11 | 0 | 25 | 0.27876 | 0 | 1.115% | 3100.6419 | 0 | 52257.9938 | 112548.3219 | 48930.7058 | 105382.3239 | 38407.8871 | 0 | 1.9456 | 29767.956 | 1.9456 | 0 | 29767.956 | 0 | 29767.956 | 29767.956 | 71152.6387 | 0.60837 | 0.67519
| E201 | 18230611 | Low Income Weatherization {E} | 10375-2 | LIW: Insulation - Floor - R0 to R30 - SF - SH | 0 |  |  | 13520 | 0 |  | 0 | 0 | 0 | 0 | 1131.58 | 0 | 0 | 0 | 0 | 0 | 0% | 0 | 1131.58 | 0 | 1131.58 | 0 | 1059.5318 | 0 | 0 | #N/A | #N/A | #N/A | #N/A | #N/A | #N/A | #N/A | 0 | 0 | 0 | 0
| E201 | 18230611 | Low Income Weatherization {E} | 10376-7 | LIW: Insulation - Floor - R0 to R30 - SF - TE | 45 |  | SF Space Heat | 29444 | 0.4 |  | 2.2 | 2.2 | 11777.6 | 86786.01 | 86786.01 | 0 | 0 | 45 | 0.38624 | 0 | 0.8583% | 2386.7304 | 0 | 40225.7804 | 89172.7404 | 37664.5884 | 83495.0753 | 0 | 0 | 3.2695 | 38507.2193 | 3.2695 | 0 | 38507.2193 | 0 | 38507.2193 | 38507.2193 | 42357.9412 | 1.0224 | 0.50731
| E201 | 18230611 | Low Income Weatherization {E} | 10379-6 | LIW: Insulation - Floor - R11 to R22 - MH - TE | 25 |  | SF Space Heat | 6270 | 0.37 |  | 1.84 | 1.84 | 2319.9 | 14997.84 | 14997.84 | 0.15 | 0 | 25 | 0.042267 | 0 | 0.1691% | 470.1277 | 0 | 7923.4978 | 15467.9677 | 7419.0054 | 14483.1158 | 11160.53 | 0 | 1.9456 | 4513.4977 | 1.9456 | 0 | 4513.4977 | 0 | 4513.4977 | 4513.4977 | 16125.3775 | 0.60837 | 1.1134
| E201 | 18230611 | Low Income Weatherization {E} | 10381-5 | LIW: Insulation - Floor - R11 to R30 - MF - TE | 45 |  | MF Space Heat | 1824 | 0.77 |  | 1.13 | 1.13 | 1404.48 | 2679.46 | 2679.46 | 0.14 | 0 | 45 | 0.046059 | 0 | 0.1024% | 284.6178 | 0 | 4796.9284 | 2964.0778 | 4491.506 | 2775.3538 | 3560.7861 | 0 | 2.9503 | 4143.5815 | 2.9503 | 0 | 4143.5815 | 0 | 4143.5815 | 4143.5815 | 8118.7257 | 0.92254 | 2.9253
| E201 | 18230611 | Low Income Weatherization {E} | 10384-1 | LIW: Insulation - Wall - R0 to R11 - MF - SH |  |  |  | 16607 | 0 |  | 0 | 0 | 0 | 0 | 0 | 0 | 0 | 0 | 0 | 0 | 0% | 0 | 0 | 0 | 0 | 0 | 0 | 0 | 0 | #N/A | #N/A | #N/A | #N/A | #N/A | #N/A | #N/A | 0 | 0 | 0 | #DIV/0!
| E201 | 18230611 | Low Income Weatherization {E} | 10385-5 | LIW: Insulation - Wall - R0 to R11 - MF - TE | 45 |  | MF Space Heat | 344 | 2.05 |  | 2.75 | 2.75 | 705.2 | 1229.8 | 1229.8 | 0.21 | 0 | 45 | 0.023127 | 0 | 0.05139% | 142.9088 | 0 | 2408.5739 | 1372.7088 | 2255.219 | 1285.3078 | 1007.3276 | 0 | 2.9503 | 2080.5235 | 2.9503 | 0 | 2080.5235 | 0 | 2080.5235 | 2080.5235 | 3295.9035 | 0.92254 | 2.5643
| E201 | 18230611 | Low Income Weatherization {E} | 10388-4 | LIW: Insulation - Wall - R0 to R11 - MH - TE | 25 |  | SF Space Heat | 200 | 4.58 |  | 2.75 | 2.75 | 916 | 715 | 715 | 4.81 | 0 | 25 | 0.016689 | 0 | 0.06675% | 185.6274 | 0 | 3128.5504 | 900.6274 | 2929.3543 | 843.2841 | 11415.6617 | 0 | 1.9456 | 1782.1302 | 1.9456 | 0 | 1782.1302 | 0 | 1782.1302 | 1782.1302 | 13376.005 | 0.60837 | 15.8618
| E201 | 18230611 | Low Income Weatherization {E} | 10390-3 | LIW: Insulation - Wall - R0 to R11 - SF - SH |  |  |  | 13364 | 0 |  | 0 | 0 | 0 | 0 | 3857.64 | 0 | 0 | 0 | 0 | 0 | 0% | 0 | 3857.64 | 0 | 3857.64 | 0 | 3612.0225 | 0 | 0 | #N/A | #N/A | #N/A | #N/A | #N/A | #N/A | #N/A | 0 | 0 | 0 | 0
| E201 | 18230611 | Low Income Weatherization {E} | 10391-7 | LIW: Insulation - Wall - R0 to R11 - SF - TE | 45 |  | SF Space Heat | 8131 | 0.83 |  | 2.75 | 2.75 | 6748.73 | 35845.97 | 35845.97 | 0.13 | 0 | 45 | 0.22132 | 0 | 0.4918% | 1367.63 | 0 | 23049.9364 | 37213.6 | 21582.3374 | 34844.1947 | 14739.4177 | 0 | 3.2695 | 22065.1768 | 3.2695 | 0 | 22065.1768 | 0 | 22065.1768 | 22065.1768 | 39011.1121 | 1.0224 | 1.1196
| E201 | 18230611 | Low Income Weatherization {E} | 10399-2 | LIW: Insulation - Attic - R0 to R30 - MH - SH |  |  |  | 2985 | 0 |  | 0 | 0 | 0 | 0 | 3246.08 | 0 | 0 | 0 | 0 | 0 | 0% | 0 | 3246.08 | 0 | 3246.08 | 0 | 3039.4007 | 0 | 0 | #N/A | #N/A | #N/A | #N/A | #N/A | #N/A | #N/A | 0 | 0 | 0 | 0
| E201 | 18230611 | Low Income Weatherization {E} | 10400-6 | LIW: Insulation - Attic - R0 to R30 - MH - TE | 25 |  | SF Space Heat | 31128 | 0.93 |  | 2.03 | 2.03 | 28949.04 | 83546.95 | 83546.95 | 0.29 | 0 | 25 | 0.52743 | 0 | 2.11% | 5866.5223 | 0 | 98873.9408 | 89413.4723 | 92578.5962 | 83720.4797 | 107121.1522 | 0 | 1.9456 | 56322.0075 | 1.9456 | 0 | 56322.0075 | 0 | 56322.0075 | 56322.0075 | 169075.3604 | 0.60837 | 2.0195
| E201 | 18230611 | Low Income Weatherization {E} | 10405-2 | LIW: Insulation - Attic - R0 to R38 - SF - SH |  |  |  | 2089 | 0 |  | 0 | 0 | 0 | 0 | 0 | 0 | 0 | 0 | 0 | 0 | 0% | 0 | 0 | 0 | 0 | 0 | 0 | 0 | 0 | #N/A | #N/A | #N/A | #N/A | #N/A | #N/A | #N/A | 0 | 0 | 0 | #DIV/0!
| E201 | 18230611 | Low Income Weatherization {E} | 10406-6 | LIW: Insulation - Attic - R0 to R38 - SF - TE | 45 |  | SF Space Heat | 5463 | 1.35 |  | 2.43 | 2.43 | 7375.05 | 10740.69 | 10740.69 | 0.18 | 0 | 45 | 0.24186 | 0 | 0.5375% | 1494.5537 | 0 | 25189.0998 | 12235.2437 | 23585.2994 | 11456.2207 | 13711.871 | 0 | 3.2695 | 24112.9489 | 3.2695 | 0 | 24112.9489 | 0 | 24112.9489 | 24112.9489 | 40236.1148 | 1.0224 | 3.5122
| E201 | 18230611 | Low Income Weatherization {E} | 10413-2 | LIW: Insulation - Attic - R11 to R38 - SF - SH |  |  |  | 5471 | 0 |  | 0 | 0 | 0 | 0 | 2.86 | 0 | 0 | 0 | 0 | 0 | 0% | 0 | 2.86 | 0 | 2.86 | 0 | 2.6779 | 0 | 0 | #N/A | #N/A | #N/A | #N/A | #N/A | #N/A | #N/A | 0 | 0 | 0 | 0
| E201 | 18230611 | Low Income Weatherization {E} | 10414-7 | LIW: Insulation - Attic - R11 to R38 - SF - TE | 45 |  | SF Space Heat | 6577 | 0.36 |  | 1.59 | 1.59 | 2367.72 | 14110.69 | 14110.69 | 0.09 | 0 | 45 | 0.077648 | 0 | 0.1726% | 479.8184 | 0 | 8086.8245 | 14590.5084 | 7571.9331 | 13661.5247 | 8253.9791 | 0 | 3.2695 | 7741.3321 | 3.2695 | 0 | 7741.3321 | 0 | 7741.3321 | 7741.3321 | 16769.4444 | 1.0224 | 1.2275
| E201 | 18230611 | Low Income Weatherization {E} | 10419-7 | LIW: Insulation - Attic - R19 to R38 - SF - TE | 45 |  | SF Space Heat | 4487 | 0.17 |  | 1.29 | 1.29 | 762.79 | 8715.69 | 8715.69 | 0.07 | 0 | 45 | 0.025015 | 0 | 0.05559% | 154.5794 | 0 | 2605.2696 | 8870.2694 | 2439.391 | 8305.4957 | 4379.7278 | 0 | 3.2695 | 2493.965 | 3.2695 | 0 | 2493.965 | 0 | 2493.965 | 2493.965 | 7123.0893 | 1.0224 | 0.85764
| E201 | 18230611 | Low Income Weatherization {E} | 10422-3 | LIW: Lamp - LED - A Lamp - MH - SH |  |  |  | 10 | 0 |  | 0 | 0 | 0 | 0 | 44.99 | 0 | 0 | 0 | 0 | 0 | 0% | 0 | 44.99 | 0 | 44.99 | 0 | 42.1255 | 0 | 0 | #N/A | #N/A | #N/A | #N/A | #N/A | #N/A | #N/A | 0 | 0 | 0 | 0
| E201 | 18230611 | Low Income Weatherization {E} | 10423-5 | LIW: Lamp - LED - A Lamp - MH - TE |  |  |  | 429 | 0 |  | 0 | 0 | 0 | 7017.21 | 7017.21 | 0 | 0 | 0 | 0 | 0 | 0% | 0 | 0 | 0 | 7017.21 | 0 | 6570.4213 | 0 | 0 | #N/A | #N/A | #N/A | #N/A | #N/A | #N/A | #N/A | 0 | 0 | 0 | 0
| E201 | 18230611 | Low Income Weatherization {E} | 10424-3 | LIW: Lamp - LED - A Lamp - SF - SH |  |  |  | 10 | 0 |  | 0 | 0 | 0 | 0 | 57.01 | 0 | 0 | 0 | 0 | 0 | 0% | 0 | 57.01 | 0 | 57.01 | 0 | 53.3801 | 0 | 0 | #N/A | #N/A | #N/A | #N/A | #N/A | #N/A | #N/A | 0 | 0 | 0 | 0
| E201 | 18230611 | Low Income Weatherization {E} | 10425-5 | LIW: Lamp - LED - A Lamp - SF - TE |  |  |  | 401 | 0 |  | 0 | 0 | 0 | 7106.5 | 7106.5 | 0 | 0 | 0 | 0 | 0 | 0% | 0 | 0 | 0 | 7106.5 | 0 | 6654.0262 | 0 | 0 | #N/A | #N/A | #N/A | #N/A | #N/A | #N/A | #N/A | 0 | 0 | 0 | 0
| E201 | 18230611 | Low Income Weatherization {E} | 10433-5 | LIW: Lamp - LED - Candelabra - SF - TE |  |  |  | 8 | 0 |  | 0 | 0 | 0 | 122.3 | 122.3 | 0 | 0 | 0 | 0 | 0 | 0% | 0 | 0 | 0 | 122.3 | 0 | 114.5131 | 0 | 0 | #N/A | #N/A | #N/A | #N/A | #N/A | #N/A | #N/A | 0 | 0 | 0 | 0
| E201 | 18230611 | Low Income Weatherization {E} | 10449-1 | LIW: Door - Sweep - MH - TE |  |  |  | 2 | 0 |  | 0 | 0 | 0 | 339.77 | 339.77 |  |  | 0 | 0 | 0 | 0% | 0 | 0 | 0 | 339.77 | 0 | 318.1367 | 0 | 0 | #N/A | #N/A | #N/A | #N/A | #N/A | #N/A | #N/A | 0 | 0 | 0 | 0
| E201 | 18230611 | Low Income Weatherization {E} | 10450-1 | LIW: Door - Sweep - SF - SH |  |  |  | 2 | 0 |  | 0 | 0 | 0 | 0 | 0 | 0 | 0 | 0 | 0 | 0 | 0% | 0 | 0 | 0 | 0 | 0 | 0 | 0 | 0 | #N/A | #N/A | #N/A | #N/A | #N/A | #N/A | #N/A | 0 | 0 | 0 | #DIV/0!
| E201 | 18230611 | Low Income Weatherization {E} | 10451-1 | LIW: Door - Sweep - SF - TE |  |  | SF Space Heat | 5 | 0 |  | 0 | 0 | 0 | 670.85 | 670.85 | 0 | 0 | 0 | 0 | 0 | 0% | 0 | 0 | 0 | 670.85 | 0 | 628.1367 | 0 | 0 | SF Space Heat | #VALUE! | SF Space Heat | #VALUE! | #VALUE! | #VALUE! | #VALUE! | 0 | 0 | 0 | 0
| E201 | 18230611 | Low Income Weatherization {E} | 10464-1 | LIW: Door - Weather Strip - MH - TE |  |  | SF Space Heat | 9 | 0 |  | 0 | 0 | 0 | 1549.77 | 1549.77 |  |  | 0 | 0 | 0 | 0% | 0 | 0 | 0 | 1549.77 | 0 | 1451.0955 | 0 | 0 | SF Space Heat | #VALUE! | SF Space Heat | #VALUE! | #VALUE! | #VALUE! | #VALUE! | 0 | 0 | 0 | 0
| E201 | 18230611 | Low Income Weatherization {E} | 10465-1 | LIW: Door - Weather Strip - SF - SH |  |  |  | 5 | 0 |  | 0 | 0 | 0 | 0 | 0 | 0 | 0 | 0 | 0 | 0 | 0% | 0 | 0 | 0 | 0 | 0 | 0 | 0 | 0 | #N/A | #N/A | #N/A | #N/A | #N/A | #N/A | #N/A | 0 | 0 | 0 | #DIV/0!
| E201 | 18230611 | Low Income Weatherization {E} | 10466-1 | LIW: Door - Weather Strip - SF - TE |  |  | SF Space Heat | 16 | 0 |  | 0 | 0 | 0 | 3189.27 | 3189.27 |  |  | 0 | 0 | 0 | 0% | 0 | 0 | 0 | 3189.27 | 0 | 2986.2079 | 0 | 0 | SF Space Heat | #VALUE! | SF Space Heat | #VALUE! | #VALUE! | #VALUE! | #VALUE! | 0 | 0 | 0 | 0
| E201 | 18230611 | Low Income Weatherization {E} | 10468-6 | LIW: Ventilation - Whole House - MF - TE | 45 |  | Res Plug Load | 2 | 129 |  | 708.1 | 708.1 | 258 | 1841.06 | 1841.06 | 13.4 | 0 | 45 | 0.008461 | 0 | 0.0188% | 52.2837 | 0 | 881.1856 | 1893.3437 | 825.0801 | 1772.7937 | 373.7041 | 0 | 2.5379 | 654.7782 | 2.5379 | 0 | 654.7782 | 0 | 654.7782 | 654.7782 | 1093.9601 | 0.79359 | 0.61708
| E201 | 18230611 | Low Income Weatherization {E} | 10470-6 | LIW: Ventilation - Whole House - MH - TE | 45 |  | Res Plug Load | 105 | 129 |  | 730.01 | 730.01 | 13545 | 117990.73 | 117990.73 | 48.49 | 0 | 45 | 0.4442 | 0 | 0.9871% | 2744.8939 | 0 | 46262.2432 | 120735.6239 | 43316.7071 | 113048.337 | 70996.1004 | 0 | 2.5379 | 34375.8547 | 2.5379 | 0 | 34375.8547 | 0 | 34375.8547 | 34375.8547 | 108809.5406 | 0.79359 | 0.9625
| E201 | 18230611 | Low Income Weatherization {E} | 10471-2 | LIW: Ventilation - Whole House - SF - SH |  |  |  | 2 | 0 |  | 0 | 0 | 0 | 0 | 22.68 | 0 | 0 | 0 | 0 | 0 | 0% | 0 | 22.68 | 0 | 22.68 | 0 | 21.236 | 0 | 0 | #N/A | #N/A | #N/A | #N/A | #N/A | #N/A | #N/A | 0 | 0 | 0 | 0
| E201 | 18230611 | Low Income Weatherization {E} | 10472-6 | LIW: Ventilation - Whole House - SF - TE | 45 |  | MF Space Heat | 88 | 129 |  | 708.1 | 708.1 | 11352 | 102848.93 | 102848.93 | 39.56 | 0 | 45 | 0.37228 | 0 | 0.8273% | 2300.4825 | 0 | 38772.1657 | 105149.4125 | 36303.5259 | 98454.5061 | 48543.5985 | 0 | 2.9503 | 33491.3542 | 2.9503 | 0 | 33491.3542 | 0 | 33491.3542 | 33491.3542 | 85384.0882 | 0.92254 | 0.86724
| E201 | 18230611 | Low Income Weatherization {E} | 10474-1 | LIW: Ventilation - Mechanical - MF - TE |  |  |  | 2 | 0 |  | 0 | 0 | 0 | 1841.06 | 1841.06 | 0 | 0 | 0 | 0 | 0 | 0% | 0 | 0 | 0 | 1841.06 | 0 | 1723.839 | 0 | 0 | #N/A | #N/A | #N/A | #N/A | #N/A | #N/A | #N/A | 0 | 0 | 0 | 0
| E201 | 18230611 | Low Income Weatherization {E} | 10475-1 | LIW: Ventilation - Mechanical - MH - SH |  |  |  | 2 | 0 |  | 0 | 0 | 0 | 0 | 2296.5 | 0 | 0 | 0 | 0 | 0 | 0% | 0 | 2296.5 | 0 | 2296.5 | 0 | 2150.2809 | 0 | 0 | #N/A | #N/A | #N/A | #N/A | #N/A | #N/A | #N/A | 0 | 0 | 0 | 0
| E201 | 18230611 | Low Income Weatherization {E} | 10476-1 | LIW: Ventilation - Mechanical - MH - TE |  |  |  | 15 | 0 |  | 0 | 0 | 0 | 16322.51 | 16322.51 |  |  | 0 | 0 | 0 | 0% | 0 | 0 | 0 | 16322.51 | 0 | 15283.2491 | 0 | 0 | #N/A | #N/A | #N/A | #N/A | #N/A | #N/A | #N/A | 0 | 0 | 0 | 0
| E201 | 18230611 | Low Income Weatherization {E} | 10477-1 | LIW: Ventilation - Mechanical - SF - SH |  |  |  | 16 | 0 |  | 0 | 0 | 0 | 0 | 6851.64 | 0 | 0 | 0 | 0 | 0 | 0% | 0 | 6851.64 | 0 | 6851.64 | 0 | 6415.3933 | 0 | 0 | #N/A | #N/A | #N/A | #N/A | #N/A | #N/A | #N/A | 0 | 0 | 0 | 0
| E201 | 18230611 | Low Income Weatherization {E} | 10478-1 | LIW: Ventilation - Mechanical - SF - TE |  |  |  | 7 | 0 |  | 0 | 0 | 0 | 9191.97 | 9191.97 |  |  | 0 | 0 | 0 | 0% | 0 | 0 | 0 | 9191.97 | 0 | 8606.7135 | 0 | 0 | #N/A | #N/A | #N/A | #N/A | #N/A | #N/A | #N/A | 0 | 0 | 0 | 0
| E201 | 18230611 | Low Income Weatherization {E} | 10481-1 | LIW: Repair - Electrical - MH - SH |  |  |  | 10 | 0 |  | 0 | 0 | 0 | 0 | 29484.82 | 0 | 0 | 0 | 0 | 0 | 0% | 0 | 29484.82 | 0 | 29484.82 | 0 | 27607.5094 | 0 | 0 | #N/A | #N/A | #N/A | #N/A | #N/A | #N/A | #N/A | 0 | 0 | 0 | 0
| E201 | 18230611 | Low Income Weatherization {E} | 10482-1 | LIW: Repair - Electrical - MH - TE |  |  |  | 8 | 0 |  | 0 | 0 | 0 | 2679.72 | 2679.72 |  |  | 0 | 0 | 0 | 0% | 0 | 0 | 0 | 2679.72 | 0 | 2509.1011 | 0 | 0 | #N/A | #N/A | #N/A | #N/A | #N/A | #N/A | #N/A | 0 | 0 | 0 | 0
| E201 | 18230611 | Low Income Weatherization {E} | 10483-1 | LIW: Repair - Electrical - SF - SH |  |  |  | 10 | 0 |  | 0 | 0 | 0 | 0 | 23325.65 | 0 | 0 | 0 | 0 | 0 | 0% | 0 | 23325.65 | 0 | 23325.65 | 0 | 21840.4963 | 0 | 0 | #N/A | #N/A | #N/A | #N/A | #N/A | #N/A | #N/A | 0 | 0 | 0 | 0
| E201 | 18230611 | Low Income Weatherization {E} | 10484-1 | LIW: Repair - Electrical - SF - TE |  |  |  | 7 | 0 |  | 0 | 0 | 0 | 3713.71 | 3713.71 |  |  | 0 | 0 | 0 | 0% | 0 | 0 | 0 | 3713.71 | 0 | 3477.2566 | 0 | 0 | #N/A | #N/A | #N/A | #N/A | #N/A | #N/A | #N/A | 0 | 0 | 0 | 0
| E201 | 18230611 | Low Income Weatherization {E} | 10487-1 | LIW: Repair - Floor - MH - SH |  |  |  | 1 | 0 |  | 0 | 0 | 0 | 0 | 302.4 | 0 | 0 | 0 | 0 | 0 | 0% | 0 | 302.4 | 0 | 302.4 | 0 | 283.1461 | 0 | 0 | #N/A | #N/A | #N/A | #N/A | #N/A | #N/A | #N/A | 0 | 0 | 0 | 0
| E201 | 18230611 | Low Income Weatherization {E} | 10488-1 | LIW: Repair - Floor - MH - TE |  |  |  | 15 | 0 |  | 0 | 0 | 0 | 6468.14 | 6468.14 |  |  | 0 | 0 | 0 | 0% | 0 | 0 | 0 | 6468.14 | 0 | 6056.3109 | 0 | 0 | #N/A | #N/A | #N/A | #N/A | #N/A | #N/A | #N/A | 0 | 0 | 0 | 0
| E201 | 18230611 | Low Income Weatherization {E} | 10489-1 | LIW: Repair - Floor - SF - SH |  |  |  | 1 | 0 |  | 0 | 0 | 0 | 0 | 967.2 | 0 | 0 | 0 | 0 | 0 | 0% | 0 | 967.2 | 0 | 967.2 | 0 | 905.618 | 0 | 0 | #N/A | #N/A | #N/A | #N/A | #N/A | #N/A | #N/A | 0 | 0 | 0 | 0
| E201 | 18230611 | Low Income Weatherization {E} | 10490-1 | LIW: Repair - Floor - SF - TE |  |  |  | 5 | 0 |  | 0 | 0 | 0 | 5676.01 | 5676.01 |  |  | 0 | 0 | 0 | 0% | 0 | 0 | 0 | 5676.01 | 0 | 5314.6161 | 0 | 0 | #N/A | #N/A | #N/A | #N/A | #N/A | #N/A | #N/A | 0 | 0 | 0 | 0
| E201 | 18230611 | Low Income Weatherization {E} | 10493-1 | LIW: Repair - Health - MH - SH |  |  |  | 7 | 0 |  | 0 | 0 | 0 | 0 | 24330.26 | 0 | 0 | 0 | 0 | 0 | 0% | 0 | 24330.26 | 0 | 24330.26 | 0 | 22781.1423 | 0 | 0 | #N/A | #N/A | #N/A | #N/A | #N/A | #N/A | #N/A | 0 | 0 | 0 | 0
| E201 | 18230611 | Low Income Weatherization {E} | 10494-1 | LIW: Repair - Health - MH - TE |  |  |  | 12 | 0 |  | 0 | 0 | 0 | 4862.6 | 4862.6 |  |  | 0 | 0 | 0 | 0% | 0 | 0 | 0 | 4862.6 | 0 | 4552.9963 | 0 | 0 | #N/A | #N/A | #N/A | #N/A | #N/A | #N/A | #N/A | 0 | 0 | 0 | 0
| E201 | 18230611 | Low Income Weatherization {E} | 10495-1 | LIW: Repair - Health - SF - SH |  |  |  | 17 | 0 |  | 0 | 0 | 0 | 0 | 21002.08 | 0 | 0 | 0 | 0 | 0 | 0% | 0 | 21002.08 | 0 | 21002.08 | 0 | 19664.8689 | 0 | 0 | #N/A | #N/A | #N/A | #N/A | #N/A | #N/A | #N/A | 0 | 0 | 0 | 0
| E201 | 18230611 | Low Income Weatherization {E} | 10496-1 | LIW: Repair - Health - SF - TE |  |  |  | 5 | 0 |  | 0 | 0 | 0 | 4936.29 | 4936.29 |  |  | 0 | 0 | 0 | 0% | 0 | 0 | 0 | 4936.29 | 0 | 4621.9944 | 0 | 0 | #N/A | #N/A | #N/A | #N/A | #N/A | #N/A | #N/A | 0 | 0 | 0 | 0
| E201 | 18230611 | Low Income Weatherization {E} | 10499-1 | LIW: Repair - Plumbing - MH - SH |  |  |  | 9 | 0 |  | 0 | 0 | 0 | 0 | 39044.38 | 0 | 0 | 0 | 0 | 0 | 0% | 0 | 39044.38 | 0 | 39044.38 | 0 | 36558.4082 | 0 | 0 | #N/A | #N/A | #N/A | #N/A | #N/A | #N/A | #N/A | 0 | 0 | 0 | 0
| E201 | 18230611 | Low Income Weatherization {E} | 10500-1 | LIW: Repair - Plumbing - MH - TE |  |  |  | 2 | 0 |  | 0 | 0 | 0 | 4516.09 | 4516.09 |  |  | 0 | 0 | 0 | 0% | 0 | 0 | 0 | 4516.09 | 0 | 4228.5487 | 0 | 0 | #N/A | #N/A | #N/A | #N/A | #N/A | #N/A | #N/A | 0 | 0 | 0 | 0
| E201 | 18230611 | Low Income Weatherization {E} | 10501-1 | LIW: Repair - Plumbing - SF - SH |  |  |  | 13 | 0 |  | 0 | 0 | 0 | 0 | 3976.12 | 0 | 0 | 0 | 0 | 0 | 0% | 0 | 3976.12 | 0 | 3976.12 | 0 | 3722.9588 | 0 | 0 | #N/A | #N/A | #N/A | #N/A | #N/A | #N/A | #N/A | 0 | 0 | 0 | 0
| E201 | 18230611 | Low Income Weatherization {E} | 10502-1 | LIW: Repair - Plumbing - SF - TE |  |  |  | 1 | 0 |  | 0 | 0 | 0 | 1950 | 1950 |  |  | 0 | 0 | 0 | 0% | 0 | 0 | 0 | 1950 | 0 | 1825.8427 | 0 | 0 | #N/A | #N/A | #N/A | #N/A | #N/A | #N/A | #N/A | 0 | 0 | 0 | 0
| E201 | 18230611 | Low Income Weatherization {E} | 10505-1 | LIW: Repair - Roof - MH - SH |  |  |  | 1 | 0 |  | 0 | 0 | 0 | 0 | 5020.32 | 0 | 0 | 0 | 0 | 0 | 0% | 0 | 5020.32 | 0 | 5020.32 | 0 | 4700.6742 | 0 | 0 | #N/A | #N/A | #N/A | #N/A | #N/A | #N/A | #N/A | 0 | 0 | 0 | 0
| E201 | 18230611 | Low Income Weatherization {E} | 10507-1 | LIW: Repair - Roof - SF - SH |  |  |  | 3 | 0 |  | 0 | 0 | 0 | 0 | 0 | 0 | 0 | 0 | 0 | 0 | 0% | 0 | 0 | 0 | 0 | 0 | 0 | 0 | 0 | #N/A | #N/A | #N/A | #N/A | #N/A | #N/A | #N/A | 0 | 0 | 0 | #DIV/0!
| E201 | 18230611 | Low Income Weatherization {E} | 10508-1 | LIW: Repair - Roof - SF - TE |  |  |  | 1 | 0 |  | 0 | 0 | 0 | 374.13 | 374.13 | 0 | 0 | 0 | 0 | 0 | 0% | 0 | 0 | 0 | 374.13 | 0 | 350.309 | 0 | 0 | #N/A | #N/A | #N/A | #N/A | #N/A | #N/A | #N/A | 0 | 0 | 0 | 0
| E201 | 18230611 | Low Income Weatherization {E} | 10511-1 | LIW: Repair - Structural - MH - SH |  |  |  | 8 | 0 |  | 0 | 0 | 0 | 0 | 22763.79 | 0 | 0 | 0 | 0 | 0 | 0% | 0 | 22763.79 | 0 | 22763.79 | 0 | 21314.4101 | 0 | 0 | #N/A | #N/A | #N/A | #N/A | #N/A | #N/A | #N/A | 0 | 0 | 0 | 0
| E201 | 18230611 | Low Income Weatherization {E} | 10512-1 | LIW: Repair - Structural - MH - TE |  |  |  | 6 | 0 |  | 0 | 0 | 0 | 3385.2 | 3385.2 |  |  | 0 | 0 | 0 | 0% | 0 | 0 | 0 | 3385.2 | 0 | 3169.6629 | 0 | 0 | #N/A | #N/A | #N/A | #N/A | #N/A | #N/A | #N/A | 0 | 0 | 0 | 0
| E201 | 18230611 | Low Income Weatherization {E} | 10513-1 | LIW: Repair - Structural - SF - SH |  |  |  | 7 | 0 |  | 0 | 0 | 0 | 0 | 0 | 0 | 0 | 0 | 0 | 0 | 0% | 0 | 0 | 0 | 0 | 0 | 0 | 0 | 0 | #N/A | #N/A | #N/A | #N/A | #N/A | #N/A | #N/A | 0 | 0 | 0 | #DIV/0!
| E201 | 18230611 | Low Income Weatherization {E} | 10514-1 | LIW: Repair - Structural - SF - TE |  |  |  | 1 | 0 |  | 0 | 0 | 0 | 677.66 | 677.66 |  |  | 0 | 0 | 0 | 0% | 0 | 0 | 0 | 677.66 | 0 | 634.5131 | 0 | 0 | #N/A | #N/A | #N/A | #N/A | #N/A | #N/A | #N/A | 0 | 0 | 0 | 0
| E201 | 18230611 | Low Income Weatherization {E} | 10516-1 | LIW: Sealing - Air - Bath Fan Timer - MF - TE | 30 |  | MF Space Heat | 14 | 0 |  | 50 | 50 | 0 | 910 | 910 | 0 | 0 | 30 | 0 | 0 | 0% | 0 | 0 | 0 | 910 | 0 | 852.0599 | 0 | 0 | 2.0371 | 0 | 2.0371 | 0 | 0 | 0 | 0 | 0 | 0 | 0 | 0
| E201 | 18230611 | Low Income Weatherization {E} | 10517-1 | LIW: Sealing - Air - Ceiling - MF - SH |  |  |  | 1 | 0 |  | 0 | 0 | 0 | 0 | 2401.26 | 0 | 0 | 0 | 0 | 0 | 0% | 0 | 2401.26 | 0 | 2401.26 | 0 | 2248.3708 | 0 | 0 | #N/A | #N/A | #N/A | #N/A | #N/A | #N/A | #N/A | 0 | 0 | 0 | 0
| E201 | 18230611 | Low Income Weatherization {E} | 10518-2 | LIW: Sealing - Air - Ceiling - MF - TE | 30 |  | MF Space Heat | 28 | 0 |  | 0.95 | 0.95 | 0 | 80198.41 | 80198.41 | 0 |  | 30 | 0 | 0 | 0% | 0 | 0 | 0 | 80198.41 | 0 | 75092.1442 | 0 | 0 | 2.0371 | 0 | 2.0371 | 0 | 0 | 0 | 0 | 0 | 0 | 0 | 0
| E201 | 18230611 | Low Income Weatherization {E} | 10520-1 | LIW: Sealing - Air - Door Kit - MF - TE | 30 |  | MF Space Heat | 46 | 0 |  | 100 | 100 | 0 | 5980 | 5980 | 0 | 0 | 30 | 0 | 0 | 0% | 0 | 0 | 0 | 5980 | 0 | 5599.2509 | 0 | 0 | 2.0371 | 0 | 2.0371 | 0 | 0 | 0 | 0 | 0 | 0 | 0 | 0
| E201 | 18230611 | Low Income Weatherization {E} | 10522-2 | LIW: Sealing - Air - Floor - MF - TE | 30 |  | MF Space Heat | 5 | 0 |  | 0.95 | 0.95 | 0 | 8702.43 | 8702.43 | 0 |  | 30 | 0 | 0 | 0% | 0 | 0 | 0 | 8702.43 | 0 | 8148.3427 | 0 | 0 | 2.0371 | 0 | 2.0371 | 0 | 0 | 0 | 0 | 0 | 0 | 0 | 0
| E201 | 18230611 | Low Income Weatherization {E} | 10523-1 | LIW: Sealing - Air - Mech Vent - MF - SH | 45 |  | MF Space Heat | 18 | 129 |  | 0 | 0 | 2322 | 0 | 6402.55 | 0 | 0 | 45 | 0.076149 | 0 | 0.1692% | 470.5532 | 6402.55 | 7930.6703 | 6873.1032 | 7425.7212 | 6435.4899 | 0 | 0 | 2.9503 | 6850.5043 | 2.9503 | 0 | 6850.5043 | 0 | 6850.5043 | 6850.5043 | 7535.5547 | 0.92254 | 1.1709
| E201 | 18230611 | Low Income Weatherization {E} | 10524-6 | LIW: Sealing - Air - Mech Vent - MF - TE | 45 |  | Res Plug Load | 178 | 129 |  | 708.1 | 708.1 | 22962 | 163854.34 | 163854.34 | 13.4 | 0 | 45 | 0.75303 | 0 | 1.673% | 4653.2488 | 0 | 78425.517 | 168507.5888 | 73432.132 | 157778.6412 | 33259.6606 | 0 | 2.5379 | 58275.2584 | 2.5379 | 0 | 58275.2584 | 0 | 58275.2584 | 58275.2584 | 97362.4448 | 0.79359 | 0.61708
| E201 | 18230611 | Low Income Weatherization {E} | 10526-1 | LIW: Sealing - Air - Recd Can Cover - MF - TE | 30 |  | MF Space Heat | 24 | 0 |  | 40 | 40 | 0 | 1248 | 1248 |  |  | 30 | 0 | 0 | 0% | 0 | 0 | 0 | 1248 | 0 | 1168.5393 | 0 | 0 | 2.0371 | 0 | 2.0371 | 0 | 0 | 0 | 0 | 0 | 0 | 0 | 0
| E201 | 18230611 | Low Income Weatherization {E} | 10528-2 | LIW: Sealing - Air - Walls - MF - TE | 30 |  | MF Space Heat | 34 | 0 |  | 2.75 | 2.75 | 0 | 259455.29 | 259455.29 | 0 |  | 30 | 0 | 0 | 0% | 0 | 0 | 0 | 259455.29 | 0 | 242935.6648 | 0 | 0 | 2.0371 | 0 | 2.0371 | 0 | 0 | 0 | 0 | 0 | 0 | 0 | 0
| E201 | 18230611 | Low Income Weatherization {E} | 10530-5 | LIW: Sealing - Shell - MH - TE | 25 |  | SF Space Heat | 84583 | 0.34 |  | 1.15 | 1.15 | 28758.22 | 128015.71 | 128015.71 | 0.18 | 0 | 25 | 0.52395 | 0 | 2.096% | 5827.8526 | 0 | 98222.205 | 133843.5626 | 91968.3567 | 125321.6879 | 180668.1549 | 0 | 1.9456 | 55950.7563 | 1.9456 | 0 | 55950.7563 | 0 | 55950.7563 | 55950.7563 | 242213.9868 | 0.60837 | 1.9327
| E201 | 18230611 | Low Income Weatherization {E} | 10532-2 | LIW: Sealing - Shell - SF - SH |  |  |  | 4095 | 0 |  | 0 | 0 | 0 | 0 | 0 | 0 | 0 | 0 | 0 | 0 | 0% | 0 | 0 | 0 | 0 | 0 | 0 | 0 | 0 | #N/A | #N/A | #N/A | #N/A | #N/A | #N/A | #N/A | 0 | 0 | 0 | #DIV/0!
| E201 | 18230611 | Low Income Weatherization {E} | 10533-7 | LIW: Sealing - Shell - SF - TE | 15 |  | SF Space Heat | 37713 | 0.13 |  | 1.32 | 1.32 | 4902.69 | 68415.41 | 68415.41 | 0.04 | 0 | 15 | 0.053594 | 0 | 0.3573% | 993.53 | 0 | 16744.8828 | 69408.94 | 15678.7292 | 64989.6442 | 13914.7297 | 0 | 1.3032 | 6389.0083 | 1.3032 | 0 | 6389.0083 | 0 | 6389.0083 | 6389.0083 | 20942.6388 | 0.4075 | 0.32225
| E201 | 18230611 | Low Income Weatherization {E} | 10556-4 | LIW: Insulation - Water Heater Pipe - MF - TE | 15 |  | Res Water Heat | 2 | 20.68 |  | 20 | 20 | 41.36 | 52 | 52 | 15.81 | 0 | 15 | 0.00045213 | 0 | 0.003014% | 8.3816 | 0 | 141.2629 | 60.3816 | 132.2687 | 56.5371 | 291.6658 | 0 | 1.1106 | 45.9339 | 1.1106 | 0 | 45.9339 | 0 | 45.9339 | 45.9339 | 342.1932 | 0.34728 | 6.0525
| E201 | 18230611 | Low Income Weatherization {E} | 10558-1 | LIW: Insulation - Water Heater Pipe - MH - SH |  |  |  | 1 | 0 |  | 0 | 0 | 0 | 0 | 24 | 0 | 0 | 0 | 0 | 0 | 0% | 0 | 24 | 0 | 24 | 0 | 22.4719 | 0 | 0 | #N/A | #N/A | #N/A | #N/A | #N/A | #N/A | #N/A | 0 | 0 | 0 | 0
| E201 | 18230611 | Low Income Weatherization {E} | 10559-4 | LIW: Insulation - Water Heater Pipe - MH - TE | 15 |  | Res Water Heat | 77 | 20.68 |  | 20 | 20 | 1592.36 | 4805.27 | 4805.27 | 16.21 | 0 | 15 | 0.017407 | 0 | 0.116% | 322.6917 | 0 | 5438.6228 | 5127.9617 | 5092.3434 | 4801.4623 | 11513.2369 | 0 | 1.1106 | 1768.4564 | 1.1106 | 0 | 1768.4564 | 0 | 1768.4564 | 1768.4564 | 13458.5389 | 0.34728 | 2.803
| E201 | 18230611 | Low Income Weatherization {E} | 10561-1 | LIW: Insulation - Water Heater Pipe - SF - SH |  |  |  | 14 | 0 |  | 0 | 0 | 0 | 0 | 1948.98 | 0 | 0 | 0 | 0 | 0 | 0% | 0 | 1948.98 | 0 | 1948.98 | 0 | 1824.8876 | 0 | 0 | #N/A | #N/A | #N/A | #N/A | #N/A | #N/A | #N/A | 0 | 0 | 0 | 0
| E201 | 18230611 | Low Income Weatherization {E} | 10562-4 | LIW: Insulation - Water Heater Pipe - SF - TE | 15 |  | Res Water Heat | 30 | 20.68 |  | 20 | 20 | 620.4 | 1846.27 | 1846.27 | 16.21 | 0 | 15 | 0.0067819 | 0 | 0.04521% | 125.724 | 0 | 2118.9439 | 1971.994 | 1984.0299 | 1846.4364 | 4485.6767 | 0 | 1.1106 | 689.009 | 1.1106 | 0 | 689.009 | 0 | 689.009 | 689.009 | 5243.5866 | 0.34728 | 2.8398
| E201 | 18230611 | Low Income Weatherization {E} | 10566-1 | LIW: Repair - Water Heater - MH - SH |  |  |  | 2 | 0 |  | 0 | 0 | 0 | 0 | 5472.77 | 0 | 0 | 0 | 0 | 0 | 0% | 0 | 5472.77 | 0 | 5472.77 | 0 | 5124.3165 | 0 | 0 | #N/A | #N/A | #N/A | #N/A | #N/A | #N/A | #N/A | 0 | 0 | 0 | 0
| E201 | 18230611 | Low Income Weatherization {E} | 10572-1 | LIW: Water Heater - Replacement - MH - SH |  |  |  | 2 | 0 |  | 0 | 0 | 0 | 0 | 7812.65 | 0 | 0 | 0 | 0 | 0 | 0% | 0 | 7812.65 | 0 | 7812.65 | 0 | 7315.2154 | 0 | 0 | #N/A | #N/A | #N/A | #N/A | #N/A | #N/A | #N/A | 0 | 0 | 0 | 0
| E201 | 18230611 | Low Income Weatherization {E} | 10574-1 | LIW: Water Heater - Replacement - SF - SH |  |  |  | 4 | 0 |  | 0 | 0 | 0 | 0 | 5289.19 | 0 | 0 | 0 | 0 | 0 | 0% | 0 | 5289.19 | 0 | 5289.19 | 0 | 4952.4251 | 0 | 0 | #N/A | #N/A | #N/A | #N/A | #N/A | #N/A | #N/A | 0 | 0 | 0 | 0
| E201 | 18230611 | Low Income Weatherization {E} | 10579-1 | LIW: Water Heater - Wrap - MH - TE |  |  |  | 4 | 0 |  | 0 | 0 | 0 | 1711.9 | 1711.9 |  |  | 0 | 0 | 0 | 0% | 0 | 0 | 0 | 1711.9 | 0 | 1602.9026 | 0 | 0 | #N/A | #N/A | #N/A | #N/A | #N/A | #N/A | #N/A | 0 | 0 | 0 | 0
| E201 | 18230611 | Low Income Weatherization {E} | 10580-1 | LIW: Water Heater - Wrap - SF - SH |  |  |  | 2 | 0 |  | 0 | 0 | 0 | 0 | 783.66 | 0 | 0 | 0 | 0 | 0 | 0% | 0 | 783.66 | 0 | 783.66 | 0 | 733.764 | 0 | 0 | #N/A | #N/A | #N/A | #N/A | #N/A | #N/A | #N/A | 0 | 0 | 0 | 0
| E201 | 18230611 | Low Income Weatherization {E} | 10581-1 | LIW: Water Heater - Wrap - SF - TE |  |  |  | 2 | 0 |  | 0 | 0 | 0 | 846.13 | 846.13 |  |  | 0 | 0 | 0 | 0% | 0 | 0 | 0 | 846.13 | 0 | 792.2566 | 0 | 0 | #N/A | #N/A | #N/A | #N/A | #N/A | #N/A | #N/A | 0 | 0 | 0 | 0
| E201 | 18230611 | Low Income Weatherization {E} | 10588-2 | LIW: Windows - DP to DP - MH - SH |  |  |  | 117 | 0 |  | 0 | 0 | 0 | 0 | 6835.4 | 0 | 0 | 0 | 0 | 0 | 0% | 0 | 6835.4 | 0 | 6835.4 | 0 | 6400.1873 | 0 | 0 | #N/A | #N/A | #N/A | #N/A | #N/A | #N/A | #N/A | 0 | 0 | 0 | 0
| E201 | 18230611 | Low Income Weatherization {E} | 10589-5 | LIW: Windows - DP to DP - MH - TE | 25 |  | SF Space Heat | 388 | 6.71 |  | 18.53 | 18.53 | 2603.48 | 9237.76 | 9237.76 | 4.45 | 0 | 25 | 0.047433 | 0 | 0.1897% | 527.5952 | 0 | 8892.0506 | 9765.3552 | 8325.89 | 9143.591 | 20488.8582 | 0 | 1.9456 | 5065.2187 | 1.9456 | 0 | 5065.2187 | 0 | 5065.2187 | 5065.2187 | 26060.5988 | 0.60837 | 2.8501
| E201 | 18230611 | Low Income Weatherization {E} | 10590-2 | LIW: Windows - DP to DP - SF - SH |  |  |  | 26 | 0 |  | 0 | 0 | 0 | 0 | 3338.52 | 0 | 0 | 0 | 0 | 0 | 0% | 0 | 3338.52 | 0 | 3338.52 | 0 | 3125.9551 | 0 | 0 | #N/A | #N/A | #N/A | #N/A | #N/A | #N/A | #N/A | 0 | 0 | 0 | 0
| E201 | 18230611 | Low Income Weatherization {E} | 10591-6 | LIW: Windows - DP to DP - SF - TE | 45 |  | SF Space Heat | 26 | 3.2 |  | 22.6 | 22.6 | 83.2 | 763.88 | 763.88 | 0.19 | 0 | 45 | 0.0027285 | 0 | 0.006063% | 16.8605 | 0 | 284.1653 | 780.7405 | 266.0724 | 731.0304 | 68.8843 | 0 | 3.2695 | 272.0249 | 3.2695 | 0 | 272.0249 | 0 | 272.0249 | 272.0249 | 368.1117 | 1.0224 | 0.50355
| E201 | 18230611 | Low Income Weatherization {E} | 10594-2 | LIW: Windows - SP to DP - MH - SH |  |  |  | 129 | 0 |  | 0 | 0 | 0 | 0 | 2126.39 | 0 | 0 | 0 | 0 | 0 | 0% | 0 | 2126.39 | 0 | 2126.39 | 0 | 1991.0019 | 0 | 0 | #N/A | #N/A | #N/A | #N/A | #N/A | #N/A | #N/A | 0 | 0 | 0 | 0
| E201 | 18230611 | Low Income Weatherization {E} | 10595-6 | LIW: Windows - SP to DP - MH - TE | 25 |  | SF Space Heat | 297 | 16.54 |  | 18.53 | 18.53 | 4912.38 | 7154.43 | 7154.43 | 2.51 | 0 | 25 | 0.089499 | 0 | 0.358% | 995.4937 | 0 | 16777.9784 | 8149.9237 | 15709.7176 | 7631.0147 | 8846.1885 | 0 | 1.9456 | 9557.3153 | 1.9456 | 0 | 9557.3153 | 0 | 9557.3153 | 9557.3153 | 19359.2354 | 0.60837 | 2.5369
| E201 | 18230611 | Low Income Weatherization {E} | 10596-2 | LIW: Windows - SP to DP - SF - SH |  |  |  | 9 | 0 |  | 0 | 0 | 0 | 0 | 0 | 0 | 0 | 0 | 0 | 0 | 0% | 0 | 0 | 0 | 0 | 0 | 0 | 0 | 0 | #N/A | #N/A | #N/A | #N/A | #N/A | #N/A | #N/A | 0 | 0 | 0 | #DIV/0!
| E201 | 18230611 | Low Income Weatherization {E} | 10630-1 | LIW: Insulation - Attic - R0 to R49 - MF - SH |  |  |  | 15940 | 0 |  | 0 | 0 | 0 | 0 | 6000 | 0 | 0 | 0 | 0 | 0 | 0% | 0 | 6000 | 0 | 6000 | 0 | 5617.9775 | 0 | 0 | #N/A | #N/A | #N/A | #N/A | #N/A | #N/A | #N/A | 0 | 0 | 0 | 0
| E201 | 18230611 | Low Income Weatherization {E} | 10631-5 | LIW: Insulation - Attic - R0 to R49 - MF - TE | 45 |  | MF Space Heat | 15940 | 0.95 |  | 2.43 | 2.43 | 15143 | 50354.46 | 50354.46 | 0.1 | 0 | 45 | 0.49661 | 0 | 1.104% | 3068.7286 | 0 | 51720.1291 | 53423.1886 | 48427.0871 | 50021.7122 | 22227.0245 | 0 | 2.9503 | 44675.7908 | 2.9503 | 0 | 44675.7908 | 0 | 44675.7908 | 44675.7908 | 71370.3944 | 0.92254 | 1.4268
| E201 | 18230611 | Low Income Weatherization {E} | 10633-1 | LIW: Insulation - Attic - R0 to R49 - SF - SH | 0 |  |  | 9312 | 0 |  | 0 | 0 | 0 | 0 | 685.2 | 0 | 0 | 0 | 0 | 0 | 0% | 0 | 685.2 | 0 | 685.2 | 0 | 641.573 | 0 | 0 | #N/A | #N/A | #N/A | #N/A | #N/A | #N/A | #N/A | 0 | 0 | 0 | 0
| E201 | 18230611 | Low Income Weatherization {E} | 10634-5 | LIW: Insulation - Attic - R0 to R49 - SF - TE | 45 |  | SF Space Heat | 12325 | 1.37 |  | 2.43 | 2.43 | 16885.25 | 37818.19 | 37818.19 | 0.16 | 0 | 45 | 0.55374 | 0 | 1.231% | 3421.7955 | 0 | 57670.6933 | 41239.9855 | 53998.7765 | 38614.2187 | 27497.925 | 0 | 3.2695 | 55206.8353 | 3.2695 | 0 | 55206.8353 | 0 | 55206.8353 | 55206.8353 | 88225.4438 | 1.0224 | 2.2848
| E201 | 18230611 | Low Income Weatherization {E} | 10636-1 | LIW: Insulation - Attic - R11 to R49 - SF - SH | 0 |  |  | 4529 | 0 |  | 0 | 0 | 0 | 0 | 0 | 0 | 0 | 0 | 0 | 0 | 0% | 0 | 0 | 0 | 0 | 0 | 0 | 0 | 0 | #N/A | #N/A | #N/A | #N/A | #N/A | #N/A | #N/A | 0 | 0 | 0 | #DIV/0!
| E201 | 18230611 | Low Income Weatherization {E} | 10637-6 | LIW: Insulation - Attic - R11 to R49 - SF - TE | 45 |  | SF Space Heat | 29078 | 0.38 |  | 1.82 | 1.82 | 11049.64 | 70932.72 | 70932.72 | 0.09 | 0 | 45 | 0.36237 | 0 | 0.8053% | 2239.2093 | 0 | 37739.4708 | 73171.9293 | 35336.5832 | 68513.0424 | 36492.2006 | 0 | 3.2695 | 36127.132 | 3.2695 | 0 | 36127.132 | 0 | 36127.132 | 36127.132 | 76232.0458 | 1.0224 | 1.1127
| E201 | 18230611 | Low Income Weatherization {E} | 10640-4 | LIW: Insulation - Attic - R19 to R49 - MF - TE | 45 |  | MF Space Heat | 63080 | 0.28 |  | 1.82 | 1.82 | 17662.4 | 149247.26 | 149247.26 | 0.04 | 0 | 45 | 0.57923 | 0 | 1.287% | 3579.285 | 0 | 60325.0088 | 152826.545 | 56484.0906 | 143096.0159 | 35183.9575 | 0 | 2.9503 | 52108.6764 | 2.9503 | 0 | 52108.6764 | 0 | 52108.6764 | 52108.6764 | 92503.5016 | 0.92254 | 0.64644
| E201 | 18230611 | Low Income Weatherization {E} | 10647-6 | LIW: Aerator - 1.5 gpm- MH - TE | 10 |  | Res Water Heat | 45 | 0 |  | 11.35 | 11.35 | 0 | 650.69 | 650.69 | 0 | 0 | 10 | 0 | 0 | 0% | 0 | 0 | 0 | 650.69 | 0 | 609.2603 | 0 | 0 | 0.78743 | 0 | 0.78743 | 0 | 0 | 0 | 0 | 0 | 0 | 0 | 0
| E201 | 18230611 | Low Income Weatherization {E} | 10650-5 | LIW: Aerator - 1.5 gpm - SF - TE | 10 |  | Res Water Heat | 23 | 0 |  | 11.35 | 11.35 | 0 | 383.59 | 383.59 | 0 | 0 | 10 | 0 | 0 | 0% | 0 | 0 | 0 | 383.59 | 0 | 359.1667 | 0 | 0 | 0.78743 | 0 | 0.78743 | 0 | 0 | 0 | 0 | 0 | 0 | 0 | 0
| E201 | 18230611 | Low Income Weatherization {E} | 10669-3 | LIW: Lamp - LED - Globe - MH - TE |  |  |  | 85 | 0 |  | 0 | 0 | 0 | 1299.45 | 1299.45 | 0 | 0 | 0 | 0 | 0 | 0% | 0 | 0 | 0 | 1299.45 | 0 | 1216.7135 | 0 | 0 | #N/A | #N/A | #N/A | #N/A | #N/A | #N/A | #N/A | 0 | 0 | 0 | 0
| E201 | 18230611 | Low Income Weatherization {E} | 10671-3 | LIW: Lamp - LED - Globe - SF - TE |  |  |  | 54 | 0 |  | 0 | 0 | 0 | 825.55 | 825.55 | 0 | 0 | 0 | 0 | 0 | 0% | 0 | 0 | 0 | 825.55 | 0 | 772.9869 | 0 | 0 | #N/A | #N/A | #N/A | #N/A | #N/A | #N/A | #N/A | 0 | 0 | 0 | 0
| E201 | 18230611 | Low Income Weatherization {E} | 10682-1 | LIW: Ventilation - Energy Recovery - SIR - MF - SH |  |  |  | 1 | 0 |  |  |  | 0 | 0 | 39583.82 | 0 | 0 | 0 | 0 | 0 | 0% | 0 | 39583.82 | 0 | 39583.82 | 0 | 37063.5019 | 0 | 0 | #N/A | #N/A | #N/A | #N/A | #N/A | #N/A | #N/A | 0 | 0 | 0 | 0
| E201 | 18230611 | Low Income Weatherization {E} | 10683-1 | LIW: Ventilation - Energy Recovery - SIR - MF - TE | 15 |  | MF Space Heat | 12 | 21858.8333 |  |  |  | 262306 | 438354.96 | 438354.96 |  |  | 15 | 2.8674 | 0 | 19.12% | 53156.305 | 0 | 895892.503 | 491511.265 | 838850.6583 | 460216.5402 | 0 | 0 | 1.3032 | 341827.6947 | 1.3032 | 0 | 341827.6947 | 0 | 341827.6947 | 341827.6947 | 376010.4642 | 0.4075 | 0.81703
| E201 | 18230611 | Low Income Weatherization {E} | 10684-1 | LIW: Insulation - Slab On Grade - SIR - MF - SH |  |  |  | 1 | 0 |  |  |  | 0 | 0 | 15391.96 | 0 | 0 | 0 | 0 | 0 | 0% | 0 | 15391.96 | 0 | 15391.96 | 0 | 14411.9476 | 0 | 0 | #N/A | #N/A | #N/A | #N/A | #N/A | #N/A | #N/A | 0 | 0 | 0 | 0
| E201 | 18230611 | Low Income Weatherization {E} | 10685-1 | LIW: Insulation - Slab On Grade - SIR - MF - TE | 45 |  | MF Space Heat | 2 | 9026 |  |  |  | 18052 | 7928.96 | 7928.96 |  |  | 45 | 0.592 | 0 | 1.316% | 3658.2374 | 0 | 61655.6673 | 11587.1974 | 57730.0256 | 10849.4358 | 0 | 0 | 2.9503 | 53258.0978 | 2.9503 | 0 | 53258.0978 | 0 | 53258.0978 | 53258.0978 | 58583.9076 | 0.92254 | 5.3997
| E201 | 18230611 | Low Income Weatherization {E} | 10691-4 | LIW: Ductless Heat Pump - MF - TE | 15 |  | MF Heat Pump | 4 | 1300 |  | 3758.92 | 3758.92 | 5200 | 18800.87 | 18800.87 | 119.15 | 0 | 15 | 0.056844 | 0 | 0.379% | 1053.7799 | 0 | 17760.3296 | 19854.6499 | 16629.5221 | 18590.4961 | 4396.203 | 0 | 1.3072 | 6797.4118 | 1.3072 | 0 | 6797.4118 | 0 | 6797.4118 | 6797.4118 | 11873.356 | 0.40876 | 0.63868
| E201 | 18230611 | Low Income Weatherization {E} | 12219-3 | LIW: Showerhead - 1.5 - SF - TE | 3 | 7 | Res Water Heat | 13 | 0 | 0 | 40.5 | 40.5 | 0 | 684.45 | 684.45 | 0 | 0 | 10 | 0 | 0 | 0% | 0 | 0 | 0 | 684.45 | 0 | 640.8708 | 0 | 0 | 0.25705 | 0 | 0.78743 | 0 | 0 | 0 | 0 | 0 | 0 | 0 | 0
| E201 | 18230611 | Low Income Weatherization {E} | 12220-5 | LIW: Insulation - Attic - R0 to R22 - MH - TE | 25 |  | SF Space Heat | 13351 | 0.68 |  | 1.55 | 1.55 | 9078.68 | 29118 | 29118 | 0.15 | 0 | 25 | 0.16541 | 0 | 0.6616% | 1839.7943 | 0 | 31007.7594 | 30957.7943 | 29033.4826 | 28986.6988 | 23764.631 | 0 | 1.9456 | 17663.0894 | 1.9456 | 0 | 17663.0894 | 0 | 17663.0894 | 17663.0894 | 43194.0293 | 0.60837 | 1.4901
| E201 | 18230611 | Low Income Weatherization {E} | 12295-3 | LIW: Showerhead - 1.5 - MH - TE | 3 | 7 | Res Water Heat | 14 | 0 | 0 | 40.5 | 40.5 | 0 | 737.1 | 737.1 | 0 | 0 | 10 | 0 | 0 | 0% | 0 | 0 | 0 | 737.1 | 0 | 690.1685 | 0 | 0 | 0.25705 | 0 | 0.78743 | 0 | 0 | 0 | 0 | 0 | 0 | 0 | 0
| E201 | 18230611 | Low Income Weatherization {E} | 12309-1 | LIW: Boiler - SIR - MF - SH |  |  |  | 1 | 0 |  |  |  | 0 | 0 | 0 | 0 | 0 | 0 | 0 | 0 | 0% | 0 | 0 | 0 | 0 | 0 | 0 | 0 | 0 | #N/A | #N/A | #N/A | #N/A | #N/A | #N/A | #N/A | 0 | 0 | 0 | #DIV/0!
| E201 | 18230611 | Low Income Weatherization {E} | 12401-3 | LIW: Lamp - LED - MR16 - SF - TE |  |  |  | 8 | 0 |  | 0 | 0 | 0 | 122.3 | 122.3 | 22.43 | 0 | 0 | 0 | 0 | 0% | 0 | 0 | 0 | 122.3 | 0 | 114.5131 | 0 | 0 | #N/A | #N/A | #N/A | #N/A | #N/A | #N/A | #N/A | 0 | 0 | 0 | 0
| E201 | 18230611 | Low Income Weatherization {E} | 12409-3 | LIW: Thermostat - ELV - MF - TE | 15 |  | MF Space Heat | 3 | 58 |  | 67.5 | 67.5 | 174 | 263.25 | 263.25 | 10.13 | 0 | 15 | 0.0019021 | 0 | 0.01268% | 35.2611 | 0 | 594.288 | 298.5111 | 556.4494 | 279.5048 | 280.3202 | 0 | 1.3032 | 226.7505 | 1.3032 | 0 | 226.7505 | 0 | 226.7505 | 226.7505 | 529.7458 | 0.4075 | 1.8953
| E201 | 18230611 | Low Income Weatherization {E} | 12419-1 | LIW: Thermostat - ESS - SF - SH |  |  |  | 1 | 0 |  | 0 | 0 | 0 | 0 | 0 | 0 | 0 | 0 | 0 | 0 | 0% | 0 | 0 | 0 | 0 | 0 | 0 | 0 | 0 | #N/A | #N/A | #N/A | #N/A | #N/A | #N/A | #N/A | 0 | 0 | 0 | #DIV/0!
| E201 | 18230611 | Low Income Weatherization {E} | 12819-1 | LIW: Heat Pump - MH - SH |  |  |  | 8 |  |  |  |  | 0 | 0 | 34827.21 | 0 | 0 | 0 | 0 | 0 | 0% | 0 | 34827.21 | 0 | 34827.21 | 0 | 32609.7472 | 0 | 0 | #N/A | #N/A | #N/A | #N/A | #N/A | #N/A | #N/A | 0 | 0 | 0 | 0
| E201 | 18230611 | Low Income Weatherization {E} | 12820-3 | LIW: Heat Pump - MH - TE | 6 | 12 | MF Heat Pump | 23 | 4193 | 2096 | 5829.66 | 5829.66 | 96439 | 197493.98 | 197493.98 | 480.66 | 0 | 18 | 1.2651 | 0 | 7.028% | 19543.3612 | 0 | 329382.3897 | 217037.3412 | 308410.4772 | 203218.4842 | 112828.3218 | 0 | 0.58812 | 56718.0685 | 1.5099 | 72791.4196 | 129509.4881 | 28352.2708 | 101157.2173 | 101157.2173 | 224101.2608 | 0.328 | 1.1028
| E201 | 18230611 | Low Income Weatherization {E} | 12821-1 | LIW: Heat Pump - SF - SH | 15 |  | SF Heat Pump | 3 | 1522 |  |  |  | 4566 | 0 | 16808.15 | 0 | 0 | 15 | 0.049913 | 0 | 0.3328% | 925.2998 | 16808.15 | 15594.9356 | 17733.4498 | 14601.9996 | 16604.3537 | 0 | 0 | 1.3072 | 5968.6505 | 1.3072 | 0 | 5968.6505 | 0 | 5968.6505 | 5968.6505 | 6565.5155 | 0.40876 | 0.39541
| E201 | 18230611 | Low Income Weatherization {E} | 12822-3 | LIW: Heat Pump - SF - TE | 6 | 12 | SF Heat Pump | 10 | 4566 | 2283 | 6453.87 | 6453.87 | 45660 | 93444.48 | 93444.48 | 411.3 | 0 | 18 | 0.59896 | 0 | 3.328% | 9252.998 | 0 | 155949.3557 | 102697.478 | 146019.9959 | 96158.6872 | 41976.9635 | 0 | 0.58812 | 26853.7314 | 1.5099 | 34472.0401 | 61325.7716 | 13426.8657 | 47898.9058 | 47898.9058 | 94665.7599 | 0.32803 | 0.98447
| E201 | 18230611 | Low Income Weatherization {E} | 12897-1 | LIW: Personal Protective Equipment - SF - TE |  |  |  | 6 | 0 |  | 0 | 0 | 0 | 81.66 | 81.66 | 0 | 0 | 0 | 0 | 0 | 0% | 0 | 0 | 0 | 81.66 | 0 | 76.4607 | 0 | 0 | #N/A | #N/A | #N/A | #N/A | #N/A | #N/A | #N/A | 0 | 0 | 0 | 0
| E201 | 18230611 | Low Income Weatherization {E} | 12899-1 | LIW: Personal Protective Equipment - MH - TE |  |  |  | 9 | 0 |  | 0 | 0 | 0 | 160.95 | 160.95 | 0 | 0 | 0 | 0 | 0 | 0% | 0 | 0 | 0 | 160.95 | 0 | 150.7022 | 0 | 0 | #N/A | #N/A | #N/A | #N/A | #N/A | #N/A | #N/A | 0 | 0 | 0 | 0
| E201 | 18230611 | Low Income Weatherization {E} | 13009-1 | LIW: Sealing - Air - SIR - MF - TE | 30 |  | SF Space Heat | 9 | 3405.7778 |  |  |  | 30652 | 202467.45 | 202467.45 | 0 | 0 | 30 | 0.67014 | 0 | 2.234% | 6211.6271 | 0 | 104690.3121 | 208679.0771 | 98024.6368 | 195392.3943 | 0 | 0 | 2.2575 | 69196.8291 | 2.2575 | 0 | 69196.8291 | 0 | 69196.8291 | 69196.8291 | 76116.512 | 0.70591 | 0.38956
| E201 | 18230611 | Low Income Weatherization {E} | 13011-1 | LIW: Sealing - Air - SIR - MH - TE | 30 |  | SF Space Heat | 1 | 3771 |  |  |  | 3771 | 1597.12 | 1597.12 | 0 | 0 | 30 | 0.082445 | 0 | 0.2748% | 764.1931 | 0 | 12879.6544 | 2361.3131 | 12059.6015 | 2210.9673 | 0 | 0 | 2.2575 | 8513.025 | 2.2575 | 0 | 8513.025 | 0 | 8513.025 | 8513.025 | 9364.3275 | 0.70591 | 4.2354
| E201 | 18230611 | Low Income Weatherization {E} | 13141-1 | LIW: Program Support - MF - SH |  |  |  | 1 |  |  |  |  | 0 | 0 | 0 | 0 | 0 | 0 | 0 | 0 | 0% | 0 | 0 | 0 | 0 | 0 | 0 | 0 | 0 | #N/A | #N/A | #N/A | #N/A | #N/A | #N/A | #N/A | 0 | 0 | 0 | #DIV/0!
| E201 | 18230611 | Low Income Weatherization {E} | 13297-1 | LIW: Repair and Maintenance - HVAC - MH - TE |  |  |  | 4 | 0 |  | 0 | 0 | 0 | 2759.59 | 2759.59 | 0 | 0 | 0 | 0 | 0 | 0% | 0 | 0 | 0 | 2759.59 | 0 | 2583.8858 | 0 | 0 | #N/A | #N/A | #N/A | #N/A | #N/A | #N/A | #N/A | 0 | 0 | 0 | 0
| E201 | 18230611 | Low Income Weatherization {E} | 13298-1 | LIW: Repair and Maintenance - HVAC - SF - SH |  |  |  | 4 |  |  |  |  | 0 | 0 | 457.94 | 0 | 0 | 0 | 0 | 0 | 0% | 0 | 457.94 | 0 | 457.94 | 0 | 428.7828 | 0 | 0 | #N/A | #N/A | #N/A | #N/A | #N/A | #N/A | #N/A | 0 | 0 | 0 | 0
| E201 | 18230611 | Low Income Weatherization {E} | 13299-1 | LIW: Repair and Maintenance - HVAC - SF - TE |  |  |  | 2 | 0 |  | 0 | 0 | 0 | 1082.98 | 1082.98 | 0 | 0 | 0 | 0 | 0 | 0% | 0 | 0 | 0 | 1082.98 | 0 | 1014.0262 | 0 | 0 | #N/A | #N/A | #N/A | #N/A | #N/A | #N/A | #N/A | 0 | 0 | 0 | 0
| E201 | 18230611 | Low Income Weatherization {E} | 13300-1 | LIW: Repair and Maintenance - HVAC - MH - SH |  |  |  | 1 |  |  |  |  | 0 | 0 | 891.6 | 0 | 0 | 0 | 0 | 0 | 0% | 0 | 891.6 | 0 | 891.6 | 0 | 834.8315 | 0 | 0 | #N/A | #N/A | #N/A | #N/A | #N/A | #N/A | #N/A | 0 | 0 | 0 | 0
| E201 | 18230611 | Low Income Weatherization {E} | 13330-1 | LIW: Insulation - SIR - MH - TE | 30 |  | SF Space Heat | 1 | 10534 |  |  |  | 10534 | 6128.24 | 6128.24 | 0 | 0 | 30 | 0.2303 | 0 | 0.7677% | 2134.7149 | 0 | 35978.3292 | 8262.9549 | 33687.5742 | 7736.8491 | 0 | 0 | 2.2575 | 23780.4841 | 2.2575 | 0 | 23780.4841 | 0 | 23780.4841 | 23780.4841 | 26158.5325 | 0.70591 | 3.381
| E201 | 18230611 | Low Income Weatherization {E} | 13334-1 | LIW: Insulation - SIR - MF - SH |  |  |  | 1 |  |  |  |  | 0 | 0 | 0 | 0 | 0 | 0 | 0 | 0 | 0% | 0 | 0 | 0 | 0 | 0 | 0 | 0 | 0 | #N/A | #N/A | #N/A | #N/A | #N/A | #N/A | #N/A | 0 | 0 | 0 | #DIV/0!
| E201 | 18230611 | Low Income Weatherization {E} | 13336-1 | LIW: Ductless Heat Pump - SIR - MH - TE | 15 |  | SF Heat Pump | 1 | 14581 |  |  |  | 14581 | 7982.32 | 7982.32 | 0 | 0 | 15 | 0.15939 | 0 | 1.063% | 2954.8393 | 0 | 49800.6473 | 10937.1593 | 46629.8196 | 10240.7859 | 0 | 0 | 1.3072 | 19060.2042 | 1.3072 | 0 | 19060.2042 | 0 | 19060.2042 | 19060.2042 | 20966.2246 | 0.40876 | 2.0473
[19 empty] | 0 | 0 | 0 | 0% | 0 | 0 | 0 | 0 | 0 | 0 | 0 | 0 | #N/A | #N/A | #N/A | #N/A | #N/A | #N/A | #N/A | 0 | 0 | 0 | #DIV/0!
[19 empty] | 0 | 0 | 0 | 0% | 0 | 0 | 0 | 0 | 0 | 0 | 0 | 0 | #N/A | #N/A | #N/A | #N/A | #N/A | #N/A | #N/A | 0 | 0 | 0 | #DIV/0!
[19 empty] | 0 | 0 | 0 | 0% | 0 | 0 | 0 | 0 | 0 | 0 | 0 | 0 | #N/A | #N/A | #N/A | #N/A | #N/A | #N/A | #N/A | 0 | 0 | 0 | #DIV/0!
[19 empty] | 0 | 0 | 0 | 0% | 0 | 0 | 0 | 0 | 0 | 0 | 0 | 0 | #N/A | #N/A | #N/A | #N/A | #N/A | #N/A | #N/A | 0 | 0 | 0 | #DIV/0!
[19 empty] | 0 | 0 | 0 | 0% | 0 | 0 | 0 | 0 | 0 | 0 | 0 | 0 | #N/A | #N/A | #N/A | #N/A | #N/A | #N/A | #N/A | 0 | 0 | 0 | #DIV/0!
[19 empty] | 0 | 0 | 0 | 0% | 0 | 0 | 0 | 0 | 0 | 0 | 0 | 0 | #N/A | #N/A | #N/A | #N/A | #N/A | #N/A | #N/A | 0 | 0 | 0 | #DIV/0!
[19 empty] | 0 | 0 | 0 | 0% | 0 | 0 | 0 | 0 | 0 | 0 | 0 | 0 | #N/A | #N/A | #N/A | #N/A | #N/A | #N/A | #N/A | 0 | 0 | 0 | #DIV/0!
[19 empty] | 0 | 0 | 0 | 0% | 0 | 0 | 0 | 0 | 0 | 0 | 0 | 0 | #N/A | #N/A | #N/A | #N/A | #N/A | #N/A | #N/A | 0 | 0 | 0 | #DIV/0!
[19 empty] | 0 | 0 | 0 | 0% | 0 | 0 | 0 | 0 | 0 | 0 | 0 | 0 | #N/A | #N/A | #N/A | #N/A | #N/A | #N/A | #N/A | 0 | 0 | 0 | #DIV/0!
[19 empty] | 0 | 0 | 0 | 0% | 0 | 0 | 0 | 0 | 0 | 0 | 0 | 0 | #N/A | #N/A | #N/A | #N/A | #N/A | #N/A | #N/A | 0 | 0 | 0 | #DIV/0!
[19 empty] | 0 | 0 | 0 | 0% | 0 | 0 | 0 | 0 | 0 | 0 | 0 | 0 | #N/A | #N/A | #N/A | #N/A | #N/A | #N/A | #N/A | 0 | 0 | 0 | #DIV/0!
[19 empty] | 0 | 0 | 0 | 0% | 0 | 0 | 0 | 0 | 0 | 0 | 0 | 0 | #N/A | #N/A | #N/A | #N/A | #N/A | #N/A | #N/A | 0 | 0 | 0 | #DIV/0!
[19 empty] | 0 | 0 | 0 | 0% | 0 | 0 | 0 | 0 | 0 | 0 | 0 | 0 | #N/A | #N/A | #N/A | #N/A | #N/A | #N/A | #N/A | 0 | 0 | 0 | #DIV/0!
[19 empty] | 0 | 0 | 0 | 0% | 0 | 0 | 0 | 0 | 0 | 0 | 0 | 0 | #N/A | #N/A | #N/A | #N/A | #N/A | #N/A | #N/A | 0 | 0 | 0 | #DIV/0!
[19 empty] | 0 | 0 | 0 | 0% | 0 | 0 | 0 | 0 | 0 | 0 | 0 | 0 | #N/A | #N/A | #N/A | #N/A | #N/A | #N/A | #N/A | 0 | 0 | 0 | #DIV/0!
[19 empty] | 0 | 0 | 0 | 0% | 0 | 0 | 0 | 0 | 0 | 0 | 0 | 0 | #N/A | #N/A | #N/A | #N/A | #N/A | #N/A | #N/A | 0 | 0 | 0 | #DIV/0!
[19 empty] | 0 | 0 | 0 | 0% | 0 | 0 | 0 | 0 | 0 | 0 | 0 | 0 | #N/A | #N/A | #N/A | #N/A | #N/A | #N/A | #N/A | 0 | 0 | 0 | #DIV/0!
[19 empty] | 0 | 0 | 0 | 0% | 0 | 0 | 0 | 0 | 0 | 0 | 0 | 0 | #N/A | #N/A | #N/A | #N/A | #N/A | #N/A | #N/A | 0 | 0 | 0 | #DIV/0!
[19 empty] | 0 | 0 | 0 | 0% | 0 | 0 | 0 | 0 | 0 | 0 | 0 | 0 | #N/A | #N/A | #N/A | #N/A | #N/A | #N/A | #N/A | 0 | 0 | 0 | #DIV/0!
[19 empty] | 0 | 0 | 0 | 0% | 0 | 0 | 0 | 0 | 0 | 0 | 0 | 0 | #N/A | #N/A | #N/A | #N/A | #N/A | #N/A | #N/A | 0 | 0 | 0 | #DIV/0!
[19 empty] | 0 | 0 | 0 | 0% | 0 | 0 | 0 | 0 | 0 | 0 | 0 | 0 | #N/A | #N/A | #N/A | #N/A | #N/A | #N/A | #N/A | 0 | 0 | 0 | #DIV/0!
[19 empty] | 0 | 0 | 0 | 0% | 0 | 0 | 0 | 0 | 0 | 0 | 0 | 0 | #N/A | #N/A | #N/A | #N/A | #N/A | #N/A | #N/A | 0 | 0 | 0 | #DIV/0!
[19 empty] | 0 | 0 | 0 | 0% | 0 | 0 | 0 | 0 | 0 | 0 | 0 | 0 | #N/A | #N/A | #N/A | #N/A | #N/A | #N/A | #N/A | 0 | 0 | 0 | #DIV/0!
[19 empty] | 0 | 0 | 0 | 0% | 0 | 0 | 0 | 0 | 0 | 0 | 0 | 0 | #N/A | #N/A | #N/A | #N/A | #N/A | #N/A | #N/A | 0 | 0 | 0 | #DIV/0!
[19 empty] | 0 | 0 | 0 | 0% | 0 | 0 | 0 | 0 | 0 | 0 | 0 | 0 | #N/A | #N/A | #N/A | #N/A | #N/A | #N/A | #N/A | 0 | 0 | 0 | #DIV/0!
[19 empty] | 0 | 0 | 0 | 0% | 0 | 0 | 0 | 0 | 0 | 0 | 0 | 0 | #N/A | #N/A | #N/A | #N/A | #N/A | #N/A | #N/A | 0 | 0 | 0 | #DIV/0!
[19 empty] | 0 | 0 | 0 | 0% | 0 | 0 | 0 | 0 | 0 | 0 | 0 | 0 | #N/A | #N/A | #N/A | #N/A | #N/A | #N/A | #N/A | 0 | 0 | 0 | #DIV/0!

## Residential Lighting {E}
Rtn to Summary |  | Order Number | Program Name | Discount Rate: | 6.8% | [9 empty] | Paste in incentives but use DBtC for Total
| Program: | 18230440 | Residential Lighting {E}
| paste |  |  | paste | paste | paste | paste | paste | paste | paste | paste | paste | paste | Paste | paste | paste | paste | paste | Formula: G + H | Formula: (O/A10)*T | Formula: N - M | Formula: O/A10 | Formula: W*A8 | Formula: Q - P | Formula: X + DBtC | Formula: Q + X | Formula: Z/(1+ElecDiscountRate)^1 | Formula: AA/(1+ElecDiscountRate)^1 | Formula: -PV (ElecDiscount Rate,T,R)*J | Formula: - PV (ElecDiscount Rate, T, S)*J |  | AF*J*K |  | AH*J*L | AG + AI |  | AG +AI -AK | formula: Logic to lookup from AC tables and adjust by savings and quantity | Formula: Utility Savings (AM)*1.1+AD+AE | formula: AM/AB | formula: AN/AC
| Sch. No. | Order Number | Program Name | Measure Version | Measure Name | First Period Measure Life | Second period Measure Life | Electric End-Use Type | Number of units offered | Savings per Unit Period 1 | Savngs per Unit Period 2 | Incentives Per Unit | Incremental Measure Cost per Unit | Total First Year Savings | Total Incentive | Total Incremental Measure Cost | Unit First Year Non-Energy Benefits | Unit Annual Net Equipment O&M | Total Measure Life | Weighted Life | Agency or Customer Cost per Unit | Percent Unit overhead | Program Overhead Cost | Total Customer Cost | Total Utility Program Costs | Total Resource Cost | PV Total Utility Program Costs | PV Total Resource Costs | PV Total Non-Energy Benefits | PV Total Net Equipment O&M | Unit PV First period Savings for 1 kWh | Total First Period Savings | Unit PV Savings for Second Period for 1 kWh | Total Second period Savings | Unadjusted Total | Decrement | Final UC Total Savings | PV Total Savings UC | PV Total Savings TRC | UC B/C Ratio | TRC B/C Ratio
DBTC: | E214 | 18230440 | Residential Lighting {E} | 10001-8 | RETL: Fixture - LED - Indoor | 15 |  | Res Lighting | 72204 | 5.1 |  | 5 | 1.29 | 368240.4 | 361020 | 93143.16 | 0 | 0 | 15 | 5.9885 | -3.71 | 39.92% | 102719.1016 | -267876.84 | 458861.1363 | 195862.2616 | 429645.2587 | 183391.6307 | 0 | 0 | 1.128 | 415389.1545 | 1.128 | 0 | 415389.1545 | 0 | 415389.1545 | 415389.1545 | 456928.0699 | 0.96682 | 2.4915
892065 | E215 | 18230441 | Residential Lighting {E} | 10002-7 | RETL: Fixture - LED - Outdoor | 15 |  | Res Lighting | 18964 | 16.2 |  | 10 | 2.19 | 307216.8 | 227269.61 | 41531.16 | 0 | 0 | 15 | 4.9961 | -7.81 | 33.31% | 85696.8265 | -185738.45 | 382820.1629 | 127227.9865 | 358445.8455 | 119127.3282 | 0 | 0 | 1.128 | 346552.2164 | 1.128 | 0 | 346552.2164 | 0 | 346552.2164 | 346552.2164 | 381207.438 | 0.96682 | 3.2
Program Costs: | E216 | 18230442 | Residential Lighting {E} | 10608-5 | RETL: Fixture - LED - T8 Retrofit | 12 |  | Res Lighting | 2560 | 9 |  | 2 | 4.12 | 23040 | 5119.46 | 10547.2 | 0 | 0 | 12 | 0.29975 | 2.12 | 2.498% | 6426.9105 | 5427.74 | 28709.9421 | 16974.1105 | 26881.9683 | 15893.3619 | 0 | 0 | 0.94161 | 21694.5963 | 0.94161 | 0 | 21694.5963 | 0 | 21694.5963 | 21694.5963 | 23864.0559 | 0.80703 | 1.5015
257290.93 | E217 | 18230443 | Residential Lighting {E} | 10609-5 | RETL: Fixture - LED - T8 | 15 |  | Res Lighting | 1833 | 2.2 |  | 2.5 | 1.1 | 4032.6 | 3666 | 2016.3 | 0 | 0 | 15 | 0.06558 | -1.4 | 0.4372% | 1124.8767 | -1649.7 | 5024.9875 | 3141.1767 | 4705.0445 | 2941.1767 | 0 | 0 | 1.128 | 4548.9259 | 1.128 | 0 | 4548.9259 | 0 | 4548.9259 | 4548.9259 | 5003.8185 | 0.96682 | 1.7013
Total Savings (kWh): | E218 | 18230444 | Residential Lighting {E} | 10609-6 | RETL: Fixture - LED - T8 | 15 |  | Res Lighting | 9729 | 2.2 |  | 2 | 1.1 | 21403.8 | 19458 | 10701.9 | 0 | 0 | 15 | 0.34808 | -0.9 | 2.321% | 5970.4995 | -8756.1 | 26671.0877 | 16672.3995 | 24972.9285 | 15610.8609 | 0 | 0 | 1.128 | 24144.2992 | 1.128 | 0 | 24144.2992 | 0 | 24144.2992 | 24144.2992 | 26558.7291 | 0.96682 | 1.7013
922369 | E219 | 18230445 | Residential Lighting {E} | 12007-4 | RETL: String Lighting - LED - Outdoor | 12 |  | Res Lighting | 34213 | 5.8 |  | 5 | 2.87 | 198435.4 | 179511.99 | 98191.31 | 0 | 0 | 12 | 2.5816 | -2.13 | 21.51% | 55352.7152 | -81320.68 | 247268.6134 | 153544.0252 | 231524.919 | 143767.8139 | 0 | 0 | 0.94161 | 186847.9122 | 0.94161 | 0 | 186847.9122 | 0 | 186847.9122 | 186847.9122 | 205532.7034 | 0.80703 | 1.4296
Total Incentives: | E220 | 18230446 | Residential Lighting {E} | [15 empty] | 0 | 0 | 0 | 0% | 0 | 0 | 0 | 0 | 0 | 0 | 0 | 0 | #N/A | #N/A | #N/A | #N/A | #N/A | #N/A | #N/A | 0 | 0 | 0 | #DIV/0!
796045.06 | E221 | 18230447 | Residential Lighting {E} | [15 empty] | 0 | 0 | 0 | 0% | 0 | 0 | 0 | 0 | 0 | 0 | 0 | 0 | #N/A | #N/A | #N/A | #N/A | #N/A | #N/A | #N/A | 0 | 0 | 0 | #DIV/0!
Total Customer Costs: | E222 | 18230448 | Residential Lighting {E} | [15 empty] | 0 | 0 | 0 | 0% | 0 | 0 | 0 | 0 | 0 | 0 | 0 | 0 | #N/A | #N/A | #N/A | #N/A | #N/A | #N/A | #N/A | 0 | 0 | 0 | #DIV/0!
-539914.03 | E223 | 18230449 | Residential Lighting {E} | [15 empty] | 0 | 0 | 0 | 0% | 0 | 0 | 0 | 0 | 0 | 0 | 0 | 0 | #N/A | #N/A | #N/A | #N/A | #N/A | #N/A | #N/A | 0 | 0 | 0 | #DIV/0!
Weighted Avg Life | E224 | 18230450 | Residential Lighting {E} | [15 empty] | 0 | 0 | 0 | 0% | 0 | 0 | 0 | 0 | 0 | 0 | 0 | 0 | #N/A | #N/A | #N/A | #N/A | #N/A | #N/A | #N/A | 0 | 0 | 0 | #DIV/0!
14.2797 | E225 | 18230451 | Residential Lighting {E} | [15 empty] | 0 | 0 | 0 | 0% | 0 | 0 | 0 | 0 | 0 | 0 | 0 | 0 | #N/A | #N/A | #N/A | #N/A | #N/A | #N/A | #N/A | 0 | 0 | 0 | #DIV/0!
Total Utility Cost | E226 | 18230452 | Residential Lighting {E} | [15 empty] | 0 | 0 | 0 | 0% | 0 | 0 | 0 | 0 | 0 | 0 | 0 | 0 | #N/A | #N/A | #N/A | #N/A | #N/A | #N/A | #N/A | 0 | 0 | 0 | #DIV/0!
1149355.93 | E227 | 18230453 | Residential Lighting {E} | [15 empty] | 0 | 0 | 0 | 0% | 0 | 0 | 0 | 0 | 0 | 0 | 0 | 0 | #N/A | #N/A | #N/A | #N/A | #N/A | #N/A | #N/A | 0 | 0 | 0 | #DIV/0!
Total Resource Cost | E228 | 18230454 | Residential Lighting {E} | [15 empty] | 0 | 0 | 0 | 0% | 0 | 0 | 0 | 0 | 0 | 0 | 0 | 0 | #N/A | #N/A | #N/A | #N/A | #N/A | #N/A | #N/A | 0 | 0 | 0 | #DIV/0!
513421.96 | E229 | 18230455 | Residential Lighting {E} | [15 empty] | 0 | 0 | 0 | 0% | 0 | 0 | 0 | 0 | 0 | 0 | 0 | 0 | #N/A | #N/A | #N/A | #N/A | #N/A | #N/A | #N/A | 0 | 0 | 0 | #DIV/0!
UC B/C Ratio | E230 | 18230456 | Residential Lighting {E} | [15 empty] | 0 | 0 | 0 | 0% | 0 | 0 | 0 | 0 | 0 | 0 | 0 | 0 | #N/A | #N/A | #N/A | #N/A | #N/A | #N/A | #N/A | 0 | 0 | 0 | #DIV/0!
0.92845 | E231 | 18230457 | Residential Lighting {E} | [15 empty] | 0 | 0 | 0 | 0% | 0 | 0 | 0 | 0 | 0 | 0 | 0 | 0 | #N/A | #N/A | #N/A | #N/A | #N/A | #N/A | #N/A | 0 | 0 | 0 | #DIV/0!
TRC B/C Ratio | E232 | 18230458 | Residential Lighting {E} | [15 empty] | 0 | 0 | 0 | 0% | 0 | 0 | 0 | 0 | 0 | 0 | 0 | 0 | #N/A | #N/A | #N/A | #N/A | #N/A | #N/A | #N/A | 0 | 0 | 0 | #DIV/0!
2.2863 | [18 empty] | 0 | 0 | 0 | 0% | 0 | 0 | 0 | 0 | 0 | 0 | 0 | 0 | #N/A | #N/A | #N/A | #N/A | #N/A | #N/A | #N/A | 0 | 0 | 0 | #DIV/0!

## SF Existing Space Heat {E}
Rtn to Summary |  | Order Number | Program Name | Discount Rate: | 6.8% | [9 empty] | Paste in incentives but use DBtC for Total
| Program: | 18230628 | SF Existing Space Heat {E}
| paste |  |  | paste | paste | paste | paste | paste | paste | paste | paste | paste | paste | Paste | paste | paste | paste | paste | Formula: G + H | Formula: (O/A10)*T | Formula: N - M | Formula: O/A10 | Formula: W*A8 | Formula: Q - P | Formula: X + DBtC | Formula: Q + X | Formula: Z/(1+ElecDiscountRate)^1 | Formula: AA/(1+ElecDiscountRate)^1 | Formula: -PV (ElecDiscount Rate,T,R)*J | Formula: - PV (ElecDiscount Rate, T, S)*J |  | AF*J*K |  | AH*J*L | AG + AI |  | AG +AI -AK | formula: Logic to lookup from AC tables and adjust by savings and quantity | Formula: Utility Savings (AM)*1.1+AD+AE | formula: AM/AB | formula: AN/AC
| Sch. No. | Order Number | Program Name | Measure Version | Measure Name | First Period Measure Life | Second period Measure Life | Electric End-Use Type | Number of units offered | Savings per Unit Period 1 | Savngs per Unit Period 2 | Incentives Per Unit | Incremental Measure Cost per Unit | Total First Year Savings | Total Incentive | Total Incremental Measure Cost | Unit First Year Non-Energy Benefits | Unit Annual Net Equipment O&M | Total Measure Life | Weighted Life | Agency or Customer Cost per Unit | Percent Unit overhead | Program Overhead Cost | Total Customer Cost | Total Utility Program Costs | Total Resource Cost | PV Total Utility Program Costs | PV Total Resource Costs | PV Total Non-Energy Benefits | PV Total Net Equipment O&M | Unit PV First period Savings for 1 kWh | Total First Period Savings | Unit PV Savings for Second Period for 1 kWh | Total Second period Savings | Unadjusted Total | Decrement | Final UC Total Savings | PV Total Savings UC | PV Total Savings TRC | UC B/C Ratio | TRC B/C Ratio
DBTC: | E214 | 18230628 | SF Existing Space Heat {E} | 12321-3 | Heat Pump - Ductless - from Zonal - 9.0 or greater HSPF - HZ1CZ1 - MH | 15 |  | SF Heat Pump | 3 | 1685 |  | 2400 | 3644.31 | 5055 | 7200 | 10932.93 | 40.255 | 0 | 15 | 0.0099988 | 1244.31 | 0.06666% | 226.9273 | 3732.93 | 2561.8831 | 11159.8573 | 2398.7669 | 10449.3046 | 1113.9477 | 0 | 1.3072 | 6607.8686 | 1.3072 | 0 | 6607.8686 | 0 | 6607.8686 | 6607.8686 | 8382.6031 | 2.7547 | 0.80222
3502864.65 | E214 | 18230628 | SF Existing Space Heat {E} | 12321-4 | Heat Pump - Ductless - from Zonal - 9.0 or greater HSPF - HZ1CZ1 - MH | 15 |  | SF Heat Pump | 34 | 2064 |  | 2400 | 3644.31 | 70176 | 78622.79 | 123906.54 | 41.6928 | 0 | 15 | 0.13881 | 1244.31 | 0.9254% | 3150.3163 | 45283.75 | 35565.3228 | 127056.8563 | 33300.864 | 118967.0939 | 13075.6618 | 0 | 1.3072 | 91733.687 | 1.3072 | 0 | 91733.687 | 0 | 91733.687 | 91733.687 | 113982.7175 | 2.7547 | 0.9581
Program Costs: | E214 | 18230628 | SF Existing Space Heat {E} | 12322-1 | Heat Pump - Ductless - from Zonal - 9.0 or greater HSPF - HZ1CZ1 - SF or DX | 15 |  | SF Heat Pump | 1 | 1997 |  | 800 | 3953.13 | 1997 | 800 | 3953.13 | 0 | 0 | 15 | 0.0039501 | 3153.13 | 0.02633% | 89.6486 | 3153.13 | 1012.0832 | 4042.7786 | 947.6434 | 3785.3732 | 0 | 0 | 1.3072 | 2610.4676 | 1.3072 | 0 | 2610.4676 | 0 | 2610.4676 | 2610.4676 | 2871.5143 | 2.7547 | 0.75858
340432.81 | E214 | 18230628 | SF Existing Space Heat {E} | 12322-2 | Heat Pump - Ductless - from Zonal - 9.0 or greater HSPF - HZ1CZ1 - SF or DX | 15 |  | SF Heat Pump | 208 | 1685 |  | 800 | 3644.31 | 350480 | 166314 | 758016.48 | 40.255 | 0 | 15 | 0.69325 | 2844.31 | 4.622% | 15733.625 | 591702.48 | 177623.8933 | 773750.105 | 166314.5068 | 724485.1171 | 77233.7045 | 0 | 1.3072 | 458145.5569 | 1.3072 | 0 | 458145.5569 | 0 | 458145.5569 | 458145.5569 | 581193.8172 | 2.7547 | 0.80222
Total Savings (kWh): | E214 | 18230628 | SF Existing Space Heat {E} | 12322-3 | Heat Pump - Ductless - from Zonal - 9.0 or greater HSPF - HZ1CZ1 - SF or DX | 15 |  | SF Heat Pump | 1219 | 2064 |  | 800 | 3644.31 | 2516016 | 975049.99 | 4442413.89 | 41.6928 | 0 | 15 | 4.9767 | 2844.31 | 33.18% | 112948.1063 | 3467363.9 | 1275121.4262 | 4555361.9963 | 1193933.9196 | 4265320.2213 | 468800.9342 | 0 | 1.3072 | 3288922.4823 | 1.3072 | 0 | 3288922.4823 | 0 | 3288922.4823 | 3288922.4823 | 4086615.6647 | 2.7547 | 0.9581
7583433 | E214 | 18230628 | SF Existing Space Heat {E} | 12324-3 | Heat Pump - Ductless - with E FAF - HZ1 - MH | 15 |  | SF Heat Pump | 37 | 3055 |  | 2400 | 3895.16 | 113035 | 87596.84 | 144120.92 | 0 | 0 | 15 | 0.22358 | 1495.16 | 1.491% | 5074.3275 | 56524.08 | 57286.3409 | 149195.2475 | 53638.896 | 139695.9246 | 0 | 0 | 1.3072 | 147758.7395 | 1.3072 | 0 | 147758.7395 | 0 | 147758.7395 | 147758.7395 | 162534.6135 | 2.7547 | 1.1635
Total Incentives: | E214 | 18230628 | SF Existing Space Heat {E} | 12325-2 | Heat Pump - Ductless - with E FAF - HZ1 - SF or DX | 15 |  | SF Heat Pump | 23 | 2550 |  | 800 | 4039.18 | 58650 | 18400 | 92901.14 | 0 | 0 | 15 | 0.11601 | 3239.18 | 0.7734% | 2632.8952 | 74501.14 | 29723.9253 | 95534.0352 | 27831.3907 | 89451.3438 | 0 | 0 | 1.3072 | 76666.9622 | 1.3072 | 0 | 76666.9622 | 0 | 76666.9622 | 76666.9622 | 84333.6584 | 2.7547 | 0.94279
3480741.04 | E214 | 18230628 | SF Existing Space Heat {E} | 12326-2 | Heat Pump - from E FAF - SF or DX | 10 | 8 | SF Heat Pump | 80 | 4268 | 3201 | 1500 | 4692.1 | 341440 | 120000 | 375368 | 0 | 0 | 18 | 0.81044 | 3192.1 | 4.502% | 15327.8045 | 255368 | 173042.405 | 390695.8045 | 162024.7238 | 365820.0417 | 0 | 0 | 0.93611 | 319627.0964 | 1.5099 | 386666.6681 | 706293.7645 | 239720.3223 | 466573.4422 | 466573.4422 | 513230.7864 | 2.8796 | 1.403
Total Customer Costs: | E214 | 18230628 | SF Existing Space Heat {E} | 12326-3 | Heat Pump - from E FAF - SF or DX | 10 | 8 | SF Heat Pump | 318 | 4268 | 3201 | 1500 | 4692.1 | 1357224 | 477000 | 1492087.8 | 172.0004 | 0 | 18 | 3.2215 | 3192.1 | 17.9% | 60928.023 | 1015087.8 | 687843.56 | 1553015.823 | 644048.2772 | 1454134.6657 | 558224.4921 | 0 | 0.93611 | 1270517.7082 | 1.5099 | 1537000.0055 | 2807517.7137 | 952888.2811 | 1854629.4326 | 1854629.4326 | 2598316.868 | 2.8796 | 1.7868
7481632.98 | E214 | 18230628 | SF Existing Space Heat {E} | 12547-4 | Heat Pump - from E FAF - MH | 10 | 8 | SF Heat Pump | 47 | 3988 | 2991 | 2400 | 4258.11 | 187436 | 112099.99 | 200131.17 | 0 | 0 | 18 | 0.4449 | 1858.11 | 2.472% | 8414.3111 | 88031.18 | 94992.9013 | 208545.4811 | 88944.6642 | 195267.3044 | 0 | 0 | 0.93611 | 175461.6461 | 1.5099 | 212263.5122 | 387725.1583 | 131596.2346 | 256128.9237 | 256128.9237 | 281741.8161 | 2.8796 | 1.4429
Weighted Avg Life | E214 | 18230628 | SF Existing Space Heat {E} | 12547-5 | Heat Pump - from E FAF - MH | 10 | 8 | SF Heat Pump | 255 | 3988 | 2991 | 2400 | 4258.11 | 1016940 | 611086.73 | 1085818.05 | 160.7164 | 0 | 18 | 2.4138 | 1858.11 | 13.41% | 45652.1132 | 474731.32 | 515387.0179 | 1131470.1632 | 482572.1141 | 1059428.9918 | 418266.1189 | 0 | 0.93611 | 951972.7607 | 1.5099 | 1151642.4596 | 2103615.2203 | 713979.5705 | 1389635.6498 | 1389635.6498 | 1946865.3337 | 2.8796 | 1.8377
16.353 | E214 | 18230628 | SF Existing Space Heat {E} | 12764-2 | Heat Pump - Ductless - from Zonal - 9.0 or greater HSPF - HZ1CZ1 - SF or DX - MI | 15 |  | SF Heat Pump | 1 | 1685 |  | 1600 | 3644.31 | 1685 | 1600 | 3644.31 | 40.255 | 0 | 15 | 0.0033329 | 2044.31 | 0.02222% | 75.6424 | 2044.31 | 853.961 | 3719.9524 | 799.589 | 3483.1015 | 371.3159 | 0 | 1.3072 | 2202.6229 | 1.3072 | 0 | 2202.6229 | 0 | 2202.6229 | 2202.6229 | 2794.201 | 2.7547 | 0.80222
Total Utility Cost | E214 | 18230628 | SF Existing Space Heat {E} | 12764-3 | Heat Pump - Ductless - from Zonal - 9.0 or greater HSPF - HZ1CZ1 - SF or DX - MI | 15 |  | SF Heat Pump | 27 | 2064 |  | 2400 | 3644.31 | 55728 | 61769.45 | 98396.37 | 41.6928 | 0 | 15 | 0.11023 | 1244.31 | 0.7349% | 2501.7218 | 36626.92 | 28243.0505 | 100898.0918 | 26444.8038 | 94473.8687 | 10383.6138 | 0 | 1.3072 | 72847.3396 | 1.3072 | 0 | 72847.3396 | 0 | 72847.3396 | 72847.3396 | 90515.6874 | 2.7547 | 0.9581
3843297.46 | E214 | 18230628 | SF Existing Space Heat {E} | 12766-2 | Heat Pump - from E FAF - SF or DX - MI | 10 | 8 | SF Heat Pump | 1 | 4268 | 3201 | 1600 | 4692.1 | 4268 | 1600 | 4692.1 | 0 | 0 | 18 | 0.010131 | 3092.1 | 0.05628% | 191.5976 | 3092.1 | 2163.0301 | 4883.6976 | 2025.309 | 4572.7505 | 0 | 0 | 0.93611 | 3995.3387 | 1.5099 | 4833.3334 | 8828.6721 | 2996.504 | 5832.168 | 5832.168 | 6415.3848 | 2.8796 | 1.403
Total Resource Cost | E214 | 18230628 | SF Existing Space Heat {E} | 12766-3 | Heat Pump - from E FAF - SF or DX - MI | 10 | 8 | SF Heat Pump | 4 | 4268 | 3201 | 2400 | 4692.1 | 17072 | 9600 | 18768.4 | 172.0004 | 0 | 18 | 0.040522 | 2292.1 | 0.2251% | 766.3902 | 9168.4 | 8652.1203 | 19534.7902 | 8101.2362 | 18291.0021 | 7021.6917 | 0 | 0.93611 | 15981.3548 | 1.5099 | 19333.3334 | 35314.6882 | 11986.0161 | 23328.6721 | 23328.6721 | 32683.231 | 2.8796 | 1.7868
11302806.83 | E214 | 18230628 | SF Existing Space Heat {E} | 12767-2 | Heat Pump - with AC - from E FAF - MH | 6 | 12 | SF Heat Pump | 4 | 4193 | 2096 | 2400 | 5829.66 | 16772 | 9600 | 23318.64 | 0 | 0 | 18 | 0.03981 | 3429.66 | 0.2212% | 752.9227 | 13718.64 | 8500.0797 | 24071.5627 | 7958.8761 | 22538.9164 | 0 | 0 | 0.58812 | 9864.0119 | 1.5099 | 12659.3773 | 22523.3892 | 4930.8297 | 17592.5595 | 17592.5595 | 19351.8155 | 2.2104 | 0.8586
UC B/C Ratio | E214 | 18230628 | SF Existing Space Heat {E} | 12767-3 | Heat Pump - with AC - from E FAF - MH | 6 | 12 | SF Heat Pump | 26 | 4193 | 2096 | 2400 | 5829.66 | 109018 | 62400 | 151571.16 | 241.5168 | 0 | 18 | 0.25876 | 3429.66 | 1.438% | 4893.9978 | 89171.16 | 55250.5181 | 156465.1578 | 51732.6949 | 146502.9567 | 64087.4519 | 0 | 0.58812 | 64116.0774 | 1.5099 | 82285.9526 | 146402.03 | 32050.3931 | 114351.6369 | 114351.6369 | 189874.2525 | 2.2104 | 1.296
2.7673 | E214 | 18230628 | SF Existing Space Heat {E} | 12768-2 | Heat Pump - with AC - from E FAF - SF or DX | 6 | 12 | SF Heat Pump | 16 | 4566 | 2283 | 1500 | 6453.87 | 73056 | 24000 | 103261.92 | 0 | 0 | 18 | 0.17341 | 4953.87 | 0.9634% | 3279.6043 | 79261.92 | 37024.912 | 106541.5243 | 34667.5206 | 99757.9815 | 0 | 0 | 0.58812 | 42965.9703 | 1.5099 | 55155.2642 | 98121.2345 | 21482.9852 | 76638.2493 | 76638.2493 | 84302.0743 | 2.2107 | 0.84507
TRC B/C Ratio | E214 | 18230628 | SF Existing Space Heat {E} | 12768-3 | Heat Pump - with AC - from E FAF - SF or DX | 6 | 12 | SF Heat Pump | 64 | 4566 | 2283 | 1500 | 6453.87 | 292224 | 96000 | 413047.68 | 263.0016 | 0 | 18 | 0.69362 | 4953.87 | 3.853% | 13118.4171 | 317047.68 | 148099.6479 | 426166.0971 | 138670.0823 | 399031.9262 | 171787.1501 | 0 | 0.58812 | 171863.8813 | 1.5099 | 220621.0567 | 392484.938 | 85931.9406 | 306552.9973 | 306552.9973 | 508995.4472 | 2.2107 | 1.2756
1.2393 | E214 | 18230628 | SF Existing Space Heat {E} | 12769-3 | Heat Pump - with AC - from E FAF - SF or DX - MI | 6 | 12 | SF Heat Pump | 1 | 4566 | 2283 | 2400 | 6453.87 | 4566 | 2400 | 6453.87 | 263.0016 | 0 | 18 | 0.010838 | 4053.87 | 0.06021% | 204.9753 | 4053.87 | 2314.057 | 6658.8453 | 2166.72 | 6234.8738 | 2684.1742 | 0 | 0.58812 | 2685.3731 | 1.5099 | 3447.204 | 6132.5772 | 1342.6866 | 4789.8906 | 4789.8906 | 7953.0539 | 2.2107 | 1.2756
| E214 | 18230628 | SF Existing Space Heat {E} | 13225-1 | Heat Pump - Ductless - from E FAF - HZ1 - MH | 15 |  | SF Heat Pump | 169 | 3055 |  | 2400 | 3895.16 | 516295 | 402401.25 | 658282.04 | 123.1165 | 0 | 15 | 1.0212 | 1495.16 | 6.808% | 23177.3338 | 255880.79 | 261659.233 | 681459.3738 | 244999.2818 | 638070.5747 | 191922.8419 | 0 | 1.3072 | 674898.0265 | 1.3072 | 0 | 674898.0265 | 0 | 674898.0265 | 674898.0265 | 934310.671 | 2.7547 | 1.4643
| E214 | 18230628 | SF Existing Space Heat {E} | 13226-1 | Heat Pump - Ductless - from E FAF - HZ1 - SF or DX | 15 |  | SF Heat Pump | 182 | 2550 |  | 800 | 4039.18 | 464100 | 145600 | 735130.76 | 102.765 | 0 | 15 | 0.91799 | 3239.18 | 6.12% | 20834.2142 | 589530.76 | 235206.7133 | 755964.9742 | 220231.0049 | 707832.3728 | 172520.3438 | 0 | 1.3072 | 606669.0053 | 1.3072 | 0 | 606669.0053 | 0 | 606669.0053 | 606669.0053 | 839856.2496 | 2.7547 | 1.1865
| E214 | 18230628 | SF Existing Space Heat {E} | 13227-1 | Heat Pump - Ductless - from E FAF - HZ1 - SF or DX - MI | 15 |  | SF Heat Pump | 4 | 2550 |  | 2400 | 4039.18 | 10200 | 9600 | 16156.72 | 102.765 | 0 | 15 | 0.020176 | 1639.18 | 0.1345% | 457.8948 | 6556.72 | 5169.3783 | 16614.6148 | 4840.2419 | 15556.7554 | 3791.6559 | 0 | 1.3072 | 13333.3847 | 1.3072 | 0 | 13333.3847 | 0 | 13333.3847 | 13333.3847 | 18458.3791 | 2.7547 | 1.1865
| E214 | 18230628 | SF Existing Space Heat {E} | [15 empty] | 0 | 0 | 0 | 0% | 0 | 0 | 0 | 0 | 0 | 0 | 0 | 0 | #N/A | #N/A | #N/A | #N/A | #N/A | #N/A | #N/A | 0 | 0 | 0 | #DIV/0!
| E214 | 18230628 | SF Existing Space Heat {E} | [15 empty] | 0 | 0 | 0 | 0% | 0 | 0 | 0 | 0 | 0 | 0 | 0 | 0 | #N/A | #N/A | #N/A | #N/A | #N/A | #N/A | #N/A | 0 | 0 | 0 | #DIV/0!
| E214 | 18230628 | SF Existing Space Heat {E} | [15 empty] | 0 | 0 | 0 | 0% | 0 | 0 | 0 | 0 | 0 | 0 | 0 | 0 | #N/A | #N/A | #N/A | #N/A | #N/A | #N/A | #N/A | 0 | 0 | 0 | #DIV/0!
| E214 | 18230628 | SF Existing Space Heat {E} | [15 empty] | 0 | 0 | 0 | 0% | 0 | 0 | 0 | 0 | 0 | 0 | 0 | 0 | #N/A | #N/A | #N/A | #N/A | #N/A | #N/A | #N/A | 0 | 0 | 0 | #DIV/0!
| E214 | 18230628 | SF Existing Space Heat {E} | [15 empty] | 0 | 0 | 0 | 0% | 0 | 0 | 0 | 0 | 0 | 0 | 0 | 0 | #N/A | #N/A | #N/A | #N/A | #N/A | #N/A | #N/A | 0 | 0 | 0 | #DIV/0!
| E214 | 18230628 | SF Existing Space Heat {E} | [15 empty] | 0 | 0 | 0 | 0% | 0 | 0 | 0 | 0 | 0 | 0 | 0 | 0 | #N/A | #N/A | #N/A | #N/A | #N/A | #N/A | #N/A | 0 | 0 | 0 | #DIV/0!
[19 empty] | 0 | 0 | 0 | 0% | 0 | 0 | 0 | 0 | 0 | 0 | 0 | 0 | #N/A | #N/A | #N/A | #N/A | #N/A | #N/A | #N/A | 0 | 0 | 0 | #DIV/0!
[19 empty] | 0 | 0 | 0 | 0% | 0 | 0 | 0 | 0 | 0 | 0 | 0 | 0 | #N/A | #N/A | #N/A | #N/A | #N/A | #N/A | #N/A | 0 | 0 | 0 | #DIV/0!
[19 empty] | 0 | 0 | 0 | 0% | 0 | 0 | 0 | 0 | 0 | 0 | 0 | 0 | #N/A | #N/A | #N/A | #N/A | #N/A | #N/A | #N/A | 0 | 0 | 0 | #DIV/0!
[19 empty] | 0 | 0 | 0 | 0% | 0 | 0 | 0 | 0 | 0 | 0 | 0 | 0 | #N/A | #N/A | #N/A | #N/A | #N/A | #N/A | #N/A | 0 | 0 | 0 | #DIV/0!
[19 empty] | 0 | 0 | 0 | 0% | 0 | 0 | 0 | 0 | 0 | 0 | 0 | 0 | #N/A | #N/A | #N/A | #N/A | #N/A | #N/A | #N/A | 0 | 0 | 0 | #DIV/0!
[19 empty] | 0 | 0 | 0 | 0% | 0 | 0 | 0 | 0 | 0 | 0 | 0 | 0 | #N/A | #N/A | #N/A | #N/A | #N/A | #N/A | #N/A | 0 | 0 | 0 | #DIV/0!
[19 empty] | 0 | 0 | 0 | 0% | 0 | 0 | 0 | 0 | 0 | 0 | 0 | 0 | #N/A | #N/A | #N/A | #N/A | #N/A | #N/A | #N/A | 0 | 0 | 0 | #DIV/0!
[19 empty] | 0 | 0 | 0 | 0% | 0 | 0 | 0 | 0 | 0 | 0 | 0 | 0 | #N/A | #N/A | #N/A | #N/A | #N/A | #N/A | #N/A | 0 | 0 | 0 | #DIV/0!
[19 empty] | 0 | 0 | 0 | 0% | 0 | 0 | 0 | 0 | 0 | 0 | 0 | 0 | #N/A | #N/A | #N/A | #N/A | #N/A | #N/A | #N/A | 0 | 0 | 0 | #DIV/0!
[19 empty] | 0 | 0 | 0 | 0% | 0 | 0 | 0 | 0 | 0 | 0 | 0 | 0 | #N/A | #N/A | #N/A | #N/A | #N/A | #N/A | #N/A | 0 | 0 | 0 | #DIV/0!
[19 empty] | 0 | 0 | 0 | 0% | 0 | 0 | 0 | 0 | 0 | 0 | 0 | 0 | #N/A | #N/A | #N/A | #N/A | #N/A | #N/A | #N/A | 0 | 0 | 0 | #DIV/0!
[19 empty] | 0 | 0 | 0 | 0% | 0 | 0 | 0 | 0 | 0 | 0 | 0 | 0 | #N/A | #N/A | #N/A | #N/A | #N/A | #N/A | #N/A | 0 | 0 | 0 | #DIV/0!
[19 empty] | 0 | 0 | 0 | 0% | 0 | 0 | 0 | 0 | 0 | 0 | 0 | 0 | #N/A | #N/A | #N/A | #N/A | #N/A | #N/A | #N/A | 0 | 0 | 0 | #DIV/0!
[19 empty] | 0 | 0 | 0 | 0% | 0 | 0 | 0 | 0 | 0 | 0 | 0 | 0 | #N/A | #N/A | #N/A | #N/A | #N/A | #N/A | #N/A | 0 | 0 | 0 | #DIV/0!
[19 empty] | 0 | 0 | 0 | 0% | 0 | 0 | 0 | 0 | 0 | 0 | 0 | 0 | #N/A | #N/A | #N/A | #N/A | #N/A | #N/A | #N/A | 0 | 0 | 0 | #DIV/0!
[19 empty] | 0 | 0 | 0 | 0% | 0 | 0 | 0 | 0 | 0 | 0 | 0 | 0 | #N/A | #N/A | #N/A | #N/A | #N/A | #N/A | #N/A | 0 | 0 | 0 | #DIV/0!
[19 empty] | 0 | 0 | 0 | 0% | 0 | 0 | 0 | 0 | 0 | 0 | 0 | 0 | #N/A | #N/A | #N/A | #N/A | #N/A | #N/A | #N/A | 0 | 0 | 0 | #DIV/0!
[19 empty] | 0 | 0 | 0 | 0% | 0 | 0 | 0 | 0 | 0 | 0 | 0 | 0 | #N/A | #N/A | #N/A | #N/A | #N/A | #N/A | #N/A | 0 | 0 | 0 | #DIV/0!
[19 empty] | 0 | 0 | 0 | 0% | 0 | 0 | 0 | 0 | 0 | 0 | 0 | 0 | #N/A | #N/A | #N/A | #N/A | #N/A | #N/A | #N/A | 0 | 0 | 0 | #DIV/0!

## SF Existing Water Heat {E}
Rtn to Summary |  | Order Number | Program Name | Discount Rate: | 6.8% | [9 empty] | Paste in incentives but use DBtC for Total
| Program: | 18230626 | SF Existing Water Heat {E}
| paste |  |  | paste | paste | paste | paste | paste | paste | paste | paste | paste | paste | Paste | paste | paste | paste | paste | Formula: G + H | Formula: (O/A10)*T | Formula: N - M | Formula: O/A10 | Formula: W*A8 | Formula: Q - P | Formula: X + DBtC | Formula: Q + X | Formula: Z/(1+ElecDiscountRate)^1 | Formula: AA/(1+ElecDiscountRate)^1 | Formula: -PV (ElecDiscount Rate,T,R)*J | Formula: - PV (ElecDiscount Rate, T, S)*J |  | AF*J*K |  | AH*J*L | AG + AI |  | AG +AI -AK | formula: Logic to lookup from AC tables and adjust by savings and quantity | Formula: Utility Savings (AM)*1.1+AD+AE | formula: AM/AB | formula: AN/AC
| Sch. No. | Order Number | Program Name | Measure Version | Measure Name | First Period Measure Life | Second period Measure Life | Electric End-Use Type | Number of units offered | Savings per Unit Period 1 | Savngs per Unit Period 2 | Incentives Per Unit | Incremental Measure Cost per Unit | Total First Year Savings | Total Incentive | Total Incremental Measure Cost | Unit First Year Non-Energy Benefits | Unit Annual Net Equipment O&M | Total Measure Life | Weighted Life | Agency or Customer Cost per Unit | Percent Unit overhead | Program Overhead Cost | Total Customer Cost | Total Utility Program Costs | Total Resource Cost | PV Total Utility Program Costs | PV Total Resource Costs | PV Total Non-Energy Benefits | PV Total Net Equipment O&M | Unit PV First period Savings for 1 kWh | Total First Period Savings | Unit PV Savings for Second Period for 1 kWh | Total Second period Savings | Unadjusted Total | Decrement | Final UC Total Savings | PV Total Savings UC | PV Total Savings TRC | UC B/C Ratio | TRC B/C Ratio
DBTC: | E214 | 18230626 | SF Existing Water Heat {E} | 12682-1 | Water Heater - Heat Pump - NEEA Specs - Tier 3 - EH - Res | 13 |  | Res Water Heat | 6 | 1225 |  | 500 | 629.17 | 7350 | 3000 | 3775.02 | 0 | 0 | 13 | 0.11093 | 129.17 | 0.8533% | 2637.6188 | 775.02 | 6022.4588 | 6412.6388 | 5639.0063 | 6004.3434 | 0 | 0 | 0.99115 | 7284.963 | 0.99115 | 0 | 7284.963 | 0 | 7284.963 | 7284.963 | 8013.4593 | 1.2919 | 1.3346
396671.27 | E214 | 18230626 | SF Existing Water Heat {E} | 12682-2 | Water Heater - Heat Pump - NEEA Specs - Tier 3 - EH - Res | 13 |  | Res Water Heat | 21 | 1336.72 |  | 500 | 727.16 | 28071.12 | 10500 | 15270.36 | 2.601 | 0 | 13 | 0.42367 | 227.16 | 3.259% | 10073.5936 | 4770.36 | 23000.9745 | 25343.9536 | 21536.493 | 23730.2936 | 461.7235 | 0 | 0.99115 | 27822.7307 | 0.99115 | 0 | 27822.7307 | 0 | 27822.7307 | 27822.7307 | 31066.7273 | 1.2919 | 1.3092
Program Costs: | E214 | 18230626 | SF Existing Water Heat {E} | 12683-2 | Water Heater - Heat Pump - NEEA Specs - Tier 3 - EH - Res - MI | 13 |  | Res Water Heat | 2 | 1336.72 |  | 700 | 727.16 | 2673.44 | 1400 | 1454.32 | 2.4769 | 0 | 13 | 0.040349 | 27.16 | 0.3104% | 959.3899 | 54.32 | 2190.569 | 2413.7099 | 2051.0946 | 2260.028 | 41.8756 | 0 | 0.99115 | 2649.7839 | 0.99115 | 0 | 2649.7839 | 0 | 2649.7839 | 2649.7839 | 2956.6378 | 1.2919 | 1.3082
309104 | E214 | 18230626 | SF Existing Water Heat {E} | 12684-2 | Water Heater - Storage - Energy Star - 0.67 EF - GH - Res | 13 |  | Res Water Heat | 3 |  |  |  |  | 0 | 0 | 0 | 0 | 0 | 13 | 0 | 0 | 0% | 0 | 0 | 0 | 0 | 0 | 0 | 0 | 0 | 0.99115 | 0 | 0.99115 | 0 | 0 | 0 | 0 | 0 | 0 | 0 | #DIV/0!
Total Savings (kWh): | E214 | 18230626 | SF Existing Water Heat {E} | 12686-2 | Water Heater - Tankless - Energy Star - 0.9 EF - GH - Res | 20 |  | Res Water Heat | 54 |  |  |  |  | 0 | 0 | 0 | 15.03 | 0 | 20 | 0 | 0 | 0% | 0 | 0 | 0 | 0 | 0 | 0 | 8733.6071 | 0 | 1.3943 | 0 | 1.3943 | 0 | 0 | 0 | 0 | 0 | 8733.6071 | 0 | #DIV/0!
861350.56 | E214 | 18230626 | SF Existing Water Heat {E} | 12687-3 | Water Heater - Tankless - Energy Star - 0.9 EF - GH - Res - MI | 20 |  | Res Water Heat | 12 | -22.54 |  | 0 | 0 | -270.48 | 0 | 0 | 15.44 | 0 | 20 | -0.0062804 | 0 | -0.0314% | -97.0644 | 0 | -221.6265 | -97.0644 | -207.5154 | -90.8842 | 1993.7443 | 0 | 1.3943 | -377.1373 | 1.3943 | 0 | -377.1373 | 0 | -377.1373 | -377.1373 | 1578.8933 | 1.8174 | -17.3726
Total Incentives: | E214 | 18230626 | SF Existing Water Heat {E} | 12874-2 | Incentive - Add On - Water Heater - Heat Pump - EH - MH |  |  | Res Water Heat | 1 | 0 |  | 200 | 0 | 0 | 200 | 0 | 0 | 0 | 0 | 0 | -200 | 0% | 0 | -200 | 0 | 0 | 0 | 0 | 0 | 0 | Res Water Heat | #VALUE! | Res Water Heat | #VALUE! | #VALUE! | #VALUE! | #VALUE! | 0 | 0 | 0 | #DIV/0!
371225.95 | E214 | 18230626 | SF Existing Water Heat {E} | 12965-1 | Water Heater - Heat Pump - NEEA Specs - Tier 3 - RP - Any - Res - E or B | 13 |  | Res Water Heat | 149.84 | 1110 |  | 500 | 560.63 | 166322.4 | 74982.4 | 84004.85 | 0 | 0 | 13 | 2.5102 | 60.63 | 19.31% | 59686.4059 | 9022.45 | 136281.605 | 143691.2559 | 127604.499 | 134542.3744 | 0 | 0 | 0.99115 | 164850.6846 | 0.99115 | 0 | 164850.6846 | 0 | 164850.6846 | 164850.6846 | 181335.7531 | 1.2919 | 1.3478
Total Customer Costs: | E214 | 18230626 | SF Existing Water Heat {E} | 12965-2 | Water Heater - Heat Pump - NEEA Specs - Tier 3 - RP - Any - Res - E or B | 13 |  | Res Water Heat | 561.67 | 1203.05 |  | 500 | 726.3 | 675717.27 | 280843.55 | 407940.45 | 2.2293 | 0 | 13 | 10.1983 | 226.3 | 78.45% | 242487.694 | 127096.9 | 553670.6665 | 650428.144 | 518418.2271 | 609015.1161 | 10584.5414 | 0 | 0.99115 | 669737.9636 | 0.99115 | 0 | 669737.9636 | 0 | 669737.9636 | 669737.9636 | 747296.3013 | 1.2919 | 1.2271
141219.05 | E214 | 18230626 | SF Existing Water Heat {E} | 13287-1 | Water Heater - Storage - Energy Star - 0.67 EF - GH - SF or DX | 13 |  | Res Water Heat | 47 | 3.19 |  | 0 | 0 | 149.93 | 0 | 0 | 6.8743 | 0 | 13 | 0.0022628 | 0 | 0.01741% | 53.8038 | 0 | 122.85 | 53.8038 | 115.0281 | 50.3781 | 2731.1694 | 0 | 0.99115 | 148.6033 | 0.99115 | 0 | 148.6033 | 0 | 148.6033 | 148.6033 | 2894.6331 | 1.2919 | 57.4581
Weighted Avg Life | E214 | 18230626 | SF Existing Water Heat {E} | 13289-1 | Water Heater - Tankless - Energy Star - 0.9 EF - GH - MH | 20 |  | Res Water Heat | 4 | -22.54 |  | 0 | 0 | -90.16 | 0 | 0 | 15.44 | 0 | 20 | -0.0020935 | 0 | -0.01047% | -32.3548 | 0 | -73.8755 | -32.3548 | -69.1718 | -30.2947 | 664.5814 | 0 | 1.3943 | -125.7124 | 1.3943 | 0 | -125.7124 | 0 | -125.7124 | -125.7124 | 526.2978 | 1.8174 | -17.3726
12.8461 | E214 | 18230626 | SF Existing Water Heat {E} | 13290-1 | Water Heater - Tankless - Energy Star - 0.9 EF - GH - SF or DX | 20 |  | Res Water Heat | 824 | -22.54 |  | 0 | 0 | -18572.96 | 0 | 0 | 15.44 | 0 | 20 | -0.43125 | 0 | -2.156% | -6665.0868 | 0 | -15218.3518 | -6665.0868 | -14249.3931 | -6240.718 | 136903.7726 | 0 | 1.3943 | -25896.758 | 1.3943 | 0 | -25896.758 | 0 | -25896.758 | -25896.758 | 108417.3387 | 1.8174 | -17.3726
Total Utility Cost | E214 | 18230626 | SF Existing Water Heat {E} | 13635-1 | Incentive - Add On - Water Heater - Heat Pump - NEEA Specs - Tier 3 - RP - Any - Res - E or B |  |  |  | 2 | 0 |  | 150 | 0 | 0 | 300 | 0 | 0 | 0 | 0 | 0 | -150 | 0% | 0 | -300 | 0 | 0 | 0 | 0 | 0 | 0 | #N/A | #N/A | #N/A | #N/A | #N/A | #N/A | #N/A | 0 | 0 | 0 | #DIV/0!
705775.27 | [18 empty] | 0 | 0 | 0 | 0% | 0 | 0 | 0 | 0 | 0 | 0 | 0 | 0 | #N/A | #N/A | #N/A | #N/A | #N/A | #N/A | #N/A | 0 | 0 | 0 | #DIV/0!
Total Resource Cost | [18 empty] | 0 | 0 | 0 | 0% | 0 | 0 | 0 | 0 | 0 | 0 | 0 | 0 | #N/A | #N/A | #N/A | #N/A | #N/A | #N/A | #N/A | 0 | 0 | 0 | #DIV/0!
821549 | [18 empty] | 0 | 0 | 0 | 0% | 0 | 0 | 0 | 0 | 0 | 0 | 0 | 0 | #N/A | #N/A | #N/A | #N/A | #N/A | #N/A | #N/A | 0 | 0 | 0 | #DIV/0!
UC B/C Ratio | [18 empty] | 0 | 0 | 0 | 0% | 0 | 0 | 0 | 0 | 0 | 0 | 0 | 0 | #N/A | #N/A | #N/A | #N/A | #N/A | #N/A | #N/A | 0 | 0 | 0 | #DIV/0!
1.2803 | [18 empty] | 0 | 0 | 0 | 0% | 0 | 0 | 0 | 0 | 0 | 0 | 0 | 0 | #N/A | #N/A | #N/A | #N/A | #N/A | #N/A | #N/A | 0 | 0 | 0 | #DIV/0!
TRC B/C Ratio | [18 empty] | 0 | 0 | 0 | 0% | 0 | 0 | 0 | 0 | 0 | 0 | 0 | 0 | #N/A | #N/A | #N/A | #N/A | #N/A | #N/A | #N/A | 0 | 0 | 0 | #DIV/0!
1.4206 | [18 empty] | 0 | 0 | 0 | 0% | 0 | 0 | 0 | 0 | 0 | 0 | 0 | 0 | #N/A | #N/A | #N/A | #N/A | #N/A | #N/A | #N/A | 0 | 0 | 0 | #DIV/0!

## Home Appliances {E}
Rtn to Summary |  | Order Number | Program Name | Discount Rate: | 6.8% | [9 empty] | Paste in incentives but use DBtC for Total
| Program: | 18230434 | Home Appliances {E}
| paste |  |  | paste | paste | paste | paste | paste | paste | paste | paste | paste | paste | Paste | paste | paste | paste | paste | Formula: G + H | Formula: (O/A10)*T | Formula: N - M | Formula: O/A10 | Formula: W*A8 | Formula: Q - P | Formula: X + DBtC | Formula: Q + X | Formula: Z/(1+ElecDiscountRate)^1 | Formula: AA/(1+ElecDiscountRate)^1 | Formula: -PV (ElecDiscount Rate,T,R)*J | Formula: - PV (ElecDiscount Rate, T, S)*J |  | AF*J*K |  | AH*J*L | AG + AI |  | AG +AI -AK | formula: Logic to lookup from AC tables and adjust by savings and quantity | Formula: Utility Savings (AM)*1.1+AD+AE | formula: AM/AB | formula: AN/AC
| Sch. No. | Order Number | Program Name | Measure Version | Measure Name | First Period Measure Life | Second period Measure Life | Electric End-Use Type | Number of units offered | Savings per Unit Period 1 | Savngs per Unit Period 2 | Incentives Per Unit | Incremental Measure Cost per Unit | Total First Year Savings | Total Incentive | Total Incremental Measure Cost | Unit First Year Non-Energy Benefits | Unit Annual Net Equipment O&M | Total Measure Life | Weighted Life | Agency or Customer Cost per Unit | Percent Unit overhead | Program Overhead Cost | Total Customer Cost | Total Utility Program Costs | Total Resource Cost | PV Total Utility Program Costs | PV Total Resource Costs | PV Total Non-Energy Benefits | PV Total Net Equipment O&M | Unit PV First period Savings for 1 kWh | Total First Period Savings | Unit PV Savings for Second Period for 1 kWh | Total Second period Savings | Unadjusted Total | Decrement | Final UC Total Savings | PV Total Savings UC | PV Total Savings TRC | UC B/C Ratio | TRC B/C Ratio
DBTC: | E214 | 18230434 | Home Appliances {E} | 12316-2 | Refrigerator - Decommissioned - 1992 or Older - Res | 3 |  | Res Refrigerator | 118 | 386 |  | 120 | 120 | 45548 | 2950 | 14160 | 35.14 | 0 | 3 | 0.24514 | 0 | 8.171% | 19794.3319 | 11210 | 44801.2563 | 33954.3319 | 41948.7418 | 31792.4456 | 10921.6646 | 0 | 0.24526 | 11170.8869 | 0.24526 | 0 | 11170.8869 | 0 | 11170.8869 | 11170.8869 | 23209.6402 | 0.2663 | 0.73004
306033.41 | E214 | 18230434 | Home Appliances {E} | 12317-2 | Freezer - Decommissioned - 1992 or Older - Res | 3 |  | Res Refrigerator | 51 | 348 |  | 120 | 120 | 17748 | 1275 | 6120 | 37.78 | 0 | 3 | 0.09552 | 0 | 3.184% | 7712.9578 | 4845 | 17457.0277 | 13832.9578 | 16345.5315 | 12952.2077 | 5075.0135 | 0 | 0.24526 | 4352.7905 | 0.24526 | 0 | 4352.7905 | 0 | 4352.7905 | 4352.7905 | 9863.083 | 0.2663 | 0.7615
Program Costs: | E214 | 18230434 | Home Appliances {E} | 12529-2 | Clothes Washer - Energy Star - Any WH - Any Dryer - Res - EO | 14 |  | Res Water Heat | 1 | 142 |  | 50 | 65.56 | 142 | 50 | 65.56 | 17.06 | 0 | 14 | 0.0035665 | 15.56 | 0.02547% | 61.7106 | 15.56 | 139.672 | 127.2706 | 130.779 | 119.1672 | 151.0037 | 0 | 1.0523 | 149.423 | 1.0523 | 0 | 149.423 | 0 | 149.423 | 149.423 | 315.369 | 1.1426 | 2.6464
242241.98 | E214 | 18230434 | Home Appliances {E} | 12595-1 | Clothes Dryer - HP - Vented - EH - Res | 12 |  | Res Plug Load | 1 | 192 |  | 100 | 386.45 | 192 | 100 | 386.45 | -0.24 | 0 | 12 | 0.0041334 | 286.45 | 0.03444% | 83.4397 | 286.45 | 188.8522 | 469.8897 | 176.8279 | 439.9716 | -1.9267 | 0 | 0.91874 | 176.3986 | 0.91874 | 0 | 176.3986 | 0 | 176.3986 | 176.3986 | 192.1118 | 0.99757 | 0.43665
Total Savings (kWh): | E214 | 18230434 | Home Appliances {E} | 12596-1 | Clothes Dryer - HP - Ventless - EH - Res | 12 |  | Res Plug Load | 16 | 238 |  | 100 | 386.45 | 3808 | 1600 | 6183.2 | 3.91 | 0 | 12 | 0.081979 | 286.45 | 0.6832% | 1654.8875 | 4583.2 | 3745.5692 | 7838.0875 | 3507.0872 | 7339.0332 | 502.2343 | 0 | 0.91874 | 3498.5731 | 0.91874 | 0 | 3498.5731 | 0 | 3498.5731 | 3498.5731 | 4350.6647 | 0.99757 | 0.59281
557414 | E214 | 18230434 | Home Appliances {E} | 12601-1 | Clothes Dryer - Vented - Energy Star - EH - Res | 12 |  | Res Plug Load | 2 | 68 |  | 25 | 20.44 | 136 | 50 | 40.88 | -0.08 | 0 | 12 | 0.0029278 | -4.56 | 0.0244% | 59.1031 | -9.12 | 133.7703 | 99.9831 | 125.2531 | 93.6172 | -1.2845 | 0 | 0.91874 | 124.949 | 0.91874 | 0 | 124.949 | 0 | 124.949 | 124.949 | 136.1595 | 0.99757 | 1.4544
Total Incentives: | E214 | 18230434 | Home Appliances {E} | 12601-2 | Clothes Dryer - Vented - Energy Star - EH - Res | 12 |  | Res Plug Load | 773 | 68 |  | 50 | 100 | 52564 | 38650 | 77300 | -0.08 | 0 | 12 | 1.1316 | 50 | 9.43% | 22843.3578 | 38650 | 51702.2314 | 100143.3578 | 48410.329 | 93767.1889 | -496.4541 | 0 | 0.91874 | 48292.8044 | 0.91874 | 0 | 48292.8044 | 0 | 48292.8044 | 48292.8044 | 52625.6307 | 0.99757 | 0.56124
271625 | E214 | 18230434 | Home Appliances {E} | 12602-2 | Clothes Dryer - Ventless - Energy Star - EH - Res | 12 |  | Res Plug Load | 12 | 118 |  | 50 | 184.88 | 1416 | 600 | 2218.56 | 4.46 | 0 | 12 | 0.030484 | 134.88 | 0.254% | 615.3678 | 1618.56 | 1392.7852 | 2833.9278 | 1304.106 | 2653.4905 | 429.6608 | 0 | 0.91874 | 1300.94 | 0.91874 | 0 | 1300.94 | 0 | 1300.94 | 1300.94 | 1860.6948 | 0.99757 | 0.70123
Total Customer Costs: | E214 | 18230434 | Home Appliances {E} | 12962-1 | Clothes Washer - Top Load - Energy Star - Any WH - Any Dryer - Res - C | 14 |  | Res Water Heat | 109 | 26 |  | 25 | 0.01 | 2834 | 2725 | 1.09 | 7.49 | 0 | 14 | 0.071179 | -24.99 | 0.5084% | 1231.6048 | -2723.91 | 2787.5375 | 1232.6948 | 2610.0539 | 1154.2086 | 7226.3159 | 0 | 1.0523 | 2982.1455 | 1.0523 | 0 | 2982.1455 | 0 | 2982.1455 | 2982.1455 | 10506.6759 | 1.1426 | 9.1029
203024.59 | E214 | 18230434 | Home Appliances {E} | 12963-1 | Clothes Washer - Top Load - Energy Star - Any WH - Any Dryer - Res - EO | 14 |  | Res Water Heat | 85 | 26 |  | 25 | 0.01 | 2210 | 2125 | 0.85 | 7.49 | 0 | 14 | 0.055506 | -24.99 | 0.3965% | 960.4258 | -2124.15 | 2173.7678 | 961.2758 | 2035.3631 | 900.071 | 5635.2005 | 0 | 1.0523 | 2325.5263 | 1.0523 | 0 | 2325.5263 | 0 | 2325.5263 | 2325.5263 | 8193.2794 | 1.1426 | 9.1029
Weighted Avg Life | E214 | 18230434 | Home Appliances {E} | 12993-1 | Clothes Washer - Front Load - Energy Star - Any WH - Any Dryer - Res - C | 14 |  | Res Water Heat | 539 | 142 |  | 100 | 65.56 | 76538 | 53900 | 35336.84 | 17.06 | 0 | 14 | 1.9223 | -34.44 | 13.73% | 33262.0219 | -18563.16 | 75283.1859 | 68598.8619 | 70489.8745 | 64231.1441 | 81391.0067 | 0 | 1.0523 | 80538.9733 | 1.0523 | 0 | 80538.9733 | 0 | 80538.9733 | 80538.9733 | 169983.8773 | 1.1426 | 2.6464
12.5424 | E214 | 18230434 | Home Appliances {E} | 12993-2 | Clothes Washer - Front Load - Energy Star - Any WH - Any Dryer - Res - C | 14 |  | Res Water Heat | 1354 | 120 |  | 50 | 125.32 | 162480 | 67700 | 169683.28 | 17.88 | 0 | 14 | 4.0808 | 75.32 | 29.15% | 70610.851 | 101983.28 | 159816.1965 | 240294.131 | 149640.6334 | 224994.5047 | 214286.4978 | 0 | 1.0523 | 170973.5344 | 1.0523 | 0 | 170973.5344 | 0 | 170973.5344 | 170973.5344 | 402357.3856 | 1.1426 | 1.7883
Total Utility Cost | E214 | 18230434 | Home Appliances {E} | 12994-1 | Clothes Washer - Front Load - Energy Star - Any WH - Any Dryer - Res - C - LTO | 14 |  | Res Water Heat | 1 | 142 |  | 150 | 65.56 | 142 | 150 | 65.56 | 17.06 | 0 | 14 | 0.0035665 | -84.44 | 0.02547% | 61.7106 | -84.44 | 139.672 | 127.2706 | 130.779 | 119.1672 | 151.0037 | 0 | 1.0523 | 149.423 | 1.0523 | 0 | 149.423 | 0 | 149.423 | 149.423 | 315.369 | 1.1426 | 2.6464
548275.39 | E214 | 18230434 | Home Appliances {E} | 12995-1 | Clothes Washer - Front Load - Energy Star - Any WH - Any Dryer - Res - EO | 14 |  | Res Water Heat | 447 | 142 |  | 100 | 65.56 | 63474 | 44700 | 29305.32 | 17.06 | 0 | 14 | 1.5942 | -34.44 | 11.39% | 27584.6452 | -15394.68 | 62433.3657 | 56889.9652 | 58458.2076 | 53267.7577 | 67498.6642 | 0 | 1.0523 | 66792.0613 | 1.0523 | 0 | 66792.0613 | 0 | 66792.0613 | 66792.0613 | 140969.9316 | 1.1426 | 2.6464
Total Resource Cost | E214 | 18230434 | Home Appliances {E} | 12995-2 | Clothes Washer - Front Load - Energy Star - Any WH - Any Dryer - Res - EO | 14 |  | Res Water Heat | 1036 | 120 |  | 50 | 125.32 | 124320 | 51800 | 129831.52 | 17.88 | 0 | 14 | 3.1224 | 75.32 | 22.3% | 54027.2095 | 78031.52 | 122281.8165 | 183858.7295 | 114496.0829 | 172152.3684 | 163959.2405 | 0 | 1.0523 | 130818.7457 | 1.0523 | 0 | 130818.7457 | 0 | 130818.7457 | 130818.7457 | 307859.8608 | 1.1426 | 1.7883
716891.57 | E214 | 18230434 | Home Appliances {E} | 12996-1 | Clothes Washer - Front Load - Energy Star - Any WH - Any Dryer - Res - EO - LTO | 14 |  | Res Water Heat | 1 | 142 |  | 150 | 65.56 | 142 | 150 | 65.56 | 17.06 | 0 | 14 | 0.0035665 | -84.44 | 0.02547% | 61.7106 | -84.44 | 139.672 | 127.2706 | 130.779 | 119.1672 | 151.0037 | 0 | 1.0523 | 149.423 | 1.0523 | 0 | 149.423 | 0 | 149.423 | 149.423 | 315.369 | 1.1426 | 2.6464
UC B/C Ratio | E214 | 18230434 | Home Appliances {E} | 13213-1 | Clothes Washer - Front Load - Energy Star - Any WH - Any Dryer - Res - MI - C | 14 |  | Res Water Heat | 7 | 120 |  | 100 | 125.32 | 840 | 700 | 877.24 | 17.88 | 0 | 14 | 0.021097 | 25.32 | 0.1507% | 365.0487 | 177.24 | 826.2285 | 1242.2887 | 773.6222 | 1163.1917 | 1107.8327 | 0 | 1.0523 | 883.9104 | 1.0523 | 0 | 883.9104 | 0 | 883.9104 | 883.9104 | 2080.1342 | 1.1426 | 1.7883
1.0279 | E214 | 18230434 | Home Appliances {E} | 13214-1 | Clothes Washer - Front Load - Energy Star - Any WH - Any Dryer - Res - MI - EO | 14 |  | Res Water Heat | 24 | 120 |  | 100 | 125.32 | 2880 | 2400 | 3007.68 | 17.88 | 0 | 14 | 0.072334 | 25.32 | 0.5167% | 1251.5956 | 607.68 | 2832.7834 | 4259.2756 | 2652.4189 | 3988.0858 | 3798.2836 | 0 | 1.0523 | 3030.5501 | 1.0523 | 0 | 3030.5501 | 0 | 3030.5501 | 3030.5501 | 7131.8887 | 1.1426 | 1.7883
TRC B/C Ratio | E214 | 18230434 | Home Appliances {E} | [15 empty] | 0 | 0 | 0 | 0% | 0 | 0 | 0 | 0 | 0 | 0 | 0 | 0 | #N/A | #N/A | #N/A | #N/A | #N/A | #N/A | #N/A | 0 | 0 | 0 | #DIV/0!
1.7017 | E214 | 18230434 | Home Appliances {E} | [15 empty] | 0 | 0 | 0 | 0% | 0 | 0 | 0 | 0 | 0 | 0 | 0 | 0 | #N/A | #N/A | #N/A | #N/A | #N/A | #N/A | #N/A | 0 | 0 | 0 | #DIV/0!
| E214 | 18230434 | Home Appliances {E} | [15 empty] | 0 | 0 | 0 | 0% | 0 | 0 | 0 | 0 | 0 | 0 | 0 | 0 | #N/A | #N/A | #N/A | #N/A | #N/A | #N/A | #N/A | 0 | 0 | 0 | #DIV/0!
| E214 | 18230434 | Home Appliances {E} | [15 empty] | 0 | 0 | 0 | 0% | 0 | 0 | 0 | 0 | 0 | 0 | 0 | 0 | #N/A | #N/A | #N/A | #N/A | #N/A | #N/A | #N/A | 0 | 0 | 0 | #DIV/0!
| E214 | 18230434 | Home Appliances {E} | [15 empty] | 0 | 0 | 0 | 0% | 0 | 0 | 0 | 0 | 0 | 0 | 0 | 0 | #N/A | #N/A | #N/A | #N/A | #N/A | #N/A | #N/A | 0 | 0 | 0 | #DIV/0!
| E214 | 18230434 | Home Appliances {E} | [15 empty] | 0 | 0 | 0 | 0% | 0 | 0 | 0 | 0 | 0 | 0 | 0 | 0 | #N/A | #N/A | #N/A | #N/A | #N/A | #N/A | #N/A | 0 | 0 | 0 | #DIV/0!
[19 empty] | 0 | 0 | 0 | 0% | 0 | 0 | 0 | 0 | 0 | 0 | 0 | 0 | #N/A | #N/A | #N/A | #N/A | #N/A | #N/A | #N/A | 0 | 0 | 0 | #DIV/0!
[19 empty] | 0 | 0 | 0 | 0% | 0 | 0 | 0 | 0 | 0 | 0 | 0 | 0 | #N/A | #N/A | #N/A | #N/A | #N/A | #N/A | #N/A | 0 | 0 | 0 | #DIV/0!
[19 empty] | 0 | 0 | 0 | 0% | 0 | 0 | 0 | 0 | 0 | 0 | 0 | 0 | #N/A | #N/A | #N/A | #N/A | #N/A | #N/A | #N/A | 0 | 0 | 0 | #DIV/0!
[19 empty] | 0 | 0 | 0 | 0% | 0 | 0 | 0 | 0 | 0 | 0 | 0 | 0 | #N/A | #N/A | #N/A | #N/A | #N/A | #N/A | #N/A | 0 | 0 | 0 | #DIV/0!
[19 empty] | 0 | 0 | 0 | 0% | 0 | 0 | 0 | 0 | 0 | 0 | 0 | 0 | #N/A | #N/A | #N/A | #N/A | #N/A | #N/A | #N/A | 0 | 0 | 0 | #DIV/0!
[19 empty] | 0 | 0 | 0 | 0% | 0 | 0 | 0 | 0 | 0 | 0 | 0 | 0 | #N/A | #N/A | #N/A | #N/A | #N/A | #N/A | #N/A | 0 | 0 | 0 | #DIV/0!
[19 empty] | 0 | 0 | 0 | 0% | 0 | 0 | 0 | 0 | 0 | 0 | 0 | 0 | #N/A | #N/A | #N/A | #N/A | #N/A | #N/A | #N/A | 0 | 0 | 0 | #DIV/0!
[19 empty] | 0 | 0 | 0 | 0% | 0 | 0 | 0 | 0 | 0 | 0 | 0 | 0 | #N/A | #N/A | #N/A | #N/A | #N/A | #N/A | #N/A | 0 | 0 | 0 | #DIV/0!
[19 empty] | 0 | 0 | 0 | 0% | 0 | 0 | 0 | 0 | 0 | 0 | 0 | 0 | #N/A | #N/A | #N/A | #N/A | #N/A | #N/A | #N/A | 0 | 0 | 0 | #DIV/0!
[19 empty] | 0 | 0 | 0 | 0% | 0 | 0 | 0 | 0 | 0 | 0 | 0 | 0 | #N/A | #N/A | #N/A | #N/A | #N/A | #N/A | #N/A | 0 | 0 | 0 | #DIV/0!
[19 empty] | 0 | 0 | 0 | 0% | 0 | 0 | 0 | 0 | 0 | 0 | 0 | 0 | #N/A | #N/A | #N/A | #N/A | #N/A | #N/A | #N/A | 0 | 0 | 0 | #DIV/0!
[19 empty] | 0 | 0 | 0 | 0% | 0 | 0 | 0 | 0 | 0 | 0 | 0 | 0 | #N/A | #N/A | #N/A | #N/A | #N/A | #N/A | #N/A | 0 | 0 | 0 | #DIV/0!
[19 empty] | 0 | 0 | 0 | 0% | 0 | 0 | 0 | 0 | 0 | 0 | 0 | 0 | #N/A | #N/A | #N/A | #N/A | #N/A | #N/A | #N/A | 0 | 0 | 0 | #DIV/0!
[19 empty] | 0 | 0 | 0 | 0% | 0 | 0 | 0 | 0 | 0 | 0 | 0 | 0 | #N/A | #N/A | #N/A | #N/A | #N/A | #N/A | #N/A | 0 | 0 | 0 | #DIV/0!
[19 empty] | 0 | 0 | 0 | 0% | 0 | 0 | 0 | 0 | 0 | 0 | 0 | 0 | #N/A | #N/A | #N/A | #N/A | #N/A | #N/A | #N/A | 0 | 0 | 0 | #DIV/0!
[19 empty] | 0 | 0 | 0 | 0% | 0 | 0 | 0 | 0 | 0 | 0 | 0 | 0 | #N/A | #N/A | #N/A | #N/A | #N/A | #N/A | #N/A | 0 | 0 | 0 | #DIV/0!
[19 empty] | 0 | 0 | 0 | 0% | 0 | 0 | 0 | 0 | 0 | 0 | 0 | 0 | #N/A | #N/A | #N/A | #N/A | #N/A | #N/A | #N/A | 0 | 0 | 0 | #DIV/0!
[19 empty] | 0 | 0 | 0 | 0% | 0 | 0 | 0 | 0 | 0 | 0 | 0 | 0 | #N/A | #N/A | #N/A | #N/A | #N/A | #N/A | #N/A | 0 | 0 | 0 | #DIV/0!
[19 empty] | 0 | 0 | 0 | 0% | 0 | 0 | 0 | 0 | 0 | 0 | 0 | 0 | #N/A | #N/A | #N/A | #N/A | #N/A | #N/A | #N/A | 0 | 0 | 0 | #DIV/0!
[19 empty] | 0 | 0 | 0 | 0% | 0 | 0 | 0 | 0 | 0 | 0 | 0 | 0 | #N/A | #N/A | #N/A | #N/A | #N/A | #N/A | #N/A | 0 | 0 | 0 | #DIV/0!
[19 empty] | 0 | 0 | 0 | 0% | 0 | 0 | 0 | 0 | 0 | 0 | 0 | 0 | #N/A | #N/A | #N/A | #N/A | #N/A | #N/A | #N/A | 0 | 0 | 0 | #DIV/0!
[19 empty] | 0 | 0 | 0 | 0% | 0 | 0 | 0 | 0 | 0 | 0 | 0 | 0 | #N/A | #N/A | #N/A | #N/A | #N/A | #N/A | #N/A | 0 | 0 | 0 | #DIV/0!

## Web-Enabled Thermostats {E}
Rtn to Summary |  | Order Number | Program Name | Discount Rate: | 6.8% | [9 empty] | Paste in incentives but use DBtC for Total
| Program: | 18230023 | Web Enabled Thermostats {E}
| paste |  |  | paste | paste | paste | paste | paste | paste | paste | paste | paste | paste | Paste | paste | paste | paste | paste | Formula: G + H | Formula: (O/A10)*T | Formula: N - M | Formula: O/A10 | Formula: W*A8 | Formula: Q - P | Formula: X + DBtC | Formula: Q + X | Formula: Z/(1+ElecDiscountRate)^1 | Formula: AA/(1+ElecDiscountRate)^1 | Formula: -PV (ElecDiscount Rate,T,R)*J | Formula: - PV (ElecDiscount Rate, T, S)*J |  | AF*J*K |  | AH*J*L | AG + AI |  | AG +AI -AK | formula: Logic to lookup from AC tables and adjust by savings and quantity | Formula: Utility Savings (AM)*1.1+AD+AE | formula: AM/AB | formula: AN/AC
| Sch. No. | Order Number | Program Name | Measure Version | Measure Name | First Period Measure Life | Second period Measure Life | Electric End-Use Type | Number of units offered | Savings per Unit Period 1 | Savngs per Unit Period 2 | Incentives Per Unit | Incremental Measure Cost per Unit | Total First Year Savings | Total Incentive | Total Incremental Measure Cost | Unit First Year Non-Energy Benefits | Unit Annual Net Equipment O&M | Total Measure Life | Weighted Life | Agency or Customer Cost per Unit | Percent Unit overhead | Program Overhead Cost | Total Customer Cost | Total Utility Program Costs | Total Resource Cost | PV Total Utility Program Costs | PV Total Resource Costs | PV Total Non-Energy Benefits | PV Total Net Equipment O&M | Unit PV First period Savings for 1 kWh | Total First Period Savings | Unit PV Savings for Second Period for 1 kWh | Total Second period Savings | Unadjusted Total | Decrement | Final UC Total Savings | PV Total Savings UC | PV Total Savings TRC | UC B/C Ratio | TRC B/C Ratio
DBTC: | E214 | 18230023 | Web Enabled Thermostats {E} | 12305-3 | WET: Thermostat - Web Enabled - Retail - NQC |  |  | SF Space Heat | 34 | 0 |  | 0 | 0 | 0 | 1399.99 | 0 | 0 | 0 | 0 | 0 | 0 | 0% | 0 | -1399.99 | 0 | 0 | 0 | 0 | 0 | 0 | SF Space Heat | #VALUE! | SF Space Heat | #VALUE! | #VALUE! | #VALUE! | #VALUE! | 0 | 0 | 0 | #DIV/0!
707612.22 | E214 | 18230023 | Web Enabled Thermostats {E} | 12736-2 | Thermostat - Smart - EH - Res | 11 |  | SF Space Heat | 290 | 508 |  | 75 | 189 | 147320 | 21698.61 | 54810 | 0 | 0 | 11 | 0.89231 | 114 | 8.112% | 23595.9893 | 33111.39 | 80997.0801 | 78405.9893 | 75839.9627 | 73413.8476 | 0 | 0 | 1.0151 | 149543.1431 | 1.0151 | 0 | 149543.1431 | 0 | 149543.1431 | 149543.1431 | 164497.4574 | 1.9718 | 2.2407
Program Costs: | E214 | 18230023 | Web Enabled Thermostats {E} | 12736-3 | Thermostat - Smart - EH - Res | 11 |  | SF Space Heat | 1000 | 508 |  | 75 | 189 | 508000 | 73637.56 | 189000 | 20.9 | 0 | 11 | 3.0769 | 114 | 27.97% | 81365.4803 | 115362.44 | 279300.2763 | 270365.4803 | 261517.1126 | 253151.1988 | 158295.5233 | 0 | 1.0151 | 515666.0106 | 1.0151 | 0 | 515666.0106 | 0 | 515666.0106 | 515666.0106 | 725528.1349 | 1.9718 | 2.866
290879.67 | E214 | 18230023 | Web Enabled Thermostats {E} | 12737-3 | Thermostat - Smart - EH - Res - MI | 11 |  | SF Space Heat | 4 | 508 |  | 150 | 189 | 2032 | 600 | 756 | 20.9 | 0 | 11 | 0.012308 | 39 | 0.1119% | 325.4619 | 156 | 1117.2011 | 1081.4619 | 1046.0685 | 1012.6048 | 633.1821 | 0 | 1.0151 | 2062.664 | 1.0151 | 0 | 2062.664 | 0 | 2062.664 | 2062.664 | 2902.1125 | 1.9718 | 2.866
Total Savings (kWh): | E214 | 18230023 | Web Enabled Thermostats {E} | 12738-2 | Thermostat - Smart - GH - Res | 11 |  | SF Space Heat | 1255 |  |  |  |  | 0 | 0 | 0 | 0 | 0 | 11 | 0 | 0 | 0% | 0 | 0 | 0 | 0 | 0 | 0 | 0 | 0 | 1.0151 | 0 | 1.0151 | 0 | 0 | 0 | 0 | 0 | 0 | 0 | #DIV/0!
1816088 | E214 | 18230023 | Web Enabled Thermostats {E} | 12738-3 | Thermostat - Smart - GH - Res | 11 |  | SF Space Heat | 3615 |  |  |  |  | 0 | 0 | 0 | 6.076 | 0 | 11 | 0 | 0 | 0% | 0 | 0 | 0 | 0 | 0 | 0 | 166359.8092 | 0 | 1.0151 | 0 | 1.0151 | 0 | 0 | 0 | 0 | 0 | 166359.8092 | 0 | #DIV/0!
Total Incentives: | E214 | 18230023 | Web Enabled Thermostats {E} | 12739-3 | Thermostat - Smart - GH - Res - MI | 11 |  | SF Space Heat | 17 |  |  |  |  | 0 | 0 | 0 | 6.076 | 0 | 11 | 0 | 0 | 0% | 0 | 0 | 0 | 0 | 0 | 0 | 782.3283 | 0 | 1.0151 | 0 | 1.0151 | 0 | 0 | 0 | 0 | 0 | 782.3283 | 0 | #DIV/0!
649350.18 | E214 | 18230023 | Web Enabled Thermostats {E} | 12972-1 | Thermostat - ELV - Smart - SF or MH or DX | 15 |  | SF Space Heat | 420 | 69 |  | 75 | 100 | 28980 | 31907.07 | 42000 | 0 | 0 | 15 | 0.23936 | 25 | 1.596% | 4641.6764 | 10092.93 | 15933.311 | 46641.6764 | 14918.8306 | 43671.9817 | 0 | 0 | 1.3032 | 37765.6881 | 1.3032 | 0 | 37765.6881 | 0 | 37765.6881 | 37765.6881 | 41542.2569 | 2.5314 | 0.95123
Total Customer Costs: | E214 | 18230023 | Web Enabled Thermostats {E} | 12972-2 | Thermostat - ELV - Smart - SF or MH or DX | 15 |  | SF Space Heat | 910 | 69 |  | 75 | 100 | 62790 | 67650 | 91000 | 3.601 | 0 | 15 | 0.51861 | 25 | 3.457% | 10056.9656 | 23350 | 34522.1739 | 101056.9656 | 32324.1329 | 94622.6269 | 30226.5245 | 0 | 1.3032 | 81825.6576 | 1.3032 | 0 | 81825.6576 | 0 | 81825.6576 | 81825.6576 | 120234.7479 | 2.5314 | 1.2707
293903.82 | E214 | 18230023 | Web Enabled Thermostats {E} | 12973-2 | Thermostat - ELV - Smart - SF or MH or DX - LTO | 15 |  | SF Space Heat | 2270 | 69 |  | 100 | 100 | 156630 | 226959.62 | 227000 | 3.601 | 0 | 15 | 1.2937 | 0 | 8.625% | 25087.1559 | 40.38 | 86115.7525 | 252087.1559 | 80632.7271 | 236036.6628 | 75400.2314 | 0 | 1.3032 | 204114.5525 | 1.3032 | 0 | 204114.5525 | 0 | 204114.5525 | 204114.5525 | 299926.2392 | 2.5314 | 1.2707
Weighted Avg Life | E214 | 18230023 | Web Enabled Thermostats {E} | 13262-1 | Thermostat - ELV - Smart - SF or MH or DX - NQC |  |  | SF Space Heat | 10 | 0 |  | 0 | 0 | 0 | 875 | 0 | 0 | 0 | 0 | 0 | 0 | 0% | 0 | -875 | 0 | 0 | 0 | 0 | 0 | 0 | SF Space Heat | #VALUE! | SF Space Heat | #VALUE! | #VALUE! | #VALUE! | #VALUE! | 0 | 0 | 0 | #DIV/0!
11.5471 | E214 | 18230023 | Web Enabled Thermostats {E} | 13269-1 | Thermostat - Smart - EH - Res - LTO - ecobee - b | 11 |  | SF Space Heat | 9 | 508 |  | 150 | 189 | 4572 | 1350 | 1701 | 20.9 | 0 | 11 | 0.027692 | 39 | 0.2517% | 732.2893 | 351 | 2513.7025 | 2433.2893 | 2353.654 | 2278.3608 | 1424.6597 | 0 | 1.0151 | 4640.9941 | 1.0151 | 0 | 4640.9941 | 0 | 4640.9941 | 4640.9941 | 6529.7532 | 1.9718 | 2.866
Total Utility Cost | E214 | 18230023 | Web Enabled Thermostats {E} | 13270-1 | Thermostat - Smart - EH - Res - LTO - Emerson - a | 11 |  | SF Space Heat | 57 | 508 |  | 100 | 189 | 28956 | 5700 | 10773 | 20.9 | 0 | 11 | 0.17539 | 89 | 1.594% | 4637.8324 | 5073 | 15920.1157 | 15410.8324 | 14906.4754 | 14429.6183 | 9022.8448 | 0 | 1.0151 | 29392.9626 | 1.0151 | 0 | 29392.9626 | 0 | 29392.9626 | 29392.9626 | 41355.1037 | 1.9718 | 2.866
998491.89 | E214 | 18230023 | Web Enabled Thermostats {E} | 13271-1 | Thermostat - Smart - EH - Res - LTO - Emerson - b | 11 |  | SF Space Heat | 271 | 508 |  | 150 | 189 | 137668 | 40627.34 | 51219 | 20.9 | 0 | 11 | 0.83385 | 39 | 7.58% | 22050.0452 | 10591.66 | 75690.3749 | 73269.0452 | 70871.1375 | 68603.9749 | 42898.0868 | 0 | 1.0151 | 139745.4889 | 1.0151 | 0 | 139745.4889 | 0 | 139745.4889 | 139745.4889 | 196618.1246 | 1.9718 | 2.866
Total Resource Cost | E214 | 18230023 | Web Enabled Thermostats {E} | 13272-1 | Thermostat - Smart - EH - Res - LTO - Nest - a | 11 |  | SF Space Heat | 826 | 508 |  | 100 | 189 | 419608 | 82594.99 | 156114 | 20.9 | 0 | 11 | 2.5416 | 89 | 23.11% | 67207.8867 | 73519.01 | 230702.0282 | 223321.8867 | 216013.135 | 209102.8902 | 130752.1022 | 0 | 1.0151 | 425940.1248 | 1.0151 | 0 | 425940.1248 | 0 | 425940.1248 | 425940.1248 | 599286.2395 | 1.9718 | 2.866
1234133.67 | E214 | 18230023 | Web Enabled Thermostats {E} | 13273-1 | Thermostat - Smart - EH - Res - LTO - Nest - b | 11 |  | SF Space Heat | 629 | 508 |  | 150 | 189 | 319532 | 94350 | 118881 | 20.9 | 0 | 11 | 1.9354 | 39 | 17.59% | 51178.8871 | 24531 | 175679.8738 | 170059.8871 | 164494.2638 | 159232.104 | 99567.8841 | 0 | 1.0151 | 324353.9207 | 1.0151 | 0 | 324353.9207 | 0 | 324353.9207 | 324353.9207 | 456357.1969 | 1.9718 | 2.866
UC B/C Ratio | E214 | 18230023 | Web Enabled Thermostats {E} | 13276-1 | Thermostat - Smart - GH - Res - LTO - ecobee - a | 11 |  | SF Space Heat | 3 |  |  |  |  | 0 | 0 | 0 | 6.076 | 0 | 11 | 0 | 0 | 0% | 0 | 0 | 0 | 0 | 0 | 0 | 138.0579 | 0 | 1.0151 | 0 | 1.0151 | 0 | 0 | 0 | 0 | 0 | 138.0579 | 0 | #DIV/0!
2.0484 | E214 | 18230023 | Web Enabled Thermostats {E} | 13277-1 | Thermostat - Smart - GH - Res - LTO - ecobee - b | 11 |  | SF Space Heat | 25 |  |  |  |  | 0 | 0 | 0 | 6.076 | 0 | 11 | 0 | 0 | 0% | 0 | 0 | 0 | 0 | 0 | 0 | 1150.4828 | 0 | 1.0151 | 0 | 1.0151 | 0 | 0 | 0 | 0 | 0 | 1150.4828 | 0 | #DIV/0!
TRC B/C Ratio | E214 | 18230023 | Web Enabled Thermostats {E} | 13278-1 | Thermostat - Smart - GH - Res - LTO - Emerson - a | 11 |  | SF Space Heat | 446 |  |  |  |  | 0 | 0 | 0 | 6.076 | 0 | 11 | 0 | 0 | 0% | 0 | 0 | 0 | 0 | 0 | 0 | 20524.6127 | 0 | 1.0151 | 0 | 1.0151 | 0 | 0 | 0 | 0 | 0 | 20524.6127 | 0 | #DIV/0!
2.6714 | E214 | 18230023 | Web Enabled Thermostats {E} | 13279-1 | Thermostat - Smart - GH - Res - LTO - Emerson - b | 11 |  | SF Space Heat | 2029 |  |  |  |  | 0 | 0 | 0 | 6.076 | 0 | 11 | 0 | 0 | 0% | 0 | 0 | 0 | 0 | 0 | 0 | 93373.182 | 0 | 1.0151 | 0 | 1.0151 | 0 | 0 | 0 | 0 | 0 | 93373.182 | 0 | #DIV/0!
| E214 | 18230023 | Web Enabled Thermostats {E} | 13280-1 | Thermostat - Smart - GH - Res - LTO - Nest - a | 11 |  | SF Space Heat | 1571 |  |  |  |  | 0 | 0 | 0 | 6.076 | 0 | 11 | 0 | 0 | 0% | 0 | 0 | 0 | 0 | 0 | 0 | 72296.3375 | 0 | 1.0151 | 0 | 1.0151 | 0 | 0 | 0 | 0 | 0 | 72296.3375 | 0 | #DIV/0!
| E214 | 18230023 | Web Enabled Thermostats {E} | 13281-1 | Thermostat - Smart - GH - Res - LTO - Nest - b | 11 |  | SF Space Heat | 1686 |  |  |  |  | 0 | 0 | 0 | 6.076 | 0 | 11 | 0 | 0 | 0% | 0 | 0 | 0 | 0 | 0 | 0 | 77588.5583 | 0 | 1.0151 | 0 | 1.0151 | 0 | 0 | 0 | 0 | 0 | 77588.5583 | 0 | #DIV/0!
[19 empty] | 0 | 0 | 0 | 0% | 0 | 0 | 0 | 0 | 0 | 0 | 0 | 0 | #N/A | #N/A | #N/A | #N/A | #N/A | #N/A | #N/A | 0 | 0 | 0 | #DIV/0!
[19 empty] | 0 | 0 | 0 | 0% | 0 | 0 | 0 | 0 | 0 | 0 | 0 | 0 | #N/A | #N/A | #N/A | #N/A | #N/A | #N/A | #N/A | 0 | 0 | 0 | #DIV/0!
[19 empty] | 0 | 0 | 0 | 0% | 0 | 0 | 0 | 0 | 0 | 0 | 0 | 0 | #N/A | #N/A | #N/A | #N/A | #N/A | #N/A | #N/A | 0 | 0 | 0 | #DIV/0!
[19 empty] | 0 | 0 | 0 | 0% | 0 | 0 | 0 | 0 | 0 | 0 | 0 | 0 | #N/A | #N/A | #N/A | #N/A | #N/A | #N/A | #N/A | 0 | 0 | 0 | #DIV/0!
[19 empty] | 0 | 0 | 0 | 0% | 0 | 0 | 0 | 0 | 0 | 0 | 0 | 0 | #N/A | #N/A | #N/A | #N/A | #N/A | #N/A | #N/A | 0 | 0 | 0 | #DIV/0!
[19 empty] | 0 | 0 | 0 | 0% | 0 | 0 | 0 | 0 | 0 | 0 | 0 | 0 | #N/A | #N/A | #N/A | #N/A | #N/A | #N/A | #N/A | 0 | 0 | 0 | #DIV/0!

## Residential Showerheads {E}
Rtn to Summary |  | Order Number | Program Name | Discount Rate: | 6.8% | [9 empty] | Paste in incentives but use DBtC for Total
| Program: | 18230435 | Residential Showerheads {E}
| paste |  |  | paste | paste | paste | paste | paste | paste | paste | paste | paste | paste | Paste | paste | paste | paste | paste | Formula: G + H | Formula: (O/A10)*T | Formula: N - M | Formula: O/A10 | Formula: W*A8 | Formula: Q - P | Formula: X + DBtC | Formula: Q + X | Formula: Z/(1+ElecDiscountRate)^1 | Formula: AA/(1+ElecDiscountRate)^1 | Formula: -PV (ElecDiscount Rate,T,R)*J | Formula: - PV (ElecDiscount Rate, T, S)*J |  | AF*J*K |  | AH*J*L | AG + AI |  | AG +AI -AK | formula: Logic to lookup from AC tables and adjust by savings and quantity | Formula: Utility Savings (AM)*1.1+AD+AE | formula: AM/AB | formula: AN/AC
| Sch. No. | Order Number | Program Name | Measure Version | Measure Name | First Period Measure Life | Second period Measure Life | Electric End-Use Type | Number of units offered | Savings per Unit Period 1 | Savngs per Unit Period 2 | Incentives Per Unit | Incremental Measure Cost per Unit | Total First Year Savings | Total Incentive | Total Incremental Measure Cost | Unit First Year Non-Energy Benefits | Unit Annual Net Equipment O&M | Total Measure Life | Weighted Life | Agency or Customer Cost per Unit | Percent Unit overhead | Program Overhead Cost | Total Customer Cost | Total Utility Program Costs | Total Resource Cost | PV Total Utility Program Costs | PV Total Resource Costs | PV Total Non-Energy Benefits | PV Total Net Equipment O&M | Unit PV First period Savings for 1 kWh | Total First Period Savings | Unit PV Savings for Second Period for 1 kWh | Total Second period Savings | Unadjusted Total | Decrement | Final UC Total Savings | PV Total Savings UC | PV Total Savings TRC | UC B/C Ratio | TRC B/C Ratio
DBTC: | E214 | 18230435 | Residential Showerheads {E} | 13013-1 | Adapter - w Thermostatic Restrictor - for Showerhead - RP - Res - C | 10 |  | Res Water Heat | 18 | 11.1 |  | 3.5 | 12 | 199.8 | 63 | 216 | 3.72 | 0 | 10 | 7.1767 | 8.5 | 71.77% | 2557.9424 | 153 | 2390.5453 | 2773.9424 | 2238.3383 | 2597.3243 | 474.6779 | 0 | 0.78743 | 157.3279 | 0.78743 | 0 | 157.3279 | 0 | 157.3279 | 157.3279 | 647.7386 | 0.070288 | 0.24939
-233.25 | E214 | 18230435 | Residential Showerheads {E} | 13014-1 | Adapter - w Thermostatic Restrictor - for Showerhead - RP - Res - EO | 10 |  | Res Water Heat | 6 | 13.1 |  | 5 | 17.4 | 78.6 | 30 | 104.4 | 3.72 | 0 | 10 | 2.8233 | 12.4 | 28.23% | 1006.2776 | 74.4 | 940.4247 | 1110.6776 | 880.5475 | 1039.9603 | 158.226 | 0 | 0.78743 | 61.8918 | 0.78743 | 0 | 61.8918 | 0 | 61.8918 | 61.8918 | 226.3069 | 0.070288 | 0.21761
Program Costs: | E214 | 18230435 | Residential Showerheads {E} | 13015-1 | Adapter - w Thermostatic Restrictor - for Showerhead - RP - Res - GO | 10 |  | Res Water Heat | 6 |  |  |  |  | 0 | 0 | 0 | 3.72 | 0 | 10 | 0 | 0 | 0% | 0 | 0 | 0 | 0 | 0 | 0 | 158.226 | 0 | 0.78743 | 0 | 0.78743 | 0 | 0 | 0 | 0 | 0 | 158.226 | 0 | #DIV/0!
3564.22 | E214 | 18230435 | Residential Showerheads {E} | [15 empty] | 0 | 0 | 0 | 0% | 0 | 0 | 0 | 0 | 0 | 0 | 0 | 0 | #N/A | #N/A | #N/A | #N/A | #N/A | #N/A | #N/A | 0 | 0 | 0 | #DIV/0!
Total Savings (kWh): | E214 | 18230435 | Residential Showerheads {E} | [15 empty] | 0 | 0 | 0 | 0% | 0 | 0 | 0 | 0 | 0 | 0 | 0 | 0 | #N/A | #N/A | #N/A | #N/A | #N/A | #N/A | #N/A | 0 | 0 | 0 | #DIV/0!
278.4 | E214 | 18230435 | Residential Showerheads {E} | [15 empty] | 0 | 0 | 0 | 0% | 0 | 0 | 0 | 0 | 0 | 0 | 0 | 0 | #N/A | #N/A | #N/A | #N/A | #N/A | #N/A | #N/A | 0 | 0 | 0 | #DIV/0!
Total Incentives: | E214 | 18230435 | Residential Showerheads {E} | [15 empty] | 0 | 0 | 0 | 0% | 0 | 0 | 0 | 0 | 0 | 0 | 0 | 0 | #N/A | #N/A | #N/A | #N/A | #N/A | #N/A | #N/A | 0 | 0 | 0 | #DIV/0!
93 | E214 | 18230435 | Residential Showerheads {E} | [15 empty] | 0 | 0 | 0 | 0% | 0 | 0 | 0 | 0 | 0 | 0 | 0 | 0 | #N/A | #N/A | #N/A | #N/A | #N/A | #N/A | #N/A | 0 | 0 | 0 | #DIV/0!
Total Customer Costs: | E214 | 18230435 | Residential Showerheads {E} | [15 empty] | 0 | 0 | 0 | 0% | 0 | 0 | 0 | 0 | 0 | 0 | 0 | 0 | #N/A | #N/A | #N/A | #N/A | #N/A | #N/A | #N/A | 0 | 0 | 0 | #DIV/0!
227.4 | E214 | 18230435 | Residential Showerheads {E} | [15 empty] | 0 | 0 | 0 | 0% | 0 | 0 | 0 | 0 | 0 | 0 | 0 | 0 | #N/A | #N/A | #N/A | #N/A | #N/A | #N/A | #N/A | 0 | 0 | 0 | #DIV/0!
Weighted Avg Life | E214 | 18230435 | Residential Showerheads {E} | [15 empty] | 0 | 0 | 0 | 0% | 0 | 0 | 0 | 0 | 0 | 0 | 0 | 0 | #N/A | #N/A | #N/A | #N/A | #N/A | #N/A | #N/A | 0 | 0 | 0 | #DIV/0!
10 | E214 | 18230435 | Residential Showerheads {E} | [15 empty] | 0 | 0 | 0 | 0% | 0 | 0 | 0 | 0 | 0 | 0 | 0 | 0 | #N/A | #N/A | #N/A | #N/A | #N/A | #N/A | #N/A | 0 | 0 | 0 | #DIV/0!
Total Utility Cost | E214 | 18230435 | Residential Showerheads {E} | [15 empty] | 0 | 0 | 0 | 0% | 0 | 0 | 0 | 0 | 0 | 0 | 0 | 0 | #N/A | #N/A | #N/A | #N/A | #N/A | #N/A | #N/A | 0 | 0 | 0 | #DIV/0!
3330.97 | E214 | 18230435 | Residential Showerheads {E} | [15 empty] | 0 | 0 | 0 | 0% | 0 | 0 | 0 | 0 | 0 | 0 | 0 | 0 | #N/A | #N/A | #N/A | #N/A | #N/A | #N/A | #N/A | 0 | 0 | 0 | #DIV/0!
Total Resource Cost | [18 empty] | 0 | 0 | 0 | 0% | 0 | 0 | 0 | 0 | 0 | 0 | 0 | 0 | #N/A | #N/A | #N/A | #N/A | #N/A | #N/A | #N/A | 0 | 0 | 0 | #DIV/0!
3884.62 | [18 empty] | 0 | 0 | 0 | 0% | 0 | 0 | 0 | 0 | 0 | 0 | 0 | 0 | #N/A | #N/A | #N/A | #N/A | #N/A | #N/A | #N/A | 0 | 0 | 0 | #DIV/0!
UC B/C Ratio | [18 empty] | 0 | 0 | 0 | 0% | 0 | 0 | 0 | 0 | 0 | 0 | 0 | 0 | #N/A | #N/A | #N/A | #N/A | #N/A | #N/A | #N/A | 0 | 0 | 0 | #DIV/0!
0.070288 | [18 empty] | 0 | 0 | 0 | 0% | 0 | 0 | 0 | 0 | 0 | 0 | 0 | 0 | #N/A | #N/A | #N/A | #N/A | #N/A | #N/A | #N/A | 0 | 0 | 0 | #DIV/0!
TRC B/C Ratio | [18 empty] | 0 | 0 | 0 | 0% | 0 | 0 | 0 | 0 | 0 | 0 | 0 | 0 | #N/A | #N/A | #N/A | #N/A | #N/A | #N/A | #N/A | 0 | 0 | 0 | #DIV/0!
0.2838 | [18 empty] | 0 | 0 | 0 | 0% | 0 | 0 | 0 | 0 | 0 | 0 | 0 | 0 | #N/A | #N/A | #N/A | #N/A | #N/A | #N/A | #N/A | 0 | 0 | 0 | #DIV/0!

## SF Existing Weatherization {E}
Rtn to Summary |  | Order Number | Program Name | Discount Rate: | 6.8% | [9 empty] | Paste in incentives but use DBtC for Total
| Program: | 18230627 | SF Existing Weatherization {E}
| paste |  |  | paste | paste | paste | paste | paste | paste | paste | paste | paste | paste | Paste | paste | paste | paste | paste | Formula: G + H | Formula: (O/A10)*T | Formula: N - M | Formula: O/A10 | Formula: W*A8 | Formula: Q - P | Formula: X + DBtC | Formula: Q + X | Formula: Z/(1+ElecDiscountRate)^1 | Formula: AA/(1+ElecDiscountRate)^1 | Formula: -PV (ElecDiscount Rate,T,R)*J | Formula: - PV (ElecDiscount Rate, T, S)*J |  | AF*J*K |  | AH*J*L | AG + AI |  | AG +AI -AK | formula: Logic to lookup from AC tables and adjust by savings and quantity | Formula: Utility Savings (AM)*1.1+AD+AE | formula: AM/AB | formula: AN/AC
| Sch. No. | Order Number | Program Name | Measure Version | Measure Name | First Period Measure Life | Second period Measure Life | Electric End-Use Type | Number of units offered | Savings per Unit Period 1 | Savngs per Unit Period 2 | Incentives Per Unit | Incremental Measure Cost per Unit | Total First Year Savings | Total Incentive | Total Incremental Measure Cost | Unit First Year Non-Energy Benefits | Unit Annual Net Equipment O&M | Total Measure Life | Weighted Life | Agency or Customer Cost per Unit | Percent Unit overhead | Program Overhead Cost | Total Customer Cost | Total Utility Program Costs | Total Resource Cost | PV Total Utility Program Costs | PV Total Resource Costs | PV Total Non-Energy Benefits | PV Total Net Equipment O&M | Unit PV First period Savings for 1 kWh | Total First Period Savings | Unit PV Savings for Second Period for 1 kWh | Total Second period Savings | Unadjusted Total | Decrement | Final UC Total Savings | PV Total Savings UC | PV Total Savings TRC | UC B/C Ratio | TRC B/C Ratio
DBTC: | E214 | 18230627 | SF Existing Weatherization {E} | 10705-6 | SFWIN: Windows - Single Pane - to U30 - FAF | 45 |  | SF Space Heat | 14353.7 | 4.6674 |  | 50 | 22.6 | 66994.46 | 37850 | 324393.52 | 0 | 0 | 45 | 2.2229 | -27.4 | 4.94% | 11630.3904 | 286543.52 | 58120.4804 | 336023.9104 | 54419.9254 | 314629.1296 | 0 | 0 | 3.2695 | 219040.4123 | 3.2695 | 0 | 219040.4123 | 0 | 219040.4123 | 219040.4123 | 240944.4535 | 4.025 | 0.7658
941150.6 | E214 | 18230627 | SF Existing Weatherization {E} | 10706-5 | SFWIN: Windows - Single Pane - to U30 - HP | 45 |  | SF Space Heat | 241.84 | 6.99 |  | 50 | 20.5 | 1690.46 | 250 | 4957.72 | 0.106 | 0 | 45 | 0.056089 | -29.5 | 0.1246% | 293.4677 | 4707.72 | 1466.5444 | 5251.1877 | 1373.1689 | 4916.8424 | 357.4596 | 0 | 3.2695 | 5527.0101 | 3.2695 | 0 | 5527.0101 | 0 | 5527.0101 | 5527.0101 | 6437.1707 | 4.025 | 1.3092
Program Costs: | E214 | 18230627 | SF Existing Weatherization {E} | 10706-6 | SFWIN: Windows - Single Pane - to U30 - HP | 45 |  | SF Space Heat | 12864.5 | 2.8994 |  | 50 | 22.6 | 37299.3 | 35750 | 290737.59 | 0 | 0 | 45 | 1.2376 | -27.4 | 2.75% | 6475.2432 | 254987.59 | 32358.694 | 297212.8332 | 30298.4027 | 278289.1697 | 0 | 0 | 3.2695 | 121951.189 | 3.2695 | 0 | 121951.189 | 0 | 121951.189 | 121951.189 | 134146.3079 | 4.025 | 0.48204
235446.93 | E214 | 18230627 | SF Existing Weatherization {E} | 10707-5 | SFWIN: Windows - Single Pane - to U30 - Zonal | 45 |  | SF Space Heat | 228 | 8.92 |  | 50 | 20.5 | 2033.76 | 750 | 4674 | 0.148 | 0 | 45 | 0.06748 | -29.5 | 0.15% | 353.0654 | 3924 | 1764.3714 | 5027.0654 | 1652.0331 | 4706.99 | 470.5324 | 0 | 3.2695 | 6649.4398 | 3.2695 | 0 | 6649.4398 | 0 | 6649.4398 | 6649.4398 | 7784.9162 | 4.025 | 1.6539
Total Savings (kWh): | E214 | 18230627 | SF Existing Weatherization {E} | 10707-6 | SFWIN: Windows - Single Pane - to U30 - Zonal | 45 |  | SF Space Heat | 19607.3 | 4.4339 |  | 50 | 22.6 | 86936.85 | 45450 | 443124.97 | 0 | 0 | 45 | 2.8846 | -27.4 | 6.41% | 15092.4347 | 397674.97 | 75421.3331 | 458217.4047 | 70619.2258 | 429042.5137 | 0 | 0 | 3.2695 | 284242.6593 | 3.2695 | 0 | 284242.6593 | 0 | 284242.6593 | 284242.6593 | 312666.9252 | 4.025 | 0.72876
1356243.37 | E214 | 18230627 | SF Existing Weatherization {E} | 10709-4 | SFWIN: Windows - Single Pane - to U30 - NG | 30 |  | SF Space Heat | 243.47 | 0 |  |  |  | 0 | 0 | 0 | 0.24 | 0 | 30 | 0 | 0 | 0% | 0 | 0 | 0 | 0 | 0 | 0 | 739.9043 | 0 | 2.2575 | 0 | 2.2575 | 0 | 0 | 0 | 0 | 0 | 739.9043 | 0 | #DIV/0!
Total Incentives: | E214 | 18230627 | SF Existing Weatherization {E} | 10709-5 | SFWIN: Windows - Single Pane - to U30 - NG | 45 |  | SF Space Heat | 36.75 | 0 |  |  |  | 0 | 0 | 0 | 0 | 0 | 45 | 0 | 0 | 0% | 0 | 0 | 0 | 0 | 0 | 0 | 0 | 0 | 3.2695 | 0 | 3.2695 | 0 | 0 | 0 | 0 | 0 | 0 | 0 | #DIV/0!
940720 | E214 | 18230627 | SF Existing Weatherization {E} | 10709-6 | SFWIN: Windows - Single Pane - to U30 - NG | 45 |  | SF Space Heat | 132031.04 | 0.3183 |  | 0 | 0 | 42025.55 | 0 | 0 | 0 | 0 | 45 | 1.3944 | 0 | 3.099% | 7295.7309 | 0 | 36458.9125 | 7295.7309 | 34137.5585 | 6831.2088 | 0 | 0 | 3.2695 | 137403.8062 | 3.2695 | 0 | 137403.8062 | 0 | 137403.8062 | 137403.8062 | 151144.1868 | 4.025 | 22.1255
Total Customer Costs: | E214 | 18230627 | SF Existing Weatherization {E} | 10719-5 | SFWIN: Windows - Single Pane - to U30 - Resistance - MH | 25 |  | SF Space Heat | 7819.5 | 16.5353 |  | 200 | 18.53 | 129297.75 | 91237.41 | 144895.35 | 0 | 0 | 25 | 2.3834 | -181.47 | 9.534% | 22446.3831 | 53657.94 | 112171.1757 | 167341.7331 | 105029.1907 | 156687.016 | 0 | 0 | 1.9456 | 251556.1429 | 1.9456 | 0 | 251556.1429 | 0 | 251556.1429 | 251556.1429 | 276711.7572 | 2.3951 | 1.766
2048965.82 | E214 | 18230627 | SF Existing Weatherization {E} | 10721-5 | SFWIN: Windows - Single Pane - to U30 - NG - MH | 25 |  | SF Space Heat | 2768.63 | 0.5614 |  | 0 | 0 | 1554.3 | 0 | 0 | 0 | 0 | 25 | 0.028651 | 0 | 0.1146% | 269.83 | 0 | 1348.4199 | 269.83 | 1262.5654 | 252.6498 | 0 | 0 | 1.9456 | 3023.9792 | 1.9456 | 0 | 3023.9792 | 0 | 3023.9792 | 3023.9792 | 3326.3772 | 2.3951 | 13.166
Weighted Avg Life | E214 | 18230627 | SF Existing Weatherization {E} | 10912-6 | SFWX: Insulation - Attic - R0 to R49 - FAF | 45 |  | SF Space Heat | 5636 | 1.8602 |  | 0.5 | 1.49 | 10484.08 | 3000 | 8397.64 | 0 | 0 | 45 | 0.34786 | 0.99 | 0.773% | 1820.0601 | 5397.64 | 9095.3754 | 10217.7001 | 8516.2691 | 9567.1349 | 0 | 0 | 3.2695 | 34278.0165 | 3.2695 | 0 | 34278.0165 | 0 | 34278.0165 | 34278.0165 | 37705.8182 | 4.025 | 3.9412
36.2465 | E214 | 18230627 | SF Existing Weatherization {E} | 10912-7 | SFWX: Insulation - Attic - R0 to R49 - FAF | 45 |  | SF Space Heat | 21300 | 1.8602 |  | 0.5 | 1.49 | 39622.25 | 10650 | 31737 | 0.0178 | 0 | 45 | 1.3147 | 0.99 | 2.921% | 6878.5126 | 21087 | 34373.9498 | 38615.5126 | 32185.3462 | 36156.847 | 5286.7968 | 0 | 3.2695 | 129546.1442 | 3.2695 | 0 | 129546.1442 | 0 | 129546.1442 | 129546.1442 | 147787.5554 | 4.025 | 4.0874
Total Utility Cost | E214 | 18230627 | SF Existing Weatherization {E} | 10913-6 | SFWX: Insulation - Attic - R0 to R49 - NG | 45 |  | SF Space Heat | 78083 | 0.079501 |  | 0 | 0 | 6207.65 | 0 | 0 | 0 | 0 | 45 | 0.20597 | 0 | 0.4577% | 1077.6621 | 0 | 5385.3946 | 1077.6621 | 5042.5043 | 1009.0469 | 0 | 0 | 3.2695 | 20296.0993 | 3.2695 | 0 | 20296.0993 | 0 | 20296.0993 | 20296.0993 | 22325.7093 | 4.025 | 22.1255
1176597.53 | E214 | 18230627 | SF Existing Weatherization {E} | 10913-7 | SFWX: Insulation - Attic - R0 to R49 - NG | 45 |  | SF Space Heat | 264717 | 0.0795 |  | 0 | 0 | 21045.06 | 0 | 0 | 0.0433 | 0 | 45 | 0.69827 | 0 | 1.552% | 3653.4702 | 0 | 18257.4648 | 3653.4702 | 17095.0045 | 3420.8523 | 159831.6345 | 0 | 3.2695 | 68807.4599 | 3.2695 | 0 | 68807.4599 | 0 | 68807.4599 | 68807.4599 | 235519.8404 | 4.025 | 68.8483
Total Resource Cost | E214 | 18230627 | SF Existing Weatherization {E} | 10914-6 | SFWX: Insulation - Attic - R0 to R49 - HP | 45 |  | SF Space Heat | 6816 | 1.3011 |  | 0.5 | 1.49 | 8868.3 | 2963.04 | 10155.84 | 0 | 0 | 45 | 0.29425 | 0.99 | 0.6539% | 1539.557 | 7192.8 | 7693.6191 | 11695.397 | 7203.7632 | 10950.7463 | 0 | 0 | 3.2695 | 28995.175 | 3.2695 | 0 | 28995.175 | 0 | 28995.175 | 28995.175 | 31894.6924 | 4.025 | 2.9126
3225132.75 | E214 | 18230627 | SF Existing Weatherization {E} | 10914-7 | SFWX: Insulation - Attic - R0 to R49 - HP | 45 |  | SF Space Heat | 21186 | 1.3011 |  | 0.5 | 1.49 | 27565.1 | 10593 | 31567.14 | 0.0124 | 0 | 45 | 0.91461 | 0.99 | 2.032% | 4785.364 | 20974.14 | 23913.8707 | 36352.504 | 22391.2647 | 34037.9251 | 3663.2256 | 0 | 3.2695 | 90124.9278 | 3.2695 | 0 | 90124.9278 | 0 | 90124.9278 | 90124.9278 | 102800.6462 | 4.025 | 3.0202
UC B/C Ratio | E214 | 18230627 | SF Existing Weatherization {E} | 10915-6 | SFWX: Insulation - Attic - R0 to R49 - Zonal | 45 |  | SF Space Heat | 15652 | 1.2033 |  | 0.5 | 1.49 | 18834.05 | 4984.75 | 23321.48 | 0 | 0 | 45 | 0.62491 | 0.99 | 1.389% | 3269.6339 | 18336.73 | 16339.3217 | 26591.1139 | 15298.9903 | 24898.0467 | 0 | 0 | 3.2695 | 61578.4959 | 3.2695 | 0 | 61578.4959 | 0 | 61578.4959 | 61578.4959 | 67736.3454 | 4.025 | 2.7205
3.3154 | E214 | 18230627 | SF Existing Weatherization {E} | 10915-7 | SFWX: Insulation - Attic - R0 to R49 - Zonal | 45 |  | SF Space Heat | 18030 | 1.2033 |  | 0.5 | 1.49 | 21695.49 | 9015 | 26864.7 | 0.0115 | 0 | 45 | 0.71985 | 0.99 | 1.6% | 3766.3863 | 17849.7 | 18821.7399 | 30631.0863 | 17623.352 | 28680.7925 | 2891.2562 | 0 | 3.2695 | 70934.0604 | 3.2695 | 0 | 70934.0604 | 0 | 70934.0604 | 70934.0604 | 80918.7227 | 4.025 | 2.8214
TRC B/C Ratio | E214 | 18230627 | SF Existing Weatherization {E} | 10916-6 | SFWX: Insulation - Attic - R11 to R49 - FAF | 45 |  | SF Space Heat | 23168 | 0.4423 |  | 0.5 | 1.24 | 10247.21 | 9000 | 28728.32 | 0 | 0 | 45 | 0.34 | 0.74 | 0.7556% | 1778.9389 | 19728.32 | 8889.8809 | 30507.2589 | 8323.8585 | 28564.8492 | 0 | 0 | 3.2695 | 33503.5629 | 3.2695 | 0 | 33503.5629 | 0 | 33503.5629 | 33503.5629 | 36853.9192 | 4.025 | 1.2902
1.8236 | E214 | 18230627 | SF Existing Weatherization {E} | 10916-7 | SFWX: Insulation - Attic - R11 to R49 - FAF | 45 |  | SF Space Heat | 39580 | 0.4423 |  | 0.5 | 1.24 | 17506.25 | 19790 | 49079.2 | 0.0042 | 0 | 45 | 0.58086 | 0.74 | 1.291% | 3039.1248 | 29289.2 | 15187.4 | 52118.3248 | 14220.412 | 48799.9296 | 2318.0249 | 0 | 3.2695 | 57237.2136 | 3.2695 | 0 | 57237.2136 | 0 | 57237.2136 | 57237.2136 | 65278.9599 | 4.025 | 1.3377
| E214 | 18230627 | SF Existing Weatherization {E} | 10917-5 | SFWX: Insulation - Attic - R11 to R49 - NG | 45 |  | SF Space Heat | 152890.05 | 0.0287 |  | 0 | 0 | 4387.99 | 0 | 0 | 0 | 0 | 45 | 0.14559 | 0 | 0.3235% | 761.765 | 0 | 3806.7638 | 761.765 | 3564.3856 | 713.2631 | 0 | 0 | 3.2695 | 14346.666 | 3.2695 | 0 | 14346.666 | 0 | 14346.666 | 14346.666 | 15781.3326 | 4.025 | 22.1255
| E214 | 18230627 | SF Existing Weatherization {E} | 10917-6 | SFWX: Insulation - Attic - R11 to R49 - NG | 45 |  | SF Space Heat | 294537 | 0.0287 |  | 0 | 0 | 8453.18 | 0 | 0 | 0.0481 | 0 | 45 | 0.28048 | 0 | 0.6233% | 1467.4913 | 0 | 7333.4852 | 1467.4913 | 6866.5592 | 1374.0555 | 197550.4155 | 0 | 3.2695 | 27637.9276 | 3.2695 | 0 | 27637.9276 | 0 | 27637.9276 | 27637.9276 | 227952.1358 | 4.025 | 165.8973
| E214 | 18230627 | SF Existing Weatherization {E} | 10918-6 | SFWX: Insulation - Attic - R11 to R49 - HP | 45 |  | SF Space Heat | 6110 | 0.3311 |  | 0.5 | 1.24 | 2023.02 | 3000 | 7576.4 | 0 | 0 | 45 | 0.067124 | 0.74 | 0.1492% | 351.2009 | 4576.4 | 1755.054 | 7927.6009 | 1643.309 | 7422.8473 | 0 | 0 | 3.2695 | 6614.325 | 3.2695 | 0 | 6614.325 | 0 | 6614.325 | 6614.325 | 7275.7576 | 4.025 | 0.98018
| E214 | 18230627 | SF Existing Weatherization {E} | 10918-7 | SFWX: Insulation - Attic - R11 to R49 - HP | 45 |  | SF Space Heat | 31757 | 0.3311 |  | 0.5 | 1.24 | 10514.76 | 15878.5 | 39378.68 | 0.0032 | 0 | 45 | 0.34888 | 0.74 | 0.7753% | 1825.3862 | 23500.18 | 9121.9916 | 41204.0662 | 8541.1906 | 38580.5864 | 1417.0411 | 0 | 3.2695 | 34378.3257 | 3.2695 | 0 | 34378.3257 | 0 | 34378.3257 | 34378.3257 | 39233.1994 | 4.025 | 1.0169
| E214 | 18230627 | SF Existing Weatherization {E} | 10919-5 | SFWX: Insulation - Attic - R11 to R49 - Zonal | 45 |  | SF Space Heat | 9506 | 0.4339 |  | 0.5 | 1.24 | 4124.65 | 4800 | 11787.44 | 0 | 0 | 45 | 0.13686 | 0.74 | 0.3041% | 716.0486 | 6987.44 | 3578.3054 | 12503.4886 | 3350.4732 | 11707.3863 | 0 | 0 | 3.2695 | 13485.6679 | 3.2695 | 0 | 13485.6679 | 0 | 13485.6679 | 13485.6679 | 14834.2347 | 4.025 | 1.2671
| E214 | 18230627 | SF Existing Weatherization {E} | 10919-6 | SFWX: Insulation - Attic - R11 to R49 - Zonal | 45 |  | SF Space Heat | 25098 | 0.4339 |  | 0.5 | 1.24 | 10890.05 | 12549 | 31121.52 | 0.0041 | 0 | 45 | 0.36133 | 0.74 | 0.803% | 1890.5374 | 18572.52 | 9447.5713 | 33012.0574 | 8846.0405 | 30910.1661 | 1434.8813 | 0 | 3.2695 | 35605.3477 | 3.2695 | 0 | 35605.3477 | 0 | 35605.3477 | 35605.3477 | 40600.7638 | 4.025 | 1.3135
| E214 | 18230627 | SF Existing Weatherization {E} | 10920-4 | SFWX: Carbon Monoxide Detector | 5 |  | SF Space Heat | 62 | 0 |  |  |  | 0 | 0 |  | 0 | 0 | 5 | 0 | 0 | 0% | 0 | 0 | 0 | 0 | 0 | 0 | 0 | 0 | 0.49676 | 0 | 0.49676 | 0 | 0 | 0 | 0 | 0 | 0 | 0 | #DIV/0!
| E214 | 18230627 | SF Existing Weatherization {E} | 10920-5 | SFWX: Carbon Monoxide Detector | 5 |  | SF Space Heat | 483 | 0 |  |  |  | 0 | 0 |  | 38.85 | 0 | 5 | 0 | 0 | 0% | 0 | 0 | 0 | 0 | 0 | 0 | 77352.1303 | 0 | 0.49676 | 0 | 0.49676 | 0 | 0 | 0 | 0 | 0 | 77352.1303 | 0 | #DIV/0!
| E214 | 18230627 | SF Existing Weatherization {E} | 10923-5 | SFWX: Insulation - Floor - R0 to R22 - HP - MH | 25 |  | SF Space Heat | 2128 | 0.3138 |  | 1.39 | 2.32 | 667.77 | 2400 | 4936.96 | 0 | 0 | 25 | 0.012309 | 0.93 | 0.04924% | 115.9264 | 2536.96 | 579.3182 | 5052.8864 | 542.4328 | 4731.167 | 0 | 0 | 1.9456 | 1299.1846 | 1.9456 | 0 | 1299.1846 | 0 | 1299.1846 | 1299.1846 | 1429.1031 | 2.3951 | 0.30206
| E214 | 18230627 | SF Existing Weatherization {E} | 10923-6 | SFWX: Insulation - Floor - R0 to R22 - HP - MH | 25 |  | SF Space Heat | 8030 | 0.3138 |  | 1 | 2.32 | 2519.81 | 8030 | 18629.6 | 0.003 | 0 | 25 | 0.046448 | 1.32 | 0.1858% | 437.4447 | 10599.6 | 2186.04 | 19067.0447 | 2046.8539 | 17853.0381 | 285.8662 | 0 | 1.9456 | 4902.434 | 1.9456 | 0 | 4902.434 | 0 | 4902.434 | 4902.434 | 5678.5436 | 2.3951 | 0.31807
| E214 | 18230627 | SF Existing Weatherization {E} | 10924-5 | SFWX: Insulation - Floor - R0 to R22 - Zonal - MH | 25 |  | SF Space Heat | 13880 | 0.8035 |  | 1.39 | 2.32 | 11152.59 | 12000 | 32201.6 | 0 | 0 | 25 | 0.20558 | 0.93 | 0.8223% | 1936.115 | 20201.6 | 9675.3357 | 34137.715 | 9059.3031 | 31964.1526 | 0 | 0 | 1.9456 | 21697.9996 | 1.9456 | 0 | 21697.9996 | 0 | 21697.9996 | 21697.9996 | 23867.7995 | 2.3951 | 0.74671
| E214 | 18230627 | SF Existing Weatherization {E} | 10924-6 | SFWX: Insulation - Floor - R0 to R22 - Zonal - MH | 25 |  | SF Space Heat | 29924 | 0.8035 |  | 1 | 2.32 | 24043.93 | 29924 | 69423.68 | 0.0077 | 0 | 25 | 0.44321 | 1.32 | 1.773% | 4174.0809 | 39499.68 | 20859.1093 | 73597.7609 | 19531.0012 | 68911.7611 | 2734.2385 | 0 | 1.9456 | 46778.8364 | 1.9456 | 0 | 46778.8364 | 0 | 46778.8364 | 46778.8364 | 54190.9585 | 2.3951 | 0.78638
| E214 | 18230627 | SF Existing Weatherization {E} | 10925-6 | SFWX: Insulation - Floor - R0 to R22 - NG - MH | 25 |  | SF Space Heat | 1188 | 0.027298 |  | 0 | 0 | 32.43 | 0 | 0 | 0 | 0 | 25 | 0.00059779 | 0 | 0.002391% | 5.6299 | 0 | 28.1344 | 5.6299 | 26.343 | 5.2715 | 0 | 0 | 1.9456 | 63.0944 | 1.9456 | 0 | 63.0944 | 0 | 63.0944 | 63.0944 | 69.4039 | 2.3951 | 13.166
| E214 | 18230627 | SF Existing Weatherization {E} | 10925-7 | SFWX: Insulation - Floor - R0 to R22 - NG - MH | 25 |  | SF Space Heat | 1932 | 0.027298 |  | 0 | 0 | 52.74 | 0 | 0 | 0.0917 | 0 | 25 | 0.00097217 | 0 | 0.003889% | 9.1558 | 0 | 45.7541 | 9.1558 | 42.841 | 8.5728 | 2102.3377 | 0 | 1.9456 | 102.6087 | 1.9456 | 0 | 102.6087 | 0 | 102.6087 | 102.6087 | 2215.2072 | 2.3951 | 258.3986
| E214 | 18230627 | SF Existing Weatherization {E} | 10926-7 | SFWX: Insulation - Floor - R0 to R30 - FAF | 45 |  | SF Space Heat | 34456 | 0.3401 |  | 0.25 | 1.41 | 11718.52 | 5179 | 48582.96 | 0 | 0 | 45 | 0.38882 | 1.16 | 0.864% | 2034.3617 | 43403.96 | 10166.3035 | 50617.3217 | 9519.0107 | 47394.496 | 0 | 0 | 3.2695 | 38314.0554 | 3.2695 | 0 | 38314.0554 | 0 | 38314.0554 | 38314.0554 | 42145.4609 | 4.025 | 0.88925
| E214 | 18230627 | SF Existing Weatherization {E} | 10926-8 | SFWX: Insulation - Floor - R0 to R30 - FAF | 45 |  | SF Space Heat | 78588 | 0.3401 |  | 0.25 | 1.41 | 26727.8 | 19647 | 110809.08 | 0.0032 | 0 | 45 | 0.88683 | 1.16 | 1.971% | 4640.0068 | 91162.08 | 23187.4781 | 115449.0868 | 21711.1218 | 108098.3959 | 3506.705 | 0 | 3.2695 | 87387.3501 | 3.2695 | 0 | 87387.3501 | 0 | 87387.3501 | 87387.3501 | 99632.7901 | 4.025 | 0.92169
| E214 | 18230627 | SF Existing Weatherization {E} | 10927-7 | SFWX: Insulation - Floor - R0 to R30 - NG | 45 |  | SF Space Heat | 269145 | 0.0336 |  | 0 | 0 | 9043.28 | 0 | 0 | 0 | 0 | 45 | 0.30005 | 0 | 0.6668% | 1569.934 | 0 | 7845.4215 | 1569.934 | 7345.9003 | 1469.9756 | 0 | 0 | 3.2695 | 29567.2774 | 3.2695 | 0 | 29567.2774 | 0 | 29567.2774 | 29567.2774 | 32524.0051 | 4.025 | 22.1255
| E214 | 18230627 | SF Existing Weatherization {E} | 10927-8 | SFWX: Insulation - Floor - R0 to R30 - NG | 45 |  | SF Space Heat | 630025 | 0.0336 |  | 0 | 0 | 21168.89 | 0 | 0 | 0.0403 | 0 | 45 | 0.70238 | 0 | 1.561% | 3674.9674 | 0 | 18364.8925 | 3674.9674 | 17195.5922 | 3440.9807 | 354042.8607 | 0 | 3.2695 | 69212.3258 | 3.2695 | 0 | 69212.3258 | 0 | 69212.3258 | 69212.3258 | 430176.4191 | 4.025 | 125.0156
| E214 | 18230627 | SF Existing Weatherization {E} | 10928-7 | SFWX: Insulation - Floor - R0 to R30 - HP | 45 |  | SF Space Heat | 18763 | 0.1836 |  | 0.25 | 1.41 | 3444.9 | 3000 | 26455.83 | 0 | 0 | 45 | 0.1143 | 1.16 | 0.254% | 598.0425 | 23455.83 | 2988.594 | 27053.8725 | 2798.309 | 25331.3413 | 0 | 0 | 3.2695 | 11263.2047 | 3.2695 | 0 | 11263.2047 | 0 | 11263.2047 | 11263.2047 | 12389.5252 | 4.025 | 0.4891
| E214 | 18230627 | SF Existing Weatherization {E} | 10928-8 | SFWX: Insulation - Floor - R0 to R30 - HP | 45 |  | SF Space Heat | 85617 | 0.1836 |  | 0.25 | 1.41 | 15719.31 | 21404.25 | 120719.97 | 0.0018 | 0 | 45 | 0.52156 | 1.16 | 1.159% | 2728.9079 | 99315.72 | 13637.1552 | 123448.8779 | 12768.8719 | 115588.837 | 2148.9461 | 0 | 3.2695 | 51394.7593 | 3.2695 | 0 | 51394.7593 | 0 | 51394.7593 | 51394.7593 | 58683.1813 | 4.025 | 0.50769
| E214 | 18230627 | SF Existing Weatherization {E} | 10929-7 | SFWX: Insulation - Floor - R0 to R30 - Zonal | 45 |  | SF Space Heat | 13487 | 0.6231 |  | 0.25 | 1.41 | 8403.75 | 3196.95 | 19016.67 | 0 | 0 | 45 | 0.27884 | 1.16 | 0.6196% | 1458.9101 | 15819.72 | 7290.6026 | 20475.5801 | 6826.407 | 19171.8915 | 0 | 0 | 3.2695 | 27476.3147 | 3.2695 | 0 | 27476.3147 | 0 | 27476.3147 | 27476.3147 | 30223.9462 | 4.025 | 1.5765
| E214 | 18230627 | SF Existing Weatherization {E} | 10929-8 | SFWX: Insulation - Floor - R0 to R30 - Zonal | 45 |  | SF Space Heat | 77372 | 0.6231 |  | 0.25 | 1.41 | 48210.48 | 19343 | 109094.52 | 0.0059 | 0 | 45 | 1.5996 | 1.16 | 3.555% | 8369.4488 | 89751.52 | 41824.5965 | 117463.9688 | 39161.6072 | 109984.9896 | 6365.4461 | 0 | 3.2695 | 157625.6218 | 3.2695 | 0 | 157625.6218 | 0 | 157625.6218 | 157625.6218 | 179753.6301 | 4.025 | 1.6343
| E214 | 18230627 | SF Existing Weatherization {E} | 10940-4 | SFWX: Sealing - Duct and Insulation - E | 20 |  | SF Space Heat | 41 | 1252 |  | 400 | 1000 | 51332 | 15487.07 | 41000 | 0 | 0 | 20 | 0.75697 | 600 | 3.785% | 8911.3518 | 25512.93 | 44532.6449 | 49911.3518 | 41697.2331 | 46733.4755 | 0 | 0 | 1.6315 | 83746.4871 | 1.6315 | 0 | 83746.4871 | 0 | 83746.4871 | 83746.4871 | 92121.1358 | 2.0084 | 1.9712
| E214 | 18230627 | SF Existing Weatherization {E} | 10940-5 | SFWX: Sealing - Duct and Insulation - E | 20 |  | SF Space Heat | 108 | 1252 |  | 400 | 1000 | 135216 | 42800 | 108000 | 45.5791 | 0 | 20 | 1.994 | 600 | 9.97% | 23473.8048 | 65200 | 117305.5037 | 131473.8048 | 109836.6139 | 123102.8135 | 52970.0532 | 0 | 1.6315 | 220600.5026 | 1.6315 | 0 | 220600.5026 | 0 | 220600.5026 | 220600.5026 | 295630.6061 | 2.0084 | 2.4015
| E214 | 18230627 | SF Existing Weatherization {E} | 10941-4 | SFWX: Sealing - Duct and Insulation - NG | 20 |  | SF Space Heat | 239 | 0 |  |  |  | 0 | 0 | 0 | 0 | 0 | 20 | 0 | 0 | 0% | 0 | 0 | 0 | 0 | 0 | 0 | 0 | 0 | 1.6315 | 0 | 1.6315 | 0 | 0 | 0 | 0 | 0 | 0 | 0 | #DIV/0!
| E214 | 18230627 | SF Existing Weatherization {E} | 10941-5 | SFWX: Sealing - Duct and Insulation - NG | 20 |  | SF Space Heat | 648 | 0 |  |  |  | 0 | 0 | 0 | 36.0909 | 0 | 20 | 0 | 0 | 0% | 0 | 0 | 0 | 0 | 0 | 0 | 251659.672 | 0 | 1.6315 | 0 | 1.6315 | 0 | 0 | 0 | 0 | 0 | 251659.672 | 0 | #DIV/0!
| E214 | 18230627 | SF Existing Weatherization {E} | 10942-4 | SFWX: Sealing - Duct - FAF | 20 |  | SF Space Heat | 2 | 1254 |  | 300 | 631.58 | 2508 | 600 | 1263.16 | 0 | 0 | 20 | 0.036985 | 331.58 | 0.1849% | 435.3945 | 663.16 | 2175.7943 | 1698.5545 | 2037.2606 | 1590.4068 | 0 | 0 | 1.6315 | 4091.7204 | 1.6315 | 0 | 4091.7204 | 0 | 4091.7204 | 4091.7204 | 4500.8924 | 2.0084 | 2.83
| E214 | 18230627 | SF Existing Weatherization {E} | 10942-5 | SFWX: Sealing - Duct - FAF | 20 |  | SF Space Heat | 5 | 1254 |  | 300 | 631.58 | 6270 | 1500 | 3157.9 | 46.6749 | 0 | 20 | 0.092461 | 331.58 | 0.4623% | 1088.4862 | 1657.9 | 5439.4858 | 4246.3862 | 5093.1515 | 3976.0171 | 2511.2752 | 0 | 1.6315 | 10229.3009 | 1.6315 | 0 | 10229.3009 | 0 | 10229.3009 | 10229.3009 | 13763.5062 | 2.0084 | 3.4616
| E214 | 18230627 | SF Existing Weatherization {E} | 10943-3 | SFWX: Sealing - Duct - NG | 20 |  | SF Space Heat | 35 | 0 |  |  |  | 0 | 0 | 0 | 0 | 0 | 20 | 0 | 0 | 0% | 0 | 0 | 0 | 0 | 0 | 0 | 0 | 0 | 1.6315 | 0 | 1.6315 | 0 | 0 | 0 | 0 | 0 | 0 | 0 | #DIV/0!
| E214 | 18230627 | SF Existing Weatherization {E} | 10943-4 | SFWX: Sealing - Duct - NG | 20 |  | SF Space Heat | 144 | 0 |  |  |  | 0 | 0 | 0 | 40.3969 | 0 | 20 | 0 | 0 | 0% | 0 | 0 | 0 | 0 | 0 | 0 | 62596.7001 | 0 | 1.6315 | 0 | 1.6315 | 0 | 0 | 0 | 0 | 0 | 62596.7001 | 0 | #DIV/0!
| E214 | 18230627 | SF Existing Weatherization {E} | 10944-4 | SFWX: Sealing - Duct - HP | 20 |  | SF Space Heat | 3 | 848 |  | 300 | 631.58 | 2544 | 874.51 | 1894.74 | 0 | 0 | 20 | 0.037515 | 331.58 | 0.1876% | 441.6442 | 1020.23 | 2207.0258 | 2336.3842 | 2066.5036 | 2187.6256 | 0 | 0 | 1.6315 | 4150.4532 | 1.6315 | 0 | 4150.4532 | 0 | 4150.4532 | 4150.4532 | 4565.4985 | 2.0084 | 2.087
| E214 | 18230627 | SF Existing Weatherization {E} | 10944-5 | SFWX: Sealing - Duct - HP | 20 |  | SF Space Heat | 19 | 848 |  | 300 | 631.58 | 16112 | 5700 | 12000.02 | 33.3467 | 0 | 20 | 0.2376 | 331.58 | 1.188% | 2797.0798 | 6300.02 | 13977.8301 | 14797.0998 | 13087.8559 | 13854.9624 | 6817.8489 | 0 | 1.6315 | 26286.2035 | 1.6315 | 0 | 26286.2035 | 0 | 26286.2035 | 26286.2035 | 35732.6728 | 2.0084 | 2.5791
| E214 | 18230627 | SF Existing Weatherization {E} | 10945-8 | SFWX: Insulation - Wall - R0 to R13 - FAF | 45 |  | SF Space Heat | 6480 | 1.0429 |  | 0.75 | 1.56 | 6757.99 | 2393.73 | 10108.8 | 0 | 0 | 45 | 0.22423 | 0.81 | 0.4983% | 1173.2024 | 7715.07 | 5862.8374 | 11282.0024 | 5489.5481 | 10563.6727 | 0 | 0 | 3.2695 | 22095.4526 | 3.2695 | 0 | 22095.4526 | 0 | 22095.4526 | 22095.4526 | 24304.9979 | 4.025 | 2.3008
| E214 | 18230627 | SF Existing Weatherization {E} | 10945-9 | SFWX: Insulation - Wall - R0 to R13 - FAF | 45 |  | SF Space Heat | 3955 | 1.0429 |  | 0.75 | 1.56 | 4124.66 | 2966.25 | 6169.8 | 0.01 | 0 | 45 | 0.13686 | 0.81 | 0.3041% | 716.0503 | 3203.55 | 3578.3141 | 6885.8503 | 3350.4814 | 6447.4254 | 551.4924 | 0 | 3.2695 | 13485.7006 | 3.2695 | 0 | 13485.7006 | 0 | 13485.7006 | 13485.7006 | 15385.763 | 4.025 | 2.3863
| E214 | 18230627 | SF Existing Weatherization {E} | 10946-5 | SFWX: Insulation - Wall - R0 to R13 - NG | 45 |  | SF Space Heat | 35478 | 0.0627 |  | 0 | 0 | 2224.48 | 0 | 0 | 0 | 0 | 45 | 0.073808 | 0 | 0.164% | 386.1748 | 0 | 1929.8289 | 386.1748 | 1806.9559 | 361.5869 | 0 | 0 | 3.2695 | 7273.0046 | 3.2695 | 0 | 7273.0046 | 0 | 7273.0046 | 7273.0046 | 8000.3051 | 4.025 | 22.1255
| E214 | 18230627 | SF Existing Weatherization {E} | 10946-6 | SFWX: Insulation - Wall - R0 to R13 - NG | 45 |  | SF Space Heat | 124604 | 0.0627 |  | 0 | 0 | 7812.65 | 0 | 0 | 0.0417 | 0 | 45 | 0.25922 | 0 | 0.5761% | 1356.2938 | 0 | 6777.7988 | 1356.2938 | 6346.2536 | 1269.938 | 72453.7805 | 0 | 3.2695 | 25543.6954 | 3.2695 | 0 | 25543.6954 | 0 | 25543.6954 | 25543.6954 | 100551.8454 | 4.025 | 79.1785
| E214 | 18230627 | SF Existing Weatherization {E} | 10947-8 | SFWX: Insulation - Wall - R0 to R13 - HP | 45 |  | SF Space Heat | 13892 | 0.5949 |  | 0.75 | 1.56 | 8264.36 | 10419 | 21671.52 | 0.0057 | 0 | 45 | 0.27421 | 0.81 | 0.6094% | 1434.7117 | 11252.52 | 7169.676 | 23106.2317 | 6713.1798 | 21635.0484 | 1104.1616 | 0 | 3.2695 | 27020.5749 | 3.2695 | 0 | 27020.5749 | 0 | 27020.5749 | 27020.5749 | 30826.794 | 4.025 | 1.4249
| E214 | 18230627 | SF Existing Weatherization {E} | 10948-8 | SFWX: Insulation - Wall - R0 to R13 - Zonal | 45 |  | SF Space Heat | 4164 | 0.8426 |  | 0.75 | 1.56 | 3508.58 | 2196.95 | 6495.84 | 0 | 0 | 45 | 0.11641 | 0.81 | 0.2587% | 609.0975 | 4298.89 | 3043.8391 | 7104.9375 | 2850.0366 | 6652.5632 | 0 | 0 | 3.2695 | 11471.4084 | 3.2695 | 0 | 11471.4084 | 0 | 11471.4084 | 11471.4084 | 12618.5492 | 4.025 | 1.8968
| E214 | 18230627 | SF Existing Weatherization {E} | 10948-9 | SFWX: Insulation - Wall - R0 to R13 - Zonal | 45 |  | SF Space Heat | 8007 | 0.8426 |  | 0.75 | 1.56 | 6746.69 | 6005.25 | 12490.92 | 0.008 | 0 | 45 | 0.22385 | 0.81 | 0.4975% | 1171.2407 | 6485.67 | 5853.0342 | 13662.1607 | 5480.3691 | 12792.2853 | 893.2085 | 0 | 3.2695 | 22058.5069 | 3.2695 | 0 | 22058.5069 | 0 | 22058.5069 | 22058.5069 | 25157.5661 | 4.025 | 1.9666
| E214 | 18230627 | SF Existing Weatherization {E} | 12549-3 | Insulation - Attic - R0 to R22 - ER - MH - Pre HUD | 25 |  | SF Space Heat | 1344 | 0.6833 |  | 1 | 3.25 | 918.36 | 1344 | 4368 | 0.0065 | 0 | 25 | 0.016928 | 2.25 | 0.06771% | 159.4294 | 3024 | 796.7155 | 4527.4294 | 745.9883 | 4239.1661 | 103.6665 | 0 | 1.9456 | 1786.7217 | 1.9456 | 0 | 1786.7217 | 0 | 1786.7217 | 1786.7217 | 2069.0605 | 2.3951 | 0.48808
| E214 | 18230627 | SF Existing Weatherization {E} | 12550-3 | Insulation - Attic - R0 to R22 - HP - MH - Pre HUD | 25 |  | SF Space Heat | 1000 | 0.4491 |  | 1 | 3.25 | 449.1 | 1000 | 3250 | 0.0043 | 0 | 25 | 0.0082784 | 2.25 | 0.03311% | 77.9648 | 2250 | 389.6129 | 3327.9648 | 364.8061 | 3116.0719 | 51.0263 | 0 | 1.9456 | 873.7496 | 1.9456 | 0 | 873.7496 | 0 | 873.7496 | 873.7496 | 1012.151 | 2.3951 | 0.32482
| E214 | 18230627 | SF Existing Weatherization {E} | 12555-2 | Windows - Double Pane - Metal Frame - to U30 - ER - MH | 25 |  | SF Space Heat | 7304.21 | 6.7148 |  | 200 | 18.53 | 49046.29 | 88780.06 | 135346.99 | 0 | 0 | 25 | 0.90408 | -181.47 | 3.616% | 8514.5474 | 46566.93 | 42549.6964 | 143861.5374 | 39840.5397 | 134701.814 | 0 | 0 | 1.9456 | 95422.353 | 1.9456 | 0 | 95422.353 | 0 | 95422.353 | 95422.353 | 104964.5882 | 2.3951 | 0.77924
| E214 | 18230627 | SF Existing Weatherization {E} | 12556-2 | Windows - Double Pane - Metal Frame - to U30 - HP - MH | 25 |  | SF Space Heat | 4141.41 | 5.1642 |  | 200 | 18.53 | 21387.05 | 48117.56 | 76740.33 | 0 | 0 | 25 | 0.39423 | -181.47 | 1.577% | 3712.8405 | 28622.77 | 18554.1554 | 80453.1705 | 17372.8047 | 75330.684 | 0 | 0 | 1.9456 | 41609.7249 | 1.9456 | 0 | 41609.7249 | 0 | 41609.7249 | 41609.7249 | 45770.6974 | 2.3951 | 0.6076
| E214 | 18230627 | SF Existing Weatherization {E} | 12557-3 | Windows - Double Pane - Metal Frame - to U30 - NG - MH | 25 |  | SF Space Heat | 712.22 | 0.20751 |  | 0 | 0 | 147.79 | 0 | 0 | 0 | 0 | 25 | 0.0027243 | 0 | 0.0109% | 25.6567 | 0 | 128.214 | 25.6567 | 120.0505 | 24.0231 | 0 | 0 | 1.9456 | 287.5339 | 1.9456 | 0 | 287.5339 | 0 | 287.5339 | 287.5339 | 316.2873 | 2.3951 | 13.166
| E214 | 18230627 | SF Existing Weatherization {E} | 12562-2 | Incentive - Add On - 3 Bundle - Wx - EH - Res |  |  | SF Space Heat | 32 | 0 |  | 400 | 0 | 0 | 12800 | 0 | 0 | 0 | 0 | 0 | -400 | 0% | 0 | -12800 | 0 | 0 | 0 | 0 | 0 | 0 | SF Space Heat | #VALUE! | SF Space Heat | #VALUE! | #VALUE! | #VALUE! | #VALUE! | 0 | 0 | 0 | #DIV/0!
| E214 | 18230627 | SF Existing Weatherization {E} | 12562-3 | Incentive - Add On - 3 Bundle - Wx - EH - Res |  |  | SF Space Heat | 94 | 0 |  | 250 | 0 | 0 | 22324.2 | 0 | 0 | 0 | 0 | 0 | -250 | 0% | 0 | -22324.2 | 0 | 0 | 0 | 0 | 0 | 0 | SF Space Heat | #VALUE! | SF Space Heat | #VALUE! | #VALUE! | #VALUE! | #VALUE! | 0 | 0 | 0 | #DIV/0!
| E214 | 18230627 | SF Existing Weatherization {E} | 12563-1 | Incentive - Add On - 3 Bundle - Wx - GH - Res |  |  |  | 5 | 0 |  |  |  | 0 | 0 | 0 | 0 | 0 | 0 | 0 | 0 | 0% | 0 | 0 | 0 | 0 | 0 | 0 | 0 | 0 | #N/A | #N/A | #N/A | #N/A | #N/A | #N/A | #N/A | 0 | 0 | 0 | #DIV/0!
| E214 | 18230627 | SF Existing Weatherization {E} | 12563-2 | Incentive - Add On - 3 Bundle - Wx - GH - Res |  |  | SF Space Heat | 163 | 0 |  |  |  | 0 | 0 | 0 | 0 | 0 | 0 | 0 | 0 | 0% | 0 | 0 | 0 | 0 | 0 | 0 | 0 | 0 | SF Space Heat | #VALUE! | SF Space Heat | #VALUE! | #VALUE! | #VALUE! | #VALUE! | 0 | 0 | 0 | #DIV/0!
| E214 | 18230627 | SF Existing Weatherization {E} | 12563-3 | Incentive - Add On - 3 Bundle - Wx - GH - Res |  |  | SF Space Heat | 490 | 0 |  |  |  | 0 | 0 | 0 | 0 | 0 | 0 | 0 | 0 | 0% | 0 | 0 | 0 | 0 | 0 | 0 | 0 | 0 | SF Space Heat | #VALUE! | SF Space Heat | #VALUE! | #VALUE! | #VALUE! | #VALUE! | 0 | 0 | 0 | #DIV/0!
| E214 | 18230627 | SF Existing Weatherization {E} | 12564-1 | Incentive - Add On - 4 Bundle - Wx - EH - Res |  |  |  | 2 | 0 |  | 400 | 0 | 0 | 800 | 0 | 0 | 0 | 0 | 0 | -400 | 0% | 0 | -800 | 0 | 0 | 0 | 0 | 0 | 0 | #N/A | #N/A | #N/A | #N/A | #N/A | #N/A | #N/A | 0 | 0 | 0 | #DIV/0!
| E214 | 18230627 | SF Existing Weatherization {E} | 12564-2 | Incentive - Add On - 4 Bundle - Wx - EH - Res |  |  | SF Space Heat | 9 | 0 |  | 600 | 0 | 0 | 5400 | 0 | 0 | 0 | 0 | 0 | -600 | 0% | 0 | -5400 | 0 | 0 | 0 | 0 | 0 | 0 | SF Space Heat | #VALUE! | SF Space Heat | #VALUE! | #VALUE! | #VALUE! | #VALUE! | 0 | 0 | 0 | #DIV/0!
| E214 | 18230627 | SF Existing Weatherization {E} | 12564-3 | Incentive - Add On - 4 Bundle - Wx - EH - Res |  |  | SF Space Heat | 19 | 0 |  | 400 | 0 | 0 | 7600 | 0 | 0 | 0 | 0 | 0 | -400 | 0% | 0 | -7600 | 0 | 0 | 0 | 0 | 0 | 0 | SF Space Heat | #VALUE! | SF Space Heat | #VALUE! | #VALUE! | #VALUE! | #VALUE! | 0 | 0 | 0 | #DIV/0!
| E214 | 18230627 | SF Existing Weatherization {E} | 12565-1 | Incentive - Add On - 4 Bundle - Wx - GH - Res |  |  |  | 1 | 0 |  |  |  | 0 | 0 | 0 | 0 | 0 | 0 | 0 | 0 | 0% | 0 | 0 | 0 | 0 | 0 | 0 | 0 | 0 | #N/A | #N/A | #N/A | #N/A | #N/A | #N/A | #N/A | 0 | 0 | 0 | #DIV/0!
| E214 | 18230627 | SF Existing Weatherization {E} | 12565-2 | Incentive - Add On - 4 Bundle - Wx - GH - Res |  |  | SF Space Heat | 52 | 0 |  |  |  | 0 | 0 | 0 | 0 | 0 | 0 | 0 | 0 | 0% | 0 | 0 | 0 | 0 | 0 | 0 | 0 | 0 | SF Space Heat | #VALUE! | SF Space Heat | #VALUE! | #VALUE! | #VALUE! | #VALUE! | 0 | 0 | 0 | #DIV/0!
| E214 | 18230627 | SF Existing Weatherization {E} | 12565-3 | Incentive - Add On - 4 Bundle - Wx - GH - Res |  |  | SF Space Heat | 121 | 0 |  |  |  | 0 | 0 | 0 | 0 | 0 | 0 | 0 | 0 | 0% | 0 | 0 | 0 | 0 | 0 | 0 | 0 | 0 | SF Space Heat | #VALUE! | SF Space Heat | #VALUE! | #VALUE! | #VALUE! | #VALUE! | 0 | 0 | 0 | #DIV/0!
| E214 | 18230627 | SF Existing Weatherization {E} | 12603-2 | Fan - Ventilation - Energy Star - Res | 10 |  | Res Plug Load | 11 | 129 |  | 50 | 60.87 | 1419 | 550 | 669.57 | 9.933 | 0 | 10 | 0.010463 | 10.87 | 0.1046% | 246.3416 | 119.57 | 1231.0415 | 915.9116 | 1152.6606 | 857.5952 | 774.5629 | 0 | 0.78039 | 1107.3753 | 0.78039 | 0 | 1107.3753 | 0 | 1107.3753 | 1107.3753 | 1992.6757 | 0.96071 | 2.3236
| E214 | 18230627 | SF Existing Weatherization {E} | 12631-1 | Insulation - Attic - R0 to R49 - GH - SF or DX - MI | 45 |  | SF Space Heat | 1709 | 0 |  |  |  | 0 | 0 | 0 | 0 | 0 | 45 | 0 | 0 | 0% | 0 | 0 | 0 | 0 | 0 | 0 | 0 | 0 | 3.2695 | 0 | 3.2695 | 0 | 0 | 0 | 0 | 0 | 0 | 0 | #DIV/0!
| E214 | 18230627 | SF Existing Weatherization {E} | 12631-2 | Insulation - Attic - R0 to R49 - GH - SF or DX - MI | 45 |  | SF Space Heat | 1100 | 0.0795 |  | 0 | 0 | 87.45 | 0 | 0 | 0 | 0 | 45 | 0.0029016 | 0 | 0.006448% | 15.1815 | 0 | 75.8665 | 15.1815 | 71.0361 | 14.2149 | 0 | 0 | 3.2695 | 285.9204 | 3.2695 | 0 | 285.9204 | 0 | 285.9204 | 285.9204 | 314.5125 | 4.025 | 22.1255
| E214 | 18230627 | SF Existing Weatherization {E} | 12631-3 | Insulation - Attic - R0 to R49 - GH - SF or DX - MI | 45 |  | SF Space Heat | 17609 | 0.0795 |  | 0 | 0 | 1399.91 | 0 | 0 | 0 | 0 | 45 | 0.046449 | 0 | 0.1032% | 243.0276 | 0 | 1214.4801 | 243.0276 | 1137.1537 | 227.5539 | 0 | 0 | 3.2695 | 4577.0481 | 3.2695 | 0 | 4577.0481 | 0 | 4577.0481 | 4577.0481 | 5034.7529 | 4.025 | 22.1255
| E214 | 18230627 | SF Existing Weatherization {E} | 12634-2 | Insulation - Attic - R11 to R49 - E FAF - SF or DX - MI | 45 |  | SF Space Heat | 1100 | 0.4423 |  | 1 | 1.24 | 486.53 | 1200 | 1364 | 0 | 0 | 45 | 0.016143 | 0.24 | 0.03587% | 84.4627 | 164 | 422.085 | 1448.4627 | 395.2107 | 1356.2385 | 0 | 0 | 3.2695 | 1590.7245 | 3.2695 | 0 | 1590.7245 | 0 | 1590.7245 | 1590.7245 | 1749.797 | 4.025 | 1.2902
| E214 | 18230627 | SF Existing Weatherization {E} | 12634-3 | Insulation - Attic - R11 to R49 - E FAF - SF or DX - MI | 45 |  | SF Space Heat | 2200 | 0.4423 |  | 1 | 1.24 | 973.06 | 2200 | 2728 | 0.0042 | 0 | 45 | 0.032286 | 0.24 | 0.07175% | 168.9254 | 528 | 844.17 | 2896.9254 | 790.4214 | 2712.477 | 128.8442 | 0 | 3.2695 | 3181.4491 | 3.2695 | 0 | 3181.4491 | 0 | 3181.4491 | 3181.4491 | 3628.4382 | 4.025 | 1.3377
| E214 | 18230627 | SF Existing Weatherization {E} | 12635-2 | Insulation - Attic - R11 to R49 - GH - SF or DX - MI | 45 |  | SF Space Heat | 4100 | 0.0287 |  | 0 | 0 | 117.67 | 0 | 0 | 0 | 0 | 45 | 0.0039043 | 0 | 0.008676% | 20.4278 | 0 | 102.0836 | 20.4278 | 95.5839 | 19.1271 | 0 | 0 | 3.2695 | 384.7256 | 3.2695 | 0 | 384.7256 | 0 | 384.7256 | 384.7256 | 423.1982 | 4.025 | 22.1255
| E214 | 18230627 | SF Existing Weatherization {E} | 12635-3 | Insulation - Attic - R11 to R49 - GH - SF or DX - MI | 45 |  | SF Space Heat | 29011 | 0.0287 |  | 0 | 0 | 832.62 | 0 | 0 | 0.0488 | 0 | 45 | 0.027626 | 0 | 0.06139% | 144.5447 | 0 | 722.3325 | 144.5447 | 676.3413 | 135.3415 | 19741.2902 | 0 | 3.2695 | 2722.2763 | 3.2695 | 0 | 2722.2763 | 0 | 2722.2763 | 2722.2763 | 22735.7941 | 4.025 | 167.9883
| E214 | 18230627 | SF Existing Weatherization {E} | 12637-3 | Insulation - Attic - R11 to R49 - Zonal - SF or DX - MI | 45 |  | SF Space Heat | 1870 | 0.4339 |  | 1 | 1.24 | 811.39 | 1870 | 2318.8 | 0.0041 | 0 | 45 | 0.026922 | 0.24 | 0.05983% | 140.8591 | 448.8 | 703.9146 | 2459.6591 | 659.096 | 2303.0516 | 106.91 | 0 | 3.2695 | 2652.8641 | 3.2695 | 0 | 2652.8641 | 0 | 2652.8641 | 2652.8641 | 3025.0606 | 4.025 | 1.3135
| E214 | 18230627 | SF Existing Weatherization {E} | 12638-3 | Insulation - Floor - R0 to R30 - E FAF - SF or DX - MI | 45 |  | SF Space Heat | 1100 | 0.3401 |  | 1 | 1.41 | 374.11 | 1100 | 1551 | 0.0032 | 0 | 45 | 0.012413 | 0.41 | 0.02758% | 64.9463 | 451 | 324.556 | 1615.9463 | 303.8914 | 1513.0584 | 49.0835 | 0 | 3.2695 | 1223.164 | 3.2695 | 0 | 1223.164 | 0 | 1223.164 | 1223.164 | 1394.5639 | 4.025 | 0.92169
| E214 | 18230627 | SF Existing Weatherization {E} | 12639-2 | Insulation - Floor - R0 to R30 - GH - SF or DX - MI | 45 |  | SF Space Heat | 3556 | 0.0336 |  | 0 | 0 | 119.48 | 0 | 0 | 0 | 0 | 45 | 0.0039643 | 0 | 0.00881% | 20.742 | 0 | 103.6539 | 20.742 | 97.0542 | 19.4213 | 0 | 0 | 3.2695 | 390.6435 | 3.2695 | 0 | 390.6435 | 0 | 390.6435 | 390.6435 | 429.7078 | 4.025 | 22.1255
| E214 | 18230627 | SF Existing Weatherization {E} | 12639-3 | Insulation - Floor - R0 to R30 - GH - SF or DX - MI | 45 |  | SF Space Heat | 24231 | 0.0336 |  | 0 | 0 | 814.16 | 0 | 0 | 0.0393 | 0 | 45 | 0.027014 | 0 | 0.06003% | 141.34 | 0 | 706.3177 | 141.34 | 661.3461 | 132.3408 | 13278.741 | 0 | 3.2695 | 2661.9207 | 3.2695 | 0 | 2661.9207 | 0 | 2661.9207 | 2661.9207 | 16206.8538 | 4.025 | 122.463
| E214 | 18230627 | SF Existing Weatherization {E} | 12640-3 | Insulation - Floor - R0 to R30 - HP - SF or DX - MI | 45 |  | SF Space Heat | 1350 | 0.1836 |  | 1 | 1.41 | 247.86 | 1350 | 1903.5 | 0.0018 | 0 | 45 | 0.008224 | 0.41 | 0.01828% | 43.0291 | 553.5 | 215.0289 | 1946.5291 | 201.3379 | 1822.5928 | 33.8844 | 0 | 3.2695 | 810.3858 | 3.2695 | 0 | 810.3858 | 0 | 810.3858 | 810.3858 | 925.3087 | 4.025 | 0.50769
| E214 | 18230627 | SF Existing Weatherization {E} | 12641-2 | Insulation - Floor - R0 to R30 - Zonal - SF or DX - MI | 45 |  | SF Space Heat | 1030 | 0.6231 |  | 0.5 | 1.41 | 641.79 | 400 | 1452.3 | 0 | 0 | 45 | 0.021295 | 0.91 | 0.04732% | 111.4162 | 1052.3 | 556.7795 | 1563.7162 | 521.3291 | 1464.1537 | 0 | 0 | 3.2695 | 2098.3518 | 3.2695 | 0 | 2098.3518 | 0 | 2098.3518 | 2098.3518 | 2308.187 | 4.025 | 1.5765
| E214 | 18230627 | SF Existing Weatherization {E} | 12641-3 | Insulation - Floor - R0 to R30 - Zonal - SF or DX - MI | 45 |  | SF Space Heat | 2278 | 0.6231 |  | 1 | 1.41 | 1419.42 | 2278 | 3211.98 | 0.0059 | 0 | 45 | 0.047096 | 0.41 | 0.1047% | 246.4145 | 933.98 | 1231.4059 | 3458.3945 | 1153.0018 | 3238.1971 | 187.4126 | 0 | 3.2695 | 4640.8366 | 3.2695 | 0 | 4640.8366 | 0 | 4640.8366 | 4640.8366 | 5292.3328 | 4.025 | 1.6343
| E214 | 18230627 | SF Existing Weatherization {E} | 12643-2 | Insulation - Wall - R0 to R13 - E FAF - SF or DX - MI | 45 |  | SF Space Heat | 1724 | 1.0429 |  | 1.56 | 1.56 | 1797.96 | 800 | 2689.44 | 0 | 0 | 45 | 0.059656 | 0 | 0.1326% | 312.1299 | 1889.44 | 1559.8051 | 3001.5699 | 1460.4916 | 2810.4587 | 0 | 0 | 3.2695 | 5878.4846 | 3.2695 | 0 | 5878.4846 | 0 | 5878.4846 | 5878.4846 | 6466.333 | 4.025 | 2.3008
| E214 | 18230627 | SF Existing Weatherization {E} | 12644-3 | Insulation - Wall - R0 to R13 - GH - SF or DX - MI | 45 |  | SF Space Heat | 4933 | 0.0627 |  | 0 | 0 | 309.3 | 0 | 0 | 0 | 0 | 45 | 0.010263 | 0 | 0.02281% | 53.6952 | 0 | 268.3306 | 53.6952 | 251.2459 | 50.2764 | 0 | 0 | 3.2695 | 1011.2657 | 3.2695 | 0 | 1011.2657 | 0 | 1011.2657 | 1011.2657 | 1112.3923 | 4.025 | 22.1255
| E214 | 18230627 | SF Existing Weatherization {E} | 12653-2 | Windows - Single Pane - to U30 - GH - SF or DX - MI | 45 |  | SF Space Heat | 1112.88 | 0.31832 |  | 0 | 0 | 354.25 | 0 | 0 | 0 | 0 | 45 | 0.011754 | 0 | 0.02612% | 61.4986 | 0 | 307.3266 | 61.4986 | 287.759 | 57.583 | 0 | 0 | 3.2695 | 1158.2311 | 3.2695 | 0 | 1158.2311 | 0 | 1158.2311 | 1158.2311 | 1274.0542 | 4.025 | 22.1255
| E214 | 18230627 | SF Existing Weatherization {E} | 12654-2 | Windows - Single Pane - to U30 - HP - MH | 25 |  | SF Space Heat | 2922.47 | 10.0243 |  | 200 | 18.53 | 29295.72 | 38967.9 | 54153.34 | 0 | 0 | 25 | 0.54002 | -181.47 | 2.16% | 5085.8035 | 15185.44 | 25415.2555 | 59239.1435 | 23797.0557 | 55467.3629 | 0 | 0 | 1.9456 | 56996.4932 | 1.9456 | 0 | 56996.4932 | 0 | 56996.4932 | 56996.4932 | 62696.1425 | 2.3951 | 1.1303
| E214 | 18230627 | SF Existing Weatherization {E} | 12656-2 | Windows - Single Pane - to U30 - Zonal - SF or DX - MI | 45 |  | SF Space Heat | 839.65 | 4.4339 |  | 200 | 22.6 | 3722.92 | 6600 | 18976.09 | 0 | 0 | 45 | 0.12353 | -177.4 | 0.2745% | 646.3074 | 12376.09 | 3229.7879 | 19622.3974 | 3024.146 | 18373.0312 | 0 | 0 | 3.2695 | 12172.1995 | 3.2695 | 0 | 12172.1995 | 0 | 12172.1995 | 12172.1995 | 13389.4194 | 4.025 | 0.72875
| E214 | 18230627 | SF Existing Weatherization {E} | 12699-3 | Duct Sealing and Insulation - EH - SF or DX - MI | 20 |  | SF Space Heat | 1 | 1252 |  | 800 | 1000 | 1252 | 676.74 | 1000 | 65.5208 | 0 | 20 | 0.018463 | 200 | 0.09231% | 217.35 | 323.26 | 1086.1621 | 1217.35 | 1017.0057 | 1139.8409 | 705.0503 | 0 | 1.6315 | 2042.5972 | 1.6315 | 0 | 2042.5972 | 0 | 2042.5972 | 2042.5972 | 2951.9073 | 2.0084 | 2.5898
| E214 | 18230627 | SF Existing Weatherization {E} | 12700-2 | Duct Sealing and Insulation - GH - SF or DX - MI | 20 |  | SF Space Heat | 3 | 0 |  |  |  | 0 | 0 | 0 | 0 | 0 | 20 | 0 | 0 | 0% | 0 | 0 | 0 | 0 | 0 | 0 | 0 | 0 | 1.6315 | 0 | 1.6315 | 0 | 0 | 0 | 0 | 0 | 0 | 0 | #DIV/0!
| E214 | 18230627 | SF Existing Weatherization {E} | 12700-3 | Duct Sealing and Insulation - GH - SF or DX - MI | 20 |  | SF Space Heat | 27 | 0 |  |  |  | 0 | 0 | 0 | 36.0909 | 0 | 20 | 0 | 0 | 0% | 0 | 0 | 0 | 0 | 0 | 0 | 10485.8197 | 0 | 1.6315 | 0 | 1.6315 | 0 | 0 | 0 | 0 | 0 | 10485.8197 | 0 | #DIV/0!
| E214 | 18230627 | SF Existing Weatherization {E} | 12701-1 | Sealing - Air - Attic - EH - SF or DX | 45 |  | SF Space Heat | 54135 | 0.15 |  | 0.08 | 0.2 | 8120.25 | 4549.49 | 10827 | 0 | 0 | 45 | 0.26943 | 0.12 | 0.5987% | 1409.6938 | 6277.51 | 7044.6546 | 12236.6938 | 6596.1185 | 11457.5785 | 0 | 0 | 3.2695 | 26549.4029 | 3.2695 | 0 | 26549.4029 | 0 | 26549.4029 | 26549.4029 | 29204.3431 | 4.025 | 2.5489
|  |  |  | 12701-2 | Sealing - Air - Attic - EH - SF or DX | 45 |  | SF Space Heat | 185464 | 0.15 |  | 0.1 | 0.2 | 27819.6 | 18546.4 | 37092.8 | 0.0008 | 0 | 45 | 0.92305 | 0.1 | 2.051% | 4829.5458 | 18546.4 | 24134.66 | 41922.3458 | 22597.9963 | 39253.1327 | 2068.9149 | 0 | 3.2695 | 90957.0232 | 3.2695 | 0 | 90957.0232 | 0 | 90957.0232 | 90957.0232 | 102121.6404 | 4.025 | 2.6016
|  |  |  | 12702-1 | Sealing - Air - Attic - EH - SF or DX - MI | 45 |  | SF Space Heat | 1000 | 0.15 |  | 0.2 | 0.2 | 150 | 200 | 200 | 0 | 0 | 45 | 0.004977 | 0 | 0.01106% | 26.0403 | 0 | 130.1312 | 226.0403 | 121.8457 | 211.6483 | 0 | 0 | 3.2695 | 490.4295 | 3.2695 | 0 | 490.4295 | 0 | 490.4295 | 490.4295 | 539.4725 | 4.025 | 2.5489
|  |  |  | 12702-2 | Sealing - Air - Attic - EH - SF or DX - MI | 45 |  | SF Space Heat | 3210 | 0.15 |  | 0.2 | 0.2 | 481.5 | 642 | 642 | 0.0008 | 0 | 45 | 0.015976 | 0 | 0.0355% | 83.5895 | 0 | 417.7213 | 725.5895 | 391.1248 | 679.3909 | 35.8087 | 0 | 3.2695 | 1574.2788 | 3.2695 | 0 | 1574.2788 | 0 | 1574.2788 | 1574.2788 | 1767.5153 | 4.025 | 2.6016
|  |  |  | 12703-1 | Sealing - Air - Attic - GH - SF or DX | 45 |  | SF Space Heat | 224553 | 0 |  |  |  | 0 | 0 | 0 | 0 | 0 | 45 | 0 | 0 | 0% | 0 | 0 | 0 | 0 | 0 | 0 | 0 | 0 | 3.2695 | 0 | 3.2695 | 0 | 0 | 0 | 0 | 0 | 0 | 0 | #DIV/0!
|  |  |  | 12703-2 | Sealing - Air - Attic - GH - SF or DX | 45 |  | SF Space Heat | 631583.5 | 0 |  |  |  | 0 | 0 | 0 | 0 | 0 | 45 | 0 | 0 | 0% | 0 | 0 | 0 | 0 | 0 | 0 | 0 | 0 | 3.2695 | 0 | 3.2695 | 0 | 0 | 0 | 0 | 0 | 0 | 0 | #DIV/0!
|  |  |  | 12704-1 | Sealing - Air - Attic - GH - SF or DX - MI | 45 |  | SF Space Heat | 5200 | 0 |  |  |  | 0 | 0 | 0 | 0 | 0 | 45 | 0 | 0 | 0% | 0 | 0 | 0 | 0 | 0 | 0 | 0 | 0 | 3.2695 | 0 | 3.2695 | 0 | 0 | 0 | 0 | 0 | 0 | 0 | #DIV/0!
|  |  |  | 12704-2 | Sealing - Air - Attic - GH - SF or DX - MI | 45 |  | SF Space Heat | 57424 | 0 |  |  |  | 0 | 0 | 0 | 0 | 0 | 45 | 0 | 0 | 0% | 0 | 0 | 0 | 0 | 0 | 0 | 0 | 0 | 3.2695 | 0 | 3.2695 | 0 | 0 | 0 | 0 | 0 | 0 | 0 | #DIV/0!
|  |  |  | 12705-1 | Sealing - Air - Floor - EH - SF or DX | 45 |  | SF Space Heat | 77347 | 0.15 |  | 0.08 | 0.2 | 11602.05 | 6244.49 | 15469.4 | 0 | 0 | 45 | 0.38495 | 0.12 | 0.8555% | 2014.1422 | 9224.91 | 10065.2609 | 17483.5422 | 9424.4016 | 16370.3579 | 0 | 0 | 3.2695 | 37933.2532 | 3.2695 | 0 | 37933.2532 | 0 | 37933.2532 | 37933.2532 | 41726.5785 | 4.025 | 2.5489
|  |  |  | 12705-2 | Sealing - Air - Floor - EH - SF or DX | 45 |  | SF Space Heat | 277076 | 0.15 |  | 0.1 | 0.2 | 41561.4 | 27590 | 55415.2 | 0.0008 | 0 | 45 | 1.379 | 0.1 | 3.064% | 7215.1535 | 27825.2 | 36056.243 | 62630.3535 | 33760.5272 | 58642.653 | 3090.8783 | 0 | 3.2695 | 135886.2538 | 3.2695 | 0 | 135886.2538 | 0 | 135886.2538 | 135886.2538 | 152565.7575 | 4.025 | 2.6016
|  |  |  | 12706-1 | Sealing - Air - Floor - EH - SF or DX - MI | 45 |  | SF Space Heat | 1030 | 0.15 |  | 0.2 | 0.2 | 154.5 | 200 | 206 | 0 | 0 | 45 | 0.0051263 | 0 | 0.01139% | 26.8216 | 6 | 134.0352 | 232.8216 | 125.5011 | 217.9977 | 0 | 0 | 3.2695 | 505.1424 | 3.2695 | 0 | 505.1424 | 0 | 505.1424 | 505.1424 | 555.6567 | 4.025 | 2.5489
|  |  |  | 12706-2 | Sealing - Air - Floor - EH - SF or DX - MI | 45 |  | SF Space Heat | 5738 | 0.15 |  | 0.2 | 0.2 | 860.7 | 1012.07 | 1147.6 | 0.0008 | 0 | 45 | 0.028558 | 0 | 0.06346% | 149.4195 | 135.53 | 746.693 | 1297.0195 | 699.1508 | 1214.4377 | 64.0094 | 0 | 3.2695 | 2814.0847 | 3.2695 | 0 | 2814.0847 | 0 | 2814.0847 | 2814.0847 | 3159.5025 | 4.025 | 2.6016
|  |  |  | 12707-1 | Sealing - Air - Floor - GH - SF or DX | 45 |  | SF Space Heat | 308913 | 0 |  |  |  | 0 | 0 | 0 | 0 | 0 | 45 | 0 | 0 | 0% | 0 | 0 | 0 | 0 | 0 | 0 | 0 | 0 | 3.2695 | 0 | 3.2695 | 0 | 0 | 0 | 0 | 0 | 0 | 0 | #DIV/0!
|  |  |  | 12707-2 | Sealing - Air - Floor - GH - SF or DX | 45 |  | SF Space Heat | 831953 | 0 |  |  |  | 0 | 0 | 0 | 0 | 0 | 45 | 0 | 0 | 0% | 0 | 0 | 0 | 0 | 0 | 0 | 0 | 0 | 3.2695 | 0 | 3.2695 | 0 | 0 | 0 | 0 | 0 | 0 | 0 | #DIV/0!
|  |  |  | 12708-1 | Sealing - Air - Floor - GH - SF or DX - MI | 45 |  | SF Space Heat | 3556 | 0 |  |  |  | 0 | 0 | 0 | 0 | 0 | 45 | 0 | 0 | 0% | 0 | 0 | 0 | 0 | 0 | 0 | 0 | 0 | 3.2695 | 0 | 3.2695 | 0 | 0 | 0 | 0 | 0 | 0 | 0 | #DIV/0!
|  |  |  | 12708-2 | Sealing - Air - Floor - GH - SF or DX - MI | 45 |  | SF Space Heat | 26781 | 0 |  |  |  | 0 | 0 | 0 | 0 | 0 | 45 | 0 | 0 | 0% | 0 | 0 | 0 | 0 | 0 | 0 | 0 | 0 | 3.2695 | 0 | 3.2695 | 0 | 0 | 0 | 0 | 0 | 0 | 0 | #DIV/0!
|  |  |  | 12711-2 | Sealing - Air - Whole House - HP - SF or DX | 15 |  | SF Space Heat | 675 | 0.033096 |  | 0.27 | 0.64 | 22.34 | 350 | 432 | 0 | 0 | 15 | 0.00024708 | 0.37 | 0.001647% | 3.8783 | 82 | 19.3809 | 435.8783 | 18.1469 | 408.1257 | 0 | 0 | 1.3032 | 29.1127 | 1.3032 | 0 | 29.1127 | 0 | 29.1127 | 29.1127 | 32.0239 | 1.6043 | 0.078466
|  |  |  | 12714-1 | Sealing - Duct - EH - MH | 18 |  | SF Space Heat | 8 | 468 |  | 450 | 549 | 3744 | 3600 | 4392 | 0 | 0 | 18 | 0.04969 | 99 | 0.2761% | 649.9669 | 792 | 3248.0757 | 5041.9669 | 3041.2694 | 4720.9428 | 0 | 0 | 1.5052 | 5635.4977 | 1.5052 | 0 | 5635.4977 | 0 | 5635.4977 | 5635.4977 | 6199.0475 | 1.853 | 1.3131
|  |  |  | 12714-2 | Sealing - Duct - EH - MH | 18 |  | SF Space Heat | 22 | 468 |  | 450 | 549 | 10296 | 9153.18 | 12078 | 20.5474 | 0 | 18 | 0.13665 | 99 | 0.7592% | 1787.409 | 2924.82 | 8932.2082 | 13865.409 | 8363.4908 | 12982.5927 | 4613.5143 | 0 | 1.5052 | 15497.6188 | 1.5052 | 0 | 15497.6188 | 0 | 15497.6188 | 15497.6188 | 21660.8949 | 1.853 | 1.6685
|  |  |  | 12715-1 | Sealing - Duct - GH - MH | 18 |  | SF Space Heat | 1 | 0 |  |  |  | 0 | 0 | 0 | 0 | 0 | 18 | 0 | 0 | 0% | 0 | 0 | 0 | 0 | 0 | 0 | 0 | 0 | 1.5052 | 0 | 1.5052 | 0 | 0 | 0 | 0 | 0 | 0 | 0 | #DIV/0!
|  |  |  | 12715-2 | Sealing - Duct - GH - MH | 18 |  | SF Space Heat | 3 | 0 |  |  |  | 0 | 0 | 0 | 35.9923 | 0 | 18 | 0 | 0 | 0% | 0 | 0 | 0 | 0 | 0 | 0 | 1102.004 | 0 | 1.5052 | 0 | 1.5052 | 0 | 0 | 0 | 0 | 0 | 1102.004 | 0 | #DIV/0!
|  |  |  | 13236-1 | Windows - Double Pane - Metal Frame - to U22 - E FAF - SF or DX | 45 |  | SF Space Heat | 1376.22 | 3.6252 |  | 100 | 26.25 | 4989.07 | 5700 | 36125.78 | 0 | 0 | 45 | 0.16554 | -73.75 | 0.3679% | 866.1139 | 30425.78 | 4328.2257 | 36991.8939 | 4052.6458 | 34636.6048 | 0 | 0 | 3.2695 | 16311.9152 | 3.2695 | 0 | 16311.9152 | 0 | 16311.9152 | 16311.9152 | 17943.1067 | 4.025 | 0.51804
|  |  |  | 13238-1 | Windows - Double Pane - Metal Frame - to U22 - GH - SF or DX | 45 |  | SF Space Heat | 4995.3 | 0.2312 |  | 0 | 0 | 1154.91 | 0 | 0 | 0 | 0 | 45 | 0.03832 | 0 | 0.08516% | 200.495 | 0 | 1001.9325 | 200.495 | 938.139 | 187.7294 | 0 | 0 | 3.2695 | 3776.0132 | 3.2695 | 0 | 3776.0132 | 0 | 3776.0132 | 3776.0132 | 4153.6145 | 4.025 | 22.1255
|  |  |  | 13240-1 | Windows - Double Pane - Metal Frame - to U22 - HP - SF or DX | 45 |  | SF Space Heat | 1539.58 | 2.5678 |  | 100 | 26.25 | 3953.32 | 6800 | 40413.98 | 0 | 0 | 45 | 0.13117 | -73.75 | 0.2915% | 686.3053 | 33613.98 | 3429.6695 | 41100.2853 | 3211.301 | 38483.4132 | 0 | 0 | 3.2695 | 12925.4993 | 3.2695 | 0 | 12925.4993 | 0 | 12925.4993 | 12925.4993 | 14218.0492 | 4.025 | 0.36946
|  |  |  | 13242-1 | Windows - Double Pane - Metal Frame - to U22 - Zonal - SF or DX | 45 |  | SF Space Heat | 94.4 | 3.4019 |  | 100 | 26.25 | 321.14 | 200 | 2478 | 0 | 0 | 45 | 0.010655 | -73.75 | 0.02368% | 55.7506 | 2278 | 278.6023 | 2533.7506 | 260.8636 | 2372.4257 | 0 | 0 | 3.2695 | 1049.9769 | 3.2695 | 0 | 1049.9769 | 0 | 1049.9769 | 1049.9769 | 1154.9746 | 4.025 | 0.48683
|  |  |  | 13246-1 | Windows - Single Pane - to U22 - E FAF - SF or DX | 45 |  | SF Space Heat | 324.02 | 5.2209 |  | 100 | 26.25 | 1691.68 | 1500 | 8505.54 | 0 | 0 | 45 | 0.05613 | -73.75 | 0.1247% | 293.6795 | 7005.54 | 1467.6028 | 8799.2195 | 1374.1599 | 8238.9696 | 0 | 0 | 3.2695 | 5530.9989 | 3.2695 | 0 | 5530.9989 | 0 | 5530.9989 | 5530.9989 | 6084.0988 | 4.025 | 0.73845
|  |  |  | 13248-1 | Windows - Single Pane - to U22 - GH - SF or DX | 45 |  | SF Space Heat | 6301.42 | 0.3526 |  | 0 | 0 | 2221.87 | 0 | 0 | 0 | 0 | 45 | 0.073721 | 0 | 0.1638% | 385.7217 | 0 | 1927.5646 | 385.7217 | 1804.8358 | 361.1626 | 0 | 0 | 3.2695 | 7264.4711 | 3.2695 | 0 | 7264.4711 | 0 | 7264.4711 | 7264.4711 | 7990.9182 | 4.025 | 22.1255
|  |  |  | 13250-1 | Windows - Single Pane - to U22 - HP - SF or DX | 45 |  | SF Space Heat | 382.56 | 3.2793 |  | 100 | 26.25 | 1254.52 | 1400 | 10042.21 | 0 | 0 | 45 | 0.041625 | -73.75 | 0.0925% | 217.7875 | 8642.21 | 1088.3483 | 10259.9975 | 1019.0527 | 9606.7393 | 0 | 0 | 3.2695 | 4101.6911 | 3.2695 | 0 | 4101.6911 | 0 | 4101.6911 | 4101.6911 | 4511.8602 | 4.025 | 0.46966
|  |  |  | 13252-1 | Windows - Single Pane - to U22 - Zonal - SF or DX | 45 |  | SF Space Heat | 663.84 | 4.9475 |  | 100 | 26.25 | 3284.34 | 2800 | 17425.8 | 0 | 0 | 45 | 0.10897 | -73.75 | 0.2422% | 570.1689 | 14625.8 | 2849.3015 | 17995.9689 | 2667.8853 | 16850.1581 | 0 | 0 | 3.2695 | 10738.2489 | 3.2695 | 0 | 10738.2489 | 0 | 10738.2489 | 10738.2489 | 11812.0738 | 4.025 | 0.70101
|  |  |  | 13253-1 | Windows - Single Pane - to U22 - Zonal - SF or DX - MI | 45 |  | SF Space Heat | 10 | 4.948 |  | 200 | 26.25 | 49.48 | 200 | 262.5 | 0 | 0 | 45 | 0.0016417 | -173.75 | 0.003648% | 8.5898 | 62.5 | 42.926 | 271.0898 | 40.1928 | 253.8294 | 0 | 0 | 3.2695 | 161.7764 | 3.2695 | 0 | 161.7764 | 0 | 161.7764 | 161.7764 | 177.954 | 4.025 | 0.70108
|  |  |  | 13538-1 | Duct Sealing and Insulation - EH - SF or DX - LTO | 20 |  | SF Space Heat | 18 | 1252 |  | 600 | 1000 | 22536 | 10675.89 | 18000 | 45.5791 | 0 | 20 | 0.33233 | 400 | 1.662% | 3912.3008 | 7324.11 | 19550.9173 | 21912.3008 | 18306.1023 | 20517.1356 | 8828.3422 | 0 | 1.6315 | 36766.7504 | 1.6315 | 0 | 36766.7504 | 0 | 36766.7504 | 36766.7504 | 49271.7677 | 2.0084 | 2.4015
|  |  |  | 13539-1 | Duct Sealing and Insulation - GH - SF or DX - LTO | 20 |  | SF Space Heat | 69 | 0 |  |  |  | 0 | 0 | 0 | 36.0909 | 0 | 20 | 0 | 0 | 0% | 0 | 0 | 0 | 0 | 0 | 0 | 26797.0947 | 0 | 1.6315 | 0 | 1.6315 | 0 | 0 | 0 | 0 | 0 | 26797.0947 | 0 | #DIV/0!
|  |  |  | 13541-1 | Sealing - Duct - GH - SF or DX - LTO | 20 |  | SF Space Heat | 9 | 0 |  |  |  | 0 | 0 | 0 | 40.3969 | 0 | 20 | 0 | 0 | 0% | 0 | 0 | 0 | 0 | 0 | 0 | 3912.2938 | 0 | 1.6315 | 0 | 1.6315 | 0 | 0 | 0 | 0 | 0 | 3912.2938 | 0 | #DIV/0!
|  |  |  | 13543-1 | Duct Sealing and Insulation - EH - SF or DX - MI - LTO | 20 |  | SF Space Heat | 2 | 1252 |  | 1200 | 1000 | 2504 | 1861.24 | 2000 | 65.5208 | 0 | 20 | 0.036926 | -200 | 0.1846% | 434.7001 | 138.76 | 2172.3241 | 2434.7001 | 2034.0114 | 2279.6817 | 1410.1006 | 0 | 1.6315 | 4085.1945 | 1.6315 | 0 | 4085.1945 | 0 | 4085.1945 | 4085.1945 | 5903.8145 | 2.0084 | 2.5898
|  |  |  | 13544-1 | Duct Sealing and Insulation - GH - SF or DX - MI - LTO | 20 |  | SF Space Heat | 11 | 0 |  |  |  | 0 | 0 | 0 | 36.0909 | 0 | 20 | 0 | 0 | 0% | 0 | 0 | 0 | 0 | 0 | 0 | 4272.0006 | 0 | 1.6315 | 0 | 1.6315 | 0 | 0 | 0 | 0 | 0 | 4272.0006 | 0 | #DIV/0!
|  |  |  | 13545-1 | Sealing - Air - Attic - EH - SF or DX - LTO | 45 |  | SF Space Heat | 29644 | 0.15 |  | 0.15 | 0.2 | 4446.6 | 4446.6 | 5928.8 | 0.0008 | 0 | 45 | 0.14754 | 0.05 | 0.3279% | 771.9399 | 1482.2 | 3857.6104 | 6700.7399 | 3611.9948 | 6274.101 | 330.689 | 0 | 3.2695 | 14538.2931 | 3.2695 | 0 | 14538.2931 | 0 | 14538.2931 | 14538.2931 | 16322.8115 | 4.025 | 2.6016
|  |  |  | 13546-1 | Sealing - Air - Attic - EH - SF or DX - MI - LTO | 45 |  | SF Space Heat | 3015 | 0.15 |  | 0.3 | 0.2 | 452.25 | 904.5 | 603 | 0.0008 | 0 | 45 | 0.015006 | -0.1 | 0.03335% | 78.5116 | -301.5 | 392.3457 | 681.5116 | 367.3649 | 638.1195 | 33.6334 | 0 | 3.2695 | 1478.645 | 3.2695 | 0 | 1478.645 | 0 | 1478.645 | 1478.645 | 1660.1429 | 4.025 | 2.6016
|  |  |  | 13547-1 | Sealing - Air - Attic - GH - SF or DX - LTO | 45 |  | SF Space Heat | 74081 | 0 |  |  |  | 0 | 0 | 0 | 0 | 0 | 45 | 0 | 0 | 0% | 0 | 0 | 0 | 0 | 0 | 0 | 0 | 0 | 3.2695 | 0 | 3.2695 | 0 | 0 | 0 | 0 | 0 | 0 | 0 | #DIV/0!
|  |  |  | 13548-1 | Sealing - Air - Attic - GH - SF or DX - MI - LTO | 45 |  | SF Space Heat | 15820 | 0 |  |  |  | 0 | 0 | 0 | 0 | 0 | 45 | 0 | 0 | 0% | 0 | 0 | 0 | 0 | 0 | 0 | 0 | 0 | 3.2695 | 0 | 3.2695 | 0 | 0 | 0 | 0 | 0 | 0 | 0 | #DIV/0!
|  |  |  | 13549-1 | Sealing - Air - Floor - EH - SF or DX - LTO | 45 |  | SF Space Heat | 29516 | 0.15 |  | 0.15 | 0.2 | 4427.4 | 4357.12 | 5903.2 | 0.0008 | 0 | 45 | 0.1469 | 0.05 | 0.3264% | 768.6067 | 1546.08 | 3840.9536 | 6671.8067 | 3596.3985 | 6247.01 | 329.2612 | 0 | 3.2695 | 14475.5181 | 3.2695 | 0 | 14475.5181 | 0 | 14475.5181 | 14475.5181 | 16252.3311 | 4.025 | 2.6016
|  |  |  | 13550-1 | Sealing - Air - Floor - EH - SF or DX - MI - LTO | 45 |  | SF Space Heat | 2962 | 0.15 |  | 0.3 | 0.2 | 444.3 | 479.35 | 592.4 | 0.0008 | 0 | 45 | 0.014742 | -0.1 | 0.03276% | 77.1315 | 113.05 | 385.4487 | 669.5315 | 360.907 | 626.9021 | 33.0421 | 0 | 3.2695 | 1452.6523 | 3.2695 | 0 | 1452.6523 | 0 | 1452.6523 | 1452.6523 | 1630.9596 | 4.025 | 2.6016
|  |  |  | 13551-1 | Sealing - Air - Floor - GH - SF or DX - LTO | 45 |  | SF Space Heat | 77340 | 0 |  |  |  | 0 | 0 | 0 | 0 | 0 | 45 | 0 | 0 | 0% | 0 | 0 | 0 | 0 | 0 | 0 | 0 | 0 | 3.2695 | 0 | 3.2695 | 0 | 0 | 0 | 0 | 0 | 0 | 0 | #DIV/0!
|  |  |  | 13552-1 | Sealing - Air - Floor - GH - SF or DX - MI - LTO | 45 |  | SF Space Heat | 15320 | 0 |  |  |  | 0 | 0 | 0 | 0 | 0 | 45 | 0 | 0 | 0% | 0 | 0 | 0 | 0 | 0 | 0 | 0 | 0 | 3.2695 | 0 | 3.2695 | 0 | 0 | 0 | 0 | 0 | 0 | 0 | #DIV/0!
|  |  |  | 13556-1 | Sealing - Duct - GH - SF or DX - MI - LTO | 20 |  | SF Space Heat | 1 | 0 |  |  |  | 0 | 0 | 0 | 0 | 0 | 20 | 0 | 0 | 0% | 0 | 0 | 0 | 0 | 0 | 0 | 0 | 0 | 1.6315 | 0 | 1.6315 | 0 | 0 | 0 | 0 | 0 | 0 | 0 | #DIV/0!
|  |  |  | 13586-1 | Insulation - Attic - R0 to R49 - E FAF - SF or DX - LTO | 45 |  | SF Space Heat | 2904 | 1.8602 |  | 0.75 | 1.49 | 5402.02 | 2178 | 4326.96 | 0.0178 | 0 | 45 | 0.17924 | 0.74 | 0.3983% | 937.8029 | 2148.96 | 4686.477 | 5264.7629 | 4388.0871 | 4929.5533 | 720.7914 | 0 | 3.2695 | 17662.0677 | 3.2695 | 0 | 17662.0677 | 0 | 17662.0677 | 17662.0677 | 20149.0659 | 4.025 | 4.0874
|  |  |  | 13587-1 | Insulation - Attic - R0 to R49 - GH - SF or DX - LTO | 45 |  | SF Space Heat | 20952 | 0.0795 |  | 0 | 0 | 1665.69 | 0 | 0 | 0.0433 | 0 | 45 | 0.055267 | 0 | 0.1228% | 289.1676 | 0 | 1445.0554 | 289.1676 | 1353.0481 | 270.7561 | 12650.4622 | 0 | 3.2695 | 5446.0238 | 3.2695 | 0 | 5446.0238 | 0 | 5446.0238 | 5446.0238 | 18641.0884 | 4.025 | 68.8483
|  |  |  | 13588-1 | Insulation - Attic - R0 to R49 - HP - SF or DX - LTO | 45 |  | SF Space Heat | 6609 | 1.3011 |  | 0.75 | 1.49 | 8598.96 | 4956.75 | 9847.41 | 0.0124 | 0 | 45 | 0.28531 | 0.74 | 0.634% | 1492.799 | 4890.66 | 7459.9554 | 11340.209 | 6984.977 | 10618.1732 | 1142.7479 | 0 | 3.2695 | 28114.5597 | 3.2695 | 0 | 28114.5597 | 0 | 28114.5597 | 28114.5597 | 32068.7636 | 4.025 | 3.0202
|  |  |  | 13589-1 | Insulation - Attic - R0 to R49 - Zonal - SF or DX - LTO | 45 |  | SF Space Heat | 4128 | 1.2033 |  | 0.75 | 1.49 | 4967.22 | 3096 | 6150.72 | 0.0115 | 0 | 45 | 0.16481 | 0.74 | 0.3662% | 862.3207 | 3054.72 | 4309.2699 | 7013.0407 | 4034.8969 | 6566.5175 | 661.9582 | 0 | 3.2695 | 16240.476 | 3.2695 | 0 | 16240.476 | 0 | 16240.476 | 16240.476 | 18526.4817 | 4.025 | 2.8214
|  |  |  | 13590-1 | Insulation - Attic - R11 to R49 - E FAF - SF or DX - LTO | 45 |  | SF Space Heat | 6707 | 0.4423 |  | 0.75 | 1.24 | 2966.51 | 5030.25 | 8316.68 | 0.0042 | 0 | 45 | 0.098428 | 0.49 | 0.2187% | 514.9929 | 3286.43 | 2573.5708 | 8831.6729 | 2409.7105 | 8269.3566 | 392.7992 | 0 | 3.2695 | 9699.0941 | 3.2695 | 0 | 9699.0941 | 0 | 9699.0941 | 9699.0941 | 11061.8028 | 4.025 | 1.3377
|  |  |  | 13591-1 | Insulation - Attic - R11 to R49 - GH - SF or DX - LTO | 45 |  | SF Space Heat | 51100 | 0.0287 |  | 0 | 0 | 1466.56 | 0 | 0 | 0.0481 | 0 | 45 | 0.04866 | 0 | 0.1081% | 254.5981 | 0 | 1272.3018 | 254.5981 | 1191.2938 | 238.3878 | 34273.542 | 0 | 3.2695 | 4794.9623 | 3.2695 | 0 | 4794.9623 | 0 | 4794.9623 | 4794.9623 | 39548.0005 | 4.025 | 165.8978
|  |  |  | 13592-1 | Insulation - Attic - R11 to R49 - HP - SF or DX - LTO | 45 |  | SF Space Heat | 5906 | 0.3311 |  | 0.75 | 1.24 | 1955.48 | 4429.5 | 7323.44 | 0.0032 | 0 | 45 | 0.064883 | 0.49 | 0.1442% | 339.4758 | 2893.94 | 1696.4602 | 7662.9158 | 1588.4459 | 7175.0148 | 263.5339 | 0 | 3.2695 | 6393.501 | 3.2695 | 0 | 6393.501 | 0 | 6393.501 | 6393.501 | 7296.3849 | 4.025 | 1.0169
|  |  |  | 13593-1 | Insulation - Attic - R11 to R49 - Zonal - SF or DX - LTO | 45 |  | SF Space Heat | 2078 | 0.4339 |  | 0.75 | 1.24 | 901.64 | 1558.5 | 2576.72 | 0.0041 | 0 | 45 | 0.029916 | 0.49 | 0.06648% | 156.5268 | 1018.22 | 782.2102 | 2733.2468 | 732.4066 | 2559.2198 | 118.8016 | 0 | 3.2695 | 2947.9392 | 3.2695 | 0 | 2947.9392 | 0 | 2947.9392 | 2947.9392 | 3361.5348 | 4.025 | 1.3135
|  |  |  | 13595-1 | Insulation - Floor - R0 to R22 - Zonal - MH - LTO | 25 |  | SF Space Heat | 1512 | 0.8035 |  | 1.5 | 2.32 | 1214.89 | 2268 | 3507.84 | 0.0077 | 0 | 25 | 0.022394 | 0.82 | 0.08958% | 210.9077 | 1239.84 | 1053.9676 | 3718.7477 | 986.8611 | 3481.9735 | 138.1556 | 0 | 1.9456 | 2363.6377 | 1.9456 | 0 | 2363.6377 | 0 | 2363.6377 | 2363.6377 | 2738.1571 | 2.3951 | 0.78638
|  |  |  | 13597-1 | Insulation - Floor - R0 to R30 - E FAF - SF or DX - LTO | 45 |  | SF Space Heat | 7715 | 0.3401 |  | 0.38 | 1.41 | 2623.87 | 2931.7 | 10878.15 | 0.0032 | 0 | 45 | 0.08706 | 1.03 | 0.1935% | 455.5098 | 7946.45 | 2276.3164 | 11333.6598 | 2131.3824 | 10612.041 | 344.2539 | 0 | 3.2695 | 8578.8223 | 3.2695 | 0 | 8578.8223 | 0 | 8578.8223 | 8578.8223 | 9780.9585 | 4.025 | 0.92168
|  |  |  | 13598-1 | Insulation - Floor - R0 to R30 - GH - SF or DX - LTO | 45 |  | SF Space Heat | 62316 | 0.0336 |  | 0 | 0 | 2093.84 | 0 | 0 | 0.0403 | 0 | 45 | 0.069473 | 0 | 0.1544% | 363.4954 | 0 | 1816.4933 | 363.4954 | 1700.8364 | 340.3515 | 35018.5071 | 0 | 3.2695 | 6845.8732 | 3.2695 | 0 | 6845.8732 | 0 | 6845.8732 | 6845.8732 | 42548.9675 | 4.025 | 125.0148
|  |  |  | 13599-1 | Insulation - Floor - R0 to R30 - HP - SF or DX - LTO | 45 |  | SF Space Heat | 9943 | 0.1836 |  | 0.38 | 1.41 | 1825.54 | 3778.34 | 14019.63 | 0.0018 | 0 | 45 | 0.060571 | 1.03 | 0.1346% | 316.9179 | 10241.29 | 1583.7319 | 14336.5479 | 1482.895 | 13423.734 | 249.5646 | 0 | 3.2695 | 5968.6582 | 3.2695 | 0 | 5968.6582 | 0 | 5968.6582 | 5968.6582 | 6815.0886 | 4.025 | 0.50769
|  |  |  | 13600-1 | Insulation - Floor - R0 to R30 - Zonal - SF or DX - LTO | 45 |  | SF Space Heat | 7442 | 0.6231 |  | 0.38 | 1.41 | 4637.12 | 2823.16 | 10493.22 | 0.0059 | 0 | 45 | 0.15386 | 1.03 | 0.3419% | 805.0146 | 7670.06 | 4022.8945 | 11298.2346 | 3766.7551 | 10578.8713 | 612.2583 | 0 | 3.2695 | 15161.204 | 3.2695 | 0 | 15161.204 | 0 | 15161.204 | 15161.204 | 17289.5827 | 4.025 | 1.6344
|  |  |  | 13601-1 | Insulation - Wall - R0 to R13 - E FAF - SF or DX - LTO | 45 |  | SF Space Heat | 1184 | 1.0429 |  | 1.13 | 1.56 | 1234.79 | 1337.92 | 1847.04 | 0.01 | 0 | 45 | 0.04097 | 0.43 | 0.09104% | 214.3623 | 509.12 | 1071.2317 | 2061.4023 | 1003.0259 | 1930.152 | 165.0991 | 0 | 3.2695 | 4037.1832 | 3.2695 | 0 | 4037.1832 | 0 | 4037.1832 | 4037.1832 | 4606.0007 | 4.025 | 2.3863
|  |  |  | 13602-1 | Insulation - Wall - R0 to R13 - GH - SF or DX - LTO | 45 |  | SF Space Heat | 10760 | 0.0627 |  | 0 | 0 | 674.65 | 0 | 0 | 0.0417 | 0 | 45 | 0.022385 | 0 | 0.04974% | 117.1208 | 0 | 585.2869 | 117.1208 | 548.0215 | 109.6636 | 6256.6425 | 0 | 3.2695 | 2205.7886 | 3.2695 | 0 | 2205.7886 | 0 | 2205.7886 | 2205.7886 | 8683.0099 | 4.025 | 79.1786
|  |  |  | 13603-1 | Insulation - Wall - R0 to R13 - HP - SF or DX - LTO | 45 |  | SF Space Heat | 2496 | 0.5949 |  | 1.13 | 1.56 | 1484.87 | 2820.48 | 3893.76 | 0.0057 | 0 | 45 | 0.049268 | 0.43 | 0.1095% | 257.7768 | 1073.28 | 1288.1865 | 4151.5368 | 1206.1671 | 3887.2067 | 198.3867 | 0 | 3.2695 | 4854.8274 | 3.2695 | 0 | 4854.8274 | 0 | 4854.8274 | 4854.8274 | 5538.6967 | 4.025 | 1.4249
|  |  |  | 13604-1 | Insulation - Wall - R0 to R13 - Zonal - SF or DX - LTO | 45 |  | SF Space Heat | 2115 | 0.8426 |  | 1.13 | 1.56 | 1782.1 | 2389.95 | 3299.4 | 0.008 | 0 | 45 | 0.05913 | 0.43 | 0.1314% | 309.3766 | 909.45 | 1546.0459 | 3608.7766 | 1447.6085 | 3379.0043 | 235.9355 | 0 | 3.2695 | 5826.6298 | 3.2695 | 0 | 5826.6298 | 0 | 5826.6298 | 5826.6298 | 6645.2284 | 4.025 | 1.9666
|  |  |  | 13611-1 | Insulation - Attic - R0 to R49 - E FAF - SF or DX - MI - LTO | 45 |  | SF Space Heat | 1900 | 1.8602 |  | 1.5 | 1.49 | 3534.38 | 2850 | 2831 | 0.0178 | 0 | 45 | 0.11727 | -0.01 | 0.2606% | 613.5764 | -19 | 3066.2216 | 3444.5764 | 2870.9941 | 3225.2588 | 471.5922 | 0 | 3.2695 | 11555.7623 | 3.2695 | 0 | 11555.7623 | 0 | 11555.7623 | 11555.7623 | 13182.9307 | 4.025 | 4.0874
|  |  |  | 13612-1 | Insulation - Attic - R0 to R49 - GH - SF or DX - MI - LTO | 45 |  | SF Space Heat | 4570 | 0.079499 |  | 0 | 0 | 363.31 | 0 | 0 | 0 | 0 | 45 | 0.012055 | 0 | 0.02679% | 63.0714 | 0 | 315.1865 | 63.0714 | 295.1185 | 59.0557 | 0 | 0 | 3.2695 | 1187.853 | 3.2695 | 0 | 1187.853 | 0 | 1187.853 | 1187.853 | 1306.6383 | 4.025 | 22.1255
|  |  |  | 13613-1 | Insulation - Attic - R0 to R49 - HP - SF or DX - MI - LTO | 45 |  | SF Space Heat | 1120 | 1.3011 |  | 1.5 | 1.49 | 1457.23 | 1680 | 1668.8 | 0.0124 | 0 | 45 | 0.048351 | -0.01 | 0.1074% | 252.9784 | -11.2 | 1264.2076 | 1921.7784 | 1183.715 | 1799.418 | 193.6568 | 0 | 3.2695 | 4764.4575 | 3.2695 | 0 | 4764.4575 | 0 | 4764.4575 | 4764.4575 | 5434.5601 | 4.025 | 3.0202
|  |  |  | 13616-1 | Insulation - Attic - R11 to R49 - GH - SF or DX - MI - LTO | 45 |  | SF Space Heat | 12862 | 0.0287 |  | 0 | 0 | 369.14 | 0 | 0 | 0.0488 | 0 | 45 | 0.012248 | 0 | 0.02722% | 64.0835 | 0 | 320.2443 | 64.0835 | 299.8542 | 60.0033 | 8752.2827 | 0 | 3.2695 | 1206.9144 | 3.2695 | 0 | 1206.9144 | 0 | 1206.9144 | 1206.9144 | 10079.8886 | 4.025 | 167.9889
|  |  |  | 13619-1 | Insulation - Floor - R0 to R30 - E FAF - SF or DX - MI - LTO | 45 |  | SF Space Heat | 550 | 0.34011 |  | 1.5 | 1.41 | 187.06 | 825 | 775.5 | 0.0032 | 0 | 45 | 0.0062066 | -0.09 | 0.01379% | 32.474 | -49.5 | 162.2823 | 807.974 | 151.9497 | 756.53 | 24.5418 | 0 | 3.2695 | 611.5983 | 3.2695 | 0 | 611.5983 | 0 | 611.5983 | 611.5983 | 697.2999 | 4.025 | 0.92171
|  |  |  | 13620-1 | Insulation - Floor - R0 to R30 - GH - SF or DX - MI - LTO | 45 |  | SF Space Heat | 13990 | 0.0336 |  | 0 | 0 | 470.07 | 0 | 0 | 0.0393 | 0 | 45 | 0.015597 | 0 | 0.03466% | 81.6052 | 0 | 407.8053 | 81.6052 | 381.8401 | 76.4094 | 7666.6083 | 0 | 3.2695 | 1536.9081 | 3.2695 | 0 | 1536.9081 | 0 | 1536.9081 | 1536.9081 | 9357.2072 | 4.025 | 122.4615
|  |  |  | 13621-1 | Insulation - Floor - R0 to R30 - HP - SF or DX - MI - LTO | 45 |  | SF Space Heat | 2412 | 0.1836 |  | 1.5 | 1.41 | 442.85 | 3618 | 3400.92 | 0.0018 | 0 | 45 | 0.014694 | -0.09 | 0.03265% | 76.8798 | -217.08 | 384.1908 | 3477.7998 | 359.7292 | 3256.3668 | 60.5401 | 0 | 3.2695 | 1447.9115 | 3.2695 | 0 | 1447.9115 | 0 | 1447.9115 | 1447.9115 | 1653.2427 | 4.025 | 0.5077
|  |  |  | 13624-1 | Insulation - Wall - R0 to R13 - GH - SF or DX - MI - LTO | 45 |  | SF Space Heat | 5200 | 0.0627 |  | 0 | 0 | 326.04 | 0 | 0 | 0 | 0 | 45 | 0.010818 | 0 | 0.02404% | 56.6013 | 0 | 282.8533 | 56.6013 | 264.8439 | 52.9975 | 0 | 0 | 3.2695 | 1065.9976 | 3.2695 | 0 | 1065.9976 | 0 | 1065.9976 | 1065.9976 | 1172.5974 | 4.025 | 22.1255
[19 empty] | 0 | 0 | 0 | 0% | 0 | 0 | 0 | 0 | 0 | 0 | 0 | 0 | #N/A | #N/A | #N/A | #N/A | #N/A | #N/A | #N/A | 0 | 0 | 0 | #DIV/0!
[19 empty] | 0 | 0 | 0 | 0% | 0 | 0 | 0 | 0 | 0 | 0 | 0 | 0 | #N/A | #N/A | #N/A | #N/A | #N/A | #N/A | #N/A | 0 | 0 | 0 | #DIV/0!
[19 empty] | 0 | 0 | 0 | 0% | 0 | 0 | 0 | 0 | 0 | 0 | 0 | 0 | #N/A | #N/A | #N/A | #N/A | #N/A | #N/A | #N/A | 0 | 0 | 0 | #DIV/0!
[19 empty] | 0 | 0 | 0 | 0% | 0 | 0 | 0 | 0 | 0 | 0 | 0 | 0 | #N/A | #N/A | #N/A | #N/A | #N/A | #N/A | #N/A | 0 | 0 | 0 | #DIV/0!
[19 empty] | 0 | 0 | 0 | 0% | 0 | 0 | 0 | 0 | 0 | 0 | 0 | 0 | #N/A | #N/A | #N/A | #N/A | #N/A | #N/A | #N/A | 0 | 0 | 0 | #DIV/0!
[19 empty] | 0 | 0 | 0 | 0% | 0 | 0 | 0 | 0 | 0 | 0 | 0 | 0 | #N/A | #N/A | #N/A | #N/A | #N/A | #N/A | #N/A | 0 | 0 | 0 | #DIV/0!
[19 empty] | 0 | 0 | 0 | 0% | 0 | 0 | 0 | 0 | 0 | 0 | 0 | 0 | #N/A | #N/A | #N/A | #N/A | #N/A | #N/A | #N/A | 0 | 0 | 0 | #DIV/0!
[19 empty] | 0 | 0 | 0 | 0% | 0 | 0 | 0 | 0 | 0 | 0 | 0 | 0 | #N/A | #N/A | #N/A | #N/A | #N/A | #N/A | #N/A | 0 | 0 | 0 | #DIV/0!
[19 empty] | 0 | 0 | 0 | 0% | 0 | 0 | 0 | 0 | 0 | 0 | 0 | 0 | #N/A | #N/A | #N/A | #N/A | #N/A | #N/A | #N/A | 0 | 0 | 0 | #DIV/0!
[19 empty] | 0 | 0 | 0 | 0% | 0 | 0 | 0 | 0 | 0 | 0 | 0 | 0 | #N/A | #N/A | #N/A | #N/A | #N/A | #N/A | #N/A | 0 | 0 | 0 | #DIV/0!
[19 empty] | 0 | 0 | 0 | 0% | 0 | 0 | 0 | 0 | 0 | 0 | 0 | 0 | #N/A | #N/A | #N/A | #N/A | #N/A | #N/A | #N/A | 0 | 0 | 0 | #DIV/0!
[19 empty] | 0 | 0 | 0 | 0% | 0 | 0 | 0 | 0 | 0 | 0 | 0 | 0 | #N/A | #N/A | #N/A | #N/A | #N/A | #N/A | #N/A | 0 | 0 | 0 | #DIV/0!
[19 empty] | 0 | 0 | 0 | 0% | 0 | 0 | 0 | 0 | 0 | 0 | 0 | 0 | #N/A | #N/A | #N/A | #N/A | #N/A | #N/A | #N/A | 0 | 0 | 0 | #DIV/0!
[19 empty] | 0 | 0 | 0 | 0% | 0 | 0 | 0 | 0 | 0 | 0 | 0 | 0 | #N/A | #N/A | #N/A | #N/A | #N/A | #N/A | #N/A | 0 | 0 | 0 | #DIV/0!
[19 empty] | 0 | 0 | 0 | 0% | 0 | 0 | 0 | 0 | 0 | 0 | 0 | 0 | #N/A | #N/A | #N/A | #N/A | #N/A | #N/A | #N/A | 0 | 0 | 0 | #DIV/0!
[19 empty] | 0 | 0 | 0 | 0% | 0 | 0 | 0 | 0 | 0 | 0 | 0 | 0 | #N/A | #N/A | #N/A | #N/A | #N/A | #N/A | #N/A | 0 | 0 | 0 | #DIV/0!
[19 empty] | 0 | 0 | 0 | 0% | 0 | 0 | 0 | 0 | 0 | 0 | 0 | 0 | #N/A | #N/A | #N/A | #N/A | #N/A | #N/A | #N/A | 0 | 0 | 0 | #DIV/0!
[19 empty] | 0 | 0 | 0 | 0% | 0 | 0 | 0 | 0 | 0 | 0 | 0 | 0 | #N/A | #N/A | #N/A | #N/A | #N/A | #N/A | #N/A | 0 | 0 | 0 | #DIV/0!
[19 empty] | 0 | 0 | 0 | 0% | 0 | 0 | 0 | 0 | 0 | 0 | 0 | 0 | #N/A | #N/A | #N/A | #N/A | #N/A | #N/A | #N/A | 0 | 0 | 0 | #DIV/0!
[19 empty] | 0 | 0 | 0 | 0% | 0 | 0 | 0 | 0 | 0 | 0 | 0 | 0 | #N/A | #N/A | #N/A | #N/A | #N/A | #N/A | #N/A | 0 | 0 | 0 | #DIV/0!
[19 empty] | 0 | 0 | 0 | 0% | 0 | 0 | 0 | 0 | 0 | 0 | 0 | 0 | #N/A | #N/A | #N/A | #N/A | #N/A | #N/A | #N/A | 0 | 0 | 0 | #DIV/0!
[19 empty] | 0 | 0 | 0 | 0% | 0 | 0 | 0 | 0 | 0 | 0 | 0 | 0 | #N/A | #N/A | #N/A | #N/A | #N/A | #N/A | #N/A | 0 | 0 | 0 | #DIV/0!
[19 empty] | 0 | 0 | 0 | 0% | 0 | 0 | 0 | 0 | 0 | 0 | 0 | 0 | #N/A | #N/A | #N/A | #N/A | #N/A | #N/A | #N/A | 0 | 0 | 0 | #DIV/0!
[19 empty] | 0 | 0 | 0 | 0% | 0 | 0 | 0 | 0 | 0 | 0 | 0 | 0 | #N/A | #N/A | #N/A | #N/A | #N/A | #N/A | #N/A | 0 | 0 | 0 | #DIV/0!
[19 empty] | 0 | 0 | 0 | 0% | 0 | 0 | 0 | 0 | 0 | 0 | 0 | 0 | #N/A | #N/A | #N/A | #N/A | #N/A | #N/A | #N/A | 0 | 0 | 0 | #DIV/0!
[19 empty] | 0 | 0 | 0 | 0% | 0 | 0 | 0 | 0 | 0 | 0 | 0 | 0 | #N/A | #N/A | #N/A | #N/A | #N/A | #N/A | #N/A | 0 | 0 | 0 | #DIV/0!
[19 empty] | 0 | 0 | 0 | 0% | 0 | 0 | 0 | 0 | 0 | 0 | 0 | 0 | #N/A | #N/A | #N/A | #N/A | #N/A | #N/A | #N/A | 0 | 0 | 0 | #DIV/0!
[19 empty] | 0 | 0 | 0 | 0% | 0 | 0 | 0 | 0 | 0 | 0 | 0 | 0 | #N/A | #N/A | #N/A | #N/A | #N/A | #N/A | #N/A | 0 | 0 | 0 | #DIV/0!
[19 empty] | 0 | 0 | 0 | 0% | 0 | 0 | 0 | 0 | 0 | 0 | 0 | 0 | #N/A | #N/A | #N/A | #N/A | #N/A | #N/A | #N/A | 0 | 0 | 0 | #DIV/0!
[19 empty] | 0 | 0 | 0 | 0% | 0 | 0 | 0 | 0 | 0 | 0 | 0 | 0 | #N/A | #N/A | #N/A | #N/A | #N/A | #N/A | #N/A | 0 | 0 | 0 | #DIV/0!
[19 empty] | 0 | 0 | 0 | 0% | 0 | 0 | 0 | 0 | 0 | 0 | 0 | 0 | #N/A | #N/A | #N/A | #N/A | #N/A | #N/A | #N/A | 0 | 0 | 0 | #DIV/0!
[19 empty] | 0 | 0 | 0 | 0% | 0 | 0 | 0 | 0 | 0 | 0 | 0 | 0 | #N/A | #N/A | #N/A | #N/A | #N/A | #N/A | #N/A | 0 | 0 | 0 | #DIV/0!
[19 empty] | 0 | 0 | 0 | 0% | 0 | 0 | 0 | 0 | 0 | 0 | 0 | 0 | #N/A | #N/A | #N/A | #N/A | #N/A | #N/A | #N/A | 0 | 0 | 0 | #DIV/0!
[19 empty] | 0 | 0 | 0 | 0% | 0 | 0 | 0 | 0 | 0 | 0 | 0 | 0 | #N/A | #N/A | #N/A | #N/A | #N/A | #N/A | #N/A | 0 | 0 | 0 | #DIV/0!
[19 empty] | 0 | 0 | 0 | 0% | 0 | 0 | 0 | 0 | 0 | 0 | 0 | 0 | #N/A | #N/A | #N/A | #N/A | #N/A | #N/A | #N/A | 0 | 0 | 0 | #DIV/0!
[19 empty] | 0 | 0 | 0 | 0% | 0 | 0 | 0 | 0 | 0 | 0 | 0 | 0 | #N/A | #N/A | #N/A | #N/A | #N/A | #N/A | #N/A | 0 | 0 | 0 | #DIV/0!
[19 empty] | 0 | 0 | 0 | 0% | 0 | 0 | 0 | 0 | 0 | 0 | 0 | 0 | #N/A | #N/A | #N/A | #N/A | #N/A | #N/A | #N/A | 0 | 0 | 0 | #DIV/0!
[19 empty] | 0 | 0 | 0 | 0% | 0 | 0 | 0 | 0 | 0 | 0 | 0 | 0 | #N/A | #N/A | #N/A | #N/A | #N/A | #N/A | #N/A | 0 | 0 | 0 | #DIV/0!
[19 empty] | 0 | 0 | 0 | 0% | 0 | 0 | 0 | 0 | 0 | 0 | 0 | 0 | #N/A | #N/A | #N/A | #N/A | #N/A | #N/A | #N/A | 0 | 0 | 0 | #DIV/0!
[19 empty] | 0 | 0 | 0 | 0% | 0 | 0 | 0 | 0 | 0 | 0 | 0 | 0 | #N/A | #N/A | #N/A | #N/A | #N/A | #N/A | #N/A | 0 | 0 | 0 | #DIV/0!
[19 empty] | 0 | 0 | 0 | 0% | 0 | 0 | 0 | 0 | 0 | 0 | 0 | 0 | #N/A | #N/A | #N/A | #N/A | #N/A | #N/A | #N/A | 0 | 0 | 0 | #DIV/0!
[19 empty] | 0 | 0 | 0 | 0% | 0 | 0 | 0 | 0 | 0 | 0 | 0 | 0 | #N/A | #N/A | #N/A | #N/A | #N/A | #N/A | #N/A | 0 | 0 | 0 | #DIV/0!
[19 empty] | 0 | 0 | 0 | 0% | 0 | 0 | 0 | 0 | 0 | 0 | 0 | 0 | #N/A | #N/A | #N/A | #N/A | #N/A | #N/A | #N/A | 0 | 0 | 0 | #DIV/0!
[19 empty] | 0 | 0 | 0 | 0% | 0 | 0 | 0 | 0 | 0 | 0 | 0 | 0 | #N/A | #N/A | #N/A | #N/A | #N/A | #N/A | #N/A | 0 | 0 | 0 | #DIV/0!
[19 empty] | 0 | 0 | 0 | 0% | 0 | 0 | 0 | 0 | 0 | 0 | 0 | 0 | #N/A | #N/A | #N/A | #N/A | #N/A | #N/A | #N/A | 0 | 0 | 0 | #DIV/0!
[19 empty] | 0 | 0 | 0 | 0% | 0 | 0 | 0 | 0 | 0 | 0 | 0 | 0 | #N/A | #N/A | #N/A | #N/A | #N/A | #N/A | #N/A | 0 | 0 | 0 | #DIV/0!
[19 empty] | 0 | 0 | 0 | 0% | 0 | 0 | 0 | 0 | 0 | 0 | 0 | 0 | #N/A | #N/A | #N/A | #N/A | #N/A | #N/A | #N/A | 0 | 0 | 0 | #DIV/0!
[19 empty] | 0 | 0 | 0 | 0% | 0 | 0 | 0 | 0 | 0 | 0 | 0 | 0 | #N/A | #N/A | #N/A | #N/A | #N/A | #N/A | #N/A | 0 | 0 | 0 | #DIV/0!
[19 empty] | 0 | 0 | 0 | 0% | 0 | 0 | 0 | 0 | 0 | 0 | 0 | 0 | #N/A | #N/A | #N/A | #N/A | #N/A | #N/A | #N/A | 0 | 0 | 0 | #DIV/0!
[19 empty] | 0 | 0 | 0 | 0% | 0 | 0 | 0 | 0 | 0 | 0 | 0 | 0 | #N/A | #N/A | #N/A | #N/A | #N/A | #N/A | #N/A | 0 | 0 | 0 | #DIV/0!
[19 empty] | 0 | 0 | 0 | 0% | 0 | 0 | 0 | 0 | 0 | 0 | 0 | 0 | #N/A | #N/A | #N/A | #N/A | #N/A | #N/A | #N/A | 0 | 0 | 0 | #DIV/0!
[19 empty] | 0 | 0 | 0 | 0% | 0 | 0 | 0 | 0 | 0 | 0 | 0 | 0 | #N/A | #N/A | #N/A | #N/A | #N/A | #N/A | #N/A | 0 | 0 | 0 | #DIV/0!
[19 empty] | 0 | 0 | 0 | 0% | 0 | 0 | 0 | 0 | 0 | 0 | 0 | 0 | #N/A | #N/A | #N/A | #N/A | #N/A | #N/A | #N/A | 0 | 0 | 0 | #DIV/0!
[19 empty] | 0 | 0 | 0 | 0% | 0 | 0 | 0 | 0 | 0 | 0 | 0 | 0 | #N/A | #N/A | #N/A | #N/A | #N/A | #N/A | #N/A | 0 | 0 | 0 | #DIV/0!
[19 empty] | 0 | 0 | 0 | 0% | 0 | 0 | 0 | 0 | 0 | 0 | 0 | 0 | #N/A | #N/A | #N/A | #N/A | #N/A | #N/A | #N/A | 0 | 0 | 0 | #DIV/0!
[19 empty] | 0 | 0 | 0 | 0% | 0 | 0 | 0 | 0 | 0 | 0 | 0 | 0 | #N/A | #N/A | #N/A | #N/A | #N/A | #N/A | #N/A | 0 | 0 | 0 | #DIV/0!
[19 empty] | 0 | 0 | 0 | 0% | 0 | 0 | 0 | 0 | 0 | 0 | 0 | 0 | #N/A | #N/A | #N/A | #N/A | #N/A | #N/A | #N/A | 0 | 0 | 0 | #DIV/0!
[19 empty] | 0 | 0 | 0 | 0% | 0 | 0 | 0 | 0 | 0 | 0 | 0 | 0 | #N/A | #N/A | #N/A | #N/A | #N/A | #N/A | #N/A | 0 | 0 | 0 | #DIV/0!
[19 empty] | 0 | 0 | 0 | 0% | 0 | 0 | 0 | 0 | 0 | 0 | 0 | 0 | #N/A | #N/A | #N/A | #N/A | #N/A | #N/A | #N/A | 0 | 0 | 0 | #DIV/0!
[19 empty] | 0 | 0 | 0 | 0% | 0 | 0 | 0 | 0 | 0 | 0 | 0 | 0 | #N/A | #N/A | #N/A | #N/A | #N/A | #N/A | #N/A | 0 | 0 | 0 | #DIV/0!
[19 empty] | 0 | 0 | 0 | 0% | 0 | 0 | 0 | 0 | 0 | 0 | 0 | 0 | #N/A | #N/A | #N/A | #N/A | #N/A | #N/A | #N/A | 0 | 0 | 0 | #DIV/0!
[19 empty] | 0 | 0 | 0 | 0% | 0 | 0 | 0 | 0 | 0 | 0 | 0 | 0 | #N/A | #N/A | #N/A | #N/A | #N/A | #N/A | #N/A | 0 | 0 | 0 | #DIV/0!
[19 empty] | 0 | 0 | 0 | 0% | 0 | 0 | 0 | 0 | 0 | 0 | 0 | 0 | #N/A | #N/A | #N/A | #N/A | #N/A | #N/A | #N/A | 0 | 0 | 0 | #DIV/0!
[19 empty] | 0 | 0 | 0 | 0% | 0 | 0 | 0 | 0 | 0 | 0 | 0 | 0 | #N/A | #N/A | #N/A | #N/A | #N/A | #N/A | #N/A | 0 | 0 | 0 | #DIV/0!
[19 empty] | 0 | 0 | 0 | 0% | 0 | 0 | 0 | 0 | 0 | 0 | 0 | 0 | #N/A | #N/A | #N/A | #N/A | #N/A | #N/A | #N/A | 0 | 0 | 0 | #DIV/0!
[19 empty] | 0 | 0 | 0 | 0% | 0 | 0 | 0 | 0 | 0 | 0 | 0 | 0 | #N/A | #N/A | #N/A | #N/A | #N/A | #N/A | #N/A | 0 | 0 | 0 | #DIV/0!
[19 empty] | 0 | 0 | 0 | 0% | 0 | 0 | 0 | 0 | 0 | 0 | 0 | 0 | #N/A | #N/A | #N/A | #N/A | #N/A | #N/A | #N/A | 0 | 0 | 0 | #DIV/0!
[19 empty] | 0 | 0 | 0 | 0% | 0 | 0 | 0 | 0 | 0 | 0 | 0 | 0 | #N/A | #N/A | #N/A | #N/A | #N/A | #N/A | #N/A | 0 | 0 | 0 | #DIV/0!
[19 empty] | 0 | 0 | 0 | 0% | 0 | 0 | 0 | 0 | 0 | 0 | 0 | 0 | #N/A | #N/A | #N/A | #N/A | #N/A | #N/A | #N/A | 0 | 0 | 0 | #DIV/0!
[19 empty] | 0 | 0 | 0 | 0% | 0 | 0 | 0 | 0 | 0 | 0 | 0 | 0 | #N/A | #N/A | #N/A | #N/A | #N/A | #N/A | #N/A | 0 | 0 | 0 | #DIV/0!
[19 empty] | 0 | 0 | 0 | 0% | 0 | 0 | 0 | 0 | 0 | 0 | 0 | 0 | #N/A | #N/A | #N/A | #N/A | #N/A | #N/A | #N/A | 0 | 0 | 0 | #DIV/0!
[19 empty] | 0 | 0 | 0 | 0% | 0 | 0 | 0 | 0 | 0 | 0 | 0 | 0 | #N/A | #N/A | #N/A | #N/A | #N/A | #N/A | #N/A | 0 | 0 | 0 | #DIV/0!
[19 empty] | 0 | 0 | 0 | 0% | 0 | 0 | 0 | 0 | 0 | 0 | 0 | 0 | #N/A | #N/A | #N/A | #N/A | #N/A | #N/A | #N/A | 0 | 0 | 0 | #DIV/0!
[19 empty] | 0 | 0 | 0 | 0% | 0 | 0 | 0 | 0 | 0 | 0 | 0 | 0 | #N/A | #N/A | #N/A | #N/A | #N/A | #N/A | #N/A | 0 | 0 | 0 | #DIV/0!
[19 empty] | 0 | 0 | 0 | 0% | 0 | 0 | 0 | 0 | 0 | 0 | 0 | 0 | #N/A | #N/A | #N/A | #N/A | #N/A | #N/A | #N/A | 0 | 0 | 0 | #DIV/0!
[19 empty] | 0 | 0 | 0 | 0% | 0 | 0 | 0 | 0 | 0 | 0 | 0 | 0 | #N/A | #N/A | #N/A | #N/A | #N/A | #N/A | #N/A | 0 | 0 | 0 | #DIV/0!
[19 empty] | 0 | 0 | 0 | 0% | 0 | 0 | 0 | 0 | 0 | 0 | 0 | 0 | #N/A | #N/A | #N/A | #N/A | #N/A | #N/A | #N/A | 0 | 0 | 0 | #DIV/0!
[19 empty] | 0 | 0 | 0 | 0% | 0 | 0 | 0 | 0 | 0 | 0 | 0 | 0 | #N/A | #N/A | #N/A | #N/A | #N/A | #N/A | #N/A | 0 | 0 | 0 | #DIV/0!
[19 empty] | 0 | 0 | 0 | 0% | 0 | 0 | 0 | 0 | 0 | 0 | 0 | 0 | #N/A | #N/A | #N/A | #N/A | #N/A | #N/A | #N/A | 0 | 0 | 0 | #DIV/0!
[19 empty] | 0 | 0 | 0 | 0% | 0 | 0 | 0 | 0 | 0 | 0 | 0 | 0 | #N/A | #N/A | #N/A | #N/A | #N/A | #N/A | #N/A | 0 | 0 | 0 | #DIV/0!
[19 empty] | 0 | 0 | 0 | 0% | 0 | 0 | 0 | 0 | 0 | 0 | 0 | 0 | #N/A | #N/A | #N/A | #N/A | #N/A | #N/A | #N/A | 0 | 0 | 0 | #DIV/0!
[19 empty] | 0 | 0 | 0 | 0% | 0 | 0 | 0 | 0 | 0 | 0 | 0 | 0 | #N/A | #N/A | #N/A | #N/A | #N/A | #N/A | #N/A | 0 | 0 | 0 | #DIV/0!
[19 empty] | 0 | 0 | 0 | 0% | 0 | 0 | 0 | 0 | 0 | 0 | 0 | 0 | #N/A | #N/A | #N/A | #N/A | #N/A | #N/A | #N/A | 0 | 0 | 0 | #DIV/0!
[19 empty] | 0 | 0 | 0 | 0% | 0 | 0 | 0 | 0 | 0 | 0 | 0 | 0 | #N/A | #N/A | #N/A | #N/A | #N/A | #N/A | #N/A | 0 | 0 | 0 | #DIV/0!
[19 empty] | 0 | 0 | 0 | 0% | 0 | 0 | 0 | 0 | 0 | 0 | 0 | 0 | #N/A | #N/A | #N/A | #N/A | #N/A | #N/A | #N/A | 0 | 0 | 0 | #DIV/0!
[19 empty] | 0 | 0 | 0 | 0% | 0 | 0 | 0 | 0 | 0 | 0 | 0 | 0 | #N/A | #N/A | #N/A | #N/A | #N/A | #N/A | #N/A | 0 | 0 | 0 | #DIV/0!
[19 empty] | 0 | 0 | 0 | 0% | 0 | 0 | 0 | 0 | 0 | 0 | 0 | 0 | #N/A | #N/A | #N/A | #N/A | #N/A | #N/A | #N/A | 0 | 0 | 0 | #DIV/0!
[19 empty] | 0 | 0 | 0 | 0% | 0 | 0 | 0 | 0 | 0 | 0 | 0 | 0 | #N/A | #N/A | #N/A | #N/A | #N/A | #N/A | #N/A | 0 | 0 | 0 | #DIV/0!
[19 empty] | 0 | 0 | 0 | 0% | 0 | 0 | 0 | 0 | 0 | 0 | 0 | 0 | #N/A | #N/A | #N/A | #N/A | #N/A | #N/A | #N/A | 0 | 0 | 0 | #DIV/0!
[19 empty] | 0 | 0 | 0 | 0% | 0 | 0 | 0 | 0 | 0 | 0 | 0 | 0 | #N/A | #N/A | #N/A | #N/A | #N/A | #N/A | #N/A | 0 | 0 | 0 | #DIV/0!
[19 empty] | 0 | 0 | 0 | 0% | 0 | 0 | 0 | 0 | 0 | 0 | 0 | 0 | #N/A | #N/A | #N/A | #N/A | #N/A | #N/A | #N/A | 0 | 0 | 0 | #DIV/0!
[19 empty] | 0 | 0 | 0 | 0% | 0 | 0 | 0 | 0 | 0 | 0 | 0 | 0 | #N/A | #N/A | #N/A | #N/A | #N/A | #N/A | #N/A | 0 | 0 | 0 | #DIV/0!
[19 empty] | 0 | 0 | 0 | 0% | 0 | 0 | 0 | 0 | 0 | 0 | 0 | 0 | #N/A | #N/A | #N/A | #N/A | #N/A | #N/A | #N/A | 0 | 0 | 0 | #DIV/0!
[19 empty] | 0 | 0 | 0 | 0% | 0 | 0 | 0 | 0 | 0 | 0 | 0 | 0 | #N/A | #N/A | #N/A | #N/A | #N/A | #N/A | #N/A | 0 | 0 | 0 | #DIV/0!
[19 empty] | 0 | 0 | 0 | 0% | 0 | 0 | 0 | 0 | 0 | 0 | 0 | 0 | #N/A | #N/A | #N/A | #N/A | #N/A | #N/A | #N/A | 0 | 0 | 0 | #DIV/0!
[19 empty] | 0 | 0 | 0 | 0% | 0 | 0 | 0 | 0 | 0 | 0 | 0 | 0 | #N/A | #N/A | #N/A | #N/A | #N/A | #N/A | #N/A | 0 | 0 | 0 | #DIV/0!
[19 empty] | 0 | 0 | 0 | 0% | 0 | 0 | 0 | 0 | 0 | 0 | 0 | 0 | #N/A | #N/A | #N/A | #N/A | #N/A | #N/A | #N/A | 0 | 0 | 0 | #DIV/0!
[19 empty] | 0 | 0 | 0 | 0% | 0 | 0 | 0 | 0 | 0 | 0 | 0 | 0 | #N/A | #N/A | #N/A | #N/A | #N/A | #N/A | #N/A | 0 | 0 | 0 | #DIV/0!
[19 empty] | 0 | 0 | 0 | 0% | 0 | 0 | 0 | 0 | 0 | 0 | 0 | 0 | #N/A | #N/A | #N/A | #N/A | #N/A | #N/A | #N/A | 0 | 0 | 0 | #DIV/0!
[19 empty] | 0 | 0 | 0 | 0% | 0 | 0 | 0 | 0 | 0 | 0 | 0 | 0 | #N/A | #N/A | #N/A | #N/A | #N/A | #N/A | #N/A | 0 | 0 | 0 | #DIV/0!
[19 empty] | 0 | 0 | 0 | 0% | 0 | 0 | 0 | 0 | 0 | 0 | 0 | 0 | #N/A | #N/A | #N/A | #N/A | #N/A | #N/A | #N/A | 0 | 0 | 0 | #DIV/0!
[19 empty] | 0 | 0 | 0 | 0% | 0 | 0 | 0 | 0 | 0 | 0 | 0 | 0 | #N/A | #N/A | #N/A | #N/A | #N/A | #N/A | #N/A | 0 | 0 | 0 | #DIV/0!
[19 empty] | 0 | 0 | 0 | 0% | 0 | 0 | 0 | 0 | 0 | 0 | 0 | 0 | #N/A | #N/A | #N/A | #N/A | #N/A | #N/A | #N/A | 0 | 0 | 0 | #DIV/0!
[19 empty] | 0 | 0 | 0 | 0% | 0 | 0 | 0 | 0 | 0 | 0 | 0 | 0 | #N/A | #N/A | #N/A | #N/A | #N/A | #N/A | #N/A | 0 | 0 | 0 | #DIV/0!
[19 empty] | 0 | 0 | 0 | 0% | 0 | 0 | 0 | 0 | 0 | 0 | 0 | 0 | #N/A | #N/A | #N/A | #N/A | #N/A | #N/A | #N/A | 0 | 0 | 0 | #DIV/0!
[19 empty] | 0 | 0 | 0 | 0% | 0 | 0 | 0 | 0 | 0 | 0 | 0 | 0 | #N/A | #N/A | #N/A | #N/A | #N/A | #N/A | #N/A | 0 | 0 | 0 | #DIV/0!
[19 empty] | 0 | 0 | 0 | 0% | 0 | 0 | 0 | 0 | 0 | 0 | 0 | 0 | #N/A | #N/A | #N/A | #N/A | #N/A | #N/A | #N/A | 0 | 0 | 0 | #DIV/0!
[19 empty] | 0 | 0 | 0 | 0% | 0 | 0 | 0 | 0 | 0 | 0 | 0 | 0 | #N/A | #N/A | #N/A | #N/A | #N/A | #N/A | #N/A | 0 | 0 | 0 | #DIV/0!
[19 empty] | 0 | 0 | 0 | 0% | 0 | 0 | 0 | 0 | 0 | 0 | 0 | 0 | #N/A | #N/A | #N/A | #N/A | #N/A | #N/A | #N/A | 0 | 0 | 0 | #DIV/0!
[19 empty] | 0 | 0 | 0 | 0% | 0 | 0 | 0 | 0 | 0 | 0 | 0 | 0 | #N/A | #N/A | #N/A | #N/A | #N/A | #N/A | #N/A | 0 | 0 | 0 | #DIV/0!
[19 empty] | 0 | 0 | 0 | 0% | 0 | 0 | 0 | 0 | 0 | 0 | 0 | 0 | #N/A | #N/A | #N/A | #N/A | #N/A | #N/A | #N/A | 0 | 0 | 0 | #DIV/0!
[19 empty] | 0 | 0 | 0 | 0% | 0 | 0 | 0 | 0 | 0 | 0 | 0 | 0 | #N/A | #N/A | #N/A | #N/A | #N/A | #N/A | #N/A | 0 | 0 | 0 | #DIV/0!
[19 empty] | 0 | 0 | 0 | 0% | 0 | 0 | 0 | 0 | 0 | 0 | 0 | 0 | #N/A | #N/A | #N/A | #N/A | #N/A | #N/A | #N/A | 0 | 0 | 0 | #DIV/0!
[19 empty] | 0 | 0 | 0 | 0% | 0 | 0 | 0 | 0 | 0 | 0 | 0 | 0 | #N/A | #N/A | #N/A | #N/A | #N/A | #N/A | #N/A | 0 | 0 | 0 | #DIV/0!
[19 empty] | 0 | 0 | 0 | 0% | 0 | 0 | 0 | 0 | 0 | 0 | 0 | 0 | #N/A | #N/A | #N/A | #N/A | #N/A | #N/A | #N/A | 0 | 0 | 0 | #DIV/0!
[19 empty] | 0 | 0 | 0 | 0% | 0 | 0 | 0 | 0 | 0 | 0 | 0 | 0 | #N/A | #N/A | #N/A | #N/A | #N/A | #N/A | #N/A | 0 | 0 | 0 | #DIV/0!
[19 empty] | 0 | 0 | 0 | 0% | 0 | 0 | 0 | 0 | 0 | 0 | 0 | 0 | #N/A | #N/A | #N/A | #N/A | #N/A | #N/A | #N/A | 0 | 0 | 0 | #DIV/0!
[19 empty] | 0 | 0 | 0 | 0% | 0 | 0 | 0 | 0 | 0 | 0 | 0 | 0 | #N/A | #N/A | #N/A | #N/A | #N/A | #N/A | #N/A | 0 | 0 | 0 | #DIV/0!
[19 empty] | 0 | 0 | 0 | 0% | 0 | 0 | 0 | 0 | 0 | 0 | 0 | 0 | #N/A | #N/A | #N/A | #N/A | #N/A | #N/A | #N/A | 0 | 0 | 0 | #DIV/0!
[19 empty] | 0 | 0 | 0 | 0% | 0 | 0 | 0 | 0 | 0 | 0 | 0 | 0 | #N/A | #N/A | #N/A | #N/A | #N/A | #N/A | #N/A | 0 | 0 | 0 | #DIV/0!
[19 empty] | 0 | 0 | 0 | 0% | 0 | 0 | 0 | 0 | 0 | 0 | 0 | 0 | #N/A | #N/A | #N/A | #N/A | #N/A | #N/A | #N/A | 0 | 0 | 0 | #DIV/0!
[19 empty] | 0 | 0 | 0 | 0% | 0 | 0 | 0 | 0 | 0 | 0 | 0 | 0 | #N/A | #N/A | #N/A | #N/A | #N/A | #N/A | #N/A | 0 | 0 | 0 | #DIV/0!
[19 empty] | 0 | 0 | 0 | 0% | 0 | 0 | 0 | 0 | 0 | 0 | 0 | 0 | #N/A | #N/A | #N/A | #N/A | #N/A | #N/A | #N/A | 0 | 0 | 0 | #DIV/0!
[19 empty] | 0 | 0 | 0 | 0% | 0 | 0 | 0 | 0 | 0 | 0 | 0 | 0 | #N/A | #N/A | #N/A | #N/A | #N/A | #N/A | #N/A | 0 | 0 | 0 | #DIV/0!
[19 empty] | 0 | 0 | 0 | 0% | 0 | 0 | 0 | 0 | 0 | 0 | 0 | 0 | #N/A | #N/A | #N/A | #N/A | #N/A | #N/A | #N/A | 0 | 0 | 0 | #DIV/0!
[19 empty] | 0 | 0 | 0 | 0% | 0 | 0 | 0 | 0 | 0 | 0 | 0 | 0 | #N/A | #N/A | #N/A | #N/A | #N/A | #N/A | #N/A | 0 | 0 | 0 | #DIV/0!
[19 empty] | 0 | 0 | 0 | 0% | 0 | 0 | 0 | 0 | 0 | 0 | 0 | 0 | #N/A | #N/A | #N/A | #N/A | #N/A | #N/A | #N/A | 0 | 0 | 0 | #DIV/0!
[19 empty] | 0 | 0 | 0 | 0% | 0 | 0 | 0 | 0 | 0 | 0 | 0 | 0 | #N/A | #N/A | #N/A | #N/A | #N/A | #N/A | #N/A | 0 | 0 | 0 | #DIV/0!
[19 empty] | 0 | 0 | 0 | 0% | 0 | 0 | 0 | 0 | 0 | 0 | 0 | 0 | #N/A | #N/A | #N/A | #N/A | #N/A | #N/A | #N/A | 0 | 0 | 0 | #DIV/0!
[19 empty] | 0 | 0 | 0 | 0% | 0 | 0 | 0 | 0 | 0 | 0 | 0 | 0 | #N/A | #N/A | #N/A | #N/A | #N/A | #N/A | #N/A | 0 | 0 | 0 | #DIV/0!
[19 empty] | 0 | 0 | 0 | 0% | 0 | 0 | 0 | 0 | 0 | 0 | 0 | 0 | #N/A | #N/A | #N/A | #N/A | #N/A | #N/A | #N/A | 0 | 0 | 0 | #DIV/0!
[19 empty] | 0 | 0 | 0 | 0% | 0 | 0 | 0 | 0 | 0 | 0 | 0 | 0 | #N/A | #N/A | #N/A | #N/A | #N/A | #N/A | #N/A | 0 | 0 | 0 | #DIV/0!
[19 empty] | 0 | 0 | 0 | 0% | 0 | 0 | 0 | 0 | 0 | 0 | 0 | 0 | #N/A | #N/A | #N/A | #N/A | #N/A | #N/A | #N/A | 0 | 0 | 0 | #DIV/0!
[19 empty] | 0 | 0 | 0 | 0% | 0 | 0 | 0 | 0 | 0 | 0 | 0 | 0 | #N/A | #N/A | #N/A | #N/A | #N/A | #N/A | #N/A | 0 | 0 | 0 | #DIV/0!
[19 empty] | 0 | 0 | 0 | 0% | 0 | 0 | 0 | 0 | 0 | 0 | 0 | 0 | #N/A | #N/A | #N/A | #N/A | #N/A | #N/A | #N/A | 0 | 0 | 0 | #DIV/0!
[19 empty] | 0 | 0 | 0 | 0% | 0 | 0 | 0 | 0 | 0 | 0 | 0 | 0 | #N/A | #N/A | #N/A | #N/A | #N/A | #N/A | #N/A | 0 | 0 | 0 | #DIV/0!
[19 empty] | 0 | 0 | 0 | 0% | 0 | 0 | 0 | 0 | 0 | 0 | 0 | 0 | #N/A | #N/A | #N/A | #N/A | #N/A | #N/A | #N/A | 0 | 0 | 0 | #DIV/0!
[19 empty] | 0 | 0 | 0 | 0% | 0 | 0 | 0 | 0 | 0 | 0 | 0 | 0 | #N/A | #N/A | #N/A | #N/A | #N/A | #N/A | #N/A | 0 | 0 | 0 | #DIV/0!
[19 empty] | 0 | 0 | 0 | 0% | 0 | 0 | 0 | 0 | 0 | 0 | 0 | 0 | #N/A | #N/A | #N/A | #N/A | #N/A | #N/A | #N/A | 0 | 0 | 0 | #DIV/0!
[19 empty] | 0 | 0 | 0 | 0% | 0 | 0 | 0 | 0 | 0 | 0 | 0 | 0 | #N/A | #N/A | #N/A | #N/A | #N/A | #N/A | #N/A | 0 | 0 | 0 | #DIV/0!
[19 empty] | 0 | 0 | 0 | 0% | 0 | 0 | 0 | 0 | 0 | 0 | 0 | 0 | #N/A | #N/A | #N/A | #N/A | #N/A | #N/A | #N/A | 0 | 0 | 0 | #DIV/0!
[19 empty] | 0 | 0 | 0 | 0% | 0 | 0 | 0 | 0 | 0 | 0 | 0 | 0 | #N/A | #N/A | #N/A | #N/A | #N/A | #N/A | #N/A | 0 | 0 | 0 | #DIV/0!
[19 empty] | 0 | 0 | 0 | 0% | 0 | 0 | 0 | 0 | 0 | 0 | 0 | 0 | #N/A | #N/A | #N/A | #N/A | #N/A | #N/A | #N/A | 0 | 0 | 0 | #DIV/0!
[19 empty] | 0 | 0 | 0 | 0% | 0 | 0 | 0 | 0 | 0 | 0 | 0 | 0 | #N/A | #N/A | #N/A | #N/A | #N/A | #N/A | #N/A | 0 | 0 | 0 | #DIV/0!
[19 empty] | 0 | 0 | 0 | 0% | 0 | 0 | 0 | 0 | 0 | 0 | 0 | 0 | #N/A | #N/A | #N/A | #N/A | #N/A | #N/A | #N/A | 0 | 0 | 0 | #DIV/0!
[19 empty] | 0 | 0 | 0 | 0% | 0 | 0 | 0 | 0 | 0 | 0 | 0 | 0 | #N/A | #N/A | #N/A | #N/A | #N/A | #N/A | #N/A | 0 | 0 | 0 | #DIV/0!
[19 empty] | 0 | 0 | 0 | 0% | 0 | 0 | 0 | 0 | 0 | 0 | 0 | 0 | #N/A | #N/A | #N/A | #N/A | #N/A | #N/A | #N/A | 0 | 0 | 0 | #DIV/0!
[19 empty] | 0 | 0 | 0 | 0% | 0 | 0 | 0 | 0 | 0 | 0 | 0 | 0 | #N/A | #N/A | #N/A | #N/A | #N/A | #N/A | #N/A | 0 | 0 | 0 | #DIV/0!
[19 empty] | 0 | 0 | 0 | 0% | 0 | 0 | 0 | 0 | 0 | 0 | 0 | 0 | #N/A | #N/A | #N/A | #N/A | #N/A | #N/A | #N/A | 0 | 0 | 0 | #DIV/0!
[19 empty] | 0 | 0 | 0 | 0% | 0 | 0 | 0 | 0 | 0 | 0 | 0 | 0 | #N/A | #N/A | #N/A | #N/A | #N/A | #N/A | #N/A | 0 | 0 | 0 | #DIV/0!
[19 empty] | 0 | 0 | 0 | 0% | 0 | 0 | 0 | 0 | 0 | 0 | 0 | 0 | #N/A | #N/A | #N/A | #N/A | #N/A | #N/A | #N/A | 0 | 0 | 0 | #DIV/0!
[19 empty] | 0 | 0 | 0 | 0% | 0 | 0 | 0 | 0 | 0 | 0 | 0 | 0 | #N/A | #N/A | #N/A | #N/A | #N/A | #N/A | #N/A | 0 | 0 | 0 | #DIV/0!
[19 empty] | 0 | 0 | 0 | 0% | 0 | 0 | 0 | 0 | 0 | 0 | 0 | 0 | #N/A | #N/A | #N/A | #N/A | #N/A | #N/A | #N/A | 0 | 0 | 0 | #DIV/0!
[19 empty] | 0 | 0 | 0 | 0% | 0 | 0 | 0 | 0 | 0 | 0 | 0 | 0 | #N/A | #N/A | #N/A | #N/A | #N/A | #N/A | #N/A | 0 | 0 | 0 | #DIV/0!
[19 empty] | 0 | 0 | 0 | 0% | 0 | 0 | 0 | 0 | 0 | 0 | 0 | 0 | #N/A | #N/A | #N/A | #N/A | #N/A | #N/A | #N/A | 0 | 0 | 0 | #DIV/0!
[19 empty] | 0 | 0 | 0 | 0% | 0 | 0 | 0 | 0 | 0 | 0 | 0 | 0 | #N/A | #N/A | #N/A | #N/A | #N/A | #N/A | #N/A | 0 | 0 | 0 | #DIV/0!
[19 empty] | 0 | 0 | 0 | 0% | 0 | 0 | 0 | 0 | 0 | 0 | 0 | 0 | #N/A | #N/A | #N/A | #N/A | #N/A | #N/A | #N/A | 0 | 0 | 0 | #DIV/0!
[19 empty] | 0 | 0 | 0 | 0% | 0 | 0 | 0 | 0 | 0 | 0 | 0 | 0 | #N/A | #N/A | #N/A | #N/A | #N/A | #N/A | #N/A | 0 | 0 | 0 | #DIV/0!
[19 empty] | 0 | 0 | 0 | 0% | 0 | 0 | 0 | 0 | 0 | 0 | 0 | 0 | #N/A | #N/A | #N/A | #N/A | #N/A | #N/A | #N/A | 0 | 0 | 0 | #DIV/0!
[19 empty] | 0 | 0 | 0 | 0% | 0 | 0 | 0 | 0 | 0 | 0 | 0 | 0 | #N/A | #N/A | #N/A | #N/A | #N/A | #N/A | #N/A | 0 | 0 | 0 | #DIV/0!
[19 empty] | 0 | 0 | 0 | 0% | 0 | 0 | 0 | 0 | 0 | 0 | 0 | 0 | #N/A | #N/A | #N/A | #N/A | #N/A | #N/A | #N/A | 0 | 0 | 0 | #DIV/0!
[19 empty] | 0 | 0 | 0 | 0% | 0 | 0 | 0 | 0 | 0 | 0 | 0 | 0 | #N/A | #N/A | #N/A | #N/A | #N/A | #N/A | #N/A | 0 | 0 | 0 | #DIV/0!
[19 empty] | 0 | 0 | 0 | 0% | 0 | 0 | 0 | 0 | 0 | 0 | 0 | 0 | #N/A | #N/A | #N/A | #N/A | #N/A | #N/A | #N/A | 0 | 0 | 0 | #DIV/0!
[19 empty] | 0 | 0 | 0 | 0% | 0 | 0 | 0 | 0 | 0 | 0 | 0 | 0 | #N/A | #N/A | #N/A | #N/A | #N/A | #N/A | #N/A | 0 | 0 | 0 | #DIV/0!
[19 empty] | 0 | 0 | 0 | 0% | 0 | 0 | 0 | 0 | 0 | 0 | 0 | 0 | #N/A | #N/A | #N/A | #N/A | #N/A | #N/A | #N/A | 0 | 0 | 0 | #DIV/0!
[19 empty] | 0 | 0 | 0 | 0% | 0 | 0 | 0 | 0 | 0 | 0 | 0 | 0 | #N/A | #N/A | #N/A | #N/A | #N/A | #N/A | #N/A | 0 | 0 | 0 | #DIV/0!
[19 empty] | 0 | 0 | 0 | 0% | 0 | 0 | 0 | 0 | 0 | 0 | 0 | 0 | #N/A | #N/A | #N/A | #N/A | #N/A | #N/A | #N/A | 0 | 0 | 0 | #DIV/0!
[19 empty] | 0 | 0 | 0 | 0% | 0 | 0 | 0 | 0 | 0 | 0 | 0 | 0 | #N/A | #N/A | #N/A | #N/A | #N/A | #N/A | #N/A | 0 | 0 | 0 | #DIV/0!
[19 empty] | 0 | 0 | 0 | 0% | 0 | 0 | 0 | 0 | 0 | 0 | 0 | 0 | #N/A | #N/A | #N/A | #N/A | #N/A | #N/A | #N/A | 0 | 0 | 0 | #DIV/0!
[19 empty] | 0 | 0 | 0 | 0% | 0 | 0 | 0 | 0 | 0 | 0 | 0 | 0 | #N/A | #N/A | #N/A | #N/A | #N/A | #N/A | #N/A | 0 | 0 | 0 | #DIV/0!
[19 empty] | 0 | 0 | 0 | 0% | 0 | 0 | 0 | 0 | 0 | 0 | 0 | 0 | #N/A | #N/A | #N/A | #N/A | #N/A | #N/A | #N/A | 0 | 0 | 0 | #DIV/0!
[19 empty] | 0 | 0 | 0 | 0% | 0 | 0 | 0 | 0 | 0 | 0 | 0 | 0 | #N/A | #N/A | #N/A | #N/A | #N/A | #N/A | #N/A | 0 | 0 | 0 | #DIV/0!
[19 empty] | 0 | 0 | 0 | 0% | 0 | 0 | 0 | 0 | 0 | 0 | 0 | 0 | #N/A | #N/A | #N/A | #N/A | #N/A | #N/A | #N/A | 0 | 0 | 0 | #DIV/0!
[19 empty] | 0 | 0 | 0 | 0% | 0 | 0 | 0 | 0 | 0 | 0 | 0 | 0 | #N/A | #N/A | #N/A | #N/A | #N/A | #N/A | #N/A | 0 | 0 | 0 | #DIV/0!
[19 empty] | 0 | 0 | 0 | 0% | 0 | 0 | 0 | 0 | 0 | 0 | 0 | 0 | #N/A | #N/A | #N/A | #N/A | #N/A | #N/A | #N/A | 0 | 0 | 0 | #DIV/0!
[19 empty] | 0 | 0 | 0 | 0% | 0 | 0 | 0 | 0 | 0 | 0 | 0 | 0 | #N/A | #N/A | #N/A | #N/A | #N/A | #N/A | #N/A | 0 | 0 | 0 | #DIV/0!
[19 empty] | 0 | 0 | 0 | 0% | 0 | 0 | 0 | 0 | 0 | 0 | 0 | 0 | #N/A | #N/A | #N/A | #N/A | #N/A | #N/A | #N/A | 0 | 0 | 0 | #DIV/0!
[19 empty] | 0 | 0 | 0 | 0% | 0 | 0 | 0 | 0 | 0 | 0 | 0 | 0 | #N/A | #N/A | #N/A | #N/A | #N/A | #N/A | #N/A | 0 | 0 | 0 | #DIV/0!
[19 empty] | 0 | 0 | 0 | 0% | 0 | 0 | 0 | 0 | 0 | 0 | 0 | 0 | #N/A | #N/A | #N/A | #N/A | #N/A | #N/A | #N/A | 0 | 0 | 0 | #DIV/0!
[19 empty] | 0 | 0 | 0 | 0% | 0 | 0 | 0 | 0 | 0 | 0 | 0 | 0 | #N/A | #N/A | #N/A | #N/A | #N/A | #N/A | #N/A | 0 | 0 | 0 | #DIV/0!
[19 empty] | 0 | 0 | 0 | 0% | 0 | 0 | 0 | 0 | 0 | 0 | 0 | 0 | #N/A | #N/A | #N/A | #N/A | #N/A | #N/A | #N/A | 0 | 0 | 0 | #DIV/0!
[19 empty] | 0 | 0 | 0 | 0% | 0 | 0 | 0 | 0 | 0 | 0 | 0 | 0 | #N/A | #N/A | #N/A | #N/A | #N/A | #N/A | #N/A | 0 | 0 | 0 | #DIV/0!
[19 empty] | 0 | 0 | 0 | 0% | 0 | 0 | 0 | 0 | 0 | 0 | 0 | 0 | #N/A | #N/A | #N/A | #N/A | #N/A | #N/A | #N/A | 0 | 0 | 0 | #DIV/0!
[19 empty] | 0 | 0 | 0 | 0% | 0 | 0 | 0 | 0 | 0 | 0 | 0 | 0 | #N/A | #N/A | #N/A | #N/A | #N/A | #N/A | #N/A | 0 | 0 | 0 | #DIV/0!
[19 empty] | 0 | 0 | 0 | 0% | 0 | 0 | 0 | 0 | 0 | 0 | 0 | 0 | #N/A | #N/A | #N/A | #N/A | #N/A | #N/A | #N/A | 0 | 0 | 0 | #DIV/0!
[19 empty] | 0 | 0 | 0 | 0% | 0 | 0 | 0 | 0 | 0 | 0 | 0 | 0 | #N/A | #N/A | #N/A | #N/A | #N/A | #N/A | #N/A | 0 | 0 | 0 | #DIV/0!
[19 empty] | 0 | 0 | 0 | 0% | 0 | 0 | 0 | 0 | 0 | 0 | 0 | 0 | #N/A | #N/A | #N/A | #N/A | #N/A | #N/A | #N/A | 0 | 0 | 0 | #DIV/0!
[19 empty] | 0 | 0 | 0 | 0% | 0 | 0 | 0 | 0 | 0 | 0 | 0 | 0 | #N/A | #N/A | #N/A | #N/A | #N/A | #N/A | #N/A | 0 | 0 | 0 | #DIV/0!
[19 empty] | 0 | 0 | 0 | 0% | 0 | 0 | 0 | 0 | 0 | 0 | 0 | 0 | #N/A | #N/A | #N/A | #N/A | #N/A | #N/A | #N/A | 0 | 0 | 0 | #DIV/0!
[19 empty] | 0 | 0 | 0 | 0% | 0 | 0 | 0 | 0 | 0 | 0 | 0 | 0 | #N/A | #N/A | #N/A | #N/A | #N/A | #N/A | #N/A | 0 | 0 | 0 | #DIV/0!
[19 empty] | 0 | 0 | 0 | 0% | 0 | 0 | 0 | 0 | 0 | 0 | 0 | 0 | #N/A | #N/A | #N/A | #N/A | #N/A | #N/A | #N/A | 0 | 0 | 0 | #DIV/0!
[19 empty] | 0 | 0 | 0 | 0% | 0 | 0 | 0 | 0 | 0 | 0 | 0 | 0 | #N/A | #N/A | #N/A | #N/A | #N/A | #N/A | #N/A | 0 | 0 | 0 | #DIV/0!
[19 empty] | 0 | 0 | 0 | 0% | 0 | 0 | 0 | 0 | 0 | 0 | 0 | 0 | #N/A | #N/A | #N/A | #N/A | #N/A | #N/A | #N/A | 0 | 0 | 0 | #DIV/0!
[19 empty] | 0 | 0 | 0 | 0% | 0 | 0 | 0 | 0 | 0 | 0 | 0 | 0 | #N/A | #N/A | #N/A | #N/A | #N/A | #N/A | #N/A | 0 | 0 | 0 | #DIV/0!
[19 empty] | 0 | 0 | 0 | 0% | 0 | 0 | 0 | 0 | 0 | 0 | 0 | 0 | #N/A | #N/A | #N/A | #N/A | #N/A | #N/A | #N/A | 0 | 0 | 0 | #DIV/0!
[19 empty] | 0 | 0 | 0 | 0% | 0 | 0 | 0 | 0 | 0 | 0 | 0 | 0 | #N/A | #N/A | #N/A | #N/A | #N/A | #N/A | #N/A | 0 | 0 | 0 | #DIV/0!
[19 empty] | 0 | 0 | 0 | 0% | 0 | 0 | 0 | 0 | 0 | 0 | 0 | 0 | #N/A | #N/A | #N/A | #N/A | #N/A | #N/A | #N/A | 0 | 0 | 0 | #DIV/0!
[19 empty] | 0 | 0 | 0 | 0% | 0 | 0 | 0 | 0 | 0 | 0 | 0 | 0 | #N/A | #N/A | #N/A | #N/A | #N/A | #N/A | #N/A | 0 | 0 | 0 | #DIV/0!
[19 empty] | 0 | 0 | 0 | 0% | 0 | 0 | 0 | 0 | 0 | 0 | 0 | 0 | #N/A | #N/A | #N/A | #N/A | #N/A | #N/A | #N/A | 0 | 0 | 0 | #DIV/0!
[19 empty] | 0 | 0 | 0 | 0% | 0 | 0 | 0 | 0 | 0 | 0 | 0 | 0 | #N/A | #N/A | #N/A | #N/A | #N/A | #N/A | #N/A | 0 | 0 | 0 | #DIV/0!
[19 empty] | 0 | 0 | 0 | 0% | 0 | 0 | 0 | 0 | 0 | 0 | 0 | 0 | #N/A | #N/A | #N/A | #N/A | #N/A | #N/A | #N/A | 0 | 0 | 0 | #DIV/0!
[19 empty] | 0 | 0 | 0 | 0% | 0 | 0 | 0 | 0 | 0 | 0 | 0 | 0 | #N/A | #N/A | #N/A | #N/A | #N/A | #N/A | #N/A | 0 | 0 | 0 | #DIV/0!
[19 empty] | 0 | 0 | 0 | 0% | 0 | 0 | 0 | 0 | 0 | 0 | 0 | 0 | #N/A | #N/A | #N/A | #N/A | #N/A | #N/A | #N/A | 0 | 0 | 0 | #DIV/0!
[19 empty] | 0 | 0 | 0 | 0% | 0 | 0 | 0 | 0 | 0 | 0 | 0 | 0 | #N/A | #N/A | #N/A | #N/A | #N/A | #N/A | #N/A | 0 | 0 | 0 | #DIV/0!
[19 empty] | 0 | 0 | 0 | 0% | 0 | 0 | 0 | 0 | 0 | 0 | 0 | 0 | #N/A | #N/A | #N/A | #N/A | #N/A | #N/A | #N/A | 0 | 0 | 0 | #DIV/0!
[19 empty] | 0 | 0 | 0 | 0% | 0 | 0 | 0 | 0 | 0 | 0 | 0 | 0 | #N/A | #N/A | #N/A | #N/A | #N/A | #N/A | #N/A | 0 | 0 | 0 | #DIV/0!
[19 empty] | 0 | 0 | 0 | 0% | 0 | 0 | 0 | 0 | 0 | 0 | 0 | 0 | #N/A | #N/A | #N/A | #N/A | #N/A | #N/A | #N/A | 0 | 0 | 0 | #DIV/0!
[19 empty] | 0 | 0 | 0 | 0% | 0 | 0 | 0 | 0 | 0 | 0 | 0 | 0 | #N/A | #N/A | #N/A | #N/A | #N/A | #N/A | #N/A | 0 | 0 | 0 | #DIV/0!
[19 empty] | 0 | 0 | 0 | 0% | 0 | 0 | 0 | 0 | 0 | 0 | 0 | 0 | #N/A | #N/A | #N/A | #N/A | #N/A | #N/A | #N/A | 0 | 0 | 0 | #DIV/0!
[19 empty] | 0 | 0 | 0 | 0% | 0 | 0 | 0 | 0 | 0 | 0 | 0 | 0 | #N/A | #N/A | #N/A | #N/A | #N/A | #N/A | #N/A | 0 | 0 | 0 | #DIV/0!
[19 empty] | 0 | 0 | 0 | 0% | 0 | 0 | 0 | 0 | 0 | 0 | 0 | 0 | #N/A | #N/A | #N/A | #N/A | #N/A | #N/A | #N/A | 0 | 0 | 0 | #DIV/0!
[19 empty] | 0 | 0 | 0 | 0% | 0 | 0 | 0 | 0 | 0 | 0 | 0 | 0 | #N/A | #N/A | #N/A | #N/A | #N/A | #N/A | #N/A | 0 | 0 | 0 | #DIV/0!
[19 empty] | 0 | 0 | 0 | 0% | 0 | 0 | 0 | 0 | 0 | 0 | 0 | 0 | #N/A | #N/A | #N/A | #N/A | #N/A | #N/A | #N/A | 0 | 0 | 0 | #DIV/0!
[19 empty] | 0 | 0 | 0 | 0% | 0 | 0 | 0 | 0 | 0 | 0 | 0 | 0 | #N/A | #N/A | #N/A | #N/A | #N/A | #N/A | #N/A | 0 | 0 | 0 | #DIV/0!
[19 empty] | 0 | 0 | 0 | 0% | 0 | 0 | 0 | 0 | 0 | 0 | 0 | 0 | #N/A | #N/A | #N/A | #N/A | #N/A | #N/A | #N/A | 0 | 0 | 0 | #DIV/0!
[19 empty] | 0 | 0 | 0 | 0% | 0 | 0 | 0 | 0 | 0 | 0 | 0 | 0 | #N/A | #N/A | #N/A | #N/A | #N/A | #N/A | #N/A | 0 | 0 | 0 | #DIV/0!
[19 empty] | 0 | 0 | 0 | 0% | 0 | 0 | 0 | 0 | 0 | 0 | 0 | 0 | #N/A | #N/A | #N/A | #N/A | #N/A | #N/A | #N/A | 0 | 0 | 0 | #DIV/0!
[19 empty] | 0 | 0 | 0 | 0% | 0 | 0 | 0 | 0 | 0 | 0 | 0 | 0 | #N/A | #N/A | #N/A | #N/A | #N/A | #N/A | #N/A | 0 | 0 | 0 | #DIV/0!
[19 empty] | 0 | 0 | 0 | 0% | 0 | 0 | 0 | 0 | 0 | 0 | 0 | 0 | #N/A | #N/A | #N/A | #N/A | #N/A | #N/A | #N/A | 0 | 0 | 0 | #DIV/0!
[19 empty] | 0 | 0 | 0 | 0% | 0 | 0 | 0 | 0 | 0 | 0 | 0 | 0 | #N/A | #N/A | #N/A | #N/A | #N/A | #N/A | #N/A | 0 | 0 | 0 | #DIV/0!
[19 empty] | 0 | 0 | 0 | 0% | 0 | 0 | 0 | 0 | 0 | 0 | 0 | 0 | #N/A | #N/A | #N/A | #N/A | #N/A | #N/A | #N/A | 0 | 0 | 0 | #DIV/0!
[19 empty] | 0 | 0 | 0 | 0% | 0 | 0 | 0 | 0 | 0 | 0 | 0 | 0 | #N/A | #N/A | #N/A | #N/A | #N/A | #N/A | #N/A | 0 | 0 | 0 | #DIV/0!
[19 empty] | 0 | 0 | 0 | 0% | 0 | 0 | 0 | 0 | 0 | 0 | 0 | 0 | #N/A | #N/A | #N/A | #N/A | #N/A | #N/A | #N/A | 0 | 0 | 0 | #DIV/0!
[19 empty] | 0 | 0 | 0 | 0% | 0 | 0 | 0 | 0 | 0 | 0 | 0 | 0 | #N/A | #N/A | #N/A | #N/A | #N/A | #N/A | #N/A | 0 | 0 | 0 | #DIV/0!
[19 empty] | 0 | 0 | 0 | 0% | 0 | 0 | 0 | 0 | 0 | 0 | 0 | 0 | #N/A | #N/A | #N/A | #N/A | #N/A | #N/A | #N/A | 0 | 0 | 0 | #DIV/0!
[19 empty] | 0 | 0 | 0 | 0% | 0 | 0 | 0 | 0 | 0 | 0 | 0 | 0 | #N/A | #N/A | #N/A | #N/A | #N/A | #N/A | #N/A | 0 | 0 | 0 | #DIV/0!
[19 empty] | 0 | 0 | 0 | 0% | 0 | 0 | 0 | 0 | 0 | 0 | 0 | 0 | #N/A | #N/A | #N/A | #N/A | #N/A | #N/A | #N/A | 0 | 0 | 0 | #DIV/0!
[19 empty] | 0 | 0 | 0 | 0% | 0 | 0 | 0 | 0 | 0 | 0 | 0 | 0 | #N/A | #N/A | #N/A | #N/A | #N/A | #N/A | #N/A | 0 | 0 | 0 | #DIV/0!
[19 empty] | 0 | 0 | 0 | 0% | 0 | 0 | 0 | 0 | 0 | 0 | 0 | 0 | #N/A | #N/A | #N/A | #N/A | #N/A | #N/A | #N/A | 0 | 0 | 0 | #DIV/0!
[19 empty] | 0 | 0 | 0 | 0% | 0 | 0 | 0 | 0 | 0 | 0 | 0 | 0 | #N/A | #N/A | #N/A | #N/A | #N/A | #N/A | #N/A | 0 | 0 | 0 | #DIV/0!
[19 empty] | 0 | 0 | 0 | 0% | 0 | 0 | 0 | 0 | 0 | 0 | 0 | 0 | #N/A | #N/A | #N/A | #N/A | #N/A | #N/A | #N/A | 0 | 0 | 0 | #DIV/0!
[19 empty] | 0 | 0 | 0 | 0% | 0 | 0 | 0 | 0 | 0 | 0 | 0 | 0 | #N/A | #N/A | #N/A | #N/A | #N/A | #N/A | #N/A | 0 | 0 | 0 | #DIV/0!
[19 empty] | 0 | 0 | 0 | 0% | 0 | 0 | 0 | 0 | 0 | 0 | 0 | 0 | #N/A | #N/A | #N/A | #N/A | #N/A | #N/A | #N/A | 0 | 0 | 0 | #DIV/0!
[19 empty] | 0 | 0 | 0 | 0% | 0 | 0 | 0 | 0 | 0 | 0 | 0 | 0 | #N/A | #N/A | #N/A | #N/A | #N/A | #N/A | #N/A | 0 | 0 | 0 | #DIV/0!
[19 empty] | 0 | 0 | 0 | 0% | 0 | 0 | 0 | 0 | 0 | 0 | 0 | 0 | #N/A | #N/A | #N/A | #N/A | #N/A | #N/A | #N/A | 0 | 0 | 0 | #DIV/0!
[19 empty] | 0 | 0 | 0 | 0% | 0 | 0 | 0 | 0 | 0 | 0 | 0 | 0 | #N/A | #N/A | #N/A | #N/A | #N/A | #N/A | #N/A | 0 | 0 | 0 | #DIV/0!
[19 empty] | 0 | 0 | 0 | 0% | 0 | 0 | 0 | 0 | 0 | 0 | 0 | 0 | #N/A | #N/A | #N/A | #N/A | #N/A | #N/A | #N/A | 0 | 0 | 0 | #DIV/0!
[19 empty] | 0 | 0 | 0 | 0% | 0 | 0 | 0 | 0 | 0 | 0 | 0 | 0 | #N/A | #N/A | #N/A | #N/A | #N/A | #N/A | #N/A | 0 | 0 | 0 | #DIV/0!
[19 empty] | 0 | 0 | 0 | 0% | 0 | 0 | 0 | 0 | 0 | 0 | 0 | 0 | #N/A | #N/A | #N/A | #N/A | #N/A | #N/A | #N/A | 0 | 0 | 0 | #DIV/0!
[19 empty] | 0 | 0 | 0 | 0% | 0 | 0 | 0 | 0 | 0 | 0 | 0 | 0 | #N/A | #N/A | #N/A | #N/A | #N/A | #N/A | #N/A | 0 | 0 | 0 | #DIV/0!
[19 empty] | 0 | 0 | 0 | 0% | 0 | 0 | 0 | 0 | 0 | 0 | 0 | 0 | #N/A | #N/A | #N/A | #N/A | #N/A | #N/A | #N/A | 0 | 0 | 0 | #DIV/0!
[19 empty] | 0 | 0 | 0 | 0% | 0 | 0 | 0 | 0 | 0 | 0 | 0 | 0 | #N/A | #N/A | #N/A | #N/A | #N/A | #N/A | #N/A | 0 | 0 | 0 | #DIV/0!
[19 empty] | 0 | 0 | 0 | 0% | 0 | 0 | 0 | 0 | 0 | 0 | 0 | 0 | #N/A | #N/A | #N/A | #N/A | #N/A | #N/A | #N/A | 0 | 0 | 0 | #DIV/0!
[19 empty] | 0 | 0 | 0 | 0% | 0 | 0 | 0 | 0 | 0 | 0 | 0 | 0 | #N/A | #N/A | #N/A | #N/A | #N/A | #N/A | #N/A | 0 | 0 | 0 | #DIV/0!
[19 empty] | 0 | 0 | 0 | 0% | 0 | 0 | 0 | 0 | 0 | 0 | 0 | 0 | #N/A | #N/A | #N/A | #N/A | #N/A | #N/A | #N/A | 0 | 0 | 0 | #DIV/0!
[19 empty] | 0 | 0 | 0 | 0% | 0 | 0 | 0 | 0 | 0 | 0 | 0 | 0 | #N/A | #N/A | #N/A | #N/A | #N/A | #N/A | #N/A | 0 | 0 | 0 | #DIV/0!
[19 empty] | 0 | 0 | 0 | 0% | 0 | 0 | 0 | 0 | 0 | 0 | 0 | 0 | #N/A | #N/A | #N/A | #N/A | #N/A | #N/A | #N/A | 0 | 0 | 0 | #DIV/0!
[19 empty] | 0 | 0 | 0 | 0% | 0 | 0 | 0 | 0 | 0 | 0 | 0 | 0 | #N/A | #N/A | #N/A | #N/A | #N/A | #N/A | #N/A | 0 | 0 | 0 | #DIV/0!
[19 empty] | 0 | 0 | 0 | 0% | 0 | 0 | 0 | 0 | 0 | 0 | 0 | 0 | #N/A | #N/A | #N/A | #N/A | #N/A | #N/A | #N/A | 0 | 0 | 0 | #DIV/0!
[19 empty] | 0 | 0 | 0 | 0% | 0 | 0 | 0 | 0 | 0 | 0 | 0 | 0 | #N/A | #N/A | #N/A | #N/A | #N/A | #N/A | #N/A | 0 | 0 | 0 | #DIV/0!
[19 empty] | 0 | 0 | 0 | 0% | 0 | 0 | 0 | 0 | 0 | 0 | 0 | 0 | #N/A | #N/A | #N/A | #N/A | #N/A | #N/A | #N/A | 0 | 0 | 0 | #DIV/0!
[19 empty] | 0 | 0 | 0 | 0% | 0 | 0 | 0 | 0 | 0 | 0 | 0 | 0 | #N/A | #N/A | #N/A | #N/A | #N/A | #N/A | #N/A | 0 | 0 | 0 | #DIV/0!
[19 empty] | 0 | 0 | 0 | 0% | 0 | 0 | 0 | 0 | 0 | 0 | 0 | 0 | #N/A | #N/A | #N/A | #N/A | #N/A | #N/A | #N/A | 0 | 0 | 0 | #DIV/0!
[19 empty] | 0 | 0 | 0 | 0% | 0 | 0 | 0 | 0 | 0 | 0 | 0 | 0 | #N/A | #N/A | #N/A | #N/A | #N/A | #N/A | #N/A | 0 | 0 | 0 | #DIV/0!
[19 empty] | 0 | 0 | 0 | 0% | 0 | 0 | 0 | 0 | 0 | 0 | 0 | 0 | #N/A | #N/A | #N/A | #N/A | #N/A | #N/A | #N/A | 0 | 0 | 0 | #DIV/0!
[19 empty] | 0 | 0 | 0 | 0% | 0 | 0 | 0 | 0 | 0 | 0 | 0 | 0 | #N/A | #N/A | #N/A | #N/A | #N/A | #N/A | #N/A | 0 | 0 | 0 | #DIV/0!
[19 empty] | 0 | 0 | 0 | 0% | 0 | 0 | 0 | 0 | 0 | 0 | 0 | 0 | #N/A | #N/A | #N/A | #N/A | #N/A | #N/A | #N/A | 0 | 0 | 0 | #DIV/0!
[19 empty] | 0 | 0 | 0 | 0% | 0 | 0 | 0 | 0 | 0 | 0 | 0 | 0 | #N/A | #N/A | #N/A | #N/A | #N/A | #N/A | #N/A | 0 | 0 | 0 | #DIV/0!
[19 empty] | 0 | 0 | 0 | 0% | 0 | 0 | 0 | 0 | 0 | 0 | 0 | 0 | #N/A | #N/A | #N/A | #N/A | #N/A | #N/A | #N/A | 0 | 0 | 0 | #DIV/0!
[19 empty] | 0 | 0 | 0 | 0% | 0 | 0 | 0 | 0 | 0 | 0 | 0 | 0 | #N/A | #N/A | #N/A | #N/A | #N/A | #N/A | #N/A | 0 | 0 | 0 | #DIV/0!
[19 empty] | 0 | 0 | 0 | 0% | 0 | 0 | 0 | 0 | 0 | 0 | 0 | 0 | #N/A | #N/A | #N/A | #N/A | #N/A | #N/A | #N/A | 0 | 0 | 0 | #DIV/0!
[19 empty] | 0 | 0 | 0 | 0% | 0 | 0 | 0 | 0 | 0 | 0 | 0 | 0 | #N/A | #N/A | #N/A | #N/A | #N/A | #N/A | #N/A | 0 | 0 | 0 | #DIV/0!
[19 empty] | 0 | 0 | 0 | 0% | 0 | 0 | 0 | 0 | 0 | 0 | 0 | 0 | #N/A | #N/A | #N/A | #N/A | #N/A | #N/A | #N/A | 0 | 0 | 0 | #DIV/0!
[19 empty] | 0 | 0 | 0 | 0% | 0 | 0 | 0 | 0 | 0 | 0 | 0 | 0 | #N/A | #N/A | #N/A | #N/A | #N/A | #N/A | #N/A | 0 | 0 | 0 | #DIV/0!
[19 empty] | 0 | 0 | 0 | 0% | 0 | 0 | 0 | 0 | 0 | 0 | 0 | 0 | #N/A | #N/A | #N/A | #N/A | #N/A | #N/A | #N/A | 0 | 0 | 0 | #DIV/0!
[19 empty] | 0 | 0 | 0 | 0% | 0 | 0 | 0 | 0 | 0 | 0 | 0 | 0 | #N/A | #N/A | #N/A | #N/A | #N/A | #N/A | #N/A | 0 | 0 | 0 | #DIV/0!
[19 empty] | 0 | 0 | 0 | 0% | 0 | 0 | 0 | 0 | 0 | 0 | 0 | 0 | #N/A | #N/A | #N/A | #N/A | #N/A | #N/A | #N/A | 0 | 0 | 0 | #DIV/0!
[19 empty] | 0 | 0 | 0 | 0% | 0 | 0 | 0 | 0 | 0 | 0 | 0 | 0 | #N/A | #N/A | #N/A | #N/A | #N/A | #N/A | #N/A | 0 | 0 | 0 | #DIV/0!
[19 empty] | 0 | 0 | 0 | 0% | 0 | 0 | 0 | 0 | 0 | 0 | 0 | 0 | #N/A | #N/A | #N/A | #N/A | #N/A | #N/A | #N/A | 0 | 0 | 0 | #DIV/0!
[19 empty] | 0 | 0 | 0 | 0% | 0 | 0 | 0 | 0 | 0 | 0 | 0 | 0 | #N/A | #N/A | #N/A | #N/A | #N/A | #N/A | #N/A | 0 | 0 | 0 | #DIV/0!
[19 empty] | 0 | 0 | 0 | 0% | 0 | 0 | 0 | 0 | 0 | 0 | 0 | 0 | #N/A | #N/A | #N/A | #N/A | #N/A | #N/A | #N/A | 0 | 0 | 0 | #DIV/0!
[19 empty] | 0 | 0 | 0 | 0% | 0 | 0 | 0 | 0 | 0 | 0 | 0 | 0 | #N/A | #N/A | #N/A | #N/A | #N/A | #N/A | #N/A | 0 | 0 | 0 | #DIV/0!
[19 empty] | 0 | 0 | 0 | 0% | 0 | 0 | 0 | 0 | 0 | 0 | 0 | 0 | #N/A | #N/A | #N/A | #N/A | #N/A | #N/A | #N/A | 0 | 0 | 0 | #DIV/0!
[19 empty] | 0 | 0 | 0 | 0% | 0 | 0 | 0 | 0 | 0 | 0 | 0 | 0 | #N/A | #N/A | #N/A | #N/A | #N/A | #N/A | #N/A | 0 | 0 | 0 | #DIV/0!
[19 empty] | 0 | 0 | 0 | 0% | 0 | 0 | 0 | 0 | 0 | 0 | 0 | 0 | #N/A | #N/A | #N/A | #N/A | #N/A | #N/A | #N/A | 0 | 0 | 0 | #DIV/0!
[19 empty] | 0 | 0 | 0 | 0% | 0 | 0 | 0 | 0 | 0 | 0 | 0 | 0 | #N/A | #N/A | #N/A | #N/A | #N/A | #N/A | #N/A | 0 | 0 | 0 | #DIV/0!
[19 empty] | 0 | 0 | 0 | 0% | 0 | 0 | 0 | 0 | 0 | 0 | 0 | 0 | #N/A | #N/A | #N/A | #N/A | #N/A | #N/A | #N/A | 0 | 0 | 0 | #DIV/0!
[19 empty] | 0 | 0 | 0 | 0% | 0 | 0 | 0 | 0 | 0 | 0 | 0 | 0 | #N/A | #N/A | #N/A | #N/A | #N/A | #N/A | #N/A | 0 | 0 | 0 | #DIV/0!
[19 empty] | 0 | 0 | 0 | 0% | 0 | 0 | 0 | 0 | 0 | 0 | 0 | 0 | #N/A | #N/A | #N/A | #N/A | #N/A | #N/A | #N/A | 0 | 0 | 0 | #DIV/0!
[19 empty] | 0 | 0 | 0 | 0% | 0 | 0 | 0 | 0 | 0 | 0 | 0 | 0 | #N/A | #N/A | #N/A | #N/A | #N/A | #N/A | #N/A | 0 | 0 | 0 | #DIV/0!
[19 empty] | 0 | 0 | 0 | 0% | 0 | 0 | 0 | 0 | 0 | 0 | 0 | 0 | #N/A | #N/A | #N/A | #N/A | #N/A | #N/A | #N/A | 0 | 0 | 0 | #DIV/0!
[19 empty] | 0 | 0 | 0 | 0% | 0 | 0 | 0 | 0 | 0 | 0 | 0 | 0 | #N/A | #N/A | #N/A | #N/A | #N/A | #N/A | #N/A | 0 | 0 | 0 | #DIV/0!
[19 empty] | 0 | 0 | 0 | 0% | 0 | 0 | 0 | 0 | 0 | 0 | 0 | 0 | #N/A | #N/A | #N/A | #N/A | #N/A | #N/A | #N/A | 0 | 0 | 0 | #DIV/0!
[19 empty] | 0 | 0 | 0 | 0% | 0 | 0 | 0 | 0 | 0 | 0 | 0 | 0 | #N/A | #N/A | #N/A | #N/A | #N/A | #N/A | #N/A | 0 | 0 | 0 | #DIV/0!
[19 empty] | 0 | 0 | 0 | 0% | 0 | 0 | 0 | 0 | 0 | 0 | 0 | 0 | #N/A | #N/A | #N/A | #N/A | #N/A | #N/A | #N/A | 0 | 0 | 0 | #DIV/0!
[19 empty] | 0 | 0 | 0 | 0% | 0 | 0 | 0 | 0 | 0 | 0 | 0 | 0 | #N/A | #N/A | #N/A | #N/A | #N/A | #N/A | #N/A | 0 | 0 | 0 | #DIV/0!
[19 empty] | 0 | 0 | 0 | 0% | 0 | 0 | 0 | 0 | 0 | 0 | 0 | 0 | #N/A | #N/A | #N/A | #N/A | #N/A | #N/A | #N/A | 0 | 0 | 0 | #DIV/0!
[19 empty] | 0 | 0 | 0 | 0% | 0 | 0 | 0 | 0 | 0 | 0 | 0 | 0 | #N/A | #N/A | #N/A | #N/A | #N/A | #N/A | #N/A | 0 | 0 | 0 | #DIV/0!
[19 empty] | 0 | 0 | 0 | 0% | 0 | 0 | 0 | 0 | 0 | 0 | 0 | 0 | #N/A | #N/A | #N/A | #N/A | #N/A | #N/A | #N/A | 0 | 0 | 0 | #DIV/0!
[19 empty] | 0 | 0 | 0 | 0% | 0 | 0 | 0 | 0 | 0 | 0 | 0 | 0 | #N/A | #N/A | #N/A | #N/A | #N/A | #N/A | #N/A | 0 | 0 | 0 | #DIV/0!
[19 empty] | 0 | 0 | 0 | 0% | 0 | 0 | 0 | 0 | 0 | 0 | 0 | 0 | #N/A | #N/A | #N/A | #N/A | #N/A | #N/A | #N/A | 0 | 0 | 0 | #DIV/0!
[19 empty] | 0 | 0 | 0 | 0% | 0 | 0 | 0 | 0 | 0 | 0 | 0 | 0 | #N/A | #N/A | #N/A | #N/A | #N/A | #N/A | #N/A | 0 | 0 | 0 | #DIV/0!
[19 empty] | 0 | 0 | 0 | 0% | 0 | 0 | 0 | 0 | 0 | 0 | 0 | 0 | #N/A | #N/A | #N/A | #N/A | #N/A | #N/A | #N/A | 0 | 0 | 0 | #DIV/0!
[19 empty] | 0 | 0 | 0 | 0% | 0 | 0 | 0 | 0 | 0 | 0 | 0 | 0 | #N/A | #N/A | #N/A | #N/A | #N/A | #N/A | #N/A | 0 | 0 | 0 | #DIV/0!
[19 empty] | 0 | 0 | 0 | 0% | 0 | 0 | 0 | 0 | 0 | 0 | 0 | 0 | #N/A | #N/A | #N/A | #N/A | #N/A | #N/A | #N/A | 0 | 0 | 0 | #DIV/0!
[19 empty] | 0 | 0 | 0 | 0% | 0 | 0 | 0 | 0 | 0 | 0 | 0 | 0 | #N/A | #N/A | #N/A | #N/A | #N/A | #N/A | #N/A | 0 | 0 | 0 | #DIV/0!
[19 empty] | 0 | 0 | 0 | 0% | 0 | 0 | 0 | 0 | 0 | 0 | 0 | 0 | #N/A | #N/A | #N/A | #N/A | #N/A | #N/A | #N/A | 0 | 0 | 0 | #DIV/0!
[19 empty] | 0 | 0 | 0 | 0% | 0 | 0 | 0 | 0 | 0 | 0 | 0 | 0 | #N/A | #N/A | #N/A | #N/A | #N/A | #N/A | #N/A | 0 | 0 | 0 | #DIV/0!
[19 empty] | 0 | 0 | 0 | 0% | 0 | 0 | 0 | 0 | 0 | 0 | 0 | 0 | #N/A | #N/A | #N/A | #N/A | #N/A | #N/A | #N/A | 0 | 0 | 0 | #DIV/0!
[19 empty] | 0 | 0 | 0 | 0% | 0 | 0 | 0 | 0 | 0 | 0 | 0 | 0 | #N/A | #N/A | #N/A | #N/A | #N/A | #N/A | #N/A | 0 | 0 | 0 | #DIV/0!
[19 empty] | 0 | 0 | 0 | 0% | 0 | 0 | 0 | 0 | 0 | 0 | 0 | 0 | #N/A | #N/A | #N/A | #N/A | #N/A | #N/A | #N/A | 0 | 0 | 0 | #DIV/0!
[19 empty] | 0 | 0 | 0 | 0% | 0 | 0 | 0 | 0 | 0 | 0 | 0 | 0 | #N/A | #N/A | #N/A | #N/A | #N/A | #N/A | #N/A | 0 | 0 | 0 | #DIV/0!
[19 empty] | 0 | 0 | 0 | 0% | 0 | 0 | 0 | 0 | 0 | 0 | 0 | 0 | #N/A | #N/A | #N/A | #N/A | #N/A | #N/A | #N/A | 0 | 0 | 0 | #DIV/0!
[19 empty] | 0 | 0 | 0 | 0% | 0 | 0 | 0 | 0 | 0 | 0 | 0 | 0 | #N/A | #N/A | #N/A | #N/A | #N/A | #N/A | #N/A | 0 | 0 | 0 | #DIV/0!
[19 empty] | 0 | 0 | 0 | 0% | 0 | 0 | 0 | 0 | 0 | 0 | 0 | 0 | #N/A | #N/A | #N/A | #N/A | #N/A | #N/A | #N/A | 0 | 0 | 0 | #DIV/0!
[19 empty] | 0 | 0 | 0 | 0% | 0 | 0 | 0 | 0 | 0 | 0 | 0 | 0 | #N/A | #N/A | #N/A | #N/A | #N/A | #N/A | #N/A | 0 | 0 | 0 | #DIV/0!
[19 empty] | 0 | 0 | 0 | 0% | 0 | 0 | 0 | 0 | 0 | 0 | 0 | 0 | #N/A | #N/A | #N/A | #N/A | #N/A | #N/A | #N/A | 0 | 0 | 0 | #DIV/0!
[19 empty] | 0 | 0 | 0 | 0% | 0 | 0 | 0 | 0 | 0 | 0 | 0 | 0 | #N/A | #N/A | #N/A | #N/A | #N/A | #N/A | #N/A | 0 | 0 | 0 | #DIV/0!
[19 empty] | 0 | 0 | 0 | 0% | 0 | 0 | 0 | 0 | 0 | 0 | 0 | 0 | #N/A | #N/A | #N/A | #N/A | #N/A | #N/A | #N/A | 0 | 0 | 0 | #DIV/0!
[19 empty] | 0 | 0 | 0 | 0% | 0 | 0 | 0 | 0 | 0 | 0 | 0 | 0 | #N/A | #N/A | #N/A | #N/A | #N/A | #N/A | #N/A | 0 | 0 | 0 | #DIV/0!
[19 empty] | 0 | 0 | 0 | 0% | 0 | 0 | 0 | 0 | 0 | 0 | 0 | 0 | #N/A | #N/A | #N/A | #N/A | #N/A | #N/A | #N/A | 0 | 0 | 0 | #DIV/0!
[19 empty] | 0 | 0 | 0 | 0% | 0 | 0 | 0 | 0 | 0 | 0 | 0 | 0 | #N/A | #N/A | #N/A | #N/A | #N/A | #N/A | #N/A | 0 | 0 | 0 | #DIV/0!
[19 empty] | 0 | 0 | 0 | 0% | 0 | 0 | 0 | 0 | 0 | 0 | 0 | 0 | #N/A | #N/A | #N/A | #N/A | #N/A | #N/A | #N/A | 0 | 0 | 0 | #DIV/0!
[19 empty] | 0 | 0 | 0 | 0% | 0 | 0 | 0 | 0 | 0 | 0 | 0 | 0 | #N/A | #N/A | #N/A | #N/A | #N/A | #N/A | #N/A | 0 | 0 | 0 | #DIV/0!
[19 empty] | 0 | 0 | 0 | 0% | 0 | 0 | 0 | 0 | 0 | 0 | 0 | 0 | #N/A | #N/A | #N/A | #N/A | #N/A | #N/A | #N/A | 0 | 0 | 0 | #DIV/0!
[19 empty] | 0 | 0 | 0 | 0% | 0 | 0 | 0 | 0 | 0 | 0 | 0 | 0 | #N/A | #N/A | #N/A | #N/A | #N/A | #N/A | #N/A | 0 | 0 | 0 | #DIV/0!
[19 empty] | 0 | 0 | 0 | 0% | 0 | 0 | 0 | 0 | 0 | 0 | 0 | 0 | #N/A | #N/A | #N/A | #N/A | #N/A | #N/A | #N/A | 0 | 0 | 0 | #DIV/0!
[19 empty] | 0 | 0 | 0 | 0% | 0 | 0 | 0 | 0 | 0 | 0 | 0 | 0 | #N/A | #N/A | #N/A | #N/A | #N/A | #N/A | #N/A | 0 | 0 | 0 | #DIV/0!
[19 empty] | 0 | 0 | 0 | 0% | 0 | 0 | 0 | 0 | 0 | 0 | 0 | 0 | #N/A | #N/A | #N/A | #N/A | #N/A | #N/A | #N/A | 0 | 0 | 0 | #DIV/0!
[19 empty] | 0 | 0 | 0 | 0% | 0 | 0 | 0 | 0 | 0 | 0 | 0 | 0 | #N/A | #N/A | #N/A | #N/A | #N/A | #N/A | #N/A | 0 | 0 | 0 | #DIV/0!
[19 empty] | 0 | 0 | 0 | 0% | 0 | 0 | 0 | 0 | 0 | 0 | 0 | 0 | #N/A | #N/A | #N/A | #N/A | #N/A | #N/A | #N/A | 0 | 0 | 0 | #DIV/0!
[19 empty] | 0 | 0 | 0 | 0% | 0 | 0 | 0 | 0 | 0 | 0 | 0 | 0 | #N/A | #N/A | #N/A | #N/A | #N/A | #N/A | #N/A | 0 | 0 | 0 | #DIV/0!
[19 empty] | 0 | 0 | 0 | 0% | 0 | 0 | 0 | 0 | 0 | 0 | 0 | 0 | #N/A | #N/A | #N/A | #N/A | #N/A | #N/A | #N/A | 0 | 0 | 0 | #DIV/0!
[19 empty] | 0 | 0 | 0 | 0% | 0 | 0 | 0 | 0 | 0 | 0 | 0 | 0 | #N/A | #N/A | #N/A | #N/A | #N/A | #N/A | #N/A | 0 | 0 | 0 | #DIV/0!
[19 empty] | 0 | 0 | 0 | 0% | 0 | 0 | 0 | 0 | 0 | 0 | 0 | 0 | #N/A | #N/A | #N/A | #N/A | #N/A | #N/A | #N/A | 0 | 0 | 0 | #DIV/0!
[19 empty] | 0 | 0 | 0 | 0% | 0 | 0 | 0 | 0 | 0 | 0 | 0 | 0 | #N/A | #N/A | #N/A | #N/A | #N/A | #N/A | #N/A | 0 | 0 | 0 | #DIV/0!
[19 empty] | 0 | 0 | 0 | 0% | 0 | 0 | 0 | 0 | 0 | 0 | 0 | 0 | #N/A | #N/A | #N/A | #N/A | #N/A | #N/A | #N/A | 0 | 0 | 0 | #DIV/0!
[19 empty] | 0 | 0 | 0 | 0% | 0 | 0 | 0 | 0 | 0 | 0 | 0 | 0 | #N/A | #N/A | #N/A | #N/A | #N/A | #N/A | #N/A | 0 | 0 | 0 | #DIV/0!
[19 empty] | 0 | 0 | 0 | 0% | 0 | 0 | 0 | 0 | 0 | 0 | 0 | 0 | #N/A | #N/A | #N/A | #N/A | #N/A | #N/A | #N/A | 0 | 0 | 0 | #DIV/0!
[19 empty] | 0 | 0 | 0 | 0% | 0 | 0 | 0 | 0 | 0 | 0 | 0 | 0 | #N/A | #N/A | #N/A | #N/A | #N/A | #N/A | #N/A | 0 | 0 | 0 | #DIV/0!
[19 empty] | 0 | 0 | 0 | 0% | 0 | 0 | 0 | 0 | 0 | 0 | 0 | 0 | #N/A | #N/A | #N/A | #N/A | #N/A | #N/A | #N/A | 0 | 0 | 0 | #DIV/0!
[19 empty] | 0 | 0 | 0 | 0% | 0 | 0 | 0 | 0 | 0 | 0 | 0 | 0 | #N/A | #N/A | #N/A | #N/A | #N/A | #N/A | #N/A | 0 | 0 | 0 | #DIV/0!
[19 empty] | 0 | 0 | 0 | 0% | 0 | 0 | 0 | 0 | 0 | 0 | 0 | 0 | #N/A | #N/A | #N/A | #N/A | #N/A | #N/A | #N/A | 0 | 0 | 0 | #DIV/0!
[19 empty] | 0 | 0 | 0 | 0% | 0 | 0 | 0 | 0 | 0 | 0 | 0 | 0 | #N/A | #N/A | #N/A | #N/A | #N/A | #N/A | #N/A | 0 | 0 | 0 | #DIV/0!
[19 empty] | 0 | 0 | 0 | 0% | 0 | 0 | 0 | 0 | 0 | 0 | 0 | 0 | #N/A | #N/A | #N/A | #N/A | #N/A | #N/A | #N/A | 0 | 0 | 0 | #DIV/0!
[19 empty] | 0 | 0 | 0 | 0% | 0 | 0 | 0 | 0 | 0 | 0 | 0 | 0 | #N/A | #N/A | #N/A | #N/A | #N/A | #N/A | #N/A | 0 | 0 | 0 | #DIV/0!
[19 empty] | 0 | 0 | 0 | 0% | 0 | 0 | 0 | 0 | 0 | 0 | 0 | 0 | #N/A | #N/A | #N/A | #N/A | #N/A | #N/A | #N/A | 0 | 0 | 0 | #DIV/0!
[19 empty] | 0 | 0 | 0 | 0% | 0 | 0 | 0 | 0 | 0 | 0 | 0 | 0 | #N/A | #N/A | #N/A | #N/A | #N/A | #N/A | #N/A | 0 | 0 | 0 | #DIV/0!
[19 empty] | 0 | 0 | 0 | 0% | 0 | 0 | 0 | 0 | 0 | 0 | 0 | 0 | #N/A | #N/A | #N/A | #N/A | #N/A | #N/A | #N/A | 0 | 0 | 0 | #DIV/0!
[19 empty] | 0 | 0 | 0 | 0% | 0 | 0 | 0 | 0 | 0 | 0 | 0 | 0 | #N/A | #N/A | #N/A | #N/A | #N/A | #N/A | #N/A | 0 | 0 | 0 | #DIV/0!
[19 empty] | 0 | 0 | 0 | 0% | 0 | 0 | 0 | 0 | 0 | 0 | 0 | 0 | #N/A | #N/A | #N/A | #N/A | #N/A | #N/A | #N/A | 0 | 0 | 0 | #DIV/0!
[19 empty] | 0 | 0 | 0 | 0% | 0 | 0 | 0 | 0 | 0 | 0 | 0 | 0 | #N/A | #N/A | #N/A | #N/A | #N/A | #N/A | #N/A | 0 | 0 | 0 | #DIV/0!
[19 empty] | 0 | 0 | 0 | 0% | 0 | 0 | 0 | 0 | 0 | 0 | 0 | 0 | #N/A | #N/A | #N/A | #N/A | #N/A | #N/A | #N/A | 0 | 0 | 0 | #DIV/0!
[19 empty] | 0 | 0 | 0 | 0% | 0 | 0 | 0 | 0 | 0 | 0 | 0 | 0 | #N/A | #N/A | #N/A | #N/A | #N/A | #N/A | #N/A | 0 | 0 | 0 | #DIV/0!

## Home Energy Reports {E}
Rtn to Summary |  | Order Number | Program Name | Discount Rate: | 6.8% | [9 empty] | Paste in incentives but use DBtC for Total
| Program: | 18230461 | Home Energy Reports {E}
| paste |  |  | paste | paste | paste | paste | paste | paste | paste | paste | paste | paste | Paste | paste | paste | paste | paste | Formula: G + H | Formula: (O/A10)*T | Formula: N - M | Formula: O/A10 | Formula: W*A8 | Formula: Q - P | Formula: X + DBtC | Formula: Q + X | Formula: Z/(1+ElecDiscountRate)^1 | Formula: AA/(1+ElecDiscountRate)^1 | Formula: -PV (ElecDiscount Rate,T,R)*J | Formula: - PV (ElecDiscount Rate, T, S)*J |  | AF*J*K |  | AH*J*L | AG + AI |  | AG +AI -AK | formula: Logic to lookup from AC tables and adjust by savings and quantity | Formula: Utility Savings (AM)*1.1+AD+AE | formula: AM/AB | formula: AN/AC
| Sch. No. | Order Number | Program Name | Measure Version | Measure Name | First Period Measure Life | Second period Measure Life | Electric End-Use Type | Number of units offered | Savings per Unit Period 1 | Savngs per Unit Period 2 | Incentives Per Unit | Incremental Measure Cost per Unit | Total First Year Savings | Total Incentive | Total Incremental Measure Cost | Unit First Year Non-Energy Benefits | Unit Annual Net Equipment O&M | Total Measure Life | Weighted Life | Agency or Customer Cost per Unit | Percent Unit overhead | Program Overhead Cost | Total Customer Cost | Total Utility Program Costs | Total Resource Cost | PV Total Utility Program Costs | PV Total Resource Costs | PV Total Non-Energy Benefits | PV Total Net Equipment O&M | Unit PV First period Savings for 1 kWh | Total First Period Savings | Unit PV Savings for Second Period for 1 kWh | Total Second period Savings | Unadjusted Total | Decrement | Final UC Total Savings | PV Total Savings UC | PV Total Savings TRC | UC B/C Ratio | TRC B/C Ratio
DBTC: | E214 | 18230461 | Home Energy Reports {E} | 13353-1 | Energy Report - E - Res | 2 |  | Res Lighting | 2112216 | 23.75 |  | 0.46 | 0.46 | 50165130 | 971619.36 | 971619.36 | 0 | 0 | 2 | 2 | 0 | 100% | 846370.84 | 0 | 1577453.42 | 1817990.2 | 1477016.3109 | 1702238.015 | 0 | 0 | 0.17814 | 8936326.5363 | 0.17814 | 0 | 8936326.5363 | 0 | 8936326.5363 | 8936326.5363 | 9829959.19 | 6.0503 | 5.7747
731082.58 | [19 empty] | 0 | 0 | 0% | 0 | 0 | 0 | 0 | 0 | 0 | 0 | 0 | #N/A | #N/A | #N/A | #N/A | #N/A | #N/A | #N/A | 0 | 0 | 0 | #DIV/0!
Program Costs: | [18 empty] | 0 | 0 | 0 | 0% | 0 | 0 | 0 | 0 | 0 | 0 | 0 | 0 | #N/A | #N/A | #N/A | #N/A | #N/A | #N/A | #N/A | 0 | 0 | 0 | #DIV/0!
846370.84 | [18 empty] | 0 | 0 | 0 | 0% | 0 | 0 | 0 | 0 | 0 | 0 | 0 | 0 | #N/A | #N/A | #N/A | #N/A | #N/A | #N/A | #N/A | 0 | 0 | 0 | #DIV/0!
Total Savings (kWh): | [18 empty] | 0 | 0 | 0 | 0% | 0 | 0 | 0 | 0 | 0 | 0 | 0 | 0 | #N/A | #N/A | #N/A | #N/A | #N/A | #N/A | #N/A | 0 | 0 | 0 | #DIV/0!
50165130 | [18 empty] | 0 | 0 | 0 | 0% | 0 | 0 | 0 | 0 | 0 | 0 | 0 | 0 | #N/A | #N/A | #N/A | #N/A | #N/A | #N/A | #N/A | 0 | 0 | 0 | #DIV/0!
Total Incentives: | [18 empty] | 0 | 0 | 0 | 0% | 0 | 0 | 0 | 0 | 0 | 0 | 0 | 0 | #N/A | #N/A | #N/A | #N/A | #N/A | #N/A | #N/A | 0 | 0 | 0 | #DIV/0!
971619.36 | [18 empty] | 0 | 0 | 0 | 0% | 0 | 0 | 0 | 0 | 0 | 0 | 0 | 0 | #N/A | #N/A | #N/A | #N/A | #N/A | #N/A | #N/A | 0 | 0 | 0 | #DIV/0!
Total Customer Costs: | [18 empty] | 0 | 0 | 0 | 0% | 0 | 0 | 0 | 0 | 0 | 0 | 0 | 0 | #N/A | #N/A | #N/A | #N/A | #N/A | #N/A | #N/A | 0 | 0 | 0 | #DIV/0!
0 | [18 empty] | 0 | 0 | 0 | 0% | 0 | 0 | 0 | 0 | 0 | 0 | 0 | 0 | #N/A | #N/A | #N/A | #N/A | #N/A | #N/A | #N/A | 0 | 0 | 0 | #DIV/0!
Weighted Avg Life | [18 empty] | 0 | 0 | 0 | 0% | 0 | 0 | 0 | 0 | 0 | 0 | 0 | 0 | #N/A | #N/A | #N/A | #N/A | #N/A | #N/A | #N/A | 0 | 0 | 0 | #DIV/0!
2 | [18 empty] | 0 | 0 | 0 | 0% | 0 | 0 | 0 | 0 | 0 | 0 | 0 | 0 | #N/A | #N/A | #N/A | #N/A | #N/A | #N/A | #N/A | 0 | 0 | 0 | #DIV/0!
Total Utility Cost | [18 empty] | 0 | 0 | 0 | 0% | 0 | 0 | 0 | 0 | 0 | 0 | 0 | 0 | #N/A | #N/A | #N/A | #N/A | #N/A | #N/A | #N/A | 0 | 0 | 0 | #DIV/0!
1577453.42 | [18 empty] | 0 | 0 | 0 | 0% | 0 | 0 | 0 | 0 | 0 | 0 | 0 | 0 | #N/A | #N/A | #N/A | #N/A | #N/A | #N/A | #N/A | 0 | 0 | 0 | #DIV/0!
Total Resource Cost | [18 empty] | 0 | 0 | 0 | 0% | 0 | 0 | 0 | 0 | 0 | 0 | 0 | 0 | #N/A | #N/A | #N/A | #N/A | #N/A | #N/A | #N/A | 0 | 0 | 0 | #DIV/0!
1817990.2 | [18 empty] | 0 | 0 | 0 | 0% | 0 | 0 | 0 | 0 | 0 | 0 | 0 | 0 | #N/A | #N/A | #N/A | #N/A | #N/A | #N/A | #N/A | 0 | 0 | 0 | #DIV/0!
UC B/C Ratio | [18 empty] | 0 | 0 | 0 | 0% | 0 | 0 | 0 | 0 | 0 | 0 | 0 | 0 | #N/A | #N/A | #N/A | #N/A | #N/A | #N/A | #N/A | 0 | 0 | 0 | #DIV/0!
6.0503 | [18 empty] | 0 | 0 | 0 | 0% | 0 | 0 | 0 | 0 | 0 | 0 | 0 | 0 | #N/A | #N/A | #N/A | #N/A | #N/A | #N/A | #N/A | 0 | 0 | 0 | #DIV/0!
TRC B/C Ratio | [18 empty] | 0 | 0 | 0 | 0% | 0 | 0 | 0 | 0 | 0 | 0 | 0 | 0 | #N/A | #N/A | #N/A | #N/A | #N/A | #N/A | #N/A | 0 | 0 | 0 | #DIV/0!
5.7747 | [18 empty] | 0 | 0 | 0 | 0% | 0 | 0 | 0 | 0 | 0 | 0 | 0 | 0 | #N/A | #N/A | #N/A | #N/A | #N/A | #N/A | #N/A | 0 | 0 | 0 | #DIV/0!

## Efficiency Boost {E}
Rtn to Summary |  | Order Number | Program Name | Discount Rate: | 6.8% | [9 empty] | Paste in incentives but use DBtC for Total
| Program: | 18230751 | Efficiency Boost {E}
| paste |  |  | paste | paste | paste | paste | paste | paste | paste | paste | paste | paste | Paste | paste | paste | paste | paste | Formula: G + H | Formula: (O/A10)*T | Formula: N - M | Formula: O/A10 | Formula: W*A8 | Formula: Q - P | Formula: X + DBtC | Formula: Q + X | Formula: Z/(1+ElecDiscountRate)^1 | Formula: AA/(1+ElecDiscountRate)^1 | Formula: -PV (ElecDiscount Rate,T,R)*J | Formula: - PV (ElecDiscount Rate, T, S)*J |  | AF*J*K |  | AH*J*L | AG + AI |  | AG +AI -AK | formula: Logic to lookup from AC tables and adjust by savings and quantity | Formula: Utility Savings (AM)*1.1+AD+AE | formula: AM/AB | formula: AN/AC
| Sch. No. | Order Number | Program Name | Measure Version | Measure Name | First Period Measure Life | Second period Measure Life | Electric End-Use Type | Number of units offered | Savings per Unit Period 1 | Savngs per Unit Period 2 | Incentives Per Unit | Incremental Measure Cost per Unit | Total First Year Savings | Total Incentive | Total Incremental Measure Cost | Unit First Year Non-Energy Benefits | Unit Annual Net Equipment O&M | Total Measure Life | Weighted Life | Agency or Customer Cost per Unit | Percent Unit overhead | Program Overhead Cost | Total Customer Cost | Total Utility Program Costs | Total Resource Cost | PV Total Utility Program Costs | PV Total Resource Costs | PV Total Non-Energy Benefits | PV Total Net Equipment O&M | Unit PV First period Savings for 1 kWh | Total First Period Savings | Unit PV Savings for Second Period for 1 kWh | Total Second period Savings | Unadjusted Total | Decrement | Final UC Total Savings | PV Total Savings UC | PV Total Savings TRC | UC B/C Ratio | TRC B/C Ratio
DBTC: | E214 | 18230751 | Efficiency Boost {E} | [15 empty] | 0 | #DIV/0! | 0 | #DIV/0! | #DIV/0! | 0 | #DIV/0! | #DIV/0! | #DIV/0! | #DIV/0! | 0 | 0 | #N/A | #N/A | #N/A | #N/A | #N/A | #N/A | #N/A | 0 | 0 | 0 | #DIV/0!
0 | [18 empty] | 0 | #DIV/0! | 0 | #DIV/0! | #DIV/0! | 0 | #DIV/0! | #DIV/0! | #DIV/0! | #DIV/0! | 0 | 0 | #N/A | #N/A | #N/A | #N/A | #N/A | #N/A | #N/A | 0 | 0 | 0 | #DIV/0!
Program Costs: | [18 empty] | 0 | #DIV/0! | 0 | #DIV/0! | #DIV/0! | 0 | #DIV/0! | #DIV/0! | #DIV/0! | #DIV/0! | 0 | 0 | #N/A | #N/A | #N/A | #N/A | #N/A | #N/A | #N/A | 0 | 0 | 0 | #DIV/0!
67647.7 | [18 empty] | 0 | #DIV/0! | 0 | #DIV/0! | #DIV/0! | 0 | #DIV/0! | #DIV/0! | #DIV/0! | #DIV/0! | 0 | 0 | #N/A | #N/A | #N/A | #N/A | #N/A | #N/A | #N/A | 0 | 0 | 0 | #DIV/0!
Total Savings (kWh): | [18 empty] | 0 | #DIV/0! | 0 | #DIV/0! | #DIV/0! | 0 | #DIV/0! | #DIV/0! | #DIV/0! | #DIV/0! | 0 | 0 | #N/A | #N/A | #N/A | #N/A | #N/A | #N/A | #N/A | 0 | 0 | 0 | #DIV/0!
0 | [18 empty] | 0 | #DIV/0! | 0 | #DIV/0! | #DIV/0! | 0 | #DIV/0! | #DIV/0! | #DIV/0! | #DIV/0! | 0 | 0 | #N/A | #N/A | #N/A | #N/A | #N/A | #N/A | #N/A | 0 | 0 | 0 | #DIV/0!
Total Incentives: | [18 empty] | 0 | #DIV/0! | 0 | #DIV/0! | #DIV/0! | 0 | #DIV/0! | #DIV/0! | #DIV/0! | #DIV/0! | 0 | 0 | #N/A | #N/A | #N/A | #N/A | #N/A | #N/A | #N/A | 0 | 0 | 0 | #DIV/0!
0 | [18 empty] | 0 | #DIV/0! | 0 | #DIV/0! | #DIV/0! | 0 | #DIV/0! | #DIV/0! | #DIV/0! | #DIV/0! | 0 | 0 | #N/A | #N/A | #N/A | #N/A | #N/A | #N/A | #N/A | 0 | 0 | 0 | #DIV/0!
Total Customer Costs: | [18 empty] | 0 | #DIV/0! | 0 | #DIV/0! | #DIV/0! | 0 | #DIV/0! | #DIV/0! | #DIV/0! | #DIV/0! | 0 | 0 | #N/A | #N/A | #N/A | #N/A | #N/A | #N/A | #N/A | 0 | 0 | 0 | #DIV/0!
0 | [18 empty] | 0 | #DIV/0! | 0 | #DIV/0! | #DIV/0! | 0 | #DIV/0! | #DIV/0! | #DIV/0! | #DIV/0! | 0 | 0 | #N/A | #N/A | #N/A | #N/A | #N/A | #N/A | #N/A | 0 | 0 | 0 | #DIV/0!
Weighted Avg Life | [18 empty] | 0 | #DIV/0! | 0 | #DIV/0! | #DIV/0! | 0 | #DIV/0! | #DIV/0! | #DIV/0! | #DIV/0! | 0 | 0 | #N/A | #N/A | #N/A | #N/A | #N/A | #N/A | #N/A | 0 | 0 | 0 | #DIV/0!
#DIV/0! | [18 empty] | 0 | #DIV/0! | 0 | #DIV/0! | #DIV/0! | 0 | #DIV/0! | #DIV/0! | #DIV/0! | #DIV/0! | 0 | 0 | #N/A | #N/A | #N/A | #N/A | #N/A | #N/A | #N/A | 0 | 0 | 0 | #DIV/0!
Total Utility Cost | [18 empty] | 0 | #DIV/0! | 0 | #DIV/0! | #DIV/0! | 0 | #DIV/0! | #DIV/0! | #DIV/0! | #DIV/0! | 0 | 0 | #N/A | #N/A | #N/A | #N/A | #N/A | #N/A | #N/A | 0 | 0 | 0 | #DIV/0!
67647.7 | [18 empty] | 0 | #DIV/0! | 0 | #DIV/0! | #DIV/0! | 0 | #DIV/0! | #DIV/0! | #DIV/0! | #DIV/0! | 0 | 0 | #N/A | #N/A | #N/A | #N/A | #N/A | #N/A | #N/A | 0 | 0 | 0 | #DIV/0!
Total Resource Cost | [18 empty] | 0 | #DIV/0! | 0 | #DIV/0! | #DIV/0! | 0 | #DIV/0! | #DIV/0! | #DIV/0! | #DIV/0! | 0 | 0 | #N/A | #N/A | #N/A | #N/A | #N/A | #N/A | #N/A | 0 | 0 | 0 | #DIV/0!
67647.7 | [18 empty] | 0 | #DIV/0! | 0 | #DIV/0! | #DIV/0! | 0 | #DIV/0! | #DIV/0! | #DIV/0! | #DIV/0! | 0 | 0 | #N/A | #N/A | #N/A | #N/A | #N/A | #N/A | #N/A | 0 | 0 | 0 | #DIV/0!
UC B/C Ratio | [18 empty] | 0 | #DIV/0! | 0 | #DIV/0! | #DIV/0! | 0 | #DIV/0! | #DIV/0! | #DIV/0! | #DIV/0! | 0 | 0 | #N/A | #N/A | #N/A | #N/A | #N/A | #N/A | #N/A | 0 | 0 | 0 | #DIV/0!
#DIV/0! | [18 empty] | 0 | #DIV/0! | 0 | #DIV/0! | #DIV/0! | 0 | #DIV/0! | #DIV/0! | #DIV/0! | #DIV/0! | 0 | 0 | #N/A | #N/A | #N/A | #N/A | #N/A | #N/A | #N/A | 0 | 0 | 0 | #DIV/0!
TRC B/C Ratio | [18 empty] | 0 | #DIV/0! | 0 | #DIV/0! | #DIV/0! | 0 | #DIV/0! | #DIV/0! | #DIV/0! | #DIV/0! | 0 | 0 | #N/A | #N/A | #N/A | #N/A | #N/A | #N/A | #N/A | 0 | 0 | 0 | #DIV/0!
#DIV/0! | [18 empty] | 0 | #DIV/0! | 0 | #DIV/0! | #DIV/0! | 0 | #DIV/0! | #DIV/0! | #DIV/0! | #DIV/0! | 0 | 0 | #N/A | #N/A | #N/A | #N/A | #N/A | #N/A | #N/A | 0 | 0 | 0 | #DIV/0!

## Res Midstream HVAC & WH {E}
Rtn to Summary |  | Order Number | Program Name | Discount Rate: | 6.8% | [9 empty] | Paste in incentives but use DBtC for Total
| Program: | 18230162 | Residential Midstream HVAC and Water Heat {E}
| paste |  |  | paste | paste | paste | paste | paste | paste | paste | paste | paste | paste | Paste | paste | paste | paste | paste | Formula: G + H | Formula: (O/A10)*T | Formula: N - M | Formula: O/A10 | Formula: W*A8 | Formula: Q - P | Formula: X + DBtC | Formula: Q + X | Formula: Z/(1+ElecDiscountRate)^1 | Formula: AA/(1+ElecDiscountRate)^1 | Formula: -PV (ElecDiscount Rate,T,R)*J | Formula: - PV (ElecDiscount Rate, T, S)*J |  | AF*J*K |  | AH*J*L | AG + AI |  | AG +AI -AK | formula: Logic to lookup from AC tables and adjust by savings and quantity | Formula: Utility Savings (AM)*1.1+AD+AE | formula: AM/AB | formula: AN/AC
| Sch. No. | Order Number | Program Name | Measure Version | Measure Name | First Period Measure Life | Second period Measure Life | Electric End-Use Type | Number of units offered | Savings per Unit Period 1 | Savngs per Unit Period 2 | Incentives Per Unit | Incremental Measure Cost per Unit | Total First Year Savings | Total Incentive | Total Incremental Measure Cost | Unit First Year Non-Energy Benefits | Unit Annual Net Equipment O&M | Total Measure Life | Weighted Life | Agency or Customer Cost per Unit | Percent Unit overhead | Program Overhead Cost | Total Customer Cost | Total Utility Program Costs | Total Resource Cost | PV Total Utility Program Costs | PV Total Resource Costs | PV Total Non-Energy Benefits | PV Total Net Equipment O&M | Unit PV First period Savings for 1 kWh | Total First Period Savings | Unit PV Savings for Second Period for 1 kWh | Total Second period Savings | Unadjusted Total | Decrement | Final UC Total Savings | PV Total Savings UC | PV Total Savings TRC | UC B/C Ratio | TRC B/C Ratio
DBTC: | E214 | 18230162 | Residential Midstream HVAC and Water Heat {E} | 12853-1 | Heat Pump - Ductless - Tier 1 - Less than 65 kBtuh - EH - Res - EX | 15 |  | SF Heat Pump | 389 | 1109.2725 |  | 400 | 500 | 431507 | 155850 | 194500 | 0 | 0 | 15 | 0.35576 | 100 | 2.372% | 28643.7933 | 38650 | 197901.9179 | 223143.7933 | 185301.4212 | 208936.1361 | 0 | 0 | 1.3072 | 564063.6123 | 1.3072 | 0 | 564063.6123 | 0 | 564063.6123 | 564063.6123 | 620469.9735 | 3.044 | 2.9697
7136469.67 | E214 | 18230162 | Residential Midstream HVAC and Water Heat {E} | 12853-2 | Heat Pump - Ductless - Tier 1 - Less than 65 kBtuh - EH - Res - EX | 15 |  | SF Heat Pump | 810 | 2297.4963 |  | 400 | 500 | 1860972 | 328150 | 405000 | 0 | 0 | 15 | 1.5343 | 100 | 10.23% | 123532.8682 | 76850 | 853496.9951 | 528532.8682 | 799154.4898 | 494880.9627 | 0 | 0 | 1.3072 | 2432652.5148 | 1.3072 | 0 | 2432652.5148 | 0 | 2432652.5148 | 2432652.5148 | 2675917.7663 | 3.044 | 5.4072
Program Costs: | E214 | 18230162 | Residential Midstream HVAC and Water Heat {E} | 12854-1 | Heat Pump - Ductless - Tier 1 - Less than 65 kBtuh - EH - Res - NC | 15 |  | SF Heat Pump | 334 | 1065.0689 |  | 400 | 500 | 355733 | 138450 | 167000 | 0 | 0 | 15 | 0.29329 | 100 | 1.955% | 23613.8522 | 28550 | 163149.7124 | 190613.8522 | 152761.903 | 178477.3897 | 0 | 0 | 1.3072 | 465012.2501 | 1.3072 | 0 | 465012.2501 | 0 | 465012.2501 | 465012.2501 | 511513.4751 | 3.044 | 2.866
1207714.92 | E214 | 18230162 | Residential Midstream HVAC and Water Heat {E} | 12854-2 | Heat Pump - Ductless - Tier 1 - Less than 65 kBtuh - EH - Res - NC | 15 |  | SF Heat Pump | 152 | 470.2237 |  | 400 | 500 | 71474 | 61650 | 76000 | 0 | 0 | 15 | 0.058927 | 100 | 0.3928% | 4744.5035 | 14350 | 32780.0978 | 80744.5035 | 30692.9755 | 75603.4677 | 0 | 0 | 1.3072 | 93430.4255 | 1.3072 | 0 | 93430.4255 | 0 | 93430.4255 | 93430.4255 | 102773.4681 | 3.044 | 1.3594
Total Savings (kWh): | E214 | 18230162 | Residential Midstream HVAC and Water Heat {E} | 12856-1 | Heat Pump - Ductless - Tier 2 - Less than 65 kBtuh - EH - Res - EX | 15 |  | SF Heat Pump | 817 | 1512.6646 |  | 600 | 840 | 1235847 | 490300 | 686280 | 0 | 0 | 15 | 1.0189 | 240 | 6.793% | 82036.5511 | 195980 | 566796.1156 | 768316.5511 | 530707.9734 | 719397.5198 | 0 | 0 | 1.3072 | 1615492.502 | 1.3072 | 0 | 1615492.502 | 0 | 1615492.502 | 1615492.502 | 1777041.7522 | 3.044 | 2.4702
18193730 | E214 | 18230162 | Residential Midstream HVAC and Water Heat {E} | 12856-2 | Heat Pump - Ductless - Tier 2 - Less than 65 kBtuh - EH - Res - EX | 15 |  | SF Heat Pump | 1625 | 2761.8431 |  | 600 | 840 | 4487995 | 981400 | 1365000 | 0 | 0 | 15 | 3.7002 | 240 | 24.67% | 297916.8385 | 383600 | 2058327.7161 | 1662916.8385 | 1927273.1425 | 1557038.2383 | 0 | 0 | 1.3072 | 5866682.746 | 1.3072 | 0 | 5866682.746 | 0 | 5866682.746 | 5866682.746 | 6453351.0206 | 3.044 | 4.1446
Total Incentives: | E214 | 18230162 | Residential Midstream HVAC and Water Heat {E} | 12857-1 | Heat Pump - Ductless - Tier 2 - Less than 65 kBtuh - EH - Res - NC | 15 |  | SF Heat Pump | 177 | 1732.9435 |  | 600 | 840 | 306731 | 106300 | 148680 | 0 | 0 | 15 | 0.25289 | 240 | 1.686% | 20361.0587 | 42380 | 140675.9407 | 169041.0587 | 131719.0456 | 158278.1449 | 0 | 0 | 1.3072 | 400957.1012 | 1.3072 | 0 | 400957.1012 | 0 | 400957.1012 | 400957.1012 | 441052.8113 | 3.044 | 2.7866
4576700 | E214 | 18230162 | Residential Midstream HVAC and Water Heat {E} | 12857-2 | Heat Pump - Ductless - Tier 2 - Less than 65 kBtuh - EH - Res - NC | 15 |  | SF Heat Pump | 460 | 1147.5348 |  | 600 | 840 | 527866 | 276500 | 386400 | 0 | 0 | 15 | 0.4352 | 240 | 2.901% | 35040.1838 | 109900 | 242095.0153 | 421440.1838 | 226680.7259 | 394606.9137 | 0 | 0 | 1.3072 | 690023.575 | 1.3072 | 0 | 690023.575 | 0 | 690023.575 | 690023.575 | 759025.9325 | 3.044 | 1.9235
Total Customer Costs: | E214 | 18230162 | Residential Midstream HVAC and Water Heat {E} | 12859-2 | Heat Pump - Packaged - Tier 1 - Less than 65 kBtuh - EH - Res - EX | 15 |  | SF Heat Pump | 1 | 3254 |  | 300 | 450 | 3254 | 300 | 450 | 0 | 0 | 15 | 0.0026828 | 150 | 0.01789% | 216.0032 | 150 | 1492.381 | 666.0032 | 1397.3605 | 623.5985 | 0 | 0 | 1.3072 | 4253.6112 | 1.3072 | 0 | 4253.6112 | 0 | 4253.6112 | 4253.6112 | 4678.9723 | 3.044 | 7.5032
1399498.76 | E214 | 18230162 | Residential Midstream HVAC and Water Heat {E} | 12865-1 | Heat Pump - Split - Tier 1 - Less than 65 kBtuh - EH - Res - EX | 15 |  | SF Heat Pump | 294 | 4442.898 |  | 300 | 450 | 1306212 | 88200 | 132300 | 0 | 0 | 15 | 1.0769 | 150 | 7.179% | 86707.4383 | 44100 | 599067.5932 | 219007.4383 | 560924.7127 | 205063.1445 | 0 | 0 | 1.3072 | 1707473.2487 | 1.3072 | 0 | 1707473.2487 | 0 | 1707473.2487 | 1707473.2487 | 1878220.5736 | 3.044 | 9.1592
Weighted Avg Life | E214 | 18230162 | Residential Midstream HVAC and Water Heat {E} | 12865-2 | Heat Pump - Split - Tier 1 - Less than 65 kBtuh - EH - Res - EX | 15 |  | SF Heat Pump | 662 | 3203.2553 |  | 300 | 450 | 2120555 | 200950 | 297900 | 0 | 0 | 15 | 1.7483 | 150 | 11.66% | 140764.2035 | 96950 | 972549.4636 | 438664.2035 | 910626.8386 | 410734.2729 | 0 | 0 | 1.3072 | 2771978.0059 | 1.3072 | 0 | 2771978.0059 | 0 | 2771978.0059 | 2771978.0059 | 3049175.8064 | 3.044 | 7.4237
14.7712 | E214 | 18230162 | Residential Midstream HVAC and Water Heat {E} | 12866-1 | Heat Pump - Split - Tier 1 - Less than 65 kBtuh - EH - Res - NC | 15 |  | SF Heat Pump | 32 | 405.375 |  | 300 | 450 | 12972 | 9600 | 14400 | 0 | 0 | 15 | 0.010695 | 150 | 0.0713% | 861.0921 | 4800 | 5949.3442 | 15261.0921 | 5570.547 | 14289.4121 | 0 | 0 | 1.3072 | 16956.9281 | 1.3072 | 0 | 16956.9281 | 0 | 16956.9281 | 16956.9281 | 18652.6209 | 3.044 | 1.3053
Total Utility Cost | E214 | 18230162 | Residential Midstream HVAC and Water Heat {E} | 12868-1 | Heat Pump - Split - Tier 2 - Less than 65 kBtuh - EH - Res - EX | 15 |  | SF Heat Pump | 163 | 5830.3252 |  | 500 | 732 | 950343 | 81500 | 119316 | 0 | 0 | 15 | 0.78352 | 232 | 5.223% | 63084.5583 | 37816 | 435855.5071 | 182400.5583 | 408104.4074 | 170787.0396 | 0 | 0 | 1.3072 | 1242283.2202 | 1.3072 | 0 | 1242283.2202 | 0 | 1242283.2202 | 1242283.2202 | 1366511.5422 | 3.044 | 8.0013
8344184.59 | E214 | 18230162 | Residential Midstream HVAC and Water Heat {E} | 12868-2 | Heat Pump - Split - Tier 2 - Less than 65 kBtuh - EH - Res - EX | 15 |  | SF Heat Pump | 416 | 4366.8582 |  | 500 | 732 | 1816613 | 211050 | 304512 | 0 | 0 | 15 | 1.4977 | 232 | 9.985% | 120588.2809 | 93462 | 833152.6411 | 425100.2809 | 780105.4692 | 398033.9709 | 0 | 0 | 1.3072 | 2374666.6704 | 1.3072 | 0 | 2374666.6704 | 0 | 2374666.6704 | 2374666.6704 | 2612133.3374 | 3.044 | 6.5626
Total Resource Cost | E214 | 18230162 | Residential Midstream HVAC and Water Heat {E} | 12869-1 | Heat Pump - Split - Tier 2 - Less than 65 kBtuh - EH - Res - NC | 15 |  | SF Heat Pump | 60 | 1487.5833 |  | 500 | 732 | 89255 | 30000 | 43920 | 0 | 0 | 15 | 0.073587 | 232 | 0.4906% | 5924.8211 | 13920 | 40934.9922 | 49844.8211 | 38328.6444 | 46671.1808 | 0 | 0 | 1.3072 | 116673.6524 | 1.3072 | 0 | 116673.6524 | 0 | 116673.6524 | 116673.6524 | 128341.0176 | 3.044 | 2.7499
7183913.68 | E214 | 18230162 | Residential Midstream HVAC and Water Heat {E} | 12869-2 | Heat Pump - Split - Tier 2 - Less than 65 kBtuh - EH - Res - NC | 15 |  | SF Heat Pump | 560 | 955.1714 |  | 500 | 732 | 534896 | 280050 | 409920 | 0 | 0 | 15 | 0.441 | 232 | 2.94% | 35506.8411 | 129870 | 245319.182 | 445426.8411 | 229699.6086 | 417066.3306 | 0 | 0 | 1.3072 | 699213.1529 | 1.3072 | 0 | 699213.1529 | 0 | 699213.1529 | 699213.1529 | 769134.4682 | 3.044 | 1.8442
UC B/C Ratio | E214 | 18230162 | Residential Midstream HVAC and Water Heat {E} | 12871-1 | Water Heater - Heat Pump - EH - Res | 13 |  | Res Water Heat | 1248 | 1526.8373 |  | 500 | 751.56 | 1905493 | 624000 | 937946.88 | 0 | 0 | 13 | 1.3615 | 251.56 | 10.47% | 126488.2092 | 313946.88 | 873915.6471 | 1064435.0892 | 818273.0779 | 996662.0685 | 0 | 0 | 0.99115 | 1888632.112 | 0.99115 | 0 | 1888632.112 | 0 | 1888632.112 | 1888632.112 | 2077495.3232 | 2.3081 | 2.0845
2.9598 | E214 | 18230162 | Residential Midstream HVAC and Water Heat {E} | 12894-1 | Incentive - Sales - Distributor - EH or EWH - Res |  |  |  | 18 | 0 |  | 50 | 50 | 0 | 900 | 900 | 0 | 0 | 0 | 0 | 0 | 0% | 0 | 0 | 0 | 900 | 0 | 842.6966 | 0 | 0 | #N/A | #N/A | #N/A | #N/A | #N/A | #N/A | #N/A | 0 | 0 | 0 | 0
TRC B/C Ratio | E214 | 18230162 | Residential Midstream HVAC and Water Heat {E} | 12894-2 | Incentive - Sales - Distributor - EH or EWH - Res |  |  |  | 8575 | 0 |  | 50 | 0 | 0 | 428750 | 0 | 0 | 0 | 0 | 0 | -50 | 0% | 0 | -428750 | 0 | 0 | 0 | 0 | 0 | 0 | #N/A | #N/A | #N/A | #N/A | #N/A | #N/A | #N/A | 0 | 0 | 0 | #DIV/0!
3.7817 | E214 | 18230162 | Residential Midstream HVAC and Water Heat {E} | 13283-1 | Water Heater - Heat Pump - NEEA Specs - Tier 3 or 4 - EH - Res - EX | 13 |  | Res Water Heat | 53 | 1499.3208 |  | 500 | 727.16 | 79464 | 26500 | 38539.48 | 0 | 0 | 13 | 0.05678 | 227.16 | 0.4368% | 5274.8864 | 12039.48 | 36444.549 | 43814.3664 | 34124.1095 | 41024.6876 | 0 | 0 | 0.99115 | 78760.8572 | 0.99115 | 0 | 78760.8572 | 0 | 78760.8572 | 78760.8572 | 86636.943 | 2.3081 | 2.1118
| E214 | 18230162 | Residential Midstream HVAC and Water Heat {E} | 13284-1 | Water Heater - Heat Pump - NEEA Specs - Tier 4 - EH - Res - NC | 13 |  | Res Water Heat | 340 | 283.9647 |  | 150 | 727.16 | 96548 | 51000 | 247234.4 | 0 | 0 | 13 | 0.068987 | 577.16 | 0.5307% | 6408.9365 | 196234.4 | 44279.7785 | 253643.3365 | 41460.4667 | 237493.7608 | 0 | 0 | 0.99115 | 95693.6883 | 0.99115 | 0 | 95693.6883 | 0 | 95693.6883 | 95693.6883 | 105263.0571 | 2.3081 | 0.44322
| E214 | 18230162 | Residential Midstream HVAC and Water Heat {E} | 13292-1 | Incentive - Sales - Contractor - EH or EWH - Res |  |  |  | 53 | 0 |  | 100 | 0 | 0 | 5300 | 0 | 0 | 0 | 0 | 0 | -100 | 0% | 0 | -5300 | 0 | 0 | 0 | 0 | 0 | 0 | #N/A | #N/A | #N/A | #N/A | #N/A | #N/A | #N/A | 0 | 0 | 0 | #DIV/0!
[19 empty] | 0 | 0 | 0 | 0% | 0 | 0 | 0 | 0 | 0 | 0 | 0 | 0 | #N/A | #N/A | #N/A | #N/A | #N/A | #N/A | #N/A | 0 | 0 | 0 | #DIV/0!
[19 empty] | 0 | 0 | 0 | 0% | 0 | 0 | 0 | 0 | 0 | 0 | 0 | 0 | #N/A | #N/A | #N/A | #N/A | #N/A | #N/A | #N/A | 0 | 0 | 0 | #DIV/0!
[19 empty] | 0 | 0 | 0 | 0% | 0 | 0 | 0 | 0 | 0 | 0 | 0 | 0 | #N/A | #N/A | #N/A | #N/A | #N/A | #N/A | #N/A | 0 | 0 | 0 | #DIV/0!
[19 empty] | 0 | 0 | 0 | 0% | 0 | 0 | 0 | 0 | 0 | 0 | 0 | 0 | #N/A | #N/A | #N/A | #N/A | #N/A | #N/A | #N/A | 0 | 0 | 0 | #DIV/0!
[19 empty] | 0 | 0 | 0 | 0% | 0 | 0 | 0 | 0 | 0 | 0 | 0 | 0 | #N/A | #N/A | #N/A | #N/A | #N/A | #N/A | #N/A | 0 | 0 | 0 | #DIV/0!
[19 empty] | 0 | 0 | 0 | 0% | 0 | 0 | 0 | 0 | 0 | 0 | 0 | 0 | #N/A | #N/A | #N/A | #N/A | #N/A | #N/A | #N/A | 0 | 0 | 0 | #DIV/0!
[19 empty] | 0 | 0 | 0 | 0% | 0 | 0 | 0 | 0 | 0 | 0 | 0 | 0 | #N/A | #N/A | #N/A | #N/A | #N/A | #N/A | #N/A | 0 | 0 | 0 | #DIV/0!
[19 empty] | 0 | 0 | 0 | 0% | 0 | 0 | 0 | 0 | 0 | 0 | 0 | 0 | #N/A | #N/A | #N/A | #N/A | #N/A | #N/A | #N/A | 0 | 0 | 0 | #DIV/0!
[19 empty] | 0 | 0 | 0 | 0% | 0 | 0 | 0 | 0 | 0 | 0 | 0 | 0 | #N/A | #N/A | #N/A | #N/A | #N/A | #N/A | #N/A | 0 | 0 | 0 | #DIV/0!
[19 empty] | 0 | 0 | 0 | 0% | 0 | 0 | 0 | 0 | 0 | 0 | 0 | 0 | #N/A | #N/A | #N/A | #N/A | #N/A | #N/A | #N/A | 0 | 0 | 0 | #DIV/0!
[19 empty] | 0 | 0 | 0 | 0% | 0 | 0 | 0 | 0 | 0 | 0 | 0 | 0 | #N/A | #N/A | #N/A | #N/A | #N/A | #N/A | #N/A | 0 | 0 | 0 | #DIV/0!
[19 empty] | 0 | 0 | 0 | 0% | 0 | 0 | 0 | 0 | 0 | 0 | 0 | 0 | #N/A | #N/A | #N/A | #N/A | #N/A | #N/A | #N/A | 0 | 0 | 0 | #DIV/0!
[19 empty] | 0 | 0 | 0 | 0% | 0 | 0 | 0 | 0 | 0 | 0 | 0 | 0 | #N/A | #N/A | #N/A | #N/A | #N/A | #N/A | #N/A | 0 | 0 | 0 | #DIV/0!
[19 empty] | 0 | 0 | 0 | 0% | 0 | 0 | 0 | 0 | 0 | 0 | 0 | 0 | #N/A | #N/A | #N/A | #N/A | #N/A | #N/A | #N/A | 0 | 0 | 0 | #DIV/0!
[19 empty] | 0 | 0 | 0 | 0% | 0 | 0 | 0 | 0 | 0 | 0 | 0 | 0 | #N/A | #N/A | #N/A | #N/A | #N/A | #N/A | #N/A | 0 | 0 | 0 | #DIV/0!
[19 empty] | 0 | 0 | 0 | 0% | 0 | 0 | 0 | 0 | 0 | 0 | 0 | 0 | #N/A | #N/A | #N/A | #N/A | #N/A | #N/A | #N/A | 0 | 0 | 0 | #DIV/0!
[19 empty] | 0 | 0 | 0 | 0% | 0 | 0 | 0 | 0 | 0 | 0 | 0 | 0 | #N/A | #N/A | #N/A | #N/A | #N/A | #N/A | #N/A | 0 | 0 | 0 | #DIV/0!
[19 empty] | 0 | 0 | 0 | 0% | 0 | 0 | 0 | 0 | 0 | 0 | 0 | 0 | #N/A | #N/A | #N/A | #N/A | #N/A | #N/A | #N/A | 0 | 0 | 0 | #DIV/0!
[19 empty] | 0 | 0 | 0 | 0% | 0 | 0 | 0 | 0 | 0 | 0 | 0 | 0 | #N/A | #N/A | #N/A | #N/A | #N/A | #N/A | #N/A | 0 | 0 | 0 | #DIV/0!
[19 empty] | 0 | 0 | 0 | 0% | 0 | 0 | 0 | 0 | 0 | 0 | 0 | 0 | #N/A | #N/A | #N/A | #N/A | #N/A | #N/A | #N/A | 0 | 0 | 0 | #DIV/0!
[19 empty] | 0 | 0 | 0 | 0% | 0 | 0 | 0 | 0 | 0 | 0 | 0 | 0 | #N/A | #N/A | #N/A | #N/A | #N/A | #N/A | #N/A | 0 | 0 | 0 | #DIV/0!
[19 empty] | 0 | 0 | 0 | 0% | 0 | 0 | 0 | 0 | 0 | 0 | 0 | 0 | #N/A | #N/A | #N/A | #N/A | #N/A | #N/A | #N/A | 0 | 0 | 0 | #DIV/0!
[19 empty] | 0 | 0 | 0 | 0% | 0 | 0 | 0 | 0 | 0 | 0 | 0 | 0 | #N/A | #N/A | #N/A | #N/A | #N/A | #N/A | #N/A | 0 | 0 | 0 | #DIV/0!
[19 empty] | 0 | 0 | 0 | 0% | 0 | 0 | 0 | 0 | 0 | 0 | 0 | 0 | #N/A | #N/A | #N/A | #N/A | #N/A | #N/A | #N/A | 0 | 0 | 0 | #DIV/0!
[19 empty] | 0 | 0 | 0 | 0% | 0 | 0 | 0 | 0 | 0 | 0 | 0 | 0 | #N/A | #N/A | #N/A | #N/A | #N/A | #N/A | #N/A | 0 | 0 | 0 | #DIV/0!
[19 empty] | 0 | 0 | 0 | 0% | 0 | 0 | 0 | 0 | 0 | 0 | 0 | 0 | #N/A | #N/A | #N/A | #N/A | #N/A | #N/A | #N/A | 0 | 0 | 0 | #DIV/0!

## SF New Construction {E}
Rtn to Summary |  | Order Number | Program Name | Discount Rate: | 6.8% | [9 empty] | Paste in incentives but use DBtC for Total
| Program: | 18230405 | Single Family New Construction {E}
| paste |  |  | paste | paste | paste | paste | paste | paste | paste | paste | paste | paste | Paste | paste | paste | paste | paste | Formula: G + H | Formula: (O/A10)*T | Formula: N - M | Formula: O/A10 | Formula: W*A8 | Formula: Q - P | Formula: X + DBtC | Formula: Q + X | Formula: Z/(1+ElecDiscountRate)^1 | Formula: AA/(1+ElecDiscountRate)^1 | Formula: -PV (ElecDiscount Rate,T,R)*J | Formula: - PV (ElecDiscount Rate, T, S)*J |  | AF*J*K |  | AH*J*L | AG + AI |  | AG +AI -AK | formula: Logic to lookup from AC tables and adjust by savings and quantity | Formula: Utility Savings (AM)*1.1+AD+AE | formula: AM/AB | formula: AN/AC
| Sch. No. | Order Number | Program Name | Measure Version | Measure Name | First Period Measure Life | Second period Measure Life | Electric End-Use Type | Number of units offered | Savings per Unit Period 1 | Savngs per Unit Period 2 | Incentives Per Unit | Incremental Measure Cost per Unit | Total First Year Savings | Total Incentive | Total Incremental Measure Cost | Unit First Year Non-Energy Benefits | Unit Annual Net Equipment O&M | Total Measure Life | Weighted Life | Agency or Customer Cost per Unit | Percent Unit overhead | Program Overhead Cost | Total Customer Cost | Total Utility Program Costs | Total Resource Cost | PV Total Utility Program Costs | PV Total Resource Costs | PV Total Non-Energy Benefits | PV Total Net Equipment O&M | Unit PV First period Savings for 1 kWh | Total First Period Savings | Unit PV Savings for Second Period for 1 kWh | Total Second period Savings | Unadjusted Total | Decrement | Final UC Total Savings | PV Total Savings UC | PV Total Savings TRC | UC B/C Ratio | TRC B/C Ratio
DBTC: | E215 | 18230405 | Single Family New Construction {E} | 12207-3 | SFNC: Built Green - 4 Star or Eqv - 20pc above WSEC - ESH - EWH - EO | 36 |  | SF Heat Pump | 5 | 1039.2 |  | 1500 | 5354.04 | 5196 | 4675.2 | 26770.2 | 4.54 | 0 | 36 | 2.5068 | 3854.04 | 6.963% | 5782.1304 | 22095 | 9689.9384 | 32552.3304 | 9072.976 | 30479.7101 | 302.5662 | 0 | 2.3702 | 12315.5303 | 2.3702 | 0 | 12315.5303 | 0 | 12315.5303 | 12315.5303 | 13849.6496 | 1.3574 | 0.45439
56118.71 | E215 | 18230405 | Single Family New Construction {E} | 12208-3 | SFNC: Built Green - 5 Star or Eqv - 30pc above WSEC - ESH - EWH - EO | 36 |  | SF Heat Pump | 14 | 2939.5714 |  | 2000 | 5477 | 41154 | 21812.68 | 76678 | 9.2 | 0 | 36 | 19.855 | 3477 | 55.15% | 45796.342 | 54865.32 | 76747.4448 | 122474.342 | 71860.9034 | 114676.3501 | 1716.7633 | 0 | 2.3702 | 97542.982 | 2.3702 | 0 | 97542.982 | 0 | 97542.982 | 97542.982 | 109014.0435 | 1.3574 | 0.95062
Program Costs: | E215 | 18230405 | Single Family New Construction {E} | 12209-2 | SFNC: Built Green - 4 Star or Eqv - 20pc above WSEC - NGSH - NGWH - C | 36 |  | Res Lighting | 1 | 86 |  | 750 | 2155 | 86 | 750 | 2155 | 24.59 | 0 | 36 | 0.041491 | 1405 | 0.1153% | 95.7012 | 1405 | 160.38 | 2250.7012 | 150.1686 | 2107.3981 | 327.7578 | 0 | 2.0767 | 178.6003 | 2.0767 | 0 | 178.6003 | 0 | 178.6003 | 178.6003 | 524.2181 | 1.1893 | 0.24875
83035.22 | E215 | 18230405 | Single Family New Construction {E} | 12209-3 | SFNC: Built Green - 4 Star or Eqv - 20pc above WSEC - NGSH - NGWH - C | 27 |  | Res Lighting | 21 | 688.2857 |  | 750 | 2215 | 14454 | 14500 | 46515 | 8.63 | 0 | 27 | 5.2301 | 1465 | 19.37% | 16084.4712 | 32015 | 26955.0364 | 62599.4712 | 25238.7981 | 58613.7371 | 2214.0216 | 0 | 1.7007 | 24581.6522 | 1.7007 | 0 | 24581.6522 | 0 | 24581.6522 | 24581.6522 | 29253.839 | 0.97396 | 0.4991
Total Savings (kWh): | E215 | 18230405 | Single Family New Construction {E} | 12210-3 | SFNC: Built Green - 5 Star or Eqv - 30pc above WSEC - NGSH - NGWH - C | 27 |  | Res Lighting | 1 | 461 |  | 1000 | 3773 | 461 | 1000 | 3773 | 14.96 | 0 | 27 | 0.16681 | 2773 | 0.6178% | 513.0027 | 2773 | 859.7116 | 4286.0027 | 804.9734 | 4013.1112 | 182.7609 | 0 | 1.7007 | 784.0142 | 1.7007 | 0 | 784.0142 | 0 | 784.0142 | 784.0142 | 1045.1766 | 0.97396 | 0.26044
74618 | E215 | 18230405 | Single Family New Construction {E} | 12985-2 | SFNC: Built Green - 3 Star or Eqv - 10pc above WSEC - ESH - EWH - EO | 36 |  | SF Heat Pump | 5 | 1696.8 |  | 1000 | 4164 | 8484 | 4130.83 | 20820 | 3.35 | 0 | 36 | 4.0932 | 3164 | 11.37% | 9441.0304 | 16689.17 | 15821.6776 | 30261.0304 | 14814.3049 | 28334.2981 | 223.2592 | 0 | 2.3702 | 20108.7296 | 2.3702 | 0 | 20108.7296 | 0 | 20108.7296 | 20108.7296 | 22342.8618 | 1.3574 | 0.78854
Total Incentives: | E215 | 18230405 | Single Family New Construction {E} | 12986-2 | SFNC: Built Green - 3 Star or Eqv - 10pc above WSEC - NGSH - NGWH - C | 27 |  | Res Lighting | 18 | 265.7222 |  | 500 | 2364.5 | 4783 | 9250 | 42561 | 6.54 | 0 | 27 | 1.7307 | 1864.5 | 6.41% | 5322.5422 | 33311 | 8919.7412 | 47883.5422 | 8351.8176 | 44834.7774 | 1438.1428 | 0 | 1.7007 | 8134.3602 | 1.7007 | 0 | 8134.3602 | 0 | 8134.3602 | 8134.3602 | 10385.939 | 0.97396 | 0.23165
56118.71 | [18 empty] | 0 | 0 | 0 | 0% | 0 | 0 | 0 | 0 | 0 | 0 | 0 | 0 | #N/A | #N/A | #N/A | #N/A | #N/A | #N/A | #N/A | 0 | 0 | 0 | #DIV/0!
Total Customer Costs: | [18 empty] | 0 | 0 | 0 | 0% | 0 | 0 | 0 | 0 | 0 | 0 | 0 | 0 | #N/A | #N/A | #N/A | #N/A | #N/A | #N/A | #N/A | 0 | 0 | 0 | #DIV/0!
163153.49 | [18 empty] | 0 | 0 | 0 | 0% | 0 | 0 | 0 | 0 | 0 | 0 | 0 | 0 | #N/A | #N/A | #N/A | #N/A | #N/A | #N/A | #N/A | 0 | 0 | 0 | #DIV/0!
Weighted Avg Life | [18 empty] | 0 | 0 | 0 | 0% | 0 | 0 | 0 | 0 | 0 | 0 | 0 | 0 | #N/A | #N/A | #N/A | #N/A | #N/A | #N/A | #N/A | 0 | 0 | 0 | #DIV/0!
33.6241 | [18 empty] | 0 | 0 | 0 | 0% | 0 | 0 | 0 | 0 | 0 | 0 | 0 | 0 | #N/A | #N/A | #N/A | #N/A | #N/A | #N/A | #N/A | 0 | 0 | 0 | #DIV/0!
Total Utility Cost | [18 empty] | 0 | 0 | 0 | 0% | 0 | 0 | 0 | 0 | 0 | 0 | 0 | 0 | #N/A | #N/A | #N/A | #N/A | #N/A | #N/A | #N/A | 0 | 0 | 0 | #DIV/0!
139153.93 | [18 empty] | 0 | 0 | 0 | 0% | 0 | 0 | 0 | 0 | 0 | 0 | 0 | 0 | #N/A | #N/A | #N/A | #N/A | #N/A | #N/A | #N/A | 0 | 0 | 0 | #DIV/0!
Total Resource Cost | [18 empty] | 0 | 0 | 0 | 0% | 0 | 0 | 0 | 0 | 0 | 0 | 0 | 0 | #N/A | #N/A | #N/A | #N/A | #N/A | #N/A | #N/A | 0 | 0 | 0 | #DIV/0!
302307.42 | [18 empty] | 0 | 0 | 0 | 0% | 0 | 0 | 0 | 0 | 0 | 0 | 0 | 0 | #N/A | #N/A | #N/A | #N/A | #N/A | #N/A | #N/A | 0 | 0 | 0 | #DIV/0!
UC B/C Ratio | [18 empty] | 0 | 0 | 0 | 0% | 0 | 0 | 0 | 0 | 0 | 0 | 0 | 0 | #N/A | #N/A | #N/A | #N/A | #N/A | #N/A | #N/A | 0 | 0 | 0 | #DIV/0!
1.256 | [18 empty] | 0 | 0 | 0 | 0% | 0 | 0 | 0 | 0 | 0 | 0 | 0 | 0 | #N/A | #N/A | #N/A | #N/A | #N/A | #N/A | #N/A | 0 | 0 | 0 | #DIV/0!
TRC B/C Ratio | [18 empty] | 0 | 0 | 0 | 0% | 0 | 0 | 0 | 0 | 0 | 0 | 0 | 0 | #N/A | #N/A | #N/A | #N/A | #N/A | #N/A | #N/A | 0 | 0 | 0 | #DIV/0!
0.65857 | [18 empty] | 0 | 0 | 0 | 0% | 0 | 0 | 0 | 0 | 0 | 0 | 0 | 0 | #N/A | #N/A | #N/A | #N/A | #N/A | #N/A | #N/A | 0 | 0 | 0 | #DIV/0!

## MH New Construction {E}
Rtn to Summary |  | Order Number | Program Name | Discount Rate: | 6.8% | [9 empty] | Paste in incentives but use DBtC for Total
| Program: | 18230071 | Manufactured Home New Construction {E}
| paste |  |  | paste | paste | paste | paste | paste | paste | paste | paste | paste | paste | Paste | paste | paste | paste | paste | Formula: G + H | Formula: (O/A10)*T | Formula: N - M | Formula: O/A10 | Formula: W*A8 | Formula: Q - P | Formula: X + DBtC | Formula: Q + X | Formula: Z/(1+ElecDiscountRate)^1 | Formula: AA/(1+ElecDiscountRate)^1 | Formula: -PV (ElecDiscount Rate,T,R)*J | Formula: - PV (ElecDiscount Rate, T, S)*J |  | AF*J*K |  | AH*J*L | AG + AI |  | AG +AI -AK | formula: Logic to lookup from AC tables and adjust by savings and quantity | Formula: Utility Savings (AM)*1.1+AD+AE | formula: AM/AB | formula: AN/AC
| Sch. No. | Order Number | Program Name | Measure Version | Measure Name | First Period Measure Life | Second period Measure Life | Electric End-Use Type | Number of units offered | Savings per Unit Period 1 | Savngs per Unit Period 2 | Incentives Per Unit | Incremental Measure Cost per Unit | Total First Year Savings | Total Incentive | Total Incremental Measure Cost | Unit First Year Non-Energy Benefits | Unit Annual Net Equipment O&M | Total Measure Life | Weighted Life | Agency or Customer Cost per Unit | Percent Unit overhead | Program Overhead Cost | Total Customer Cost | Total Utility Program Costs | Total Resource Cost | PV Total Utility Program Costs | PV Total Resource Costs | PV Total Non-Energy Benefits | PV Total Net Equipment O&M | Unit PV First period Savings for 1 kWh | Total First Period Savings | Unit PV Savings for Second Period for 1 kWh | Total Second period Savings | Unadjusted Total | Decrement | Final UC Total Savings | PV Total Savings UC | PV Total Savings TRC | UC B/C Ratio | TRC B/C Ratio
DBTC: | E215 | 18230071 | Manufactured Home New Construction {E} | 12213-2 | MHNC: NEEM 1.1 Rated - EnergyStar | 44 |  | SF Space Heat | 2 | 2302 |  | 1000 | 2400.94 | 4604 | 2000 | 4801.88 | 17.04 | 0 | 44 | 1.2892 | 1400.94 | 2.93% | 1628.8338 | 2801.88 | 4835.6034 | 6430.7138 | 4527.7186 | 6021.2676 | 473.4525 | 0 | 3.1898 | 14685.7729 | 3.1898 | 0 | 14685.7729 | 0 | 14685.7729 | 14685.7729 | 16627.8026 | 3.2435 | 2.7615
109448.08 | E215 | 18230071 | Manufactured Home New Construction {E} | 12213-3 | MHNC: NEEM 1.1 Rated - EnergyStar | 45 |  | SF Space Heat | 38 | 2066 |  | 1000 | 2514.08 | 78508 | 38000 | 95535.04 | 0 | 0 | 45 | 22.4828 | 1514.08 | 49.96% | 27775.0828 | 57535.04 | 82457.3317 | 123310.1228 | 77207.2394 | 115458.9165 | 0 | 0 | 3.2695 | 256684.2794 | 3.2695 | 0 | 256684.2794 | 0 | 256684.2794 | 256684.2794 | 282352.7073 | 3.3246 | 2.4455
Program Costs: | E215 | 18230071 | Manufactured Home New Construction {E} | 12214-4 | MHNC: NEEM 2.0 Rated - EnergyStar | 43 |  | SF Space Heat | 3 | 2606 |  | 2000 | 4110.8 | 7818 | 6000 | 12332.4 | 0 | 0 | 43 | 2.1394 | 2110.8 | 4.975% | 2765.9041 | 6332.4 | 8211.2832 | 15098.3041 | 7688.4674 | 14136.9888 | 0 | 0 | 3.112 | 24329.5061 | 3.112 | 0 | 24329.5061 | 0 | 24329.5061 | 24329.5061 | 26762.4567 | 3.1644 | 1.8931
55592.62 | E215 | 18230071 | Manufactured Home New Construction {E} | 12891-1 | Incentive - Sales - NEEM 1.1 |  |  |  | 2 | 0 |  | 200 | 200 | 0 | 400 | 400 | 0 | 0 | 0 | 0 | 0 | 0% | 0 | 0 | 0 | 400 | 0 | 374.5318 | 0 | 0 | #N/A | #N/A | #N/A | #N/A | #N/A | #N/A | #N/A | 0 | 0 | 0 | 0
Total Savings (kWh): | E215 | 18230071 | Manufactured Home New Construction {E} | 12891-2 | Incentive - Sales - NEEM 1.1 |  |  |  | 62 | 0 |  | 200 | 0 | 0 | 12400 | 0 | 0 | 0 | 0 | 0 | -200 | 0% | 0 | -12400 | 0 | 0 | 0 | 0 | 0 | 0 | #N/A | #N/A | #N/A | #N/A | #N/A | #N/A | #N/A | 0 | 0 | 0 | #DIV/0!
157136 | E215 | 18230071 | Manufactured Home New Construction {E} | 12892-3 | Incentive - Sales - NEEM 2.0 |  |  |  | 3 | 0 |  | 400 | 0 | 0 | 1200 | 0 | 0 | 0 | 0 | 0 | -400 | 0% | 0 | -1200 | 0 | 0 | 0 | 0 | 0 | 0 | #N/A | #N/A | #N/A | #N/A | #N/A | #N/A | #N/A | 0 | 0 | 0 | #DIV/0!
Total Incentives: | E215 | 18230071 | Manufactured Home New Construction {E} | 13324-1 | NEEM 1.1 - Energy Star Rated - EH | 45 |  | SF Space Heat | 27 | 2066 |  | 1000 | 2514.08 | 55782 | 27000 | 67880.16 | 72.558 | 0 | 45 | 15.9746 | 1514.08 | 35.5% | 19734.9273 | 40880.16 | 58588.1041 | 87615.0873 | 54857.7754 | 82036.5986 | 27317.5709 | 0 | 3.2695 | 182380.9354 | 3.2695 | 0 | 182380.9354 | 0 | 182380.9354 | 182380.9354 | 227936.5998 | 3.3246 | 2.7785
95000 | E215 | 18230071 | Manufactured Home New Construction {E} | 13325-1 | NEEM 1.1 - Energy Star Rated - GH | 15 |  | SF Space Heat | 1 |  |  |  |  | 0 | 0 | 0 | 0 | 0 | 15 | 0 | 0 | 0% | 0 | 0 | 0 | 0 | 0 | 0 | 0 | 0 | 1.3032 | 0 | 1.3032 | 0 | 0 | 0 | 0 | 0 | 0 | 0 | #DIV/0!
Total Customer Costs: | E215 | 18230071 | Manufactured Home New Construction {E} | 13326-1 | NEEM 2.0 - Energy Star with NEEM Plus Rated - EH | 43 |  | SF Space Heat | 4 | 2606 |  | 2000 | 4110.8 | 10424 | 8000 | 16443.2 | 77.716 | 0 | 43 | 2.8525 | 2110.8 | 6.634% | 3687.8721 | 8443.2 | 10948.3776 | 20131.0721 | 10251.2899 | 18849.3184 | 4301.4462 | 0 | 3.112 | 32439.3415 | 3.112 | 0 | 32439.3415 | 0 | 32439.3415 | 32439.3415 | 39984.7218 | 3.1644 | 2.1213
102392.68 | E215 | 18230071 | Manufactured Home New Construction {E} | [15 empty] | 0 | 0 | 0 | 0% | 0 | 0 | 0 | 0 | 0 | 0 | 0 | 0 | #N/A | #N/A | #N/A | #N/A | #N/A | #N/A | #N/A | 0 | 0 | 0 | #DIV/0!
Weighted Avg Life | [18 empty] | 0 | 0 | 0 | 0% | 0 | 0 | 0 | 0 | 0 | 0 | 0 | 0 | #N/A | #N/A | #N/A | #N/A | #N/A | #N/A | #N/A | 0 | 0 | 0 | #DIV/0!
44.7385 | [18 empty] | 0 | 0 | 0 | 0% | 0 | 0 | 0 | 0 | 0 | 0 | 0 | 0 | #N/A | #N/A | #N/A | #N/A | #N/A | #N/A | #N/A | 0 | 0 | 0 | #DIV/0!
Total Utility Cost | [18 empty] | 0 | 0 | 0 | 0% | 0 | 0 | 0 | 0 | 0 | 0 | 0 | 0 | #N/A | #N/A | #N/A | #N/A | #N/A | #N/A | #N/A | 0 | 0 | 0 | #DIV/0!
165040.7 | [18 empty] | 0 | 0 | 0 | 0% | 0 | 0 | 0 | 0 | 0 | 0 | 0 | 0 | #N/A | #N/A | #N/A | #N/A | #N/A | #N/A | #N/A | 0 | 0 | 0 | #DIV/0!
Total Resource Cost | [18 empty] | 0 | 0 | 0 | 0% | 0 | 0 | 0 | 0 | 0 | 0 | 0 | 0 | #N/A | #N/A | #N/A | #N/A | #N/A | #N/A | #N/A | 0 | 0 | 0 | #DIV/0!
252985.3 | [18 empty] | 0 | 0 | 0 | 0% | 0 | 0 | 0 | 0 | 0 | 0 | 0 | 0 | #N/A | #N/A | #N/A | #N/A | #N/A | #N/A | #N/A | 0 | 0 | 0 | #DIV/0!
UC B/C Ratio | [18 empty] | 0 | 0 | 0 | 0% | 0 | 0 | 0 | 0 | 0 | 0 | 0 | 0 | #N/A | #N/A | #N/A | #N/A | #N/A | #N/A | #N/A | 0 | 0 | 0 | #DIV/0!
3.3036 | [18 empty] | 0 | 0 | 0 | 0% | 0 | 0 | 0 | 0 | 0 | 0 | 0 | 0 | #N/A | #N/A | #N/A | #N/A | #N/A | #N/A | #N/A | 0 | 0 | 0 | #DIV/0!
TRC B/C Ratio | [18 empty] | 0 | 0 | 0 | 0% | 0 | 0 | 0 | 0 | 0 | 0 | 0 | 0 | #N/A | #N/A | #N/A | #N/A | #N/A | #N/A | #N/A | 0 | 0 | 0 | #DIV/0!
2.5062 | [18 empty] | 0 | 0 | 0 | 0% | 0 | 0 | 0 | 0 | 0 | 0 | 0 | 0 | #N/A | #N/A | #N/A | #N/A | #N/A | #N/A | #N/A | 0 | 0 | 0 | #DIV/0!

## Multi Family Retrofit {E}
Rtn to Summary |  | Order Number | Program Name | Discount Rate: | 6.8% | [9 empty] | Paste in incentives but use DBtC for Total
| Program: | 18230407 | Multi Family Retrofit {E}
| paste |  |  | paste | paste | paste | paste | paste | paste | paste | paste | paste | paste | Paste | paste | paste | paste | paste | Formula: G + H | Formula: (O/A10)*T | Formula: N - M | Formula: O/A10 | Formula: W*A8 | Formula: Q - P | Formula: X + DBtC | Formula: Q + X | Formula: Z/(1+ElecDiscountRate)^1 | Formula: AA/(1+ElecDiscountRate)^1 | Formula: -PV (ElecDiscount Rate,T,R)*J | Formula: - PV (ElecDiscount Rate, T, S)*J |  | AF*J*K |  | AH*J*L | AG + AI |  | AG +AI -AK | formula: Logic to lookup from AC tables and adjust by savings and quantity | Formula: Utility Savings (AM)*1.1+AD+AE | formula: AM/AB | formula: AN/AC
| Sch. No. | Order Number | Program Name | Measure Version | Measure Name | First Period Measure Life | Second period Measure Life | Electric End-Use Type | Number of units offered | Savings per Unit Period 1 | Savngs per Unit Period 2 | Incentives Per Unit | Incremental Measure Cost per Unit | Total First Year Savings | Total Incentive | Total Incremental Measure Cost | Unit First Year Non-Energy Benefits | Unit Annual Net Equipment O&M | Total Measure Life | Weighted Life | Agency or Customer Cost per Unit | Percent Unit overhead | Program Overhead Cost | Total Customer Cost | Total Utility Program Costs | Total Resource Cost | PV Total Utility Program Costs | PV Total Resource Costs | PV Total Non-Energy Benefits | PV Total Net Equipment O&M | Unit PV First period Savings for 1 kWh | Total First Period Savings | Unit PV Savings for Second Period for 1 kWh | Total Second period Savings | Unadjusted Total | Decrement | Final UC Total Savings | PV Total Savings UC | PV Total Savings TRC | UC B/C Ratio | TRC B/C Ratio
DBTC: | E217 | 18230407 | Multi Family Retrofit {E} | 11249-5 | MFRFT: Insulation - Attic - R11 to R38 - NG | 45 |  | SF Space Heat | 282428 |  |  |  |  | 0 | 0 | 0 | 0 | 0 | 45 | 0 | 0 | 0% | 0 | 0 | 0 | 0 | 0 | 0 | 0 | 0 | 3.2695 | 0 | 3.2695 | 0 | 0 | 0 | 0 | 0 | 0 | 0 | #DIV/0!
4286145.32 | E217 | 18230407 | Multi Family Retrofit {E} | 11250-5 | MFRFT: Insulation - Attic - R11 to R38 - E | 45 |  | MF Space Heat | 40824 | 0.6 |  | 0.75 | 1.05 | 24494.4 | 30618 | 42865.2 | 0 | 0 | 45 | 0.22286 | 0.3 | 0.4953% | 5192.1667 | 12247.2 | 26419.4877 | 48057.3667 | 24737.3481 | 44997.5344 | 0 | 0 | 2.9503 | 72264.8544 | 2.9503 | 0 | 72264.8544 | 0 | 72264.8544 | 72264.8544 | 79491.3398 | 2.9213 | 1.7666
Program Costs: | E217 | 18230407 | Multi Family Retrofit {E} | 11263-6 | MFRFT: Insulation - Floor - R0 to R30 - E | 45 |  | MF Space Heat | 28828 | 1.4 |  | 1.5 | 1.59 | 40359.2 | 43242 | 45836.52 | 0 | 0 | 45 | 0.36721 | 0.09 | 0.816% | 8555.0859 | 2594.52 | 43531.1495 | 54391.6059 | 40759.5033 | 50928.4699 | 0 | 0 | 2.9503 | 119070.143 | 2.9503 | 0 | 119070.143 | 0 | 119070.143 | 119070.143 | 130977.1573 | 2.9213 | 2.5718
1048383.88 | E217 | 18230407 | Multi Family Retrofit {E} | 11264-5 | MFRFT: Insulation - Floor - R11 to R30 - E | 45 |  | MF Space Heat | 7064 | 0.7 |  | 1 | 1.59 | 4944.8 | 7064 | 11231.76 | 0 | 0 | 45 | 0.044991 | 0.59 | 0.09998% | 1048.1672 | 4167.76 | 5333.4265 | 12279.9272 | 4993.8451 | 11498.0592 | 0 | 0 | 2.9503 | 14588.4468 | 2.9503 | 0 | 14588.4468 | 0 | 14588.4468 | 14588.4468 | 16047.2915 | 2.9213 | 1.3957
Total Savings (kWh): | E217 | 18230407 | Multi Family Retrofit {E} | 11292-5 | MFRFT: Insulation - Wall - R0 to R11 - NG | 45 |  | SF Space Heat | 2301 |  |  |  |  | 0 | 0 | 0 | 0 | 0 | 45 | 0 | 0 | 0% | 0 | 0 | 0 | 0 | 0 | 0 | 0 | 0 | 3.2695 | 0 | 3.2695 | 0 | 0 | 0 | 0 | 0 | 0 | 0 | #DIV/0!
4945822.32 | E217 | 18230407 | Multi Family Retrofit {E} | 11293-6 | MFRFT: Insulation - Wall - R0 to R11 - E | 45 |  | MF Space Heat | 53477 | 2.1 |  | 1.5 | 1.65 | 112301.7 | 80215.5 | 88237.05 | 0 | 0 | 45 | 1.0218 | 0.15 | 2.271% | 23804.9983 | 8021.55 | 121127.8245 | 112042.0483 | 113415.566 | 104908.2849 | 0 | 0 | 2.9503 | 331319.2403 | 2.9503 | 0 | 331319.2403 | 0 | 331319.2403 | 331319.2403 | 364451.1643 | 2.9213 | 3.474
Total Incentives: | E217 | 18230407 | Multi Family Retrofit {E} | 11302-5 | MFRFT: Sealing - Air | 45 |  | MF Space Heat | 1 |  |  | 1.13 | 1.29 | 151817.7 | 245900.5 | 245900.5 | 0 | 0 | 45 | 1.3813 | 0.16 | 3.07% | 32181.348 | 0 | 163749.5044 | 278081.848 | 153323.506 | 260376.2622 | 0 | 0 | 2.9503 | 0 | 2.9503 | 0 | 0 | 0 | 0 | 0 | 0 | 0 | 0
4143408.32 | E217 | 18230407 | Multi Family Retrofit {E} | 11302-6 | MFRFT: Sealing - Air | 45 |  | MF Space Heat | 1 |  |  | 1.7 | 1.7 | 36624 | 83160 | 83160 | 0 | 0 | 45 | 0.33323 | 0 | 0.7405% | 7763.322 | 0 | 39502.389 | 90923.322 | 36987.2557 | 85134.1966 | 0 | 0 | 2.9503 | 0 | 2.9503 | 0 | 0 | 0 | 0 | 0 | 0 | 0 | 0
Total Customer Costs: | E217 | 18230407 | Multi Family Retrofit {E} | 11303-5 | MFRFT: Boiler - Replacement - Combined Space and Water Heating | 20 |  | Comm Space Heat | 1 |  |  |  |  | 0 | 0 | 0 | 0 | 0 | 20 | 0 | 0 | 0% | 0 | 0 | 0 | 0 | 0 | 0 | 0 | 0 | 1.6019 | 0 | 1.6019 | 0 | 0 | 0 | 0 | 0 | 0 | 0 | #DIV/0!
1920596.83 | E217 | 18230407 | Multi Family Retrofit {E} | 11306-3 | MFRFT: Boiler - Replacement - Space Heating | 24 |  | Comm Space Heat | 1 |  |  |  |  | 0 | 0 | 0 | 0 | 0 | 24 | 0 | 0 | 0% | 0 | 0 | 0 | 0 | 0 | 0 | 0 | 0 | 1.7937 | 0 | 1.7937 | 0 | 0 | 0 | 0 | 0 | 0 | 0 | #DIV/0!
Weighted Avg Life | E217 | 18230407 | Multi Family Retrofit {E} | 11307-3 | MFRFT: Lighting - Common Area | 15 |  | Comm Lighting | 1 |  |  | 0.15 | 0.5 | 36332 | 10675 | 51909.78 | 0 | 0 | 15 | 0.11019 | 0.35 | 0.7346% | 7701.4257 | 41234.78 | 39187.4399 | 59611.2057 | 36692.3595 | 55815.7357 | 0 | 0 | 1.0915 | 0 | 1.0915 | 0 | 0 | 0 | 0 | 0 | 0 | 0 | 0
27.7994 | E217 | 18230407 | Multi Family Retrofit {E} | 11307-4 | MFRFT: Lighting - Common Area | 15 |  | Comm Lighting | 1 |  |  | 0.21 | 0.3 | 567545 | 85113 | 458307.56 | 0.003 | 0 | 15 | 1.7213 | 0.09 | 11.48% | 120304.5703 | 373194.56 | 612150.0489 | 578612.1303 | 573174.203 | 541771.6576 | 0.027672 | 0 | 1.0915 | 0 | 1.0915 | 0 | 0 | 0 | 0 | 0 | 0.027672 | 0 | 5.1077e-08
Total Utility Cost | E217 | 18230407 | Multi Family Retrofit {E} | 11969-4 | MFRFT: Thermostat - Electronic Line Voltage - kWh | 15 |  | MF Space Heat | 3048 | 59 |  | 35 | 57.99 | 179832 | 165400 | 176753.52 | 0 | 0 | 15 | 0.54541 | 22.99 | 3.636% | 38119.6407 | 11353.52 | 193965.5315 | 214873.1607 | 181615.6662 | 201192.0981 | 0 | 0 | 1.3032 | 234350.56 | 1.3032 | 0 | 234350.56 | 0 | 234350.56 | 234350.56 | 257785.616 | 1.2904 | 1.2813
5334529.2 | E217 | 18230407 | Multi Family Retrofit {E} | 12066-3 | MFRFT: Tub Spout - DI | 10 |  | Res Water Heat | 108 | 170 |  | 95 | 95 | 18360 | 10260 | 10260 | 15.3 | 0 | 10 | 0.037122 | 0 | 0.3712% | 3891.8357 | 0 | 19802.967 | 14151.8357 | 18542.1039 | 13250.7825 | 11713.8256 | 0 | 0.78743 | 14457.1581 | 0.78743 | 0 | 14457.1581 | 0 | 14457.1581 | 14457.1581 | 27616.6995 | 0.77969 | 2.0842
Total Resource Cost | E217 | 18230407 | Multi Family Retrofit {E} | 12530-2 | Heat Pump - Ductless - from Zonal - 9.0 or greater HSPF - HZ1CZ1 - MF | 15 |  | MF Space Heat | 1 | 1300 |  | 800 | 3758.92 | 1300 | 800 | 3758.92 | 0 | 0 | 15 | 0.0039427 | 2958.92 | 0.02628% | 275.5657 | 2958.92 | 1402.1709 | 4034.4857 | 1312.8941 | 3777.6083 | 0 | 0 | 1.3032 | 1694.113 | 1.3032 | 0 | 1694.113 | 0 | 1694.113 | 1694.113 | 1863.5243 | 1.2904 | 0.49331
7112389.03 | E217 | 18230407 | Multi Family Retrofit {E} | 12530-3 | Heat Pump - Ductless - from Zonal - 9.0 or greater HSPF - HZ1CZ1 - MF | 15 |  | MF Space Heat | 29 | 1300 |  | 800 | 3758.92 | 37700 | 23200 | 109008.68 | 26.21 | 0 | 15 | 0.11434 | 2958.92 | 0.7623% | 7991.4056 | 85808.68 | 40662.9551 | 117000.0856 | 38073.928 | 109550.642 | 7011.1413 | 0 | 1.3032 | 49129.2768 | 1.3032 | 0 | 49129.2768 | 0 | 49129.2768 | 49129.2768 | 61053.3458 | 1.2904 | 0.55731
UC B/C Ratio | E217 | 18230407 | Multi Family Retrofit {E} | 12603-1 | Fan - Ventilation - Energy Star - Res | 10 |  | Res Plug Load | 47 | 131 |  | 50 | 50 | 6157 | 4700 | 2350 | 0 | 0 | 10 | 0.012449 | 0 | 0.1245% | 1305.1216 | -2350 | 6640.8969 | 3655.1216 | 6218.0683 | 3422.3985 | 0 | 0 | 0.78039 | 4804.8695 | 0.78039 | 0 | 4804.8695 | 0 | 4804.8695 | 4804.8695 | 5285.3565 | 0.77273 | 1.5443
1.6837 | E217 | 18230407 | Multi Family Retrofit {E} | 12604-2 | Fan - Ventilation - Energy Star - with AS - Res | 10 |  | Res Plug Load | 184 | 129 |  | 200 | 250 | 23736 | 36800 | 46000 | 9.933 | 0 | 10 | 0.047992 | 50 | 0.4799% | 5031.4059 | 9200 | 25601.4828 | 51031.4059 | 23971.4258 | 47782.2153 | 12956.3247 | 0 | 0.78039 | 18523.369 | 0.78039 | 0 | 18523.369 | 0 | 18523.369 | 18523.369 | 33332.0306 | 0.77273 | 0.69758
TRC B/C Ratio | E217 | 18230407 | Multi Family Retrofit {E} | 12649-2 | Windows - Double Pane - from U60 to U30 - EH - MF | 45 |  | MF Space Heat | 34766 | 13 |  | 5 | 23.3 | 451958 | 252565 | 810047.8 | 0 | 0 | 45 | 4.1122 | 18.3 | 9.138% | 95803.1751 | 557482.8 | 487478.7229 | 905850.9751 | 456440.7518 | 848175.0703 | 0 | 0 | 2.9503 | 1333393.717 | 2.9503 | 0 | 1333393.717 | 0 | 1333393.717 | 1333393.717 | 1466733.0887 | 2.9213 | 1.7293
1.4866 | E217 | 18230407 | Multi Family Retrofit {E} | 12650-2 | Windows - Double Pane - U30 - from SP U120 - EH - MF | 45 |  | MF Space Heat | 31787 | 24 |  | 7 | 23.3 | 762888 | 418124 | 740637.1 | 0 | 0 | 45 | 6.9412 | 16.3 | 15.42% | 161712.1339 | 322513.1 | 822845.636 | 902349.2339 | 770454.7153 | 844896.2865 | 0 | 0 | 2.9503 | 2250718.133 | 2.9503 | 0 | 2250718.133 | 0 | 2250718.133 | 2250718.133 | 2475789.9463 | 2.9213 | 2.9303
| E217 | 18230407 | Multi Family Retrofit {E} | 12651-2 | Windows - Double Pane - U30 - from SP U120 - GH - MF | 45 |  | SF Space Heat | 1368 |  |  |  |  | 0 | 0 | 0 | 0 | 0 | 45 | 0 | 0 | 0% | 0 | 0 | 0 | 0 | 0 | 0 | 0 | 0 | 3.2695 | 0 | 3.2695 | 0 | 0 | 0 | 0 | 0 | 0 | 0 | #DIV/0!
| E217 | 18230407 | Multi Family Retrofit {E} | 12658-2 | Windows - Triple Pane - U22 - from SP U120 - EH - MF | 45 |  | MF Space Heat | 656 | 27 |  | 9 | 26.98 | 17712 | 11808 | 17698.88 | 0 | 0 | 45 | 0.16115 | 17.98 | 0.3581% | 3754.4768 | 5890.88 | 19104.0387 | 21453.3568 | 17887.6767 | 20087.4128 | 0 | 0 | 2.9503 | 52255.0093 | 2.9503 | 0 | 52255.0093 | 0 | 52255.0093 | 52255.0093 | 57480.5103 | 2.9213 | 2.8615
| E217 | 18230407 | Multi Family Retrofit {E} | 12660-3 | Integrated Heating System - Space and Water - GH - Res | 20 |  | SF Space Heat | 4 |  |  |  |  | 0 | 0 | 0 | 7.7064 | 0 | 20 | 0 | 0 | 0% | 0 | 0 | 0 | 0 | 0 | 0 | 331.7053 | 0 | 1.6315 | 0 | 1.6315 | 0 | 0 | 0 | 0 | 0 | 331.7053 | 0 | #DIV/0!
| E217 | 18230407 | Multi Family Retrofit {E} | 12669-1 | Furnace - 95pc - GH - Res | 20 |  | SF Space Heat | 1 |  |  |  |  | 0 | 0 | 0 | 0 | 0 | 20 | 0 | 0 | 0% | 0 | 0 | 0 | 0 | 0 | 0 | 0 | 0 | 1.6315 | 0 | 1.6315 | 0 | 0 | 0 | 0 | 0 | 0 | 0 | #DIV/0!
| E217 | 18230407 | Multi Family Retrofit {E} | 12669-2 | Furnace - 95pc - GH - Res | 20 |  | SF Space Heat | 1 |  |  |  |  | 0 | 0 | 0 | 30.04 | 0 | 20 | 0 | 0 | 0% | 0 | 0 | 0 | 0 | 0 | 0 | 323.2517 | 0 | 1.6315 | 0 | 1.6315 | 0 | 0 | 0 | 0 | 0 | 323.2517 | 0 | #DIV/0!
| E217 | 18230407 | Multi Family Retrofit {E} | 12692-2 | Adapter - Thermostatic Restrictor Valve - DI - EWH - MF | 10 |  | Res Water Heat | 510 | 50 |  | 33 | 33 | 25500 | 16830 | 16830 | 4.13 | 0 | 10 | 0.051559 | 0 | 0.5156% | 5405.3274 | 0 | 27504.1208 | 22235.3274 | 25752.9221 | 20819.595 | 14931.5122 | 0 | 0.78743 | 20079.3863 | 0.78743 | 0 | 20079.3863 | 0 | 20079.3863 | 20079.3863 | 37018.8371 | 0.77969 | 1.7781
| E217 | 18230407 | Multi Family Retrofit {E} | 12693-2 | Adapter - Thermostatic Restrictor Valve - DI - GWH - MF | 10 |  | Res Water Heat | 11 |  |  |  |  | 0 | 0 | 0 | 4.13 | 0 | 10 | 0 | 0 | 0% | 0 | 0 | 0 | 0 | 0 | 0 | 322.0522 | 0 | 0.78743 | 0 | 0.78743 | 0 | 0 | 0 | 0 | 0 | 322.0522 | 0 | #DIV/0!
| E217 | 18230407 | Multi Family Retrofit {E} | 12734-2 | Thermostat - ELV - Smart - Zonal - MF - MI | 15 |  | MF Space Heat | 3305 | 71 |  | 120 | 120 | 234655 | 396600 | 396600 | 2.46 | 0 | 15 | 0.71168 | 0 | 4.745% | 49740.6707 | 0 | 253097.2341 | 446340.6707 | 236982.4289 | 417921.9763 | 74994.6481 | 0 | 1.3032 | 305793.9113 | 1.3032 | 0 | 305793.9113 | 0 | 305793.9113 | 305793.9113 | 411367.9505 | 1.2904 | 0.98432
| E217 | 18230407 | Multi Family Retrofit {E} | 12736-3 | Thermostat - Smart - EH - Res | 11 |  | SF Space Heat | 1 | 508 |  | 75 | 189 | 508 | 75 | 189 | 20.9 | 0 | 11 | 0.0011298 | 114 | 0.01027% | 107.6826 | 114 | 547.9252 | 296.6826 | 513.0386 | 277.7927 | 158.2955 | 0 | 1.0151 | 515.666 | 1.0151 | 0 | 515.666 | 0 | 515.666 | 515.666 | 725.5281 | 1.0051 | 2.6118
| E217 | 18230407 | Multi Family Retrofit {E} | 12801-3 | Lamp - TLED - 4 ft - 2x - from 4 ft T12 2x - DI - MF | 15 |  | Res Lighting | 2 | 90 |  | 70 | 70 | 180 | 140 | 140 | 14.086 | 0 | 15 | 0.00054592 | 0 | 0.003639% | 38.1553 | 0 | 194.1467 | 178.1553 | 181.7853 | 166.812 | 259.8612 | 0 | 1.128 | 203.0468 | 1.128 | 0 | 203.0468 | 0 | 203.0468 | 203.0468 | 483.2127 | 1.117 | 2.8967
| E217 | 18230407 | Multi Family Retrofit {E} | 12802-2 | Lamp - TLED - 4 ft - 2x - from 4 ft T8 32w 2x - DI - MF | 15 |  | Res Lighting | 46 | 61 |  | 70 | 70 | 2806 | 3220 | 3220 | 1.48 | 0 | 15 | 0.0085102 | 0 | 0.05673% | 594.798 | 0 | 3026.5319 | 3814.798 | 2833.8314 | 3571.9082 | 627.9763 | 0 | 1.128 | 3165.2746 | 1.128 | 0 | 3165.2746 | 0 | 3165.2746 | 3165.2746 | 4109.7783 | 1.117 | 1.1506
| E217 | 18230407 | Multi Family Retrofit {E} | 12802-3 | Lamp - TLED - 4 ft - 2x - from 4 ft T8 32w 2x - DI - MF | 15 |  | Res Lighting | 1203 | 61 |  | 70 | 70 | 73383 | 84210 | 84210 | 5.607 | 0 | 15 | 0.22256 | 0 | 1.484% | 15555.2604 | 0 | 79150.3881 | 99765.2604 | 74110.8503 | 93413.1652 | 62218.5497 | 0 | 1.128 | 82778.8106 | 1.128 | 0 | 82778.8106 | 0 | 82778.8106 | 82778.8106 | 153275.2414 | 1.117 | 1.6408
| E217 | 18230407 | Multi Family Retrofit {E} | 12983-2 | Power Strip - Advanced - Load Sensing - Tier 1 - MFCA | 4 |  | Res Plug Load | 2 | 65 |  | 18 | 18 | 130 | 36 | 36 | 0 | 0 | 4 | 0.00010514 | 0 | 0.002628% | 27.5566 | 0 | 140.2171 | 63.5566 | 131.2894 | 59.5099 | 0 | 0 | 0.33296 | 43.2845 | 0.33296 | 0 | 43.2845 | 0 | 43.2845 | 43.2845 | 47.613 | 0.32969 | 0.80009
| E217 | 18230407 | Multi Family Retrofit {E} | 12984-1 | Power Strip - Advanced - Load Sensing - Tier 1 - Res | 5 |  | Res Plug Load | 19 | 45 |  | 14 | 14 | 855 | 342 | 266 | 0 | 0 | 5 | 0.00086437 | 0 | 0.01729% | 181.2374 | -76 | 922.197 | 447.2374 | 863.4803 | 418.7617 | 0 | 0 | 0.40872 | 349.4582 | 0.40872 | 0 | 349.4582 | 0 | 349.4582 | 349.4582 | 384.404 | 0.40471 | 0.91795
| E217 | 18230407 | Multi Family Retrofit {E} | 12984-2 | Power Strip - Advanced - Load Sensing - Tier 1 - Res | 5 |  | Res Plug Load | 1404 | 45 |  | 18 | 18 | 63180 | 25272 | 25272 | 0 | 0 | 5 | 0.063872 | 0 | 1.277% | 13392.4936 | 0 | 68145.504 | 38664.4936 | 63806.6517 | 36202.7093 | 0 | 0 | 0.40872 | 25823.1236 | 0.40872 | 0 | 25823.1236 | 0 | 25823.1236 | 25823.1236 | 28405.4359 | 0.40471 | 0.78462
| E217 | 18230407 | Multi Family Retrofit {E} | 12989-2 | Insulation - Attic - R0 to R49 - EH - MF | 45 |  | MF Space Heat | 8520 | 1 |  | 1.5 | 1.82 | 8520 | 12780 | 15506.4 | 0 | 0 | 45 | 0.07752 | 0.32 | 0.1723% | 1806.0153 | 2726.4 | 9189.6121 | 17312.4153 | 8604.5057 | 16210.1267 | 0 | 0 | 2.9503 | 25136.2172 | 2.9503 | 0 | 25136.2172 | 0 | 25136.2172 | 25136.2172 | 27649.839 | 2.9213 | 1.7057
| E217 | 18230407 | Multi Family Retrofit {E} | 12990-2 | Insulation - Attic - R0 to R49 - GH - MF | 45 |  | SF Space Heat | 3600 |  |  |  |  | 0 | 0 | 0 | 0 | 0 | 45 | 0 | 0 | 0% | 0 | 0 | 0 | 0 | 0 | 0 | 0 | 0 | 3.2695 | 0 | 3.2695 | 0 | 0 | 0 | 0 | 0 | 0 | 0 | #DIV/0!
| E217 | 18230407 | Multi Family Retrofit {E} | 12991-2 | Insulation - Attic - R11 to R49 - EH - MF | 45 |  | MF Space Heat | 251811 | 0.6 |  | 1 | 1.56 | 151086.6 | 251811 | 392825.16 | 0 | 0 | 45 | 1.3747 | 0.56 | 3.055% | 32026.3741 | 141014.16 | 162960.9451 | 424851.5341 | 152585.1546 | 397801.0619 | 0 | 0 | 2.9503 | 445744.7886 | 2.9503 | 0 | 445744.7886 | 0 | 445744.7886 | 445744.7886 | 490319.2674 | 2.9213 | 1.2326
| E217 | 18230407 | Multi Family Retrofit {E} | 13234-1 | Windows - Double Pane - from U60 to U30 - EH - MF - MI | 45 |  | MF Space Heat | 29951 | 13 |  | 10 | 23.3 | 389363 | 299510 | 697858.3 | 0 | 0 | 45 | 3.5427 | 13.3 | 7.873% | 82534.6861 | 398348.3 | 419964.1957 | 780392.9861 | 393224.9024 | 730705.0432 | 0 | 0 | 2.9503 | 1148722.1773 | 2.9503 | 0 | 1148722.1773 | 0 | 1148722.1773 | 1148722.1773 | 1263594.3951 | 2.9213 | 1.7293
| E217 | 18230407 | Multi Family Retrofit {E} | 13264-1 | Thermostat - ELV - Zonal - MF | 15 |  | MF Space Heat | 22498 | 59 |  | 35 | 57.99 | 1327382 | 1395745.32 | 1304659.02 | 2.13 | 0 | 15 | 4.0258 | 22.99 | 26.84% | 281369.9727 | -91086.3 | 1431704.8977 | 1586028.9927 | 1340547.657 | 1485045.8734 | 442025.3903 | 0 | 1.3032 | 1729796.2267 | 1.3032 | 0 | 1729796.2267 | 0 | 1729796.2267 | 1729796.2267 | 2344801.2396 | 1.2904 | 1.5789
| E217 | 18230407 | Multi Family Retrofit {E} | 13265-1 | Thermostat - ELV - Zonal - MF - MI | 15 |  | MF Space Heat | 627 | 59 |  | 70 | 70 | 36993 | 75240 | 43890 | 2.13 | 0 | 15 | 0.11219 | 0 | 0.748% | 7841.5403 | -31350 | 39900.3898 | 51731.5403 | 37359.9156 | 48437.7718 | 12318.8692 | 0 | 1.3032 | 48207.94 | 1.3032 | 0 | 48207.94 | 0 | 48207.94 | 48207.94 | 65347.6032 | 1.2904 | 1.3491
| E217 | 18230407 | Multi Family Retrofit {E} | 13288-1 | Water Heater - Tankless - Energy Star - 0.9 EF - GH - MF | 20 |  | Res Water Heat | 2 | -22.54 |  | 0 | 0 | -45.08 | 0 | 0 | 15.44 | 0 | 20 | -0.0001823 | 0 | -0.0009115% | -9.5558 | 0 | -48.623 | -9.5558 | -45.5271 | -8.9474 | 332.2907 | 0 | 1.3943 | -62.8562 | 1.3943 | 0 | -62.8562 | 0 | -62.8562 | -62.8562 | 263.1489 | 1.3806 | -29.4108
| E217 | 18230407 | Multi Family Retrofit {E} | 13301-1 | Lighting - MFCA - MI | 15 |  | Comm Lighting | 1 |  |  | 0.27 | 0.3 | 75298 | 25217 | 91805 | 0.003 | 0 | 15 | 0.22837 | 0.03 | 1.522% | 15961.1899 | 66588 | 81215.8937 | 107766.1899 | 76044.8443 | 100904.6722 | 0.027672 | 0 | 1.0915 | 0 | 1.0915 | 0 | 0 | 0 | 0 | 0 | 0.027672 | 0 | 2.7424e-07
| E217 | 18230407 | Multi Family Retrofit {E} | 13312-1 | Lamp - TLED - 4 ft - 1x - from 4 ft T8 1x - DI - MFCA | 12 |  | Res Lighting | 1438 | 57 |  | 32.5 | 32.5 | 81966 | 46735 | 46735 | 0.72 | 0 | 12 | 0.19887 | 0 | 1.657% | 17374.6301 | 0 | 88407.9516 | 64109.6301 | 82778.9809 | 60027.7435 | 8311.9132 | 0 | 0.94161 | 77179.6563 | 0.94161 | 0 | 77179.6563 | 0 | 77179.6563 | 77179.6563 | 93209.5351 | 0.93236 | 1.5528
| E217 | 18230407 | Multi Family Retrofit {E} | [15 empty] | 0 | 0 | 0 | 0% | 0 | 0 | 0 | 0 | 0 | 0 | 0 | 0 | #N/A | #N/A | #N/A | #N/A | #N/A | #N/A | #N/A | 0 | 0 | 0 | #DIV/0!
| E217 | 18230407 | Multi Family Retrofit {E} | [15 empty] | 0 | 0 | 0 | 0% | 0 | 0 | 0 | 0 | 0 | 0 | 0 | 0 | #N/A | #N/A | #N/A | #N/A | #N/A | #N/A | #N/A | 0 | 0 | 0 | #DIV/0!
| E217 | 18230407 | Multi Family Retrofit {E} | [15 empty] | 0 | 0 | 0 | 0% | 0 | 0 | 0 | 0 | 0 | 0 | 0 | 0 | #N/A | #N/A | #N/A | #N/A | #N/A | #N/A | #N/A | 0 | 0 | 0 | #DIV/0!
| E217 | 18230407 | Multi Family Retrofit {E} | [15 empty] | 0 | 0 | 0 | 0% | 0 | 0 | 0 | 0 | 0 | 0 | 0 | 0 | #N/A | #N/A | #N/A | #N/A | #N/A | #N/A | #N/A | 0 | 0 | 0 | #DIV/0!
| E217 | 18230407 | Multi Family Retrofit {E} | [15 empty] | 0 | 0 | 0 | 0% | 0 | 0 | 0 | 0 | 0 | 0 | 0 | 0 | #N/A | #N/A | #N/A | #N/A | #N/A | #N/A | #N/A | 0 | 0 | 0 | #DIV/0!
| E217 | 18230407 | Multi Family Retrofit {E} | [15 empty] | 0 | 0 | 0 | 0% | 0 | 0 | 0 | 0 | 0 | 0 | 0 | 0 | #N/A | #N/A | #N/A | #N/A | #N/A | #N/A | #N/A | 0 | 0 | 0 | #DIV/0!
| E217 | 18230407 | Multi Family Retrofit {E} | [15 empty] | 0 | 0 | 0 | 0% | 0 | 0 | 0 | 0 | 0 | 0 | 0 | 0 | #N/A | #N/A | #N/A | #N/A | #N/A | #N/A | #N/A | 0 | 0 | 0 | #DIV/0!
| E217 | 18230407 | Multi Family Retrofit {E} | [15 empty] | 0 | 0 | 0 | 0% | 0 | 0 | 0 | 0 | 0 | 0 | 0 | 0 | #N/A | #N/A | #N/A | #N/A | #N/A | #N/A | #N/A | 0 | 0 | 0 | #DIV/0!
| E217 | 18230407 | Multi Family Retrofit {E} | [15 empty] | 0 | 0 | 0 | 0% | 0 | 0 | 0 | 0 | 0 | 0 | 0 | 0 | #N/A | #N/A | #N/A | #N/A | #N/A | #N/A | #N/A | 0 | 0 | 0 | #DIV/0!
[19 empty] | 0 | 0 | 0 | 0% | 0 | 0 | 0 | 0 | 0 | 0 | 0 | 0 | #N/A | #N/A | #N/A | #N/A | #N/A | #N/A | #N/A | 0 | 0 | 0 | #DIV/0!
[19 empty] | 0 | 0 | 0 | 0% | 0 | 0 | 0 | 0 | 0 | 0 | 0 | 0 | #N/A | #N/A | #N/A | #N/A | #N/A | #N/A | #N/A | 0 | 0 | 0 | #DIV/0!
[19 empty] | 0 | 0 | 0 | 0% | 0 | 0 | 0 | 0 | 0 | 0 | 0 | 0 | #N/A | #N/A | #N/A | #N/A | #N/A | #N/A | #N/A | 0 | 0 | 0 | #DIV/0!
[19 empty] | 0 | 0 | 0 | 0% | 0 | 0 | 0 | 0 | 0 | 0 | 0 | 0 | #N/A | #N/A | #N/A | #N/A | #N/A | #N/A | #N/A | 0 | 0 | 0 | #DIV/0!
[19 empty] | 0 | 0 | 0 | 0% | 0 | 0 | 0 | 0 | 0 | 0 | 0 | 0 | #N/A | #N/A | #N/A | #N/A | #N/A | #N/A | #N/A | 0 | 0 | 0 | #DIV/0!
[19 empty] | 0 | 0 | 0 | 0% | 0 | 0 | 0 | 0 | 0 | 0 | 0 | 0 | #N/A | #N/A | #N/A | #N/A | #N/A | #N/A | #N/A | 0 | 0 | 0 | #DIV/0!
[19 empty] | 0 | 0 | 0 | 0% | 0 | 0 | 0 | 0 | 0 | 0 | 0 | 0 | #N/A | #N/A | #N/A | #N/A | #N/A | #N/A | #N/A | 0 | 0 | 0 | #DIV/0!
[19 empty] | 0 | 0 | 0 | 0% | 0 | 0 | 0 | 0 | 0 | 0 | 0 | 0 | #N/A | #N/A | #N/A | #N/A | #N/A | #N/A | #N/A | 0 | 0 | 0 | #DIV/0!
[19 empty] | 0 | 0 | 0 | 0% | 0 | 0 | 0 | 0 | 0 | 0 | 0 | 0 | #N/A | #N/A | #N/A | #N/A | #N/A | #N/A | #N/A | 0 | 0 | 0 | #DIV/0!
[19 empty] | 0 | 0 | 0 | 0% | 0 | 0 | 0 | 0 | 0 | 0 | 0 | 0 | #N/A | #N/A | #N/A | #N/A | #N/A | #N/A | #N/A | 0 | 0 | 0 | #DIV/0!
[19 empty] | 0 | 0 | 0 | 0% | 0 | 0 | 0 | 0 | 0 | 0 | 0 | 0 | #N/A | #N/A | #N/A | #N/A | #N/A | #N/A | #N/A | 0 | 0 | 0 | #DIV/0!
[19 empty] | 0 | 0 | 0 | 0% | 0 | 0 | 0 | 0 | 0 | 0 | 0 | 0 | #N/A | #N/A | #N/A | #N/A | #N/A | #N/A | #N/A | 0 | 0 | 0 | #DIV/0!
[19 empty] | 0 | 0 | 0 | 0% | 0 | 0 | 0 | 0 | 0 | 0 | 0 | 0 | #N/A | #N/A | #N/A | #N/A | #N/A | #N/A | #N/A | 0 | 0 | 0 | #DIV/0!
[19 empty] | 0 | 0 | 0 | 0% | 0 | 0 | 0 | 0 | 0 | 0 | 0 | 0 | #N/A | #N/A | #N/A | #N/A | #N/A | #N/A | #N/A | 0 | 0 | 0 | #DIV/0!
[19 empty] | 0 | 0 | 0 | 0% | 0 | 0 | 0 | 0 | 0 | 0 | 0 | 0 | #N/A | #N/A | #N/A | #N/A | #N/A | #N/A | #N/A | 0 | 0 | 0 | #DIV/0!
[19 empty] | 0 | 0 | 0 | 0% | 0 | 0 | 0 | 0 | 0 | 0 | 0 | 0 | #N/A | #N/A | #N/A | #N/A | #N/A | #N/A | #N/A | 0 | 0 | 0 | #DIV/0!
[19 empty] | 0 | 0 | 0 | 0% | 0 | 0 | 0 | 0 | 0 | 0 | 0 | 0 | #N/A | #N/A | #N/A | #N/A | #N/A | #N/A | #N/A | 0 | 0 | 0 | #DIV/0!
[19 empty] | 0 | 0 | 0 | 0% | 0 | 0 | 0 | 0 | 0 | 0 | 0 | 0 | #N/A | #N/A | #N/A | #N/A | #N/A | #N/A | #N/A | 0 | 0 | 0 | #DIV/0!
[19 empty] | 0 | 0 | 0 | 0% | 0 | 0 | 0 | 0 | 0 | 0 | 0 | 0 | #N/A | #N/A | #N/A | #N/A | #N/A | #N/A | #N/A | 0 | 0 | 0 | #DIV/0!
[19 empty] | 0 | 0 | 0 | 0% | 0 | 0 | 0 | 0 | 0 | 0 | 0 | 0 | #N/A | #N/A | #N/A | #N/A | #N/A | #N/A | #N/A | 0 | 0 | 0 | #DIV/0!
[19 empty] | 0 | 0 | 0 | 0% | 0 | 0 | 0 | 0 | 0 | 0 | 0 | 0 | #N/A | #N/A | #N/A | #N/A | #N/A | #N/A | #N/A | 0 | 0 | 0 | #DIV/0!
[19 empty] | 0 | 0 | 0 | 0% | 0 | 0 | 0 | 0 | 0 | 0 | 0 | 0 | #N/A | #N/A | #N/A | #N/A | #N/A | #N/A | #N/A | 0 | 0 | 0 | #DIV/0!
[19 empty] | 0 | 0 | 0 | 0% | 0 | 0 | 0 | 0 | 0 | 0 | 0 | 0 | #N/A | #N/A | #N/A | #N/A | #N/A | #N/A | #N/A | 0 | 0 | 0 | #DIV/0!

## MF New Construction {E}
Rtn to Summary |  | Order Number | Program Name | Discount Rate: | 6.8% | [9 empty] | Paste in incentives but use DBtC for Total
| Program: | 18230486 | Multi Family New Construction {E}
| paste |  |  | paste | paste | paste | paste | paste | paste | paste | paste | paste | paste | Paste | paste | paste | paste | paste | Formula: G + H | Formula: (O/A10)*T | Formula: N - M | Formula: O/A10 | Formula: W*A8 | Formula: Q - P | Formula: X + DBtC | Formula: Q + X | Formula: Z/(1+ElecDiscountRate)^1 | Formula: AA/(1+ElecDiscountRate)^1 | Formula: -PV (ElecDiscount Rate,T,R)*J | Formula: - PV (ElecDiscount Rate, T, S)*J |  | AF*J*K |  | AH*J*L | AG + AI |  | AG +AI -AK | formula: Logic to lookup from AC tables and adjust by savings and quantity | Formula: Utility Savings (AM)*1.1+AD+AE | formula: AM/AB | formula: AN/AC
| Sch. No. | Order Number | Program Name | Measure Version | Measure Name | First Period Measure Life | Second period Measure Life | Electric End-Use Type | Number of units offered | Savings per Unit Period 1 | Savngs per Unit Period 2 | Incentives Per Unit | Incremental Measure Cost per Unit | Total First Year Savings | Total Incentive | Total Incremental Measure Cost | Unit First Year Non-Energy Benefits | Unit Annual Net Equipment O&M | Total Measure Life | Weighted Life | Agency or Customer Cost per Unit | Percent Unit overhead | Program Overhead Cost | Total Customer Cost | Total Utility Program Costs | Total Resource Cost | PV Total Utility Program Costs | PV Total Resource Costs | PV Total Non-Energy Benefits | PV Total Net Equipment O&M | Unit PV First period Savings for 1 kWh | Total First Period Savings | Unit PV Savings for Second Period for 1 kWh | Total Second period Savings | Unadjusted Total | Decrement | Final UC Total Savings | PV Total Savings UC | PV Total Savings TRC | UC B/C Ratio | TRC B/C Ratio
DBTC: | E218 | 18230486 | Multi Family New Construction {E} | 10042-1 | Water Heater - Commercial - Custom | 15 |  | Comm Water Heat | 1 | 226819 |  | 79387 | 79387 | 226819 | 79387 | 79387 |  |  | 15 | 1.0875 | 0 | 7.25% | 30306.6672 | 0 | 103795.9516 | 109693.6672 | 97187.2206 | 102709.4262 | 0 | 0 | 1.0636 | 241241.2782 | 1.0636 | 0 | 241241.2782 | 0 | 241241.2782 | 241241.2782 | 265365.4061 | 2.4822 | 2.5837
1013612.6 | E218 | 18230486 | Multi Family New Construction {E} | 10055-1 | Whole Building Design - Custom | 15 |  | Comm Flat | 1 | 0 |  | 0 | 0 | 0 | 0 | 0 |  |  | 15 | 0 | 0 | 0% | 0 | 0 | 0 | 0 | 0 | 0 | 0 | 0 | 1.0764 | 0 | 1.0764 | 0 | 0 | 0 | 0 | 0 | 0 | 0 | #DIV/0!
Program Costs: | E218 | 18230486 | Multi Family New Construction {E} | 10055-1 | Whole Building Design - Custom | 15 |  | Comm Flat | 1 | 1480550 |  | 553271 | 553271 | 1480550 | 553271 | 553271 |  |  | 15 | 7.0988 | 0 | 47.33% | 197825.2974 | 0 | 677523.0299 | 751096.2974 | 634384.8594 | 703273.6867 | 0 | 0 | 1.0764 | 1593614.9453 | 1.0764 | 0 | 1593614.9453 | 0 | 1593614.9453 | 1593614.9453 | 1752976.4398 | 2.5121 | 2.4926
418009.51 | E218 | 18230486 | Multi Family New Construction {E} | 10055-1 | Whole Building Design - Custom | 15 |  | Comm Flat | 1 | 24909 |  | 9964 | 9964 | 24909 | 9964 | 9964 |  |  | 15 | 0.11943 | 0 | 0.7962% | 3328.2431 | 0 | 11398.7512 | 13292.2431 | 10672.9881 | 12445.9205 | 0 | 0 | 1.0764 | 26811.222 | 1.0764 | 0 | 26811.222 | 0 | 26811.222 | 26811.222 | 29492.3442 | 2.5121 | 2.3696
Total Savings (kWh): | E218 | 18230486 | Multi Family New Construction {E} | 10055-1 | Whole Building Design - Custom | 15 |  | Comm Flat | 1 | 1348898 |  | 371318 | 371318 | 1348898 | 371318 | 371318 |  |  | 15 | 6.4676 | 0 | 43.12% | 180234.4724 | 0 | 617276.9984 | 551552.4724 | 577974.7176 | 516434.8992 | 0 | 0 | 1.0764 | 1451909.0963 | 1.0764 | 0 | 1451909.0963 | 0 | 1451909.0963 | 1451909.0963 | 1597100.0059 | 2.5121 | 3.0925
3128437 | E218 | 18230486 | Multi Family New Construction {E} | 10055-1 | Whole Building Design - Custom | 15 |  | Comm Flat | 1 | 29437 |  | 7359 | 7359 | 29437 | 7359 | 7359 |  |  | 15 | 0.14114 | 0 | 0.9409% | 3933.2567 | 0 | 13470.8355 | 11292.2567 | 12613.1418 | 10573.2741 | 0 | 0 | 1.0764 | 31685.0111 | 1.0764 | 0 | 31685.0111 | 0 | 31685.0111 | 31685.0111 | 34853.5122 | 2.5121 | 3.2964
Total Incentives: |  |  |  | 10076-1 | Lighting Power Density Reduction - Custom | 15 |  | Comm Lighting | 1 | 17824 |  | 4456 | 4456 | 17824 | 4456 | 4456 |  |  | 15 | 0.085461 | 0 | 0.5697% | 2381.5731 | 0 | 8156.5435 | 6837.5731 | 7637.213 | 6402.222 | 0 | 0 | 1.0915 | 19454.7963 | 1.0915 | 0 | 19454.7963 | 0 | 19454.7963 | 19454.7963 | 21400.2759 | 2.5474 | 3.3426
1025755 | [18 empty] | 0 | 0 | 0 | 0% | 0 | 0 | 0 | 0 | 0 | 0 | 0 | 0 | #N/A | #N/A | #N/A | #N/A | #N/A | #N/A | #N/A | 0 | 0 | 0 | #DIV/0!
Total Customer Costs: | [18 empty] | 0 | 0 | 0 | 0% | 0 | 0 | 0 | 0 | 0 | 0 | 0 | 0 | #N/A | #N/A | #N/A | #N/A | #N/A | #N/A | #N/A | 0 | 0 | 0 | #DIV/0!
0 | [18 empty] | 0 | 0 | 0 | 0% | 0 | 0 | 0 | 0 | 0 | 0 | 0 | 0 | #N/A | #N/A | #N/A | #N/A | #N/A | #N/A | #N/A | 0 | 0 | 0 | #DIV/0!
Weighted Avg Life | [18 empty] | 0 | 0 | 0 | 0% | 0 | 0 | 0 | 0 | 0 | 0 | 0 | 0 | #N/A | #N/A | #N/A | #N/A | #N/A | #N/A | #N/A | 0 | 0 | 0 | #DIV/0!
15 | [18 empty] | 0 | 0 | 0 | 0% | 0 | 0 | 0 | 0 | 0 | 0 | 0 | 0 | #N/A | #N/A | #N/A | #N/A | #N/A | #N/A | #N/A | 0 | 0 | 0 | #DIV/0!
Total Utility Cost | [18 empty] | 0 | 0 | 0 | 0% | 0 | 0 | 0 | 0 | 0 | 0 | 0 | 0 | #N/A | #N/A | #N/A | #N/A | #N/A | #N/A | #N/A | 0 | 0 | 0 | #DIV/0!
1431622.11 | [18 empty] | 0 | 0 | 0 | 0% | 0 | 0 | 0 | 0 | 0 | 0 | 0 | 0 | #N/A | #N/A | #N/A | #N/A | #N/A | #N/A | #N/A | 0 | 0 | 0 | #DIV/0!
Total Resource Cost | [18 empty] | 0 | 0 | 0 | 0% | 0 | 0 | 0 | 0 | 0 | 0 | 0 | 0 | #N/A | #N/A | #N/A | #N/A | #N/A | #N/A | #N/A | 0 | 0 | 0 | #DIV/0!
1443764.51 | [18 empty] | 0 | 0 | 0 | 0% | 0 | 0 | 0 | 0 | 0 | 0 | 0 | 0 | #N/A | #N/A | #N/A | #N/A | #N/A | #N/A | #N/A | 0 | 0 | 0 | #DIV/0!
UC B/C Ratio | [18 empty] | 0 | 0 | 0 | 0% | 0 | 0 | 0 | 0 | 0 | 0 | 0 | 0 | #N/A | #N/A | #N/A | #N/A | #N/A | #N/A | #N/A | 0 | 0 | 0 | #DIV/0!
2.5101 | [18 empty] | 0 | 0 | 0 | 0% | 0 | 0 | 0 | 0 | 0 | 0 | 0 | 0 | #N/A | #N/A | #N/A | #N/A | #N/A | #N/A | #N/A | 0 | 0 | 0 | #DIV/0!
TRC B/C Ratio | [18 empty] | 0 | 0 | 0 | 0% | 0 | 0 | 0 | 0 | 0 | 0 | 0 | 0 | #N/A | #N/A | #N/A | #N/A | #N/A | #N/A | #N/A | 0 | 0 | 0 | #DIV/0!
2.7379 | [18 empty] | 0 | 0 | 0 | 0% | 0 | 0 | 0 | 0 | 0 | 0 | 0 | 0 | #N/A | #N/A | #N/A | #N/A | #N/A | #N/A | #N/A | 0 | 0 | 0 | #DIV/0!

## CI Retrofit {E}
Rtn to Summary |  | Order Number | Program Name | Discount Rate: | 6.8% | [9 empty] | Paste in incentives but use DBtC for Total
| Program: | 18230711 | Commercial Industrial Retrofit {E}
| paste |  |  | paste | paste | paste | paste | paste | paste | paste | paste | paste | paste | Paste | paste | paste | paste | paste | Formula: G + H | Formula: (O/A10)*T | Formula: N - M | Formula: O/A10 | Formula: W*A8 | Formula: Q - P | Formula: X + DBtC | Formula: Q + X | Formula: Z/(1+ElecDiscountRate)^1 | Formula: AA/(1+ElecDiscountRate)^1 | Formula: -PV (ElecDiscount Rate,T,R)*J | Formula: - PV (ElecDiscount Rate, T, S)*J |  | AF*J*K |  | AH*J*L | AG + AI |  | AG +AI -AK | formula: Logic to lookup from AC tables and adjust by savings and quantity | Formula: Utility Savings (AM)*1.1+AD+AE | formula: AM/AB | formula: AN/AC
| Sch. No. | Order Number | Program Name | Measure Version | Measure Name | First Period Measure Life | Second period Measure Life | Electric End-Use Type | Number of units offered | Savings per Unit Period 1 | Savngs per Unit Period 2 | Incentives Per Unit | Incremental Measure Cost per Unit | Total First Year Savings | Total Incentive | Total Incremental Measure Cost | Unit First Year Non-Energy Benefits | Unit Annual Net Equipment O&M | Total Measure Life | Weighted Life | Agency or Customer Cost per Unit | Percent Unit overhead | Program Overhead Cost | Total Customer Cost | Total Utility Program Costs | Total Resource Cost | PV Total Utility Program Costs | PV Total Resource Costs | PV Total Non-Energy Benefits | PV Total Net Equipment O&M | Unit PV First period Savings for 1 kWh | Total First Period Savings | Unit PV Savings for Second Period for 1 kWh | Total Second period Savings | Unadjusted Total | Decrement | Final UC Total Savings | PV Total Savings UC | PV Total Savings TRC | UC B/C Ratio | TRC B/C Ratio
DBTC: | E250 | 18230711 | Commercial Industrial Retrofit {E} | 10037-1 | Insulation - Building Shell - Custom | 24 |  | Comm Space Heat | 1 | 5569 |  | 2227 | 5364 | 5569 | 2227 | 5364 |  |  | 24 | 0.010273 | 3137 | 0.0428% | 749.1369 | 3137 | 2331.9785 | 6113.1369 | 2183.5005 | 5723.9109 | 0 | 0 | 1.7937 | 9989.1002 | 1.7937 | 0 | 9989.1002 | 0 | 9989.1002 | 9989.1002 | 10988.0102 | 4.5748 | 1.9197
3697942.4 | E250 | 18230711 | Commercial Industrial Retrofit {E} | 10039-1 | HVAC - Other - Custom | 15 |  | Comm Flat | 1 | 0 |  | 0 | 0 | 0 | 0 | 0 |  |  | 15 | 0 | 0 | 0% | 0 | 0 | 0 | 0 | 0 | 0 | 0 | 0 | 1.0764 | 0 | 1.0764 | 0 | 0 | 0 | 0 | 0 | 0 | 0 | #DIV/0!
Program Costs: | E250 | 18230711 | Commercial Industrial Retrofit {E} | 10039-1 | HVAC - Other - Custom | 15 |  | Comm Flat | 1 | 44594 |  | 22297 | 92280.25 | 44594 | 22297 | 92280.25 |  |  | 15 | 0.051412 | 69983.25 | 0.3427% | 5998.7448 | 69983.25 | 18673.4153 | 98278.9948 | 17484.4713 | 92021.5308 | 0 | 0 | 1.0764 | 47999.5035 | 1.0764 | 0 | 47999.5035 | 0 | 47999.5035 | 47999.5035 | 52799.4538 | 2.7453 | 0.57377
1750184.59 | E250 | 18230711 | Commercial Industrial Retrofit {E} | 10039-1 | HVAC - Other - Custom | 15 |  | Comm Flat | 1 | 325134 |  | 71677 | 92715 | 325134 | 71677 | 92715 |  |  | 15 | 0.37485 | 21038 | 2.499% | 43736.7338 | 21038 | 136147.5134 | 136451.7338 | 127478.9451 | 127763.7957 | 0 | 0 | 1.0764 | 349963.4606 | 1.0764 | 0 | 349963.4606 | 0 | 349963.4606 | 349963.4606 | 384959.8067 | 2.7453 | 3.0131
Total Savings (kWh): | E250 | 18230711 | Commercial Industrial Retrofit {E} | 10041-1 | Window - Custom | 30 |  | Comm Space Heat | 1 | 0 |  | 0 | 0 | 0 | 0 | 0 |  |  | 30 | 0 | 0 | 0% | 0 | 0 | 0 | 0 | 0 | 0 | 0 | 0 | 2.0076 | 0 | 2.0076 | 0 | 0 | 0 | 0 | 0 | 0 | 0 | #DIV/0!
13010677 | E250 | 18230711 | Commercial Industrial Retrofit {E} | 10049-1 | HVAC Control - Base - Custom | 10 |  | Comm Flat | 1 | 0 |  | 0 | 0 | 0 | 0 | 0 |  |  | 10 | 0 | 0 | 0% | 0 | 0 | 0 | 0 | 0 | 0 | 0 | 0 | 0.76242 | 0 | 0.76242 | 0 | 0 | 0 | 0 | 0 | 0 | 0 | #DIV/0!
Total Incentives: | E250 | 18230711 | Commercial Industrial Retrofit {E} | 10049-1 | HVAC Control - Base - Custom | 10 |  | Comm Flat | 1 | 113894 |  | 40522 | 40522 | 113894 | 40522 | 40522 |  |  | 10 | 0.087539 | 0 | 0.8754% | 15320.9186 | 0 | 47692.2896 | 55842.9186 | 44655.7019 | 52287.377 | 0 | 0 | 0.76242 | 86834.9236 | 0.76242 | 0 | 86834.9236 | 0 | 86834.9236 | 86834.9236 | 95518.4159 | 1.9445 | 1.8268
3697942.4 | E250 | 18230711 | Commercial Industrial Retrofit {E} | 10049-1 | HVAC Control - Base - Custom | 10 |  | Comm Flat | 1 | 25459 |  | 8911 | 8911 | 25459 | 8911 | 8911 |  |  | 10 | 0.019568 | 0 | 0.1957% | 3424.7218 | 0 | 10660.7723 | 12335.7218 | 9981.9965 | 11550.3013 | 0 | 0 | 0.76242 | 19410.4195 | 0.76242 | 0 | 19410.4195 | 0 | 19410.4195 | 19410.4195 | 21351.4615 | 1.9445 | 1.8486
Total Customer Costs: | E250 | 18230711 | Commercial Industrial Retrofit {E} | 10049-1 | HVAC Control - Base - Custom | 10 |  | Comm Flat | 1 | 30417 |  | 9125 | 9125 | 30417 | 9125 | 9125 |  |  | 10 | 0.023378 | 0 | 0.2338% | 4091.6675 | 0 | 12736.899 | 13216.6675 | 11925.9354 | 12375.1569 | 0 | 0 | 0.76242 | 23190.4918 | 0.76242 | 0 | 23190.4918 | 0 | 23190.4918 | 23190.4918 | 25509.541 | 1.9445 | 2.0614
2504788.36 | E250 | 18230711 | Commercial Industrial Retrofit {E} | 10049-1 | HVAC Control - Base - Custom | 10 |  | Comm Flat | 1 | 46314 |  | 19451 | 19451 | 46314 | 19451 | 19451 |  |  | 10 | 0.035597 | 0 | 0.356% | 6230.1177 | 0 | 19393.6529 | 25681.1177 | 18158.851 | 24045.9904 | 0 | 0 | 0.76242 | 35310.663 | 0.76242 | 0 | 35310.663 | 0 | 35310.663 | 35310.663 | 38841.7293 | 1.9445 | 1.6153
Weighted Avg Life | E250 | 18230711 | Commercial Industrial Retrofit {E} | 10049-1 | HVAC Control - Base - Custom | 10 |  | Comm Flat | 1 | 77633 |  | 27171 | 27171 | 77633 | 27171 | 27171 |  |  | 10 | 0.059669 | 0 | 0.5967% | 10443.1215 | 0 | 32508.2578 | 37614.1215 | 30438.4437 | 35219.2149 | 0 | 0 | 0.76242 | 59188.8565 | 0.76242 | 0 | 59188.8565 | 0 | 59188.8565 | 59188.8565 | 65107.7421 | 1.9445 | 1.8486
11.318 | E250 | 18230711 | Commercial Industrial Retrofit {E} | 10049-1 | HVAC Control - Base - Custom | 10 |  | Comm Flat | 1 | 49000 |  | 17150 | 17150 | 49000 | 17150 | 17150 |  |  | 10 | 0.037661 | 0 | 0.3766% | 6591.436 | 0 | 20518.396 | 23741.436 | 19211.9812 | 22229.809 | 0 | 0 | 0.76242 | 37358.5198 | 0.76242 | 0 | 37358.5198 | 0 | 37358.5198 | 37358.5198 | 41094.3718 | 1.9445 | 1.8486
Total Utility Cost | E250 | 18230711 | Commercial Industrial Retrofit {E} | 10054-1 | HVAC - Central Equipment - Custom | 15 |  | Comm Flat | 1 | 0 |  | 0 | 0 | 0 | 0 | 0 |  |  | 15 | 0 | 0 | 0% | 0 | 0 | 0 | 0 | 0 | 0 | 0 | 0 | 1.0764 | 0 | 1.0764 | 0 | 0 | 0 | 0 | 0 | 0 | 0 | #DIV/0!
5448126.99 | E250 | 18230711 | Commercial Industrial Retrofit {E} | 10054-1 | HVAC - Central Equipment - Custom | 15 |  | Comm Flat | 1 | 50151 |  | 25076 | 29102 | 50151 | 25076 | 29102 |  |  | 15 | 0.057819 | 4026 | 0.3855% | 6746.2675 | 4026 | 21000.3689 | 35848.2675 | 19663.2668 | 33565.7935 | 0 | 0 | 1.0764 | 53980.8741 | 1.0764 | 0 | 53980.8741 | 0 | 53980.8741 | 53980.8741 | 59378.9615 | 2.7453 | 1.769
Total Resource Cost | E250 | 18230711 | Commercial Industrial Retrofit {E} | 10056-1 | Unitary Equipment - Custom | 15 |  | Comm Space Heat | 1 | 104877 |  | 53153 | 166591 | 104877 | 53153 | 166591 |  |  | 15 | 0.12091 | 113438 | 0.8061% | 14107.9599 | 113438 | 43916.486 | 180698.9599 | 41120.3052 | 169193.7827 | 0 | 0 | 1.2903 | 135324.9507 | 1.2903 | 0 | 135324.9507 | 0 | 135324.9507 | 135324.9507 | 148857.4458 | 3.291 | 0.8798
7952915.35 | E250 | 18230711 | Commercial Industrial Retrofit {E} | 10056-1 | Unitary Equipment - Custom | 15 |  | Comm Space Heat | 1 | 37180 |  | 22000 | 40920 | 37180 | 22000 | 40920 |  |  | 15 | 0.042865 | 18920 | 0.2858% | 5001.4202 | 18920 | 15568.8564 | 45921.4202 | 14577.5809 | 42997.5845 | 0 | 0 | 1.2903 | 47974.1189 | 1.2903 | 0 | 47974.1189 | 0 | 47974.1189 | 47974.1189 | 52771.5308 | 3.291 | 1.2273
UC B/C Ratio | E250 | 18230711 | Commercial Industrial Retrofit {E} | 10057-1 | HVAC Control - Only - Custom | 10 |  | Comm Flat | 1 | 10576 |  | 4021 | 6835 | 10576 | 4021 | 6835 |  |  | 10 | 0.0081287 | 2814 | 0.08129% | 1422.674 | 2814 | 4428.6236 | 8257.674 | 4146.6513 | 7731.9045 | 0 | 0 | 0.76242 | 8063.3409 | 0.76242 | 0 | 8063.3409 | 0 | 8063.3409 | 8063.3409 | 8869.675 | 1.9445 | 1.1472
2.1345 | E250 | 18230711 | Commercial Industrial Retrofit {E} | 10057-1 | HVAC Control - Only - Custom | 10 |  | Comm Flat | 1 | 0 |  | 0 | 0 | 0 | 0 | 0 |  |  | 10 | 0 | 0 | 0% | 0 | 0 | 0 | 0 | 0 | 0 | 0 | 0 | 0.76242 | 0 | 0.76242 | 0 | 0 | 0 | 0 | 0 | 0 | 0 | #DIV/0!
TRC B/C Ratio | E250 | 18230711 | Commercial Industrial Retrofit {E} | 10057-1 | HVAC Control - Only - Custom | 10 |  | Comm Flat | 1 | 1801 |  | 596 | 1100 | 1801 | 596 | 1100 |  |  | 10 | 0.0013842 | 504 | 0.01384% | 242.2689 | 504 | 754.1557 | 1342.2689 | 706.1383 | 1256.8061 | 0 | 0 | 0.76242 | 1373.1162 | 0.76242 | 0 | 1373.1162 | 0 | 1373.1162 | 1373.1162 | 1510.4278 | 1.9445 | 1.2018
1.6085 | E250 | 18230711 | Commercial Industrial Retrofit {E} | 10058-1 | Fan - VFD - Custom | 15 |  | Comm Flat | 1 | 3254 |  | 1302 | 6370 | 3254 | 1302 | 6370 |  |  | 15 | 0.0037515 | 5068 | 0.02501% | 437.7252 | 5068 | 1362.589 | 6807.7252 | 1275.8324 | 6374.2745 | 0 | 0 | 1.0764 | 3502.4977 | 1.0764 | 0 | 3502.4977 | 0 | 3502.4977 | 3502.4977 | 3852.7475 | 2.7453 | 0.60442
| E250 | 18230711 | Commercial Industrial Retrofit {E} | 10059-1 | Lighting - Custom | 7 |  | Comm Lighting | 1 | 93469 |  | 16000 | 34980 | 93469 | 16000 | 34980 |  |  | 7 | 0.050288 | 18980 | 0.7184% | 12573.366 | 18980 | 39139.4684 | 47553.366 | 36647.4423 | 44525.6236 | 0 | 0 | 0.55277 | 51667.194 | 0.55277 | 0 | 51667.194 | 0 | 51667.194 | 51667.194 | 56833.9134 | 1.4098 | 1.2764
| E250 | 18230711 | Commercial Industrial Retrofit {E} | 10061-1 | Compressed Air System - Custom | 10 |  | Comm Flat | 1 | 99382 |  | 34784 | 63459 | 99382 | 34784 | 63459 |  |  | 10 | 0.076385 | 28675 | 0.7638% | 13368.7774 | 28675 | 41615.4945 | 76827.7774 | 38965.8188 | 71936.1212 | 0 | 0 | 0.76242 | 75770.7024 | 0.76242 | 0 | 75770.7024 | 0 | 75770.7024 | 75770.7024 | 83347.7726 | 1.9445 | 1.1586
| E250 | 18230711 | Commercial Industrial Retrofit {E} | 10061-1 | Compressed Air System - Custom | 10 |  | Comm Flat | 1 | 374815 |  | 60735 | 91759 | 374815 | 60735 | 91759 |  |  | 10 | 0.28808 | 31024 | 2.881% | 50419.7773 | 31024 | 156951.0732 | 142178.7773 | 146957.9337 | 133126.196 | 0 | 0 | 0.76242 | 285765.9919 | 0.76242 | 0 | 285765.9919 | 0 | 285765.9919 | 285765.9919 | 314342.5911 | 1.9445 | 2.3612
| E250 | 18230711 | Commercial Industrial Retrofit {E} | 10063-1 | CBTU - Commissioning Phase | 5 |  | Comm Flat | 1 | 318717 |  | 16673 | 39152 | 318717 | 16673 | 39152 |  |  | 5 | 0.12248 | 22479 | 2.45% | 42873.5247 | 22479 | 133460.441 | 82025.5247 | 124962.9597 | 76802.9258 | 0 | 0 | 0.39887 | 127126.0233 | 0.39887 | 0 | 127126.0233 | 0 | 127126.0233 | 127126.0233 | 139838.6256 | 1.0173 | 1.8207
| E250 | 18230711 | Commercial Industrial Retrofit {E} | 10065-1 | Motor - Custom | 15 |  | Comm Flat | 1 | 0 |  | 0 | 0 | 0 | 0 | 0 |  |  | 15 | 0 | 0 | 0% | 0 | 0 | 0 | 0 | 0 | 0 | 0 | 0 | 1.0764 | 0 | 1.0764 | 0 | 0 | 0 | 0 | 0 | 0 | 0 | #DIV/0!
| E250 | 18230711 | Commercial Industrial Retrofit {E} | 10065-1 | Motor - Custom | 15 |  | Comm Flat | 1 | 302312 |  | 86221 | 123171 | 302312 | 86221 | 123171 |  |  | 15 | 0.34854 | 36950 | 2.324% | 40666.7388 | 36950 | 126590.9658 | 163837.7388 | 118530.8668 | 153406.1225 | 0 | 0 | 1.0764 | 325398.6163 | 1.0764 | 0 | 325398.6163 | 0 | 325398.6163 | 325398.6163 | 357938.4779 | 2.7453 | 2.3333
| E250 | 18230711 | Commercial Industrial Retrofit {E} | 10068-1 | Process Heating System - Custom | 15 |  | Comm Flat | 1 | 0 |  | 0 | 0 | 0 | 0 | 0 |  |  | 15 | 0 | 0 | 0% | 0 | 0 | 0 | 0 | 0 | 0 | 0 | 0 | 1.0764 | 0 | 1.0764 | 0 | 0 | 0 | 0 | 0 | 0 | 0 | #DIV/0!
| E250 | 18230711 | Commercial Industrial Retrofit {E} | 10071-1 | Compressor or Dryer or Receiver - Custom | 15 |  | Comm Flat | 1 | 226445 |  | 63102 | 116651 | 226445 | 63102 | 116651 |  |  | 15 | 0.26107 | 53549 | 1.74% | 30461.1781 | 53549 | 94822.2077 | 147112.1781 | 88784.8386 | 137745.4851 | 0 | 0 | 1.0764 | 243737.8922 | 1.0764 | 0 | 243737.8922 | 0 | 243737.8922 | 243737.8922 | 268111.6814 | 2.7453 | 1.9464
| E250 | 18230711 | Commercial Industrial Retrofit {E} | 10073-1 | Boiler - Hot Water - Custom | 24 |  | Comm Water Heat | 1 | 0 |  | 0 | 0 | 0 | 0 | 0 |  |  | 24 | 0 | 0 | 0% | 0 | 0 | 0 | 0 | 0 | 0 | 0 | 0 | 1.5014 | 0 | 1.5014 | 0 | 0 | 0 | 0 | 0 | 0 | 0 | #DIV/0!
| E250 | 18230711 | Commercial Industrial Retrofit {E} | 10073-1 | Boiler - Hot Water - Custom | 24 |  | Comm Water Heat | 1 | 0 |  | 0 | 0 | 0 | 0 | 0 |  |  | 24 | 0 | 0 | 0% | 0 | 0 | 0 | 0 | 0 | 0 | 0 | 0 | 1.5014 | 0 | 1.5014 | 0 | 0 | 0 | 0 | 0 | 0 | 0 | #DIV/0!
| E250 | 18230711 | Commercial Industrial Retrofit {E} | 10073-1 | Boiler - Hot Water - Custom | 24 |  | Comm Water Heat | 1 | 0 |  | 0 | 0 | 0 | 0 | 0 |  |  | 24 | 0 | 0 | 0% | 0 | 0 | 0 | 0 | 0 | 0 | 0 | 0 | 1.5014 | 0 | 1.5014 | 0 | 0 | 0 | 0 | 0 | 0 | 0 | #DIV/0!
| E250 | 18230711 | Commercial Industrial Retrofit {E} | 10258-1 | Generic Measure - Custom | 15 |  | Comm Flat | 1 | 1146575 |  | 401301 | 631212 | 1146575 | 401301 | 631212 |  |  | 15 | 1.3219 | 229911 | 8.813% | 154236.2397 | 229911 | 480119.9971 | 785448.2397 | 449550.5591 | 735438.4267 | 0 | 0 | 1.0764 | 1234135.3253 | 1.0764 | 0 | 1234135.3253 | 0 | 1234135.3253 | 1234135.3253 | 1357548.8579 | 2.7453 | 1.8459
| E250 | 18230711 | Commercial Industrial Retrofit {E} | 10261-1 | Refrigeration - Custom | 12 |  | Comm Refrigeration | 1 | 250776 |  | 59763 | 85375 | 250776 | 59763 | 85375 |  |  | 12 | 0.2313 | 25612 | 1.927% | 33734.1624 | 25612 | 105010.6381 | 119109.1624 | 98324.5675 | 111525.433 | 0 | 0 | 0.88471 | 221862.8332 | 0.88471 | 0 | 221862.8332 | 0 | 221862.8332 | 221862.8332 | 244049.1165 | 2.2564 | 2.1883
| E250 | 18230711 | Commercial Industrial Retrofit {E} | 10261-1 | Refrigeration - Custom | 20 |  | Comm Refrigeration | 1 | 217728 |  | 72778 | 103968 | 217728 | 72778 | 103968 |  |  | 20 | 0.33469 | 31190 | 1.673% | 29288.5751 | 31190 | 91172.0269 | 133256.5751 | 85367.0664 | 124772.0741 | 0 | 0 | 1.3368 | 291061.4823 | 1.3368 | 0 | 291061.4823 | 0 | 291061.4823 | 291061.4823 | 320167.6306 | 3.4095 | 2.566
| E250 | 18230711 | Commercial Industrial Retrofit {E} | 10261-1 | Refrigeration - Custom | 20 |  | Comm Refrigeration | 1 | 0 |  | 0 | 0 | 0 | 0 | 0 |  |  | 20 | 0 | 0 | 0% | 0 | 0 | 0 | 0 | 0 | 0 | 0 | 0 | 1.3368 | 0 | 1.3368 | 0 | 0 | 0 | 0 | 0 | 0 | 0 | #DIV/0!
| E250 | 18230711 | Commercial Industrial Retrofit {E} | 10261-1 | Refrigeration - Custom | 12 |  | Comm Refrigeration | 1 | 0 |  | 0 | 0 | 0 | 0 | 0 |  |  | 12 | 0 | 0 | 0% | 0 | 0 | 0 | 0 | 0 | 0 | 0 | 0 | 0.88471 | 0 | 0.88471 | 0 | 0 | 0 | 0 | 0 | 0 | 0 | #DIV/0!
| E250 | 18230711 | Commercial Industrial Retrofit {E} | 10261-1 | Refrigeration - Custom | 12 |  | Comm Refrigeration | 1 | 697896 |  | 186846.4 | 266923 | 697896 | 186846.4 | 266923 |  |  | 12 | 0.64368 | 80076.6 | 5.364% | 93880.3434 | 80076.6 | 292238.9076 | 360803.3434 | 273631.936 | 337830.8459 | 0 | 0 | 0.88471 | 617432.2258 | 0.88471 | 0 | 617432.2258 | 0 | 617432.2258 | 617432.2258 | 679175.4483 | 2.2564 | 2.0104
| E250 | 18230711 | Commercial Industrial Retrofit {E} | 10261-1 | Refrigeration - Custom | 20 |  | Comm Refrigeration | 1 | 156923 |  | 75670 | 103792 | 156923 | 75670 | 103792 |  |  | 20 | 0.24122 | 28122 | 1.206% | 21109.1411 | 28122 | 65710.3725 | 124901.1411 | 61526.566 | 116948.634 | 0 | 0 | 1.3368 | 209776.6066 | 1.3368 | 0 | 209776.6066 | 0 | 209776.6066 | 209776.6066 | 230754.2672 | 3.4095 | 1.9731
| E250 | 18230711 | Commercial Industrial Retrofit {E} | 10261-1 | Refrigeration - Custom | 20 |  | Comm Refrigeration | 1 | 154363 |  | 25204 | 412719 | 154363 | 25204 | 412719 |  |  | 20 | 0.23729 | 387515 | 1.186% | 20764.7722 | 387515 | 64638.391 | 433483.7722 | 60522.838 | 405883.6818 | 0 | 0 | 1.3368 | 206354.3669 | 1.3368 | 0 | 206354.3669 | 0 | 206354.3669 | 206354.3669 | 226989.8036 | 3.4095 | 0.55925
| E250 | 18230711 | Commercial Industrial Retrofit {E} | 10261-1 | Refrigeration - Custom | 10 |  | Comm Refrigeration | 1 | 19145 |  | 6700 | 13670 | 19145 | 6700 | 13670 |  |  | 10 | 0.014715 | 6970 | 0.1471% | 2575.3682 | 6970 | 8016.8304 | 16245.3682 | 7506.3955 | 15211.0189 | 0 | 0 | 0.7506 | 14370.3058 | 0.7506 | 0 | 14370.3058 | 0 | 14370.3058 | 14370.3058 | 15807.3364 | 1.9144 | 1.0392
| E250 | 18230711 | Commercial Industrial Retrofit {E} | 10261-1 | Refrigeration - Custom | 10 |  | Comm Refrigeration | 1 | 11487 |  | 4020 | 8202 | 11487 | 4020 | 8202 |  |  | 10 | 0.0088289 | 4182 | 0.08829% | 1545.2209 | 4182 | 4810.0983 | 9747.2209 | 4503.8373 | 9126.6114 | 0 | 0 | 0.7506 | 8622.1835 | 0.7506 | 0 | 8622.1835 | 0 | 8622.1835 | 8622.1835 | 9484.4018 | 1.9144 | 1.0392
| E250 | 18230711 | Commercial Industrial Retrofit {E} | 10261-1 | Refrigeration - Custom | 12 |  | Comm Refrigeration | 1 | 326592 |  | 41709 | 101877.07 | 326592 | 41709 | 101877.07 |  |  | 12 | 0.30122 | 60168.07 | 2.51% | 43932.8626 | 60168.07 | 136758.0403 | 145809.9326 | 128050.5996 | 136526.1542 | 0 | 0 | 0.88471 | 288937.6433 | 0.88471 | 0 | 288937.6433 | 0 | 288937.6433 | 288937.6433 | 317831.4076 | 2.2564 | 2.328
| E250 | 18230711 | Commercial Industrial Retrofit {E} | 10261-1 | Refrigeration - Custom | 20 |  | Comm Refrigeration | 1 | 0 |  | 0 | 0 | 0 | 0 | 0 |  |  | 20 | 0 | 0 | 0% | 0 | 0 | 0 | 0 | 0 | 0 | 0 | 0 | 1.3368 | 0 | 1.3368 | 0 | 0 | 0 | 0 | 0 | 0 | 0 | #DIV/0!
| E250 | 18230711 | Commercial Industrial Retrofit {E} | 10261-1 | Refrigeration - Custom | 20 |  | Comm Refrigeration | 1 | 384583 |  | 179289 | 293479 | 384583 | 179289 | 293479 |  |  | 20 | 0.59118 | 114190 | 2.956% | 51733.7599 | 114190 | 161041.3526 | 345212.7599 | 150787.7833 | 323232.9213 | 0 | 0 | 1.3368 | 514115.3093 | 1.3368 | 0 | 514115.3093 | 0 | 514115.3093 | 514115.3093 | 565526.8402 | 3.4095 | 1.7496
| E250 | 18230711 | Commercial Industrial Retrofit {E} | 10261-1 | Refrigeration - Custom | 12 |  | Comm Refrigeration | 1 | 115102 |  | 57551 | 87817 | 115102 | 57551 | 87817 |  |  | 12 | 0.10616 | 30266 | 0.8847% | 15483.4177 | 30266 | 48198.1309 | 103300.4177 | 45129.336 | 96723.2376 | 0 | 0 | 0.88471 | 101831.3388 | 0.88471 | 0 | 101831.3388 | 0 | 101831.3388 | 101831.3388 | 112014.4727 | 2.2564 | 1.1581
| E250 | 18230711 | Commercial Industrial Retrofit {E} | 10261-1 | Refrigeration - Custom | 12 |  | Comm Refrigeration | 1 | 3382269 |  | 1286644 | 1890823 | 3382269 | 1286644 | 1890823 |  |  | 12 | 3.1195 | 604179 | 26% | 454979.7895 | 604179 | 1416300.7064 | 2345802.7895 | 1326124.257 | 2196444.5595 | 0 | 0 | 0.88471 | 2992310.9988 | 0.88471 | 0 | 2992310.9988 | 0 | 2992310.9988 | 2992310.9988 | 3291542.0986 | 2.2564 | 1.4986
| E250 | 18230711 | Commercial Industrial Retrofit {E} | 11912-1 | HVAC Control - Performance - Custom | 10 |  | Comm Flat | 1 | 0 |  | 0 | 0 | 0 | 0 | 0 |  |  | 10 | 0 | 0 | 0% | 0 | 0 | 0 | 0 | 0 | 0 | 0 | 0 | 0.76242 | 0 | 0.76242 | 0 | 0 | 0 | 0 | 0 | 0 | 0 | #DIV/0!
| E250 | 18230711 | Commercial Industrial Retrofit {E} | 11912-1 | HVAC Control - Performance - Custom | 10 |  | Comm Flat | 1 | 165317 |  | 43473 | 43473 | 165317 | 43473 | 43473 |  |  | 10 | 0.12706 | 0 | 1.271% | 22238.2944 | 0 | 69225.2993 | 65711.2944 | 64817.696 | 61527.4292 | 0 | 0 | 0.76242 | 126040.7841 | 0.76242 | 0 | 126040.7841 | 0 | 126040.7841 | 126040.7841 | 138644.8625 | 1.9445 | 2.2534
| E250 | 18230711 | Commercial Industrial Retrofit {E} | 11912-1 | HVAC Control - Performance - Custom | 10 |  | Comm Flat | 1 | 98431 |  | 37973 | 37973 | 98431 | 37973 | 37973 |  |  | 10 | 0.075654 | 0 | 0.7565% | 13240.8498 | 0 | 41217.2701 | 51213.8498 | 38592.9495 | 47953.0428 | 0 | 0 | 0.76242 | 75045.6421 | 0.76242 | 0 | 75045.6421 | 0 | 75045.6421 | 75045.6421 | 82550.2063 | 1.9445 | 1.7215
|  |  |  | 11912-1 | HVAC Control - Performance - Custom | 10 |  | Comm Flat | 1 | 0 |  | 0 | 0 | 0 | 0 | 0 |  |  | 10 | 0 | 0 | 0% | 0 | 0 | 0 | 0 | 0 | 0 | 0 | 0 | 0.76242 | 0 | 0.76242 | 0 | 0 | 0 | 0 | 0 | 0 | 0 | #DIV/0!
|  |  |  | 11914-1 | Process - Modification - Custom | 15 |  | Comm Flat | 1 | 0 |  | 0 | 0 | 0 | 0 | 0 |  |  | 15 | 0 | 0 | 0% | 0 | 0 | 0 | 0 | 0 | 0 | 0 | 0 | 1.0764 | 0 | 1.0764 | 0 | 0 | 0 | 0 | 0 | 0 | 0 | #DIV/0!
|  |  |  | 11914-1 | Process - Modification - Custom | 10 |  | Comm Flat | 1 | 53009 |  | 24747 | 35353.41 | 53009 | 24747 | 35353.41 |  |  | 10 | 0.040743 | 10606.41 | 0.4074% | 7130.7231 | 10606.41 | 22197.1358 | 42484.1331 | 20783.835 | 39779.1508 | 0 | 0 | 0.76242 | 40415.0567 | 0.76242 | 0 | 40415.0567 | 0 | 40415.0567 | 40415.0567 | 44456.5623 | 1.9445 | 1.1176
|  |  |  | 11914-1 | Process - Modification - Custom | 15 |  | Comm Flat | 1 | 0 |  | 0 | 0 | 0 | 0 | 0 |  |  | 15 | 0 | 0 | 0% | 0 | 0 | 0 | 0 | 0 | 0 | 0 | 0 | 1.0764 | 0 | 1.0764 | 0 | 0 | 0 | 0 | 0 | 0 | 0 | #DIV/0!
|  |  |  | 12308-1 | HVAC - VRF - Custom | 20 |  | Comm Space Heat | 1 | 77096 |  | 58554 | 67142 | 77096 | 58554 | 67142 |  |  | 20 | 0.11851 | 8588 | 0.5926% | 10370.8847 | 8588 | 32283.393 | 77512.8847 | 30227.896 | 72577.6074 | 0 | 0 | 1.6019 | 123499.5282 | 1.6019 | 0 | 123499.5282 | 0 | 123499.5282 | 123499.5282 | 135849.481 | 4.0856 | 1.8718
|  |  |  | 12308-1 | HVAC - VRF - Custom | 20 |  | Comm Space Heat | 1 | 198405 |  | 50229 | 154348.45 | 198405 | 50229 | 154348.45 |  |  | 20 | 0.30499 | 104119.45 | 1.525% | 26689.2625 | 104119.45 | 83080.6602 | 181037.7125 | 77790.8804 | 169510.9667 | 0 | 0 | 1.6019 | 317823.5432 | 1.6019 | 0 | 317823.5432 | 0 | 317823.5432 | 317823.5432 | 349605.8975 | 4.0856 | 2.0624
|  |  |  | 12826-1 | Commissioning - Monitoring Based - Base - Custom | 5 |  | Comm Flat | 1 | 523044 |  | 52395 | 60391 | 523044 | 52395 | 60391 |  |  | 5 | 0.20101 | 7996 | 4.02% | 70359.4093 | 7996 | 219020.8959 | 130750.4093 | 205075.7453 | 122425.4769 | 0 | 0 | 0.39887 | 208625.5321 | 0.39887 | 0 | 208625.5321 | 0 | 208625.5321 | 208625.5321 | 229488.0853 | 1.0173 | 1.8745
|  |  |  | 12829-1 | Building Tune Up - Base - Custom | 5 |  | Comm Flat | 1 | 0 |  | 0 | 0 | 0 | 0 | 0 |  |  | 5 | 0 | 0 | 0% | 0 | 0 | 0 | 0 | 0 | 0 | 0 | 0 | 0.39887 | 0 | 0.39887 | 0 | 0 | 0 | 0 | 0 | 0 | 0 | #DIV/0!
|  |  |  | 12829-1 | Building Tune Up - Base - Custom | 5 |  | Comm Flat | 1 | 0 |  | 10647 | 14500 | 0 | 10647 | 14500 |  |  | 5 | 0 | 3853 | 0% | 0 | 3853 | 0 | 14500 | 0 | 13576.779 | 0 | 0 | 0.39887 | 0 | 0.39887 | 0 | 0 | 0 | 0 | 0 | 0 | 0 | 0
|  |  |  | 12830-1 | Building Tune Up - Performance - Custom | 5 |  | Comm Flat | 1 | 0 |  | 0 | 0 | 0 | 0 | 0 |  |  | 5 | 0 | 0 | 0% | 0 | 0 | 0 | 0 | 0 | 0 | 0 | 0 | 0.39887 | 0 | 0.39887 | 0 | 0 | 0 | 0 | 0 | 0 | 0 | #DIV/0!
|  |  |  | 12830-1 | Building Tune Up - Performance - Custom | 5 |  | Comm Flat | 1 | 308460 |  | 5706 | 8178 | 308460 | 5706 | 8178 |  |  | 5 | 0.11854 | 2472 | 2.371% | 41493.7623 | 2472 | 129165.3963 | 49671.7623 | 120941.3823 | 46509.1407 | 0 | 0 | 0.39887 | 123034.8338 | 0.39887 | 0 | 123034.8338 | 0 | 123034.8338 | 123034.8338 | 135338.3172 | 1.0173 | 2.9099
|  |  |  | 12988-1 | Insulation - Pool Cover - Exterior - Custom | 5 |  | Comm Flat | 1 | 7791 |  | 3116 | 8250.42 | 7791 | 3116 | 8250.42 |  |  | 5 | 0.0029941 | 5134.42 | 0.05988% | 1048.0383 | 5134.42 | 3262.425 | 9298.4583 | 3054.705 | 8706.4217 | 0 | 0 | 0.39887 | 3107.5809 | 0.39887 | 0 | 3107.5809 | 0 | 3107.5809 | 3107.5809 | 3418.3389 | 1.0173 | 0.39262
|  |  |  | 13210-1 | Lighting - Horticulture - Custom | 6 |  | Comm Lighting | 1 | 2374692 |  | 410833 | 739758 | 2374692 | 410833 | 739758 |  |  | 6 | 1.0951 | 328925 | 18.25% | 319441.436 | 328925 | 994385.1176 | 1059199.436 | 931072.2075 | 991759.7715 | 0 | 0 | 0.48064 | 1141381.6893 | 0.48064 | 0 | 1141381.6893 | 0 | 1141381.6893 | 1141381.6893 | 1255519.8582 | 1.2259 | 1.266
|  |  |  | 10042-1 | Water Heater - Commercial - Custom | 13 |  | Comm Water Heat | 1 |  |  |  |  | 0 | 600 | 727.16 |  |  | 13 | 0 | 0 | 0% | 0 | 127.16 | 0 | 727.16 | 0 | 680.8614 | 0 | 0 | 0.94976 | 0 | 0.94976 | 0 | 0 | 0 | 0 | 0 | 0 | 0 | 0
[19 empty] | 0 | 0 | 0 | 0% | 0 | 0 | 0 | 0 | 0 | 0 | 0 | 0 | #N/A | #N/A | #N/A | #N/A | #N/A | #N/A | #N/A | 0 | 0 | 0 | #DIV/0!
[19 empty] | 0 | 0 | 0 | 0% | 0 | 0 | 0 | 0 | 0 | 0 | 0 | 0 | #N/A | #N/A | #N/A | #N/A | #N/A | #N/A | #N/A | 0 | 0 | 0 | #DIV/0!
[19 empty] | 0 | 0 | 0 | 0% | 0 | 0 | 0 | 0 | 0 | 0 | 0 | 0 | #N/A | #N/A | #N/A | #N/A | #N/A | #N/A | #N/A | 0 | 0 | 0 | #DIV/0!
[19 empty] | 0 | 0 | 0 | 0% | 0 | 0 | 0 | 0 | 0 | 0 | 0 | 0 | #N/A | #N/A | #N/A | #N/A | #N/A | #N/A | #N/A | 0 | 0 | 0 | #DIV/0!
[19 empty] | 0 | 0 | 0 | 0% | 0 | 0 | 0 | 0 | 0 | 0 | 0 | 0 | #N/A | #N/A | #N/A | #N/A | #N/A | #N/A | #N/A | 0 | 0 | 0 | #DIV/0!
[19 empty] | 0 | 0 | 0 | 0% | 0 | 0 | 0 | 0 | 0 | 0 | 0 | 0 | #N/A | #N/A | #N/A | #N/A | #N/A | #N/A | #N/A | 0 | 0 | 0 | #DIV/0!
[19 empty] | 0 | 0 | 0 | 0% | 0 | 0 | 0 | 0 | 0 | 0 | 0 | 0 | #N/A | #N/A | #N/A | #N/A | #N/A | #N/A | #N/A | 0 | 0 | 0 | #DIV/0!
[19 empty] | 0 | 0 | 0 | 0% | 0 | 0 | 0 | 0 | 0 | 0 | 0 | 0 | #N/A | #N/A | #N/A | #N/A | #N/A | #N/A | #N/A | 0 | 0 | 0 | #DIV/0!
[19 empty] | 0 | 0 | 0 | 0% | 0 | 0 | 0 | 0 | 0 | 0 | 0 | 0 | #N/A | #N/A | #N/A | #N/A | #N/A | #N/A | #N/A | 0 | 0 | 0 | #DIV/0!
[19 empty] | 0 | 0 | 0 | 0% | 0 | 0 | 0 | 0 | 0 | 0 | 0 | 0 | #N/A | #N/A | #N/A | #N/A | #N/A | #N/A | #N/A | 0 | 0 | 0 | #DIV/0!
[19 empty] | 0 | 0 | 0 | 0% | 0 | 0 | 0 | 0 | 0 | 0 | 0 | 0 | #N/A | #N/A | #N/A | #N/A | #N/A | #N/A | #N/A | 0 | 0 | 0 | #DIV/0!
[19 empty] | 0 | 0 | 0 | 0% | 0 | 0 | 0 | 0 | 0 | 0 | 0 | 0 | #N/A | #N/A | #N/A | #N/A | #N/A | #N/A | #N/A | 0 | 0 | 0 | #DIV/0!
[19 empty] | 0 | 0 | 0 | 0% | 0 | 0 | 0 | 0 | 0 | 0 | 0 | 0 | #N/A | #N/A | #N/A | #N/A | #N/A | #N/A | #N/A | 0 | 0 | 0 | #DIV/0!
[19 empty] | 0 | 0 | 0 | 0% | 0 | 0 | 0 | 0 | 0 | 0 | 0 | 0 | #N/A | #N/A | #N/A | #N/A | #N/A | #N/A | #N/A | 0 | 0 | 0 | #DIV/0!
[19 empty] | 0 | 0 | 0 | 0% | 0 | 0 | 0 | 0 | 0 | 0 | 0 | 0 | #N/A | #N/A | #N/A | #N/A | #N/A | #N/A | #N/A | 0 | 0 | 0 | #DIV/0!
[19 empty] | 0 | 0 | 0 | 0% | 0 | 0 | 0 | 0 | 0 | 0 | 0 | 0 | #N/A | #N/A | #N/A | #N/A | #N/A | #N/A | #N/A | 0 | 0 | 0 | #DIV/0!
[19 empty] | 0 | 0 | 0 | 0% | 0 | 0 | 0 | 0 | 0 | 0 | 0 | 0 | #N/A | #N/A | #N/A | #N/A | #N/A | #N/A | #N/A | 0 | 0 | 0 | #DIV/0!
[19 empty] | 0 | 0 | 0 | 0% | 0 | 0 | 0 | 0 | 0 | 0 | 0 | 0 | #N/A | #N/A | #N/A | #N/A | #N/A | #N/A | #N/A | 0 | 0 | 0 | #DIV/0!
[19 empty] | 0 | 0 | 0 | 0% | 0 | 0 | 0 | 0 | 0 | 0 | 0 | 0 | #N/A | #N/A | #N/A | #N/A | #N/A | #N/A | #N/A | 0 | 0 | 0 | #DIV/0!
[19 empty] | 0 | 0 | 0 | 0% | 0 | 0 | 0 | 0 | 0 | 0 | 0 | 0 | #N/A | #N/A | #N/A | #N/A | #N/A | #N/A | #N/A | 0 | 0 | 0 | #DIV/0!
[19 empty] | 0 | 0 | 0 | 0% | 0 | 0 | 0 | 0 | 0 | 0 | 0 | 0 | #N/A | #N/A | #N/A | #N/A | #N/A | #N/A | #N/A | 0 | 0 | 0 | #DIV/0!
[19 empty] | 0 | 0 | 0 | 0% | 0 | 0 | 0 | 0 | 0 | 0 | 0 | 0 | #N/A | #N/A | #N/A | #N/A | #N/A | #N/A | #N/A | 0 | 0 | 0 | #DIV/0!
[19 empty] | 0 | 0 | 0 | 0% | 0 | 0 | 0 | 0 | 0 | 0 | 0 | 0 | #N/A | #N/A | #N/A | #N/A | #N/A | #N/A | #N/A | 0 | 0 | 0 | #DIV/0!
[19 empty] | 0 | 0 | 0 | 0% | 0 | 0 | 0 | 0 | 0 | 0 | 0 | 0 | #N/A | #N/A | #N/A | #N/A | #N/A | #N/A | #N/A | 0 | 0 | 0 | #DIV/0!

## Bus Lighting Grants {E}
Rtn to Summary |  | Order Number | Program Name | Discount Rate: | 6.8% | [9 empty] | Paste in incentives but use DBtC for Total
| Program: | 18230724 | Business Lighting - Grants {E}
| paste |  |  | paste | paste | paste | paste | paste | paste | paste | paste | paste | paste | Paste | paste | paste | paste | paste | Formula: G + H | Formula: (O/A10)*T | Formula: N - M | Formula: O/A10 | Formula: W*A8 | Formula: Q - P | Formula: X + DBtC | Formula: Q + X | Formula: Z/(1+ElecDiscountRate)^1 | Formula: AA/(1+ElecDiscountRate)^1 | Formula: -PV (ElecDiscount Rate,T,R)*J | Formula: - PV (ElecDiscount Rate, T, S)*J |  | AF*J*K |  | AH*J*L | AG + AI |  | AG +AI -AK | formula: Logic to lookup from AC tables and adjust by savings and quantity | Formula: Utility Savings (AM)*1.1+AD+AE | formula: AM/AB | formula: AN/AC
| Sch. No. | Order Number | Program Name | Measure Version | Measure Name | First Period Measure Life | Second period Measure Life | Electric End-Use Type | Number of units offered | Savings per Unit Period 1 | Savngs per Unit Period 2 | Incentives Per Unit | Incremental Measure Cost per Unit | Total First Year Savings | Total Incentive | Total Incremental Measure Cost | Unit First Year Non-Energy Benefits | Unit Annual Net Equipment O&M | Total Measure Life | Weighted Life | Agency or Customer Cost per Unit | Percent Unit overhead | Program Overhead Cost | Total Customer Cost | Total Utility Program Costs | Total Resource Cost | PV Total Utility Program Costs | PV Total Resource Costs | PV Total Non-Energy Benefits | PV Total Net Equipment O&M | Unit PV First period Savings for 1 kWh | Total First Period Savings | Unit PV Savings for Second Period for 1 kWh | Total Second period Savings | Unadjusted Total | Decrement | Final UC Total Savings | PV Total Savings UC | PV Total Savings TRC | UC B/C Ratio | TRC B/C Ratio
DBTC: | E250 | 18230724 | Business Lighting - Grants {E} | 10059-1 | Lighting - Custom | 11 |  | Comm Lighting | 1 | 693251 |  |  |  | 693251 | 112070 | 232591.15 |  |  | 11 | 0.21403 | 0 | 1.946% | 50525.7476 | 120521.15 | 223395.303 | 283116.8976 | 209171.632 | 265090.7281 | 0 | 0 | 0.84462 | 585530.7923 | 0.84462 | 0 | 585530.7923 | 0 | 585530.7923 | 585530.7923 | 644083.8715 | 2.7993 | 2.4297
8884519.55 | E250 | 18230724 | Business Lighting - Grants {E} | 10059-1 | Lighting - Custom | 7 |  | Comm Lighting | 1 | 209074 |  |  |  | 209074 | 40625 | 153547 |  |  | 7 | 0.041076 | 0 | 0.5868% | 15237.8001 | 112922 | 67372.6393 | 168784.8001 | 63082.9956 | 158038.2023 | 0 | 0 | 0.55277 | 115570.584 | 0.55277 | 0 | 115570.584 | 0 | 115570.584 | 115570.584 | 127127.6424 | 1.832 | 0.80441
Program Costs: | E250 | 18230724 | Business Lighting - Grants {E} | 10059-1 | Lighting - Custom | 10 |  | Comm Lighting | 1 | 2079600 |  |  |  | 2079600 | 124226 | 831968.24 |  |  | 10 | 0.58368 | 0 | 5.837% | 151566.0917 | 707742.24 | 670136.6058 | 983534.3317 | 627468.732 | 920912.2956 | 0 | 0 | 0.7746 | 1610866.8127 | 0.7746 | 0 | 1610866.8127 | 0 | 1610866.8127 | 1610866.8127 | 1771953.4939 | 2.5672 | 1.9241
2596738.28 | E250 | 18230724 | Business Lighting - Grants {E} | 10059-1 | Lighting - Custom | 11 |  | Comm Lighting | 1 | 404369 |  |  |  | 404369 | 46835 | 259126.55 |  |  | 11 | 0.12484 | 0 | 1.135% | 29471.3546 | 212291.55 | 130305.0919 | 288597.9046 | 122008.513 | 270222.7571 | 0 | 0 | 0.84462 | 341536.4723 | 0.84462 | 0 | 341536.4723 | 0 | 341536.4723 | 341536.4723 | 375690.1195 | 2.7993 | 1.3903
Total Savings (kWh): | E250 | 18230724 | Business Lighting - Grants {E} | 10059-1 | Lighting - Custom | 12 |  | Comm Lighting | 1 | 485796 |  |  |  | 485796 | 75436 | 411067.46 |  |  | 12 | 0.16362 | 0 | 1.363% | 35405.944 | 335631.46 | 156544.3751 | 446473.404 | 146577.1303 | 418046.2584 | 0 | 0 | 0.91128 | 442697.5618 | 0.91128 | 0 | 442697.5618 | 0 | 442697.5618 | 442697.5618 | 486967.318 | 3.0202 | 1.1649
35629189 | E250 | 18230724 | Business Lighting - Grants {E} | 10059-1 | Lighting - Custom | 13 |  | Comm Lighting | 1 | 698370 |  |  |  | 698370 | 132889 | 586963.34 |  |  | 13 | 0.25481 | 0 | 1.96% | 50898.8322 | 454074.34 | 225044.8651 | 637862.1722 | 210716.1658 | 597249.2249 | 0 | 0 | 0.97451 | 680568.3526 | 0.97451 | 0 | 680568.3526 | 0 | 680568.3526 | 680568.3526 | 748625.1879 | 3.2298 | 1.2535
Total Incentives: | E250 | 18230724 | Business Lighting - Grants {E} | 10059-1 | Lighting - Custom | 14 |  | Comm Lighting | 1 | 1547323 |  |  |  | 1547323 | 343379 | 858033.6 |  |  | 14 | 0.608 | 0 | 4.343% | 112772.5042 | 514654.6 | 498614.0524 | 970806.1042 | 466867.0902 | 908994.4796 | 0 | 0 | 1.0344 | 1600618.5943 | 1.0344 | 0 | 1600618.5943 | 0 | 1600618.5943 | 1600618.5943 | 1760680.4537 | 3.4284 | 1.937
8898082.55 | E250 | 18230724 | Business Lighting - Grants {E} | 10059-1 | Lighting - Custom | 15 |  | Comm Lighting | 1 | 19039605 |  |  |  | 19039605 | 4911284 | 11350234.65 |  |  | 15 | 8.0157 | 0 | 53.44% | 1387650.7585 | 6438950.65 | 6135380.0107 | 12737885.4085 | 5744737.8377 | 11926858.9967 | 0 | 0 | 1.0915 | 20781622.3141 | 1.0915 | 0 | 20781622.3141 | 0 | 20781622.3141 | 20781622.3141 | 22859784.5455 | 3.6175 | 1.9167
Total Customer Costs: | E250 | 18230724 | Business Lighting - Grants {E} | 10059-1 | Lighting - Custom | 16 |  | Comm Lighting | 1 | 2019590 |  |  |  | 2019590 | 541805.4 | 1164838.46 |  |  | 16 | 0.90694 | 0 | 5.668% | 147192.4231 | 623033.06 | 650798.8015 | 1312030.8831 | 609362.1737 | 1228493.3363 | 0 | 0 | 1.1539 | 2330433.0612 | 1.1539 | 0 | 2330433.0612 | 0 | 2330433.0612 | 2330433.0612 | 2563476.3673 | 3.8244 | 2.0867
12342126.15 | E250 | 18230724 | Business Lighting - Grants {E} | 10059-1 | Lighting - Custom | 17 |  | Comm Lighting | 1 | 595823 |  |  |  | 595823 | 145179 | 418353.09 |  |  | 17 | 0.28429 | 0 | 1.672% | 43424.968 | 273174.09 | 191999.809 | 461778.058 | 179775.1021 | 432376.4588 | 0 | 0 | 1.2127 | 722534.6922 | 1.2127 | 0 | 722534.6922 | 0 | 722534.6922 | 722534.6922 | 794788.1614 | 4.0191 | 1.8382
Weighted Avg Life | E250 | 18230724 | Business Lighting - Grants {E} | 10059-1 | Lighting - Custom | 18 |  | Comm Lighting | 1 | 312946 |  |  |  | 312946 | 76419 | 299319.6 |  |  | 18 | 0.1581 | 0 | 0.8783% | 22808.2334 | 222900.6 | 100844.6674 | 322127.8334 | 94423.8458 | 301617.8215 | 0 | 0 | 1.268 | 396803.7413 | 1.268 | 0 | 396803.7413 | 0 | 396803.7413 | 396803.7413 | 436484.1155 | 4.2024 | 1.4471
14.7927 | E250 | 18230724 | Business Lighting - Grants {E} | 10059-1 | Lighting - Custom | 19 |  | Comm Lighting | 1 | 1243453 |  |  |  | 1243453 | 291846 | 514372.57 |  |  | 19 | 0.6631 | 0 | 3.49% | 90625.7508 | 222526.57 | 400694.0627 | 604998.3208 | 375181.7067 | 566477.8285 | 0 | 0 | 1.3201 | 1641542.7099 | 1.3201 | 0 | 1641542.7099 | 0 | 1641542.7099 | 1641542.7099 | 1805696.9808 | 4.3753 | 3.1876
Total Utility Cost | E250 | 18230724 | Business Lighting - Grants {E} | 10059-1 | Lighting - Custom | 20 |  | Comm Lighting | 1 | 2041890 |  |  |  | 2041890 | 546269 | 1322048.28 |  |  | 20 | 1.1462 | 0 | 5.731% | 148817.6991 | 775779.28 | 657984.8211 | 1470865.9791 | 616090.6565 | 1377215.3362 | 0 | 0 | 1.3696 | 2796518.483 | 1.3696 | 0 | 2796518.483 | 0 | 2796518.483 | 2796518.483 | 3076170.3313 | 4.5391 | 2.2336
11481257.83 | E250 | 18230724 | Business Lighting - Grants {E} | 10074-1 | Lighting - Street - Custom | 20 |  | Comm Lighting | 1 | 337434 |  |  |  | 337434 | 64696 | 73041 |  |  | 20 | 0.18941 | 0 | 0.9471% | 24592.9759 | 8345 | 108735.7547 | 97633.9759 | 101812.5044 | 91417.5804 | 0 | 0 | 1.3696 | 462140.6725 | 1.3696 | 0 | 462140.6725 | 0 | 462140.6725 | 462140.6725 | 508354.7398 | 4.5391 | 5.5608
Total Resource Cost | E250 | 18230724 | Business Lighting - Grants {E} | 12323-1 | Lighting - Base - Custom | 14 |  | Comm Lighting | 1 | 153060 |  |  |  | 153060 | 47886 | 86103 |  |  | 14 | 0.060143 | 0 | 0.4296% | 11155.3693 | 38217 | 49322.5182 | 97258.3693 | 46182.1332 | 91065.8889 | 0 | 0 | 1.0344 | 158331.9592 | 1.0344 | 0 | 158331.9592 | 0 | 158331.9592 | 158331.9592 | 174165.1551 | 3.4284 | 1.9125
23836946.98 | E250 | 18230724 | Business Lighting - Grants {E} | 12323-1 | Lighting - Base - Custom | 15 |  | Comm Lighting | 1 | 1639003 |  |  |  | 1639003 | 786016 | 1874228.4 |  |  | 15 | 0.69003 | 0 | 4.6% | 119454.3561 | 1088212.4 | 528157.2934 | 1993682.7561 | 494529.3009 | 1866744.1537 | 0 | 0 | 1.0915 | 1788962.6028 | 1.0915 | 0 | 1788962.6028 | 0 | 1788962.6028 | 1788962.6028 | 1967858.8631 | 3.6175 | 1.0542
UC B/C Ratio | E250 | 18230724 | Business Lighting - Grants {E} | 12334-1 | Lighting - Performance - Custom | 10 |  | Comm Lighting | 1 | 1443394 |  |  |  | 1443394 | 363225 | 396825 |  |  | 10 | 0.40512 | 0 | 4.051% | 105197.9166 | 33600 | 465123.6565 | 502022.9166 | 435509.0416 | 470058.9107 | 0 | 0 | 0.7746 | 1118058.998 | 0.7746 | 0 | 1118058.998 | 0 | 1118058.998 | 1118058.998 | 1229864.8978 | 2.5672 | 2.6164
3.5638 | E250 | 18230724 | Business Lighting - Grants {E} | 12909-2 | Lamp - LED - 30W or less Lamp - from HID 70W - Comm | 12 |  | Comm Lighting | 85 | 252 |  | 35 | 108 | 21420 | 2975 | 5177.66 | 8.513 | 0 | 12 | 0.0072143 | 73 | 0.06012% | 1561.1395 | 2202.66 | 6902.4457 | 6738.7995 | 6462.9641 | 6309.7374 | 5809.1311 | 0 | 0.91128 | 19519.6786 | 0.91128 | 0 | 19519.6786 | 0 | 19519.6786 | 19519.6786 | 27280.7775 | 3.0202 | 4.3236
TRC B/C Ratio | E250 | 18230724 | Business Lighting - Grants {E} | 12912-2 | Lamp - LED - 50W or less Lamp - from HID 175W - Comm | 12 |  | Comm Lighting | 5 | 699 |  | 90 | 235 | 3495 | 450 | 614.34 | 23.612 | 0 | 12 | 0.0011771 | 145 | 0.009809% | 254.7237 | 164.34 | 1126.2394 | 869.0637 | 1054.5313 | 813.7301 | 947.7906 | 0 | 0.91128 | 3184.9335 | 0.91128 | 0 | 3184.9335 | 0 | 3184.9335 | 3184.9335 | 4451.2175 | 3.0202 | 5.4701
1.8889 | E250 | 18230724 | Business Lighting - Grants {E} | 12913-2 | Lamp - LED - 90W or less Lamp - from HID 250W - Comm | 12 |  | Comm Lighting | 38 | 857 |  | 110 | 320 | 32566 | 4180 | 6616.14 | 28.949 | 0 | 12 | 0.010968 | 210 | 0.0914% | 2373.4859 | 2436.14 | 10494.1665 | 8989.6259 | 9825.9986 | 8417.2527 | 8831.3436 | 0 | 0.91128 | 29676.8372 | 0.91128 | 0 | 29676.8372 | 0 | 29676.8372 | 29676.8372 | 41475.8645 | 3.0202 | 4.9275
| E250 | 18230724 | Business Lighting - Grants {E} | 12943-1 | Fixture - LED - 40W or less - from HID 100W - Comm | 15 |  | Comm Lighting | 40 | 352 |  | 70 | 365 | 14080 | 2800 | 13777.22 | 0 | 0 | 15 | 0.0059277 | 295 | 0.03952% | 1026.1832 | 10977.22 | 4537.1819 | 14803.4032 | 4248.2976 | 13860.8644 | 0 | 0 | 1.0915 | 15368.2412 | 1.0915 | 0 | 15368.2412 | 0 | 15368.2412 | 15368.2412 | 16905.0653 | 3.6175 | 1.2196
| E250 | 18230724 | Business Lighting - Grants {E} | 12944-1 | Fixture - LED - 50W or less - from HID 150W - Comm | 15 |  | Comm Lighting | 6 | 533 |  | 110 | 388 | 3198 | 660 | 2328 | 0 | 0 | 15 | 0.0013464 | 278 | 0.008976% | 233.0777 | 1668 | 1030.5332 | 2561.0777 | 964.9187 | 2398.0128 | 0 | 0 | 1.0915 | 3490.5991 | 1.0915 | 0 | 3490.5991 | 0 | 3490.5991 | 3490.5991 | 3839.659 | 3.6175 | 1.6012
| E250 | 18230724 | Business Lighting - Grants {E} | 12946-1 | Fixture - LED - 90W or less - from HID 250W - Comm | 15 |  | Comm Lighting | 28 | 857 |  | 175 | 516 | 23996 | 4900 | 12670.31 | 0 | 0 | 15 | 0.010102 | 341 | 0.06735% | 1748.8844 | 7770.31 | 7732.5438 | 14419.1944 | 7240.2095 | 13501.1183 | 0 | 0 | 1.0915 | 26191.4997 | 1.0915 | 0 | 26191.4997 | 0 | 26191.4997 | 26191.4997 | 28810.6497 | 3.6175 | 2.1339
| E250 | 18230724 | Business Lighting - Grants {E} | 12948-1 | Fixture - LED - 155W or less - from HID 400W - Comm | 15 |  | Comm Lighting | 3 | 1230 |  | 250 | 677 | 3690 | 423.34 | 423.34 | 0 | 0 | 15 | 0.0015535 | 427 | 0.01036% | 268.9358 | 0 | 1189.0768 | 692.2758 | 1113.3678 | 648.1983 | 0 | 0 | 1.0915 | 4027.6144 | 1.0915 | 0 | 4027.6144 | 0 | 4027.6144 | 4027.6144 | 4430.3758 | 3.6175 | 6.8349
| E250 | 18230724 | Business Lighting - Grants {E} | 12949-1 | Fixture - LED - 315W or less - from HID 1000W - Comm | 15 |  | Comm Lighting | 10 | 3204 |  | 645 | 1203 | 32040 | 3876.3 | 3876.3 | 0 | 0 | 15 | 0.013489 | 558 | 0.08993% | 2335.1498 | 0 | 10324.6667 | 6211.4498 | 9667.2909 | 5815.9643 | 0 | 0 | 1.0915 | 34971.4807 | 1.0915 | 0 | 34971.4807 | 0 | 34971.4807 | 34971.4807 | 38468.6288 | 3.6175 | 6.6143
| E250 | 18230724 | Business Lighting - Grants {E} | 13224-1 | Lighting - Tenant Improvement - Custom | 14 |  | Comm Lighting | 1 | 3201 |  |  |  | 3201 | 672 | 17621 |  |  | 14 | 0.0012578 | 0 | 0.008984% | 233.2963 | 16949 | 1031.4999 | 17854.2963 | 965.8239 | 16717.5059 | 0 | 0 | 1.0344 | 3311.2544 | 1.0344 | 0 | 3311.2544 | 0 | 3311.2544 | 3311.2544 | 3642.3799 | 3.4284 | 0.21788
| E250 | 18230724 | Business Lighting - Grants {E} | 13224-1 | Lighting - Tenant Improvement - Custom | 15 |  | Comm Lighting | 1 | 547522 |  |  |  | 547522 | 193341 | 344443 |  |  | 15 | 0.23051 | 0 | 1.537% | 39904.6786 | 151102 | 176435.1484 | 384347.6786 | 165201.4498 | 359876.1036 | 0 | 0 | 1.0915 | 597617.1991 | 1.0915 | 0 | 597617.1991 | 0 | 597617.1991 | 597617.1991 | 657378.919 | 3.6175 | 1.8267
| E250 | 18230724 | Business Lighting - Grants {E} | 13355-1 | Incentive - Sales - Contractor - Lighting - Comm |  |  |  | 3371951 | 0 |  | 0.01 | 0 | 0 | 33719.51 | 0 | 0 | 0 | 0 | 0 | -0.01 | 0% | 0 | -33719.51 | 0 | 0 | 0 | 0 | 0 | 0 | #N/A | #N/A | #N/A | #N/A | #N/A | #N/A | #N/A | 0 | 0 | 0 | #DIV/0!
| E250 | 18230724 | Business Lighting - Grants {E} | [15 empty] | 0 | 0 | 0 | 0% | 0 | 0 | 0 | 0 | 0 | 0 | 0 | 0 | #N/A | #N/A | #N/A | #N/A | #N/A | #N/A | #N/A | 0 | 0 | 0 | #DIV/0!
| E250 | 18230724 | Business Lighting - Grants {E} | [15 empty] | 0 | 0 | 0 | 0% | 0 | 0 | 0 | 0 | 0 | 0 | 0 | 0 | #N/A | #N/A | #N/A | #N/A | #N/A | #N/A | #N/A | 0 | 0 | 0 | #DIV/0!
| E250 | 18230724 | Business Lighting - Grants {E} | [15 empty] | 0 | 0 | 0 | 0% | 0 | 0 | 0 | 0 | 0 | 0 | 0 | 0 | #N/A | #N/A | #N/A | #N/A | #N/A | #N/A | #N/A | 0 | 0 | 0 | #DIV/0!
| E250 | 18230724 | Business Lighting - Grants {E} | [15 empty] | 0 | 0 | 0 | 0% | 0 | 0 | 0 | 0 | 0 | 0 | 0 | 0 | #N/A | #N/A | #N/A | #N/A | #N/A | #N/A | #N/A | 0 | 0 | 0 | #DIV/0!
[19 empty] | 0 | 0 | 0 | 0% | 0 | 0 | 0 | 0 | 0 | 0 | 0 | 0 | #N/A | #N/A | #N/A | #N/A | #N/A | #N/A | #N/A | 0 | 0 | 0 | #DIV/0!
[19 empty] | 0 | 0 | 0 | 0% | 0 | 0 | 0 | 0 | 0 | 0 | 0 | 0 | #N/A | #N/A | #N/A | #N/A | #N/A | #N/A | #N/A | 0 | 0 | 0 | #DIV/0!
[19 empty] | 0 | 0 | 0 | 0% | 0 | 0 | 0 | 0 | 0 | 0 | 0 | 0 | #N/A | #N/A | #N/A | #N/A | #N/A | #N/A | #N/A | 0 | 0 | 0 | #DIV/0!
[19 empty] | 0 | 0 | 0 | 0% | 0 | 0 | 0 | 0 | 0 | 0 | 0 | 0 | #N/A | #N/A | #N/A | #N/A | #N/A | #N/A | #N/A | 0 | 0 | 0 | #DIV/0!
[19 empty] | 0 | 0 | 0 | 0% | 0 | 0 | 0 | 0 | 0 | 0 | 0 | 0 | #N/A | #N/A | #N/A | #N/A | #N/A | #N/A | #N/A | 0 | 0 | 0 | #DIV/0!
[19 empty] | 0 | 0 | 0 | 0% | 0 | 0 | 0 | 0 | 0 | 0 | 0 | 0 | #N/A | #N/A | #N/A | #N/A | #N/A | #N/A | #N/A | 0 | 0 | 0 | #DIV/0!
[19 empty] | 0 | 0 | 0 | 0% | 0 | 0 | 0 | 0 | 0 | 0 | 0 | 0 | #N/A | #N/A | #N/A | #N/A | #N/A | #N/A | #N/A | 0 | 0 | 0 | #DIV/0!
[19 empty] | 0 | 0 | 0 | 0% | 0 | 0 | 0 | 0 | 0 | 0 | 0 | 0 | #N/A | #N/A | #N/A | #N/A | #N/A | #N/A | #N/A | 0 | 0 | 0 | #DIV/0!
[19 empty] | 0 | 0 | 0 | 0% | 0 | 0 | 0 | 0 | 0 | 0 | 0 | 0 | #N/A | #N/A | #N/A | #N/A | #N/A | #N/A | #N/A | 0 | 0 | 0 | #DIV/0!
[19 empty] | 0 | 0 | 0 | 0% | 0 | 0 | 0 | 0 | 0 | 0 | 0 | 0 | #N/A | #N/A | #N/A | #N/A | #N/A | #N/A | #N/A | 0 | 0 | 0 | #DIV/0!
[19 empty] | 0 | 0 | 0 | 0% | 0 | 0 | 0 | 0 | 0 | 0 | 0 | 0 | #N/A | #N/A | #N/A | #N/A | #N/A | #N/A | #N/A | 0 | 0 | 0 | #DIV/0!
[19 empty] | 0 | 0 | 0 | 0% | 0 | 0 | 0 | 0 | 0 | 0 | 0 | 0 | #N/A | #N/A | #N/A | #N/A | #N/A | #N/A | #N/A | 0 | 0 | 0 | #DIV/0!
[19 empty] | 0 | 0 | 0 | 0% | 0 | 0 | 0 | 0 | 0 | 0 | 0 | 0 | #N/A | #N/A | #N/A | #N/A | #N/A | #N/A | #N/A | 0 | 0 | 0 | #DIV/0!
[19 empty] | 0 | 0 | 0 | 0% | 0 | 0 | 0 | 0 | 0 | 0 | 0 | 0 | #N/A | #N/A | #N/A | #N/A | #N/A | #N/A | #N/A | 0 | 0 | 0 | #DIV/0!
[19 empty] | 0 | 0 | 0 | 0% | 0 | 0 | 0 | 0 | 0 | 0 | 0 | 0 | #N/A | #N/A | #N/A | #N/A | #N/A | #N/A | #N/A | 0 | 0 | 0 | #DIV/0!
[19 empty] | 0 | 0 | 0 | 0% | 0 | 0 | 0 | 0 | 0 | 0 | 0 | 0 | #N/A | #N/A | #N/A | #N/A | #N/A | #N/A | #N/A | 0 | 0 | 0 | #DIV/0!
[19 empty] | 0 | 0 | 0 | 0% | 0 | 0 | 0 | 0 | 0 | 0 | 0 | 0 | #N/A | #N/A | #N/A | #N/A | #N/A | #N/A | #N/A | 0 | 0 | 0 | #DIV/0!
[19 empty] | 0 | 0 | 0 | 0% | 0 | 0 | 0 | 0 | 0 | 0 | 0 | 0 | #N/A | #N/A | #N/A | #N/A | #N/A | #N/A | #N/A | 0 | 0 | 0 | #DIV/0!
[19 empty] | 0 | 0 | 0 | 0% | 0 | 0 | 0 | 0 | 0 | 0 | 0 | 0 | #N/A | #N/A | #N/A | #N/A | #N/A | #N/A | #N/A | 0 | 0 | 0 | #DIV/0!
[19 empty] | 0 | 0 | 0 | 0% | 0 | 0 | 0 | 0 | 0 | 0 | 0 | 0 | #N/A | #N/A | #N/A | #N/A | #N/A | #N/A | #N/A | 0 | 0 | 0 | #DIV/0!
[19 empty] | 0 | 0 | 0 | 0% | 0 | 0 | 0 | 0 | 0 | 0 | 0 | 0 | #N/A | #N/A | #N/A | #N/A | #N/A | #N/A | #N/A | 0 | 0 | 0 | #DIV/0!
[19 empty] | 0 | 0 | 0 | 0% | 0 | 0 | 0 | 0 | 0 | 0 | 0 | 0 | #N/A | #N/A | #N/A | #N/A | #N/A | #N/A | #N/A | 0 | 0 | 0 | #DIV/0!
[19 empty] | 0 | 0 | 0 | 0% | 0 | 0 | 0 | 0 | 0 | 0 | 0 | 0 | #N/A | #N/A | #N/A | #N/A | #N/A | #N/A | #N/A | 0 | 0 | 0 | #DIV/0!
[19 empty] | 0 | 0 | 0 | 0% | 0 | 0 | 0 | 0 | 0 | 0 | 0 | 0 | #N/A | #N/A | #N/A | #N/A | #N/A | #N/A | #N/A | 0 | 0 | 0 | #DIV/0!
[19 empty] | 0 | 0 | 0 | 0% | 0 | 0 | 0 | 0 | 0 | 0 | 0 | 0 | #N/A | #N/A | #N/A | #N/A | #N/A | #N/A | #N/A | 0 | 0 | 0 | #DIV/0!
[19 empty] | 0 | 0 | 0 | 0% | 0 | 0 | 0 | 0 | 0 | 0 | 0 | 0 | #N/A | #N/A | #N/A | #N/A | #N/A | #N/A | #N/A | 0 | 0 | 0 | #DIV/0!
[19 empty] | 0 | 0 | 0 | 0% | 0 | 0 | 0 | 0 | 0 | 0 | 0 | 0 | #N/A | #N/A | #N/A | #N/A | #N/A | #N/A | #N/A | 0 | 0 | 0 | #DIV/0!
[19 empty] | 0 | 0 | 0 | 0% | 0 | 0 | 0 | 0 | 0 | 0 | 0 | 0 | #N/A | #N/A | #N/A | #N/A | #N/A | #N/A | #N/A | 0 | 0 | 0 | #DIV/0!
[19 empty] | 0 | 0 | 0 | 0% | 0 | 0 | 0 | 0 | 0 | 0 | 0 | 0 | #N/A | #N/A | #N/A | #N/A | #N/A | #N/A | #N/A | 0 | 0 | 0 | #DIV/0!
[19 empty] | 0 | 0 | 0 | 0% | 0 | 0 | 0 | 0 | 0 | 0 | 0 | 0 | #N/A | #N/A | #N/A | #N/A | #N/A | #N/A | #N/A | 0 | 0 | 0 | #DIV/0!
[19 empty] | 0 | 0 | 0 | 0% | 0 | 0 | 0 | 0 | 0 | 0 | 0 | 0 | #N/A | #N/A | #N/A | #N/A | #N/A | #N/A | #N/A | 0 | 0 | 0 | #DIV/0!

## Industrial EM {E}
Rtn to Summary |  | Order Number | Program Name | Discount Rate: | 6.8% | [9 empty] | Paste in incentives but use DBtC for Total
| Program: | 18231137 | Industrial Energy Management {E}
| paste |  |  | paste | paste | paste | paste | paste | paste | paste | paste | paste | paste | Paste | paste | paste | paste | paste | Formula: G + H | Formula: (O/A10)*T | Formula: N - M | Formula: O/A10 | Formula: W*A8 | Formula: Q - P | Formula: X + DBtC | Formula: Q + X | Formula: Z/(1+ElecDiscountRate)^1 | Formula: AA/(1+ElecDiscountRate)^1 | Formula: -PV (ElecDiscount Rate,T,R)*J | Formula: - PV (ElecDiscount Rate, T, S)*J |  | AF*J*K |  | AH*J*L | AG + AI |  | AG +AI -AK | formula: Logic to lookup from AC tables and adjust by savings and quantity | Formula: Utility Savings (AM)*1.1+AD+AE | formula: AM/AB | formula: AN/AC
| Sch. No. | Order Number | Program Name | Measure Version | Measure Name | First Period Measure Life | Second period Measure Life | Electric End-Use Type | Number of units offered | Savings per Unit Period 1 | Savngs per Unit Period 2 | Incentives Per Unit | Incremental Measure Cost per Unit | Total First Year Savings | Total Incentive | Total Incremental Measure Cost | Unit First Year Non-Energy Benefits | Unit Annual Net Equipment O&M | Total Measure Life | Weighted Life | Agency or Customer Cost per Unit | Percent Unit overhead | Program Overhead Cost | Total Customer Cost | Total Utility Program Costs | Total Resource Cost | PV Total Utility Program Costs | PV Total Resource Costs | PV Total Non-Energy Benefits | PV Total Net Equipment O&M | Unit PV First period Savings for 1 kWh | Total First Period Savings | Unit PV Savings for Second Period for 1 kWh | Total Second period Savings | Unadjusted Total | Decrement | Final UC Total Savings | PV Total Savings UC | PV Total Savings TRC | UC B/C Ratio | TRC B/C Ratio
DBTC: | E250 | 18231137 | Industrial Energy Management {E} | 10058-1 | Fan - VFD - Custom | 15 |  | Comm Flat | 1 | 42453 |  | 7669 | 11964 | 42453 | 7669 | 11964 |  |  | 15 | 0.15773 | 4295 | 1.052% | 6212.7668 | 4295 | 15369.5375 | 18176.7668 | 14390.9527 | 17019.4446 | 0 | 0 | 1.0764 | 45695.002 | 1.0764 | 0 | 45695.002 | 0 | 45695.002 | 45695.002 | 50264.5022 | 3.1753 | 2.9534
870818.96 | E250 | 18231137 | Industrial Energy Management {E} | 10071-1 | Compressor or Dryer or Receiver - Custom | 15 |  | Comm Flat | 1 | 101626 |  | 35844 | 64100 | 101626 | 35844 | 64100 |  |  | 15 | 0.37757 | 28256 | 2.517% | 14872.4152 | 28256 | 36792.326 | 78972.4152 | 34449.7434 | 73944.209 | 0 | 0 | 1.0764 | 109386.8579 | 1.0764 | 0 | 109386.8579 | 0 | 109386.8579 | 109386.8579 | 120325.5437 | 3.1753 | 1.6272
Program Costs: | E250 | 18231137 | Industrial Energy Management {E} | 10261-1 | Refrigeration - Custom | 20 |  | Comm Refrigeration | 1 | 576058 |  | 288029 | 446791 | 576058 | 288029 | 446791 |  |  | 20 | 2.8537 | 158762 | 14.27% | 84302.9712 | 158762 | 208554.0483 | 531093.9712 | 195275.3261 | 497278.9992 | 0 | 0 | 1.3368 | 770081.4566 | 1.3368 | 0 | 770081.4566 | 0 | 770081.4566 | 770081.4566 | 847089.6023 | 3.9436 | 1.7034
590840.96 | E250 | 18231137 | Industrial Energy Management {E} | 11914-1 | Process - Modification - Custom | 15 |  | Comm Flat | 1 | 139911 |  | 39910 | 57014 | 139911 | 39910 | 57014 |  |  | 15 | 0.51982 | 17104 | 3.465% | 20475.2178 | 17104 | 50652.8951 | 77489.2178 | 47427.8044 | 72555.4474 | 0 | 0 | 1.0764 | 150595.5629 | 1.0764 | 0 | 150595.5629 | 0 | 150595.5629 | 150595.5629 | 165655.1192 | 3.1753 | 2.2832
Total Savings (kWh): | E250 | 18231137 | Industrial Energy Management {E} | 12577-1 | Optimization - Refrigeration - O and M - Custom | 5 |  | Comm Refrigeration | 1 | 1069696 |  | 14207 | 15716 | 1069696 | 14207 | 15716 |  |  | 5 | 1.3248 | 1509 | 26.5% | 156544.2213 | 1509 | 387269.0445 | 172260.2213 | 362611.4649 | 161292.3421 | 0 | 0 | 0.39157 | 418864.4812 | 0.39157 | 0 | 418864.4812 | 0 | 418864.4812 | 418864.4812 | 460750.9294 | 1.1551 | 2.8566
4037327 | E250 | 18231137 | Industrial Energy Management {E} | 12582-1 | Optimization - Controls - O and M | 5 |  | Comm Flat | 1 | 250965 |  | 8777 | 8777 | 250965 | 8777 | 8777 |  |  | 5 | 0.31081 | 0 | 6.216% | 36727.3697 | 0 | 90858.5016 | 45504.3697 | 85073.5034 | 42607.0878 | 0 | 0 | 0.39887 | 100101.9162 | 0.39887 | 0 | 100101.9162 | 0 | 100101.9162 | 100101.9162 | 110112.1078 | 1.1767 | 2.5844
Total Incentives: | E250 | 18231137 | Industrial Energy Management {E} | 12584-1 | Optimization - Process Heating - O and M | 5 |  | Comm Flat | 1 | 0 |  | 0 | 0 | 0 | 0 | 0 |  |  | 5 | 0 | 0 | 0% | 0 | 0 | 0 | 0 | 0 | 0 | 0 | 0 | 0.39887 | 0 | 0.39887 | 0 | 0 | 0 | 0 | 0 | 0 | 0 | #DIV/0!
451567.84 | E250 | 18231137 | Industrial Energy Management {E} | 12589-1 | ISEM - Performance Incentive - Year 1 | 3 |  | Comm Flat | 1 | 1606402 |  | 32127.84 | 32127.84 | 1606402 | 32127.84 | 32127.84 |  |  | 3 | 1.1937 | 0 | 39.79% | 235088.2403 | 0 | 581576.2307 | 267216.0803 | 544547.0325 | 250202.3224 | 0 | 0 | 0.24823 | 398751.4464 | 0.24823 | 0 | 398751.4464 | 0 | 398751.4464 | 398751.4464 | 438626.591 | 0.73226 | 1.7531
Total Customer Costs: | E250 | 18231137 | Industrial Energy Management {E} | 12590-1 | ISEM - Performance Incentive - Year 2 | 3 |  | Comm Flat | 1 | 250216 |  | 5004 | 5004 | 250216 | 5004 | 5004 |  |  | 3 | 0.18593 | 0 | 6.198% | 36617.7577 | 0 | 90587.3363 | 41621.7577 | 84819.6032 | 38971.6832 | 0 | 0 | 0.24823 | 62110.2264 | 0.24823 | 0 | 62110.2264 | 0 | 62110.2264 | 62110.2264 | 68321.249 | 0.73226 | 1.7531
209926 | E250 | 18231137 | Industrial Energy Management {E} | 12592-1 | ISEM - Milestone Incentive 1 | 0 |  | Comm Flat | 1 | 0 |  | 5000 | 5000 | 0 | 5000 | 5000 |  |  | 0 | 0 | 0 | 0% | 0 | 0 | 0 | 5000 | 0 | 4681.6479 | 0 | 0 | Comm Flat | #VALUE! | Comm Flat | #VALUE! | #VALUE! | #VALUE! | #VALUE! | 0 | 0 | 0 | 0
Weighted Avg Life |  |  |  | 12592-1 | ISEM - Milestone Incentive 1 | 0 |  | Comm Flat | 1 | 0 |  | 1000 | 1000 | 0 | 1000 | 1000 |  |  | 0 | 0 | 0 | 0% | 0 | 0 | 0 | 1000 | 0 | 936.3296 | 0 | 0 | Comm Flat | #VALUE! | Comm Flat | #VALUE! | #VALUE! | #VALUE! | #VALUE! | 0 | 0 | 0 | 0
6.9239 |  |  |  | 12592-1 | ISEM - Milestone Incentive 1 | 0 |  | Comm Flat | 1 | 0 |  | 1000 | 1000 | 0 | 1000 | 1000 |  |  | 0 | 0 | 0 | 0% | 0 | 0 | 0 | 1000 | 0 | 936.3296 | 0 | 0 | Comm Flat | #VALUE! | Comm Flat | #VALUE! | #VALUE! | #VALUE! | #VALUE! | 0 | 0 | 0 | 0
Total Utility Cost |  |  |  | 12592-1 | ISEM - Milestone Incentive 1 | 0 |  | Comm Flat | 1 | 0 |  | 3000 | 3000 | 0 | 3000 | 3000 |  |  | 0 | 0 | 0 | 0% | 0 | 0 | 0 | 3000 | 0 | 2808.9888 | 0 | 0 | Comm Flat | #VALUE! | Comm Flat | #VALUE! | #VALUE! | #VALUE! | #VALUE! | 0 | 0 | 0 | 0
1461659.92 |  |  |  | 12592-1 | ISEM - Milestone Incentive 1 | 0 |  | Comm Flat | 1 | 0 |  | 2000 | 2000 | 0 | 2000 | 2000 |  |  | 0 | 0 | 0 | 0% | 0 | 0 | 0 | 2000 | 0 | 1872.6592 | 0 | 0 | Comm Flat | #VALUE! | Comm Flat | #VALUE! | #VALUE! | #VALUE! | #VALUE! | 0 | 0 | 0 | 0
Total Resource Cost |  |  |  | 12592-1 | ISEM - Milestone Incentive 1 | 0 |  | Comm Flat | 1 | 0 |  | 3000 | 3000 | 0 | 3000 | 3000 |  |  | 0 | 0 | 0 | 0% | 0 | 0 | 0 | 3000 | 0 | 2808.9888 | 0 | 0 | Comm Flat | #VALUE! | Comm Flat | #VALUE! | #VALUE! | #VALUE! | #VALUE! | 0 | 0 | 0 | 0
1252334.8 |  |  |  | 12592-1 | ISEM - Milestone Incentive 1 | 0 |  | Comm Flat | 1 | 0 |  | 1000 | 1000 | 0 | 1000 | 1000 |  |  | 0 | 0 | 0 | 0% | 0 | 0 | 0 | 1000 | 0 | 936.3296 | 0 | 0 | Comm Flat | #VALUE! | Comm Flat | #VALUE! | #VALUE! | #VALUE! | #VALUE! | 0 | 0 | 0 | 0
UC B/C Ratio |  |  |  | 12593-1 | ISEM - Milestone Incentive 2 | 0 |  | Comm Flat | 1 | 0 |  | 1000 | 1000 | 0 | 1000 | 1000 |  |  | 0 | 0 | 0 | 0% | 0 | 0 | 0 | 1000 | 0 | 936.3296 | 0 | 0 | Comm Flat | #VALUE! | Comm Flat | #VALUE! | #VALUE! | #VALUE! | #VALUE! | 0 | 0 | 0 | 0
1.502 |  |  |  | 12593-1 | ISEM - Milestone Incentive 2 | 0 |  | Comm Flat | 1 | 0 |  | 1000 | 1000 | 0 | 1000 | 1000 |  |  | 0 | 0 | 0 | 0% | 0 | 0 | 0 | 1000 | 0 | 936.3296 | 0 | 0 | Comm Flat | #VALUE! | Comm Flat | #VALUE! | #VALUE! | #VALUE! | #VALUE! | 0 | 0 | 0 | 0
TRC B/C Ratio |  |  |  | 12593-1 | ISEM - Milestone Incentive 2 | 0 |  | Comm Flat | 1 | 0 |  | 1000 | 1000 | 0 | 1000 | 1000 |  |  | 0 | 0 | 0 | 0% | 0 | 0 | 0 | 1000 | 0 | 936.3296 | 0 | 0 | Comm Flat | #VALUE! | Comm Flat | #VALUE! | #VALUE! | #VALUE! | #VALUE! | 0 | 0 | 0 | 0
1.9283 |  |  |  | 12593-1 | ISEM - Milestone Incentive 2 | 0 |  | Comm Flat | 1 | 0 |  | 1000 | 1000 | 0 | 1000 | 1000 |  |  | 0 | 0 | 0 | 0% | 0 | 0 | 0 | 1000 | 0 | 936.3296 | 0 | 0 | Comm Flat | #VALUE! | Comm Flat | #VALUE! | #VALUE! | #VALUE! | #VALUE! | 0 | 0 | 0 | 0

## Indust Opt {E}
Rtn to Summary |  | Order Number | Program Name | Discount Rate: | 6.8% | [9 empty] | Paste in incentives but use DBtC for Total
| Program: | 18231133 | Industrial System Optimization {E}
| paste |  |  | paste | paste | paste | paste | paste | paste | paste | paste | paste | paste | Paste | paste | paste | paste | paste | Formula: G + H | Formula: (O/A10)*T | Formula: N - M | Formula: O/A10 | Formula: W*A8 | Formula: Q - P | Formula: X + DBtC | Formula: Q + X | Formula: Z/(1+ElecDiscountRate)^1 | Formula: AA/(1+ElecDiscountRate)^1 | Formula: -PV (ElecDiscount Rate,T,R)*J | Formula: - PV (ElecDiscount Rate, T, S)*J |  | AF*J*K |  | AH*J*L | AG + AI |  | AG +AI -AK | formula: Logic to lookup from AC tables and adjust by savings and quantity | Formula: Utility Savings (AM)*1.1+AD+AE | formula: AM/AB | formula: AN/AC
| Sch. No. | Order Number | Program Name | Measure Version | Measure Name | First Period Measure Life | Second period Measure Life | Electric End-Use Type | Number of units offered | Savings per Unit Period 1 | Savngs per Unit Period 2 | Incentives Per Unit | Incremental Measure Cost per Unit | Total First Year Savings | Total Incentive | Total Incremental Measure Cost | Unit First Year Non-Energy Benefits | Unit Annual Net Equipment O&M | Total Measure Life | Weighted Life | Agency or Customer Cost per Unit | Percent Unit overhead | Program Overhead Cost | Total Customer Cost | Total Utility Program Costs | Total Resource Cost | PV Total Utility Program Costs | PV Total Resource Costs | PV Total Non-Energy Benefits | PV Total Net Equipment O&M | Unit PV First period Savings for 1 kWh | Total First Period Savings | Unit PV Savings for Second Period for 1 kWh | Total Second period Savings | Unadjusted Total | Decrement | Final UC Total Savings | PV Total Savings UC | PV Total Savings TRC | UC B/C Ratio | TRC B/C Ratio
DBTC: | E250 | 18231133 | Industrial System Optimization {E} | [15 empty] | 0 | #DIV/0! | 0 | #DIV/0! | #DIV/0! | 0 | #DIV/0! | #DIV/0! | #DIV/0! | #DIV/0! | 0 | 0 | #N/A | #N/A | #N/A | #N/A | #N/A | #N/A | #N/A | 0 | 0 | 0 | #DIV/0!
-36611.67 | [18 empty] | 0 | #DIV/0! | 0 | #DIV/0! | #DIV/0! | 0 | #DIV/0! | #DIV/0! | #DIV/0! | #DIV/0! | 0 | 0 | #N/A | #N/A | #N/A | #N/A | #N/A | #N/A | #N/A | 0 | 0 | 0 | #DIV/0!
Program Costs: | [18 empty] | 0 | #DIV/0! | 0 | #DIV/0! | #DIV/0! | 0 | #DIV/0! | #DIV/0! | #DIV/0! | #DIV/0! | 0 | 0 | #N/A | #N/A | #N/A | #N/A | #N/A | #N/A | #N/A | 0 | 0 | 0 | #DIV/0!
-5960.04 | [18 empty] | 0 | #DIV/0! | 0 | #DIV/0! | #DIV/0! | 0 | #DIV/0! | #DIV/0! | #DIV/0! | #DIV/0! | 0 | 0 | #N/A | #N/A | #N/A | #N/A | #N/A | #N/A | #N/A | 0 | 0 | 0 | #DIV/0!
Total Savings (kWh): | [18 empty] | 0 | #DIV/0! | 0 | #DIV/0! | #DIV/0! | 0 | #DIV/0! | #DIV/0! | #DIV/0! | #DIV/0! | 0 | 0 | #N/A | #N/A | #N/A | #N/A | #N/A | #N/A | #N/A | 0 | 0 | 0 | #DIV/0!
0 | [18 empty] | 0 | #DIV/0! | 0 | #DIV/0! | #DIV/0! | 0 | #DIV/0! | #DIV/0! | #DIV/0! | #DIV/0! | 0 | 0 | #N/A | #N/A | #N/A | #N/A | #N/A | #N/A | #N/A | 0 | 0 | 0 | #DIV/0!
Total Incentives: | [18 empty] | 0 | #DIV/0! | 0 | #DIV/0! | #DIV/0! | 0 | #DIV/0! | #DIV/0! | #DIV/0! | #DIV/0! | 0 | 0 | #N/A | #N/A | #N/A | #N/A | #N/A | #N/A | #N/A | 0 | 0 | 0 | #DIV/0!
0 | [18 empty] | 0 | #DIV/0! | 0 | #DIV/0! | #DIV/0! | 0 | #DIV/0! | #DIV/0! | #DIV/0! | #DIV/0! | 0 | 0 | #N/A | #N/A | #N/A | #N/A | #N/A | #N/A | #N/A | 0 | 0 | 0 | #DIV/0!
Total Customer Costs: | [18 empty] | 0 | #DIV/0! | 0 | #DIV/0! | #DIV/0! | 0 | #DIV/0! | #DIV/0! | #DIV/0! | #DIV/0! | 0 | 0 | #N/A | #N/A | #N/A | #N/A | #N/A | #N/A | #N/A | 0 | 0 | 0 | #DIV/0!
0 | [18 empty] | 0 | #DIV/0! | 0 | #DIV/0! | #DIV/0! | 0 | #DIV/0! | #DIV/0! | #DIV/0! | #DIV/0! | 0 | 0 | #N/A | #N/A | #N/A | #N/A | #N/A | #N/A | #N/A | 0 | 0 | 0 | #DIV/0!
Weighted Avg Life | [18 empty] | 0 | #DIV/0! | 0 | #DIV/0! | #DIV/0! | 0 | #DIV/0! | #DIV/0! | #DIV/0! | #DIV/0! | 0 | 0 | #N/A | #N/A | #N/A | #N/A | #N/A | #N/A | #N/A | 0 | 0 | 0 | #DIV/0!
#DIV/0! | [18 empty] | 0 | #DIV/0! | 0 | #DIV/0! | #DIV/0! | 0 | #DIV/0! | #DIV/0! | #DIV/0! | #DIV/0! | 0 | 0 | #N/A | #N/A | #N/A | #N/A | #N/A | #N/A | #N/A | 0 | 0 | 0 | #DIV/0!
Total Utility Cost | [18 empty] | 0 | #DIV/0! | 0 | #DIV/0! | #DIV/0! | 0 | #DIV/0! | #DIV/0! | #DIV/0! | #DIV/0! | 0 | 0 | #N/A | #N/A | #N/A | #N/A | #N/A | #N/A | #N/A | 0 | 0 | 0 | #DIV/0!
-42571.71 | [18 empty] | 0 | #DIV/0! | 0 | #DIV/0! | #DIV/0! | 0 | #DIV/0! | #DIV/0! | #DIV/0! | #DIV/0! | 0 | 0 | #N/A | #N/A | #N/A | #N/A | #N/A | #N/A | #N/A | 0 | 0 | 0 | #DIV/0!
Total Resource Cost | [18 empty] | 0 | #DIV/0! | 0 | #DIV/0! | #DIV/0! | 0 | #DIV/0! | #DIV/0! | #DIV/0! | #DIV/0! | 0 | 0 | #N/A | #N/A | #N/A | #N/A | #N/A | #N/A | #N/A | 0 | 0 | 0 | #DIV/0!
-5960.04 | [18 empty] | 0 | #DIV/0! | 0 | #DIV/0! | #DIV/0! | 0 | #DIV/0! | #DIV/0! | #DIV/0! | #DIV/0! | 0 | 0 | #N/A | #N/A | #N/A | #N/A | #N/A | #N/A | #N/A | 0 | 0 | 0 | #DIV/0!
UC B/C Ratio | [18 empty] | 0 | #DIV/0! | 0 | #DIV/0! | #DIV/0! | 0 | #DIV/0! | #DIV/0! | #DIV/0! | #DIV/0! | 0 | 0 | #N/A | #N/A | #N/A | #N/A | #N/A | #N/A | #N/A | 0 | 0 | 0 | #DIV/0!
#DIV/0! | [18 empty] | 0 | #DIV/0! | 0 | #DIV/0! | #DIV/0! | 0 | #DIV/0! | #DIV/0! | #DIV/0! | #DIV/0! | 0 | 0 | #N/A | #N/A | #N/A | #N/A | #N/A | #N/A | #N/A | 0 | 0 | 0 | #DIV/0!
TRC B/C Ratio | [18 empty] | 0 | #DIV/0! | 0 | #DIV/0! | #DIV/0! | 0 | #DIV/0! | #DIV/0! | #DIV/0! | #DIV/0! | 0 | 0 | #N/A | #N/A | #N/A | #N/A | #N/A | #N/A | #N/A | 0 | 0 | 0 | #DIV/0!
#DIV/0! | [18 empty] | 0 | #DIV/0! | 0 | #DIV/0! | #DIV/0! | 0 | #DIV/0! | #DIV/0! | #DIV/0! | #DIV/0! | 0 | 0 | #N/A | #N/A | #N/A | #N/A | #N/A | #N/A | #N/A | 0 | 0 | 0 | #DIV/0!

## CBA {E}
Rtn to Summary |  | Order Number | Program Name | Discount Rate: | 6.8% | [9 empty] | Paste in incentives but use DBtC for Total
| Program: | 18230013 | Clean Buildings Accelerator {E}
| paste |  |  | paste | paste | paste | paste | paste | paste | paste | paste | paste | paste | Paste | paste | paste | paste | paste | Formula: G + H | Formula: (O/A10)*T | Formula: N - M | Formula: O/A10 | Formula: W*A8 | Formula: Q - P | Formula: X + DBtC | Formula: Q + X | Formula: Z/(1+ElecDiscountRate)^1 | Formula: AA/(1+ElecDiscountRate)^1 | Formula: -PV (ElecDiscount Rate,T,R)*J | Formula: - PV (ElecDiscount Rate, T, S)*J |  | AF*J*K |  | AH*J*L | AG + AI |  | AG +AI -AK | formula: Logic to lookup from AC tables and adjust by savings and quantity | Formula: Utility Savings (AM)*1.1+AD+AE | formula: AM/AB | formula: AN/AC
| Sch. No. | Order Number | Program Name | Measure Version | Measure Name | First Period Measure Life | Second period Measure Life | Electric End-Use Type | Number of units offered | Savings per Unit Period 1 | Savngs per Unit Period 2 | Incentives Per Unit | Incremental Measure Cost per Unit | Total First Year Savings | Total Incentive | Total Incremental Measure Cost | Unit First Year Non-Energy Benefits | Unit Annual Net Equipment O&M | Total Measure Life | Weighted Life | Agency or Customer Cost per Unit | Percent Unit overhead | Program Overhead Cost | Total Customer Cost | Total Utility Program Costs | Total Resource Cost | PV Total Utility Program Costs | PV Total Resource Costs | PV Total Non-Energy Benefits | PV Total Net Equipment O&M | Unit PV First period Savings for 1 kWh | Total First Period Savings | Unit PV Savings for Second Period for 1 kWh | Total Second period Savings | Unadjusted Total | Decrement | Final UC Total Savings | PV Total Savings UC | PV Total Savings TRC | UC B/C Ratio | TRC B/C Ratio
DBTC: | E250 | 18230013 | Clean Buildings Accelerator {E} | 13194-1 | CBA - Base - Custom | 5 |  | Comm Flat | 1 | 267444 |  |  |  | 267444 | 0 | 0 |  |  | 5 | 2.1532 | 0 | 43.06% | 53293.1341 | 0 | 53293.1341 | 53293.1341 | 49899.9383 | 49899.9383 | 0 | 0 | 0.39887 | 106674.8625 | 0.39887 | 0 | 106674.8625 | 0 | 106674.8625 | 106674.8625 | 117342.3488 | 2.1378 | 2.3516
0 | E250 |  |  | 13195-1 | CBA - Performance - Custom | 5 |  | Comm Flat | 1 | 353607 |  |  |  | 353607 | 0 | 0 |  |  | 5 | 2.8468 | 0 | 56.94% | 70462.6959 | 0 | 70462.6959 | 70462.6959 | 65976.3071 | 65976.3071 | 0 | 0 | 0.39887 | 141042.529 | 0.39887 | 0 | 141042.529 | 0 | 141042.529 | 141042.529 | 155146.7819 | 2.1378 | 2.3516
Program Costs: | E250 | [17 empty] | 0 | 0 | 0 | 0% | 0 | 0 | 0 | 0 | 0 | 0 | 0 | 0 | #N/A | #N/A | #N/A | #N/A | #N/A | #N/A | #N/A | 0 | 0 | 0 | #DIV/0!
123755.83 | E250 | [17 empty] | 0 | 0 | 0 | 0% | 0 | 0 | 0 | 0 | 0 | 0 | 0 | 0 | #N/A | #N/A | #N/A | #N/A | #N/A | #N/A | #N/A | 0 | 0 | 0 | #DIV/0!
Total Savings (kWh): | E250 | [17 empty] | 0 | 0 | 0 | 0% | 0 | 0 | 0 | 0 | 0 | 0 | 0 | 0 | #N/A | #N/A | #N/A | #N/A | #N/A | #N/A | #N/A | 0 | 0 | 0 | #DIV/0!
621051 | E250 | [17 empty] | 0 | 0 | 0 | 0% | 0 | 0 | 0 | 0 | 0 | 0 | 0 | 0 | #N/A | #N/A | #N/A | #N/A | #N/A | #N/A | #N/A | 0 | 0 | 0 | #DIV/0!
Total Incentives: | E250 | [17 empty] | 0 | 0 | 0 | 0% | 0 | 0 | 0 | 0 | 0 | 0 | 0 | 0 | #N/A | #N/A | #N/A | #N/A | #N/A | #N/A | #N/A | 0 | 0 | 0 | #DIV/0!
0 | E250 | [17 empty] | 0 | 0 | 0 | 0% | 0 | 0 | 0 | 0 | 0 | 0 | 0 | 0 | #N/A | #N/A | #N/A | #N/A | #N/A | #N/A | #N/A | 0 | 0 | 0 | #DIV/0!
Total Customer Costs: | E250 | [17 empty] | 0 | 0 | 0 | 0% | 0 | 0 | 0 | 0 | 0 | 0 | 0 | 0 | #N/A | #N/A | #N/A | #N/A | #N/A | #N/A | #N/A | 0 | 0 | 0 | #DIV/0!
0 | E250 | [17 empty] | 0 | 0 | 0 | 0% | 0 | 0 | 0 | 0 | 0 | 0 | 0 | 0 | #N/A | #N/A | #N/A | #N/A | #N/A | #N/A | #N/A | 0 | 0 | 0 | #DIV/0!
Weighted Avg Life | [18 empty] | 0 | 0 | 0 | 0% | 0 | 0 | 0 | 0 | 0 | 0 | 0 | 0 | #N/A | #N/A | #N/A | #N/A | #N/A | #N/A | #N/A | 0 | 0 | 0 | #DIV/0!
5 | [18 empty] | 0 | 0 | 0 | 0% | 0 | 0 | 0 | 0 | 0 | 0 | 0 | 0 | #N/A | #N/A | #N/A | #N/A | #N/A | #N/A | #N/A | 0 | 0 | 0 | #DIV/0!
Total Utility Cost | [18 empty] | 0 | 0 | 0 | 0% | 0 | 0 | 0 | 0 | 0 | 0 | 0 | 0 | #N/A | #N/A | #N/A | #N/A | #N/A | #N/A | #N/A | 0 | 0 | 0 | #DIV/0!
123755.83 | [18 empty] | 0 | 0 | 0 | 0% | 0 | 0 | 0 | 0 | 0 | 0 | 0 | 0 | #N/A | #N/A | #N/A | #N/A | #N/A | #N/A | #N/A | 0 | 0 | 0 | #DIV/0!
Total Resource Cost | [18 empty] | 0 | 0 | 0 | 0% | 0 | 0 | 0 | 0 | 0 | 0 | 0 | 0 | #N/A | #N/A | #N/A | #N/A | #N/A | #N/A | #N/A | 0 | 0 | 0 | #DIV/0!
123755.83 | [18 empty] | 0 | 0 | 0 | 0% | 0 | 0 | 0 | 0 | 0 | 0 | 0 | 0 | #N/A | #N/A | #N/A | #N/A | #N/A | #N/A | #N/A | 0 | 0 | 0 | #DIV/0!
UC B/C Ratio | [18 empty] | 0 | 0 | 0 | 0% | 0 | 0 | 0 | 0 | 0 | 0 | 0 | 0 | #N/A | #N/A | #N/A | #N/A | #N/A | #N/A | #N/A | 0 | 0 | 0 | #DIV/0!
2.1378 | [18 empty] | 0 | 0 | 0 | 0% | 0 | 0 | 0 | 0 | 0 | 0 | 0 | 0 | #N/A | #N/A | #N/A | #N/A | #N/A | #N/A | #N/A | 0 | 0 | 0 | #DIV/0!
TRC B/C Ratio | [18 empty] | 0 | 0 | 0 | 0% | 0 | 0 | 0 | 0 | 0 | 0 | 0 | 0 | #N/A | #N/A | #N/A | #N/A | #N/A | #N/A | #N/A | 0 | 0 | 0 | #DIV/0!
2.3516 | [18 empty] | 0 | 0 | 0 | 0% | 0 | 0 | 0 | 0 | 0 | 0 | 0 | 0 | #N/A | #N/A | #N/A | #N/A | #N/A | #N/A | #N/A | 0 | 0 | 0 | #DIV/0!

## SMB Virtual Cx {E}
Rtn to Summary |  | Order Number | Program Name | Discount Rate: | 6.8% | [9 empty] | Paste in incentives but use DBtC for Total
| Program: | 18230015 | SMB Virtual Commissioning {E}
| paste |  |  | paste | paste | paste | paste | paste | paste | paste | paste | paste | paste | Paste | paste | paste | paste | paste | Formula: G + H | Formula: (O/A10)*T | Formula: N - M | Formula: O/A10 | Formula: W*A8 | Formula: Q - P | Formula: X + DBtC | Formula: Q + X | Formula: Z/(1+ElecDiscountRate)^1 | Formula: AA/(1+ElecDiscountRate)^1 | Formula: -PV (ElecDiscount Rate,T,R)*J | Formula: - PV (ElecDiscount Rate, T, S)*J |  | AF*J*K |  | AH*J*L | AG + AI |  | AG +AI -AK | formula: Logic to lookup from AC tables and adjust by savings and quantity | Formula: Utility Savings (AM)*1.1+AD+AE | formula: AM/AB | formula: AN/AC
| Sch. No. | Order Number | Program Name | Measure Version | Measure Name | First Period Measure Life | Second period Measure Life | Electric End-Use Type | Number of units offered | Savings per Unit Period 1 | Savngs per Unit Period 2 | Incentives Per Unit | Incremental Measure Cost per Unit | Total First Year Savings | Total Incentive | Total Incremental Measure Cost | Unit First Year Non-Energy Benefits | Unit Annual Net Equipment O&M | Total Measure Life | Weighted Life | Agency or Customer Cost per Unit | Percent Unit overhead | Program Overhead Cost | Total Customer Cost | Total Utility Program Costs | Total Resource Cost | PV Total Utility Program Costs | PV Total Resource Costs | PV Total Non-Energy Benefits | PV Total Net Equipment O&M | Unit PV First period Savings for 1 kWh | Total First Period Savings | Unit PV Savings for Second Period for 1 kWh | Total Second period Savings | Unadjusted Total | Decrement | Final UC Total Savings | PV Total Savings UC | PV Total Savings TRC | UC B/C Ratio | TRC B/C Ratio
DBTC: | E250 | 18230015 | SMB Virtual Commissioning {E} | 12975-1 | Commissioning - Virtual - Custom | 7 |  | Comm Flat | 1 | 2353817 |  | 494301.57 | 494301.57 | 2353817 | 494301.57 | 494301.57 |  |  | 7 | 7 | 0 | 100% | 601111.25 | 0 | 601111.25 | 1095412.82 | 562838.2491 | 1025667.4345 | 0 | 0 | 0.54324 | 1278695.04 | 0.54324 | 0 | 1278695.04 | 0 | 1278695.04 | 1278695.04 | 1406564.544 | 2.2719 | 1.3714
0 | [18 empty] | 0 | 0 | 0 | 0% | 0 | 0 | 0 | 0 | 0 | 0 | 0 | 0 | #N/A | #N/A | #N/A | #N/A | #N/A | #N/A | #N/A | 0 | 0 | 0 | #DIV/0!
Program Costs: | [18 empty] | 0 | 0 | 0 | 0% | 0 | 0 | 0 | 0 | 0 | 0 | 0 | 0 | #N/A | #N/A | #N/A | #N/A | #N/A | #N/A | #N/A | 0 | 0 | 0 | #DIV/0!
601111.25 | [18 empty] | 0 | 0 | 0 | 0% | 0 | 0 | 0 | 0 | 0 | 0 | 0 | 0 | #N/A | #N/A | #N/A | #N/A | #N/A | #N/A | #N/A | 0 | 0 | 0 | #DIV/0!
Total Savings (kWh): | [18 empty] | 0 | 0 | 0 | 0% | 0 | 0 | 0 | 0 | 0 | 0 | 0 | 0 | #N/A | #N/A | #N/A | #N/A | #N/A | #N/A | #N/A | 0 | 0 | 0 | #DIV/0!
2353817 | [18 empty] | 0 | 0 | 0 | 0% | 0 | 0 | 0 | 0 | 0 | 0 | 0 | 0 | #N/A | #N/A | #N/A | #N/A | #N/A | #N/A | #N/A | 0 | 0 | 0 | #DIV/0!
Total Incentives: | [18 empty] | 0 | 0 | 0 | 0% | 0 | 0 | 0 | 0 | 0 | 0 | 0 | 0 | #N/A | #N/A | #N/A | #N/A | #N/A | #N/A | #N/A | 0 | 0 | 0 | #DIV/0!
494301.57 | [18 empty] | 0 | 0 | 0 | 0% | 0 | 0 | 0 | 0 | 0 | 0 | 0 | 0 | #N/A | #N/A | #N/A | #N/A | #N/A | #N/A | #N/A | 0 | 0 | 0 | #DIV/0!
Total Customer Costs: | [18 empty] | 0 | 0 | 0 | 0% | 0 | 0 | 0 | 0 | 0 | 0 | 0 | 0 | #N/A | #N/A | #N/A | #N/A | #N/A | #N/A | #N/A | 0 | 0 | 0 | #DIV/0!
0 | [18 empty] | 0 | 0 | 0 | 0% | 0 | 0 | 0 | 0 | 0 | 0 | 0 | 0 | #N/A | #N/A | #N/A | #N/A | #N/A | #N/A | #N/A | 0 | 0 | 0 | #DIV/0!
Weighted Avg Life | [18 empty] | 0 | 0 | 0 | 0% | 0 | 0 | 0 | 0 | 0 | 0 | 0 | 0 | #N/A | #N/A | #N/A | #N/A | #N/A | #N/A | #N/A | 0 | 0 | 0 | #DIV/0!
7 | [18 empty] | 0 | 0 | 0 | 0% | 0 | 0 | 0 | 0 | 0 | 0 | 0 | 0 | #N/A | #N/A | #N/A | #N/A | #N/A | #N/A | #N/A | 0 | 0 | 0 | #DIV/0!
Total Utility Cost | [18 empty] | 0 | 0 | 0 | 0% | 0 | 0 | 0 | 0 | 0 | 0 | 0 | 0 | #N/A | #N/A | #N/A | #N/A | #N/A | #N/A | #N/A | 0 | 0 | 0 | #DIV/0!
601111.25 | [18 empty] | 0 | 0 | 0 | 0% | 0 | 0 | 0 | 0 | 0 | 0 | 0 | 0 | #N/A | #N/A | #N/A | #N/A | #N/A | #N/A | #N/A | 0 | 0 | 0 | #DIV/0!
Total Resource Cost | [18 empty] | 0 | 0 | 0 | 0% | 0 | 0 | 0 | 0 | 0 | 0 | 0 | 0 | #N/A | #N/A | #N/A | #N/A | #N/A | #N/A | #N/A | 0 | 0 | 0 | #DIV/0!
1095412.82 | [18 empty] | 0 | 0 | 0 | 0% | 0 | 0 | 0 | 0 | 0 | 0 | 0 | 0 | #N/A | #N/A | #N/A | #N/A | #N/A | #N/A | #N/A | 0 | 0 | 0 | #DIV/0!
UC B/C Ratio | [18 empty] | 0 | 0 | 0 | 0% | 0 | 0 | 0 | 0 | 0 | 0 | 0 | 0 | #N/A | #N/A | #N/A | #N/A | #N/A | #N/A | #N/A | 0 | 0 | 0 | #DIV/0!
2.2719 | [18 empty] | 0 | 0 | 0 | 0% | 0 | 0 | 0 | 0 | 0 | 0 | 0 | 0 | #N/A | #N/A | #N/A | #N/A | #N/A | #N/A | #N/A | 0 | 0 | 0 | #DIV/0!
TRC B/C Ratio | [18 empty] | 0 | 0 | 0 | 0% | 0 | 0 | 0 | 0 | 0 | 0 | 0 | 0 | #N/A | #N/A | #N/A | #N/A | #N/A | #N/A | #N/A | 0 | 0 | 0 | #DIV/0!
1.3714 | [18 empty] | 0 | 0 | 0 | 0% | 0 | 0 | 0 | 0 | 0 | 0 | 0 | 0 | #N/A | #N/A | #N/A | #N/A | #N/A | #N/A | #N/A | 0 | 0 | 0 | #DIV/0!
[19 empty] | 0 | 0 | 0 | 0% | 0 | 0 | 0 | 0 | 0 | 0 | 0 | 0 | #N/A | #N/A | #N/A | #N/A | #N/A | #N/A | #N/A | 0 | 0 | 0 | #DIV/0!
[19 empty] | 0 | 0 | 0 | 0% | 0 | 0 | 0 | 0 | 0 | 0 | 0 | 0 | #N/A | #N/A | #N/A | #N/A | #N/A | #N/A | #N/A | 0 | 0 | 0 | #DIV/0!
[19 empty] | 0 | 0 | 0 | 0% | 0 | 0 | 0 | 0 | 0 | 0 | 0 | 0 | #N/A | #N/A | #N/A | #N/A | #N/A | #N/A | #N/A | 0 | 0 | 0 | #DIV/0!
[19 empty] | 0 | 0 | 0 | 0% | 0 | 0 | 0 | 0 | 0 | 0 | 0 | 0 | #N/A | #N/A | #N/A | #N/A | #N/A | #N/A | #N/A | 0 | 0 | 0 | #DIV/0!
[19 empty] | 0 | 0 | 0 | 0% | 0 | 0 | 0 | 0 | 0 | 0 | 0 | 0 | #N/A | #N/A | #N/A | #N/A | #N/A | #N/A | #N/A | 0 | 0 | 0 | #DIV/0!
[19 empty] | 0 | 0 | 0 | 0% | 0 | 0 | 0 | 0 | 0 | 0 | 0 | 0 | #N/A | #N/A | #N/A | #N/A | #N/A | #N/A | #N/A | 0 | 0 | 0 | #DIV/0!
[19 empty] | 0 | 0 | 0 | 0% | 0 | 0 | 0 | 0 | 0 | 0 | 0 | 0 | #N/A | #N/A | #N/A | #N/A | #N/A | #N/A | #N/A | 0 | 0 | 0 | #DIV/0!
[19 empty] | 0 | 0 | 0 | 0% | 0 | 0 | 0 | 0 | 0 | 0 | 0 | 0 | #N/A | #N/A | #N/A | #N/A | #N/A | #N/A | #N/A | 0 | 0 | 0 | #DIV/0!
[19 empty] | 0 | 0 | 0 | 0% | 0 | 0 | 0 | 0 | 0 | 0 | 0 | 0 | #N/A | #N/A | #N/A | #N/A | #N/A | #N/A | #N/A | 0 | 0 | 0 | #DIV/0!
[19 empty] | 0 | 0 | 0 | 0% | 0 | 0 | 0 | 0 | 0 | 0 | 0 | 0 | #N/A | #N/A | #N/A | #N/A | #N/A | #N/A | #N/A | 0 | 0 | 0 | #DIV/0!
[19 empty] | 0 | 0 | 0 | 0% | 0 | 0 | 0 | 0 | 0 | 0 | 0 | 0 | #N/A | #N/A | #N/A | #N/A | #N/A | #N/A | #N/A | 0 | 0 | 0 | #DIV/0!
[19 empty] | 0 | 0 | 0 | 0% | 0 | 0 | 0 | 0 | 0 | 0 | 0 | 0 | #N/A | #N/A | #N/A | #N/A | #N/A | #N/A | #N/A | 0 | 0 | 0 | #DIV/0!
[19 empty] | 0 | 0 | 0 | 0% | 0 | 0 | 0 | 0 | 0 | 0 | 0 | 0 | #N/A | #N/A | #N/A | #N/A | #N/A | #N/A | #N/A | 0 | 0 | 0 | #DIV/0!
[19 empty] | 0 | 0 | 0 | 0% | 0 | 0 | 0 | 0 | 0 | 0 | 0 | 0 | #N/A | #N/A | #N/A | #N/A | #N/A | #N/A | #N/A | 0 | 0 | 0 | #DIV/0!
[19 empty] | 0 | 0 | 0 | 0% | 0 | 0 | 0 | 0 | 0 | 0 | 0 | 0 | #N/A | #N/A | #N/A | #N/A | #N/A | #N/A | #N/A | 0 | 0 | 0 | #DIV/0!
[19 empty] | 0 | 0 | 0 | 0% | 0 | 0 | 0 | 0 | 0 | 0 | 0 | 0 | #N/A | #N/A | #N/A | #N/A | #N/A | #N/A | #N/A | 0 | 0 | 0 | #DIV/0!
[19 empty] | 0 | 0 | 0 | 0% | 0 | 0 | 0 | 0 | 0 | 0 | 0 | 0 | #N/A | #N/A | #N/A | #N/A | #N/A | #N/A | #N/A | 0 | 0 | 0 | #DIV/0!
[19 empty] | 0 | 0 | 0 | 0% | 0 | 0 | 0 | 0 | 0 | 0 | 0 | 0 | #N/A | #N/A | #N/A | #N/A | #N/A | #N/A | #N/A | 0 | 0 | 0 | #DIV/0!
[19 empty] | 0 | 0 | 0 | 0% | 0 | 0 | 0 | 0 | 0 | 0 | 0 | 0 | #N/A | #N/A | #N/A | #N/A | #N/A | #N/A | #N/A | 0 | 0 | 0 | #DIV/0!
[19 empty] | 0 | 0 | 0 | 0% | 0 | 0 | 0 | 0 | 0 | 0 | 0 | 0 | #N/A | #N/A | #N/A | #N/A | #N/A | #N/A | #N/A | 0 | 0 | 0 | #DIV/0!
[19 empty] | 0 | 0 | 0 | 0% | 0 | 0 | 0 | 0 | 0 | 0 | 0 | 0 | #N/A | #N/A | #N/A | #N/A | #N/A | #N/A | #N/A | 0 | 0 | 0 | #DIV/0!
[19 empty] | 0 | 0 | 0 | 0% | 0 | 0 | 0 | 0 | 0 | 0 | 0 | 0 | #N/A | #N/A | #N/A | #N/A | #N/A | #N/A | #N/A | 0 | 0 | 0 | #DIV/0!
[19 empty] | 0 | 0 | 0 | 0% | 0 | 0 | 0 | 0 | 0 | 0 | 0 | 0 | #N/A | #N/A | #N/A | #N/A | #N/A | #N/A | #N/A | 0 | 0 | 0 | #DIV/0!
[19 empty] | 0 | 0 | 0 | 0% | 0 | 0 | 0 | 0 | 0 | 0 | 0 | 0 | #N/A | #N/A | #N/A | #N/A | #N/A | #N/A | #N/A | 0 | 0 | 0 | #DIV/0!
[19 empty] | 0 | 0 | 0 | 0% | 0 | 0 | 0 | 0 | 0 | 0 | 0 | 0 | #N/A | #N/A | #N/A | #N/A | #N/A | #N/A | #N/A | 0 | 0 | 0 | #DIV/0!
[19 empty] | 0 | 0 | 0 | 0% | 0 | 0 | 0 | 0 | 0 | 0 | 0 | 0 | #N/A | #N/A | #N/A | #N/A | #N/A | #N/A | #N/A | 0 | 0 | 0 | #DIV/0!
[19 empty] | 0 | 0 | 0 | 0% | 0 | 0 | 0 | 0 | 0 | 0 | 0 | 0 | #N/A | #N/A | #N/A | #N/A | #N/A | #N/A | #N/A | 0 | 0 | 0 | #DIV/0!
[19 empty] | 0 | 0 | 0 | 0% | 0 | 0 | 0 | 0 | 0 | 0 | 0 | 0 | #N/A | #N/A | #N/A | #N/A | #N/A | #N/A | #N/A | 0 | 0 | 0 | #DIV/0!
[19 empty] | 0 | 0 | 0 | 0% | 0 | 0 | 0 | 0 | 0 | 0 | 0 | 0 | #N/A | #N/A | #N/A | #N/A | #N/A | #N/A | #N/A | 0 | 0 | 0 | #DIV/0!
[19 empty] | 0 | 0 | 0 | 0% | 0 | 0 | 0 | 0 | 0 | 0 | 0 | 0 | #N/A | #N/A | #N/A | #N/A | #N/A | #N/A | #N/A | 0 | 0 | 0 | #DIV/0!
[19 empty] | 0 | 0 | 0 | 0% | 0 | 0 | 0 | 0 | 0 | 0 | 0 | 0 | #N/A | #N/A | #N/A | #N/A | #N/A | #N/A | #N/A | 0 | 0 | 0 | #DIV/0!
[19 empty] | 0 | 0 | 0 | 0% | 0 | 0 | 0 | 0 | 0 | 0 | 0 | 0 | #N/A | #N/A | #N/A | #N/A | #N/A | #N/A | #N/A | 0 | 0 | 0 | #DIV/0!
[19 empty] | 0 | 0 | 0 | 0% | 0 | 0 | 0 | 0 | 0 | 0 | 0 | 0 | #N/A | #N/A | #N/A | #N/A | #N/A | #N/A | #N/A | 0 | 0 | 0 | #DIV/0!
[19 empty] | 0 | 0 | 0 | 0% | 0 | 0 | 0 | 0 | 0 | 0 | 0 | 0 | #N/A | #N/A | #N/A | #N/A | #N/A | #N/A | #N/A | 0 | 0 | 0 | #DIV/0!
[19 empty] | 0 | 0 | 0 | 0% | 0 | 0 | 0 | 0 | 0 | 0 | 0 | 0 | #N/A | #N/A | #N/A | #N/A | #N/A | #N/A | #N/A | 0 | 0 | 0 | #DIV/0!
[19 empty] | 0 | 0 | 0 | 0% | 0 | 0 | 0 | 0 | 0 | 0 | 0 | 0 | #N/A | #N/A | #N/A | #N/A | #N/A | #N/A | #N/A | 0 | 0 | 0 | #DIV/0!
[19 empty] | 0 | 0 | 0 | 0% | 0 | 0 | 0 | 0 | 0 | 0 | 0 | 0 | #N/A | #N/A | #N/A | #N/A | #N/A | #N/A | #N/A | 0 | 0 | 0 | #DIV/0!
[19 empty] | 0 | 0 | 0 | 0% | 0 | 0 | 0 | 0 | 0 | 0 | 0 | 0 | #N/A | #N/A | #N/A | #N/A | #N/A | #N/A | #N/A | 0 | 0 | 0 | #DIV/0!
[19 empty] | 0 | 0 | 0 | 0% | 0 | 0 | 0 | 0 | 0 | 0 | 0 | 0 | #N/A | #N/A | #N/A | #N/A | #N/A | #N/A | #N/A | 0 | 0 | 0 | #DIV/0!
[19 empty] | 0 | 0 | 0 | 0% | 0 | 0 | 0 | 0 | 0 | 0 | 0 | 0 | #N/A | #N/A | #N/A | #N/A | #N/A | #N/A | #N/A | 0 | 0 | 0 | #DIV/0!
[19 empty] | 0 | 0 | 0 | 0% | 0 | 0 | 0 | 0 | 0 | 0 | 0 | 0 | #N/A | #N/A | #N/A | #N/A | #N/A | #N/A | #N/A | 0 | 0 | 0 | #DIV/0!
[19 empty] | 0 | 0 | 0 | 0% | 0 | 0 | 0 | 0 | 0 | 0 | 0 | 0 | #N/A | #N/A | #N/A | #N/A | #N/A | #N/A | #N/A | 0 | 0 | 0 | #DIV/0!
[19 empty] | 0 | 0 | 0 | 0% | 0 | 0 | 0 | 0 | 0 | 0 | 0 | 0 | #N/A | #N/A | #N/A | #N/A | #N/A | #N/A | #N/A | 0 | 0 | 0 | #DIV/0!
[19 empty] | 0 | 0 | 0 | 0% | 0 | 0 | 0 | 0 | 0 | 0 | 0 | 0 | #N/A | #N/A | #N/A | #N/A | #N/A | #N/A | #N/A | 0 | 0 | 0 | #DIV/0!
[19 empty] | 0 | 0 | 0 | 0% | 0 | 0 | 0 | 0 | 0 | 0 | 0 | 0 | #N/A | #N/A | #N/A | #N/A | #N/A | #N/A | #N/A | 0 | 0 | 0 | #DIV/0!
[19 empty] | 0 | 0 | 0 | 0% | 0 | 0 | 0 | 0 | 0 | 0 | 0 | 0 | #N/A | #N/A | #N/A | #N/A | #N/A | #N/A | #N/A | 0 | 0 | 0 | #DIV/0!
[19 empty] | 0 | 0 | 0 | 0% | 0 | 0 | 0 | 0 | 0 | 0 | 0 | 0 | #N/A | #N/A | #N/A | #N/A | #N/A | #N/A | #N/A | 0 | 0 | 0 | #DIV/0!
[19 empty] | 0 | 0 | 0 | 0% | 0 | 0 | 0 | 0 | 0 | 0 | 0 | 0 | #N/A | #N/A | #N/A | #N/A | #N/A | #N/A | #N/A | 0 | 0 | 0 | #DIV/0!
[19 empty] | 0 | 0 | 0 | 0% | 0 | 0 | 0 | 0 | 0 | 0 | 0 | 0 | #N/A | #N/A | #N/A | #N/A | #N/A | #N/A | #N/A | 0 | 0 | 0 | #DIV/0!
[19 empty] | 0 | 0 | 0 | 0% | 0 | 0 | 0 | 0 | 0 | 0 | 0 | 0 | #N/A | #N/A | #N/A | #N/A | #N/A | #N/A | #N/A | 0 | 0 | 0 | #DIV/0!
[19 empty] | 0 | 0 | 0 | 0% | 0 | 0 | 0 | 0 | 0 | 0 | 0 | 0 | #N/A | #N/A | #N/A | #N/A | #N/A | #N/A | #N/A | 0 | 0 | 0 | #DIV/0!
[19 empty] | 0 | 0 | 0 | 0% | 0 | 0 | 0 | 0 | 0 | 0 | 0 | 0 | #N/A | #N/A | #N/A | #N/A | #N/A | #N/A | #N/A | 0 | 0 | 0 | #DIV/0!
[19 empty] | 0 | 0 | 0 | 0% | 0 | 0 | 0 | 0 | 0 | 0 | 0 | 0 | #N/A | #N/A | #N/A | #N/A | #N/A | #N/A | #N/A | 0 | 0 | 0 | #DIV/0!
[19 empty] | 0 | 0 | 0 | 0% | 0 | 0 | 0 | 0 | 0 | 0 | 0 | 0 | #N/A | #N/A | #N/A | #N/A | #N/A | #N/A | #N/A | 0 | 0 | 0 | #DIV/0!
[19 empty] | 0 | 0 | 0 | 0% | 0 | 0 | 0 | 0 | 0 | 0 | 0 | 0 | #N/A | #N/A | #N/A | #N/A | #N/A | #N/A | #N/A | 0 | 0 | 0 | #DIV/0!
[19 empty] | 0 | 0 | 0 | 0% | 0 | 0 | 0 | 0 | 0 | 0 | 0 | 0 | #N/A | #N/A | #N/A | #N/A | #N/A | #N/A | #N/A | 0 | 0 | 0 | #DIV/0!
[19 empty] | 0 | 0 | 0 | 0% | 0 | 0 | 0 | 0 | 0 | 0 | 0 | 0 | #N/A | #N/A | #N/A | #N/A | #N/A | #N/A | #N/A | 0 | 0 | 0 | #DIV/0!
[19 empty] | 0 | 0 | 0 | 0% | 0 | 0 | 0 | 0 | 0 | 0 | 0 | 0 | #N/A | #N/A | #N/A | #N/A | #N/A | #N/A | #N/A | 0 | 0 | 0 | #DIV/0!
[19 empty] | 0 | 0 | 0 | 0% | 0 | 0 | 0 | 0 | 0 | 0 | 0 | 0 | #N/A | #N/A | #N/A | #N/A | #N/A | #N/A | #N/A | 0 | 0 | 0 | #DIV/0!
[19 empty] | 0 | 0 | 0 | 0% | 0 | 0 | 0 | 0 | 0 | 0 | 0 | 0 | #N/A | #N/A | #N/A | #N/A | #N/A | #N/A | #N/A | 0 | 0 | 0 | #DIV/0!
[19 empty] | 0 | 0 | 0 | 0% | 0 | 0 | 0 | 0 | 0 | 0 | 0 | 0 | #N/A | #N/A | #N/A | #N/A | #N/A | #N/A | #N/A | 0 | 0 | 0 | #DIV/0!
[19 empty] | 0 | 0 | 0 | 0% | 0 | 0 | 0 | 0 | 0 | 0 | 0 | 0 | #N/A | #N/A | #N/A | #N/A | #N/A | #N/A | #N/A | 0 | 0 | 0 | #DIV/0!
[19 empty] | 0 | 0 | 0 | 0% | 0 | 0 | 0 | 0 | 0 | 0 | 0 | 0 | #N/A | #N/A | #N/A | #N/A | #N/A | #N/A | #N/A | 0 | 0 | 0 | #DIV/0!
[19 empty] | 0 | 0 | 0 | 0% | 0 | 0 | 0 | 0 | 0 | 0 | 0 | 0 | #N/A | #N/A | #N/A | #N/A | #N/A | #N/A | #N/A | 0 | 0 | 0 | #DIV/0!
[19 empty] | 0 | 0 | 0 | 0% | 0 | 0 | 0 | 0 | 0 | 0 | 0 | 0 | #N/A | #N/A | #N/A | #N/A | #N/A | #N/A | #N/A | 0 | 0 | 0 | #DIV/0!
[19 empty] | 0 | 0 | 0 | 0% | 0 | 0 | 0 | 0 | 0 | 0 | 0 | 0 | #N/A | #N/A | #N/A | #N/A | #N/A | #N/A | #N/A | 0 | 0 | 0 | #DIV/0!
[19 empty] | 0 | 0 | 0 | 0% | 0 | 0 | 0 | 0 | 0 | 0 | 0 | 0 | #N/A | #N/A | #N/A | #N/A | #N/A | #N/A | #N/A | 0 | 0 | 0 | #DIV/0!

## Telecom Efficiency {E}
Rtn to Summary |  | Order Number | Program Name | Discount Rate: | 6.8% | [9 empty] | Paste in incentives but use DBtC for Total
| Program: | 18239043 | Telecommunications Efficiency {E}
| paste |  |  | paste | paste | paste | paste | paste | paste | paste | paste | paste | paste | Paste | paste | paste | paste | paste | Formula: G + H | Formula: (O/A10)*T | Formula: N - M | Formula: O/A10 | Formula: W*A8 | Formula: Q - P | Formula: X + DBtC | Formula: Q + X | Formula: Z/(1+ElecDiscountRate)^1 | Formula: AA/(1+ElecDiscountRate)^1 | Formula: -PV (ElecDiscount Rate,T,R)*J | Formula: - PV (ElecDiscount Rate, T, S)*J |  | AF*J*K |  | AH*J*L | AG + AI |  | AG +AI -AK | formula: Logic to lookup from AC tables and adjust by savings and quantity | Formula: Utility Savings (AM)*1.1+AD+AE | formula: AM/AB | formula: AN/AC
| Sch. No. | Order Number | Program Name | Measure Version | Measure Name | First Period Measure Life | Second period Measure Life | Electric End-Use Type | Number of units offered | Savings per Unit Period 1 | Savngs per Unit Period 2 | Incentives Per Unit | Incremental Measure Cost per Unit | Total First Year Savings | Total Incentive | Total Incremental Measure Cost | Unit First Year Non-Energy Benefits | Unit Annual Net Equipment O&M | Total Measure Life | Weighted Life | Agency or Customer Cost per Unit | Percent Unit overhead | Program Overhead Cost | Total Customer Cost | Total Utility Program Costs | Total Resource Cost | PV Total Utility Program Costs | PV Total Resource Costs | PV Total Non-Energy Benefits | PV Total Net Equipment O&M | Unit PV First period Savings for 1 kWh | Total First Period Savings | Unit PV Savings for Second Period for 1 kWh | Total Second period Savings | Unadjusted Total | Decrement | Final UC Total Savings | PV Total Savings UC | PV Total Savings TRC | UC B/C Ratio | TRC B/C Ratio
DBTC: | E250 | 18239043 | Telecommunications Efficiency {E} | [15 empty] | 0 | #DIV/0! | 0 | #DIV/0! | #DIV/0! | 0 | #DIV/0! | #DIV/0! | #DIV/0! | #DIV/0! | 0 | 0 | #N/A | #N/A | #N/A | #N/A | #N/A | #N/A | #N/A | 0 | 0 | 0 | #DIV/0!
0 | [18 empty] | 0 | #DIV/0! | 0 | #DIV/0! | #DIV/0! | 0 | #DIV/0! | #DIV/0! | #DIV/0! | #DIV/0! | 0 | 0 | #N/A | #N/A | #N/A | #N/A | #N/A | #N/A | #N/A | 0 | 0 | 0 | #DIV/0!
Program Costs: | [18 empty] | 0 | #DIV/0! | 0 | #DIV/0! | #DIV/0! | 0 | #DIV/0! | #DIV/0! | #DIV/0! | #DIV/0! | 0 | 0 | #N/A | #N/A | #N/A | #N/A | #N/A | #N/A | #N/A | 0 | 0 | 0 | #DIV/0!
307772.7 | [18 empty] | 0 | #DIV/0! | 0 | #DIV/0! | #DIV/0! | 0 | #DIV/0! | #DIV/0! | #DIV/0! | #DIV/0! | 0 | 0 | #N/A | #N/A | #N/A | #N/A | #N/A | #N/A | #N/A | 0 | 0 | 0 | #DIV/0!
Total Savings (kWh): | [18 empty] | 0 | #DIV/0! | 0 | #DIV/0! | #DIV/0! | 0 | #DIV/0! | #DIV/0! | #DIV/0! | #DIV/0! | 0 | 0 | #N/A | #N/A | #N/A | #N/A | #N/A | #N/A | #N/A | 0 | 0 | 0 | #DIV/0!
0 | [18 empty] | 0 | #DIV/0! | 0 | #DIV/0! | #DIV/0! | 0 | #DIV/0! | #DIV/0! | #DIV/0! | #DIV/0! | 0 | 0 | #N/A | #N/A | #N/A | #N/A | #N/A | #N/A | #N/A | 0 | 0 | 0 | #DIV/0!
Total Incentives: | [18 empty] | 0 | #DIV/0! | 0 | #DIV/0! | #DIV/0! | 0 | #DIV/0! | #DIV/0! | #DIV/0! | #DIV/0! | 0 | 0 | #N/A | #N/A | #N/A | #N/A | #N/A | #N/A | #N/A | 0 | 0 | 0 | #DIV/0!
0 | [18 empty] | 0 | #DIV/0! | 0 | #DIV/0! | #DIV/0! | 0 | #DIV/0! | #DIV/0! | #DIV/0! | #DIV/0! | 0 | 0 | #N/A | #N/A | #N/A | #N/A | #N/A | #N/A | #N/A | 0 | 0 | 0 | #DIV/0!
Total Customer Costs: | [18 empty] | 0 | #DIV/0! | 0 | #DIV/0! | #DIV/0! | 0 | #DIV/0! | #DIV/0! | #DIV/0! | #DIV/0! | 0 | 0 | #N/A | #N/A | #N/A | #N/A | #N/A | #N/A | #N/A | 0 | 0 | 0 | #DIV/0!
0 | [18 empty] | 0 | #DIV/0! | 0 | #DIV/0! | #DIV/0! | 0 | #DIV/0! | #DIV/0! | #DIV/0! | #DIV/0! | 0 | 0 | #N/A | #N/A | #N/A | #N/A | #N/A | #N/A | #N/A | 0 | 0 | 0 | #DIV/0!
Weighted Avg Life | [18 empty] | 0 | #DIV/0! | 0 | #DIV/0! | #DIV/0! | 0 | #DIV/0! | #DIV/0! | #DIV/0! | #DIV/0! | 0 | 0 | #N/A | #N/A | #N/A | #N/A | #N/A | #N/A | #N/A | 0 | 0 | 0 | #DIV/0!
#DIV/0! | [18 empty] | 0 | #DIV/0! | 0 | #DIV/0! | #DIV/0! | 0 | #DIV/0! | #DIV/0! | #DIV/0! | #DIV/0! | 0 | 0 | #N/A | #N/A | #N/A | #N/A | #N/A | #N/A | #N/A | 0 | 0 | 0 | #DIV/0!
Total Utility Cost | [18 empty] | 0 | #DIV/0! | 0 | #DIV/0! | #DIV/0! | 0 | #DIV/0! | #DIV/0! | #DIV/0! | #DIV/0! | 0 | 0 | #N/A | #N/A | #N/A | #N/A | #N/A | #N/A | #N/A | 0 | 0 | 0 | #DIV/0!
307772.7 | [18 empty] | 0 | #DIV/0! | 0 | #DIV/0! | #DIV/0! | 0 | #DIV/0! | #DIV/0! | #DIV/0! | #DIV/0! | 0 | 0 | #N/A | #N/A | #N/A | #N/A | #N/A | #N/A | #N/A | 0 | 0 | 0 | #DIV/0!
Total Resource Cost | [18 empty] | 0 | #DIV/0! | 0 | #DIV/0! | #DIV/0! | 0 | #DIV/0! | #DIV/0! | #DIV/0! | #DIV/0! | 0 | 0 | #N/A | #N/A | #N/A | #N/A | #N/A | #N/A | #N/A | 0 | 0 | 0 | #DIV/0!
307772.7 | [18 empty] | 0 | #DIV/0! | 0 | #DIV/0! | #DIV/0! | 0 | #DIV/0! | #DIV/0! | #DIV/0! | #DIV/0! | 0 | 0 | #N/A | #N/A | #N/A | #N/A | #N/A | #N/A | #N/A | 0 | 0 | 0 | #DIV/0!
UC B/C Ratio | [18 empty] | 0 | #DIV/0! | 0 | #DIV/0! | #DIV/0! | 0 | #DIV/0! | #DIV/0! | #DIV/0! | #DIV/0! | 0 | 0 | #N/A | #N/A | #N/A | #N/A | #N/A | #N/A | #N/A | 0 | 0 | 0 | #DIV/0!
#DIV/0! | [18 empty] | 0 | #DIV/0! | 0 | #DIV/0! | #DIV/0! | 0 | #DIV/0! | #DIV/0! | #DIV/0! | #DIV/0! | 0 | 0 | #N/A | #N/A | #N/A | #N/A | #N/A | #N/A | #N/A | 0 | 0 | 0 | #DIV/0!
TRC B/C Ratio | [18 empty] | 0 | #DIV/0! | 0 | #DIV/0! | #DIV/0! | 0 | #DIV/0! | #DIV/0! | #DIV/0! | #DIV/0! | 0 | 0 | #N/A | #N/A | #N/A | #N/A | #N/A | #N/A | #N/A | 0 | 0 | 0 | #DIV/0!
#DIV/0! | [18 empty] | 0 | #DIV/0! | 0 | #DIV/0! | #DIV/0! | 0 | #DIV/0! | #DIV/0! | #DIV/0! | #DIV/0! | 0 | 0 | #N/A | #N/A | #N/A | #N/A | #N/A | #N/A | #N/A | 0 | 0 | 0 | #DIV/0!
[19 empty] | 0 | #DIV/0! | 0 | #DIV/0! | #DIV/0! | 0 | #DIV/0! | #DIV/0! | #DIV/0! | #DIV/0! | 0 | 0 | #N/A | #N/A | #N/A | #N/A | #N/A | #N/A | #N/A | 0 | 0 | 0 | #DIV/0!
[19 empty] | 0 | #DIV/0! | 0 | #DIV/0! | #DIV/0! | 0 | #DIV/0! | #DIV/0! | #DIV/0! | #DIV/0! | 0 | 0 | #N/A | #N/A | #N/A | #N/A | #N/A | #N/A | #N/A | 0 | 0 | 0 | #DIV/0!
[19 empty] | 0 | #DIV/0! | 0 | #DIV/0! | #DIV/0! | 0 | #DIV/0! | #DIV/0! | #DIV/0! | #DIV/0! | 0 | 0 | #N/A | #N/A | #N/A | #N/A | #N/A | #N/A | #N/A | 0 | 0 | 0 | #DIV/0!
[19 empty] | 0 | #DIV/0! | 0 | #DIV/0! | #DIV/0! | 0 | #DIV/0! | #DIV/0! | #DIV/0! | #DIV/0! | 0 | 0 | #N/A | #N/A | #N/A | #N/A | #N/A | #N/A | #N/A | 0 | 0 | 0 | #DIV/0!
[19 empty] | 0 | #DIV/0! | 0 | #DIV/0! | #DIV/0! | 0 | #DIV/0! | #DIV/0! | #DIV/0! | #DIV/0! | 0 | 0 | #N/A | #N/A | #N/A | #N/A | #N/A | #N/A | #N/A | 0 | 0 | 0 | #DIV/0!
[19 empty] | 0 | #DIV/0! | 0 | #DIV/0! | #DIV/0! | 0 | #DIV/0! | #DIV/0! | #DIV/0! | #DIV/0! | 0 | 0 | #N/A | #N/A | #N/A | #N/A | #N/A | #N/A | #N/A | 0 | 0 | 0 | #DIV/0!
[19 empty] | 0 | #DIV/0! | 0 | #DIV/0! | #DIV/0! | 0 | #DIV/0! | #DIV/0! | #DIV/0! | #DIV/0! | 0 | 0 | #N/A | #N/A | #N/A | #N/A | #N/A | #N/A | #N/A | 0 | 0 | 0 | #DIV/0!
[19 empty] | 0 | #DIV/0! | 0 | #DIV/0! | #DIV/0! | 0 | #DIV/0! | #DIV/0! | #DIV/0! | #DIV/0! | 0 | 0 | #N/A | #N/A | #N/A | #N/A | #N/A | #N/A | #N/A | 0 | 0 | 0 | #DIV/0!
[19 empty] | 0 | #DIV/0! | 0 | #DIV/0! | #DIV/0! | 0 | #DIV/0! | #DIV/0! | #DIV/0! | #DIV/0! | 0 | 0 | #N/A | #N/A | #N/A | #N/A | #N/A | #N/A | #N/A | 0 | 0 | 0 | #DIV/0!
[19 empty] | 0 | #DIV/0! | 0 | #DIV/0! | #DIV/0! | 0 | #DIV/0! | #DIV/0! | #DIV/0! | #DIV/0! | 0 | 0 | #N/A | #N/A | #N/A | #N/A | #N/A | #N/A | #N/A | 0 | 0 | 0 | #DIV/0!
[19 empty] | 0 | #DIV/0! | 0 | #DIV/0! | #DIV/0! | 0 | #DIV/0! | #DIV/0! | #DIV/0! | #DIV/0! | 0 | 0 | #N/A | #N/A | #N/A | #N/A | #N/A | #N/A | #N/A | 0 | 0 | 0 | #DIV/0!
[19 empty] | 0 | #DIV/0! | 0 | #DIV/0! | #DIV/0! | 0 | #DIV/0! | #DIV/0! | #DIV/0! | #DIV/0! | 0 | 0 | #N/A | #N/A | #N/A | #N/A | #N/A | #N/A | #N/A | 0 | 0 | 0 | #DIV/0!
[19 empty] | 0 | #DIV/0! | 0 | #DIV/0! | #DIV/0! | 0 | #DIV/0! | #DIV/0! | #DIV/0! | #DIV/0! | 0 | 0 | #N/A | #N/A | #N/A | #N/A | #N/A | #N/A | #N/A | 0 | 0 | 0 | #DIV/0!
[19 empty] | 0 | #DIV/0! | 0 | #DIV/0! | #DIV/0! | 0 | #DIV/0! | #DIV/0! | #DIV/0! | #DIV/0! | 0 | 0 | #N/A | #N/A | #N/A | #N/A | #N/A | #N/A | #N/A | 0 | 0 | 0 | #DIV/0!
[19 empty] | 0 | #DIV/0! | 0 | #DIV/0! | #DIV/0! | 0 | #DIV/0! | #DIV/0! | #DIV/0! | #DIV/0! | 0 | 0 | #N/A | #N/A | #N/A | #N/A | #N/A | #N/A | #N/A | 0 | 0 | 0 | #DIV/0!
[19 empty] | 0 | #DIV/0! | 0 | #DIV/0! | #DIV/0! | 0 | #DIV/0! | #DIV/0! | #DIV/0! | #DIV/0! | 0 | 0 | #N/A | #N/A | #N/A | #N/A | #N/A | #N/A | #N/A | 0 | 0 | 0 | #DIV/0!
[19 empty] | 0 | #DIV/0! | 0 | #DIV/0! | #DIV/0! | 0 | #DIV/0! | #DIV/0! | #DIV/0! | #DIV/0! | 0 | 0 | #N/A | #N/A | #N/A | #N/A | #N/A | #N/A | #N/A | 0 | 0 | 0 | #DIV/0!
[19 empty] | 0 | #DIV/0! | 0 | #DIV/0! | #DIV/0! | 0 | #DIV/0! | #DIV/0! | #DIV/0! | #DIV/0! | 0 | 0 | #N/A | #N/A | #N/A | #N/A | #N/A | #N/A | #N/A | 0 | 0 | 0 | #DIV/0!
[19 empty] | 0 | #DIV/0! | 0 | #DIV/0! | #DIV/0! | 0 | #DIV/0! | #DIV/0! | #DIV/0! | #DIV/0! | 0 | 0 | #N/A | #N/A | #N/A | #N/A | #N/A | #N/A | #N/A | 0 | 0 | 0 | #DIV/0!
[19 empty] | 0 | #DIV/0! | 0 | #DIV/0! | #DIV/0! | 0 | #DIV/0! | #DIV/0! | #DIV/0! | #DIV/0! | 0 | 0 | #N/A | #N/A | #N/A | #N/A | #N/A | #N/A | #N/A | 0 | 0 | 0 | #DIV/0!
[19 empty] | 0 | #DIV/0! | 0 | #DIV/0! | #DIV/0! | 0 | #DIV/0! | #DIV/0! | #DIV/0! | #DIV/0! | 0 | 0 | #N/A | #N/A | #N/A | #N/A | #N/A | #N/A | #N/A | 0 | 0 | 0 | #DIV/0!
[19 empty] | 0 | #DIV/0! | 0 | #DIV/0! | #DIV/0! | 0 | #DIV/0! | #DIV/0! | #DIV/0! | #DIV/0! | 0 | 0 | #N/A | #N/A | #N/A | #N/A | #N/A | #N/A | #N/A | 0 | 0 | 0 | #DIV/0!
[19 empty] | 0 | #DIV/0! | 0 | #DIV/0! | #DIV/0! | 0 | #DIV/0! | #DIV/0! | #DIV/0! | #DIV/0! | 0 | 0 | #N/A | #N/A | #N/A | #N/A | #N/A | #N/A | #N/A | 0 | 0 | 0 | #DIV/0!
[19 empty] | 0 | #DIV/0! | 0 | #DIV/0! | #DIV/0! | 0 | #DIV/0! | #DIV/0! | #DIV/0! | #DIV/0! | 0 | 0 | #N/A | #N/A | #N/A | #N/A | #N/A | #N/A | #N/A | 0 | 0 | 0 | #DIV/0!
[19 empty] | 0 | #DIV/0! | 0 | #DIV/0! | #DIV/0! | 0 | #DIV/0! | #DIV/0! | #DIV/0! | #DIV/0! | 0 | 0 | #N/A | #N/A | #N/A | #N/A | #N/A | #N/A | #N/A | 0 | 0 | 0 | #DIV/0!
[19 empty] | 0 | #DIV/0! | 0 | #DIV/0! | #DIV/0! | 0 | #DIV/0! | #DIV/0! | #DIV/0! | #DIV/0! | 0 | 0 | #N/A | #N/A | #N/A | #N/A | #N/A | #N/A | #N/A | 0 | 0 | 0 | #DIV/0!
[19 empty] | 0 | #DIV/0! | 0 | #DIV/0! | #DIV/0! | 0 | #DIV/0! | #DIV/0! | #DIV/0! | #DIV/0! | 0 | 0 | #N/A | #N/A | #N/A | #N/A | #N/A | #N/A | #N/A | 0 | 0 | 0 | #DIV/0!
[19 empty] | 0 | #DIV/0! | 0 | #DIV/0! | #DIV/0! | 0 | #DIV/0! | #DIV/0! | #DIV/0! | #DIV/0! | 0 | 0 | #N/A | #N/A | #N/A | #N/A | #N/A | #N/A | #N/A | 0 | 0 | 0 | #DIV/0!
[19 empty] | 0 | #DIV/0! | 0 | #DIV/0! | #DIV/0! | 0 | #DIV/0! | #DIV/0! | #DIV/0! | #DIV/0! | 0 | 0 | #N/A | #N/A | #N/A | #N/A | #N/A | #N/A | #N/A | 0 | 0 | 0 | #DIV/0!
[19 empty] | 0 | #DIV/0! | 0 | #DIV/0! | #DIV/0! | 0 | #DIV/0! | #DIV/0! | #DIV/0! | #DIV/0! | 0 | 0 | #N/A | #N/A | #N/A | #N/A | #N/A | #N/A | #N/A | 0 | 0 | 0 | #DIV/0!
[19 empty] | 0 | #DIV/0! | 0 | #DIV/0! | #DIV/0! | 0 | #DIV/0! | #DIV/0! | #DIV/0! | #DIV/0! | 0 | 0 | #N/A | #N/A | #N/A | #N/A | #N/A | #N/A | #N/A | 0 | 0 | 0 | #DIV/0!
[19 empty] | 0 | #DIV/0! | 0 | #DIV/0! | #DIV/0! | 0 | #DIV/0! | #DIV/0! | #DIV/0! | #DIV/0! | 0 | 0 | #N/A | #N/A | #N/A | #N/A | #N/A | #N/A | #N/A | 0 | 0 | 0 | #DIV/0!
[19 empty] | 0 | #DIV/0! | 0 | #DIV/0! | #DIV/0! | 0 | #DIV/0! | #DIV/0! | #DIV/0! | #DIV/0! | 0 | 0 | #N/A | #N/A | #N/A | #N/A | #N/A | #N/A | #N/A | 0 | 0 | 0 | #DIV/0!
[19 empty] | 0 | #DIV/0! | 0 | #DIV/0! | #DIV/0! | 0 | #DIV/0! | #DIV/0! | #DIV/0! | #DIV/0! | 0 | 0 | #N/A | #N/A | #N/A | #N/A | #N/A | #N/A | #N/A | 0 | 0 | 0 | #DIV/0!
[19 empty] | 0 | #DIV/0! | 0 | #DIV/0! | #DIV/0! | 0 | #DIV/0! | #DIV/0! | #DIV/0! | #DIV/0! | 0 | 0 | #N/A | #N/A | #N/A | #N/A | #N/A | #N/A | #N/A | 0 | 0 | 0 | #DIV/0!
[19 empty] | 0 | #DIV/0! | 0 | #DIV/0! | #DIV/0! | 0 | #DIV/0! | #DIV/0! | #DIV/0! | #DIV/0! | 0 | 0 | #N/A | #N/A | #N/A | #N/A | #N/A | #N/A | #N/A | 0 | 0 | 0 | #DIV/0!
[19 empty] | 0 | #DIV/0! | 0 | #DIV/0! | #DIV/0! | 0 | #DIV/0! | #DIV/0! | #DIV/0! | #DIV/0! | 0 | 0 | #N/A | #N/A | #N/A | #N/A | #N/A | #N/A | #N/A | 0 | 0 | 0 | #DIV/0!
[19 empty] | 0 | #DIV/0! | 0 | #DIV/0! | #DIV/0! | 0 | #DIV/0! | #DIV/0! | #DIV/0! | #DIV/0! | 0 | 0 | #N/A | #N/A | #N/A | #N/A | #N/A | #N/A | #N/A | 0 | 0 | 0 | #DIV/0!
[19 empty] | 0 | #DIV/0! | 0 | #DIV/0! | #DIV/0! | 0 | #DIV/0! | #DIV/0! | #DIV/0! | #DIV/0! | 0 | 0 | #N/A | #N/A | #N/A | #N/A | #N/A | #N/A | #N/A | 0 | 0 | 0 | #DIV/0!
[19 empty] | 0 | #DIV/0! | 0 | #DIV/0! | #DIV/0! | 0 | #DIV/0! | #DIV/0! | #DIV/0! | #DIV/0! | 0 | 0 | #N/A | #N/A | #N/A | #N/A | #N/A | #N/A | #N/A | 0 | 0 | 0 | #DIV/0!
[19 empty] | 0 | #DIV/0! | 0 | #DIV/0! | #DIV/0! | 0 | #DIV/0! | #DIV/0! | #DIV/0! | #DIV/0! | 0 | 0 | #N/A | #N/A | #N/A | #N/A | #N/A | #N/A | #N/A | 0 | 0 | 0 | #DIV/0!
[19 empty] | 0 | #DIV/0! | 0 | #DIV/0! | #DIV/0! | 0 | #DIV/0! | #DIV/0! | #DIV/0! | #DIV/0! | 0 | 0 | #N/A | #N/A | #N/A | #N/A | #N/A | #N/A | #N/A | 0 | 0 | 0 | #DIV/0!
[19 empty] | 0 | #DIV/0! | 0 | #DIV/0! | #DIV/0! | 0 | #DIV/0! | #DIV/0! | #DIV/0! | #DIV/0! | 0 | 0 | #N/A | #N/A | #N/A | #N/A | #N/A | #N/A | #N/A | 0 | 0 | 0 | #DIV/0!
[19 empty] | 0 | #DIV/0! | 0 | #DIV/0! | #DIV/0! | 0 | #DIV/0! | #DIV/0! | #DIV/0! | #DIV/0! | 0 | 0 | #N/A | #N/A | #N/A | #N/A | #N/A | #N/A | #N/A | 0 | 0 | 0 | #DIV/0!
[19 empty] | 0 | #DIV/0! | 0 | #DIV/0! | #DIV/0! | 0 | #DIV/0! | #DIV/0! | #DIV/0! | #DIV/0! | 0 | 0 | #N/A | #N/A | #N/A | #N/A | #N/A | #N/A | #N/A | 0 | 0 | 0 | #DIV/0!
[19 empty] | 0 | #DIV/0! | 0 | #DIV/0! | #DIV/0! | 0 | #DIV/0! | #DIV/0! | #DIV/0! | #DIV/0! | 0 | 0 | #N/A | #N/A | #N/A | #N/A | #N/A | #N/A | #N/A | 0 | 0 | 0 | #DIV/0!
[19 empty] | 0 | #DIV/0! | 0 | #DIV/0! | #DIV/0! | 0 | #DIV/0! | #DIV/0! | #DIV/0! | #DIV/0! | 0 | 0 | #N/A | #N/A | #N/A | #N/A | #N/A | #N/A | #N/A | 0 | 0 | 0 | #DIV/0!
[19 empty] | 0 | #DIV/0! | 0 | #DIV/0! | #DIV/0! | 0 | #DIV/0! | #DIV/0! | #DIV/0! | #DIV/0! | 0 | 0 | #N/A | #N/A | #N/A | #N/A | #N/A | #N/A | #N/A | 0 | 0 | 0 | #DIV/0!
[19 empty] | 0 | #DIV/0! | 0 | #DIV/0! | #DIV/0! | 0 | #DIV/0! | #DIV/0! | #DIV/0! | #DIV/0! | 0 | 0 | #N/A | #N/A | #N/A | #N/A | #N/A | #N/A | #N/A | 0 | 0 | 0 | #DIV/0!
[19 empty] | 0 | #DIV/0! | 0 | #DIV/0! | #DIV/0! | 0 | #DIV/0! | #DIV/0! | #DIV/0! | #DIV/0! | 0 | 0 | #N/A | #N/A | #N/A | #N/A | #N/A | #N/A | #N/A | 0 | 0 | 0 | #DIV/0!
[19 empty] | 0 | #DIV/0! | 0 | #DIV/0! | #DIV/0! | 0 | #DIV/0! | #DIV/0! | #DIV/0! | #DIV/0! | 0 | 0 | #N/A | #N/A | #N/A | #N/A | #N/A | #N/A | #N/A | 0 | 0 | 0 | #DIV/0!
[19 empty] | 0 | #DIV/0! | 0 | #DIV/0! | #DIV/0! | 0 | #DIV/0! | #DIV/0! | #DIV/0! | #DIV/0! | 0 | 0 | #N/A | #N/A | #N/A | #N/A | #N/A | #N/A | #N/A | 0 | 0 | 0 | #DIV/0!
[19 empty] | 0 | #DIV/0! | 0 | #DIV/0! | #DIV/0! | 0 | #DIV/0! | #DIV/0! | #DIV/0! | #DIV/0! | 0 | 0 | #N/A | #N/A | #N/A | #N/A | #N/A | #N/A | #N/A | 0 | 0 | 0 | #DIV/0!
[19 empty] | 0 | #DIV/0! | 0 | #DIV/0! | #DIV/0! | 0 | #DIV/0! | #DIV/0! | #DIV/0! | #DIV/0! | 0 | 0 | #N/A | #N/A | #N/A | #N/A | #N/A | #N/A | #N/A | 0 | 0 | 0 | #DIV/0!
[19 empty] | 0 | #DIV/0! | 0 | #DIV/0! | #DIV/0! | 0 | #DIV/0! | #DIV/0! | #DIV/0! | #DIV/0! | 0 | 0 | #N/A | #N/A | #N/A | #N/A | #N/A | #N/A | #N/A | 0 | 0 | 0 | #DIV/0!
[19 empty] | 0 | #DIV/0! | 0 | #DIV/0! | #DIV/0! | 0 | #DIV/0! | #DIV/0! | #DIV/0! | #DIV/0! | 0 | 0 | #N/A | #N/A | #N/A | #N/A | #N/A | #N/A | #N/A | 0 | 0 | 0 | #DIV/0!
[19 empty] | 0 | #DIV/0! | 0 | #DIV/0! | #DIV/0! | 0 | #DIV/0! | #DIV/0! | #DIV/0! | #DIV/0! | 0 | 0 | #N/A | #N/A | #N/A | #N/A | #N/A | #N/A | #N/A | 0 | 0 | 0 | #DIV/0!
[19 empty] | 0 | #DIV/0! | 0 | #DIV/0! | #DIV/0! | 0 | #DIV/0! | #DIV/0! | #DIV/0! | #DIV/0! | 0 | 0 | #N/A | #N/A | #N/A | #N/A | #N/A | #N/A | #N/A | 0 | 0 | 0 | #DIV/0!
[19 empty] | 0 | #DIV/0! | 0 | #DIV/0! | #DIV/0! | 0 | #DIV/0! | #DIV/0! | #DIV/0! | #DIV/0! | 0 | 0 | #N/A | #N/A | #N/A | #N/A | #N/A | #N/A | #N/A | 0 | 0 | 0 | #DIV/0!
[19 empty] | 0 | #DIV/0! | 0 | #DIV/0! | #DIV/0! | 0 | #DIV/0! | #DIV/0! | #DIV/0! | #DIV/0! | 0 | 0 | #N/A | #N/A | #N/A | #N/A | #N/A | #N/A | #N/A | 0 | 0 | 0 | #DIV/0!
[19 empty] | 0 | #DIV/0! | 0 | #DIV/0! | #DIV/0! | 0 | #DIV/0! | #DIV/0! | #DIV/0! | #DIV/0! | 0 | 0 | #N/A | #N/A | #N/A | #N/A | #N/A | #N/A | #N/A | 0 | 0 | 0 | #DIV/0!
[19 empty] | 0 | #DIV/0! | 0 | #DIV/0! | #DIV/0! | 0 | #DIV/0! | #DIV/0! | #DIV/0! | #DIV/0! | 0 | 0 | #N/A | #N/A | #N/A | #N/A | #N/A | #N/A | #N/A | 0 | 0 | 0 | #DIV/0!
[19 empty] | 0 | #DIV/0! | 0 | #DIV/0! | #DIV/0! | 0 | #DIV/0! | #DIV/0! | #DIV/0! | #DIV/0! | 0 | 0 | #N/A | #N/A | #N/A | #N/A | #N/A | #N/A | #N/A | 0 | 0 | 0 | #DIV/0!
[19 empty] | 0 | #DIV/0! | 0 | #DIV/0! | #DIV/0! | 0 | #DIV/0! | #DIV/0! | #DIV/0! | #DIV/0! | 0 | 0 | #N/A | #N/A | #N/A | #N/A | #N/A | #N/A | #N/A | 0 | 0 | 0 | #DIV/0!
[19 empty] | 0 | #DIV/0! | 0 | #DIV/0! | #DIV/0! | 0 | #DIV/0! | #DIV/0! | #DIV/0! | #DIV/0! | 0 | 0 | #N/A | #N/A | #N/A | #N/A | #N/A | #N/A | #N/A | 0 | 0 | 0 | #DIV/0!
[19 empty] | 0 | #DIV/0! | 0 | #DIV/0! | #DIV/0! | 0 | #DIV/0! | #DIV/0! | #DIV/0! | #DIV/0! | 0 | 0 | #N/A | #N/A | #N/A | #N/A | #N/A | #N/A | #N/A | 0 | 0 | 0 | #DIV/0!
[19 empty] | 0 | #DIV/0! | 0 | #DIV/0! | #DIV/0! | 0 | #DIV/0! | #DIV/0! | #DIV/0! | #DIV/0! | 0 | 0 | #N/A | #N/A | #N/A | #N/A | #N/A | #N/A | #N/A | 0 | 0 | 0 | #DIV/0!

## CI New Construction {E}
Rtn to Summary |  | Order Number | Program Name | Discount Rate: | 6.8% | [9 empty] | Paste in incentives but use DBtC for Total
| Program: | 18230715 | Commercial Industrial New Construction {E}
| paste |  |  | paste | paste | paste | paste | paste | paste | paste | paste | paste | paste | Paste | paste | paste | paste | paste | Formula: G + H | Formula: (O/A10)*T | Formula: N - M | Formula: O/A10 | Formula: W*A8 | Formula: Q - P | Formula: X + DBtC | Formula: Q + X | Formula: Z/(1+ElecDiscountRate)^1 | Formula: AA/(1+ElecDiscountRate)^1 | Formula: -PV (ElecDiscount Rate,T,R)*J | Formula: - PV (ElecDiscount Rate, T, S)*J |  | AF*J*K |  | AH*J*L | AG + AI |  | AG +AI -AK | formula: Logic to lookup from AC tables and adjust by savings and quantity | Formula: Utility Savings (AM)*1.1+AD+AE | formula: AM/AB | formula: AN/AC
| Sch. No. | Order Number | Program Name | Measure Version | Measure Name | First Period Measure Life | Second period Measure Life | Electric End-Use Type | Number of units offered | Savings per Unit Period 1 | Savngs per Unit Period 2 | Incentives Per Unit | Incremental Measure Cost per Unit | Total First Year Savings | Total Incentive | Total Incremental Measure Cost | Unit First Year Non-Energy Benefits | Unit Annual Net Equipment O&M | Total Measure Life | Weighted Life | Agency or Customer Cost per Unit | Percent Unit overhead | Program Overhead Cost | Total Customer Cost | Total Utility Program Costs | Total Resource Cost | PV Total Utility Program Costs | PV Total Resource Costs | PV Total Non-Energy Benefits | PV Total Net Equipment O&M | Unit PV First period Savings for 1 kWh | Total First Period Savings | Unit PV Savings for Second Period for 1 kWh | Total Second period Savings | Unadjusted Total | Decrement | Final UC Total Savings | PV Total Savings UC | PV Total Savings TRC | UC B/C Ratio | TRC B/C Ratio
DBTC: | E251 | 18230715 | Commercial Industrial New Construction {E} | 10041-1 | Window - Custom | 30 |  | Comm Space Heat | 1 | 0 |  | 0 | 0 | 0 | 0 | 0 |  |  | 30 | 0 | 0 | 0% | 0 | 0 | 0 | 0 | 0 | 0 | 0 | 0 | 2.0076 | 0 | 2.0076 | 0 | 0 | 0 | 0 | 0 | 0 | 0 | #DIV/0!
2857521 | E251 | 18230715 | Commercial Industrial New Construction {E} | 10055-1 | Whole Building Design - Custom | 15 |  | Comm Flat | 1 | 1174199 |  | 392601 | 392601 | 1174199 | 392601 | 392601 |  |  | 15 | 1.3838 | 0 | 9.226% | 31625.3239 | 0 | 295250.0993 | 424226.3239 | 276451.4039 | 397215.6591 | 0 | 0 | 1.0764 | 1263868.8833 | 1.0764 | 0 | 1263868.8833 | 0 | 1263868.8833 | 1263868.8833 | 1390255.7716 | 4.5718 | 3.5
Program Costs: | E251 | 18230715 | Commercial Industrial New Construction {E} | 10055-1 | Whole Building Design - Custom | 15 |  | Comm Flat | 1 | 203317 |  | 71161 | 71161 | 203317 | 71161 | 71161 |  |  | 15 | 0.23962 | 0 | 1.597% | 5476.0445 | 0 | 51123.6719 | 76637.0445 | 47868.6067 | 71757.5323 | 0 | 0 | 1.0764 | 218843.6796 | 1.0764 | 0 | 218843.6796 | 0 | 218843.6796 | 218843.6796 | 240728.0476 | 4.5718 | 3.3547
342797.93 | E251 | 18230715 | Commercial Industrial New Construction {E} | 10056-1 | Unitary Equipment - Custom | 15 |  | Comm Space Heat | 1 | 0 |  | 0 | 0 | 0 | 0 | 0 |  |  | 15 | 0 | 0 | 0% | 0 | 0 | 0 | 0 | 0 | 0 | 0 | 0 | 1.2903 | 0 | 1.2903 | 0 | 0 | 0 | 0 | 0 | 0 | 0 | #DIV/0!
Total Savings (kWh): | E251 | 18230715 | Commercial Industrial New Construction {E} | 10059-1 | Lighting - Custom | 5 |  | Comm Lighting | 1 | 407463 |  | 77912 | 277574.71 | 407463 | 77912 | 277574.71 |  |  | 5 | 0.16007 | 199662.71 | 3.201% | 10974.4169 | 199662.71 | 102455.7943 | 288549.1269 | 95932.3917 | 270177.0851 | 0 | 0 | 0.40615 | 165492.5202 | 0.40615 | 0 | 165492.5202 | 0 | 165492.5202 | 165492.5202 | 182041.7723 | 1.7251 | 0.67379
12727553 | E251 | 18230715 | Commercial Industrial New Construction {E} | 10059-1 | Lighting - Custom | 7 |  | Comm Lighting | 1 | 5775281 |  | 1103460 | 3088051 | 5775281 | 1103460 | 3088051 |  |  | 7 | 3.1763 | 1984591 | 45.38% | 155548.7038 | 1984591 | 1452183.3938 | 3243599.7038 | 1359722.2788 | 3037078.3744 | 0 | 0 | 0.55277 | 3192422.7678 | 0.55277 | 0 | 3192422.7678 | 0 | 3192422.7678 | 3192422.7678 | 3511665.0446 | 2.3478 | 1.1563
Total Incentives: | E251 | 18230715 | Commercial Industrial New Construction {E} | 10059-1 | Lighting - Custom | 8 |  | Comm Lighting | 1 | 0 |  | 0 | 0 | 0 | 0 | 0 |  |  | 8 | 0 | 0 | 0% | 0 | 0 | 0 | 0 | 0 | 0 | 0 | 0 | 0.62222 | 0 | 0.62222 | 0 | 0 | 0 | 0 | 0 | 0 | 0 | #DIV/0!
2857521 | E251 | 18230715 | Commercial Industrial New Construction {E} | 10059-1 | Lighting - Custom | 10 |  | Comm Lighting | 1 | 46221 |  | 8089 | 14946 | 46221 | 8089 | 14946 |  |  | 10 | 0.036316 | 6857 | 0.3632% | 1244.8947 | 6857 | 11622.1823 | 16190.8947 | 10882.1932 | 15160.0138 | 0 | 0 | 0.7746 | 35802.9789 | 0.7746 | 0 | 35802.9789 | 0 | 35802.9789 | 35802.9789 | 39383.2768 | 3.2901 | 2.5978
Total Customer Costs: | E251 | 18230715 | Commercial Industrial New Construction {E} | 10059-1 | Lighting - Custom | 15 |  | Comm Lighting | 1 | 830033 |  | 181432 | 253282 | 830033 | 181432 | 253282 |  |  | 15 | 0.97823 | 71850 | 6.522% | 22355.7187 | 71850 | 208710.215 | 275637.7187 | 195421.5496 | 258087.7516 | 0 | 0 | 1.0915 | 905976.3747 | 1.0915 | 0 | 905976.3747 | 0 | 905976.3747 | 905976.3747 | 996574.0122 | 4.636 | 3.8614
3273165.71 | E251 | 18230715 | Commercial Industrial New Construction {E} | 10068-1 | Process Heating System - Custom | 15 |  | Comm Flat | 1 | 0 |  | 0 | 0 | 0 | 0 | 0 |  |  | 15 | 0 | 0 | 0% | 0 | 0 | 0 | 0 | 0 | 0 | 0 | 0 | 1.0764 | 0 | 1.0764 | 0 | 0 | 0 | 0 | 0 | 0 | 0 | #DIV/0!
Weighted Avg Life | E251 | 18230715 | Commercial Industrial New Construction {E} | 10073-1 | Boiler - Hot Water - Custom | 24 |  | Comm Water Heat | 1 | 0 |  | 0 | 0 | 0 | 0 | 0 |  |  | 24 | 0 | 0 | 0% | 0 | 0 | 0 | 0 | 0 | 0 | 0 | 0 | 1.5014 | 0 | 1.5014 | 0 | 0 | 0 | 0 | 0 | 0 | 0 | #DIV/0!
11.1601 | E251 | 18230715 | Commercial Industrial New Construction {E} | 10073-1 | Boiler - Hot Water - Custom | 24 |  | Comm Water Heat | 1 | 0 |  | 0 | 0 | 0 | 0 | 0 |  |  | 24 | 0 | 0 | 0% | 0 | 0 | 0 | 0 | 0 | 0 | 0 | 0 | 1.5014 | 0 | 1.5014 | 0 | 0 | 0 | 0 | 0 | 0 | 0 | #DIV/0!
Total Utility Cost | E251 | 18230715 | Commercial Industrial New Construction {E} | 10076-1 | Lighting Power Density Reduction - Custom | 15 |  | Comm Lighting | 1 | 995020 |  | 236075 | 236075 | 995020 | 236075 | 236075 |  |  | 15 | 1.1727 | 0 | 7.818% | 26799.401 | 0 | 250195.8815 | 262874.401 | 234265.8066 | 246137.0796 | 0 | 0 | 1.0915 | 1086058.762 | 1.0915 | 0 | 1086058.762 | 0 | 1086058.762 | 1086058.762 | 1194664.6382 | 4.636 | 4.8537
3200318.93 | E251 | 18230715 | Commercial Industrial New Construction {E} | 10076-1 | Lighting Power Density Reduction - Custom | 14 |  | Comm Lighting | 1 | 59383 |  | 14846 | 14846 | 59383 | 14846 | 14846 |  |  | 14 | 0.06532 | 0 | 0.4666% | 1599.3938 | 0 | 14931.7421 | 16445.3938 | 13981.0319 | 15398.3088 | 0 | 0 | 1.0344 | 61428.3727 | 1.0344 | 0 | 61428.3727 | 0 | 61428.3727 | 61428.3727 | 67571.21 | 4.3937 | 4.3882
Total Resource Cost | E251 | 18230715 | Commercial Industrial New Construction {E} | 10076-1 | Lighting Power Density Reduction - Custom | 15 |  | Comm Lighting | 1 | 76902 |  | 13458 | 13458 | 76902 | 13458 | 13458 |  |  | 15 | 0.090633 | 0 | 0.6042% | 2071.2423 | 0 | 19336.8612 | 15529.2423 | 18105.6753 | 14540.4891 | 0 | 0 | 1.0915 | 83938.1027 | 1.0915 | 0 | 83938.1027 | 0 | 83938.1027 | 83938.1027 | 92331.9129 | 4.636 | 6.35
6473484.64 | E251 | 18230715 | Commercial Industrial New Construction {E} | 10261-1 | Refrigeration - Custom | 20 |  | Comm Refrigeration | 1 | 1558168 |  | 425962 | 917769 | 1558168 | 425962 | 917769 |  |  | 20 | 2.4485 | 491807 | 12.24% | 41966.9645 | 491807 | 391798.3721 | 959735.9645 | 366852.4084 | 898629.1802 | 0 | 0 | 1.3368 | 2082978.2471 | 1.3368 | 0 | 2082978.2471 | 0 | 2082978.2471 | 2082978.2471 | 2291276.0719 | 5.678 | 2.5497
UC B/C Ratio | E251 | 18230715 | Commercial Industrial New Construction {E} | 12308-1 | HVAC - VRF - Custom | 20 |  | Comm Space Heat | 1 | 627963 |  | 158978 | 546884 | 627963 | 158978 | 546884 |  |  | 20 | 0.98678 | 387906 | 4.934% | 16913.2603 | 387906 | 157900.0988 | 563797.2603 | 147846.5345 | 527900.0564 | 0 | 0 | 1.6019 | 1005929.4153 | 1.6019 | 0 | 1005929.4153 | 0 | 1005929.4153 | 1005929.4153 | 1106522.3569 | 6.8039 | 2.0961
3.5146 | E251 | 18230715 | Commercial Industrial New Construction {E} | 13201-1 | EUI - Base - Custom | 15 |  | Comm Flat | 1 | 50041 |  | 20017 | 20017 | 50041 | 20017 | 20017 |  |  | 15 | 0.058976 | 0 | 0.3932% | 1347.7808 | 0 | 12582.714 | 21364.7808 | 11781.5674 | 20004.4764 | 0 | 0 | 1.0764 | 53862.4737 | 1.0764 | 0 | 53862.4737 | 0 | 53862.4737 | 53862.4737 | 59248.7211 | 4.5718 | 2.9618
TRC B/C Ratio | E251 | 18230715 | Commercial Industrial New Construction {E} | 13210-1 | Lighting - Horticulture - Custom | 5 |  | Comm Lighting | 1 | 923562 |  | 153530 | 284022 | 923562 | 153530 | 284022 |  |  | 5 | 0.36282 | 130492 | 7.256% | 24874.7848 | 130492 | 232227.9036 | 308896.7848 | 217441.8573 | 289229.1992 | 0 | 0 | 0.40615 | 375107.9312 | 0.40615 | 0 | 375107.9312 | 0 | 375107.9312 | 375107.9312 | 412618.7243 | 1.7251 | 1.4266
1.9113 | E251 | 18230715 | Commercial Industrial New Construction {E} | 13339-1 | Therm Purchase - Whole Building Design - Custom | 15 |  |  | 1 | 0 |  | 0 | 0 | 0 | 0 | 0 |  |  | 15 | 0 | 0 | 0% | 0 | 0 | 0 | 0 | 0 | 0 | 0 | 0 | #N/A | #N/A | #N/A | #N/A | #N/A | #N/A | #N/A | 0 | 0 | 0 | #DIV/0!
| E251 | 18230715 | Commercial Industrial New Construction {E} | [15 empty] | 0 | 0 | 0 | 0% | 0 | 0 | 0 | 0 | 0 | 0 | 0 | 0 | #N/A | #N/A | #N/A | #N/A | #N/A | #N/A | #N/A | 0 | 0 | 0 | #DIV/0!
[19 empty] | 0 | 0 | 0 | 0% | 0 | 0 | 0 | 0 | 0 | 0 | 0 | 0 | #N/A | #N/A | #N/A | #N/A | #N/A | #N/A | #N/A | 0 | 0 | 0 | #DIV/0!
[19 empty] | 0 | 0 | 0 | 0% | 0 | 0 | 0 | 0 | 0 | 0 | 0 | 0 | #N/A | #N/A | #N/A | #N/A | #N/A | #N/A | #N/A | 0 | 0 | 0 | #DIV/0!

## Com SEM {E}
Rtn to Summary |  | Order Number | Program Name | Discount Rate: | 6.8% | [9 empty] | Paste in incentives but use DBtC for Total
| Program: | 18230723 | Commercial Strategic Energy Management {E}
| paste |  |  | paste | paste | paste | paste | paste | paste | paste | paste | paste | paste | Paste | paste | paste | paste | paste | Formula: G + H | Formula: (O/A10)*T | Formula: N - M | Formula: O/A10 | Formula: W*A8 | Formula: Q - P | Formula: X + DBtC | Formula: Q + X | Formula: Z/(1+ElecDiscountRate)^1 | Formula: AA/(1+ElecDiscountRate)^1 | Formula: -PV (ElecDiscount Rate,T,R)*J | Formula: - PV (ElecDiscount Rate, T, S)*J |  | AF*J*K |  | AH*J*L | AG + AI |  | AG +AI -AK | formula: Logic to lookup from AC tables and adjust by savings and quantity | Formula: Utility Savings (AM)*1.1+AD+AE | formula: AM/AB | formula: AN/AC
| Sch. No. | Order Number | Program Name | Measure Version | Measure Name | First Period Measure Life | Second period Measure Life | Electric End-Use Type | Number of units offered | Savings per Unit Period 1 | Savngs per Unit Period 2 | Incentives Per Unit | Incremental Measure Cost per Unit | Total First Year Savings | Total Incentive | Total Incremental Measure Cost | Unit First Year Non-Energy Benefits | Unit Annual Net Equipment O&M | Total Measure Life | Weighted Life | Agency or Customer Cost per Unit | Percent Unit overhead | Program Overhead Cost | Total Customer Cost | Total Utility Program Costs | Total Resource Cost | PV Total Utility Program Costs | PV Total Resource Costs | PV Total Non-Energy Benefits | PV Total Net Equipment O&M | Unit PV First period Savings for 1 kWh | Total First Period Savings | Unit PV Savings for Second Period for 1 kWh | Total Second period Savings | Unadjusted Total | Decrement | Final UC Total Savings | PV Total Savings UC | PV Total Savings TRC | UC B/C Ratio | TRC B/C Ratio
DBTC: | E253 | 18230723 | Commercial Strategic Energy Management {E} | 12092-1 | CSEM - Performance Incentive - Year 1 | 3 |  | Comm Flat | 1 | 8971857 |  | 138247 | 226606 | 8971857 | 138247 | 226606 |  |  | 3 | 2.3123 | 88359 | 77.08% | 942149.4183 | 88359 | 1214095.3895 | 1168755.4183 | 1136793.4359 | 1094340.2793 | 0 | 0 | 0.24823 | 2227052.1048 | 0.24823 | 0 | 2227052.1048 | 0 | 2227052.1048 | 2227052.1048 | 2449757.3153 | 1.9591 | 2.2386
352831 | E253 | 18230723 | Commercial Strategic Energy Management {E} | 12093-1 | CSEM - Performance Incentive - Year 2 | 3 |  | Comm Flat | 1 | 1486263 |  | 36887 | 59451 | 1486263 | 36887 | 59451 |  |  | 3 | 0.38305 | 22564 | 12.77% | 156074.9153 | 22564 | 201125.0353 | 215525.9153 | 188319.3215 | 201803.2914 | 0 | 0 | 0.24823 | 368929.7703 | 0.24823 | 0 | 368929.7703 | 0 | 368929.7703 | 368929.7703 | 405822.7474 | 1.9591 | 2.011
Program Costs: | E253 | 18230723 | Commercial Strategic Energy Management {E} | 12094-1 | CSEM - Performance Incentive - Year 3 | 3 |  | Comm Flat | 1 | 1182241 |  | 29650 | 47290 | 1182241 | 29650 | 47290 |  |  | 3 | 0.30469 | 17640 | 10.16% | 124149.0664 | 17640 | 159983.9752 | 171439.0664 | 149797.7295 | 160523.4704 | 0 | 0 | 0.24823 | 293463.4722 | 0.24823 | 0 | 293463.4722 | 0 | 293463.4722 | 293463.4722 | 322809.8194 | 1.9591 | 2.011
1222373.4 | E253 | 18230723 | Commercial Strategic Energy Management {E} | 12095-1 | CSEM - Target Incentive - Year 1 | 3 |  | Comm Flat | 1 | 0 |  | 87304 | 87304 | 0 | 87304 | 87304 |  |  | 3 | 0 | 0 | 0% | 0 | 0 | 0 | 87304 | 0 | 81745.3184 | 0 | 0 | 0.24823 | 0 | 0.24823 | 0 | 0 | 0 | 0 | 0 | 0 | 0 | 0
Total Savings (kWh): | E253 | 18230723 | Commercial Strategic Energy Management {E} | 12096-1 | CSEM - Target Incentive - Year 2 | 3 |  | Comm Flat | 1 | 0 |  | 29800 | 29800 | 0 | 29800 | 29800 |  |  | 3 | 0 | 0 | 0% | 0 | 0 | 0 | 29800 | 0 | 27902.6217 | 0 | 0 | 0.24823 | 0 | 0.24823 | 0 | 0 | 0 | 0 | 0 | 0 | 0 | 0
11640361 | E253 | 18230723 | Commercial Strategic Energy Management {E} | 12097-1 | CSEM - Target Incentive - Year 3 | 3 |  | Comm Flat | 1 | 0 |  | 20000 | 20000 | 0 | 20000 | 20000 |  |  | 3 | 0 | 0 | 0% | 0 | 0 | 0 | 20000 | 0 | 18726.5918 | 0 | 0 | 0.24823 | 0 | 0.24823 | 0 | 0 | 0 | 0 | 0 | 0 | 0 | 0
Total Incentives: | E253 | 18230723 | Commercial Strategic Energy Management {E} | 12098-1 | CSEM - Start Up Incentive - Year 1 | 3 |  | Comm Flat | 1 | 0 |  | 4333 | 4333 | 0 | 4333 | 4333 |  |  | 3 | 0 | 0 | 0% | 0 | 0 | 0 | 4333 | 0 | 4057.1161 | 0 | 0 | 0.24823 | 0 | 0.24823 | 0 | 0 | 0 | 0 | 0 | 0 | 0 | 0
352831 | E253 | 18230723 | Commercial Strategic Energy Management {E} | 12099-1 | CSEM - Training Allowance - Year 1 | 3 |  | Comm Flat | 1 | 0 |  | 3030 | 4590 | 0 | 3030 | 4590 |  |  | 3 | 0 | 1560 | 0% | 0 | 1560 | 0 | 4590 | 0 | 4297.7528 | 0 | 0 | 0.24823 | 0 | 0.24823 | 0 | 0 | 0 | 0 | 0 | 0 | 0 | 0
Total Customer Costs: | E253 | 18230723 | Commercial Strategic Energy Management {E} | 12100-1 | CSEM - Training Allowance - Year 2 | 3 |  | Comm Flat | 1 | 0 |  | 980 | 980 | 0 | 980 | 980 |  |  | 3 | 0 | 0 | 0% | 0 | 0 | 0 | 980 | 0 | 917.603 | 0 | 0 | 0.24823 | 0 | 0.24823 | 0 | 0 | 0 | 0 | 0 | 0 | 0 | 0
130123 | E253 | 18230723 | Commercial Strategic Energy Management {E} | 12101-1 | CSEM - Training Allowance - Year 3 | 3 |  | Comm Flat | 1 | 0 |  | 2600 | 2600 | 0 | 2600 | 2600 |  |  | 3 | 0 | 0 | 0% | 0 | 0 | 0 | 2600 | 0 | 2434.4569 | 0 | 0 | 0.24823 | 0 | 0.24823 | 0 | 0 | 0 | 0 | 0 | 0 | 0 | 0
Weighted Avg Life | E253 | 18230723 | Commercial Strategic Energy Management {E} | [15 empty] | 0 | 0 | 0 | 0% | 0 | 0 | 0 | 0 | 0 | 0 | 0 | 0 | #N/A | #N/A | #N/A | #N/A | #N/A | #N/A | #N/A | 0 | 0 | 0 | #DIV/0!
3 | E253 | 18230723 | Commercial Strategic Energy Management {E} | [15 empty] | 0 | 0 | 0 | 0% | 0 | 0 | 0 | 0 | 0 | 0 | 0 | 0 | #N/A | #N/A | #N/A | #N/A | #N/A | #N/A | #N/A | 0 | 0 | 0 | #DIV/0!
Total Utility Cost | [18 empty] | 0 | 0 | 0 | 0% | 0 | 0 | 0 | 0 | 0 | 0 | 0 | 0 | #N/A | #N/A | #N/A | #N/A | #N/A | #N/A | #N/A | 0 | 0 | 0 | #DIV/0!
1575204.4 | [18 empty] | 0 | 0 | 0 | 0% | 0 | 0 | 0 | 0 | 0 | 0 | 0 | 0 | #N/A | #N/A | #N/A | #N/A | #N/A | #N/A | #N/A | 0 | 0 | 0 | #DIV/0!
Total Resource Cost | [18 empty] | 0 | 0 | 0 | 0% | 0 | 0 | 0 | 0 | 0 | 0 | 0 | 0 | #N/A | #N/A | #N/A | #N/A | #N/A | #N/A | #N/A | 0 | 0 | 0 | #DIV/0!
1705327.4 | [18 empty] | 0 | 0 | 0 | 0% | 0 | 0 | 0 | 0 | 0 | 0 | 0 | 0 | #N/A | #N/A | #N/A | #N/A | #N/A | #N/A | #N/A | 0 | 0 | 0 | #DIV/0!
UC B/C Ratio | [18 empty] | 0 | 0 | 0 | 0% | 0 | 0 | 0 | 0 | 0 | 0 | 0 | 0 | #N/A | #N/A | #N/A | #N/A | #N/A | #N/A | #N/A | 0 | 0 | 0 | #DIV/0!
1.9591 | [18 empty] | 0 | 0 | 0 | 0% | 0 | 0 | 0 | 0 | 0 | 0 | 0 | 0 | #N/A | #N/A | #N/A | #N/A | #N/A | #N/A | #N/A | 0 | 0 | 0 | #DIV/0!
TRC B/C Ratio | [18 empty] | 0 | 0 | 0 | 0% | 0 | 0 | 0 | 0 | 0 | 0 | 0 | 0 | #N/A | #N/A | #N/A | #N/A | #N/A | #N/A | #N/A | 0 | 0 | 0 | #DIV/0!
1.9905 | [18 empty] | 0 | 0 | 0 | 0% | 0 | 0 | 0 | 0 | 0 | 0 | 0 | 0 | #N/A | #N/A | #N/A | #N/A | #N/A | #N/A | #N/A | 0 | 0 | 0 | #DIV/0!
[19 empty] | 0 | 0 | 0 | 0% | 0 | 0 | 0 | 0 | 0 | 0 | 0 | 0 | #N/A | #N/A | #N/A | #N/A | #N/A | #N/A | #N/A | 0 | 0 | 0 | #DIV/0!
[19 empty] | 0 | 0 | 0 | 0% | 0 | 0 | 0 | 0 | 0 | 0 | 0 | 0 | #N/A | #N/A | #N/A | #N/A | #N/A | #N/A | #N/A | 0 | 0 | 0 | #DIV/0!
[19 empty] | 0 | 0 | 0 | 0% | 0 | 0 | 0 | 0 | 0 | 0 | 0 | 0 | #N/A | #N/A | #N/A | #N/A | #N/A | #N/A | #N/A | 0 | 0 | 0 | #DIV/0!
[19 empty] | 0 | 0 | 0 | 0% | 0 | 0 | 0 | 0 | 0 | 0 | 0 | 0 | #N/A | #N/A | #N/A | #N/A | #N/A | #N/A | #N/A | 0 | 0 | 0 | #DIV/0!

## P4P {E}
Rtn to Summary |  | Order Number | Program Name | Discount Rate: | 6.8% | [9 empty] | Paste in incentives but use DBtC for Total
| Program: | 18236102 | Pay for Performance {E}
| paste |  |  | paste | paste | paste | paste | paste | paste | paste | paste | paste | paste | Paste | paste | paste | paste | paste | Formula: G + H | Formula: (O/A10)*T | Formula: N - M | Formula: O/A10 | Formula: W*A8 | Formula: Q - P | Formula: X + DBtC | Formula: Q + X | Formula: Z/(1+ElecDiscountRate)^1 | Formula: AA/(1+ElecDiscountRate)^1 | Formula: -PV (ElecDiscount Rate,T,R)*J | Formula: - PV (ElecDiscount Rate, T, S)*J |  | AF*J*K |  | AH*J*L | AG + AI |  | AG +AI -AK | formula: Logic to lookup from AC tables and adjust by savings and quantity | Formula: Utility Savings (AM)*1.1+AD+AE | formula: AM/AB | formula: AN/AC
| Sch. No. | Order Number | Program Name | Measure Version | Measure Name | First Period Measure Life | Second period Measure Life | Electric End-Use Type | Number of units offered | Savings per Unit Period 1 | Savngs per Unit Period 2 | Incentives Per Unit | Incremental Measure Cost per Unit | Total First Year Savings | Total Incentive | Total Incremental Measure Cost | Unit First Year Non-Energy Benefits | Unit Annual Net Equipment O&M | Total Measure Life | Weighted Life | Agency or Customer Cost per Unit | Percent Unit overhead | Program Overhead Cost | Total Customer Cost | Total Utility Program Costs | Total Resource Cost | PV Total Utility Program Costs | PV Total Resource Costs | PV Total Non-Energy Benefits | PV Total Net Equipment O&M | Unit PV First period Savings for 1 kWh | Total First Period Savings | Unit PV Savings for Second Period for 1 kWh | Total Second period Savings | Unadjusted Total | Decrement | Final UC Total Savings | PV Total Savings UC | PV Total Savings TRC | UC B/C Ratio | TRC B/C Ratio
DBTC: |  | 18236102 | Pay for Performance {E} | 12196-1 | PFP: Base Incentive - Year 1 | 20 |  | Comm Flat | 1 | 0 |  | 0 | 0 | 0 | 0 | 0 |  |  | 20 | 0 | 0 | 0% | 0 | 0 | 0 | 0 | 0 | 0 | 0 | 0 | 1.3527 | 0 | 1.3527 | 0 | 0 | 0 | 0 | 0 | 0 | 0 | #DIV/0!
261789 |  | 18236102 | Pay for Performance {E} | 12196-1 | PFP: Base Incentive - Year 1 | 12 |  | Comm Flat | 1 | 137403 |  | 54961 | 126411 | 137403 | 54961 | 126411 |  |  | 12 | 1.5817 | 71450 | 13.18% | 6008.6465 | 71450 | 40514.998 | 132419.6465 | 37935.3914 | 123988.4331 | 0 | 0 | 0.89777 | 123355.8261 | 0.89777 | 0 | 123355.8261 | 0 | 123355.8261 | 123355.8261 | 135691.4087 | 3.2517 | 1.0944
Program Costs: |  | 18236102 | Pay for Performance {E} | 12196-1 | PFP: Base Incentive - Year 1 | 14 |  | Comm Flat | 1 | 204522 |  | 71583 | 164640 | 204522 | 71583 | 164640 |  |  | 14 | 2.7468 | 93057 | 19.62% | 8943.7669 | 93057 | 60305.877 | 173583.7669 | 56466.177 | 162531.617 | 0 | 0 | 1.0198 | 208568.0301 | 1.0198 | 0 | 208568.0301 | 0 | 208568.0301 | 208568.0301 | 229424.8331 | 3.6937 | 1.4116
45585.74 |  | 18236102 | Pay for Performance {E} | 12196-1 | PFP: Base Incentive - Year 1 | 11 |  | Comm Flat | 1 | 220238 |  | 77083 | 177291 | 220238 | 77083 | 177291 |  |  | 11 | 2.324 | 100208 | 21.13% | 9631.0291 | 100208 | 64939.9367 | 186922.0291 | 60805.1842 | 175020.6265 | 0 | 0 | 0.83173 | 183178.7921 | 0.83173 | 0 | 183178.7921 | 0 | 183178.7921 | 183178.7921 | 201496.6713 | 3.0126 | 1.1513
Total Savings (kWh): |  | 18236102 | Pay for Performance {E} | 12197-1 | PFP: Base Incentive - Year 2 | 12 |  | Comm Flat | 1 | 10024 |  | 3509 | 3509 | 10024 | 3509 | 3509 |  |  | 12 | 0.11539 | 0 | 0.9616% | 438.3505 | 0 | 2955.7021 | 3947.3505 | 2767.5114 | 3696.0211 | 0 | 0 | 0.89777 | 8999.2125 | 0.89777 | 0 | 8999.2125 | 0 | 8999.2125 | 8999.2125 | 9899.1338 | 3.2517 | 2.6783
1042434 |  | 18236102 | Pay for Performance {E} | 12197-1 | PFP: Base Incentive - Year 2 | 15 |  | Comm Flat | 1 | 52632 |  | 15789 | 36316 | 52632 | 15789 | 36316 |  |  | 15 | 0.75734 | 20527 | 5.049% | 2301.6025 | 20527 | 15519.2054 | 38617.6025 | 14531.0912 | 36158.8038 | 0 | 0 | 1.0764 | 56651.3402 | 1.0764 | 0 | 56651.3402 | 0 | 56651.3402 | 56651.3402 | 62316.4743 | 3.8986 | 1.7234
Total Incentives: |  | 18236102 | Pay for Performance {E} | 12197-1 | PFP: Base Incentive - Year 2 | 11 |  | Comm Flat | 1 | 59947 |  | 20981 | 48256 | 59947 | 20981 | 48256 |  |  | 11 | 0.63257 | 27275 | 5.751% | 2621.4881 | 27275 | 17676.1249 | 50877.4881 | 16550.6787 | 47638.0975 | 0 | 0 | 0.83173 | 49859.7837 | 0.83173 | 0 | 49859.7837 | 0 | 49859.7837 | 49859.7837 | 54845.7621 | 3.0126 | 1.1513
261789 |  | 18236102 | Pay for Performance {E} | 12198-1 | PFP: Performance Incentive - Year 2 | 1 |  | Comm Flat | 1 | 357668 |  | 17883 | 41132 | 357668 | 17883 | 41132 |  |  | 1 | 0.34311 | 23249 | 34.31% | 15640.8564 | 23249 | 105462.896 | 56772.8564 | 98748.0299 | 53158.1052 | 0 | 0 | 0.086162 | 30817.4243 | 0.086162 | 0 | 30817.4243 | 0 | 30817.4243 | 30817.4243 | 33899.1668 | 0.31208 | 0.6377
Total Customer Costs: |  | 18236102 | Pay for Performance {E} | 12198-1 | PFP: Performance Incentive - Year 2 | 1 |  | Comm Flat | 1 | 0 |  | 0 | 0 | 0 | 0 | 0 |  |  | 1 | 0 | 0 | 0% | 0 | 0 | 0 | 0 | 0 | 0 | 0 | 0 | 0.086162 | 0 | 0.086162 | 0 | 0 | 0 | 0 | 0 | 0 | 0 | #DIV/0!
335766 | [18 empty] | 0 | 0 | 0 | 0% | 0 | 0 | 0 | 0 | 0 | 0 | 0 | 0 | #N/A | #N/A | #N/A | #N/A | #N/A | #N/A | #N/A | 0 | 0 | 0 | #DIV/0!
Weighted Avg Life | [18 empty] | 0 | 0 | 0 | 0% | 0 | 0 | 0 | 0 | 0 | 0 | 0 | 0 | #N/A | #N/A | #N/A | #N/A | #N/A | #N/A | #N/A | 0 | 0 | 0 | #DIV/0!
8.5009 | [18 empty] | 0 | 0 | 0 | 0% | 0 | 0 | 0 | 0 | 0 | 0 | 0 | 0 | #N/A | #N/A | #N/A | #N/A | #N/A | #N/A | #N/A | 0 | 0 | 0 | #DIV/0!
Total Utility Cost | [18 empty] | 0 | 0 | 0 | 0% | 0 | 0 | 0 | 0 | 0 | 0 | 0 | 0 | #N/A | #N/A | #N/A | #N/A | #N/A | #N/A | #N/A | 0 | 0 | 0 | #DIV/0!
307374.74 | [18 empty] | 0 | 0 | 0 | 0% | 0 | 0 | 0 | 0 | 0 | 0 | 0 | 0 | #N/A | #N/A | #N/A | #N/A | #N/A | #N/A | #N/A | 0 | 0 | 0 | #DIV/0!
Total Resource Cost | [18 empty] | 0 | 0 | 0 | 0% | 0 | 0 | 0 | 0 | 0 | 0 | 0 | 0 | #N/A | #N/A | #N/A | #N/A | #N/A | #N/A | #N/A | 0 | 0 | 0 | #DIV/0!
643140.74 | [18 empty] | 0 | 0 | 0 | 0% | 0 | 0 | 0 | 0 | 0 | 0 | 0 | 0 | #N/A | #N/A | #N/A | #N/A | #N/A | #N/A | #N/A | 0 | 0 | 0 | #DIV/0!
UC B/C Ratio | [18 empty] | 0 | 0 | 0 | 0% | 0 | 0 | 0 | 0 | 0 | 0 | 0 | 0 | #N/A | #N/A | #N/A | #N/A | #N/A | #N/A | #N/A | 0 | 0 | 0 | #DIV/0!
2.2982 | [18 empty] | 0 | 0 | 0 | 0% | 0 | 0 | 0 | 0 | 0 | 0 | 0 | 0 | #N/A | #N/A | #N/A | #N/A | #N/A | #N/A | #N/A | 0 | 0 | 0 | #DIV/0!
TRC B/C Ratio | [18 empty] | 0 | 0 | 0 | 0% | 0 | 0 | 0 | 0 | 0 | 0 | 0 | 0 | #N/A | #N/A | #N/A | #N/A | #N/A | #N/A | #N/A | 0 | 0 | 0 | #DIV/0!
1.2082 | [18 empty] | 0 | 0 | 0 | 0% | 0 | 0 | 0 | 0 | 0 | 0 | 0 | 0 | #N/A | #N/A | #N/A | #N/A | #N/A | #N/A | #N/A | 0 | 0 | 0 | #DIV/0!

## LPU 449 {E}
Rtn to Summary |  | Order Number | Program Name | Discount Rate: | 6.8% | [9 empty] | Paste in incentives but use DBtC for Total
| Program: | 18230720 | High Voltage Program 449 {E}
| paste |  |  | paste | paste | paste | paste | paste | paste | paste | paste | paste | paste | Paste | paste | paste | paste | paste | Formula: G + H | Formula: (O/A10)*T | Formula: N - M | Formula: O/A10 | Formula: W*A8 | Formula: Q - P | Formula: X + DBtC | Formula: Q + X | Formula: Z/(1+ElecDiscountRate)^1 | Formula: AA/(1+ElecDiscountRate)^1 | Formula: -PV (ElecDiscount Rate,T,R)*J | Formula: - PV (ElecDiscount Rate, T, S)*J |  | AF*J*K |  | AH*J*L | AG + AI |  | AG +AI -AK | formula: Logic to lookup from AC tables and adjust by savings and quantity | Formula: Utility Savings (AM)*1.1+AD+AE | formula: AM/AB | formula: AN/AC
| Sch. No. | Order Number | Program Name | Measure Version | Measure Name | First Period Measure Life | Second period Measure Life | Electric End-Use Type | Number of units offered | Savings per Unit Period 1 | Savngs per Unit Period 2 | Incentives Per Unit | Incremental Measure Cost per Unit | Total First Year Savings | Total Incentive | Total Incremental Measure Cost | Unit First Year Non-Energy Benefits | Unit Annual Net Equipment O&M | Total Measure Life | Weighted Life | Agency or Customer Cost per Unit | Percent Unit overhead | Program Overhead Cost | Total Customer Cost | Total Utility Program Costs | Total Resource Cost | PV Total Utility Program Costs | PV Total Resource Costs | PV Total Non-Energy Benefits | PV Total Net Equipment O&M | Unit PV First period Savings for 1 kWh | Total First Period Savings | Unit PV Savings for Second Period for 1 kWh | Total Second period Savings | Unadjusted Total | Decrement | Final UC Total Savings | PV Total Savings UC | PV Total Savings TRC | UC B/C Ratio | TRC B/C Ratio
DBTC: | E258 | 18230720 | High Voltage Program 449 {E} | 10037-1 | Insulation - Building Shell - Custom | 20 |  | Comm Space Heat | 1 | 96499 |  | 48250 | 172617 | 96499 | 48250 | 172617 |  |  | 20 | 0.15585 | 124367 | 0.7793% | 1800.4526 | 124367 | 37015.2045 | 174417.4526 | 34658.4312 | 163312.2215 | 0 | 0 | 1.6019 | 154581.0544 | 1.6019 | 0 | 154581.0544 | 0 | 154581.0544 | 154581.0544 | 170039.1598 | 4.4601 | 1.0412
4518993.56 | E258 | 18230720 | High Voltage Program 449 {E} | 10046-1 | Energy Recovery System - Custom | 15 |  | Comm Flat | 1 | 574117 |  | 182736 | 182736 | 574117 | 182736 | 182736 |  |  | 15 | 0.69543 | 0 | 4.636% | 10711.7217 | 0 | 220220.5016 | 193447.7217 | 206198.9715 | 181130.8255 | 0 | 0 | 1.0764 | 617960.509 | 1.0764 | 0 | 617960.509 | 0 | 617960.509 | 617960.509 | 679756.5599 | 2.9969 | 3.7528
Program Costs: | E258 | 18230720 | High Voltage Program 449 {E} | 10054-1 | HVAC - Central Equipment - Custom | 15 |  | Comm Flat | 1 | 3050468 |  | 1525234 | 1525234 | 3050468 | 1525234 | 1525234 |  |  | 15 | 3.695 | 0 | 24.63% | 56914.8173 | 0 | 1170102.2494 | 1582148.8173 | 1095601.3571 | 1481412.7502 | 0 | 0 | 1.0764 | 3283422.6436 | 1.0764 | 0 | 3283422.6436 | 0 | 3283422.6436 | 3283422.6436 | 3611764.908 | 2.9969 | 2.4381
231046.17 | E258 | 18230720 | High Voltage Program 449 {E} | 10058-1 | Fan - VFD - Custom | 15 |  | Comm Flat | 1 | 295625 |  | 147813 | 271535.49 | 295625 | 147813 | 271535.49 |  |  | 15 | 0.35809 | 123722.49 | 2.387% | 5515.6923 | 123722.49 | 113396.1994 | 277051.1823 | 106176.2166 | 259411.2194 | 0 | 0 | 1.0764 | 318200.9511 | 1.0764 | 0 | 318200.9511 | 0 | 318200.9511 | 318200.9511 | 350021.0463 | 2.9969 | 1.3493
Total Savings (kWh): | E258 | 18230720 | High Voltage Program 449 {E} | 10059-1 | Lighting - Custom | 20 |  | Comm Lighting | 1 | 65181 |  | 32591 | 129847 | 65181 | 32591 | 129847 |  |  | 20 | 0.10527 | 97256 | 0.5264% | 1216.1297 | 97256 | 25002.2078 | 131063.1297 | 23410.3069 | 122718.2862 | 0 | 0 | 1.3696 | 89270.1719 | 1.3696 | 0 | 89270.1719 | 0 | 89270.1719 | 89270.1719 | 98197.1891 | 3.8133 | 0.80018
12383400 | E258 | 18230720 | High Voltage Program 449 {E} | 10059-1 | Lighting - Custom | 20 |  | Comm Lighting | 1 | 726924 |  | 352014 | 352014 | 726924 | 352014 | 352014 |  |  | 20 | 1.174 | 0 | 5.87% | 13562.7539 | 0 | 278834.3977 | 365576.7539 | 261080.8967 | 342300.3313 | 0 | 0 | 1.3696 | 995575.8644 | 1.3696 | 0 | 995575.8644 | 0 | 995575.8644 | 995575.8644 | 1095133.4508 | 3.8133 | 3.1993
Total Incentives: | E258 | 18230720 | High Voltage Program 449 {E} | 10059-1 | Lighting - Custom | 20 |  | Comm Lighting | 1 | 6596058 |  | 1759933 | 2524941.85 | 6596058 | 1759933 | 2524941.85 |  |  | 20 | 10.6531 | 765008.85 | 53.27% | 123067.4886 | 765008.85 | 2530124.0016 | 2648009.3386 | 2369029.964 | 2479409.493 | 0 | 0 | 1.3696 | 9033786.3997 | 1.3696 | 0 | 9033786.3997 | 0 | 9033786.3997 | 9033786.3997 | 9937165.0397 | 3.8133 | 4.0079
4244408 | E258 | 18230720 | High Voltage Program 449 {E} | 10070-1 | Pump - VFD - Custom | 15 |  | Comm Flat | 1 | 51872 |  | 45381 | 95590 | 51872 | 45381 | 95590 |  |  | 15 | 0.062833 | 50209 | 0.4189% | 967.8139 | 50209 | 19897.1253 | 96557.8139 | 18630.2671 | 90409.9381 | 0 | 0 | 1.0764 | 55833.3014 | 1.0764 | 0 | 55833.3014 | 0 | 55833.3014 | 55833.3014 | 61416.6316 | 2.9969 | 0.67931
Total Customer Costs: | E258 | 18230720 | High Voltage Program 449 {E} | 12825-1 | Commissioning - Ongoing - Performance - Year 3 - Custom | 4 |  | Comm Flat | 1 | 926656 |  | 150456 | 679212 | 926656 | 150456 | 679212 |  |  | 4 | 0.29932 | 528756 | 7.483% | 17289.3002 | 528756 | 355447.8428 | 696501.3002 | 332816.3322 | 652154.7754 | 0 | 0 | 0.32492 | 301085.2045 | 0.32492 | 0 | 301085.2045 | 0 | 301085.2045 | 301085.2045 | 331193.7249 | 0.90466 | 0.50785
1689319.34 | [18 empty] | 0 | 0 | 0 | 0% | 0 | 0 | 0 | 0 | 0 | 0 | 0 | 0 | #N/A | #N/A | #N/A | #N/A | #N/A | #N/A | #N/A | 0 | 0 | 0 | #DIV/0!
Weighted Avg Life | [18 empty] | 0 | 0 | 0 | 0% | 0 | 0 | 0 | 0 | 0 | 0 | 0 | 0 | #N/A | #N/A | #N/A | #N/A | #N/A | #N/A | #N/A | 0 | 0 | 0 | #DIV/0!
17.1989 | [18 empty] | 0 | 0 | 0 | 0% | 0 | 0 | 0 | 0 | 0 | 0 | 0 | 0 | #N/A | #N/A | #N/A | #N/A | #N/A | #N/A | #N/A | 0 | 0 | 0 | #DIV/0!
Total Utility Cost | [18 empty] | 0 | 0 | 0 | 0% | 0 | 0 | 0 | 0 | 0 | 0 | 0 | 0 | #N/A | #N/A | #N/A | #N/A | #N/A | #N/A | #N/A | 0 | 0 | 0 | #DIV/0!
4750039.73 | [18 empty] | 0 | 0 | 0 | 0% | 0 | 0 | 0 | 0 | 0 | 0 | 0 | 0 | #N/A | #N/A | #N/A | #N/A | #N/A | #N/A | #N/A | 0 | 0 | 0 | #DIV/0!
Total Resource Cost | [18 empty] | 0 | 0 | 0 | 0% | 0 | 0 | 0 | 0 | 0 | 0 | 0 | 0 | #N/A | #N/A | #N/A | #N/A | #N/A | #N/A | #N/A | 0 | 0 | 0 | #DIV/0!
6164773.51 | [18 empty] | 0 | 0 | 0 | 0% | 0 | 0 | 0 | 0 | 0 | 0 | 0 | 0 | #N/A | #N/A | #N/A | #N/A | #N/A | #N/A | #N/A | 0 | 0 | 0 | #DIV/0!
UC B/C Ratio | [18 empty] | 0 | 0 | 0 | 0% | 0 | 0 | 0 | 0 | 0 | 0 | 0 | 0 | #N/A | #N/A | #N/A | #N/A | #N/A | #N/A | #N/A | 0 | 0 | 0 | #DIV/0!
3.3388 | [18 empty] | 0 | 0 | 0 | 0% | 0 | 0 | 0 | 0 | 0 | 0 | 0 | 0 | #N/A | #N/A | #N/A | #N/A | #N/A | #N/A | #N/A | 0 | 0 | 0 | #DIV/0!
TRC B/C Ratio | [18 empty] | 0 | 0 | 0 | 0% | 0 | 0 | 0 | 0 | 0 | 0 | 0 | 0 | #N/A | #N/A | #N/A | #N/A | #N/A | #N/A | #N/A | 0 | 0 | 0 | #DIV/0!
2.8299 | [18 empty] | 0 | 0 | 0 | 0% | 0 | 0 | 0 | 0 | 0 | 0 | 0 | 0 | #N/A | #N/A | #N/A | #N/A | #N/A | #N/A | #N/A | 0 | 0 | 0 | #DIV/0!

## LPU Non-449 {E}
Rtn to Summary |  | Order Number | Program Name | Discount Rate: | 6.8% | [9 empty] | Paste in incentives but use DBtC for Total
| Program: | 18230721 | High Voltage Program 40 46 49 {E}
| paste |  |  | paste | paste | paste | paste | paste | paste | paste | paste | paste | paste | Paste | paste | paste | paste | paste | Formula: G + H | Formula: (O/A10)*T | Formula: N - M | Formula: O/A10 | Formula: W*A8 | Formula: Q - P | Formula: X + DBtC | Formula: Q + X | Formula: Z/(1+ElecDiscountRate)^1 | Formula: AA/(1+ElecDiscountRate)^1 | Formula: -PV (ElecDiscount Rate,T,R)*J | Formula: - PV (ElecDiscount Rate, T, S)*J |  | AF*J*K |  | AH*J*L | AG + AI |  | AG +AI -AK | formula: Logic to lookup from AC tables and adjust by savings and quantity | Formula: Utility Savings (AM)*1.1+AD+AE | formula: AM/AB | formula: AN/AC
| Sch. No. | Order Number | Program Name | Measure Version | Measure Name | First Period Measure Life | Second period Measure Life | Electric End-Use Type | Number of units offered | Savings per Unit Period 1 | Savngs per Unit Period 2 | Incentives Per Unit | Incremental Measure Cost per Unit | Total First Year Savings | Total Incentive | Total Incremental Measure Cost | Unit First Year Non-Energy Benefits | Unit Annual Net Equipment O&M | Total Measure Life | Weighted Life | Agency or Customer Cost per Unit | Percent Unit overhead | Program Overhead Cost | Total Customer Cost | Total Utility Program Costs | Total Resource Cost | PV Total Utility Program Costs | PV Total Resource Costs | PV Total Non-Energy Benefits | PV Total Net Equipment O&M | Unit PV First period Savings for 1 kWh | Total First Period Savings | Unit PV Savings for Second Period for 1 kWh | Total Second period Savings | Unadjusted Total | Decrement | Final UC Total Savings | PV Total Savings UC | PV Total Savings TRC | UC B/C Ratio | TRC B/C Ratio
DBTC: | E258 | 18230721 | High Voltage Program 40 46 49 {E} | 10038-1 | Insulation - Exterior Roof - Custom | 15 |  | Comm Space Heat | 1 | 34371 |  | 17186 | 24640 | 34371 | 17186 | 24640 |  |  | 15 | 0.10444 | 7454 | 0.6963% | 1289.4922 | 7454 | 18966.39 | 25929.4922 | 17758.7922 | 24278.5508 | 0 | 0 | 1.2903 | 44349.6084 | 1.2903 | 0 | 44349.6084 | 0 | 44349.6084 | 44349.6084 | 48784.5692 | 2.4973 | 2.0094
2538766.34 | E258 | 18230721 | High Voltage Program 40 46 49 {E} | 10039-1 | HVAC - Other - Custom | 15 |  | Comm Flat | 1 | 650312 |  | 325157 | 799802 | 650312 | 325157 | 799802 |  |  | 15 | 1.9761 | 474645 | 13.17% | 24397.6682 | 474645 | 358851.0962 | 824199.6682 | 336002.8991 | 771722.5358 | 0 | 0 | 1.0764 | 699974.2814 | 1.0764 | 0 | 699974.2814 | 0 | 699974.2814 | 699974.2814 | 769971.7095 | 2.0832 | 0.99773
Program Costs: | E258 | 18230721 | High Voltage Program 40 46 49 {E} | 10057-1 | HVAC Control - Only - Custom | 10 |  | Comm Flat | 1 | 258414 |  | 102707 | 436295 | 258414 | 102707 | 436295 |  |  | 10 | 0.52349 | 333588 | 5.235% | 9694.8834 | 333588 | 142596.3955 | 445989.8834 | 133517.2243 | 417593.5238 | 0 | 0 | 0.76242 | 197019.6845 | 0.76242 | 0 | 197019.6845 | 0 | 197019.6845 | 197019.6845 | 216721.6529 | 1.4756 | 0.51898
185197.62 | E258 | 18230721 | High Voltage Program 40 46 49 {E} | 10058-1 | Fan - VFD - Custom | 15 |  | Comm Flat | 1 | 0 |  | 0 | 0 | 0 | 0 | 0 |  |  | 15 | 0 | 0 | 0% | 0 | 0 | 0 | 0 | 0 | 0 | 0 | 0 | 1.0764 | 0 | 1.0764 | 0 | 0 | 0 | 0 | 0 | 0 | 0 | #DIV/0!
Total Savings (kWh): | E258 | 18230721 | High Voltage Program 40 46 49 {E} | 10059-1 | Lighting - Custom | 10 |  | Comm Lighting | 1 | 552200 |  | 228510 | 304057 | 552200 | 228510 | 304057 |  |  | 10 | 1.1186 | 75547 | 11.19% | 20716.8135 | 75547 | 304711.5466 | 324773.8135 | 285310.4369 | 304095.331 | 0 | 0 | 0.7746 | 427736.4176 | 0.7746 | 0 | 427736.4176 | 0 | 427736.4176 | 427736.4176 | 470510.0593 | 1.4992 | 1.5472
4936383 | E258 | 18230721 | High Voltage Program 40 46 49 {E} | 10059-1 | Lighting - Custom | 13 |  | Comm Lighting | 1 | 48530 |  | 24265 | 44203 | 48530 | 24265 | 44203 |  |  | 13 | 0.1278 | 19938 | 0.9831% | 1820.6935 | 19938 | 26779.5208 | 46023.6935 | 25074.4576 | 43093.346 | 0 | 0 | 0.97451 | 47292.9567 | 0.97451 | 0 | 47292.9567 | 0 | 47292.9567 | 47292.9567 | 52022.2523 | 1.8861 | 1.2072
Total Incentives: | E258 | 18230721 | High Voltage Program 40 46 49 {E} | 10059-1 | Lighting - Custom | 13 |  | Comm Lighting | 1 | 1451342 |  | 728300 | 767099.83 | 1451342 | 728300 | 767099.83 |  |  | 13 | 3.8221 | 38799.83 | 29.4% | 54449.8035 | 38799.83 | 800870.4555 | 821549.6335 | 749878.7036 | 769241.2298 | 0 | 0 | 0.97451 | 1414346.8849 | 0.97451 | 0 | 1414346.8849 | 0 | 1414346.8849 | 1414346.8849 | 1555781.5734 | 1.8861 | 2.0225
2572089.18 | E258 | 18230721 | High Voltage Program 40 46 49 {E} | 10059-1 | Lighting - Custom | 20 |  | Comm Lighting | 1 | 602435 |  | 283045 | 514594 | 602435 | 283045 | 514594 |  |  | 20 | 2.4408 | 231549 | 12.2% | 22601.4732 | 231549 | 332431.9098 | 537195.4732 | 311265.8332 | 502992.0161 | 0 | 0 | 1.3696 | 825079.0259 | 1.3696 | 0 | 825079.0259 | 0 | 825079.0259 | 825079.0259 | 907586.9285 | 2.6507 | 1.8044
Total Customer Costs: | E258 | 18230721 | High Voltage Program 40 46 49 {E} | 10070-1 | Pump - VFD - Custom | 15 |  | Comm Flat | 1 | 154685 |  | 77343 | 159195 | 154685 | 77343 | 159195 |  |  | 15 | 0.47004 | 81852 | 3.134% | 5803.2964 | 81852 | 85357.3082 | 164998.2964 | 79922.5732 | 154492.7869 | 0 | 0 | 1.0764 | 166497.8068 | 1.0764 | 0 | 166497.8068 | 0 | 166497.8068 | 166497.8068 | 183147.5874 | 2.0832 | 1.1855
1404987.68 |  |  |  | 10070-1 | Pump - VFD - Custom | 15 |  | Comm Flat | 1 | 102267 |  | 24705.57 | 24705.57 | 102267 | 24705.57 | 24705.57 |  |  | 15 | 0.31075 | 0 | 2.072% | 3836.7373 | 0 | 56432.3356 | 28542.3073 | 52839.2656 | 26725.0069 | 0 | 0 | 1.0764 | 110076.809 | 1.0764 | 0 | 110076.809 | 0 | 110076.809 | 110076.809 | 121084.4899 | 2.0832 | 4.5308
Weighted Avg Life |  |  |  | 10258-1 | Generic Measure - Custom | 15 |  | Comm Flat | 1 | 1081827 |  | 418532 | 539246 | 1081827 | 418532 | 539246 |  |  | 15 | 3.2873 | 120714 | 21.92% | 40586.7587 | 120714 | 596967.0017 | 579832.7587 | 558957.8668 | 542914.5681 | 0 | 0 | 1.0764 | 1164442.7243 | 1.0764 | 0 | 1164442.7243 | 0 | 1164442.7243 | 1164442.7243 | 1280886.9967 | 2.0832 | 2.3593
14.1815 |  |  |  | 12698-1 | Study - Engineering - Custom | 5 |  | Comm Flat | 1 |  |  | 342338.61 | 363239.46 | 0 | 342338.61 | 363239.46 |  |  | 5 | 0 | 20900.85 | 0% | 0 | 20900.85 | 0 | 363239.46 | 0 | 340111.8539 | 0 | 0 | 0.39887 | 0 | 0.39887 | 0 | 0 | 0 | 0 | 0 | 0 | 0 | 0
Total Utility Cost | [18 empty] | 0 | 0 | 0 | 0% | 0 | 0 | 0 | 0 | 0 | 0 | 0 | 0 | #N/A | #N/A | #N/A | #N/A | #N/A | #N/A | #N/A | 0 | 0 | 0 | #DIV/0!
2723963.96 | [18 empty] | 0 | 0 | 0 | 0% | 0 | 0 | 0 | 0 | 0 | 0 | 0 | 0 | #N/A | #N/A | #N/A | #N/A | #N/A | #N/A | #N/A | 0 | 0 | 0 | #DIV/0!
Total Resource Cost | [18 empty] | 0 | 0 | 0 | 0% | 0 | 0 | 0 | 0 | 0 | 0 | 0 | 0 | #N/A | #N/A | #N/A | #N/A | #N/A | #N/A | #N/A | 0 | 0 | 0 | #DIV/0!
4162274.48 | [18 empty] | 0 | 0 | 0 | 0% | 0 | 0 | 0 | 0 | 0 | 0 | 0 | 0 | #N/A | #N/A | #N/A | #N/A | #N/A | #N/A | #N/A | 0 | 0 | 0 | #DIV/0!
UC B/C Ratio | [18 empty] | 0 | 0 | 0 | 0% | 0 | 0 | 0 | 0 | 0 | 0 | 0 | 0 | #N/A | #N/A | #N/A | #N/A | #N/A | #N/A | #N/A | 0 | 0 | 0 | #DIV/0!
1.9983 | [18 empty] | 0 | 0 | 0 | 0% | 0 | 0 | 0 | 0 | 0 | 0 | 0 | 0 | #N/A | #N/A | #N/A | #N/A | #N/A | #N/A | #N/A | 0 | 0 | 0 | #DIV/0!
TRC B/C Ratio | [18 empty] | 0 | 0 | 0 | 0% | 0 | 0 | 0 | 0 | 0 | 0 | 0 | 0 | #N/A | #N/A | #N/A | #N/A | #N/A | #N/A | #N/A | 0 | 0 | 0 | #DIV/0!
1.4386 | [18 empty] | 0 | 0 | 0 | 0% | 0 | 0 | 0 | 0 | 0 | 0 | 0 | 0 | #N/A | #N/A | #N/A | #N/A | #N/A | #N/A | #N/A | 0 | 0 | 0 | #DIV/0!

## Lighting to Go {E}
Rtn to Summary |  | Order Number | Program Name | Discount Rate: | 6.8% | [9 empty] | Paste in incentives but use DBtC for Total
| Program: | 18230714 | Lighting to Go {E}
| paste |  |  | paste | paste | paste | paste | paste | paste | paste | paste | paste | paste | Paste | paste | paste | paste | paste | Formula: G + H | Formula: (O/A10)*T | Formula: N - M | Formula: O/A10 | Formula: W*A8 | Formula: Q - P | Formula: X + DBtC | Formula: Q + X | Formula: Z/(1+ElecDiscountRate)^1 | Formula: AA/(1+ElecDiscountRate)^1 | Formula: -PV (ElecDiscount Rate,T,R)*J | Formula: - PV (ElecDiscount Rate, T, S)*J |  | AF*J*K |  | AH*J*L | AG + AI |  | AG +AI -AK | formula: Logic to lookup from AC tables and adjust by savings and quantity | Formula: Utility Savings (AM)*1.1+AD+AE | formula: AM/AB | formula: AN/AC
| Sch. No. | Order Number | Program Name | Measure Version | Measure Name | First Period Measure Life | Second period Measure Life | Electric End-Use Type | Number of units offered | Savings per Unit Period 1 | Savngs per Unit Period 2 | Incentives Per Unit | Incremental Measure Cost per Unit | Total First Year Savings | Total Incentive | Total Incremental Measure Cost | Unit First Year Non-Energy Benefits | Unit Annual Net Equipment O&M | Total Measure Life | Weighted Life | Agency or Customer Cost per Unit | Percent Unit overhead | Program Overhead Cost | Total Customer Cost | Total Utility Program Costs | Total Resource Cost | PV Total Utility Program Costs | PV Total Resource Costs | PV Total Non-Energy Benefits | PV Total Net Equipment O&M | Unit PV First period Savings for 1 kWh | Total First Period Savings | Unit PV Savings for Second Period for 1 kWh | Total Second period Savings | Unadjusted Total | Decrement | Final UC Total Savings | PV Total Savings UC | PV Total Savings TRC | UC B/C Ratio | TRC B/C Ratio
DBTC: | E262 | 18230714 | Lighting to Go {E} | 10628-5 | LTGO: Lamp - TLED - 2 3 or 4 foot | 12 |  | Comm Lighting | 104105 | 79.2 |  | 4 | 4 | 8245116 | 413451.17 | 416420 | 0 | 0 | 12 | 5.3337 | 0 | 44.45% | 164294.7041 | 2968.83 | 1287419.4643 | 580714.7041 | 1205448.9366 | 543740.3597 | 0 | 0 | 0.91128 | 7513632.7799 | 0.91128 | 0 | 7513632.7799 | 0 | 7513632.7799 | 7513632.7799 | 8264996.0578 | 6.2331 | 15.2003
2526872.29 | E262 | 18230714 | Lighting to Go {E} | 12771-1 | Lamp - LED - 101w to 200w - from 320w to 400w HID - Comm | 10 |  | Comm Lighting | 86 | 679.3 |  | 150 | 206.89 | 58419.8 | 9555.36 | 17792.54 | 0 | 0 | 10 | 0.031493 | 56.89 | 0.3149% | 1164.0908 | 8237.18 | 9121.8592 | 18956.6308 | 8541.0667 | 17749.6543 | 0 | 0 | 0.7746 | 45252.2201 | 0.7746 | 0 | 45252.2201 | 0 | 45252.2201 | 45252.2201 | 49777.4422 | 5.2982 | 2.8044
Program Costs: | E262 | 18230714 | Lighting to Go {E} | 12771-2 | Lamp - LED - 101w to 200w - from 320w to 400w HID - Comm | 10 |  | Comm Lighting | 629 | 679.3 |  | 150 | 206.89 | 427279.7 | 89340.3 | 130133.81 | 22.947 | 0 | 10 | 0.23034 | 56.89 | 2.303% | 8514.106 | 40793.51 | 66716.8543 | 138647.916 | 62468.9647 | 129820.1461 | 102319.9047 | 0 | 0.7746 | 330972.6334 | 0.7746 | 0 | 330972.6334 | 0 | 330972.6334 | 330972.6334 | 466389.8015 | 5.2982 | 3.5926
369639.91 | E262 | 18230714 | Lighting to Go {E} | 12773-2 | Lamp - LED - 201w or more - from 1000w - Comm | 10 |  | Comm Lighting | 99 | 2817.8 |  | 300 | 693.27 | 278962.2 | 29700 | 68633.73 | 95.185 | 0 | 10 | 0.15038 | 393.27 | 1.504% | 5558.6861 | 38933.73 | 43558.0732 | 74192.4161 | 40784.7127 | 69468.5544 | 66801.6631 | 0 | 0.7746 | 216085.2808 | 0.7746 | 0 | 216085.2808 | 0 | 216085.2808 | 216085.2808 | 304495.472 | 5.2982 | 4.3832
Total Savings (kWh): | E262 | 18230714 | Lighting to Go {E} | 12774-1 | Lamp - LED - 25w or less - from 50w to 100w HID - Comm | 10 |  | Comm Lighting | 42 | 232.3 |  | 40 | 131.18 | 9756.6 | 1680 | 5509.56 | 0 | 0 | 10 | 0.0052595 | 91.18 | 0.0526% | 194.413 | 3829.56 | 1523.4275 | 5703.973 | 1426.4303 | 5340.7987 | 0 | 0 | 0.7746 | 7557.503 | 0.7746 | 0 | 7557.503 | 0 | 7557.503 | 7557.503 | 8313.2533 | 5.2982 | 1.5566
18550348 | E262 | 18230714 | Lighting to Go {E} | 12774-2 | Lamp - LED - 25w or less - from 50w to 100w HID - Comm | 10 |  | Comm Lighting | 129 | 232.3 |  | 40 | 131.18 | 29966.7 | 4852.77 | 16922.22 | 7.847 | 0 | 10 | 0.016154 | 91.18 | 0.1615% | 597.1256 | 12069.45 | 4679.0989 | 17519.3456 | 4381.1787 | 16403.8817 | 7175.9091 | 0 | 0.7746 | 23212.3305 | 0.7746 | 0 | 23212.3305 | 0 | 23212.3305 | 23212.3305 | 32709.4727 | 5.2982 | 1.994
Total Incentives: | E262 | 18230714 | Lighting to Go {E} | 12775-1 | Lamp - LED - 26w to 60w - from 150w to 175w HID - Comm | 10 |  | Comm Lighting | 61 | 502.4 |  | 90 | 215.58 | 30646.4 | 3427.74 | 13150.38 | 0 | 0 | 10 | 0.016521 | 125.58 | 0.1652% | 610.6695 | 9722.64 | 4785.2294 | 13761.0495 | 4480.5519 | 12884.8778 | 0 | 0 | 0.7746 | 23738.829 | 0.7746 | 0 | 23738.829 | 0 | 23738.829 | 23738.829 | 26112.7118 | 5.2982 | 2.0266
1863628.44 | E262 | 18230714 | Lighting to Go {E} | 12775-2 | Lamp - LED - 26w to 60w - from 150w to 175w HID - Comm | 10 |  | Comm Lighting | 368 | 502.4 |  | 90 | 215.58 | 184883.2 | 26498.93 | 79333.44 | 16.971 | 0 | 10 | 0.099666 | 125.58 | 0.9967% | 3684.0392 | 52834.51 | 28868.2694 | 83017.4792 | 27030.2148 | 77731.7221 | 44272.9864 | 0 | 0.7746 | 143211.296 | 0.7746 | 0 | 143211.296 | 0 | 143211.296 | 143211.296 | 201805.412 | 5.2982 | 2.5962
Total Customer Costs: | E262 | 18230714 | Lighting to Go {E} | 12777-1 | Lamp - LED - 61w to 100w - from 250w HID - Comm | 10 |  | Comm Lighting | 148 | 652 |  | 100 | 241.93 | 96496 | 14560 | 35805.64 | 0 | 0 | 10 | 0.052018 | 141.93 | 0.5202% | 1922.8088 | 21245.64 | 15067.202 | 37728.4488 | 14107.8671 | 35326.2629 | 0 | 0 | 0.7746 | 74746.2031 | 0.7746 | 0 | 74746.2031 | 0 | 74746.2031 | 74746.2031 | 82220.8234 | 5.2982 | 2.3275
2340033.79 | E262 | 18230714 | Lighting to Go {E} | 12777-2 | Lamp - LED - 61w to 100w - from 250w HID - Comm | 10 |  | Comm Lighting | 387 | 652 |  | 100 | 241.93 | 252324 | 37565.32 | 93626.91 | 22.024 | 0 | 10 | 0.13602 | 141.93 | 1.36% | 5027.8852 | 56061.59 | 39398.6972 | 98654.7952 | 36890.1659 | 92373.4038 | 60421.3924 | 0 | 0.7746 | 195451.2203 | 0.7746 | 0 | 195451.2203 | 0 | 195451.2203 | 195451.2203 | 275417.7347 | 5.2982 | 2.9816
Weighted Avg Life | E262 | 18230714 | Lighting to Go {E} | 12779-1 | Lamp - LED - Any - from CFL - Comm | 10 |  | Comm Lighting | 284 | 54 |  | 3 | 20 | 15336 | 852 | 5680 | 0 | 0 | 10 | 0.0082672 | 17 | 0.08267% | 305.5898 | 4828 | 2394.6134 | 5985.5898 | 2242.1473 | 5604.4849 | 0 | 0 | 0.7746 | 11879.3294 | 0.7746 | 0 | 11879.3294 | 0 | 11879.3294 | 11879.3294 | 13067.2623 | 5.2982 | 2.3316
13.1629 | E262 | 18230714 | Lighting to Go {E} | 12779-2 | Lamp - LED - Any - from CFL - Comm | 10 |  | Comm Lighting | 1852 | 54 |  | 3 | 20 | 100008 | 5461.75 | 37040 | 1.824 | 0 | 10 | 0.053912 | 17 | 0.5391% | 1992.79 | 31578.25 | 15615.5772 | 39032.79 | 14621.327 | 36547.5562 | 23946.9045 | 0 | 0.7746 | 77466.6129 | 0.7746 | 0 | 77466.6129 | 0 | 77466.6129 | 77466.6129 | 109160.1787 | 5.2982 | 2.9868
Total Utility Cost | E262 | 18230714 | Lighting to Go {E} | 12818-1 | Lamp - TLED - Any - from 4 ft T5 - Comm | 12 |  | Comm Lighting | 803 | 70.6 |  | 4 | 20 | 56691.8 | 3212 | 16060 | 0 | 0 | 12 | 0.036673 | 16 | 0.3056% | 1129.6582 | 12848 | 8852.0437 | 17189.6582 | 8288.4304 | 16095.1855 | 0 | 0 | 0.91128 | 51662.2649 | 0.91128 | 0 | 51662.2649 | 0 | 51662.2649 | 51662.2649 | 56828.4914 | 6.2331 | 3.5308
2896512.2 | E262 | 18230714 | Lighting to Go {E} | 12818-2 | Lamp - TLED - Any - from 4 ft T5 - Comm | 12 |  | Comm Lighting | 8281 | 70.6 |  | 4 | 20 | 584638.6 | 32952.2 | 165620 | 2.385 | 0 | 12 | 0.3782 | 16 | 3.152% | 11649.6876 | 132667.8 | 91287.3892 | 177269.6876 | 85475.0835 | 165982.8536 | 158555.3078 | 0 | 0.91128 | 532771.1277 | 0.91128 | 0 | 532771.1277 | 0 | 532771.1277 | 532771.1277 | 744603.5482 | 6.2331 | 4.486
Total Resource Cost | E262 | 18230714 | Lighting to Go {E} | 12941-1 | Fixture - LED - 15W or less - from HID 50W - Comm | 15 |  | Comm Lighting | 9 | 202 |  | 40 | 255 | 1818 | 326.54 | 2295 | 0 | 0 | 15 | 0.0014701 | 215 | 0.0098% | 36.226 | 1968.46 | 283.8685 | 2331.226 | 265.7945 | 2182.7959 | 0 | 0 | 1.0915 | 1984.3368 | 1.0915 | 0 | 1984.3368 | 0 | 1984.3368 | 1984.3368 | 2182.7705 | 7.4657 | 0.99999
4573302.14 | E262 | 18230714 | Lighting to Go {E} | 12942-1 | Fixture - LED - 30W or less - from HID 70W - Comm | 15 |  | Comm Lighting | 15 | 252 |  | 50 | 329 | 3780 | 307.44 | 4935 | 0 | 0 | 15 | 0.0030565 | 279 | 0.02038% | 75.3214 | 4627.56 | 590.2216 | 5010.3214 | 552.6419 | 4691.3122 | 0 | 0 | 1.0915 | 4125.8488 | 1.0915 | 0 | 4125.8488 | 0 | 4125.8488 | 4125.8488 | 4538.4337 | 7.4657 | 0.96741
UC B/C Ratio | E262 | 18230714 | Lighting to Go {E} | 12943-1 | Fixture - LED - 40W or less - from HID 100W - Comm | 15 |  | Comm Lighting | 83 | 352 |  | 70 | 365 | 29216 | 5810 | 30295 | 0 | 0 | 15 | 0.023624 | 295 | 0.1575% | 582.167 | 24485 | 4561.8821 | 30877.167 | 4271.4252 | 28911.205 | 0 | 0 | 1.0915 | 31889.1005 | 1.0915 | 0 | 31889.1005 | 0 | 31889.1005 | 31889.1005 | 35078.0106 | 7.4657 | 1.2133
6.7018 | E262 | 18230714 | Lighting to Go {E} | 12944-1 | Fixture - LED - 50W or less - from HID 150W - Comm | 15 |  | Comm Lighting | 24 | 533 |  | 110 | 388 | 12792 | 2277.6 | 9312 | 0 | 0 | 15 | 0.010344 | 278 | 0.06896% | 254.8973 | 7034.4 | 1997.3849 | 9566.8973 | 1870.2105 | 8957.769 | 0 | 0 | 1.0915 | 13962.3964 | 1.0915 | 0 | 13962.3964 | 0 | 13962.3964 | 13962.3964 | 15358.6361 | 7.4657 | 1.7146
TRC B/C Ratio | E262 | 18230714 | Lighting to Go {E} | 12946-1 | Fixture - LED - 90W or less - from HID 250W - Comm | 15 |  | Comm Lighting | 131 | 857 |  | 175 | 516 | 112267 | 17963.89 | 67596 | 0 | 0 | 15 | 0.09078 | 341 | 0.6052% | 2237.0666 | 49632.11 | 17529.7377 | 69833.0666 | 16413.6121 | 65386.7665 | 0 | 0 | 1.0915 | 122538.8023 | 1.0915 | 0 | 122538.8023 | 0 | 122538.8023 | 122538.8023 | 134792.6825 | 7.4657 | 2.0615
5.0811 | E262 | 18230714 | Lighting to Go {E} | 12947-1 | Fixture - LED - 105W or less - from HID 320W - Comm | 15 |  | Comm Lighting | 19 | 1042 |  | 210 | 471 | 19798 | 3036 | 8949 | 0 | 0 | 15 | 0.016009 | 261 | 0.1067% | 394.501 | 5913 | 3091.3247 | 9343.501 | 2894.4988 | 8748.5964 | 0 | 0 | 1.0915 | 21609.4062 | 1.0915 | 0 | 21609.4062 | 0 | 21609.4062 | 21609.4062 | 23770.3468 | 7.4657 | 2.717
| E262 | 18230714 | Lighting to Go {E} | 12948-1 | Fixture - LED - 155W or less - from HID 400W - Comm | 15 |  | Comm Lighting | 274 | 1230 |  | 250 | 677 | 337020 | 65502.49 | 185498 | 0 | 0 | 15 | 0.27252 | 427 | 1.817% | 6715.5636 | 119995.51 | 52623.4086 | 192213.5636 | 49272.8545 | 179975.2469 | 0 | 0 | 1.0915 | 367855.4441 | 1.0915 | 0 | 367855.4441 | 0 | 367855.4441 | 367855.4441 | 404640.9885 | 7.4657 | 2.2483
| E262 | 18230714 | Lighting to Go {E} | 12949-1 | Fixture - LED - 315W or less - from HID 1000W - Comm | 15 |  | Comm Lighting | 172 | 3204 |  | 645 | 1203 | 551088 | 45158.86 | 206916 | 0 | 0 | 15 | 0.44562 | 558 | 2.971% | 10981.1481 | 161757.14 | 86048.6884 | 217897.1481 | 80569.933 | 204023.5469 | 0 | 0 | 1.0915 | 601509.4682 | 1.0915 | 0 | 601509.4682 | 0 | 601509.4682 | 601509.4682 | 661660.415 | 7.4657 | 3.2431
| E262 | 18230714 | Lighting to Go {E} | 13192-1 | Troffer - LED - Any - from FL - Comm | 15 |  | Comm Lighting | 2615 | 234 |  | 20 | 98 | 611910 | 51391.2 | 256270 | 0 | 0 | 15 | 0.4948 | 78 | 3.299% | 12193.1059 | 204878.8 | 95545.6351 | 268463.1059 | 89462.2051 | 251369.9493 | 0 | 0 | 1.0915 | 667896.3408 | 1.0915 | 0 | 667896.3408 | 0 | 667896.3408 | 667896.3408 | 734685.9749 | 7.4657 | 2.9227
| E262 | 18230714 | Lighting to Go {E} | 13193-1 | Strip Fixture - LED - Any - Comm | 15 |  | Comm Lighting | 937 | 305 |  | 15 | 89 | 285785 | 14000.96 | 83393 | 0 | 0 | 15 | 0.23109 | 74 | 1.541% | 5694.6394 | 69392.04 | 44623.4076 | 89087.6394 | 41782.2168 | 83415.3926 | 0 | 0 | 1.0915 | 311932.7283 | 1.0915 | 0 | 311932.7283 | 0 | 311932.7283 | 311932.7283 | 343126.0011 | 7.4657 | 4.1135
| E262 | 18230714 | Lighting to Go {E} | 13196-1 | Downlight - LED - 25w or less - from CFL - Comm | 15 |  | Comm Lighting | 2602 | 107 |  | 30 | 66 | 278414 | 72113.05 | 171732 | 0 | 0 | 15 | 0.22513 | 36 | 1.501% | 5547.7625 | 99618.95 | 43472.4754 | 177279.7625 | 40704.565 | 165992.287 | 0 | 0 | 1.0915 | 303887.323 | 1.0915 | 0 | 303887.323 | 0 | 303887.323 | 303887.323 | 334276.0553 | 7.4657 | 2.0138
| E262 | 18230714 | Lighting to Go {E} | 13197-1 | Downlight - LED - over 25w - from CFL - Comm | 15 |  | Comm Lighting | 353 | 60 |  | 30 | 45 | 21180 | 10590 | 15885 | 0 | 0 | 15 | 0.017126 | 15 | 0.1142% | 422.0392 | 5295 | 3307.1147 | 16307.0392 | 3096.5493 | 15268.7633 | 0 | 0 | 1.0915 | 23117.8515 | 1.0915 | 0 | 23117.8515 | 0 | 23117.8515 | 23117.8515 | 25429.6366 | 7.4657 | 1.6655
| E262 | 18230714 | Lighting to Go {E} | 13198-1 | High Bay - LED - 50w or less - Comm | 15 |  | Comm Lighting | 21 | 318 |  | 45 | 68 | 6678 | 945 | 1428 | 0 | 0 | 15 | 0.0053999 | 23 | 0.036% | 133.0679 | 483 | 1042.7248 | 1561.0679 | 976.3341 | 1461.674 | 0 | 0 | 1.0915 | 7288.9996 | 1.0915 | 0 | 7288.9996 | 0 | 7288.9996 | 7288.9996 | 8017.8996 | 7.4657 | 5.4854
| E262 | 18230714 | Lighting to Go {E} | 13199-1 | High Bay - LED - 51w to 125 w - Comm | 15 |  | Comm Lighting | 494 | 620 |  | 80 | 201 | 306280 | 39054.06 | 99294 | 0 | 0 | 15 | 0.24766 | 121 | 1.651% | 6103.029 | 60239.94 | 47823.5641 | 105397.029 | 44778.6181 | 98686.3567 | 0 | 0 | 1.0915 | 334302.9061 | 1.0915 | 0 | 334302.9061 | 0 | 334302.9061 | 334302.9061 | 367733.1967 | 7.4657 | 3.7263
| E262 | 18230714 | Lighting to Go {E} | 13200-1 | High Bay - LED - over 125w - Comm | 15 |  | Comm Lighting | 1497 | 953 |  | 140 | 352 | 1426641 | 199280.93 | 526944 | 0 | 0 | 15 | 1.1536 | 212 | 7.691% | 28427.6851 | 327663.07 | 222760.4065 | 555371.6851 | 208577.1597 | 520010.9411 | 0 | 0 | 1.0915 | 1557170.6682 | 1.0915 | 0 | 1557170.6682 | 0 | 1557170.6682 | 1557170.6682 | 1712887.735 | 7.4657 | 3.2939
| E262 | 18230714 | Lighting to Go {E} | 13302-1 | Fixture - LED - 15w or less - from HID 50w - SMB | 15 |  | Comm Lighting | 8 | 202 |  | 40 | 190 | 1616 | 320 | 1520 | 6.824 | 0 | 15 | 0.0013067 | 150 | 0.008711% | 32.2009 | 1200 | 252.3275 | 1552.2009 | 236.2617 | 1453.3716 | 503.5617 | 0 | 1.0915 | 1763.855 | 1.0915 | 0 | 1763.855 | 0 | 1763.855 | 1763.855 | 2443.8022 | 7.4657 | 1.6815
|  |  |  | 13303-1 | Fixture - LED - 30w or less - from HID 70w - SMB | 15 |  | Comm Lighting | 163 | 252 |  | 50 | 222 | 41076 | 7872.54 | 36186 | 8.513 | 0 | 15 | 0.033214 | 172 | 0.2214% | 818.4929 | 28313.46 | 6413.7414 | 37004.4929 | 6005.3759 | 34648.4016 | 12799.5275 | 0 | 1.0915 | 44834.2241 | 1.0915 | 0 | 44834.2241 | 0 | 44834.2241 | 44834.2241 | 62117.1741 | 7.4657 | 1.7928
|  |  |  | 13304-1 | Fixture - LED - 40w or less - from HID 100w - SMB | 15 |  | Comm Lighting | 214 | 352 |  | 70 | 207 | 75328 | 14941.18 | 44298 | 11.89 | 0 | 15 | 0.060911 | 137 | 0.4061% | 1501.0088 | 29356.82 | 11761.9611 | 45799.0088 | 11013.0722 | 42882.967 | 23470.3372 | 0 | 1.0915 | 82220.0905 | 1.0915 | 0 | 82220.0905 | 0 | 82220.0905 | 82220.0905 | 113912.4367 | 7.4657 | 2.6564
|  |  |  | 13305-1 | Fixture - LED - 50w or less - from HID 150w - SMB | 15 |  | Comm Lighting | 173 | 533 |  | 110 | 281 | 92209 | 16278.9 | 48613 | 18.005 | 0 | 15 | 0.074561 | 171 | 0.4971% | 1837.3847 | 32334.1 | 14397.8158 | 50450.3847 | 13481.1009 | 47238.188 | 28731.8063 | 0 | 1.0915 | 100645.6075 | 1.0915 | 0 | 100645.6075 | 0 | 100645.6075 | 100645.6075 | 139441.9745 | 7.4657 | 2.9519
|  |  |  | 13307-1 | Fixture - LED - 90w or less - from HID 250w - SMB | 15 |  | Comm Lighting | 863 | 857 |  | 175 | 372 | 739591 | 138269.39 | 321036 | 28.949 | 0 | 15 | 0.59804 | 197 | 3.987% | 14737.3166 | 182766.61 | 115482.1653 | 335773.3166 | 108129.3683 | 314394.4912 | 230445.41 | 0 | 1.0915 | 807259.4378 | 1.0915 | 0 | 807259.4378 | 0 | 807259.4378 | 807259.4378 | 1118430.7917 | 7.4657 | 3.5574
|  |  |  | 13308-1 | Fixture - LED - 105w or less - from HID 320w - SMB | 15 |  | Comm Lighting | 159 | 1042 |  | 210 | 292 | 165678 | 29887.19 | 46428 | 35.199 | 0 | 15 | 0.13397 | 82 | 0.8931% | 3301.3505 | 16540.81 | 25869.5065 | 49729.3505 | 24222.3844 | 46563.0623 | 51623.9403 | 0 | 1.0915 | 180836.6099 | 1.0915 | 0 | 180836.6099 | 0 | 180836.6099 | 180836.6099 | 250544.2112 | 7.4657 | 5.3808
|  |  |  | 13309-1 | Fixture - LED - 155w or less - from HID 400w - SMB | 15 |  | Comm Lighting | 711 | 1230 |  | 250 | 475 | 874530 | 165555.03 | 337725 | 41.549 | 0 | 15 | 0.70715 | 225 | 4.714% | 17426.1524 | 172169.97 | 136551.9835 | 355151.1524 | 127857.6625 | 332538.5322 | 272492.0755 | 0 | 1.0915 | 954544.6012 | 1.0915 | 0 | 954544.6012 | 0 | 954544.6012 | 954544.6012 | 1322491.1368 | 7.4657 | 3.977
|  |  |  | 13310-1 | Fixture - LED - 315w or less - from HID 1000w - SMB | 15 |  | Comm Lighting | 682 | 3204 |  | 645 | 873 | 2185128 | 289636.65 | 595386 | 108.23 | 0 | 15 | 1.7669 | 228 | 11.78% | 43541.5291 | 305749.35 | 341193.0553 | 638927.5291 | 319469.1529 | 598246.7501 | 680856.7282 | 0 | 1.0915 | 2385054.9843 | 1.0915 | 0 | 2385054.9843 | 0 | 2385054.9843 | 2385054.9843 | 3304417.2109 | 7.4657 | 5.5235
[19 empty] | 0 | 0 | 0 | 0% | 0 | 0 | 0 | 0 | 0 | 0 | 0 | 0 | #N/A | #N/A | #N/A | #N/A | #N/A | #N/A | #N/A | 0 | 0 | 0 | #DIV/0!
[19 empty] | 0 | 0 | 0 | 0% | 0 | 0 | 0 | 0 | 0 | 0 | 0 | 0 | #N/A | #N/A | #N/A | #N/A | #N/A | #N/A | #N/A | 0 | 0 | 0 | #DIV/0!
[19 empty] | 0 | 0 | 0 | 0% | 0 | 0 | 0 | 0 | 0 | 0 | 0 | 0 | #N/A | #N/A | #N/A | #N/A | #N/A | #N/A | #N/A | 0 | 0 | 0 | #DIV/0!
[19 empty] | 0 | 0 | 0 | 0% | 0 | 0 | 0 | 0 | 0 | 0 | 0 | 0 | #N/A | #N/A | #N/A | #N/A | #N/A | #N/A | #N/A | 0 | 0 | 0 | #DIV/0!
[19 empty] | 0 | 0 | 0 | 0% | 0 | 0 | 0 | 0 | 0 | 0 | 0 | 0 | #N/A | #N/A | #N/A | #N/A | #N/A | #N/A | #N/A | 0 | 0 | 0 | #DIV/0!
[19 empty] | 0 | 0 | 0 | 0% | 0 | 0 | 0 | 0 | 0 | 0 | 0 | 0 | #N/A | #N/A | #N/A | #N/A | #N/A | #N/A | #N/A | 0 | 0 | 0 | #DIV/0!
[19 empty] | 0 | 0 | 0 | 0% | 0 | 0 | 0 | 0 | 0 | 0 | 0 | 0 | #N/A | #N/A | #N/A | #N/A | #N/A | #N/A | #N/A | 0 | 0 | 0 | #DIV/0!

## Commercial Foodservice {E}
Rtn to Summary |  | Order Number | Program Name | Discount Rate: | 6.8% | [9 empty] | Paste in incentives but use DBtC for Total
| Program: | 18230716 | Commercial Foodservice {E}
| paste |  |  | paste | paste | paste | paste | paste | paste | paste | paste | paste | paste | Paste | paste | paste | paste | paste | Formula: G + H | Formula: (O/A10)*T | Formula: N - M | Formula: O/A10 | Formula: W*A8 | Formula: Q - P | Formula: X + DBtC | Formula: Q + X | Formula: Z/(1+ElecDiscountRate)^1 | Formula: AA/(1+ElecDiscountRate)^1 | Formula: -PV (ElecDiscount Rate,T,R)*J | Formula: - PV (ElecDiscount Rate, T, S)*J |  | AF*J*K |  | AH*J*L | AG + AI |  | AG +AI -AK | formula: Logic to lookup from AC tables and adjust by savings and quantity | Formula: Utility Savings (AM)*1.1+AD+AE | formula: AM/AB | formula: AN/AC
| Sch. No. | Order Number | Program Name | Measure Version | Measure Name | First Period Measure Life | Second period Measure Life | Electric End-Use Type | Number of units offered | Savings per Unit Period 1 | Savngs per Unit Period 2 | Incentives Per Unit | Incremental Measure Cost per Unit | Total First Year Savings | Total Incentive | Total Incremental Measure Cost | Unit First Year Non-Energy Benefits | Unit Annual Net Equipment O&M | Total Measure Life | Weighted Life | Agency or Customer Cost per Unit | Percent Unit overhead | Program Overhead Cost | Total Customer Cost | Total Utility Program Costs | Total Resource Cost | PV Total Utility Program Costs | PV Total Resource Costs | PV Total Non-Energy Benefits | PV Total Net Equipment O&M | Unit PV First period Savings for 1 kWh | Total First Period Savings | Unit PV Savings for Second Period for 1 kWh | Total Second period Savings | Unadjusted Total | Decrement | Final UC Total Savings | PV Total Savings UC | PV Total Savings TRC | UC B/C Ratio | TRC B/C Ratio
DBTC: | E262 | 18230716 | Commercial Foodservice {E} | 12437-3 | DCV - Kitchen - Single - Comm - 5 HP - EO | 15 |  | Comm Space Heat | 1 | 6255 |  | 3000 | 5024.42 | 6255 | 3000 | 5024.42 | 0 | 0 | 15 | 0.068682 | 2024.42 | 0.4579% | 525.8498 | 2024.42 | 2332.6492 | 5550.2698 | 2184.1285 | 5196.8818 | 0 | 0 | 1.2903 | 8070.9552 | 1.2903 | 0 | 8070.9552 | 0 | 8070.9552 | 8070.9552 | 8878.0507 | 3.6953 | 1.7083
394601.94 | E262 | 18230716 | Commercial Foodservice {E} | 12492-3 | DCV - Kitchen - Single - Comm - 2 HP - C | 15 |  | Comm Space Heat | 1 | 2502 |  | 1200 | 2009.77 | 2502 | 1200 | 2009.77 | 0 | 0 | 15 | 0.027473 | 809.77 | 0.1832% | 210.3399 | 809.77 | 933.0597 | 2220.1099 | 873.6514 | 2078.7546 | 0 | 0 | 1.2903 | 3228.3821 | 1.2903 | 0 | 3228.3821 | 0 | 3228.3821 | 3228.3821 | 3551.2203 | 3.6953 | 1.7083
Program Costs: | E262 | 18230716 | Commercial Foodservice {E} | 12493-3 | DCV - Kitchen - Single - Comm - 3 HP - C | 15 |  | Comm Space Heat | 1 | 3753 |  | 1800 | 3014.65 | 3753 | 1800 | 3014.65 | 0 | 0 | 15 | 0.041209 | 1214.65 | 0.2747% | 315.5099 | 1214.65 | 1399.5895 | 3330.1599 | 1310.4771 | 3118.1272 | 0 | 0 | 1.2903 | 4842.5731 | 1.2903 | 0 | 4842.5731 | 0 | 4842.5731 | 4842.5731 | 5326.8304 | 3.6953 | 1.7083
114844.71 | E262 | 18230716 | Commercial Foodservice {E} | 12494-3 | DCV - Kitchen - Single - Comm - 4 HP - C | 15 |  | Comm Space Heat | 2 | 5004 |  | 2400 | 4019.54 | 10008 | 4800 | 8039.08 | 0 | 0 | 15 | 0.10989 | 1619.54 | 0.7326% | 841.3597 | 3239.08 | 3732.2387 | 8880.4397 | 3494.6056 | 8315.0184 | 0 | 0 | 1.2903 | 12913.5283 | 1.2903 | 0 | 12913.5283 | 0 | 12913.5283 | 12913.5283 | 14204.8811 | 3.6953 | 1.7083
Total Savings (kWh): | E262 | 18230716 | Commercial Foodservice {E} | 12500-3 | DCV - Kitchen - Single - Comm - 10 HP - C | 15 |  | Comm Space Heat | 1 | 12510 |  | 6000 | 10048.85 | 12510 | 6000 | 10048.85 | 0 | 0 | 15 | 0.13736 | 4048.85 | 0.9158% | 1051.6996 | 4048.85 | 4665.2984 | 11100.5496 | 4368.257 | 10393.773 | 0 | 0 | 1.2903 | 16141.9104 | 1.2903 | 0 | 16141.9104 | 0 | 16141.9104 | 16141.9104 | 17756.1014 | 3.6953 | 1.7083
1366081.44 | E262 | 18230716 | Commercial Foodservice {E} | 12518-3 | DCV - Kitchen - Single - Comm - 28 HP - C | 15 |  | Comm Space Heat | 1 | 35028 |  | 16800 | 28136.77 | 35028 | 16800 | 28136.77 | 0 | 0 | 15 | 0.38462 | 11336.77 | 2.564% | 2944.7589 | 11336.77 | 13062.8356 | 31081.5289 | 12231.1195 | 29102.5552 | 0 | 0 | 1.2903 | 45197.349 | 1.2903 | 0 | 45197.349 | 0 | 45197.349 | 45197.349 | 49717.0839 | 3.6953 | 1.7083
Total Incentives: | E262 | 18230716 | Commercial Foodservice {E} | 12834-2 | Ice Maker - Ice Making Head - AC - IHR 300 to 799 - Comm | 10 |  | Comm Refrigeration | 11 | 666 |  | 250 | 272.88 | 7326 | 2750 | 3001.68 | 878.03 | 0 | 10 | 0.053628 | 22.88 | 0.5363% | 615.8874 | 251.68 | 2732.0525 | 3617.5674 | 2558.1016 | 3387.2354 | 68467.679 | 0 | 0.7506 | 5498.9219 | 0.7506 | 0 | 5498.9219 | 0 | 5498.9219 | 5498.9219 | 74516.4931 | 2.1496 | 21.9992
258085 | E262 | 18230716 | Commercial Foodservice {E} | 12838-2 | Ice Maker - Ice Making Head - AC - IHR less than 300 - Comm | 10 |  | Comm Refrigeration | 1 | 414 |  | 175 | 199.15 | 414 | 175 | 199.15 | 878.03 | 0 | 10 | 0.0030306 | 24.15 | 0.03031% | 34.8044 | 24.15 | 154.3912 | 233.9544 | 144.561 | 219.0585 | 6224.3345 | 0 | 0.7506 | 310.7499 | 0.7506 | 0 | 310.7499 | 0 | 310.7499 | 310.7499 | 6566.1593 | 2.1496 | 29.9745
Total Customer Costs: | E262 | 18230716 | Commercial Foodservice {E} | 12875-2 | Incentive - Sales - DCV - Single - Comm - Kitchen - C |  |  |  | 6 | 0 |  | 25 | 0 | 0 | 150 | 0 | 0 | 0 | 0 | 0 | -25 | 0% | 0 | -150 | 0 | 0 | 0 | 0 | 0 | 0 | #N/A | #N/A | #N/A | #N/A | #N/A | #N/A | #N/A | 0 | 0 | 0 | #DIV/0!
-7156.07 | E262 | 18230716 | Commercial Foodservice {E} | 12876-2 | Incentive - Sales - DCV - Single - Comm - Kitchen - EO |  |  |  | 1 | 0 |  | 50 | 0 | 0 | 50 | 0 | 0 | 0 | 0 | 0 | -50 | 0% | 0 | -50 | 0 | 0 | 0 | 0 | 0 | 0 | #N/A | #N/A | #N/A | #N/A | #N/A | #N/A | #N/A | 0 | 0 | 0 | #DIV/0!
Weighted Avg Life | E262 | 18230716 | Commercial Foodservice {E} | 12878-2 | Incentive - Sales - Dishwasher - DWH - Comm - Kitchen |  |  |  | 3 | 0 |  | 25 | 0 | 0 | 75 | 0 | 0 | 0 | 0 | 0 | -25 | 0% | 0 | -75 | 0 | 0 | 0 | 0 | 0 | 0 | #N/A | #N/A | #N/A | #N/A | #N/A | #N/A | #N/A | 0 | 0 | 0 | #DIV/0!
12.6271 | E262 | 18230716 | Commercial Foodservice {E} | 12879-2 | Incentive - Sales - Dishwasher - EWH - Comm - Kitchen |  |  |  | 6 | 0 |  | 50 | 0 | 0 | 300 | 0 | 0 | 0 | 0 | 0 | -50 | 0% | 0 | -300 | 0 | 0 | 0 | 0 | 0 | 0 | #N/A | #N/A | #N/A | #N/A | #N/A | #N/A | #N/A | 0 | 0 | 0 | #DIV/0!
Total Utility Cost | E262 | 18230716 | Commercial Foodservice {E} | 12886-2 | Incentive - Sales - Ice Maker - EH - Comm - Kitchen |  |  |  | 4 | 0 |  | 50 | 0 | 0 | 200 | 0 | 0 | 0 | 0 | 0 | -50 | 0% | 0 | -200 | 0 | 0 | 0 | 0 | 0 | 0 | #N/A | #N/A | #N/A | #N/A | #N/A | #N/A | #N/A | 0 | 0 | 0 | #DIV/0!
509446.65 | E262 | 18230716 | Commercial Foodservice {E} | 12887-2 | Incentive - Sales - Oven - EH - Comm - Kitchen |  |  |  | 19 | 0 |  | 50 | 0 | 0 | 950 | 0 | 0 | 0 | 0 | 0 | -50 | 0% | 0 | -950 | 0 | 0 | 0 | 0 | 0 | 0 | #N/A | #N/A | #N/A | #N/A | #N/A | #N/A | #N/A | 0 | 0 | 0 | #DIV/0!
Total Resource Cost | E262 | 18230716 | Commercial Foodservice {E} | 12889-2 | Incentive - Sales - Steam Cooker - EH - Comm - Kitchen |  |  |  | 9 | 0 |  | 300 | 0 | 0 | 2700 | 0 | 0 | 0 | 0 | 0 | -300 | 0% | 0 | -2700 | 0 | 0 | 0 | 0 | 0 | 0 | #N/A | #N/A | #N/A | #N/A | #N/A | #N/A | #N/A | 0 | 0 | 0 | #DIV/0!
365773.64 | E262 | 18230716 | Commercial Foodservice {E} | 12976-1 | Food Cabinet - Holding - 13 ft to under 28 ft - Kitchen - Comm | 10 |  | Comm Cooking | 1 | 2840 |  | 550 | 597.41 | 2840 | 550 | 597.41 | 0 | 0 | 10 | 0.020789 | 47.41 | 0.2079% | 238.7551 | 47.41 | 1059.1085 | 836.1651 | 991.6746 | 782.9262 | 0 | 0 | 0.75176 | 2134.9917 | 0.75176 | 0 | 2134.9917 | 0 | 2134.9917 | 2134.9917 | 2348.4909 | 2.1529 | 2.9996
UC B/C Ratio | E262 | 18230716 | Commercial Foodservice {E} | 13040-1 | Freezer - Ultra Low Temp - 24 ft to 29 ft - Comm | 12 |  | Comm Refrigeration | 8 | 3772 |  | 1200 | 1476 | 30176 | 9600 | 11808 | 0 | 0 | 12 | 0.26507 | 276 | 2.209% | 2536.8575 | 2208 | 11253.4009 | 14344.8575 | 10536.8922 | 13431.5145 | 0 | 0 | 0.88471 | 26696.8644 | 0.88471 | 0 | 26696.8644 | 0 | 26696.8644 | 26696.8644 | 29366.5508 | 2.5337 | 2.1864
2.6857 | E262 | 18230716 | Commercial Foodservice {E} | 13066-1 | Oven - Convection - Double - EH - Comm | 12 |  | Comm Cooking | 5 | 5190 |  | 2000 | 0 | 25950 | 10000 | 0 | 0 | 0 | 12 | 0.22795 | -2000 | 1.9% | 2181.5831 | -10000 | 9677.4176 | 2181.5831 | 9061.2524 | 2042.6808 | 0 | 0 | 0.88596 | 22990.6826 | 0.88596 | 0 | 22990.6826 | 0 | 22990.6826 | 22990.6826 | 25289.7509 | 2.5373 | 12.3807
TRC B/C Ratio | E262 | 18230716 | Commercial Foodservice {E} | 13072-1 | Oven - Convection - Full - EH - Comm | 12 |  | Comm Cooking | 16 | 2595 |  | 1000 | 1191 | 41520 | 16000 | 19056 | 0 | 0 | 12 | 0.36472 | 191 | 3.039% | 3490.533 | 3056 | 15483.8682 | 22546.533 | 14498.0039 | 21110.986 | 0 | 0 | 0.88596 | 36785.0922 | 0.88596 | 0 | 36785.0922 | 0 | 36785.0922 | 36785.0922 | 40463.6014 | 2.5373 | 1.9167
6.3163 | E262 | 18230716 | Commercial Foodservice {E} | 13080-1 | Steamer - Any Size - EH - Kitchen - Comm | 12 |  | Comm Cooking | 11 | 36468 |  | 2300 | 2393 | 401148 | 25300 | 26323 | 1887.14 | 0 | 12 | 3.5238 | 93 | 29.36% | 33723.9965 | 1023 | 149598.332 | 60046.9965 | 140073.3445 | 56223.7795 | 166650.4237 | 0 | 0.88596 | 355401.4012 | 0.88596 | 0 | 355401.4012 | 0 | 355401.4012 | 355401.4012 | 557591.965 | 2.5373 | 9.9174
| E262 | 18230716 | Commercial Foodservice {E} | 13084-1 | Incentive - Sales - Freezer - Ultra Low Temp - EH - Comm |  |  |  | 8 | 0 |  | 100 | 0 | 0 | 800 | 0 | 0 | 0 | 0 | 0 | -100 | 0% | 0 | -800 | 0 | 0 | 0 | 0 | 0 | 0 | #N/A | #N/A | #N/A | #N/A | #N/A | #N/A | #N/A | 0 | 0 | 0 | #DIV/0!
| E262 | 18230716 | Commercial Foodservice {E} | 13085-1 | Incentive - Sales - Oven - Combination - EH - Comm - Kitchen |  |  |  | 12 | 0 |  | 100 | 0 | 0 | 1200 | 0 | 0 | 0 | 0 | 0 | -100 | 0% | 0 | -1200 | 0 | 0 | 0 | 0 | 0 | 0 | #N/A | #N/A | #N/A | #N/A | #N/A | #N/A | #N/A | 0 | 0 | 0 | #DIV/0!
| E262 | 18230716 | Commercial Foodservice {E} | 13095-2 | Dishwasher - Door Type - Single Tank - High Temp - EWH - E Booster - Foodservice | 15 |  | Comm Cooking | 1 | 11333.92 |  | 2650 | 2659 | 11333.92 | 2650 | 2659 | 763.14 | 0 | 15 | 0.12445 | 9 | 0.8297% | 952.8281 | 9 | 4226.7082 | 3611.8281 | 3957.5919 | 3381.8615 | 7039.2748 | 0 | 1.0632 | 12049.9258 | 1.0632 | 0 | 12049.9258 | 0 | 12049.9258 | 12049.9258 | 20294.1932 | 3.0448 | 6.0009
| E262 | 18230716 | Commercial Foodservice {E} | 13097-2 | Dishwasher - Door Type - Single Tank - High Temp - GWH - E Booster - Foodservice | 15 |  | Comm Cooking | 3 | 5013.35 |  | 2400 | 2400.49 | 15040.05 | 7200 | 7201.47 | 763.14 | 0 | 15 | 0.16514 | 0.49 | 1.101% | 1264.3977 | 1.47 | 5608.8187 | 8465.8677 | 5251.7029 | 7926.8424 | 21117.8243 | 0 | 1.0632 | 15990.1858 | 1.0632 | 0 | 15990.1858 | 0 | 15990.1858 | 15990.1858 | 38707.0287 | 3.0448 | 4.883
| E262 | 18230716 | Commercial Foodservice {E} | 13100-1 | Dishwasher - Door Type - Single Tank - Low Temp - EWH - Foodservice | 15 |  | Comm Cooking | 1 | 14537 |  | 2500 | 2659 | 14537 | 2500 | 2659 | 1755.2309 | 0 | 15 | 0.15962 | 159 | 1.064% | 1222.1069 | 159 | 5421.2185 | 3881.1069 | 5076.0473 | 3633.9952 | 16190.4141 | 0 | 1.0632 | 15455.3563 | 1.0632 | 0 | 15455.3563 | 0 | 15455.3563 | 15455.3563 | 33191.306 | 3.0448 | 9.1336
| E262 | 18230716 | Commercial Foodservice {E} | 13100-2 | Dishwasher - Door Type - Single Tank - Low Temp - EWH - Foodservice | 15 |  | Comm Cooking | 2 | 15621.35 |  | 2650 | 2659 | 31242.7 | 5300 | 5318 | 1755.23 | 0 | 15 | 0.34305 | 9 | 2.287% | 2626.5336 | 18 | 11651.2006 | 7944.5336 | 10909.3638 | 7438.7019 | 32380.8116 | 0 | 1.0632 | 33216.4174 | 1.0632 | 0 | 33216.4174 | 0 | 33216.4174 | 33216.4174 | 68918.8706 | 3.0448 | 9.2649
| E262 | 18230716 | Commercial Foodservice {E} | 13117-2 | Dishwasher - Rack Conveyor - Single Tank - High Temp - EWH - E Booster - Foodservice | 20 |  | Comm Cooking | 1 | 9867.21 |  | 5850 | 5882 | 9867.21 | 5850 | 5882 | 4683.44 | 0 | 20 | 0.14446 | 32 | 0.7223% | 829.5237 | 32 | 3679.7346 | 6711.5237 | 3445.4443 | 6284.1982 | 50397.1374 | 0 | 1.3381 | 13202.939 | 1.3381 | 0 | 13202.939 | 0 | 13202.939 | 13202.939 | 64920.3703 | 3.832 | 10.3307
| E262 | 18230716 | Commercial Foodservice {E} | 13119-2 | Dishwasher - Rack Conveyor - Single Tank - High Temp - GWH - E Booster - Foodservice | 20 |  | Comm Cooking | 2 | 6029.73 |  | 3550 | 3583.43 | 12059.46 | 7100 | 7166.86 | 4683.44 | 0 | 20 | 0.17656 | 33.43 | 0.8828% | 1013.8233 | 66.86 | 4497.2806 | 8180.6833 | 4210.9369 | 7659.8158 | 100794.2748 | 0 | 1.3381 | 16136.3055 | 1.3381 | 0 | 16136.3055 | 0 | 16136.3055 | 16136.3055 | 118544.2109 | 3.832 | 15.4761
| E262 | 18230716 | Commercial Foodservice {E} | 13131-1 | Dishwasher - Under Counter - High Temp - EWH - E Booster - Foodservice | 10 |  | Comm Cooking | 1 | 2854 |  | 200 | 232 | 2854 | 200 | 232 | 110.1473 | 0 | 10 | 0.020892 | 32 | 0.2089% | 239.9321 | 32 | 1064.3295 | 471.9321 | 996.5632 | 441.884 | 780.8317 | 0 | 0.75176 | 2145.5163 | 0.75176 | 0 | 2145.5163 | 0 | 2145.5163 | 2145.5163 | 3140.8996 | 2.1529 | 7.108
| E262 | 18230716 | Commercial Foodservice {E} | 13131-2 | Dishwasher - Under Counter - High Temp - EWH - E Booster - Foodservice | 10 |  | Comm Cooking | 4 | 3871.96 |  | 230 | 232 | 15487.84 | 920 | 928 | 110.15 | 0 | 10 | 0.11337 | 2 | 1.134% | 1302.0428 | 8 | 5775.811 | 2230.0428 | 5408.0627 | 2088.055 | 3123.4033 | 0 | 0.75176 | 11643.1021 | 0.75176 | 0 | 11643.1021 | 0 | 11643.1021 | 11643.1021 | 15930.8156 | 2.1529 | 7.6295
| E262 | 18230716 | Commercial Foodservice {E} | 13228-1 | Oven - Combination - 14 Pans or less - EH - Comm | 12 |  | Comm Cooking | 22 | 15115 |  | 1000 | 1053 | 332530 | 22000 | 23166 | 493.08 | 0 | 12 | 2.921 | 53 | 24.34% | 27955.3695 | 1166 | 124008.9277 | 51121.3695 | 116113.2282 | 47866.4508 | 87086.2691 | 0 | 0.88596 | 294608.5433 | 0.88596 | 0 | 294608.5433 | 0 | 294608.5433 | 294608.5433 | 411155.6667 | 2.5373 | 8.5896
| E262 | 18230716 | Commercial Foodservice {E} | 13342-1 | Steamer - Any Size - EH - Kitchen - Comm - LTO | 12 |  | Comm Cooking | 3 | 36468 |  | 3450 | 2393 | 109404 | 10350 | 7179 | 1887.14 | 0 | 12 | 0.96103 | -1057 | 8.009% | 9197.4536 | -3171 | 40799.5451 | 16376.4536 | 38201.8212 | 15333.758 | 45450.1156 | 0 | 0.88596 | 96927.6549 | 0.88596 | 0 | 96927.6549 | 0 | 96927.6549 | 96927.6549 | 152070.5359 | 2.5373 | 9.9174
| E262 | 18230716 | Commercial Foodservice {E} | 13345-1 | Ice Maker - Ice Making Head - AC - IHR 300 to 799 - Comm - LTO | 10 |  | Comm Refrigeration | 3 | 666 |  | 375 | 272.88 | 1998 | 1125 | 818.64 | 878.03 | 0 | 10 | 0.014626 | -102.12 | 0.1463% | 167.9693 | -306.36 | 745.1052 | 986.6093 | 697.6641 | 923.7915 | 18673.0034 | 0 | 0.7506 | 1499.706 | 0.7506 | 0 | 1499.706 | 0 | 1499.706 | 1499.706 | 20322.6799 | 2.1496 | 21.9992
| E262 | 18230716 | Commercial Foodservice {E} | 13347-1 | Ice Maker - Ice Making Head - AC - IHR less than 300 - Comm - LTO | 10 |  | Comm Refrigeration | 2 | 414 |  | 262.5 | 199.15 | 828 | 525 | 398.3 | 878.03 | 0 | 10 | 0.0060611 | -63.35 | 0.06061% | 69.6089 | -126.7 | 308.7823 | 467.9089 | 289.122 | 438.1169 | 12448.6689 | 0 | 0.7506 | 621.4998 | 0.7506 | 0 | 621.4998 | 0 | 621.4998 | 621.4998 | 13132.3187 | 2.1496 | 29.9745
| E262 | 18230716 | Commercial Foodservice {E} | 13348-1 | Ice Maker - Remote Condensing - AC - IHR 988 or more - Comm - LTO | 10 |  | Comm Refrigeration | 1 | 2123 |  | 750 | 513.35 | 2123 | 750 | 513.35 | 878.03 | 0 | 10 | 0.015541 | -236.65 | 0.1554% | 178.4779 | -236.65 | 791.7209 | 691.8279 | 741.3117 | 647.7789 | 6224.3345 | 0 | 0.7506 | 1593.5314 | 0.7506 | 0 | 1593.5314 | 0 | 1593.5314 | 1593.5314 | 7977.219 | 2.1496 | 12.3147
| E262 | 18230716 | Commercial Foodservice {E} | 13351-1 | Ice Maker - Self Contained - AC - IHR 200 or more - Comm - LTO | 10 |  | Comm Refrigeration | 1 | 745 |  | 300 | 224.48 | 745 | 300 | 224.48 | 878.03 | 0 | 10 | 0.0054536 | -75.52 | 0.05454% | 62.6312 | -75.52 | 277.8295 | 287.1112 | 260.14 | 268.8307 | 6224.3345 | 0 | 0.7506 | 559.1997 | 0.7506 | 0 | 559.1997 | 0 | 559.1997 | 559.1997 | 6839.4541 | 2.1496 | 25.4415
| E262 | 18230716 | Commercial Foodservice {E} | 13356-1 | Incentive - Sales - DCV - Single - Comm - Kitchen - C - LTO |  |  |  | 1 | 0 |  | 50 | 0 | 0 | 50 | 0 | 0 | 0 | 0 | 0 | -50 | 0% | 0 | -50 | 0 | 0 | 0 | 0 | 0 | 0 | #N/A | #N/A | #N/A | #N/A | #N/A | #N/A | #N/A | 0 | 0 | 0 | #DIV/0!
| E262 | 18230716 | Commercial Foodservice {E} | 13359-1 | Incentive - Sales - Dishwasher - DWH - Comm - Kitchen - LTO |  |  |  | 3 | 0 |  | 50 | 0 | 0 | 150 | 0 | 0 | 0 | 0 | 0 | -50 | 0% | 0 | -150 | 0 | 0 | 0 | 0 | 0 | 0 | #N/A | #N/A | #N/A | #N/A | #N/A | #N/A | #N/A | 0 | 0 | 0 | #DIV/0!
| E262 | 18230716 | Commercial Foodservice {E} | 13360-1 | Incentive - Sales - Dishwasher - EWH - Comm - Kitchen - LTO |  |  |  | 10 | 0 |  | 100 | 0 | 0 | 1000 | 0 | 0 | 0 | 0 | 0 | -100 | 0% | 0 | -1000 | 0 | 0 | 0 | 0 | 0 | 0 | #N/A | #N/A | #N/A | #N/A | #N/A | #N/A | #N/A | 0 | 0 | 0 | #DIV/0!
| E262 | 18230716 | Commercial Foodservice {E} | 13364-1 | Incentive - Sales - Ice Maker - EH - Comm - Kitchen - LTO |  |  |  | 7 | 0 |  | 100 | 0 | 0 | 700 | 0 | 0 | 0 | 0 | 0 | -100 | 0% | 0 | -700 | 0 | 0 | 0 | 0 | 0 | 0 | #N/A | #N/A | #N/A | #N/A | #N/A | #N/A | #N/A | 0 | 0 | 0 | #DIV/0!
| E262 | 18230716 | Commercial Foodservice {E} | 13365-1 | Incentive - Sales - Oven - EH - Comm - Kitchen - LTO |  |  |  | 11 | 0 |  | 100 | 0 | 0 | 1100 | 0 | 0 | 0 | 0 | 0 | -100 | 0% | 0 | -1100 | 0 | 0 | 0 | 0 | 0 | 0 | #N/A | #N/A | #N/A | #N/A | #N/A | #N/A | #N/A | 0 | 0 | 0 | #DIV/0!
| E262 | 18230716 | Commercial Foodservice {E} | 13367-1 | Incentive - Sales - Steam Cooker - EH - Comm - Kitchen - LTO |  |  |  | 3 | 0 |  | 600 | 0 | 0 | 1800 | 0 | 0 | 0 | 0 | 0 | -600 | 0% | 0 | -1800 | 0 | 0 | 0 | 0 | 0 | 0 | #N/A | #N/A | #N/A | #N/A | #N/A | #N/A | #N/A | 0 | 0 | 0 | #DIV/0!
| E262 | 18230716 | Commercial Foodservice {E} | 13369-1 | Incentive - Sales - Freezer - Ultra Low Temp - EH - Comm - LTO |  |  |  | 5 | 0 |  | 200 | 0 | 0 | 1000 | 0 | 0 | 0 | 0 | 0 | -200 | 0% | 0 | -1000 | 0 | 0 | 0 | 0 | 0 | 0 | #N/A | #N/A | #N/A | #N/A | #N/A | #N/A | #N/A | 0 | 0 | 0 | #DIV/0!
| E262 | 18230716 | Commercial Foodservice {E} | 13370-1 | Incentive - Sales - Oven - Combination - EH - Comm - Kitchen - LTO |  |  |  | 2 | 0 |  | 200 | 0 | 0 | 400 | 0 | 0 | 0 | 0 | 0 | -200 | 0% | 0 | -400 | 0 | 0 | 0 | 0 | 0 | 0 | #N/A | #N/A | #N/A | #N/A | #N/A | #N/A | #N/A | 0 | 0 | 0 | #DIV/0!
| E262 | 18230716 | Commercial Foodservice {E} | 13374-1 | Dishwasher - Door Type - Single Tank - High Temp - EWH - E Booster - Foodservice - LTO | 15 |  | Comm Cooking | 2 | 11333.92 |  | 3975 | 2659 | 22667.84 | 7950 | 5318 | 763.14 | 0 | 15 | 0.2489 | -1316 | 1.659% | 1905.6562 | -2632 | 8453.4163 | 7223.6562 | 7915.1838 | 6763.723 | 14078.5496 | 0 | 1.0632 | 24099.8516 | 1.0632 | 0 | 24099.8516 | 0 | 24099.8516 | 24099.8516 | 40588.3863 | 3.0448 | 6.0009
| E262 | 18230716 | Commercial Foodservice {E} | 13375-1 | Dishwasher - Door Type - Single Tank - High Temp - GWH - E Booster - Foodservice - LTO | 15 |  | Comm Cooking | 2 | 5013.35 |  | 3600 | 2400.49 | 10026.7 | 7200 | 4800.98 | 763.14 | 0 | 15 | 0.1101 | -1199.51 | 0.734% | 842.9318 | -2399.02 | 3739.2124 | 5643.9118 | 3501.1353 | 5284.5616 | 14078.5496 | 0 | 1.0632 | 10660.1239 | 1.0632 | 0 | 10660.1239 | 0 | 10660.1239 | 10660.1239 | 25804.6858 | 3.0448 | 4.883
| E262 | 18230716 | Commercial Foodservice {E} | 13377-1 | Dishwasher - Door Type - Single Tank - Low Temp - EWH - Foodservice - LTO | 15 |  | Comm Cooking | 4 | 15621.35 |  | 3975 | 2659 | 62485.4 | 15900 | 10636 | 1755.23 | 0 | 15 | 0.68611 | -1316 | 4.574% | 5253.0672 | -5264 | 23302.4011 | 15889.0672 | 21818.7277 | 14877.4038 | 64761.6231 | 0 | 1.0632 | 66432.8347 | 1.0632 | 0 | 66432.8347 | 0 | 66432.8347 | 66432.8347 | 137837.7413 | 3.0448 | 9.2649
| E262 | 18230716 | Commercial Foodservice {E} | 13394-1 | Dishwasher - Under Counter - High Temp - EWH - E Booster - Foodservice - LTO | 10 |  | Comm Cooking | 4 | 3871.96 |  | 345 | 232 | 15487.84 | 1380 | 928 | 110.15 | 0 | 10 | 0.11337 | -113 | 1.134% | 1302.0428 | -452 | 5775.811 | 2230.0428 | 5408.0627 | 2088.055 | 3123.4033 | 0 | 0.75176 | 11643.1021 | 0.75176 | 0 | 11643.1021 | 0 | 11643.1021 | 11643.1021 | 15930.8156 | 2.1529 | 7.6295
| E262 | 18230716 | Commercial Foodservice {E} | 13395-1 | Dishwasher - Under Counter - High Temp - GWH - E Booster - Foodservice - LTO | 10 |  | Comm Cooking | 1 | 2898.48 |  | 285 | 192.37 | 2898.48 | 285 | 192.37 | 110.15 | 0 | 10 | 0.021217 | -92.63 | 0.2122% | 243.6715 | -92.63 | 1080.9172 | 436.0415 | 1012.0948 | 408.2785 | 780.8508 | 0 | 0.75176 | 2178.9545 | 0.75176 | 0 | 2178.9545 | 0 | 2178.9545 | 2178.9545 | 3177.7008 | 2.1529 | 7.7832
| E262 | 18230716 | Commercial Foodservice {E} | 13400-1 | Freezer - Ultra Low Temp - 24 ft to 29 ft - Comm - LTO | 12 |  | Comm Refrigeration | 5 | 3772 |  | 1800 | 1476 | 18860 | 9000 | 7380 | 0 | 0 | 12 | 0.16567 | -324 | 1.381% | 1585.5359 | -1620 | 7033.3756 | 8965.5359 | 6585.5576 | 8394.6966 | 0 | 0 | 0.88471 | 16685.5402 | 0.88471 | 0 | 16685.5402 | 0 | 16685.5402 | 16685.5402 | 18354.0942 | 2.5337 | 2.1864
| E262 | 18230716 | Commercial Foodservice {E} | 13406-1 | Oven - Convection - Double - EH - Comm - LTO | 12 |  | Comm Cooking | 4 | 5190 |  | 3000 | 2382 | 20760 | 12000 | 9528 | 0 | 0 | 12 | 0.18236 | -618 | 1.52% | 1745.2665 | -2472 | 7741.9341 | 11273.2665 | 7249.0019 | 10555.493 | 0 | 0 | 0.88596 | 18392.5461 | 0.88596 | 0 | 18392.5461 | 0 | 18392.5461 | 18392.5461 | 20231.8007 | 2.5373 | 1.9167
| E262 | 18230716 | Commercial Foodservice {E} | 13408-1 | Oven - Convection - Full - EH - Comm - LTO | 12 |  | Comm Cooking | 7 | 2595 |  | 1500 | 1191 | 18165 | 10500 | 8337 | 0 | 0 | 12 | 0.15957 | -309 | 1.33% | 1527.1082 | -2163 | 6774.1923 | 9864.1082 | 6342.8767 | 9236.0564 | 0 | 0 | 0.88596 | 16093.4778 | 0.88596 | 0 | 16093.4778 | 0 | 16093.4778 | 16093.4778 | 17702.8256 | 2.5373 | 1.9167
| E262 | 18230716 | Commercial Foodservice {E} | 13413-1 | Oven - Combination - 14 Pans or less - EH - Comm - LTO | 12 |  | Comm Cooking | 2 | 15115 |  | 1500 | 1053 | 30230 | 3000 | 2106 | 493.08 | 0 | 12 | 0.26555 | -447 | 2.213% | 2541.3972 | -894 | 11273.5389 | 4647.3972 | 10555.748 | 4351.4955 | 7916.9336 | 0 | 0.88596 | 26782.5948 | 0.88596 | 0 | 26782.5948 | 0 | 26782.5948 | 26782.5948 | 37377.7879 | 2.5373 | 8.5896
| E262 | 18230716 | Commercial Foodservice {E} | 13495-1 | DCV - Kitchen - Single - Comm - 20 HP - C - LTO | 15 |  | Comm Space Heat | 1 | 25020 |  | 18000 | 20097.7 | 25020 | 13500 | 20097.7 | 0 | 0 | 15 | 0.27473 | 2097.7 | 1.832% | 2103.3992 | 6597.7 | 9330.5969 | 22201.0992 | 8736.5139 | 20787.5461 | 0 | 0 | 1.2903 | 32283.8207 | 1.2903 | 0 | 32283.8207 | 0 | 32283.8207 | 32283.8207 | 35512.2028 | 3.6953 | 1.7083
[19 empty] | 0 | 0 | 0 | 0% | 0 | 0 | 0 | 0 | 0 | 0 | 0 | 0 | #N/A | #N/A | #N/A | #N/A | #N/A | #N/A | #N/A | 0 | 0 | 0 | #DIV/0!
[19 empty] | 0 | 0 | 0 | 0% | 0 | 0 | 0 | 0 | 0 | 0 | 0 | 0 | #N/A | #N/A | #N/A | #N/A | #N/A | #N/A | #N/A | 0 | 0 | 0 | #DIV/0!
[19 empty] | 0 | 0 | 0 | 0% | 0 | 0 | 0 | 0 | 0 | 0 | 0 | 0 | #N/A | #N/A | #N/A | #N/A | #N/A | #N/A | #N/A | 0 | 0 | 0 | #DIV/0!
[19 empty] | 0 | 0 | 0 | 0% | 0 | 0 | 0 | 0 | 0 | 0 | 0 | 0 | #N/A | #N/A | #N/A | #N/A | #N/A | #N/A | #N/A | 0 | 0 | 0 | #DIV/0!
[19 empty] | 0 | 0 | 0 | 0% | 0 | 0 | 0 | 0 | 0 | 0 | 0 | 0 | #N/A | #N/A | #N/A | #N/A | #N/A | #N/A | #N/A | 0 | 0 | 0 | #DIV/0!
[19 empty] | 0 | 0 | 0 | 0% | 0 | 0 | 0 | 0 | 0 | 0 | 0 | 0 | #N/A | #N/A | #N/A | #N/A | #N/A | #N/A | #N/A | 0 | 0 | 0 | #DIV/0!
[19 empty] | 0 | 0 | 0 | 0% | 0 | 0 | 0 | 0 | 0 | 0 | 0 | 0 | #N/A | #N/A | #N/A | #N/A | #N/A | #N/A | #N/A | 0 | 0 | 0 | #DIV/0!
[19 empty] | 0 | 0 | 0 | 0% | 0 | 0 | 0 | 0 | 0 | 0 | 0 | 0 | #N/A | #N/A | #N/A | #N/A | #N/A | #N/A | #N/A | 0 | 0 | 0 | #DIV/0!
[19 empty] | 0 | 0 | 0 | 0% | 0 | 0 | 0 | 0 | 0 | 0 | 0 | 0 | #N/A | #N/A | #N/A | #N/A | #N/A | #N/A | #N/A | 0 | 0 | 0 | #DIV/0!
[19 empty] | 0 | 0 | 0 | 0% | 0 | 0 | 0 | 0 | 0 | 0 | 0 | 0 | #N/A | #N/A | #N/A | #N/A | #N/A | #N/A | #N/A | 0 | 0 | 0 | #DIV/0!
[19 empty] | 0 | 0 | 0 | 0% | 0 | 0 | 0 | 0 | 0 | 0 | 0 | 0 | #N/A | #N/A | #N/A | #N/A | #N/A | #N/A | #N/A | 0 | 0 | 0 | #DIV/0!
[19 empty] | 0 | 0 | 0 | 0% | 0 | 0 | 0 | 0 | 0 | 0 | 0 | 0 | #N/A | #N/A | #N/A | #N/A | #N/A | #N/A | #N/A | 0 | 0 | 0 | #DIV/0!
[19 empty] | 0 | 0 | 0 | 0% | 0 | 0 | 0 | 0 | 0 | 0 | 0 | 0 | #N/A | #N/A | #N/A | #N/A | #N/A | #N/A | #N/A | 0 | 0 | 0 | #DIV/0!
[19 empty] | 0 | 0 | 0 | 0% | 0 | 0 | 0 | 0 | 0 | 0 | 0 | 0 | #N/A | #N/A | #N/A | #N/A | #N/A | #N/A | #N/A | 0 | 0 | 0 | #DIV/0!
[19 empty] | 0 | 0 | 0 | 0% | 0 | 0 | 0 | 0 | 0 | 0 | 0 | 0 | #N/A | #N/A | #N/A | #N/A | #N/A | #N/A | #N/A | 0 | 0 | 0 | #DIV/0!
[19 empty] | 0 | 0 | 0 | 0% | 0 | 0 | 0 | 0 | 0 | 0 | 0 | 0 | #N/A | #N/A | #N/A | #N/A | #N/A | #N/A | #N/A | 0 | 0 | 0 | #DIV/0!
[19 empty] | 0 | 0 | 0 | 0% | 0 | 0 | 0 | 0 | 0 | 0 | 0 | 0 | #N/A | #N/A | #N/A | #N/A | #N/A | #N/A | #N/A | 0 | 0 | 0 | #DIV/0!
[19 empty] | 0 | 0 | 0 | 0% | 0 | 0 | 0 | 0 | 0 | 0 | 0 | 0 | #N/A | #N/A | #N/A | #N/A | #N/A | #N/A | #N/A | 0 | 0 | 0 | #DIV/0!
[19 empty] | 0 | 0 | 0 | 0% | 0 | 0 | 0 | 0 | 0 | 0 | 0 | 0 | #N/A | #N/A | #N/A | #N/A | #N/A | #N/A | #N/A | 0 | 0 | 0 | #DIV/0!
[19 empty] | 0 | 0 | 0 | 0% | 0 | 0 | 0 | 0 | 0 | 0 | 0 | 0 | #N/A | #N/A | #N/A | #N/A | #N/A | #N/A | #N/A | 0 | 0 | 0 | #DIV/0!
[19 empty] | 0 | 0 | 0 | 0% | 0 | 0 | 0 | 0 | 0 | 0 | 0 | 0 | #N/A | #N/A | #N/A | #N/A | #N/A | #N/A | #N/A | 0 | 0 | 0 | #DIV/0!
[19 empty] | 0 | 0 | 0 | 0% | 0 | 0 | 0 | 0 | 0 | 0 | 0 | 0 | #N/A | #N/A | #N/A | #N/A | #N/A | #N/A | #N/A | 0 | 0 | 0 | #DIV/0!
[19 empty] | 0 | 0 | 0 | 0% | 0 | 0 | 0 | 0 | 0 | 0 | 0 | 0 | #N/A | #N/A | #N/A | #N/A | #N/A | #N/A | #N/A | 0 | 0 | 0 | #DIV/0!
[19 empty] | 0 | 0 | 0 | 0% | 0 | 0 | 0 | 0 | 0 | 0 | 0 | 0 | #N/A | #N/A | #N/A | #N/A | #N/A | #N/A | #N/A | 0 | 0 | 0 | #DIV/0!
[19 empty] | 0 | 0 | 0 | 0% | 0 | 0 | 0 | 0 | 0 | 0 | 0 | 0 | #N/A | #N/A | #N/A | #N/A | #N/A | #N/A | #N/A | 0 | 0 | 0 | #DIV/0!
[19 empty] | 0 | 0 | 0 | 0% | 0 | 0 | 0 | 0 | 0 | 0 | 0 | 0 | #N/A | #N/A | #N/A | #N/A | #N/A | #N/A | #N/A | 0 | 0 | 0 | #DIV/0!
[19 empty] | 0 | 0 | 0 | 0% | 0 | 0 | 0 | 0 | 0 | 0 | 0 | 0 | #N/A | #N/A | #N/A | #N/A | #N/A | #N/A | #N/A | 0 | 0 | 0 | #DIV/0!
[19 empty] | 0 | 0 | 0 | 0% | 0 | 0 | 0 | 0 | 0 | 0 | 0 | 0 | #N/A | #N/A | #N/A | #N/A | #N/A | #N/A | #N/A | 0 | 0 | 0 | #DIV/0!
[19 empty] | 0 | 0 | 0 | 0% | 0 | 0 | 0 | 0 | 0 | 0 | 0 | 0 | #N/A | #N/A | #N/A | #N/A | #N/A | #N/A | #N/A | 0 | 0 | 0 | #DIV/0!
[19 empty] | 0 | 0 | 0 | 0% | 0 | 0 | 0 | 0 | 0 | 0 | 0 | 0 | #N/A | #N/A | #N/A | #N/A | #N/A | #N/A | #N/A | 0 | 0 | 0 | #DIV/0!
[19 empty] | 0 | 0 | 0 | 0% | 0 | 0 | 0 | 0 | 0 | 0 | 0 | 0 | #N/A | #N/A | #N/A | #N/A | #N/A | #N/A | #N/A | 0 | 0 | 0 | #DIV/0!
[19 empty] | 0 | 0 | 0 | 0% | 0 | 0 | 0 | 0 | 0 | 0 | 0 | 0 | #N/A | #N/A | #N/A | #N/A | #N/A | #N/A | #N/A | 0 | 0 | 0 | #DIV/0!
[19 empty] | 0 | 0 | 0 | 0% | 0 | 0 | 0 | 0 | 0 | 0 | 0 | 0 | #N/A | #N/A | #N/A | #N/A | #N/A | #N/A | #N/A | 0 | 0 | 0 | #DIV/0!
[19 empty] | 0 | 0 | 0 | 0% | 0 | 0 | 0 | 0 | 0 | 0 | 0 | 0 | #N/A | #N/A | #N/A | #N/A | #N/A | #N/A | #N/A | 0 | 0 | 0 | #DIV/0!
[19 empty] | 0 | 0 | 0 | 0% | 0 | 0 | 0 | 0 | 0 | 0 | 0 | 0 | #N/A | #N/A | #N/A | #N/A | #N/A | #N/A | #N/A | 0 | 0 | 0 | #DIV/0!
[19 empty] | 0 | 0 | 0 | 0% | 0 | 0 | 0 | 0 | 0 | 0 | 0 | 0 | #N/A | #N/A | #N/A | #N/A | #N/A | #N/A | #N/A | 0 | 0 | 0 | #DIV/0!
[19 empty] | 0 | 0 | 0 | 0% | 0 | 0 | 0 | 0 | 0 | 0 | 0 | 0 | #N/A | #N/A | #N/A | #N/A | #N/A | #N/A | #N/A | 0 | 0 | 0 | #DIV/0!
[19 empty] | 0 | 0 | 0 | 0% | 0 | 0 | 0 | 0 | 0 | 0 | 0 | 0 | #N/A | #N/A | #N/A | #N/A | #N/A | #N/A | #N/A | 0 | 0 | 0 | #DIV/0!
[19 empty] | 0 | 0 | 0 | 0% | 0 | 0 | 0 | 0 | 0 | 0 | 0 | 0 | #N/A | #N/A | #N/A | #N/A | #N/A | #N/A | #N/A | 0 | 0 | 0 | #DIV/0!
[19 empty] | 0 | 0 | 0 | 0% | 0 | 0 | 0 | 0 | 0 | 0 | 0 | 0 | #N/A | #N/A | #N/A | #N/A | #N/A | #N/A | #N/A | 0 | 0 | 0 | #DIV/0!
[19 empty] | 0 | 0 | 0 | 0% | 0 | 0 | 0 | 0 | 0 | 0 | 0 | 0 | #N/A | #N/A | #N/A | #N/A | #N/A | #N/A | #N/A | 0 | 0 | 0 | #DIV/0!
[19 empty] | 0 | 0 | 0 | 0% | 0 | 0 | 0 | 0 | 0 | 0 | 0 | 0 | #N/A | #N/A | #N/A | #N/A | #N/A | #N/A | #N/A | 0 | 0 | 0 | #DIV/0!
[19 empty] | 0 | 0 | 0 | 0% | 0 | 0 | 0 | 0 | 0 | 0 | 0 | 0 | #N/A | #N/A | #N/A | #N/A | #N/A | #N/A | #N/A | 0 | 0 | 0 | #DIV/0!
[19 empty] | 0 | 0 | 0 | 0% | 0 | 0 | 0 | 0 | 0 | 0 | 0 | 0 | #N/A | #N/A | #N/A | #N/A | #N/A | #N/A | #N/A | 0 | 0 | 0 | #DIV/0!
[19 empty] | 0 | 0 | 0 | 0% | 0 | 0 | 0 | 0 | 0 | 0 | 0 | 0 | #N/A | #N/A | #N/A | #N/A | #N/A | #N/A | #N/A | 0 | 0 | 0 | #DIV/0!
[19 empty] | 0 | 0 | 0 | 0% | 0 | 0 | 0 | 0 | 0 | 0 | 0 | 0 | #N/A | #N/A | #N/A | #N/A | #N/A | #N/A | #N/A | 0 | 0 | 0 | #DIV/0!
[19 empty] | 0 | 0 | 0 | 0% | 0 | 0 | 0 | 0 | 0 | 0 | 0 | 0 | #N/A | #N/A | #N/A | #N/A | #N/A | #N/A | #N/A | 0 | 0 | 0 | #DIV/0!
[19 empty] | 0 | 0 | 0 | 0% | 0 | 0 | 0 | 0 | 0 | 0 | 0 | 0 | #N/A | #N/A | #N/A | #N/A | #N/A | #N/A | #N/A | 0 | 0 | 0 | #DIV/0!
[19 empty] | 0 | 0 | 0 | 0% | 0 | 0 | 0 | 0 | 0 | 0 | 0 | 0 | #N/A | #N/A | #N/A | #N/A | #N/A | #N/A | #N/A | 0 | 0 | 0 | #DIV/0!
[19 empty] | 0 | 0 | 0 | 0% | 0 | 0 | 0 | 0 | 0 | 0 | 0 | 0 | #N/A | #N/A | #N/A | #N/A | #N/A | #N/A | #N/A | 0 | 0 | 0 | #DIV/0!
[19 empty] | 0 | 0 | 0 | 0% | 0 | 0 | 0 | 0 | 0 | 0 | 0 | 0 | #N/A | #N/A | #N/A | #N/A | #N/A | #N/A | #N/A | 0 | 0 | 0 | #DIV/0!
[19 empty] | 0 | 0 | 0 | 0% | 0 | 0 | 0 | 0 | 0 | 0 | 0 | 0 | #N/A | #N/A | #N/A | #N/A | #N/A | #N/A | #N/A | 0 | 0 | 0 | #DIV/0!
[19 empty] | 0 | 0 | 0 | 0% | 0 | 0 | 0 | 0 | 0 | 0 | 0 | 0 | #N/A | #N/A | #N/A | #N/A | #N/A | #N/A | #N/A | 0 | 0 | 0 | #DIV/0!
[19 empty] | 0 | 0 | 0 | 0% | 0 | 0 | 0 | 0 | 0 | 0 | 0 | 0 | #N/A | #N/A | #N/A | #N/A | #N/A | #N/A | #N/A | 0 | 0 | 0 | #DIV/0!
[19 empty] | 0 | 0 | 0 | 0% | 0 | 0 | 0 | 0 | 0 | 0 | 0 | 0 | #N/A | #N/A | #N/A | #N/A | #N/A | #N/A | #N/A | 0 | 0 | 0 | #DIV/0!
[19 empty] | 0 | 0 | 0 | 0% | 0 | 0 | 0 | 0 | 0 | 0 | 0 | 0 | #N/A | #N/A | #N/A | #N/A | #N/A | #N/A | #N/A | 0 | 0 | 0 | #DIV/0!
[19 empty] | 0 | 0 | 0 | 0% | 0 | 0 | 0 | 0 | 0 | 0 | 0 | 0 | #N/A | #N/A | #N/A | #N/A | #N/A | #N/A | #N/A | 0 | 0 | 0 | #DIV/0!
[19 empty] | 0 | 0 | 0 | 0% | 0 | 0 | 0 | 0 | 0 | 0 | 0 | 0 | #N/A | #N/A | #N/A | #N/A | #N/A | #N/A | #N/A | 0 | 0 | 0 | #DIV/0!
[19 empty] | 0 | 0 | 0 | 0% | 0 | 0 | 0 | 0 | 0 | 0 | 0 | 0 | #N/A | #N/A | #N/A | #N/A | #N/A | #N/A | #N/A | 0 | 0 | 0 | #DIV/0!
[19 empty] | 0 | 0 | 0 | 0% | 0 | 0 | 0 | 0 | 0 | 0 | 0 | 0 | #N/A | #N/A | #N/A | #N/A | #N/A | #N/A | #N/A | 0 | 0 | 0 | #DIV/0!
[19 empty] | 0 | 0 | 0 | 0% | 0 | 0 | 0 | 0 | 0 | 0 | 0 | 0 | #N/A | #N/A | #N/A | #N/A | #N/A | #N/A | #N/A | 0 | 0 | 0 | #DIV/0!
[19 empty] | 0 | 0 | 0 | 0% | 0 | 0 | 0 | 0 | 0 | 0 | 0 | 0 | #N/A | #N/A | #N/A | #N/A | #N/A | #N/A | #N/A | 0 | 0 | 0 | #DIV/0!
[19 empty] | 0 | 0 | 0 | 0% | 0 | 0 | 0 | 0 | 0 | 0 | 0 | 0 | #N/A | #N/A | #N/A | #N/A | #N/A | #N/A | #N/A | 0 | 0 | 0 | #DIV/0!
[19 empty] | 0 | 0 | 0 | 0% | 0 | 0 | 0 | 0 | 0 | 0 | 0 | 0 | #N/A | #N/A | #N/A | #N/A | #N/A | #N/A | #N/A | 0 | 0 | 0 | #DIV/0!
[19 empty] | 0 | 0 | 0 | 0% | 0 | 0 | 0 | 0 | 0 | 0 | 0 | 0 | #N/A | #N/A | #N/A | #N/A | #N/A | #N/A | #N/A | 0 | 0 | 0 | #DIV/0!
[19 empty] | 0 | 0 | 0 | 0% | 0 | 0 | 0 | 0 | 0 | 0 | 0 | 0 | #N/A | #N/A | #N/A | #N/A | #N/A | #N/A | #N/A | 0 | 0 | 0 | #DIV/0!
[19 empty] | 0 | 0 | 0 | 0% | 0 | 0 | 0 | 0 | 0 | 0 | 0 | 0 | #N/A | #N/A | #N/A | #N/A | #N/A | #N/A | #N/A | 0 | 0 | 0 | #DIV/0!
[19 empty] | 0 | 0 | 0 | 0% | 0 | 0 | 0 | 0 | 0 | 0 | 0 | 0 | #N/A | #N/A | #N/A | #N/A | #N/A | #N/A | #N/A | 0 | 0 | 0 | #DIV/0!
[19 empty] | 0 | 0 | 0 | 0% | 0 | 0 | 0 | 0 | 0 | 0 | 0 | 0 | #N/A | #N/A | #N/A | #N/A | #N/A | #N/A | #N/A | 0 | 0 | 0 | #DIV/0!
[19 empty] | 0 | 0 | 0 | 0% | 0 | 0 | 0 | 0 | 0 | 0 | 0 | 0 | #N/A | #N/A | #N/A | #N/A | #N/A | #N/A | #N/A | 0 | 0 | 0 | #DIV/0!
[19 empty] | 0 | 0 | 0 | 0% | 0 | 0 | 0 | 0 | 0 | 0 | 0 | 0 | #N/A | #N/A | #N/A | #N/A | #N/A | #N/A | #N/A | 0 | 0 | 0 | #DIV/0!
[19 empty] | 0 | 0 | 0 | 0% | 0 | 0 | 0 | 0 | 0 | 0 | 0 | 0 | #N/A | #N/A | #N/A | #N/A | #N/A | #N/A | #N/A | 0 | 0 | 0 | #DIV/0!

## Commercial HVAC {E}
Rtn to Summary |  | Order Number | Program Name | Discount Rate: | 6.8% | [9 empty] | Paste in incentives but use DBtC for Total
| Program: | 18230718 | Commercial HVAC {E}
| paste |  |  | paste | paste | paste | paste | paste | paste | paste | paste | paste | paste | Paste | paste | paste | paste | paste | Formula: G + H | Formula: (O/A10)*T | Formula: N - M | Formula: O/A10 | Formula: W*A8 | Formula: Q - P | Formula: X + DBtC | Formula: Q + X | Formula: Z/(1+ElecDiscountRate)^1 | Formula: AA/(1+ElecDiscountRate)^1 | Formula: -PV (ElecDiscount Rate,T,R)*J | Formula: - PV (ElecDiscount Rate, T, S)*J |  | AF*J*K |  | AH*J*L | AG + AI |  | AG +AI -AK | formula: Logic to lookup from AC tables and adjust by savings and quantity | Formula: Utility Savings (AM)*1.1+AD+AE | formula: AM/AB | formula: AN/AC
| Sch. No. | Order Number | Program Name | Measure Version | Measure Name | First Period Measure Life | Second period Measure Life | Electric End-Use Type | Number of units offered | Savings per Unit Period 1 | Savngs per Unit Period 2 | Incentives Per Unit | Incremental Measure Cost per Unit | Total First Year Savings | Total Incentive | Total Incremental Measure Cost | Unit First Year Non-Energy Benefits | Unit Annual Net Equipment O&M | Total Measure Life | Weighted Life | Agency or Customer Cost per Unit | Percent Unit overhead | Program Overhead Cost | Total Customer Cost | Total Utility Program Costs | Total Resource Cost | PV Total Utility Program Costs | PV Total Resource Costs | PV Total Non-Energy Benefits | PV Total Net Equipment O&M | Unit PV First period Savings for 1 kWh | Total First Period Savings | Unit PV Savings for Second Period for 1 kWh | Total Second period Savings | Unadjusted Total | Decrement | Final UC Total Savings | PV Total Savings UC | PV Total Savings TRC | UC B/C Ratio | TRC B/C Ratio
DBTC: | E262 | 18230718 | Commercial HVAC {E} | 12350-1 | Thermostat - Web Enabled - ER Heating - Comm - Grocery | 10 |  | Comm Space Heat | 1.7 | 501 |  | 200 | 69.6 | 851.7 | 800 | 118.32 | 0 | 0 | 10 | 0.013086 | -130.4 | 0.1309% | 121.7161 | -681.68 | 304.7613 | 240.0361 | 285.357 | 224.7529 | 0 | 0 | 0.92698 | 789.5067 | 0.92698 | 0 | 789.5067 | 0 | 789.5067 | 789.5067 | 868.4574 | 2.7667 | 3.8641
139882.81 | E262 | 18230718 | Commercial HVAC {E} | 12355-1 | Thermostat - Web Enabled - GP Heating - wo AC - Comm - Grocery | 10 |  | Comm Space Heat | 6.41 | 106 |  | 200 | 69.6 | 679.46 | 149 | 446.14 | 0 | 0 | 10 | 0.010439 | -130.4 | 0.1044% | 97.1014 | 297.14 | 243.1292 | 543.2414 | 227.6491 | 508.653 | 0 | 0 | 0.92698 | 629.8441 | 0.92698 | 0 | 629.8441 | 0 | 629.8441 | 629.8441 | 692.8285 | 2.7667 | 1.3621
Program Costs: | E262 | 18230718 | Commercial HVAC {E} | 12356-1 | Thermostat - Web Enabled - ER Heating - Comm | 10 |  | Comm Space Heat | 43.62 | 188 |  | 200 | 69.6 | 8200.56 | 768 | 3035.95 | 0 | 0 | 10 | 0.12599 | -130.4 | 1.26% | 1171.9391 | 2267.95 | 2934.3824 | 4207.8891 | 2747.5491 | 3939.9711 | 0 | 0 | 0.92698 | 7601.7341 | 0.92698 | 0 | 7601.7341 | 0 | 7601.7341 | 7601.7341 | 8361.9075 | 2.7667 | 2.1223
93015.27 | E262 | 18230718 | Commercial HVAC {E} | 12357-1 | Thermostat - Web Enabled - HP Heating - Comm | 10 |  | Comm Space Heat | 76.5 | 116 |  | 200 | 69.6 | 8874 | 1244.93 | 5324.4 | 0 | 0 | 10 | 0.13634 | -130.4 | 1.363% | 1268.1802 | 4079.47 | 3175.3575 | 6592.5802 | 2973.1812 | 6172.8279 | 0 | 0 | 0.92698 | 8225.9978 | 0.92698 | 0 | 8225.9978 | 0 | 8225.9978 | 8225.9978 | 9048.5976 | 2.7667 | 1.4659
Total Savings (kWh): | E262 | 18230718 | Commercial HVAC {E} | 12358-1 | Thermostat - Web Enabled - GP Heating - Comm | 10 |  | Comm Space Heat | 58.23 | 51 |  | 200 | 69.6 | 2969.73 | 1685.88 | 4052.81 | 0 | 0 | 10 | 0.045627 | -130.4 | 0.4563% | 424.4031 | 2366.93 | 1062.6498 | 4477.2131 | 994.9905 | 4192.1471 | 0 | 0 | 0.92698 | 2752.8727 | 0.92698 | 0 | 2752.8727 | 0 | 2752.8727 | 2752.8727 | 3028.16 | 2.7667 | 0.72234
650867.68 | E262 | 18230718 | Commercial HVAC {E} | 12363-1 | Heat Pump - Ductless - Comm | 15 |  | Comm Space Heat | 12.07 | 1589 |  | 500 | 2115.35 | 19179.23 | 6035 | 25532.27 | 0 | 0 | 15 | 0.44201 | 1615.35 | 2.947% | 2740.897 | 19497.27 | 6862.8478 | 28273.167 | 6425.8875 | 26473.0028 | 0 | 0 | 1.2903 | 24747.355 | 1.2903 | 0 | 24747.355 | 0 | 24747.355 | 24747.355 | 27222.0905 | 3.8512 | 1.0283
Total Incentives: | E262 | 18230718 | Commercial HVAC {E} | 13025-1 | Supply Fan VFD and Controller - RTU - 10 to 20 Tons - Gas Pack - Comm | 15 |  | Comm Flat | 104 | 522 |  | 1000 | 225.2 | 54288 | 8000 | 23420.8 | 0 | 0 | 15 | 1.2511 | -774.8 | 8.341% | 7758.2789 | 15420.8 | 19425.7164 | 31179.0789 | 18188.873 | 29193.8941 | 0 | 0 | 1.0764 | 58433.8038 | 1.0764 | 0 | 58433.8038 | 0 | 58433.8038 | 58433.8038 | 64277.1841 | 3.2126 | 2.2017
139882.81 | E262 | 18230718 | Commercial HVAC {E} | 13025-2 | Supply Fan VFD and Controller - RTU - 10 to 20 Tons - Gas Pack - Comm | 15 |  | Comm Flat | 130 | 522 |  | 1000 | 225.2 | 67860 | 10000 | 29276 | 0 | 0 | 15 | 1.5639 | -774.8 | 10.43% | 9697.8486 | 19276 | 24282.1455 | 38973.8486 | 22736.0913 | 36492.3676 | 0 | 0 | 1.0764 | 73042.2547 | 1.0764 | 0 | 73042.2547 | 0 | 73042.2547 | 73042.2547 | 80346.4802 | 3.2126 | 2.2017
Total Customer Costs: | E262 | 18230718 | Commercial HVAC {E} | 13027-1 | Supply Fan VFD and Controller - RTU - 5 to under 10 Tons - Gas Pack - Comm | 15 |  | Comm Flat | 28.5 | 522 |  | 800 | 225.2 | 14877 | 3200 | 6418.2 | 0 | 0 | 15 | 0.34286 | -574.8 | 2.286% | 2126.0668 | 3218.2 | 5323.3934 | 8544.2668 | 4984.4508 | 8000.2498 | 0 | 0 | 1.0764 | 16013.1097 | 1.0764 | 0 | 16013.1097 | 0 | 16013.1097 | 16013.1097 | 17614.4207 | 3.2126 | 2.2017
142880.72 | E262 | 18230718 | Commercial HVAC {E} | 13029-1 | Supply Fan VFD and Controller - RTU - Less than 5 Tons - Gas Pack - Comm | 15 |  | Comm Flat | 11 | 522 |  | 500 | 275 | 5742 | 2000 | 3025 | 0 | 0 | 15 | 0.13233 | -225 | 0.8822% | 820.5872 | 1025 | 2054.6431 | 3845.5872 | 1923.8231 | 3600.7371 | 0 | 0 | 1.0764 | 6180.4985 | 1.0764 | 0 | 6180.4985 | 0 | 6180.4985 | 6180.4985 | 6798.5483 | 3.2126 | 1.8881
Weighted Avg Life | E262 | 18230718 | Commercial HVAC {E} | 13033-1 | Supply Fan VFD and Controller - with DCV - RTU - 10 to 20 Tons - Gas Pack - Comm - C | 15 |  | Comm Flat | 60 | 803 |  | 2500 | 312.91 | 48180 | 10000 | 18774.6 | 0 | 0 | 15 | 1.1104 | -2187.09 | 7.402% | 6885.3868 | 8774.6 | 17240.1086 | 25659.9868 | 16142.4238 | 24026.2048 | 0 | 0 | 1.0764 | 51859.355 | 1.0764 | 0 | 51859.355 | 0 | 51859.355 | 51859.355 | 57045.2905 | 3.2126 | 2.3743
14.8343 | E262 | 18230718 | Commercial HVAC {E} | 13035-1 | Supply Fan VFD and Controller - with DCV - RTU - 5 to under 10 Tons - Gas Pack - Comm - C | 15 |  | Comm Flat | 47 | 803 |  | 1500 | 312.91 | 37741 | 10500 | 14706.79 | 0 | 0 | 15 | 0.86979 | -1187.09 | 5.799% | 5393.553 | 4206.79 | 13504.7517 | 20100.343 | 12644.8986 | 18820.5458 | 0 | 0 | 1.0764 | 40623.1614 | 1.0764 | 0 | 40623.1614 | 0 | 40623.1614 | 40623.1614 | 44685.4776 | 3.2126 | 2.3743
Total Utility Cost | E262 | 18230718 | Commercial HVAC {E} | 13037-1 | Supply Fan VFD and Controller - with DCV - RTU - More than 20 Tons - Gas Pack - Comm - C | 15 |  | Comm Flat | 475 | 803 |  | 4500 | 312.91 | 381425 | 85500 | 148632.25 | 0 | 0 | 15 | 8.7904 | -4187.09 | 58.6% | 54509.3119 | 63132.25 | 136484.1932 | 203141.5619 | 127794.1884 | 190207.4549 | 0 | 0 | 1.0764 | 410553.2272 | 1.0764 | 0 | 410553.2272 | 0 | 410553.2272 | 410553.2272 | 451608.5499 | 3.2126 | 2.3743
232898.08 | E262 | 18230718 | Commercial HVAC {E} | [15 empty] | 0 | 0 | 0 | 0% | 0 | 0 | 0 | 0 | 0 | 0 | 0 | 0 | #N/A | #N/A | #N/A | #N/A | #N/A | #N/A | #N/A | 0 | 0 | 0 | #DIV/0!
Total Resource Cost | E262 | 18230718 | Commercial HVAC {E} | [15 empty] | 0 | 0 | 0 | 0% | 0 | 0 | 0 | 0 | 0 | 0 | 0 | 0 | #N/A | #N/A | #N/A | #N/A | #N/A | #N/A | #N/A | 0 | 0 | 0 | #DIV/0!
375778.8 | [18 empty] | 0 | 0 | 0 | 0% | 0 | 0 | 0 | 0 | 0 | 0 | 0 | 0 | #N/A | #N/A | #N/A | #N/A | #N/A | #N/A | #N/A | 0 | 0 | 0 | #DIV/0!
UC B/C Ratio | [18 empty] | 0 | 0 | 0 | 0% | 0 | 0 | 0 | 0 | 0 | 0 | 0 | 0 | #N/A | #N/A | #N/A | #N/A | #N/A | #N/A | #N/A | 0 | 0 | 0 | #DIV/0!
3.2166 | [18 empty] | 0 | 0 | 0 | 0% | 0 | 0 | 0 | 0 | 0 | 0 | 0 | 0 | #N/A | #N/A | #N/A | #N/A | #N/A | #N/A | #N/A | 0 | 0 | 0 | #DIV/0!
TRC B/C Ratio | [18 empty] | 0 | 0 | 0 | 0% | 0 | 0 | 0 | 0 | 0 | 0 | 0 | 0 | #N/A | #N/A | #N/A | #N/A | #N/A | #N/A | #N/A | 0 | 0 | 0 | #DIV/0!
2.193 | [18 empty] | 0 | 0 | 0 | 0% | 0 | 0 | 0 | 0 | 0 | 0 | 0 | 0 | #N/A | #N/A | #N/A | #N/A | #N/A | #N/A | #N/A | 0 | 0 | 0 | #DIV/0!

## Commercial Midstream {E}
Rtn to Summary |  | Order Number | Program Name | Discount Rate: | 6.8% | [9 empty] | Paste in incentives but use DBtC for Total
| Program: | 18230524 | Commercial Midstream {E}
| paste |  |  | paste | paste | paste | paste | paste | paste | paste | paste | paste | paste | Paste | paste | paste | paste | paste | Formula: G + H | Formula: (O/A10)*T | Formula: N - M | Formula: O/A10 | Formula: W*A8 | Formula: Q - P | Formula: X + DBtC | Formula: Q + X | Formula: Z/(1+ElecDiscountRate)^1 | Formula: AA/(1+ElecDiscountRate)^1 | Formula: -PV (ElecDiscount Rate,T,R)*J | Formula: - PV (ElecDiscount Rate, T, S)*J |  | AF*J*K |  | AH*J*L | AG + AI |  | AG +AI -AK | formula: Logic to lookup from AC tables and adjust by savings and quantity | Formula: Utility Savings (AM)*1.1+AD+AE | formula: AM/AB | formula: AN/AC
| Sch. No. | Order Number | Program Name | Measure Version | Measure Name | First Period Measure Life | Second period Measure Life | Electric End-Use Type | Number of units offered | Savings per Unit Period 1 | Savngs per Unit Period 2 | Incentives Per Unit | Incremental Measure Cost per Unit | Total First Year Savings | Total Incentive | Total Incremental Measure Cost | Unit First Year Non-Energy Benefits | Unit Annual Net Equipment O&M | Total Measure Life | Weighted Life | Agency or Customer Cost per Unit | Percent Unit overhead | Program Overhead Cost | Total Customer Cost | Total Utility Program Costs | Total Resource Cost | PV Total Utility Program Costs | PV Total Resource Costs | PV Total Non-Energy Benefits | PV Total Net Equipment O&M | Unit PV First period Savings for 1 kWh | Total First Period Savings | Unit PV Savings for Second Period for 1 kWh | Total Second period Savings | Unadjusted Total | Decrement | Final UC Total Savings | PV Total Savings UC | PV Total Savings TRC | UC B/C Ratio | TRC B/C Ratio
DBTC: | E262 | 18230524 | Commercial Midstream {E} | 12232-1 | CMID: Air Conditioner - AC - Bthu 65k to 135k - Tier 1 | 15 |  | Comm Space Heat | 11 | 478.5455 |  | 40 | 101 | 5264 | 4232 | 10685.8 | 0 | 0 | 15 | 0.12307 | 61 | 0.8205% | 785.5073 | 6453.8 | 4853.4975 | 11471.3073 | 4544.4733 | 10740.9245 | 0 | 0 | 1.2903 | 6792.2475 | 1.2903 | 0 | 6792.2475 | 0 | 6792.2475 | 6792.2475 | 7471.4722 | 1.4946 | 0.69561
495804.07 | E262 | 18230524 | Commercial Midstream {E} | 12233-1 | CMID: Air Conditioner - AC - Bthu 65k to 135k - Tier 2 | 15 |  | Comm Space Heat | 22 | 816.5455 |  | 65 | 191 | 17964 | 11907.35 | 34989.29 | 0 | 0 | 15 | 0.42 | 126 | 2.8% | 2680.6334 | 23081.94 | 16563.1133 | 37669.9234 | 15508.5331 | 35271.4638 | 0 | 0 | 1.2903 | 23179.3188 | 1.2903 | 0 | 23179.3188 | 0 | 23179.3188 | 23179.3188 | 25497.2506 | 1.4946 | 0.72289
Program Costs: | E262 | 18230524 | Commercial Midstream {E} | 12234-2 | CMID: Air Conditioner - AC - Bthu 65k to 135k - Tier 3 | 15 |  | Comm Space Heat | 13 | 1912.2308 |  | 100 | 245 | 24859 | 13903.75 | 33146.54 | 0 | 0 | 15 | 0.5812 | 145 | 3.875% | 3709.5226 | 19242.79 | 22920.4205 | 36856.0626 | 21461.0679 | 34509.4219 | 0 | 0 | 1.2903 | 32076.0791 | 1.2903 | 0 | 32076.0791 | 0 | 32076.0791 | 32076.0791 | 35283.687 | 1.4946 | 1.0224
95737.14 | E262 | 18230524 | Commercial Midstream {E} | 12235-1 | CMID: Air Conditioner - AC - Bthu 135k to 240k - Tier 1 | 15 |  | Comm Space Heat | 5 | 1009.2 |  | 40 | 89 | 5046 | 3066 | 6821.85 | 0 | 0 | 15 | 0.11798 | 49 | 0.7865% | 752.9768 | 3755.85 | 4652.4978 | 7574.8268 | 4356.2713 | 7092.5345 | 0 | 0 | 1.2903 | 6510.9576 | 1.2903 | 0 | 6510.9576 | 0 | 6510.9576 | 6510.9576 | 7162.0534 | 1.4946 | 1.0098
Total Savings (kWh): | E262 | 18230524 | Commercial Midstream {E} | 12236-1 | CMID: Air Conditioner - AC - Bthu 135k to 240k - Tier 2 | 15 |  | Comm Space Heat | 22 | 1969.9091 |  | 65 | 135 | 43338 | 24232 | 50328 | 0 | 0 | 15 | 1.0132 | 70 | 6.755% | 6467.0056 | 26096 | 39958.3726 | 56795.0056 | 37414.2065 | 53178.8442 | 0 | 0 | 1.2903 | 55919.913 | 1.2903 | 0 | 55919.913 | 0 | 55919.913 | 55919.913 | 61511.9043 | 1.4946 | 1.1567
641573 | E262 | 18230524 | Commercial Midstream {E} | 12237-2 | CMID: Air Conditioner - AC - Bthu 135k to 240k - Tier 3 | 15 |  | Comm Space Heat | 11 | 2794.3636 |  | 100 | 170 | 30738 | 19155.25 | 31467.68 | 0 | 0 | 15 | 0.71866 | 70 | 4.791% | 4586.8018 | 12312.43 | 28340.9584 | 36054.4818 | 26536.4779 | 33758.8781 | 0 | 0 | 1.2903 | 39661.8738 | 1.2903 | 0 | 39661.8738 | 0 | 39661.8738 | 39661.8738 | 43628.0611 | 1.4946 | 1.2923
Total Incentives: | E262 | 18230524 | Commercial Midstream {E} | 12238-1 | CMID: Air Conditioner - AC - Btuh 240k to 760k - Tier 1 | 15 |  | Comm Space Heat | 4 | 1967.5 |  | 40 | 50 | 7870 | 6670 | 8337.5 | 0 | 0 | 15 | 0.184 | 10 | 1.227% | 1174.3812 | 1667.5 | 7256.2738 | 9511.8812 | 6794.2638 | 8906.2558 | 0 | 0 | 1.2903 | 10154.8229 | 1.2903 | 0 | 10154.8229 | 0 | 10154.8229 | 10154.8229 | 11170.3052 | 1.4946 | 1.2542
366185 | E262 | 18230524 | Commercial Midstream {E} | 12239-1 | CMID: Air Conditioner - AC - Btuh 240k to 760k - Tier 2 | 15 |  | Comm Space Heat | 6 | 2851.5 |  | 65 | 96 | 17109 | 11824.8 | 17464.32 | 0 | 0 | 15 | 0.40001 | 31 | 2.667% | 2553.0481 | 5639.52 | 15774.7888 | 20017.3681 | 14770.4015 | 18742.854 | 0 | 0 | 1.2903 | 22076.0947 | 1.2903 | 0 | 22076.0947 | 0 | 22076.0947 | 22076.0947 | 24283.7041 | 1.4946 | 1.2956
Total Customer Costs: | E262 | 18230524 | Commercial Midstream {E} | 12240-1 | CMID: Air Conditioner - AC - Btuh 240k to 760k - Tier 3 | 15 |  | Comm Space Heat | 32 | 3948.9688 |  | 100 | 186 | 126367 | 85782 | 159554.52 | 0 | 0 | 15 | 2.9545 | 86 | 19.7% | 18856.8022 | 73772.52 | 116512.5217 | 178411.3222 | 109094.1214 | 167051.7998 | 0 | 0 | 1.2903 | 163053.9398 | 1.2903 | 0 | 163053.9398 | 0 | 163053.9398 | 163053.9398 | 179359.3338 | 1.4946 | 1.0737
272016.43 | E262 | 18230524 | Commercial Midstream {E} | 12242-1 | CMID: Air Conditioner - AC - Btuh over 760k - Tier 2 | 15 |  | Comm Space Heat | 1 | 14788 |  | 65 | 158 | 14788 | 6427.85 | 15624.62 | 0 | 0 | 15 | 0.34574 | 93 | 2.305% | 2206.7026 | 9196.77 | 13634.7873 | 17831.3226 | 12766.6548 | 16695.995 | 0 | 0 | 1.2903 | 19081.2606 | 1.2903 | 0 | 19081.2606 | 0 | 19081.2606 | 19081.2606 | 20989.3867 | 1.4946 | 1.2572
Weighted Avg Life | E262 | 18230524 | Commercial Midstream {E} | 12243-1 | CMID: Air Conditioner - AC - Btuh over 760k - Tier 3 | 15 |  | Comm Space Heat | 2 | 15159 |  | 125 | 262 | 30318 | 16888.25 | 35397.77 | 0 | 0 | 15 | 0.70884 | 137 | 4.726% | 4524.1284 | 18509.52 | 27953.7113 | 39921.8984 | 26173.887 | 37380.0547 | 0 | 0 | 1.2903 | 39119.9391 | 1.2903 | 0 | 39119.9391 | 0 | 39119.9391 | 39119.9391 | 43031.933 | 1.4946 | 1.1512
14.8669 | E262 | 18230524 | Commercial Midstream {E} | 12251-1 | CMID: Heat Pump - AC - Btuh 65k to 135k - Tier 2 | 15 |  | Comm Space Heat | 5 | 1518 |  | 65 | 135 | 7590 | 2574 | 5346 | 0 | 0 | 15 | 0.17745 | 70 | 1.183% | 1132.5989 | 2772 | 6998.109 | 6478.5989 | 6552.5365 | 6066.1039 | 0 | 0 | 1.2903 | 9793.5331 | 1.2903 | 0 | 9793.5331 | 0 | 9793.5331 | 9793.5331 | 10772.8865 | 1.4946 | 1.7759
Total Utility Cost | E262 | 18230524 | Commercial Midstream {E} | 12259-1 | CMID: Heat Pump - WC - WL - Btuh Under 17k - Tier 1 | 15 |  | Comm Space Heat | 20 | 159.35 |  | 50 | 163 | 3187 | 769 | 2506.94 | 0 | 0 | 15 | 0.074512 | 113 | 0.4967% | 475.5722 | 1737.94 | 2938.4682 | 2982.5122 | 2751.3747 | 2792.6144 | 0 | 0 | 1.2903 | 4112.2517 | 1.2903 | 0 | 4112.2517 | 0 | 4112.2517 | 4112.2517 | 4523.4768 | 1.4946 | 1.6198
591541.21 | E262 | 18230524 | Commercial Midstream {E} | 12263-1 | CMID: Heat Pump - WC - WL - Btuh over 17k - Tier 2 | 15 |  | Comm Space Heat | 11 | 649.1818 |  | 75 | 245 | 7141 | 4196.25 | 13707.75 | 0 | 0 | 15 | 0.16696 | 170 | 1.113% | 1065.598 | 9511.5 | 6584.1234 | 14773.348 | 6164.9095 | 13832.7229 | 0 | 0 | 1.2903 | 9214.1792 | 1.2903 | 0 | 9214.1792 | 0 | 9214.1792 | 9214.1792 | 10135.5971 | 1.4946 | 0.73273
Total Resource Cost | E262 | 18230524 | Commercial Midstream {E} | 12264-1 | CMID: Heat Pump - WC - WL - Btuh over 17k - Tier 3 | 15 |  | Comm Space Heat | 32 | 590.5625 |  | 125 | 327 | 18898 | 10468.75 | 27386.25 | 0 | 0 | 15 | 0.44184 | 202 | 2.946% | 2820.0072 | 16917.5 | 17424.2772 | 30206.2572 | 16314.8663 | 28283.0123 | 0 | 0 | 1.2903 | 24384.4782 | 1.2903 | 0 | 24384.4782 | 0 | 24384.4782 | 24384.4782 | 26822.926 | 1.4946 | 0.94838
733938.57 | E262 | 18230524 | Commercial Midstream {E} | 12272-1 | CMID: Air Conditioner - EC - Btuh Under 65k - Tier 1 | 15 |  | Comm Space Heat | 3 | 680.3333 |  | 50 | 150 | 2041 | 681.5 | 2044.5 | 0 | 0 | 15 | 0.047719 | 100 | 0.3181% | 304.5632 | 1363 | 1881.8367 | 2349.0632 | 1762.0194 | 2199.4973 | 0 | 0 | 1.2903 | 2633.5443 | 1.2903 | 0 | 2633.5443 | 0 | 2633.5443 | 2633.5443 | 2896.8987 | 1.4946 | 1.3171
UC B/C Ratio | E262 | 18230524 | Commercial Midstream {E} | 12277-3 | CMID: Water Heater - Condensing - Storage | 13 |  | Comm Water Heat | 338 | 0 |  |  |  | 0 | 0 | 0 | 0.3207 | 0 | 13 | 0 | 0 | 0% | 0 | 0 | 0 | 0 | 0 | 0 | 916.3006 | 0 | 0.94976 | 0 | 0.94976 | 0 | 0 | 0 | 0 | 0 | 916.3006 | 0 | #DIV/0!
1.4684 | E262 | 18230524 | Commercial Midstream {E} | 12278-3 | CMID: Boiler - Domestic | 13 |  | Comm Water Heat | 53 | 0 |  |  |  | 0 | 0 | 0 | 0.2839 | 0 | 13 | 0 | 0 | 0% | 0 | 0 | 0 | 0 | 0 | 0 | 127.1931 | 0 | 0.94976 | 0 | 0.94976 | 0 | 0 | 0 | 0 | 0 | 127.1931 | 0 | #DIV/0!
TRC B/C Ratio | E262 | 18230524 | Commercial Midstream {E} | 12279-3 | CMID: Water Heater - Tankless | 13 |  | Comm Water Heat | 115 | 0 |  |  |  | 0 | 0 | 0 | 0.3306 | 0 | 13 | 0 | 0 | 0% | 0 | 0 | 0 | 0 | 0 | 0 | 321.3831 | 0 | 0.94976 | 0 | 0.94976 | 0 | 0 | 0 | 0 | 0 | 321.3831 | 0 | #DIV/0!
1.3044 | E262 | 18230524 | Commercial Midstream {E} | 12280-3 | CMID: Water Heater - Condensing - Storage - MF - HR | 13 |  | Comm Water Heat | 53 | 0 |  |  |  | 0 | 0 | 0 | 0.3207 | 0 | 13 | 0 | 0 | 0% | 0 | 0 | 0 | 0 | 0 | 0 | 143.6803 | 0 | 0.94976 | 0 | 0.94976 | 0 | 0 | 0 | 0 | 0 | 143.6803 | 0 | #DIV/0!
| E262 | 18230524 | Commercial Midstream {E} | 12281-3 | CMID: Boiler - Domestic - MF - HR | 13 |  | Comm Water Heat | 18 | 0 |  |  |  | 0 | 0 | 0 | 0.2839 | 0 | 13 | 0 | 0 | 0% | 0 | 0 | 0 | 0 | 0 | 0 | 43.1977 | 0 | 0.94976 | 0 | 0.94976 | 0 | 0 | 0 | 0 | 0 | 43.1977 | 0 | #DIV/0!
| E262 | 18230524 | Commercial Midstream {E} | 12283-3 | CMID: Water Heater - Condensing - Storage - MF - LR | 13 |  | Comm Water Heat | 67 | 0 |  |  |  | 0 | 0 | 0 | 0.3207 | 0 | 13 | 0 | 0 | 0% | 0 | 0 | 0 | 0 | 0 | 0 | 181.6335 | 0 | 0.94976 | 0 | 0.94976 | 0 | 0 | 0 | 0 | 0 | 181.6335 | 0 | #DIV/0!
| E262 | 18230524 | Commercial Midstream {E} | 12284-3 | CMID: Boiler - Domestic - MF - LR | 13 |  | Comm Water Heat | 21 | 0 |  |  |  | 0 | 0 | 0 | 0.2839 | 0 | 13 | 0 | 0 | 0% | 0 | 0 | 0 | 0 | 0 | 0 | 50.3973 | 0 | 0.94976 | 0 | 0.94976 | 0 | 0 | 0 | 0 | 0 | 50.3973 | 0 | #DIV/0!
| E262 | 18230524 | Commercial Midstream {E} | 12285-3 | CMID: Water Heater - Condensing - Tankless - MF - LR | 13 |  | Comm Water Heat | 6 | 0 |  |  |  | 0 | 0 | 0 | 0.3306 | 0 | 13 | 0 | 0 | 0% | 0 | 0 | 0 | 0 | 0 | 0 | 16.7678 | 0 | 0.94976 | 0 | 0.94976 | 0 | 0 | 0 | 0 | 0 | 16.7678 | 0 | #DIV/0!
|  |  |  | 12852-1 | Heat Pump - Ductless - Tier 1 - Less than 65 kBtuh - EH - Comm | 15 |  | Comm Space Heat | 38 | 769.6053 |  | 400 | 500 | 29245 | 15200 | 12467.28 | 0 | 0 | 15 | 0.68375 | 100 | 4.558% | 4364.0126 | -2732.72 | 26964.387 | 16831.2926 | 25247.5534 | 15759.6373 | 0 | 0 | 1.2903 | 37735.4252 | 1.2903 | 0 | 37735.4252 | 0 | 37735.4252 | 37735.4252 | 41508.9677 | 1.4946 | 2.6339
|  |  |  | 12855-1 | Heat Pump - Ductless - Tier 2 - Less than 65 kBtuh - EH - Comm | 15 |  | Comm Space Heat | 112 | 1086.1786 |  | 600 | 840 | 121652 | 67200 | 77721.6 | 0 | 0 | 15 | 2.8442 | 240 | 18.96% | 18153.218 | 10521.6 | 112165.2116 | 95874.818 | 105023.6063 | 89770.4289 | 0 | 0 | 1.2903 | 156970.0783 | 1.2903 | 0 | 156970.0783 | 0 | 156970.0783 | 156970.0783 | 172667.0862 | 1.4946 | 1.9234
|  |  |  | 12870-2 | Water Heater - Heat Pump - EH - Comm | 13 |  | Comm Water Heat | 6 | 7114.1667 |  | 600 | 727.16 | 42685 | 3200 | 2254.68 | 0 | 0 | 13 | 0.86491 | 127.16 | 6.653% | 6369.5633 | -945.32 | 39356.2955 | 8624.2433 | 36850.4639 | 8075.1342 | 0 | 0 | 0.94976 | 40540.5427 | 0.94976 | 0 | 40540.5427 | 0 | 40540.5427 | 40540.5427 | 44594.597 | 1.1001 | 5.5225
|  |  |  | 12893-2 | Incentive - Sales - Distributor - EH or EWH - Comm |  |  |  | 132 | 0 |  | 50 | 0 | 0 | 6600 | 0 | 0 | 0 | 0 | 0 | -50 | 0% | 0 | -6600 | 0 | 0 | 0 | 0 | 0 | 0 | #N/A | #N/A | #N/A | #N/A | #N/A | #N/A | #N/A | 0 | 0 | 0 | #DIV/0!
|  |  |  | 13215-1 | Air Conditioner - AC - Tier 4 - 135k to 240k Btuh - Comm | 15 |  | Comm Space Heat | 19 | 3427.3158 |  | 125 | 204 | 65119 | 40455 | 66022.56 | 0 | 0 | 15 | 1.5225 | 79 | 10.15% | 9717.2213 | 25567.56 | 60040.8247 | 75739.7813 | 56218.0007 | 70917.3982 | 0 | 0 | 1.2903 | 84024.3854 | 1.2903 | 0 | 84024.3854 | 0 | 84024.3854 | 84024.3854 | 92426.8239 | 1.4946 | 1.3033
|  |  |  | 13217-1 | Air Conditioner - AC - Tier 4 - 65k to 135k Btuh - Comm | 15 |  | Comm Space Heat | 9 | 2011 |  | 125 | 298 | 18099 | 9813.75 | 23395.98 | 0 | 0 | 15 | 0.42316 | 173 | 2.821% | 2700.7784 | 13582.23 | 16687.5856 | 26096.7584 | 15625.0802 | 24435.167 | 0 | 0 | 1.2903 | 23353.512 | 1.2903 | 0 | 23353.512 | 0 | 23353.512 | 23353.512 | 25688.8633 | 1.4946 | 1.0513
|  |  |  | 13219-1 | Heat Pump - AC - Tier 4 - 65k to 135k Btuh - Comm | 15 |  | Comm Space Heat | 1 | 2255 |  | 125 | 204 | 2255 | 937.5 | 1530 | 0 | 0 | 15 | 0.052722 | 79 | 0.3515% | 336.4968 | 592.5 | 2079.1483 | 1866.4968 | 1946.7681 | 1747.6562 | 0 | 0 | 1.2903 | 2909.6729 | 1.2903 | 0 | 2909.6729 | 0 | 2909.6729 | 2909.6729 | 3200.6402 | 1.4946 | 1.8314
[19 empty] | 0 | 0 | 0 | 0% | 0 | 0 | 0 | 0 | 0 | 0 | 0 | 0 | #N/A | #N/A | #N/A | #N/A | #N/A | #N/A | #N/A | 0 | 0 | 0 | #DIV/0!
[19 empty] | 0 | 0 | 0 | 0% | 0 | 0 | 0 | 0 | 0 | 0 | 0 | 0 | #N/A | #N/A | #N/A | #N/A | #N/A | #N/A | #N/A | 0 | 0 | 0 | #DIV/0!
[19 empty] | 0 | 0 | 0 | 0% | 0 | 0 | 0 | 0 | 0 | 0 | 0 | 0 | #N/A | #N/A | #N/A | #N/A | #N/A | #N/A | #N/A | 0 | 0 | 0 | #DIV/0!
[19 empty] | 0 | 0 | 0 | 0% | 0 | 0 | 0 | 0 | 0 | 0 | 0 | 0 | #N/A | #N/A | #N/A | #N/A | #N/A | #N/A | #N/A | 0 | 0 | 0 | #DIV/0!
[19 empty] | 0 | 0 | 0 | 0% | 0 | 0 | 0 | 0 | 0 | 0 | 0 | 0 | #N/A | #N/A | #N/A | #N/A | #N/A | #N/A | #N/A | 0 | 0 | 0 | #DIV/0!
[19 empty] | 0 | 0 | 0 | 0% | 0 | 0 | 0 | 0 | 0 | 0 | 0 | 0 | #N/A | #N/A | #N/A | #N/A | #N/A | #N/A | #N/A | 0 | 0 | 0 | #DIV/0!
[19 empty] | 0 | 0 | 0 | 0% | 0 | 0 | 0 | 0 | 0 | 0 | 0 | 0 | #N/A | #N/A | #N/A | #N/A | #N/A | #N/A | #N/A | 0 | 0 | 0 | #DIV/0!
[19 empty] | 0 | 0 | 0 | 0% | 0 | 0 | 0 | 0 | 0 | 0 | 0 | 0 | #N/A | #N/A | #N/A | #N/A | #N/A | #N/A | #N/A | 0 | 0 | 0 | #DIV/0!
[19 empty] | 0 | 0 | 0 | 0% | 0 | 0 | 0 | 0 | 0 | 0 | 0 | 0 | #N/A | #N/A | #N/A | #N/A | #N/A | #N/A | #N/A | 0 | 0 | 0 | #DIV/0!
[19 empty] | 0 | 0 | 0 | 0% | 0 | 0 | 0 | 0 | 0 | 0 | 0 | 0 | #N/A | #N/A | #N/A | #N/A | #N/A | #N/A | #N/A | 0 | 0 | 0 | #DIV/0!
[19 empty] | 0 | 0 | 0 | 0% | 0 | 0 | 0 | 0 | 0 | 0 | 0 | 0 | #N/A | #N/A | #N/A | #N/A | #N/A | #N/A | #N/A | 0 | 0 | 0 | #DIV/0!
[19 empty] | 0 | 0 | 0 | 0% | 0 | 0 | 0 | 0 | 0 | 0 | 0 | 0 | #N/A | #N/A | #N/A | #N/A | #N/A | #N/A | #N/A | 0 | 0 | 0 | #DIV/0!
[19 empty] | 0 | 0 | 0 | 0% | 0 | 0 | 0 | 0 | 0 | 0 | 0 | 0 | #N/A | #N/A | #N/A | #N/A | #N/A | #N/A | #N/A | 0 | 0 | 0 | #DIV/0!
[19 empty] | 0 | 0 | 0 | 0% | 0 | 0 | 0 | 0 | 0 | 0 | 0 | 0 | #N/A | #N/A | #N/A | #N/A | #N/A | #N/A | #N/A | 0 | 0 | 0 | #DIV/0!
[19 empty] | 0 | 0 | 0 | 0% | 0 | 0 | 0 | 0 | 0 | 0 | 0 | 0 | #N/A | #N/A | #N/A | #N/A | #N/A | #N/A | #N/A | 0 | 0 | 0 | #DIV/0!
[19 empty] | 0 | 0 | 0 | 0% | 0 | 0 | 0 | 0 | 0 | 0 | 0 | 0 | #N/A | #N/A | #N/A | #N/A | #N/A | #N/A | #N/A | 0 | 0 | 0 | #DIV/0!
[19 empty] | 0 | 0 | 0 | 0% | 0 | 0 | 0 | 0 | 0 | 0 | 0 | 0 | #N/A | #N/A | #N/A | #N/A | #N/A | #N/A | #N/A | 0 | 0 | 0 | #DIV/0!
[19 empty] | 0 | 0 | 0 | 0% | 0 | 0 | 0 | 0 | 0 | 0 | 0 | 0 | #N/A | #N/A | #N/A | #N/A | #N/A | #N/A | #N/A | 0 | 0 | 0 | #DIV/0!
[19 empty] | 0 | 0 | 0 | 0% | 0 | 0 | 0 | 0 | 0 | 0 | 0 | 0 | #N/A | #N/A | #N/A | #N/A | #N/A | #N/A | #N/A | 0 | 0 | 0 | #DIV/0!
[19 empty] | 0 | 0 | 0 | 0% | 0 | 0 | 0 | 0 | 0 | 0 | 0 | 0 | #N/A | #N/A | #N/A | #N/A | #N/A | #N/A | #N/A | 0 | 0 | 0 | #DIV/0!
[19 empty] | 0 | 0 | 0 | 0% | 0 | 0 | 0 | 0 | 0 | 0 | 0 | 0 | #N/A | #N/A | #N/A | #N/A | #N/A | #N/A | #N/A | 0 | 0 | 0 | #DIV/0!
[19 empty] | 0 | 0 | 0 | 0% | 0 | 0 | 0 | 0 | 0 | 0 | 0 | 0 | #N/A | #N/A | #N/A | #N/A | #N/A | #N/A | #N/A | 0 | 0 | 0 | #DIV/0!
[19 empty] | 0 | 0 | 0 | 0% | 0 | 0 | 0 | 0 | 0 | 0 | 0 | 0 | #N/A | #N/A | #N/A | #N/A | #N/A | #N/A | #N/A | 0 | 0 | 0 | #DIV/0!
[19 empty] | 0 | 0 | 0 | 0% | 0 | 0 | 0 | 0 | 0 | 0 | 0 | 0 | #N/A | #N/A | #N/A | #N/A | #N/A | #N/A | #N/A | 0 | 0 | 0 | #DIV/0!

## SBDI {E}
Rtn to Summary |  | Order Number | Program Name | Discount Rate: | 6.8% | [9 empty] | Paste in incentives but use DBtC for Total
| Program: | 18231134 | Small Business Direct Install {E}
| paste |  |  | paste | paste | paste | paste | paste | paste | paste | paste | paste | paste | Paste | paste | paste | paste | paste | Formula: G + H | Formula: (O/A10)*T | Formula: N - M | Formula: O/A10 | Formula: W*A8 | Formula: Q - P | Formula: X + DBtC | Formula: Q + X | Formula: Z/(1+ElecDiscountRate)^1 | Formula: AA/(1+ElecDiscountRate)^1 | Formula: -PV (ElecDiscount Rate,T,R)*J | Formula: - PV (ElecDiscount Rate, T, S)*J |  | AF*J*K |  | AH*J*L | AG + AI |  | AG +AI -AK | formula: Logic to lookup from AC tables and adjust by savings and quantity | Formula: Utility Savings (AM)*1.1+AD+AE | formula: AM/AB | formula: AN/AC
| Sch. No. | Order Number | Program Name | Measure Version | Measure Name | First Period Measure Life | Second period Measure Life | Electric End-Use Type | Number of units offered | Savings per Unit Period 1 | Savngs per Unit Period 2 | Incentives Per Unit | Incremental Measure Cost per Unit | Total First Year Savings | Total Incentive | Total Incremental Measure Cost | Unit First Year Non-Energy Benefits | Unit Annual Net Equipment O&M | Total Measure Life | Weighted Life | Agency or Customer Cost per Unit | Percent Unit overhead | Program Overhead Cost | Total Customer Cost | Total Utility Program Costs | Total Resource Cost | PV Total Utility Program Costs | PV Total Resource Costs | PV Total Non-Energy Benefits | PV Total Net Equipment O&M | Unit PV First period Savings for 1 kWh | Total First Period Savings | Unit PV Savings for Second Period for 1 kWh | Total Second period Savings | Unadjusted Total | Decrement | Final UC Total Savings | PV Total Savings UC | PV Total Savings TRC | UC B/C Ratio | TRC B/C Ratio
DBTC: | E262 | 18231134 | Small Business Direct Install {E} | 10953-3 | SBDI: Controls - ASH - Compressor - Mid Temp | 12 |  | Comm Refrigeration | 25 | 231 |  | 42.4 | 42.4 | 5775 | 1060 | 1060 | 0 | 0 | 12 | 0.0049909 | 0 | 0.04159% | 551.5482 | 0 | 3282.5987 | 1611.5482 | 3073.5942 | 1508.9402 | 0 | 0 | 0.88471 | 5109.1726 | 0.88471 | 0 | 5109.1726 | 0 | 5109.1726 | 5109.1726 | 5620.0898 | 1.6623 | 3.7245
6566414.93 | E262 | 18231134 | Small Business Direct Install {E} | 11106-5 | SBDI: Lamp - TLED - 3 ft - 1x - from 3 ft 1x T8 25w | 12 |  | Comm Lighting | 6 | 54 |  | 37 | 37 | 324 | 222 | 222 | 0 | 0 | 12 | 0.00028001 | 0 | 0.002333% | 30.944 | 0 | 184.1666 | 252.944 | 172.4406 | 236.839 | 0 | 0 | 0.91128 | 295.2556 | 0.91128 | 0 | 295.2556 | 0 | 295.2556 | 295.2556 | 324.7812 | 1.7122 | 1.3713
Program Costs: | E262 | 18231134 | Small Business Direct Install {E} | 11106-6 | SBDI: Lamp - TLED - 3 ft - 1x - from 3 ft 1x T8 25w | 12 |  | Comm Lighting | 66 | 52 |  | 37 | 37 | 3432 | 2442 | 2442 | 1.824 | 0 | 12 | 0.002966 | 0 | 0.02472% | 327.7772 | 0 | 1950.8015 | 2769.7772 | 1826.5932 | 2593.4243 | 966.4478 | 0 | 0.91128 | 3127.5227 | 0.91128 | 0 | 3127.5227 | 0 | 3127.5227 | 3127.5227 | 4406.7228 | 1.7122 | 1.6992
1326117.59 | E262 | 18231134 | Small Business Direct Install {E} | 11107-6 | SBDI: Lamp - TLED - 3 ft - 1x - from 3 ft T12 1x | 12 |  | Comm Lighting | 35 | 105 |  | 37 | 37 | 3675 | 1295 | 1295 | 0 | 0 | 12 | 0.0031761 | 0 | 0.02647% | 350.9852 | 0 | 2088.9264 | 1645.9852 | 1955.9236 | 1541.1846 | 0 | 0 | 0.91128 | 3348.9645 | 0.91128 | 0 | 3348.9645 | 0 | 3348.9645 | 3348.9645 | 3683.8609 | 1.7122 | 2.3903
Total Savings (kWh): | E262 | 18231134 | Small Business Direct Install {E} | 11107-7 | SBDI: Lamp - TLED - 3 ft - 1x - from 3 ft T12 1x | 12 |  | Comm Lighting | 39 | 100 |  | 37 | 37 | 3900 | 1443 | 1443 | 3.547 | 0 | 12 | 0.0033705 | 0 | 0.02809% | 372.4741 | 0 | 2216.8199 | 1815.4741 | 2075.674 | 1699.8821 | 1110.5431 | 0 | 0.91128 | 3554.0031 | 0.91128 | 0 | 3554.0031 | 0 | 3554.0031 | 3554.0031 | 5019.9465 | 1.7122 | 2.9531
13885150.18 | E262 | 18231134 | Small Business Direct Install {E} | 11108-6 | SBDI: Lamp - TLED - 4 ft - 1x - from 4 ft T12 1x | 12 |  | Comm Lighting | 38 | 91 |  | 37 | 37 | 3458 | 1406 | 1406 | 0 | 0 | 12 | 0.0029885 | 0 | 0.0249% | 330.2604 | 0 | 1965.5803 | 1736.2604 | 1840.431 | 1625.7119 | 0 | 0 | 0.91128 | 3151.2161 | 0.91128 | 0 | 3151.2161 | 0 | 3151.2161 | 3151.2161 | 3466.3377 | 1.7122 | 2.1322
Total Incentives: | E262 | 18231134 | Small Business Direct Install {E} | 11108-7 | SBDI: Lamp - TLED - 4 ft - 1x - from 4 ft T12 1x | 12 |  | Comm Lighting | 142 | 87 |  | 37 | 37 | 12354 | 5254 | 5254 | 3.074 | 0 | 12 | 0.010677 | 0 | 0.08897% | 1179.8833 | 0 | 7022.2033 | 6433.8833 | 6575.0967 | 6024.2353 | 3504.3044 | 0 | 0.91128 | 11257.9883 | 0.91128 | 0 | 11257.9883 | 0 | 11257.9883 | 11257.9883 | 15888.0915 | 1.7122 | 2.6374
5774468.94 | E262 | 18231134 | Small Business Direct Install {E} | 11114-6 | SBDI: Lamp - TLED - 4 ft - 2x - from 4 ft T12 2x | 12 |  | Comm Lighting | 156 | 183 |  | 65 | 65 | 28548 | 10140 | 10140 | 0 | 0 | 12 | 0.024672 | 0 | 0.2056% | 2726.5103 | 0 | 16227.1215 | 12866.5103 | 15193.9339 | 12047.2943 | 0 | 0 | 0.91128 | 26015.3027 | 0.91128 | 0 | 26015.3027 | 0 | 26015.3027 | 26015.3027 | 28616.833 | 1.7122 | 2.3754
Total Customer Costs: | E262 | 18231134 | Small Business Direct Install {E} | 11114-7 | SBDI: Lamp - TLED - 4 ft - 2x - from 4 ft T12 2x | 12 |  | Comm Lighting | 122 | 175 |  | 65 | 65 | 21350 | 7930 | 7930 | 6.182 | 0 | 12 | 0.018451 | 0 | 0.1538% | 2039.0568 | 0 | 12135.6678 | 9969.0568 | 11362.9848 | 9334.3229 | 6054.7811 | 0 | 0.91128 | 19455.8888 | 0.91128 | 0 | 19455.8888 | 0 | 19455.8888 | 19455.8888 | 27456.2588 | 1.7122 | 2.9414
147286.82 | E262 | 18231134 | Small Business Direct Install {E} | 11114-8 | SBDI: Lamp - TLED - 4 ft - 2x - from 4 ft T12 2x | 12 |  | Comm Lighting | 1378 | 175 |  | 75 | 75 | 241150 | 103210 | 103350 | 6.182 | 0 | 12 | 0.20841 | 0 | 1.737% | 23031.3142 | 140 | 137073.362 | 126381.3142 | 128345.8446 | 118334.5639 | 68389.2491 | 0 | 0.91128 | 219755.8585 | 0.91128 | 0 | 219755.8585 | 0 | 219755.8585 | 219755.8585 | 310120.6934 | 1.7122 | 2.6207
Weighted Avg Life | E262 | 18231134 | Small Business Direct Install {E} | 11115-6 | SBDI: Lamp - TLED - 4 ft - 2x - from 4 ft T12 HO 2x | 12 |  | Comm Lighting | 83 | 420 |  | 65 | 65 | 34860 | 5395 | 5395 | 0 | 0 | 12 | 0.030127 | 0 | 0.2511% | 3329.3453 | 0 | 19814.9592 | 8724.3453 | 18553.3325 | 8168.8626 | 0 | 0 | 0.91128 | 31767.32 | 0.91128 | 0 | 31767.32 | 0 | 31767.32 | 31767.32 | 34944.052 | 1.7122 | 4.2777
12.692 | E262 | 18231134 | Small Business Direct Install {E} | 11115-7 | SBDI: Lamp - TLED - 4 ft - 2x - from 4 ft T12 HO 2x | 12 |  | Comm Lighting | 15 | 401 |  | 65 | 65 | 6015 | 975 | 975 | 14.188 | 0 | 12 | 0.0051984 | 0 | 0.04332% | 574.4696 | 0 | 3419.0183 | 1549.4696 | 3201.328 | 1450.8143 | 1708.5278 | 0 | 0.91128 | 5481.3663 | 0.91128 | 0 | 5481.3663 | 0 | 5481.3663 | 5481.3663 | 7738.0308 | 1.7122 | 5.3336
Total Utility Cost | E262 | 18231134 | Small Business Direct Install {E} | 11115-8 | SBDI: Lamp - TLED - 4 ft - 2x - from 4 ft T12 HO 2x | 12 |  | Comm Lighting | 34 | 401 |  | 75 | 75 | 13634 | 2550 | 2550 | 14.188 | 0 | 12 | 0.011783 | 0 | 0.09819% | 1302.1312 | 0 | 7749.7749 | 3852.1312 | 7256.3435 | 3606.8644 | 3872.6631 | 0 | 0.91128 | 12424.4303 | 0.91128 | 0 | 12424.4303 | 0 | 12424.4303 | 12424.4303 | 17539.5364 | 1.7122 | 4.8628
7892532.52 | E262 | 18231134 | Small Business Direct Install {E} | 11121-7 | SBDI: Lamp - TLED - 4 ft - 3x - from 4 ft T12 HO 3x | 12 |  | Comm Lighting | 10 | 602 |  | 100 | 100 | 6020 | 1000 | 1000 | 21.281 | 0 | 12 | 0.0052027 | 0 | 0.04336% | 574.9472 | 0 | 3421.8604 | 1574.9472 | 3203.9892 | 1474.6696 | 1708.4475 | 0 | 0.91128 | 5485.9227 | 0.91128 | 0 | 5485.9227 | 0 | 5485.9227 | 5485.9227 | 7742.9626 | 1.7122 | 5.2506
Total Resource Cost | E262 | 18231134 | Small Business Direct Install {E} | 11127-6 | SBDI: Lamp - TLED - 4 ft - 3x from 4 ft T12 3x | 12 |  | Comm Lighting | 64 | 274 |  | 100 | 100 | 17536 | 6400 | 6400 | 0 | 0 | 12 | 0.015155 | 0 | 0.1263% | 1674.7963 | 0 | 9967.7316 | 8074.7963 | 9333.082 | 7560.6707 | 0 | 0 | 0.91128 | 15980.256 | 0.91128 | 0 | 15980.256 | 0 | 15980.256 | 15980.256 | 17578.2816 | 1.7122 | 2.325
7247873.35 | E262 | 18231134 | Small Business Direct Install {E} | 11127-7 | SBDI: Lamp - TLED - 4 ft - 3x from 4 ft T12 3x | 12 |  | Comm Lighting | 296 | 262 |  | 100 | 100 | 77552 | 29600 | 29600 | 9.256 | 0 | 12 | 0.067023 | 0 | 0.5585% | 7406.6949 | 0 | 44081.7473 | 37006.6949 | 41275.0443 | 34650.4634 | 21995.0358 | 0 | 0.91128 | 70671.8073 | 0.91128 | 0 | 70671.8073 | 0 | 70671.8073 | 70671.8073 | 99734.0239 | 1.7122 | 2.8783
UC B/C Ratio | E262 | 18231134 | Small Business Direct Install {E} | 11128-6 | SBDI: Lamp - TLED - 4 ft - 4x - from 4 ft T12 4x | 12 |  | Comm Lighting | 150 | 366 |  | 127 | 127 | 54900 | 19050 | 19050 | 0 | 0 | 12 | 0.047446 | 0 | 0.3954% | 5243.289 | 0 | 31206.0028 | 24293.289 | 29219.1037 | 22746.5253 | 0 | 0 | 0.91128 | 50029.4283 | 0.91128 | 0 | 50029.4283 | 0 | 50029.4283 | 50029.4283 | 55032.3711 | 1.7122 | 2.4194
1.7898 | E262 | 18231134 | Small Business Direct Install {E} | 11128-7 | SBDI: Lamp - TLED - 4 ft - 4x - from 4 ft T12 4x | 12 |  | Comm Lighting | 1386 | 349 |  | 127 | 127 | 483714 | 176022 | 176022 | 12.363 | 0 | 12 | 0.41804 | 0 | 3.484% | 46197.6742 | 0 | 274950.4633 | 222219.6742 | 257444.2541 | 208070.856 | 137561.441 | 0 | 0.91128 | 440800.2709 | 0.91128 | 0 | 440800.2709 | 0 | 440800.2709 | 440800.2709 | 622441.739 | 1.7122 | 2.9915
TRC B/C Ratio | E262 | 18231134 | Small Business Direct Install {E} | 11129-6 | SBDI: Lamp - TLED - 4 ft - 4x - from 4 ft T12 HO 4x | 12 |  | Comm Lighting | 43 | 840 |  | 127 | 127 | 36120 | 5461 | 5461 | 0 | 0 | 12 | 0.031216 | 0 | 0.2601% | 3449.6831 | 0 | 20531.1625 | 8910.6831 | 19223.9349 | 8343.3362 | 0 | 0 | 0.91128 | 32915.5364 | 0.91128 | 0 | 32915.5364 | 0 | 32915.5364 | 32915.5364 | 36207.0901 | 1.7122 | 4.3396
2.6758 | E262 | 18231134 | Small Business Direct Install {E} | 11129-7 | SBDI: Lamp - TLED - 4 ft - 4x - from 4 ft T12 HO 4x | 12 |  | Comm Lighting | 137 | 802 |  | 127 | 127 | 109874 | 17399 | 17399 | 28.375 | 0 | 12 | 0.094957 | 0 | 0.7913% | 10493.6455 | 0 | 62454.0683 | 27892.6455 | 58477.5921 | 26116.7093 | 31208.0084 | 0 | 0.91128 | 100126.2915 | 0.91128 | 0 | 100126.2915 | 0 | 100126.2915 | 100126.2915 | 141346.9291 | 1.7122 | 5.4121
| E262 | 18231134 | Small Business Direct Install {E} | 11135-2 | SBDI: LED Exit Sign | 9 |  | Comm Flat | 56 | 153.4 |  | 60 | 60 | 8590.4 | 3360 | 3360 |  |  | 9 | 0.0055681 | 0 | 0.06187% | 820.4363 | 0 | 4882.9152 | 4180.4363 | 4572.018 | 3914.2662 | 0 | 0 | 0.6893 | 5921.3802 | 0.6893 | 0 | 5921.3802 | 0 | 5921.3802 | 5921.3802 | 6513.5182 | 1.2951 | 1.664
| E262 | 18231134 | Small Business Direct Install {E} | 11137-4 | SBDI: Occupancy Sensor - 100w to 150w | 10 |  | Comm Lighting | 10 | 87.75 |  | 68 | 68 | 877.5 | 680 | 680 | 0 | 0 | 10 | 0.00063197 | 0 | 0.00632% | 83.8067 | 0 | 498.7845 | 763.8067 | 467.0267 | 715.1748 | 0 | 0 | 0.7746 | 679.7152 | 0.7746 | 0 | 679.7152 | 0 | 679.7152 | 679.7152 | 747.6867 | 1.4554 | 1.0455
| E262 | 18231134 | Small Business Direct Install {E} | 11137-5 | SBDI: Occupancy Sensor - 100w to 150w | 10 |  | Comm Lighting | 204 | 88.8 |  | 68 | 68 | 18115.2 | 13872 | 13872 | 2.925 | 0 | 10 | 0.013046 | 0 | 0.1305% | 1730.1135 | 0 | 10296.9578 | 15602.1135 | 9641.3462 | 14608.7205 | 4229.9926 | 0 | 0.7746 | 14032.1093 | 0.7746 | 0 | 14032.1093 | 0 | 14032.1093 | 14032.1093 | 19665.3128 | 1.4554 | 1.3461
| E262 | 18231134 | Small Business Direct Install {E} | 11221-4 | SBDI: Sprayhead - EWH - 0.65 gpm - from 2.6 | 4 |  | Comm Water Heat | 2 | 2432 |  | 76.3 | 76.3 | 4864 | 152.6 | 152.6 | 390.12 | 0 | 4 | 0.0014012 | 0 | 0.03503% | 464.542 | 0 | 2764.7723 | 617.142 | 2588.7381 | 577.8483 | 2654.8142 | 0 | 0.32263 | 1569.2957 | 0.32263 | 0 | 1569.2957 | 0 | 1569.2957 | 1569.2957 | 4381.0395 | 0.6062 | 7.5816
| E262 | 18231134 | Small Business Direct Install {E} | 11222-4 | SBDI: Sprayhead - EWH - 0.65 gpm - not PI | 4 |  | Comm Water Heat | 2 | 1342 |  | 76.3 | 76.3 | 2684 | 0 | 152.6 | 215.35 | 0 | 4 | 0.0007732 | 0 | 0.01933% | 256.3386 | 152.6 | 1525.6268 | 408.9386 | 1428.4895 | 382.9013 | 1465.483 | 0 | 0.32263 | 865.9518 | 0.32263 | 0 | 865.9518 | 0 | 865.9518 | 865.9518 | 2418.03 | 0.6062 | 6.315
| E262 | 18231134 | Small Business Direct Install {E} | 11225-4 | SBDI: Sprayhead - GWH - 0.65 gpm - from 2.2 | 4 |  | Comm Water Heat | 1 |  |  |  |  | 0 | 0 | 0 | 236.79 | 0 | 4 | 0 | 0 | 0% | 0 | 0 | 0 | 0 | 0 | 0 | 805.6924 | 0 | 0.32263 | 0 | 0.32263 | 0 | 0 | 0 | 0 | 0 | 805.6924 | 0 | #DIV/0!
| E262 | 18231134 | Small Business Direct Install {E} | 11226-2 | SBDI: Sprayhead - GWH - 0.65 gpm - from 2.2 - EIE | 4 |  | Comm Water Heat | 1 | 54 |  | 0 | 0 | 54 | 0 | 0 | 0 | 0 | 4 | 1.5556e-05 | 0 | 0.0003889% | 5.1573 | 0 | 30.6944 | 5.1573 | 28.7401 | 4.829 | 0 | 0 | 0.32263 | 17.4223 | 0.32263 | 0 | 17.4223 | 0 | 17.4223 | 17.4223 | 19.1645 | 0.6062 | 3.9687
| E262 | 18231134 | Small Business Direct Install {E} | 11227-4 | SBDI: Sprayhead - GWH - 0.65 gpm - from 2.6 | 4 |  | Comm Water Heat | 2 |  |  |  |  | 0 | 0 | 0 | 390.12 | 0 | 4 | 0 | 0 | 0% | 0 | 0 | 0 | 0 | 0 | 0 | 2654.8142 | 0 | 0.32263 | 0 | 0.32263 | 0 | 0 | 0 | 0 | 0 | 2654.8142 | 0 | #DIV/0!
| E262 | 18231134 | Small Business Direct Install {E} | 11228-2 | SBDI: Sprayhead - GWH - 0.65 gpm - from 2.6 - EIE | 4 |  | Comm Water Heat | 2 | 88 |  | 0 | 0 | 176 | 0 | 0 | 0 | 0 | 4 | 5.0702e-05 | 0 | 0.001268% | 16.8091 | 0 | 100.0411 | 16.8091 | 93.6714 | 15.7388 | 0 | 0 | 0.32263 | 56.7837 | 0.32263 | 0 | 56.7837 | 0 | 56.7837 | 56.7837 | 62.4621 | 0.6062 | 3.9687
| E262 | 18231134 | Small Business Direct Install {E} | 12053-5 | SBDI: Fixture - LED - 100w - from 400w HID | 15 |  | Comm Lighting | 22 | 1213 |  | 239.32 | 239.32 | 26686 | 5265.04 | 5265.04 | 0 | 0 | 15 | 0.028829 | 0 | 0.1922% | 2548.6778 | 0 | 15168.7321 | 7813.7178 | 14202.9326 | 7316.2152 | 0 | 0 | 1.0915 | 29127.6197 | 1.0915 | 0 | 29127.6197 | 0 | 29127.6197 | 29127.6197 | 32040.3816 | 2.0508 | 4.3794
| E262 | 18231134 | Small Business Direct Install {E} | 12053-6 | SBDI: Fixture - LED - 100w - from 400w HID | 15 |  | Comm Lighting | 488 | 1158 |  | 239.32 | 239.32 | 565104 | 116788.16 | 116788.16 | 40.975 | 0 | 15 | 0.61048 | 0 | 4.07% | 53970.9218 | 0 | 321213.7888 | 170759.0818 | 300761.9745 | 159886.7807 | 184443.1304 | 0 | 1.0915 | 616807.8537 | 1.0915 | 0 | 616807.8537 | 0 | 616807.8537 | 616807.8537 | 862931.7696 | 2.0508 | 5.3971
| E262 | 18231134 | Small Business Direct Install {E} | 12105-2 | SBDI: Fixture - LED - 20w - from 100w HID | 15 |  | Comm Lighting | 28 | 457.8 |  | 123.77 | 176.82 | 12818.4 | 4950.96 | 4950.96 | 0 | 0 | 15 | 0.013848 | 53.05 | 0.09232% | 1224.2364 | 0 | 7286.1753 | 6175.1964 | 6822.2616 | 5782.0191 | 0 | 0 | 1.0915 | 13991.2119 | 1.0915 | 0 | 13991.2119 | 0 | 13991.2119 | 13991.2119 | 15390.3331 | 2.0508 | 2.6618
| E262 | 18231134 | Small Business Direct Install {E} | 12105-3 | SBDI: Fixture - LED - 20w - from 100w HID | 15 |  | Comm Lighting | 146 | 457.8 |  | 123.77 | 176.82 | 66838.8 | 18653.97 | 25815.72 | 15.464 | 0 | 15 | 0.072205 | 53.05 | 0.4814% | 6383.5182 | 7161.75 | 37992.2 | 32199.2382 | 35573.221 | 30149.0994 | 20825.6419 | 0 | 1.0915 | 72954.1762 | 1.0915 | 0 | 72954.1762 | 0 | 72954.1762 | 72954.1762 | 101075.2357 | 2.0508 | 3.3525
| E262 | 18231134 | Small Business Direct Install {E} | 12106-6 | SBDI: Lamp - TLED - 4 ft - 1x - from 4 ft T8 28w BBF 1x | 12 |  | Comm Lighting | 5 | 40 |  | 37 | 37 | 200 | 185 | 185 | 1.419 | 0 | 12 | 0.00017285 | 0 | 0.00144% | 19.1012 | 0 | 113.6831 | 204.1012 | 106.4448 | 191.106 | 56.959 | 0 | 0.91128 | 182.2566 | 0.91128 | 0 | 182.2566 | 0 | 182.2566 | 182.2566 | 257.4412 | 1.7122 | 1.3471
| E262 | 18231134 | Small Business Direct Install {E} | 12107-5 | SBDI: Lamp - TLED - 4 ft - 1x - from 4ft T8 32w BBF 1x | 12 |  | Comm Lighting | 90 | 64 |  | 37 | 37 | 5760 | 3330 | 3330 | 0 | 0 | 12 | 0.004978 | 0 | 0.04148% | 550.1156 | 0 | 3274.0724 | 3880.1156 | 3065.6109 | 3633.067 | 0 | 0 | 0.91128 | 5248.9892 | 0.91128 | 0 | 5248.9892 | 0 | 5248.9892 | 5248.9892 | 5773.8881 | 1.7122 | 1.5893
| E262 | 18231134 | Small Business Direct Install {E} | 12107-6 | SBDI: Lamp - TLED - 4 ft - 1x - from 4ft T8 32w BBF 1x | 12 |  | Comm Lighting | 1273 | 61 |  | 37 | 37 | 77653 | 47101 | 47101 | 2.162 | 0 | 12 | 0.06711 | 0 | 0.5593% | 7416.341 | 0 | 44139.1573 | 54517.341 | 41328.799 | 51046.1995 | 22094.985 | 0 | 0.91128 | 70763.8469 | 0.91128 | 0 | 70763.8469 | 0 | 70763.8469 | 70763.8469 | 99935.2165 | 1.7122 | 1.9577
| E262 | 18231134 | Small Business Direct Install {E} | 12108-5 | SBDI: Lamp - TLED - 4 ft - 2x - from 4 ft T8 28w BBF 2x | 12 |  | Comm Lighting | 2 | 85 |  | 65 | 65 | 170 | 130 | 130 | 0 | 0 | 12 | 0.00014692 | 0 | 0.001224% | 16.236 | 0 | 96.6306 | 146.236 | 90.4781 | 136.9251 | 0 | 0 | 0.91128 | 154.9181 | 0.91128 | 0 | 154.9181 | 0 | 154.9181 | 154.9181 | 170.4099 | 1.7122 | 1.2445
| E262 | 18231134 | Small Business Direct Install {E} | 12108-6 | SBDI: Lamp - TLED - 4 ft - 2x - from 4 ft T8 28w BBF 2x | 12 |  | Comm Lighting | 4 | 81 |  | 65 | 65 | 324 | 260 | 260 | 2.871 | 0 | 12 | 0.00028001 | 0 | 0.002333% | 30.944 | 0 | 184.1666 | 290.944 | 172.4406 | 272.4195 | 92.194 | 0 | 0.91128 | 295.2556 | 0.91128 | 0 | 295.2556 | 0 | 295.2556 | 295.2556 | 416.9752 | 1.7122 | 1.5306
| E262 | 18231134 | Small Business Direct Install {E} | 12108-7 | SBDI: Lamp - TLED - 4 ft - 2x - from 4 ft T8 28w BBF 2x | 12 |  | Comm Lighting | 114 | 81 |  | 75 | 75 | 9234 | 8550 | 8550 | 2.871 | 0 | 12 | 0.0079803 | 0 | 0.0665% | 881.904 | 0 | 5248.7474 | 9431.904 | 4914.5574 | 8831.3708 | 2627.5299 | 0 | 0.91128 | 8414.7858 | 0.91128 | 0 | 8414.7858 | 0 | 8414.7858 | 8414.7858 | 11883.7943 | 1.7122 | 1.3456
| E262 | 18231134 | Small Business Direct Install {E} | 12109-5 | SBDI: Lamp - TLED - 4 ft - 2x - from 4 ft T8 32w BBF 2x | 12 |  | Comm Lighting | 2016 | 129 |  | 65 | 65 | 260064 | 131040 | 131040 | 0 | 0 | 12 | 0.22476 | 0 | 1.873% | 24837.718 | 0 | 147824.37 | 155877.718 | 138412.3314 | 145952.9195 | 0 | 0 | 0.91128 | 236991.8622 | 0.91128 | 0 | 236991.8622 | 0 | 236991.8622 | 236991.8622 | 260691.0485 | 1.7122 | 1.7861
| E262 | 18231134 | Small Business Direct Install {E} | 12109-6 | SBDI: Lamp - TLED - 4 ft - 2x - from 4 ft T8 32w BBF 2x | 12 |  | Comm Lighting | 2760 | 123 |  | 65 | 65 | 339480 | 179400 | 179400 | 4.358 | 0 | 12 | 0.29339 | 0 | 2.445% | 32422.4365 | 0 | 192965.6435 | 211822.4365 | 180679.4415 | 198335.6147 | 96561.9272 | 0 | 0.91128 | 309362.3008 | 0.91128 | 0 | 309362.3008 | 0 | 309362.3008 | 309362.3008 | 436860.4581 | 1.7122 | 2.2026
| E262 | 18231134 | Small Business Direct Install {E} | 12109-7 | SBDI: Lamp - TLED - 4 ft - 2x - from 4 ft T8 32w BBF 2x | 12 |  | Comm Lighting | 12009 | 123 |  | 75 | 75 | 1477107 | 900245 | 900675 | 4.358 | 0 | 12 | 1.2766 | 0 | 10.64% | 141072.8404 | 430 | 839610.2946 | 1041747.8404 | 786151.9612 | 975419.3262 | 420149.3419 | 0 | 0.91128 | 1346062.2718 | 0.91128 | 0 | 1346062.2718 | 0 | 1346062.2718 | 1346062.2718 | 1900817.841 | 1.7122 | 1.9487
| E262 | 18231134 | Small Business Direct Install {E} | 12110-5 | SBDI: Lamp - TLED - 4 ft - 3x - from 4 ft T8 28w BBF 3x | 12 |  | Comm Lighting | 25 | 121 |  | 78 | 78 | 3025 | 1950 | 1950 | 4.29 | 0 | 12 | 0.0026143 | 0 | 0.02179% | 288.9062 | 0 | 1719.4564 | 2238.9062 | 1609.9779 | 2096.3541 | 861.0075 | 0 | 0.91128 | 2756.6306 | 0.91128 | 0 | 2756.6306 | 0 | 2756.6306 | 2756.6306 | 3893.3011 | 1.7122 | 1.8572
| E262 | 18231134 | Small Business Direct Install {E} | 12111-5 | SBDI: Lamp - TLED - 4 ft - 3x - from 4 ft T8 32w BBF 3x | 12 |  | Comm Lighting | 1116 | 193 |  | 78 | 78 | 215388 | 87048 | 87048 | 0 | 0 | 12 | 0.18615 | 0 | 1.551% | 20570.8841 | 0 | 122429.8457 | 107618.8841 | 114634.687 | 100766.7454 | 0 | 0 | 0.91128 | 196279.3898 | 0.91128 | 0 | 196279.3898 | 0 | 196279.3898 | 196279.3898 | 215907.3288 | 1.7122 | 2.1426
| E262 | 18231134 | Small Business Direct Install {E} | 12111-6 | SBDI: Lamp - TLED - 4 ft - 3x - from 4 ft T8 32w BBF 3x | 12 |  | Comm Lighting | 9551 | 184 |  | 78 | 78 | 1757384 | 744978 | 744978 | 6.52 | 0 | 12 | 1.5188 | 0 | 12.66% | 167841.0247 | 0 | 998924.0441 | 912819.0247 | 935322.1386 | 854699.4614 | 499926.3842 | 0 | 0.91128 | 1601473.8943 | 0.91128 | 0 | 1601473.8943 | 0 | 1601473.8943 | 1601473.8943 | 2261547.6679 | 1.7122 | 2.646
| E262 | 18231134 | Small Business Direct Install {E} | 12113-5 | SBDI: Lamp - TLED - 4 ft - 4x - from 4 ft T8 28w BBF 4x | 12 |  | Comm Lighting | 26 | 162 |  | 100 | 100 | 4212 | 2600 | 2600 | 5.709 | 0 | 12 | 0.0036401 | 0 | 0.03033% | 402.272 | 0 | 2394.1655 | 3002.272 | 2241.728 | 2811.1161 | 1191.6343 | 0 | 0.91128 | 3838.3234 | 0.91128 | 0 | 3838.3234 | 0 | 3838.3234 | 3838.3234 | 5413.79 | 1.7122 | 1.9259
| E262 | 18231134 | Small Business Direct Install {E} | 12114-5 | SBDI: Lamp - TLED - 4 ft - 4x - from 4 ft T8 32w BBF 4x | 12 |  | Comm Lighting | 1875 | 258 |  | 100 | 100 | 483750 | 187500 | 187500 | 0 | 0 | 12 | 0.41807 | 0 | 3.484% | 46201.1124 | 0 | 274970.9263 | 233701.1124 | 257463.4141 | 218821.2663 | 0 | 0 | 0.91128 | 440833.0771 | 0.91128 | 0 | 440833.0771 | 0 | 440833.0771 | 440833.0771 | 484916.3848 | 1.7122 | 2.216
| E262 | 18231134 | Small Business Direct Install {E} | 12114-6 | SBDI: Lamp - TLED - 4 ft - 4x - from 4 ft T8 32w BBF 4x | 12 |  | Comm Lighting | 15164 | 246 |  | 100 | 100 | 3730344 | 1516400 | 1516400 | 8.715 | 0 | 12 | 3.2239 | 0 | 26.87% | 356270.8888 | 0 | 2120384.7959 | 1872670.8888 | 1985379.0224 | 1753437.1618 | 1060939.9034 | 0 | 0.91128 | 3399398.4995 | 0.91128 | 0 | 3399398.4995 | 0 | 3399398.4995 | 3399398.4995 | 4800278.2528 | 1.7122 | 2.7376
| E262 | 18231134 | Small Business Direct Install {E} | 12115-4 | SBDI: Fixture - Volumetric - LED - 24w - from 4 ft T12 4x | 15 |  | Comm Lighting | 380 | 420 |  | 112 | 140 | 159600 | 70300 | 53200 | 0 | 0 | 15 | 0.17241 | 28 | 1.149% | 15242.7856 | -17100 | 90719.0901 | 68442.7856 | 84942.9683 | 64085.0053 | 0 | 0 | 1.0915 | 174202.5069 | 1.0915 | 0 | 174202.5069 | 0 | 174202.5069 | 174202.5069 | 191622.7576 | 2.0508 | 2.9901
| E262 | 18231134 | Small Business Direct Install {E} | 12115-5 | SBDI: Fixture - Volumetric - LED - 24w - from 4 ft T12 4x | 15 |  | Comm Lighting | 2594 | 420 |  | 112 | 140 | 1089480 | 313231 | 363160 | 14.188 | 0 | 15 | 1.177 | 28 | 7.846% | 104052.0681 | 49929 | 619277.1571 | 467212.0681 | 579847.5254 | 437464.4832 | 339480.5147 | 0 | 1.0915 | 1189161.3234 | 1.0915 | 0 | 1189161.3234 | 0 | 1189161.3234 | 1189161.3234 | 1647557.9704 | 2.0508 | 3.7662
| E262 | 18231134 | Small Business Direct Install {E} | 12118-1 | SBDI: Fixture - LED - 35w - from 175w HID | 15 |  | Comm Lighting | 7 | 735 |  | 153.17 | 218.82 | 5145 | 1531.74 | 1531.74 | 0 | 0 | 15 | 0.0055581 | 65.65 | 0.03705% | 491.3793 | 0 | 2924.497 | 2023.1193 | 2738.2931 | 1894.3064 | 0 | 0 | 1.0915 | 5615.7387 | 1.0915 | 0 | 5615.7387 | 0 | 5615.7387 | 5615.7387 | 6177.3126 | 2.0508 | 3.261
| E262 | 18231134 | Small Business Direct Install {E} | 12118-2 | SBDI: Fixture - LED - 35w - from 175w HID | 15 |  | Comm Lighting | 269 | 735 |  | 153.17 | 218.82 | 197715 | 42515.73 | 58862.58 | 24.828 | 0 | 15 | 0.21359 | 65.65 | 1.424% | 18883.0035 | 16346.85 | 112384.2412 | 77745.5835 | 105228.6903 | 72795.4902 | 61605.249 | 0 | 1.0915 | 215804.8161 | 1.0915 | 0 | 215804.8161 | 0 | 215804.8161 | 215804.8161 | 298990.5467 | 2.0508 | 4.1073
| E262 | 18231134 | Small Business Direct Install {E} | 12142-2 | SBDI: Lamp - TLED - 4 ft - 1x - from 4 ft T12 1x - LCA | 12 |  | Comm Lighting | 26 | 230 |  | 37 | 37 | 5980 | 962 | 962 | 7.769 | 0 | 12 | 0.0051681 | 0 | 0.04307% | 571.1269 | 0 | 3399.1238 | 1533.1269 | 3182.7002 | 1435.5121 | 1621.6162 | 0 | 0.91128 | 5449.4714 | 0.91128 | 0 | 5449.4714 | 0 | 5449.4714 | 5449.4714 | 7616.0348 | 1.7122 | 5.3054
| E262 | 18231134 | Small Business Direct Install {E} | 12143-3 | SBDI: Lamp - TLED - 4 ft - 2x - from 4 ft T12 2x - LCA | 12 |  | Comm Lighting | 17 | 460 |  | 75 | 75 | 7820 | 1275 | 1275 | 15.539 | 0 | 12 | 0.0067583 | 0 | 0.05632% | 746.8583 | 0 | 4445.008 | 2021.8583 | 4161.9926 | 1893.1257 | 2120.7116 | 0 | 0.91128 | 7126.2319 | 0.91128 | 0 | 7126.2319 | 0 | 7126.2319 | 7126.2319 | 9959.5666 | 1.7122 | 5.2609
| E262 | 18231134 | Small Business Direct Install {E} | 12144-3 | SBDI: Lamp - TLED - 4 ft - 2x - from 4 ft T12 HO 2x - LCA | 12 |  | Comm Lighting | 52 | 1056 |  | 75 | 75 | 54912 | 3900 | 3900 | 35.671 | 0 | 12 | 0.047457 | 0 | 0.3955% | 5244.4351 | 0 | 31212.8238 | 9144.4351 | 29225.4904 | 8562.2052 | 14891.1502 | 0 | 0.91128 | 50040.3637 | 0.91128 | 0 | 50040.3637 | 0 | 50040.3637 | 50040.3637 | 69935.5503 | 1.7122 | 8.1679
| E262 | 18231134 | Small Business Direct Install {E} | 12149-2 | SBDI: Lamp - TLED - 4 ft - 4x - from 4 ft T12 4x - LCA | 12 |  | Comm Lighting | 9 | 920 |  | 127 | 127 | 8280 | 1143 | 1143 | 31.077 | 0 | 12 | 0.0071558 | 0 | 0.05963% | 790.7911 | 0 | 4706.4791 | 1933.7911 | 4406.8156 | 1810.6659 | 2245.3871 | 0 | 0.91128 | 7545.422 | 0.91128 | 0 | 7545.422 | 0 | 7545.422 | 7545.422 | 10545.3512 | 1.7122 | 5.824
| E262 | 18231134 | Small Business Direct Install {E} | 12156-2 | SBDI: Lamp - TLED - 4 ft - 1x - from 4ft T8 32w NLO 1x - LCA | 12 |  | Comm Lighting | 291 | 145 |  | 37 | 37 | 42195 | 10767 | 10767 | 4.898 | 0 | 12 | 0.036466 | 0 | 0.3039% | 4029.8831 | 0 | 23984.2858 | 14796.8831 | 22457.1964 | 13854.7594 | 11442.5123 | 0 | 0.91128 | 38451.5797 | 0.91128 | 0 | 38451.5797 | 0 | 38451.5797 | 38451.5797 | 53739.25 | 1.7122 | 3.8788
| E262 | 18231134 | Small Business Direct Install {E} | 12161-1 | SBDI: Lamp - TLED - 4 ft - 2x - from 4 ft T8 32w NLO 2x - LCA | 12 |  | Comm Lighting | 40 | 290 |  | 65 | 65 | 11600 | 2600 | 2600 | 0 | 0 | 12 | 0.010025 | 0 | 0.08354% | 1107.8716 | 0 | 6593.6181 | 3707.8716 | 6173.7997 | 3471.7899 | 0 | 0 | 0.91128 | 10570.881 | 0.91128 | 0 | 10570.881 | 0 | 10570.881 | 10570.881 | 11627.9691 | 1.7122 | 3.3493
| E262 | 18231134 | Small Business Direct Install {E} | 12161-3 | SBDI: Lamp - TLED - 4 ft - 2x - from 4 ft T8 32w NLO 2x - LCA | 12 |  | Comm Lighting | 133 | 290 |  | 75 | 75 | 38570 | 9975 | 9975 | 9.796 | 0 | 12 | 0.033333 | 0 | 0.2778% | 3683.6732 | 0 | 21923.7801 | 13658.6732 | 20527.884 | 12789.0198 | 10459.4786 | 0 | 0.91128 | 35148.1794 | 0.91128 | 0 | 35148.1794 | 0 | 35148.1794 | 35148.1794 | 49122.4759 | 1.7122 | 3.841
| E262 | 18231134 | Small Business Direct Install {E} | 12162-3 | SBDI: Lamp - TLED - 4 ft - 2x - from 4 ft T8 32w HLO 2x - LCA | 12 |  | Comm Lighting | 2 | 443 |  | 75 | 75 | 886 | 150 | 150 | 14.964 | 0 | 12 | 0.00076571 | 0 | 0.006381% | 84.6185 | 0 | 503.616 | 234.6185 | 471.5506 | 219.6802 | 240.2632 | 0 | 0.91128 | 807.3966 | 0.91128 | 0 | 807.3966 | 0 | 807.3966 | 807.3966 | 1128.3995 | 1.7122 | 5.1366
| E262 | 18231134 | Small Business Direct Install {E} | 12166-3 | SBDI: Lamp - TLED - 4 ft - 3x - from 4 ft T8 32w NLO 3x - LCA | 12 |  | Comm Lighting | 39 | 358 |  | 78 | 78 | 13962 | 3042 | 3042 | 12.093 | 0 | 12 | 0.012066 | 0 | 0.1006% | 1333.4572 | 0 | 7936.2151 | 4375.4572 | 7430.9131 | 4096.8701 | 3786.2412 | 0 | 0.91128 | 12723.3311 | 0.91128 | 0 | 12723.3311 | 0 | 12723.3311 | 12723.3311 | 17781.9054 | 1.7122 | 4.3404
| E262 | 18231134 | Small Business Direct Install {E} | 12176-2 | SBDI: Lamp - TLED - 4 ft - 4x - from 4 ft T8 32w NLO 4x - LCA | 12 |  | Comm Lighting | 32 | 886 |  | 100 | 100 | 28352 | 3200 | 3200 | 29.929 | 0 | 12 | 0.024503 | 0 | 0.2042% | 2707.7911 | 0 | 16115.712 | 5907.7911 | 15089.618 | 5531.6396 | 7688.6803 | 0 | 0.91128 | 25836.6913 | 0.91128 | 0 | 25836.6913 | 0 | 25836.6913 | 25836.6913 | 36109.0407 | 1.7122 | 6.5277
| E262 | 18231134 | Small Business Direct Install {E} | 12177-2 | SBDI: Lamp - TLED - 4 ft - 4x - from 4 ft T8 32w HLO 4x - LCA | 12 |  | Comm Lighting | 4 | 886 |  | 100 | 100 | 3544 | 400 | 400 | 29.929 | 0 | 12 | 0.0030628 | 0 | 0.02552% | 338.4739 | 0 | 2014.464 | 738.4739 | 1886.2023 | 691.4549 | 961.085 | 0 | 0.91128 | 3229.5864 | 0.91128 | 0 | 3229.5864 | 0 | 3229.5864 | 3229.5864 | 4513.6301 | 1.7122 | 6.5277
| E262 | 18231134 | Small Business Direct Install {E} | 12188-1 | SBDI: Fixture - LED - 35w - from 250w HID | 15 |  | Comm Lighting | 10 | 1075 |  | 153.17 | 218.82 | 10750 | 2188.2 | 2188.2 | 0 | 0 | 15 | 0.011613 | 65.65 | 0.07742% | 1026.6914 | 0 | 6110.465 | 3214.8914 | 5721.4092 | 3010.1979 | 0 | 0 | 1.0915 | 11733.5648 | 1.0915 | 0 | 11733.5648 | 0 | 11733.5648 | 11733.5648 | 12906.9213 | 2.0508 | 4.2877
| E262 | 18231134 | Small Business Direct Install {E} | 12188-2 | SBDI: Fixture - LED - 35w - from 250w HID | 15 |  | Comm Lighting | 126 | 1075.2 |  | 153.17 | 218.82 | 135475.2 | 20152.87 | 27571.32 | 36.313 | 0 | 15 | 0.14635 | 65.65 | 0.9757% | 12938.7182 | 7418.45 | 77006.1834 | 40510.0382 | 72103.168 | 37930.7474 | 42204.2683 | 0 | 1.0915 | 147870.4227 | 1.0915 | 0 | 147870.4227 | 0 | 147870.4227 | 147870.4227 | 204861.7333 | 2.0508 | 5.4009
| E262 | 18231134 | Small Business Direct Install {E} | 12189-2 | SBDI: Fixture - LED - 60w - from 250w HID | 15 |  | Comm Lighting | 36 | 970.2 |  | 209.03 | 298.62 | 34927.2 | 10750.32 | 10750.32 | 0 | 0 | 15 | 0.037732 | 89.59 | 0.2515% | 3335.7633 | 0 | 19853.1567 | 14086.0833 | 18589.098 | 13189.2166 | 0 | 0 | 1.0915 | 38122.8434 | 1.0915 | 0 | 38122.8434 | 0 | 38122.8434 | 38122.8434 | 41935.1277 | 2.0508 | 3.1795
| E262 | 18231134 | Small Business Direct Install {E} | 12189-3 | SBDI: Fixture - LED - 60w - from 250w HID | 15 |  | Comm Lighting | 380 | 970.2 |  | 209.03 | 298.62 | 368676 | 82029.51 | 113475.6 | 32.773 | 0 | 15 | 0.39828 | 89.59 | 2.655% | 35210.8348 | 31446.09 | 209561.0981 | 148686.4348 | 196218.2567 | 139219.5082 | 114874.4632 | 0 | 1.0915 | 402407.7909 | 1.0915 | 0 | 402407.7909 | 0 | 402407.7909 | 402407.7909 | 557523.0332 | 2.0508 | 4.0046
| E262 | 18231134 | Small Business Direct Install {E} | 12190-2 | SBDI: Fixture - LED - 60w - from 400w HID | 15 |  | Comm Lighting | 20 | 1671.6 |  | 329.75 | 471.07 | 33432 | 6595 | 9421.4 | 56.48 | 0 | 15 | 0.036116 | 141.32 | 0.2408% | 3192.9625 | 2826.4 | 19003.262 | 12614.3625 | 17793.3165 | 11811.2008 | 10419.5361 | 0 | 1.0915 | 36490.8409 | 1.0915 | 0 | 36490.8409 | 0 | 36490.8409 | 36490.8409 | 50559.4611 | 2.0508 | 4.2806
| E262 | 18231134 | Small Business Direct Install {E} | 12191-3 | SBDI: Fixture - LED - 80w - from 400w HID | 15 |  | Comm Lighting | 336 | 1587.6 |  | 329.75 | 471.07 | 533433.6 | 116024.84 | 158279.52 | 53.629 | 0 | 15 | 0.57626 | 141.32 | 3.842% | 50946.203 | 42254.68 | 303211.8472 | 209225.723 | 283906.224 | 195904.235 | 166212.1153 | 0 | 1.0915 | 582239.7894 | 1.0915 | 0 | 582239.7894 | 0 | 582239.7894 | 582239.7894 | 806675.8836 | 2.0508 | 4.1177
| E262 | 18231134 | Small Business Direct Install {E} | 12731-2 | Fixture - LED - 150w - from 4 ft T5 HLO 6x - SMB | 15 |  | Comm Lighting | 23 | 883 |  | 150 | 225 | 20309 | 3450 | 5175 | 29.828 | 0 | 15 | 0.02194 | 75 | 0.1463% | 1939.6349 | 1725 | 11543.9474 | 7114.6349 | 10808.9395 | 6661.6432 | 6328.1341 | 0 | 1.0915 | 22167.1599 | 1.0915 | 0 | 22167.1599 | 0 | 22167.1599 | 22167.1599 | 30712.0099 | 2.0508 | 4.6103
| E262 | 18231134 | Small Business Direct Install {E} | 12732-2 | Fixture - LED - 300w - from 1000w MH - SMB | 15 |  | Comm Lighting | 17 | 3276 |  | 400 | 588 | 55692 | 6800 | 9996 | 110.663 | 0 | 15 | 0.060164 | 188 | 0.4011% | 5318.9299 | 3196 | 31656.1878 | 15314.9299 | 29640.6252 | 14339.822 | 17353.0198 | 0 | 1.0915 | 60787.5064 | 1.0915 | 0 | 60787.5064 | 0 | 60787.5064 | 60787.5064 | 84219.2767 | 2.0508 | 5.8731
| E262 | 18231134 | Small Business Direct Install {E} | 12784-3 | Lamp - TLED - 4 ft - 2x - DLR from 4 ft T12 3x - DI - SMB | 12 |  | Comm Lighting | 149 | 294 |  | 114 | 114 | 43806 | 16986 | 16986 | 10.404 | 0 | 12 | 0.037859 | 0 | 0.3155% | 4183.7435 | 0 | 24900.0029 | 21169.7435 | 23314.6094 | 19821.8572 | 12445.0381 | 0 | 0.91128 | 39919.6564 | 0.91128 | 0 | 39919.6564 | 0 | 39919.6564 | 39919.6564 | 56356.6601 | 1.7122 | 2.8432
| E262 | 18231134 | Small Business Direct Install {E} | 12786-3 | Lamp - TLED - 4 ft - 2x - DLR from 4 ft T12 4x - DI - SMB | 12 |  | Comm Lighting | 26 | 414 |  | 127 | 127 | 10764 | 3302 | 3302 | 14.66 | 0 | 12 | 0.0093026 | 0 | 0.07752% | 1028.0285 | 0 | 6118.4228 | 4330.0285 | 5728.8603 | 4054.3338 | 3059.9684 | 0 | 0.91128 | 9809.0486 | 0.91128 | 0 | 9809.0486 | 0 | 9809.0486 | 9809.0486 | 13849.9218 | 1.7122 | 3.4161
| E262 | 18231134 | Small Business Direct Install {E} | 12792-2 | Lamp - TLED - 4 ft - 2x - DLR from 4 ft T8 32w BBF 3x - DI - SMB | 12 |  | Comm Lighting | 28 | 227 |  | 109 | 109 | 6356 | 3052 | 3052 | 0 | 0 | 12 | 0.0054931 | 0 | 0.04578% | 607.0373 | 0 | 3612.848 | 3659.0373 | 3382.8165 | 3426.0648 | 0 | 0 | 0.91128 | 5792.1138 | 0.91128 | 0 | 5792.1138 | 0 | 5792.1138 | 5792.1138 | 6371.3252 | 1.7122 | 1.8597
| E262 | 18231134 | Small Business Direct Install {E} | 12792-3 | Lamp - TLED - 4 ft - 2x - DLR from 4 ft T8 32w BBF 3x - DI - SMB | 12 |  | Comm Lighting | 255 | 217 |  | 109 | 109 | 55335 | 27795 | 27795 | 7.668 | 0 | 12 | 0.047822 | 0 | 0.3985% | 5284.8342 | 0 | 31453.2635 | 33079.8342 | 29450.6212 | 30973.6275 | 15697.551 | 0 | 0.91128 | 50425.8363 | 0.91128 | 0 | 50425.8363 | 0 | 50425.8363 | 50425.8363 | 71165.9709 | 1.7122 | 2.2976
| E262 | 18231134 | Small Business Direct Install {E} | 12793-2 | Lamp - TLED - 4 ft - 2x - DLR from 4 ft T8 32w BBF 4x - DI - SMB | 12 |  | Comm Lighting | 19 | 325 |  | 135 | 135 | 6175 | 2565 | 2565 | 0 | 0 | 12 | 0.0053366 | 0 | 0.04447% | 589.7506 | 0 | 3509.9648 | 3154.7506 | 3286.4839 | 2953.8864 | 0 | 0 | 0.91128 | 5627.1716 | 0.91128 | 0 | 5627.1716 | 0 | 5627.1716 | 5627.1716 | 6189.8887 | 1.7122 | 2.0955
| E262 | 18231134 | Small Business Direct Install {E} | 12793-3 | Lamp - TLED - 4 ft - 2x - DLR from 4 ft T8 32w BBF 4x - DI - SMB | 12 |  | Comm Lighting | 440 | 311 |  | 135 | 135 | 136840 | 59400 | 59400 | 10.978 | 0 | 12 | 0.11826 | 0 | 0.9855% | 13069.0651 | 0 | 77781.9567 | 72469.0651 | 72829.5475 | 67854.9298 | 38778.0101 | 0 | 0.91128 | 124699.9447 | 0.91128 | 0 | 124699.9447 | 0 | 124699.9447 | 124699.9447 | 175947.9494 | 1.7122 | 2.593
| E262 | 18231134 | Small Business Direct Install {E} | 12800-2 | Lamp - TLED - 4 ft - 2x - DLR from 8 ft T12 F96 2x - DI - SMB | 12 |  | Comm Lighting | 56 | 400 |  | 116 | 116 | 22400 | 6496 | 6496 | 0 | 0 | 12 | 0.019359 | 0 | 0.1613% | 2139.3383 | 0 | 12732.5039 | 8635.3383 | 11921.8201 | 8085.5228 | 0 | 0 | 0.91128 | 20412.7358 | 0.91128 | 0 | 20412.7358 | 0 | 20412.7358 | 20412.7358 | 22454.0093 | 1.7122 | 2.7771
| E262 | 18231134 | Small Business Direct Install {E} | 12800-3 | Lamp - TLED - 4 ft - 2x - DLR from 8 ft T12 F96 2x - DI - SMB | 12 |  | Comm Lighting | 410 | 382 |  | 116 | 116 | 156620 | 47560 | 47560 | 13.512 | 0 | 12 | 0.13536 | 0 | 1.128% | 14958.1772 | 0 | 89025.2123 | 62518.1772 | 83356.9404 | 58537.6191 | 44474.7085 | 0 | 0.91128 | 142725.1195 | 0.91128 | 0 | 142725.1195 | 0 | 142725.1195 | 142725.1195 | 201472.3399 | 1.7122 | 3.4418
| E262 | 18231134 | Small Business Direct Install {E} | 12804-2 | Lamp - TLED - 4 ft - 2x - from 8 ft T12 F96 1x - DI - SMB | 12 |  | Comm Lighting | 54 | 166 |  | 112 | 112 | 8964 | 6048 | 6048 | 0 | 0 | 12 | 0.007747 | 0 | 0.06456% | 856.1174 | 0 | 5095.2752 | 6904.1174 | 4770.8569 | 6464.5294 | 0 | 0 | 0.91128 | 8168.7394 | 0.91128 | 0 | 8168.7394 | 0 | 8168.7394 | 8168.7394 | 8985.6134 | 1.7122 | 1.39
| E262 | 18231134 | Small Business Direct Install {E} | 12806-3 | Lamp - TLED - 4 ft - 2x - from 8 ft T12 HO F96 1x - DI - SMB | 12 |  | Comm Lighting | 2 | 275 |  | 112 | 112 | 550 | 224 | 224 | 9.729 | 0 | 12 | 0.00047533 | 0 | 0.003961% | 52.5284 | 0 | 312.6284 | 276.5284 | 292.7233 | 258.9217 | 156.2096 | 0 | 0.91128 | 501.2056 | 0.91128 | 0 | 501.2056 | 0 | 501.2056 | 501.2056 | 707.5358 | 1.7122 | 2.7326
| E262 | 18231134 | Small Business Direct Install {E} | 12815-2 | Lamp - TLED - 4 ft - 4x - from 8 ft T12 F96 2x - DI - SMB | 12 |  | Comm Lighting | 33 | 332 |  | 154 | 154 | 10956 | 5082 | 5082 | 0 | 0 | 12 | 0.0094685 | 0 | 0.0789% | 1046.3657 | 0 | 6227.5586 | 6128.3657 | 5831.0474 | 5738.1701 | 0 | 0 | 0.91128 | 9984.0149 | 0.91128 | 0 | 9984.0149 | 0 | 9984.0149 | 9984.0149 | 10982.4164 | 1.7122 | 1.9139
|  |  |  | 12815-3 | Lamp - TLED - 4 ft - 4x - from 8 ft T12 F96 2x - DI - SMB | 12 |  | Comm Lighting | 463 | 317 |  | 154 | 154 | 146771 | 71302 | 71302 | 11.215 | 0 | 12 | 0.12684 | 0 | 1.057% | 14017.5369 | 0 | 83426.8896 | 85319.5369 | 78115.0651 | 79887.2068 | 41685.9675 | 0 | 0.91128 | 133749.8947 | 0.91128 | 0 | 133749.8947 | 0 | 133749.8947 | 133749.8947 | 188810.8517 | 1.7122 | 2.3635
|  |  |  | 12817-3 | Lamp - TLED - 4 ft - 4x - from 8 ft T12 HO F96 2x - DI - SMB | 12 |  | Comm Lighting | 256 | 550 |  | 170 | 170 | 140800 | 43520 | 43520 | 19.457 | 0 | 12 | 0.12168 | 0 | 1.014% | 13447.2695 | 0 | 80032.8815 | 56967.2695 | 74937.155 | 53340.14 | 39987.6112 | 0 | 0.91128 | 128308.6248 | 0.91128 | 0 | 128308.6248 | 0 | 128308.6248 | 128308.6248 | 181127.0985 | 1.7122 | 3.3957
|  |  |  | 12917-2 | Case Lighting - LED - Low Power - Refrigerated Space - Med Temp - from Single T8 - Restaurant | 13 |  | Comm Lighting | 4 | 25.37 |  | 17 | 17 | 101.48 | 68 | 68 | 0.093 | 0 | 13 | 9.5011e-05 | 0 | 0.0007309% | 9.692 | 0 | 57.6828 | 77.692 | 54.0101 | 72.7453 | 3.1446 | 0 | 0.97451 | 98.8932 | 0.97451 | 0 | 98.8932 | 0 | 98.8932 | 98.8932 | 111.9272 | 1.831 | 1.5386
|  |  |  | 12929-2 | Case Lighting - LED - Low Power - Refrigerated Space - Med Temp - from Single T8 - Grocery | 7 |  | Comm Lighting | 165 | 37 |  | 17 | 17 | 6105 | 2805 | 2805 | 0.136 | 0 | 7 | 0.0030777 | 0 | 0.04397% | 583.0652 | 0 | 3470.1757 | 3388.0652 | 3249.2282 | 3172.3457 | 121.7835 | 0 | 0.55277 | 3374.6827 | 0.55277 | 0 | 3374.6827 | 0 | 3374.6827 | 3374.6827 | 3833.9345 | 1.0386 | 1.2085
|  |  |  | 12930-1 | Case Lighting - LED - Low Power - Refrigerated Space - Med Temp - from Single T12 - Grocery | 7 |  | Comm Lighting | 238 | 60.64 |  | 17 | 17 | 14432.32 | 4046 | 4046 | 0 | 0 | 7 | 0.0072758 | 0 | 0.1039% | 1378.3757 | 0 | 8203.5522 | 5424.3757 | 7681.2287 | 5079.0035 | 0 | 0 | 0.55277 | 7977.8052 | 0.55277 | 0 | 7977.8052 | 0 | 7977.8052 | 7977.8052 | 8775.5858 | 1.0386 | 1.7278
|  |  |  | 12930-2 | Case Lighting - LED - Low Power - Refrigerated Space - Med Temp - from Single T12 - Grocery | 7 |  | Comm Lighting | 172 | 60.64 |  | 17 | 17 | 10430.08 | 2924 | 2924 | 0.223 | 0 | 7 | 0.0052582 | 0 | 0.07512% | 996.1371 | 0 | 5928.6176 | 3920.1371 | 5551.1401 | 3670.5403 | 208.1608 | 0 | 0.55277 | 5765.4727 | 0.55277 | 0 | 5765.4727 | 0 | 5765.4727 | 5765.4727 | 6550.1807 | 1.0386 | 1.7845
|  |  |  | 12938-2 | Case Lighting - LED - Low Power - Refrigerated Space - Low Temp - from Single T12 - Grocery | 7 |  | Comm Lighting | 161 | 74 |  | 17 | 17 | 11914 | 1377 | 2737 | 0.272 | 0 | 7 | 0.0060063 | 0 | 0.0858% | 1137.8606 | 1360 | 6772.1005 | 3874.8606 | 6340.9181 | 3628.1466 | 237.6623 | 0 | 0.55277 | 6585.7445 | 0.55277 | 0 | 6585.7445 | 0 | 6585.7445 | 6585.7445 | 7481.9812 | 1.0386 | 2.0622
|  |  |  | 12959-1 | Energy Audit - EH - SMB | 1 |  | Comm Lighting | 1601 | 0 |  | 240 | 240 | 0 | 384240 | 384240 | 0 | 0 | 1 | 0 | 0 | 0% | 0 | 0 | 0 | 384240 | 0 | 359775.2809 | 0 | 0 | 0.08785 | 0 | 0.08785 | 0 | 0 | 0 | 0 | 0 | 0 | 0 | 0
|  |  |  | 12960-1 | Energy Audit - GH - SMB | 1 |  | Comm Space Heat | 154 |  |  |  |  | 0 | 0 | 0 | 0 | 0 | 1 | 0 | 0 | 0% | 0 | 0 | 0 | 0 | 0 | 0 | 0 | 0 | 0.10775 | 0 | 0.10775 | 0 | 0 | 0 | 0 | 0 | 0 | 0 | #DIV/0!
[19 empty] | 0 | 0 | 0 | 0% | 0 | 0 | 0 | 0 | 0 | 0 | 0 | 0 | #N/A | #N/A | #N/A | #N/A | #N/A | #N/A | #N/A | 0 | 0 | 0 | #DIV/0!
[19 empty] | 0 | 0 | 0 | 0% | 0 | 0 | 0 | 0 | 0 | 0 | 0 | 0 | #N/A | #N/A | #N/A | #N/A | #N/A | #N/A | #N/A | 0 | 0 | 0 | #DIV/0!
[19 empty] | 0 | 0 | 0 | 0% | 0 | 0 | 0 | 0 | 0 | 0 | 0 | 0 | #N/A | #N/A | #N/A | #N/A | #N/A | #N/A | #N/A | 0 | 0 | 0 | #DIV/0!
[19 empty] | 0 | 0 | 0 | 0% | 0 | 0 | 0 | 0 | 0 | 0 | 0 | 0 | #N/A | #N/A | #N/A | #N/A | #N/A | #N/A | #N/A | 0 | 0 | 0 | #DIV/0!
[19 empty] | 0 | 0 | 0 | 0% | 0 | 0 | 0 | 0 | 0 | 0 | 0 | 0 | #N/A | #N/A | #N/A | #N/A | #N/A | #N/A | #N/A | 0 | 0 | 0 | #DIV/0!
[19 empty] | 0 | 0 | 0 | 0% | 0 | 0 | 0 | 0 | 0 | 0 | 0 | 0 | #N/A | #N/A | #N/A | #N/A | #N/A | #N/A | #N/A | 0 | 0 | 0 | #DIV/0!
[19 empty] | 0 | 0 | 0 | 0% | 0 | 0 | 0 | 0 | 0 | 0 | 0 | 0 | #N/A | #N/A | #N/A | #N/A | #N/A | #N/A | #N/A | 0 | 0 | 0 | #DIV/0!
[19 empty] | 0 | 0 | 0 | 0% | 0 | 0 | 0 | 0 | 0 | 0 | 0 | 0 | #N/A | #N/A | #N/A | #N/A | #N/A | #N/A | #N/A | 0 | 0 | 0 | #DIV/0!
[19 empty] | 0 | 0 | 0 | 0% | 0 | 0 | 0 | 0 | 0 | 0 | 0 | 0 | #N/A | #N/A | #N/A | #N/A | #N/A | #N/A | #N/A | 0 | 0 | 0 | #DIV/0!
[19 empty] | 0 | 0 | 0 | 0% | 0 | 0 | 0 | 0 | 0 | 0 | 0 | 0 | #N/A | #N/A | #N/A | #N/A | #N/A | #N/A | #N/A | 0 | 0 | 0 | #DIV/0!
[19 empty] | 0 | 0 | 0 | 0% | 0 | 0 | 0 | 0 | 0 | 0 | 0 | 0 | #N/A | #N/A | #N/A | #N/A | #N/A | #N/A | #N/A | 0 | 0 | 0 | #DIV/0!
[19 empty] | 0 | 0 | 0 | 0% | 0 | 0 | 0 | 0 | 0 | 0 | 0 | 0 | #N/A | #N/A | #N/A | #N/A | #N/A | #N/A | #N/A | 0 | 0 | 0 | #DIV/0!
[19 empty] | 0 | 0 | 0 | 0% | 0 | 0 | 0 | 0 | 0 | 0 | 0 | 0 | #N/A | #N/A | #N/A | #N/A | #N/A | #N/A | #N/A | 0 | 0 | 0 | #DIV/0!
[19 empty] | 0 | 0 | 0 | 0% | 0 | 0 | 0 | 0 | 0 | 0 | 0 | 0 | #N/A | #N/A | #N/A | #N/A | #N/A | #N/A | #N/A | 0 | 0 | 0 | #DIV/0!
[19 empty] | 0 | 0 | 0 | 0% | 0 | 0 | 0 | 0 | 0 | 0 | 0 | 0 | #N/A | #N/A | #N/A | #N/A | #N/A | #N/A | #N/A | 0 | 0 | 0 | #DIV/0!
[19 empty] | 0 | 0 | 0 | 0% | 0 | 0 | 0 | 0 | 0 | 0 | 0 | 0 | #N/A | #N/A | #N/A | #N/A | #N/A | #N/A | #N/A | 0 | 0 | 0 | #DIV/0!
[19 empty] | 0 | 0 | 0 | 0% | 0 | 0 | 0 | 0 | 0 | 0 | 0 | 0 | #N/A | #N/A | #N/A | #N/A | #N/A | #N/A | #N/A | 0 | 0 | 0 | #DIV/0!
[19 empty] | 0 | 0 | 0 | 0% | 0 | 0 | 0 | 0 | 0 | 0 | 0 | 0 | #N/A | #N/A | #N/A | #N/A | #N/A | #N/A | #N/A | 0 | 0 | 0 | #DIV/0!
[19 empty] | 0 | 0 | 0 | 0% | 0 | 0 | 0 | 0 | 0 | 0 | 0 | 0 | #N/A | #N/A | #N/A | #N/A | #N/A | #N/A | #N/A | 0 | 0 | 0 | #DIV/0!
[19 empty] | 0 | 0 | 0 | 0% | 0 | 0 | 0 | 0 | 0 | 0 | 0 | 0 | #N/A | #N/A | #N/A | #N/A | #N/A | #N/A | #N/A | 0 | 0 | 0 | #DIV/0!
[19 empty] | 0 | 0 | 0 | 0% | 0 | 0 | 0 | 0 | 0 | 0 | 0 | 0 | #N/A | #N/A | #N/A | #N/A | #N/A | #N/A | #N/A | 0 | 0 | 0 | #DIV/0!
[19 empty] | 0 | 0 | 0 | 0% | 0 | 0 | 0 | 0 | 0 | 0 | 0 | 0 | #N/A | #N/A | #N/A | #N/A | #N/A | #N/A | #N/A | 0 | 0 | 0 | #DIV/0!
[19 empty] | 0 | 0 | 0 | 0% | 0 | 0 | 0 | 0 | 0 | 0 | 0 | 0 | #N/A | #N/A | #N/A | #N/A | #N/A | #N/A | #N/A | 0 | 0 | 0 | #DIV/0!
[19 empty] | 0 | 0 | 0 | 0% | 0 | 0 | 0 | 0 | 0 | 0 | 0 | 0 | #N/A | #N/A | #N/A | #N/A | #N/A | #N/A | #N/A | 0 | 0 | 0 | #DIV/0!
[19 empty] | 0 | 0 | 0 | 0% | 0 | 0 | 0 | 0 | 0 | 0 | 0 | 0 | #N/A | #N/A | #N/A | #N/A | #N/A | #N/A | #N/A | 0 | 0 | 0 | #DIV/0!
[19 empty] | 0 | 0 | 0 | 0% | 0 | 0 | 0 | 0 | 0 | 0 | 0 | 0 | #N/A | #N/A | #N/A | #N/A | #N/A | #N/A | #N/A | 0 | 0 | 0 | #DIV/0!
[19 empty] | 0 | 0 | 0 | 0% | 0 | 0 | 0 | 0 | 0 | 0 | 0 | 0 | #N/A | #N/A | #N/A | #N/A | #N/A | #N/A | #N/A | 0 | 0 | 0 | #DIV/0!
[19 empty] | 0 | 0 | 0 | 0% | 0 | 0 | 0 | 0 | 0 | 0 | 0 | 0 | #N/A | #N/A | #N/A | #N/A | #N/A | #N/A | #N/A | 0 | 0 | 0 | #DIV/0!
[19 empty] | 0 | 0 | 0 | 0% | 0 | 0 | 0 | 0 | 0 | 0 | 0 | 0 | #N/A | #N/A | #N/A | #N/A | #N/A | #N/A | #N/A | 0 | 0 | 0 | #DIV/0!
[19 empty] | 0 | 0 | 0 | 0% | 0 | 0 | 0 | 0 | 0 | 0 | 0 | 0 | #N/A | #N/A | #N/A | #N/A | #N/A | #N/A | #N/A | 0 | 0 | 0 | #DIV/0!
[19 empty] | 0 | 0 | 0 | 0% | 0 | 0 | 0 | 0 | 0 | 0 | 0 | 0 | #N/A | #N/A | #N/A | #N/A | #N/A | #N/A | #N/A | 0 | 0 | 0 | #DIV/0!
[19 empty] | 0 | 0 | 0 | 0% | 0 | 0 | 0 | 0 | 0 | 0 | 0 | 0 | #N/A | #N/A | #N/A | #N/A | #N/A | #N/A | #N/A | 0 | 0 | 0 | #DIV/0!
[19 empty] | 0 | 0 | 0 | 0% | 0 | 0 | 0 | 0 | 0 | 0 | 0 | 0 | #N/A | #N/A | #N/A | #N/A | #N/A | #N/A | #N/A | 0 | 0 | 0 | #DIV/0!
[19 empty] | 0 | 0 | 0 | 0% | 0 | 0 | 0 | 0 | 0 | 0 | 0 | 0 | #N/A | #N/A | #N/A | #N/A | #N/A | #N/A | #N/A | 0 | 0 | 0 | #DIV/0!
[19 empty] | 0 | 0 | 0 | 0% | 0 | 0 | 0 | 0 | 0 | 0 | 0 | 0 | #N/A | #N/A | #N/A | #N/A | #N/A | #N/A | #N/A | 0 | 0 | 0 | #DIV/0!
[19 empty] | 0 | 0 | 0 | 0% | 0 | 0 | 0 | 0 | 0 | 0 | 0 | 0 | #N/A | #N/A | #N/A | #N/A | #N/A | #N/A | #N/A | 0 | 0 | 0 | #DIV/0!
[19 empty] | 0 | 0 | 0 | 0% | 0 | 0 | 0 | 0 | 0 | 0 | 0 | 0 | #N/A | #N/A | #N/A | #N/A | #N/A | #N/A | #N/A | 0 | 0 | 0 | #DIV/0!
[19 empty] | 0 | 0 | 0 | 0% | 0 | 0 | 0 | 0 | 0 | 0 | 0 | 0 | #N/A | #N/A | #N/A | #N/A | #N/A | #N/A | #N/A | 0 | 0 | 0 | #DIV/0!
[19 empty] | 0 | 0 | 0 | 0% | 0 | 0 | 0 | 0 | 0 | 0 | 0 | 0 | #N/A | #N/A | #N/A | #N/A | #N/A | #N/A | #N/A | 0 | 0 | 0 | #DIV/0!
[19 empty] | 0 | 0 | 0 | 0% | 0 | 0 | 0 | 0 | 0 | 0 | 0 | 0 | #N/A | #N/A | #N/A | #N/A | #N/A | #N/A | #N/A | 0 | 0 | 0 | #DIV/0!
[19 empty] | 0 | 0 | 0 | 0% | 0 | 0 | 0 | 0 | 0 | 0 | 0 | 0 | #N/A | #N/A | #N/A | #N/A | #N/A | #N/A | #N/A | 0 | 0 | 0 | #DIV/0!
[19 empty] | 0 | 0 | 0 | 0% | 0 | 0 | 0 | 0 | 0 | 0 | 0 | 0 | #N/A | #N/A | #N/A | #N/A | #N/A | #N/A | #N/A | 0 | 0 | 0 | #DIV/0!
[19 empty] | 0 | 0 | 0 | 0% | 0 | 0 | 0 | 0 | 0 | 0 | 0 | 0 | #N/A | #N/A | #N/A | #N/A | #N/A | #N/A | #N/A | 0 | 0 | 0 | #DIV/0!
[19 empty] | 0 | 0 | 0 | 0% | 0 | 0 | 0 | 0 | 0 | 0 | 0 | 0 | #N/A | #N/A | #N/A | #N/A | #N/A | #N/A | #N/A | 0 | 0 | 0 | #DIV/0!
[19 empty] | 0 | 0 | 0 | 0% | 0 | 0 | 0 | 0 | 0 | 0 | 0 | 0 | #N/A | #N/A | #N/A | #N/A | #N/A | #N/A | #N/A | 0 | 0 | 0 | #DIV/0!
[19 empty] | 0 | 0 | 0 | 0% | 0 | 0 | 0 | 0 | 0 | 0 | 0 | 0 | #N/A | #N/A | #N/A | #N/A | #N/A | #N/A | #N/A | 0 | 0 | 0 | #DIV/0!
[19 empty] | 0 | 0 | 0 | 0% | 0 | 0 | 0 | 0 | 0 | 0 | 0 | 0 | #N/A | #N/A | #N/A | #N/A | #N/A | #N/A | #N/A | 0 | 0 | 0 | #DIV/0!
[19 empty] | 0 | 0 | 0 | 0% | 0 | 0 | 0 | 0 | 0 | 0 | 0 | 0 | #N/A | #N/A | #N/A | #N/A | #N/A | #N/A | #N/A | 0 | 0 | 0 | #DIV/0!
[19 empty] | 0 | 0 | 0 | 0% | 0 | 0 | 0 | 0 | 0 | 0 | 0 | 0 | #N/A | #N/A | #N/A | #N/A | #N/A | #N/A | #N/A | 0 | 0 | 0 | #DIV/0!
[19 empty] | 0 | 0 | 0 | 0% | 0 | 0 | 0 | 0 | 0 | 0 | 0 | 0 | #N/A | #N/A | #N/A | #N/A | #N/A | #N/A | #N/A | 0 | 0 | 0 | #DIV/0!
[19 empty] | 0 | 0 | 0 | 0% | 0 | 0 | 0 | 0 | 0 | 0 | 0 | 0 | #N/A | #N/A | #N/A | #N/A | #N/A | #N/A | #N/A | 0 | 0 | 0 | #DIV/0!
[19 empty] | 0 | 0 | 0 | 0% | 0 | 0 | 0 | 0 | 0 | 0 | 0 | 0 | #N/A | #N/A | #N/A | #N/A | #N/A | #N/A | #N/A | 0 | 0 | 0 | #DIV/0!
[19 empty] | 0 | 0 | 0 | 0% | 0 | 0 | 0 | 0 | 0 | 0 | 0 | 0 | #N/A | #N/A | #N/A | #N/A | #N/A | #N/A | #N/A | 0 | 0 | 0 | #DIV/0!
[19 empty] | 0 | 0 | 0 | 0% | 0 | 0 | 0 | 0 | 0 | 0 | 0 | 0 | #N/A | #N/A | #N/A | #N/A | #N/A | #N/A | #N/A | 0 | 0 | 0 | #DIV/0!
[19 empty] | 0 | 0 | 0 | 0% | 0 | 0 | 0 | 0 | 0 | 0 | 0 | 0 | #N/A | #N/A | #N/A | #N/A | #N/A | #N/A | #N/A | 0 | 0 | 0 | #DIV/0!
[19 empty] | 0 | 0 | 0 | 0% | 0 | 0 | 0 | 0 | 0 | 0 | 0 | 0 | #N/A | #N/A | #N/A | #N/A | #N/A | #N/A | #N/A | 0 | 0 | 0 | #DIV/0!
[19 empty] | 0 | 0 | 0 | 0% | 0 | 0 | 0 | 0 | 0 | 0 | 0 | 0 | #N/A | #N/A | #N/A | #N/A | #N/A | #N/A | #N/A | 0 | 0 | 0 | #DIV/0!
[19 empty] | 0 | 0 | 0 | 0% | 0 | 0 | 0 | 0 | 0 | 0 | 0 | 0 | #N/A | #N/A | #N/A | #N/A | #N/A | #N/A | #N/A | 0 | 0 | 0 | #DIV/0!
[19 empty] | 0 | 0 | 0 | 0% | 0 | 0 | 0 | 0 | 0 | 0 | 0 | 0 | #N/A | #N/A | #N/A | #N/A | #N/A | #N/A | #N/A | 0 | 0 | 0 | #DIV/0!
[19 empty] | 0 | 0 | 0 | 0% | 0 | 0 | 0 | 0 | 0 | 0 | 0 | 0 | #N/A | #N/A | #N/A | #N/A | #N/A | #N/A | #N/A | 0 | 0 | 0 | #DIV/0!
[19 empty] | 0 | 0 | 0 | 0% | 0 | 0 | 0 | 0 | 0 | 0 | 0 | 0 | #N/A | #N/A | #N/A | #N/A | #N/A | #N/A | #N/A | 0 | 0 | 0 | #DIV/0!
[19 empty] | 0 | 0 | 0 | 0% | 0 | 0 | 0 | 0 | 0 | 0 | 0 | 0 | #N/A | #N/A | #N/A | #N/A | #N/A | #N/A | #N/A | 0 | 0 | 0 | #DIV/0!
[19 empty] | 0 | 0 | 0 | 0% | 0 | 0 | 0 | 0 | 0 | 0 | 0 | 0 | #N/A | #N/A | #N/A | #N/A | #N/A | #N/A | #N/A | 0 | 0 | 0 | #DIV/0!
[19 empty] | 0 | 0 | 0 | 0% | 0 | 0 | 0 | 0 | 0 | 0 | 0 | 0 | #N/A | #N/A | #N/A | #N/A | #N/A | #N/A | #N/A | 0 | 0 | 0 | #DIV/0!
[19 empty] | 0 | 0 | 0 | 0% | 0 | 0 | 0 | 0 | 0 | 0 | 0 | 0 | #N/A | #N/A | #N/A | #N/A | #N/A | #N/A | #N/A | 0 | 0 | 0 | #DIV/0!
[19 empty] | 0 | 0 | 0 | 0% | 0 | 0 | 0 | 0 | 0 | 0 | 0 | 0 | #N/A | #N/A | #N/A | #N/A | #N/A | #N/A | #N/A | 0 | 0 | 0 | #DIV/0!
[19 empty] | 0 | 0 | 0 | 0% | 0 | 0 | 0 | 0 | 0 | 0 | 0 | 0 | #N/A | #N/A | #N/A | #N/A | #N/A | #N/A | #N/A | 0 | 0 | 0 | #DIV/0!
[19 empty] | 0 | 0 | 0 | 0% | 0 | 0 | 0 | 0 | 0 | 0 | 0 | 0 | #N/A | #N/A | #N/A | #N/A | #N/A | #N/A | #N/A | 0 | 0 | 0 | #DIV/0!
[19 empty] | 0 | 0 | 0 | 0% | 0 | 0 | 0 | 0 | 0 | 0 | 0 | 0 | #N/A | #N/A | #N/A | #N/A | #N/A | #N/A | #N/A | 0 | 0 | 0 | #DIV/0!
[19 empty] | 0 | 0 | 0 | 0% | 0 | 0 | 0 | 0 | 0 | 0 | 0 | 0 | #N/A | #N/A | #N/A | #N/A | #N/A | #N/A | #N/A | 0 | 0 | 0 | #DIV/0!
[19 empty] | 0 | 0 | 0 | 0% | 0 | 0 | 0 | 0 | 0 | 0 | 0 | 0 | #N/A | #N/A | #N/A | #N/A | #N/A | #N/A | #N/A | 0 | 0 | 0 | #DIV/0!
[19 empty] | 0 | 0 | 0 | 0% | 0 | 0 | 0 | 0 | 0 | 0 | 0 | 0 | #N/A | #N/A | #N/A | #N/A | #N/A | #N/A | #N/A | 0 | 0 | 0 | #DIV/0!
[19 empty] | 0 | 0 | 0 | 0% | 0 | 0 | 0 | 0 | 0 | 0 | 0 | 0 | #N/A | #N/A | #N/A | #N/A | #N/A | #N/A | #N/A | 0 | 0 | 0 | #DIV/0!
[19 empty] | 0 | 0 | 0 | 0% | 0 | 0 | 0 | 0 | 0 | 0 | 0 | 0 | #N/A | #N/A | #N/A | #N/A | #N/A | #N/A | #N/A | 0 | 0 | 0 | #DIV/0!
[19 empty] | 0 | 0 | 0 | 0% | 0 | 0 | 0 | 0 | 0 | 0 | 0 | 0 | #N/A | #N/A | #N/A | #N/A | #N/A | #N/A | #N/A | 0 | 0 | 0 | #DIV/0!
[19 empty] | 0 | 0 | 0 | 0% | 0 | 0 | 0 | 0 | 0 | 0 | 0 | 0 | #N/A | #N/A | #N/A | #N/A | #N/A | #N/A | #N/A | 0 | 0 | 0 | #DIV/0!
[19 empty] | 0 | 0 | 0 | 0% | 0 | 0 | 0 | 0 | 0 | 0 | 0 | 0 | #N/A | #N/A | #N/A | #N/A | #N/A | #N/A | #N/A | 0 | 0 | 0 | #DIV/0!

## Lodging Rebates {E}
Rtn to Summary |  | Order Number | Program Name | Discount Rate: | 6.8% | [9 empty] | Paste in incentives but use DBtC for Total
| Program: | 18230014 | Lodging Rebates {E}
| paste |  |  | paste | paste | paste | paste | paste | paste | paste | paste | paste | paste | Paste | paste | paste | paste | paste | Formula: G + H | Formula: (O/A10)*T | Formula: N - M | Formula: O/A10 | Formula: W*A8 | Formula: Q - P | Formula: X + DBtC | Formula: Q + X | Formula: Z/(1+ElecDiscountRate)^1 | Formula: AA/(1+ElecDiscountRate)^1 | Formula: -PV (ElecDiscount Rate,T,R)*J | Formula: - PV (ElecDiscount Rate, T, S)*J |  | AF*J*K |  | AH*J*L | AG + AI |  | AG +AI -AK | formula: Logic to lookup from AC tables and adjust by savings and quantity | Formula: Utility Savings (AM)*1.1+AD+AE | formula: AM/AB | formula: AN/AC
| Sch. No. | Order Number | Program Name | Measure Version | Measure Name | First Period Measure Life | Second period Measure Life | Electric End-Use Type | Number of units offered | Savings per Unit Period 1 | Savngs per Unit Period 2 | Incentives Per Unit | Incremental Measure Cost per Unit | Total First Year Savings | Total Incentive | Total Incremental Measure Cost | Unit First Year Non-Energy Benefits | Unit Annual Net Equipment O&M | Total Measure Life | Weighted Life | Agency or Customer Cost per Unit | Percent Unit overhead | Program Overhead Cost | Total Customer Cost | Total Utility Program Costs | Total Resource Cost | PV Total Utility Program Costs | PV Total Resource Costs | PV Total Non-Energy Benefits | PV Total Net Equipment O&M | Unit PV First period Savings for 1 kWh | Total First Period Savings | Unit PV Savings for Second Period for 1 kWh | Total Second period Savings | Unadjusted Total | Decrement | Final UC Total Savings | PV Total Savings UC | PV Total Savings TRC | UC B/C Ratio | TRC B/C Ratio
DBTC: | E262 | 18230014 | Lodging Rebates {E} | 13022-1 | Thermostat Control - Occupancy Based - Setback - 5 Degrees - Lodging | 10 |  | Comm Space Heat | 2227 | 253 |  | 200 | 206.08 | 563431 | 445373.52 | 458940.16 | 0 | 0 | 10 | 3.8037 | 6.08 | 38.04% | 36775.8219 | 13566.64 | 628656.5992 | 495715.9819 | 588629.7746 | 464153.5411 | 0 | 0 | 0.92698 | 522287.8243 | 0.92698 | 0 | 522287.8243 | 0 | 522287.8243 | 522287.8243 | 574516.6068 | 0.88729 | 1.2378
1556076.52 | E262 | 18230014 | Lodging Rebates {E} | 13064-1 | Heat Pump - Packaged Terminal - Lodging | 15 |  | Comm Space Heat | 861 | 725 |  | 900 | 907 | 624225 | 752985 | 780927 | 0 | 0 | 15 | 6.3211 | 7 | 42.14% | 40743.9197 | 27942 | 696488.4177 | 821670.9197 | 652142.7132 | 769354.7937 | 0 | 0 | 1.2903 | 805450.3595 | 1.2903 | 0 | 805450.3595 | 0 | 805450.3595 | 805450.3595 | 885995.3955 | 1.2351 | 1.1516
Program Costs: |  |  |  | 13064-2 | Heat Pump - Packaged Terminal - Lodging | 15 |  | Comm Space Heat | 3 | 725 |  | 650 | 907 | 2175 | 1950 | 2721 | 0 | 0 | 15 | 0.022025 | 257 | 0.1468% | 141.9649 | 771 | 2426.7889 | 2862.9649 | 2272.2743 | 2680.6787 | 0 | 0 | 1.2903 | 2806.4472 | 1.2903 | 0 | 2806.4472 | 0 | 2806.4472 | 2806.4472 | 3087.092 | 1.2351 | 1.1516
96685 |  |  |  | 13064-3 | Heat Pump - Packaged Terminal - Lodging | 15 |  | Comm Space Heat | 402 | 725 |  | 1000 | 1185.62 | 291450 | 355768 | 476619.24 | 0 | 0 | 15 | 2.9513 | 185.62 | 19.68% | 19023.2935 | 120851.24 | 325189.7142 | 495642.5335 | 304484.7511 | 464084.7692 | 0 | 0 | 1.2903 | 376063.9309 | 1.2903 | 0 | 376063.9309 | 0 | 376063.9309 | 376063.9309 | 413670.324 | 1.2351 | 0.89137
Total Savings (kWh): | [18 empty] | 0 | 0 | 0 | 0% | 0 | 0 | 0 | 0 | 0 | 0 | 0 | 0 | #N/A | #N/A | #N/A | #N/A | #N/A | #N/A | #N/A | 0 | 0 | 0 | #DIV/0!
1481281 | [18 empty] | 0 | 0 | 0 | 0% | 0 | 0 | 0 | 0 | 0 | 0 | 0 | 0 | #N/A | #N/A | #N/A | #N/A | #N/A | #N/A | #N/A | 0 | 0 | 0 | #DIV/0!
Total Incentives: | [18 empty] | 0 | 0 | 0 | 0% | 0 | 0 | 0 | 0 | 0 | 0 | 0 | 0 | #N/A | #N/A | #N/A | #N/A | #N/A | #N/A | #N/A | 0 | 0 | 0 | #DIV/0!
1556076.52 | [18 empty] | 0 | 0 | 0 | 0% | 0 | 0 | 0 | 0 | 0 | 0 | 0 | 0 | #N/A | #N/A | #N/A | #N/A | #N/A | #N/A | #N/A | 0 | 0 | 0 | #DIV/0!
Total Customer Costs: | [18 empty] | 0 | 0 | 0 | 0% | 0 | 0 | 0 | 0 | 0 | 0 | 0 | 0 | #N/A | #N/A | #N/A | #N/A | #N/A | #N/A | #N/A | 0 | 0 | 0 | #DIV/0!
163130.88 | [18 empty] | 0 | 0 | 0 | 0% | 0 | 0 | 0 | 0 | 0 | 0 | 0 | 0 | #N/A | #N/A | #N/A | #N/A | #N/A | #N/A | #N/A | 0 | 0 | 0 | #DIV/0!
Weighted Avg Life | [18 empty] | 0 | 0 | 0 | 0% | 0 | 0 | 0 | 0 | 0 | 0 | 0 | 0 | #N/A | #N/A | #N/A | #N/A | #N/A | #N/A | #N/A | 0 | 0 | 0 | #DIV/0!
13.0982 | [18 empty] | 0 | 0 | 0 | 0% | 0 | 0 | 0 | 0 | 0 | 0 | 0 | 0 | #N/A | #N/A | #N/A | #N/A | #N/A | #N/A | #N/A | 0 | 0 | 0 | #DIV/0!
Total Utility Cost | [18 empty] | 0 | 0 | 0 | 0% | 0 | 0 | 0 | 0 | 0 | 0 | 0 | 0 | #N/A | #N/A | #N/A | #N/A | #N/A | #N/A | #N/A | 0 | 0 | 0 | #DIV/0!
1652761.52 | [18 empty] | 0 | 0 | 0 | 0% | 0 | 0 | 0 | 0 | 0 | 0 | 0 | 0 | #N/A | #N/A | #N/A | #N/A | #N/A | #N/A | #N/A | 0 | 0 | 0 | #DIV/0!
Total Resource Cost | [18 empty] | 0 | 0 | 0 | 0% | 0 | 0 | 0 | 0 | 0 | 0 | 0 | 0 | #N/A | #N/A | #N/A | #N/A | #N/A | #N/A | #N/A | 0 | 0 | 0 | #DIV/0!
1815892.4 | [18 empty] | 0 | 0 | 0 | 0% | 0 | 0 | 0 | 0 | 0 | 0 | 0 | 0 | #N/A | #N/A | #N/A | #N/A | #N/A | #N/A | #N/A | 0 | 0 | 0 | #DIV/0!
UC B/C Ratio | [18 empty] | 0 | 0 | 0 | 0% | 0 | 0 | 0 | 0 | 0 | 0 | 0 | 0 | #N/A | #N/A | #N/A | #N/A | #N/A | #N/A | #N/A | 0 | 0 | 0 | #DIV/0!
1.1028 | [18 empty] | 0 | 0 | 0 | 0% | 0 | 0 | 0 | 0 | 0 | 0 | 0 | 0 | #N/A | #N/A | #N/A | #N/A | #N/A | #N/A | #N/A | 0 | 0 | 0 | #DIV/0!
TRC B/C Ratio | [18 empty] | 0 | 0 | 0 | 0% | 0 | 0 | 0 | 0 | 0 | 0 | 0 | 0 | #N/A | #N/A | #N/A | #N/A | #N/A | #N/A | #N/A | 0 | 0 | 0 | #DIV/0!
1.1041 | [18 empty] | 0 | 0 | 0 | 0% | 0 | 0 | 0 | 0 | 0 | 0 | 0 | 0 | #N/A | #N/A | #N/A | #N/A | #N/A | #N/A | #N/A | 0 | 0 | 0 | #DIV/0!

## Residential Pilots {E}
Rtn to Summary |  | Order Number | Program Name | Discount Rate: | 6.8% | [9 empty] | Paste in incentives but use DBtC for Total
| Program: | 18230525 | Residential Pilots {E}
| paste |  |  | paste | paste | paste | paste | paste | paste | paste | paste | paste | paste | Paste | paste | paste | paste | paste | Formula: G + H | Formula: (O/A10)*T | Formula: N - M | Formula: O/A10 | Formula: W*A8 | Formula: Q - P | Formula: X + DBtC | Formula: Q + X | Formula: Z/(1+ElecDiscountRate)^1 | Formula: AA/(1+ElecDiscountRate)^1 | Formula: -PV (ElecDiscount Rate,T,R)*J | Formula: - PV (ElecDiscount Rate, T, S)*J |  | AF*J*K |  | AH*J*L | AG + AI |  | AG +AI -AK | formula: Logic to lookup from AC tables and adjust by savings and quantity | Formula: Utility Savings (AM)*1.1+AD+AE | formula: AM/AB | formula: AN/AC
| Sch. No. | Order Number | Program Name | Measure Version | Measure Name | First Period Measure Life | Second period Measure Life | Electric End-Use Type | Number of units offered | Savings per Unit Period 1 | Savngs per Unit Period 2 | Incentives Per Unit | Incremental Measure Cost per Unit | Total First Year Savings | Total Incentive | Total Incremental Measure Cost | Unit First Year Non-Energy Benefits | Unit Annual Net Equipment O&M | Total Measure Life | Weighted Life | Agency or Customer Cost per Unit | Percent Unit overhead | Program Overhead Cost | Total Customer Cost | Total Utility Program Costs | Total Resource Cost | PV Total Utility Program Costs | PV Total Resource Costs | PV Total Non-Energy Benefits | PV Total Net Equipment O&M | Unit PV First period Savings for 1 kWh | Total First Period Savings | Unit PV Savings for Second Period for 1 kWh | Total Second period Savings | Unadjusted Total | Decrement | Final UC Total Savings | PV Total Savings UC | PV Total Savings TRC | UC B/C Ratio | TRC B/C Ratio
DBTC: | E249 | 18230525 | Residential Pilots {E} | [15 empty] | 0 | 0 | 0 | 0% | 0 | 0 | 0 | 0 | 0 | 0 | 0 | 0 | #N/A | #N/A | #N/A | #N/A | #N/A | #N/A | #N/A | 0 | 0 | 0 | #DIV/0!
121819.79 | E249 | 18230750 | Retail Choice {E} | [15 empty] | 0 | 0 | 0 | 0% | 0 | 0 | 0 | 0 | 0 | 0 | 0 | 0 | #N/A | #N/A | #N/A | #N/A | #N/A | #N/A | #N/A | 0 | 0 | 0 | #DIV/0!
Program Costs: | E249 | 18230749 | Single Fam AMI Pilot Prgrm - Elec | 13527-1 | Energy Display - Res - E or C | 1 |  | Res Plug Load | 2297 | 213 |  | 35 | 69.99 | 489261 | 80395 | 160767.03 | 0 | 0 | 1 | 1 | 34.99 | 100% | 288302.47 | 80372.03 | 410122.26 | 449069.5 | 384009.6067 | 420477.0599 | 0 | 0 | 0.088374 | 43237.938 | 0.088374 | 0 | 43237.938 | 0 | 43237.938 | 43237.938 | 47561.7317 | 0.1126 | 0.11311
288302.47 | [18 empty] | 0 | 0 | 0 | 0% | 0 | 0 | 0 | 0 | 0 | 0 | 0 | 0 | #N/A | #N/A | #N/A | #N/A | #N/A | #N/A | #N/A | 0 | 0 | 0 | #DIV/0!
Total Savings (kWh): | [18 empty] | 0 | 0 | 0 | 0% | 0 | 0 | 0 | 0 | 0 | 0 | 0 | 0 | #N/A | #N/A | #N/A | #N/A | #N/A | #N/A | #N/A | 0 | 0 | 0 | #DIV/0!
489261 | [18 empty] | 0 | 0 | 0 | 0% | 0 | 0 | 0 | 0 | 0 | 0 | 0 | 0 | #N/A | #N/A | #N/A | #N/A | #N/A | #N/A | #N/A | 0 | 0 | 0 | #DIV/0!
Total Incentives: | [18 empty] | 0 | 0 | 0 | 0% | 0 | 0 | 0 | 0 | 0 | 0 | 0 | 0 | #N/A | #N/A | #N/A | #N/A | #N/A | #N/A | #N/A | 0 | 0 | 0 | #DIV/0!
80395 | [18 empty] | 0 | 0 | 0 | 0% | 0 | 0 | 0 | 0 | 0 | 0 | 0 | 0 | #N/A | #N/A | #N/A | #N/A | #N/A | #N/A | #N/A | 0 | 0 | 0 | #DIV/0!
Total Customer Costs: | [18 empty] | 0 | 0 | 0 | 0% | 0 | 0 | 0 | 0 | 0 | 0 | 0 | 0 | #N/A | #N/A | #N/A | #N/A | #N/A | #N/A | #N/A | 0 | 0 | 0 | #DIV/0!
80372.03 | [18 empty] | 0 | 0 | 0 | 0% | 0 | 0 | 0 | 0 | 0 | 0 | 0 | 0 | #N/A | #N/A | #N/A | #N/A | #N/A | #N/A | #N/A | 0 | 0 | 0 | #DIV/0!
Weighted Avg Life | [18 empty] | 0 | 0 | 0 | 0% | 0 | 0 | 0 | 0 | 0 | 0 | 0 | 0 | #N/A | #N/A | #N/A | #N/A | #N/A | #N/A | #N/A | 0 | 0 | 0 | #DIV/0!
1 | [18 empty] | 0 | 0 | 0 | 0% | 0 | 0 | 0 | 0 | 0 | 0 | 0 | 0 | #N/A | #N/A | #N/A | #N/A | #N/A | #N/A | #N/A | 0 | 0 | 0 | #DIV/0!
Total Utility Cost | [18 empty] | 0 | 0 | 0 | 0% | 0 | 0 | 0 | 0 | 0 | 0 | 0 | 0 | #N/A | #N/A | #N/A | #N/A | #N/A | #N/A | #N/A | 0 | 0 | 0 | #DIV/0!
410122.26 | [18 empty] | 0 | 0 | 0 | 0% | 0 | 0 | 0 | 0 | 0 | 0 | 0 | 0 | #N/A | #N/A | #N/A | #N/A | #N/A | #N/A | #N/A | 0 | 0 | 0 | #DIV/0!
Total Resource Cost | [18 empty] | 0 | 0 | 0 | 0% | 0 | 0 | 0 | 0 | 0 | 0 | 0 | 0 | #N/A | #N/A | #N/A | #N/A | #N/A | #N/A | #N/A | 0 | 0 | 0 | #DIV/0!
449069.5 | [18 empty] | 0 | 0 | 0 | 0% | 0 | 0 | 0 | 0 | 0 | 0 | 0 | 0 | #N/A | #N/A | #N/A | #N/A | #N/A | #N/A | #N/A | 0 | 0 | 0 | #DIV/0!
UC B/C Ratio | [18 empty] | 0 | 0 | 0 | 0% | 0 | 0 | 0 | 0 | 0 | 0 | 0 | 0 | #N/A | #N/A | #N/A | #N/A | #N/A | #N/A | #N/A | 0 | 0 | 0 | #DIV/0!
0.1126 | [18 empty] | 0 | 0 | 0 | 0% | 0 | 0 | 0 | 0 | 0 | 0 | 0 | 0 | #N/A | #N/A | #N/A | #N/A | #N/A | #N/A | #N/A | 0 | 0 | 0 | #DIV/0!
TRC B/C Ratio | [18 empty] | 0 | 0 | 0 | 0% | 0 | 0 | 0 | 0 | 0 | 0 | 0 | 0 | #N/A | #N/A | #N/A | #N/A | #N/A | #N/A | #N/A | 0 | 0 | 0 | #DIV/0!
0.11311

## Commercial Pilots {E}
Rtn to Summary |  | Order Number | Program Name | Discount Rate: | 6.8% | [9 empty] | Paste in incentives but use DBtC for Total
| Program: | 18230140 | Commercial Pay for Performance Pilot {E}
| paste |  |  | paste | paste | paste | paste | paste | paste | paste | paste | paste | paste | Paste | paste | paste | paste | paste | Formula: G + H | Formula: (O/A10)*T | Formula: N - M | Formula: O/A10 | Formula: W*A8 | Formula: Q - P | Formula: X + DBtC | Formula: Q + X | Formula: Z/(1+ElecDiscountRate)^1 | Formula: AA/(1+ElecDiscountRate)^1 | Formula: -PV (ElecDiscount Rate,T,R)*J | Formula: - PV (ElecDiscount Rate, T, S)*J |  | AF*J*K |  | AH*J*L | AG + AI |  | AG +AI -AK | formula: Logic to lookup from AC tables and adjust by savings and quantity | Formula: Utility Savings (AM)*1.1+AD+AE | formula: AM/AB | formula: AN/AC
| Sch. No. | Order Number | Program Name | Measure Version | Measure Name | First Period Measure Life | Second period Measure Life | Electric End-Use Type | Number of units offered | Savings per Unit Period 1 | Savngs per Unit Period 2 | Incentives Per Unit | Incremental Measure Cost per Unit | Total First Year Savings | Total Incentive | Total Incremental Measure Cost | Unit First Year Non-Energy Benefits | Unit Annual Net Equipment O&M | Total Measure Life | Weighted Life | Agency or Customer Cost per Unit | Percent Unit overhead | Program Overhead Cost | Total Customer Cost | Total Utility Program Costs | Total Resource Cost | PV Total Utility Program Costs | PV Total Resource Costs | PV Total Non-Energy Benefits | PV Total Net Equipment O&M | Unit PV First period Savings for 1 kWh | Total First Period Savings | Unit PV Savings for Second Period for 1 kWh | Total Second period Savings | Unadjusted Total | Decrement | Final UC Total Savings | PV Total Savings UC | PV Total Savings TRC | UC B/C Ratio | TRC B/C Ratio
DBTC: | E249 | 18230140 | Commercial Pay for Performance Pilot {E} | [15 empty] | 0 | 0 | 0 | 0% | 0 | 0 | 0 | 0 | 0 | 0 | 0 | 0 | #N/A | #N/A | #N/A | #N/A | #N/A | #N/A | #N/A | 0 | 0 | 0 | #DIV/0!
0 | E249 | 18230140 | Commercial Pay for Performance Pilot {E} | [15 empty] | 0 | 0 | 0 | 0% | 0 | 0 | 0 | 0 | 0 | 0 | 0 | 0 | #N/A | #N/A | #N/A | #N/A | #N/A | #N/A | #N/A | 0 | 0 | 0 | #DIV/0!
Program Costs: | E249 | 18230140 | Commercial Pay for Performance Pilot {E} | [15 empty] | 0 | 0 | 0 | 0% | 0 | 0 | 0 | 0 | 0 | 0 | 0 | 0 | #N/A | #N/A | #N/A | #N/A | #N/A | #N/A | #N/A | 0 | 0 | 0 | #DIV/0!
2467.2 |  | 18231128 | 4440 - BEM AMI SMB Pilot - Electric | 12975-1 | Commissioning - Virtual - Custom | 7 |  | Comm Flat | 1 | 470354 |  | 98774.34 | 98774.34 | 470354 | 98774.34 | 98774.34 |  |  | 7 | 7 | 0 | 100% | 2467.2 | 0 | 2467.2 | 101241.54 | 2310.1124 | 94795.4494 | 0 | 0 | 0.54324 | 255516.6042 | 0.54324 | 0 | 255516.6042 | 0 | 255516.6042 | 255516.6042 | 281068.2647 | 110.6079 | 2.965
Total Savings (kWh): | [18 empty] | 0 | 0 | 0 | 0% | 0 | 0 | 0 | 0 | 0 | 0 | 0 | 0 | #N/A | #N/A | #N/A | #N/A | #N/A | #N/A | #N/A | 0 | 0 | 0 | #DIV/0!
470354 | [18 empty] | 0 | 0 | 0 | 0% | 0 | 0 | 0 | 0 | 0 | 0 | 0 | 0 | #N/A | #N/A | #N/A | #N/A | #N/A | #N/A | #N/A | 0 | 0 | 0 | #DIV/0!
Total Incentives: | [18 empty] | 0 | 0 | 0 | 0% | 0 | 0 | 0 | 0 | 0 | 0 | 0 | 0 | #N/A | #N/A | #N/A | #N/A | #N/A | #N/A | #N/A | 0 | 0 | 0 | #DIV/0!
98774.34 | [18 empty] | 0 | 0 | 0 | 0% | 0 | 0 | 0 | 0 | 0 | 0 | 0 | 0 | #N/A | #N/A | #N/A | #N/A | #N/A | #N/A | #N/A | 0 | 0 | 0 | #DIV/0!
Total Customer Costs: | [18 empty] | 0 | 0 | 0 | 0% | 0 | 0 | 0 | 0 | 0 | 0 | 0 | 0 | #N/A | #N/A | #N/A | #N/A | #N/A | #N/A | #N/A | 0 | 0 | 0 | #DIV/0!
0 | [18 empty] | 0 | 0 | 0 | 0% | 0 | 0 | 0 | 0 | 0 | 0 | 0 | 0 | #N/A | #N/A | #N/A | #N/A | #N/A | #N/A | #N/A | 0 | 0 | 0 | #DIV/0!
Weighted Avg Life | [18 empty] | 0 | 0 | 0 | 0% | 0 | 0 | 0 | 0 | 0 | 0 | 0 | 0 | #N/A | #N/A | #N/A | #N/A | #N/A | #N/A | #N/A | 0 | 0 | 0 | #DIV/0!
7 | [18 empty] | 0 | 0 | 0 | 0% | 0 | 0 | 0 | 0 | 0 | 0 | 0 | 0 | #N/A | #N/A | #N/A | #N/A | #N/A | #N/A | #N/A | 0 | 0 | 0 | #DIV/0!
Total Utility Cost | [18 empty] | 0 | 0 | 0 | 0% | 0 | 0 | 0 | 0 | 0 | 0 | 0 | 0 | #N/A | #N/A | #N/A | #N/A | #N/A | #N/A | #N/A | 0 | 0 | 0 | #DIV/0!
2467.2 | [18 empty] | 0 | 0 | 0 | 0% | 0 | 0 | 0 | 0 | 0 | 0 | 0 | 0 | #N/A | #N/A | #N/A | #N/A | #N/A | #N/A | #N/A | 0 | 0 | 0 | #DIV/0!
Total Resource Cost | [18 empty] | 0 | 0 | 0 | 0% | 0 | 0 | 0 | 0 | 0 | 0 | 0 | 0 | #N/A | #N/A | #N/A | #N/A | #N/A | #N/A | #N/A | 0 | 0 | 0 | #DIV/0!
101241.54 | [18 empty] | 0 | 0 | 0 | 0% | 0 | 0 | 0 | 0 | 0 | 0 | 0 | 0 | #N/A | #N/A | #N/A | #N/A | #N/A | #N/A | #N/A | 0 | 0 | 0 | #DIV/0!
UC B/C Ratio | [18 empty] | 0 | 0 | 0 | 0% | 0 | 0 | 0 | 0 | 0 | 0 | 0 | 0 | #N/A | #N/A | #N/A | #N/A | #N/A | #N/A | #N/A | 0 | 0 | 0 | #DIV/0!
110.6079 | [18 empty] | 0 | 0 | 0 | 0% | 0 | 0 | 0 | 0 | 0 | 0 | 0 | 0 | #N/A | #N/A | #N/A | #N/A | #N/A | #N/A | #N/A | 0 | 0 | 0 | #DIV/0!
TRC B/C Ratio | [18 empty] | 0 | 0 | 0 | 0% | 0 | 0 | 0 | 0 | 0 | 0 | 0 | 0 | #N/A | #N/A | #N/A | #N/A | #N/A | #N/A | #N/A | 0 | 0 | 0 | #DIV/0!
2.965 | [18 empty] | 0 | 0 | 0 | 0% | 0 | 0 | 0 | 0 | 0 | 0 | 0 | 0 | #N/A | #N/A | #N/A | #N/A | #N/A | #N/A | #N/A | 0 | 0 | 0 | #DIV/0!

## TDSM {E}
Rtn to Summary |  | Order Number | Program Name | Discount Rate: | 6.8% | [9 empty] | Paste in incentives but use DBtC for Total
| Program: | 18230134 | Targeted DSM {E}
| paste |  |  | paste | paste | paste | paste | paste | paste | paste | paste | paste | paste | Paste | paste | paste | paste | paste | Formula: G + H | Formula: (O/A10)*T | Formula: N - M | Formula: O/A10 | Formula: W*A8 | Formula: Q - P | Formula: X + DBtC | Formula: Q + X | Formula: Z/(1+ElecDiscountRate)^1 | Formula: AA/(1+ElecDiscountRate)^1 | Formula: -PV (ElecDiscount Rate,T,R)*J | Formula: - PV (ElecDiscount Rate, T, S)*J |  | AF*J*K |  | AH*J*L | AG + AI |  | AG +AI -AK | formula: Logic to lookup from AC tables and adjust by savings and quantity | Formula: Utility Savings (AM)*1.1+AD+AE | formula: AM/AB | formula: AN/AC
| Sch. No. | Order Number | Program Name | Measure Version | Measure Name | First Period Measure Life | Second period Measure Life | Electric End-Use Type | Number of units offered | Savings per Unit Period 1 | Savngs per Unit Period 2 | Incentives Per Unit | Incremental Measure Cost per Unit | Total First Year Savings | Total Incentive | Total Incremental Measure Cost | Unit First Year Non-Energy Benefits | Unit Annual Net Equipment O&M | Total Measure Life | Weighted Life | Agency or Customer Cost per Unit | Percent Unit overhead | Program Overhead Cost | Total Customer Cost | Total Utility Program Costs | Total Resource Cost | PV Total Utility Program Costs | PV Total Resource Costs | PV Total Non-Energy Benefits | PV Total Net Equipment O&M | Unit PV First period Savings for 1 kWh | Total First Period Savings | Unit PV Savings for Second Period for 1 kWh | Total Second period Savings | Unadjusted Total | Decrement | Final UC Total Savings | PV Total Savings UC | PV Total Savings TRC | UC B/C Ratio | TRC B/C Ratio
DBTC: | E219 | 18230134 | Targeted DSM {E} | [15 empty] | 0 | #DIV/0! | 0 | #DIV/0! | #DIV/0! | 0 | #DIV/0! | #DIV/0! | #DIV/0! | #DIV/0! | 0 | 0 | #N/A | #N/A | #N/A | #N/A | #N/A | #N/A | #N/A | 0 | 0 | 0 | #DIV/0!
0 | [18 empty] | 0 | #DIV/0! | 0 | #DIV/0! | #DIV/0! | 0 | #DIV/0! | #DIV/0! | #DIV/0! | #DIV/0! | 0 | 0 | #N/A | #N/A | #N/A | #N/A | #N/A | #N/A | #N/A | 0 | 0 | 0 | #DIV/0!
Program Costs: | [18 empty] | 0 | #DIV/0! | 0 | #DIV/0! | #DIV/0! | 0 | #DIV/0! | #DIV/0! | #DIV/0! | #DIV/0! | 0 | 0 | #N/A | #N/A | #N/A | #N/A | #N/A | #N/A | #N/A | 0 | 0 | 0 | #DIV/0!
243127.72 | [18 empty] | 0 | #DIV/0! | 0 | #DIV/0! | #DIV/0! | 0 | #DIV/0! | #DIV/0! | #DIV/0! | #DIV/0! | 0 | 0 | #N/A | #N/A | #N/A | #N/A | #N/A | #N/A | #N/A | 0 | 0 | 0 | #DIV/0!
Total Savings (kWh): | [18 empty] | 0 | #DIV/0! | 0 | #DIV/0! | #DIV/0! | 0 | #DIV/0! | #DIV/0! | #DIV/0! | #DIV/0! | 0 | 0 | #N/A | #N/A | #N/A | #N/A | #N/A | #N/A | #N/A | 0 | 0 | 0 | #DIV/0!
0 | [18 empty] | 0 | #DIV/0! | 0 | #DIV/0! | #DIV/0! | 0 | #DIV/0! | #DIV/0! | #DIV/0! | #DIV/0! | 0 | 0 | #N/A | #N/A | #N/A | #N/A | #N/A | #N/A | #N/A | 0 | 0 | 0 | #DIV/0!
Total Incentives: | [18 empty] | 0 | #DIV/0! | 0 | #DIV/0! | #DIV/0! | 0 | #DIV/0! | #DIV/0! | #DIV/0! | #DIV/0! | 0 | 0 | #N/A | #N/A | #N/A | #N/A | #N/A | #N/A | #N/A | 0 | 0 | 0 | #DIV/0!
0 | [18 empty] | 0 | #DIV/0! | 0 | #DIV/0! | #DIV/0! | 0 | #DIV/0! | #DIV/0! | #DIV/0! | #DIV/0! | 0 | 0 | #N/A | #N/A | #N/A | #N/A | #N/A | #N/A | #N/A | 0 | 0 | 0 | #DIV/0!
Total Customer Costs: | [18 empty] | 0 | #DIV/0! | 0 | #DIV/0! | #DIV/0! | 0 | #DIV/0! | #DIV/0! | #DIV/0! | #DIV/0! | 0 | 0 | #N/A | #N/A | #N/A | #N/A | #N/A | #N/A | #N/A | 0 | 0 | 0 | #DIV/0!
0 | [18 empty] | 0 | #DIV/0! | 0 | #DIV/0! | #DIV/0! | 0 | #DIV/0! | #DIV/0! | #DIV/0! | #DIV/0! | 0 | 0 | #N/A | #N/A | #N/A | #N/A | #N/A | #N/A | #N/A | 0 | 0 | 0 | #DIV/0!
Weighted Avg Life | [18 empty] | 0 | #DIV/0! | 0 | #DIV/0! | #DIV/0! | 0 | #DIV/0! | #DIV/0! | #DIV/0! | #DIV/0! | 0 | 0 | #N/A | #N/A | #N/A | #N/A | #N/A | #N/A | #N/A | 0 | 0 | 0 | #DIV/0!
#DIV/0! | [18 empty] | 0 | #DIV/0! | 0 | #DIV/0! | #DIV/0! | 0 | #DIV/0! | #DIV/0! | #DIV/0! | #DIV/0! | 0 | 0 | #N/A | #N/A | #N/A | #N/A | #N/A | #N/A | #N/A | 0 | 0 | 0 | #DIV/0!
Total Utility Cost | [18 empty] | 0 | #DIV/0! | 0 | #DIV/0! | #DIV/0! | 0 | #DIV/0! | #DIV/0! | #DIV/0! | #DIV/0! | 0 | 0 | #N/A | #N/A | #N/A | #N/A | #N/A | #N/A | #N/A | 0 | 0 | 0 | #DIV/0!
243127.72 | [18 empty] | 0 | #DIV/0! | 0 | #DIV/0! | #DIV/0! | 0 | #DIV/0! | #DIV/0! | #DIV/0! | #DIV/0! | 0 | 0 | #N/A | #N/A | #N/A | #N/A | #N/A | #N/A | #N/A | 0 | 0 | 0 | #DIV/0!
Total Resource Cost | [18 empty] | 0 | #DIV/0! | 0 | #DIV/0! | #DIV/0! | 0 | #DIV/0! | #DIV/0! | #DIV/0! | #DIV/0! | 0 | 0 | #N/A | #N/A | #N/A | #N/A | #N/A | #N/A | #N/A | 0 | 0 | 0 | #DIV/0!
243127.72 | [18 empty] | 0 | #DIV/0! | 0 | #DIV/0! | #DIV/0! | 0 | #DIV/0! | #DIV/0! | #DIV/0! | #DIV/0! | 0 | 0 | #N/A | #N/A | #N/A | #N/A | #N/A | #N/A | #N/A | 0 | 0 | 0 | #DIV/0!
UC B/C Ratio | [18 empty] | 0 | #DIV/0! | 0 | #DIV/0! | #DIV/0! | 0 | #DIV/0! | #DIV/0! | #DIV/0! | #DIV/0! | 0 | 0 | #N/A | #N/A | #N/A | #N/A | #N/A | #N/A | #N/A | 0 | 0 | 0 | #DIV/0!
#DIV/0! | [18 empty] | 0 | #DIV/0! | 0 | #DIV/0! | #DIV/0! | 0 | #DIV/0! | #DIV/0! | #DIV/0! | #DIV/0! | 0 | 0 | #N/A | #N/A | #N/A | #N/A | #N/A | #N/A | #N/A | 0 | 0 | 0 | #DIV/0!
TRC B/C Ratio | [18 empty] | 0 | #DIV/0! | 0 | #DIV/0! | #DIV/0! | 0 | #DIV/0! | #DIV/0! | #DIV/0! | #DIV/0! | 0 | 0 | #N/A | #N/A | #N/A | #N/A | #N/A | #N/A | #N/A | 0 | 0 | 0 | #DIV/0!
#DIV/0! | [18 empty] | 0 | #DIV/0! | 0 | #DIV/0! | #DIV/0! | 0 | #DIV/0! | #DIV/0! | #DIV/0! | #DIV/0! | 0 | 0 | #N/A | #N/A | #N/A | #N/A | #N/A | #N/A | #N/A | 0 | 0 | 0 | #DIV/0!

## NEEA {E}
Rtn to Summary |  | Order Number | Program Name | Discount Rate: | 6.8% | [9 empty] | Paste in incentives but use DBtC for Total
| Program: | 18230421 | NW Energy Efficiency Alliance {E}
| paste |  |  | paste | paste | paste | paste | paste | paste | paste | paste | paste | paste | Paste | paste | paste | paste | paste | Formula: G + H | Formula: (O/A10)*T | Formula: N - M | Formula: O/A10 | Formula: W*A8 | Formula: Q - P | Formula: X + DBtC | Formula: Q + X | Formula: Z/(1+ElecDiscountRate)^1 | Formula: AA/(1+ElecDiscountRate)^1 | Formula: -PV (ElecDiscount Rate,T,R)*J | Formula: - PV (ElecDiscount Rate, T, S)*J |  | AF*J*K |  | AH*J*L | AG + AI |  | AG +AI -AK | formula: Logic to lookup from AC tables and adjust by savings and quantity | Formula: Utility Savings (AM)*1.1+AD+AE | formula: AM/AB | formula: AN/AC
| Sch. No. | Order Number | Program Name | Measure Version | Measure Name | First Period Measure Life | Second period Measure Life | Electric End-Use Type | Number of units offered | Savings per Unit Period 1 | Savngs per Unit Period 2 | Incentives Per Unit | Incremental Measure Cost per Unit | Total First Year Savings | Total Incentive | Total Incremental Measure Cost | Unit First Year Non-Energy Benefits | Unit Annual Net Equipment O&M | Total Measure Life | Weighted Life | Agency or Customer Cost per Unit | Percent Unit overhead | Program Overhead Cost | Total Customer Cost | Total Utility Program Costs | Total Resource Cost | PV Total Utility Program Costs | PV Total Resource Costs | PV Total Non-Energy Benefits | PV Total Net Equipment O&M | Unit PV First period Savings for 1 kWh | Total First Period Savings | Unit PV Savings for Second Period for 1 kWh | Total Second period Savings | Unadjusted Total | Decrement | Final UC Total Savings | PV Total Savings UC | PV Total Savings TRC | UC B/C Ratio | TRC B/C Ratio
DBTC: | G214 | 18230421 | NW Energy Efficiency Alliance {E} | 12999-1 | Savings Tracking - kWh | 5 |  | Comm Flat | 1 | 14310718.6058 |  | 0 | 0 | 14310718.6058 | 0 | 0 | 0 | 0 | 5 | 5 | 0 | 100% | 1072519.41 | 0 | 4276053.2 | 1072519.41 | 4003795.1311 | 1004231.6573 | 0 | 0 | 0.39887 | 5708088.1985 | 0.39887 | 0 | 5708088.1985 | 0 | 5708088.1985 | 5708088.1985 | 6278897.0184 | 1.4257 | 6.2524
3203533.79 | [18 empty] | 0 | 0 | 0 | 0% | 0 | 0 | 0 | 0 | 0 | 0 | 0 | 0 | #N/A | #N/A | #N/A | #N/A | #N/A | #N/A | #N/A | 0 | 0 | 0 | #DIV/0!
Program Costs: | [18 empty] | 0 | 0 | 0 | 0% | 0 | 0 | 0 | 0 | 0 | 0 | 0 | 0 | #N/A | #N/A | #N/A | #N/A | #N/A | #N/A | #N/A | 0 | 0 | 0 | #DIV/0!
1072519.41 | [18 empty] | 0 | 0 | 0 | 0% | 0 | 0 | 0 | 0 | 0 | 0 | 0 | 0 | #N/A | #N/A | #N/A | #N/A | #N/A | #N/A | #N/A | 0 | 0 | 0 | #DIV/0!
Total Savings (kWh): | [18 empty] | 0 | 0 | 0 | 0% | 0 | 0 | 0 | 0 | 0 | 0 | 0 | 0 | #N/A | #N/A | #N/A | #N/A | #N/A | #N/A | #N/A | 0 | 0 | 0 | #DIV/0!
14310718.6058 | [18 empty] | 0 | 0 | 0 | 0% | 0 | 0 | 0 | 0 | 0 | 0 | 0 | 0 | #N/A | #N/A | #N/A | #N/A | #N/A | #N/A | #N/A | 0 | 0 | 0 | #DIV/0!
Total Incentives: | [18 empty] | 0 | 0 | 0 | 0% | 0 | 0 | 0 | 0 | 0 | 0 | 0 | 0 | #N/A | #N/A | #N/A | #N/A | #N/A | #N/A | #N/A | 0 | 0 | 0 | #DIV/0!
0 | [18 empty] | 0 | 0 | 0 | 0% | 0 | 0 | 0 | 0 | 0 | 0 | 0 | 0 | #N/A | #N/A | #N/A | #N/A | #N/A | #N/A | #N/A | 0 | 0 | 0 | #DIV/0!
Total Customer Costs: | [18 empty] | 0 | 0 | 0 | 0% | 0 | 0 | 0 | 0 | 0 | 0 | 0 | 0 | #N/A | #N/A | #N/A | #N/A | #N/A | #N/A | #N/A | 0 | 0 | 0 | #DIV/0!
0 | [18 empty] | 0 | 0 | 0 | 0% | 0 | 0 | 0 | 0 | 0 | 0 | 0 | 0 | #N/A | #N/A | #N/A | #N/A | #N/A | #N/A | #N/A | 0 | 0 | 0 | #DIV/0!
Weighted Avg Life | [18 empty] | 0 | 0 | 0 | 0% | 0 | 0 | 0 | 0 | 0 | 0 | 0 | 0 | #N/A | #N/A | #N/A | #N/A | #N/A | #N/A | #N/A | 0 | 0 | 0 | #DIV/0!
5 | [18 empty] | 0 | 0 | 0 | 0% | 0 | 0 | 0 | 0 | 0 | 0 | 0 | 0 | #N/A | #N/A | #N/A | #N/A | #N/A | #N/A | #N/A | 0 | 0 | 0 | #DIV/0!
Total Utility Cost | [18 empty] | 0 | 0 | 0 | 0% | 0 | 0 | 0 | 0 | 0 | 0 | 0 | 0 | #N/A | #N/A | #N/A | #N/A | #N/A | #N/A | #N/A | 0 | 0 | 0 | #DIV/0!
4276053.2 | [18 empty] | 0 | 0 | 0 | 0% | 0 | 0 | 0 | 0 | 0 | 0 | 0 | 0 | #N/A | #N/A | #N/A | #N/A | #N/A | #N/A | #N/A | 0 | 0 | 0 | #DIV/0!
Total Resource Cost | [18 empty] | 0 | 0 | 0 | 0% | 0 | 0 | 0 | 0 | 0 | 0 | 0 | 0 | #N/A | #N/A | #N/A | #N/A | #N/A | #N/A | #N/A | 0 | 0 | 0 | #DIV/0!
1072519.41 | [18 empty] | 0 | 0 | 0 | 0% | 0 | 0 | 0 | 0 | 0 | 0 | 0 | 0 | #N/A | #N/A | #N/A | #N/A | #N/A | #N/A | #N/A | 0 | 0 | 0 | #DIV/0!
UC B/C Ratio | [18 empty] | 0 | 0 | 0 | 0% | 0 | 0 | 0 | 0 | 0 | 0 | 0 | 0 | #N/A | #N/A | #N/A | #N/A | #N/A | #N/A | #N/A | 0 | 0 | 0 | #DIV/0!
1.4257 | [18 empty] | 0 | 0 | 0 | 0% | 0 | 0 | 0 | 0 | 0 | 0 | 0 | 0 | #N/A | #N/A | #N/A | #N/A | #N/A | #N/A | #N/A | 0 | 0 | 0 | #DIV/0!
TRC B/C Ratio | [18 empty] | 0 | 0 | 0 | 0% | 0 | 0 | 0 | 0 | 0 | 0 | 0 | 0 | #N/A | #N/A | #N/A | #N/A | #N/A | #N/A | #N/A | 0 | 0 | 0 | #DIV/0!
6.2524 | [18 empty] | 0 | 0 | 0 | 0% | 0 | 0 | 0 | 0 | 0 | 0 | 0 | 0 | #N/A | #N/A | #N/A | #N/A | #N/A | #N/A | #N/A | 0 | 0 | 0 | #DIV/0!

## T&D {E}
Rtn to Summary |  | Order Number | Program Name | Discount Rate: | 6.8% | [9 empty] | Paste in incentives but use DBtC for Total
| Program: | 18230713 | Generation Transmission and Distribution {E}
| paste |  |  | paste | paste | paste | paste | paste | paste | paste | paste | paste | paste | Paste | paste | paste | paste | paste | Formula: G + H | Formula: (O/A10)*T | Formula: N - M | Formula: O/A10 | Formula: W*A8 | Formula: Q - P | Formula: X + DBtC | Formula: Q + X | Formula: Z/(1+ElecDiscountRate)^1 | Formula: AA/(1+ElecDiscountRate)^1 | Formula: -PV (ElecDiscount Rate,T,R)*J | Formula: - PV (ElecDiscount Rate, T, S)*J |  | AF*J*K |  | AH*J*L | AG + AI |  | AG +AI -AK | formula: Logic to lookup from AC tables and adjust by savings and quantity | Formula: Utility Savings (AM)*1.1+AD+AE | formula: AM/AB | formula: AN/AC
| Sch. No. | Order Number | Program Name | Measure Version | Measure Name | First Period Measure Life | Second period Measure Life | Electric End-Use Type | Number of units offered | Savings per Unit Period 1 | Savngs per Unit Period 2 | Incentives Per Unit | Incremental Measure Cost per Unit | Total First Year Savings | Total Incentive | Total Incremental Measure Cost | Unit First Year Non-Energy Benefits | Unit Annual Net Equipment O&M | Total Measure Life | Weighted Life | Agency or Customer Cost per Unit | Percent Unit overhead | Program Overhead Cost | Total Customer Cost | Total Utility Program Costs | Total Resource Cost | PV Total Utility Program Costs | PV Total Resource Costs | PV Total Non-Energy Benefits | PV Total Net Equipment O&M | Unit PV First period Savings for 1 kWh | Total First Period Savings | Unit PV Savings for Second Period for 1 kWh | Total Second period Savings | Unadjusted Total | Decrement | Final UC Total Savings | PV Total Savings UC | PV Total Savings TRC | UC B/C Ratio | TRC B/C Ratio
DBTC: | E292 | 18230713 | Generation Transmission and Distribution {E} | 10045-1 | Conservation Voltage Reduction - Custom | 15 |  | Comm Flat | 1 | 2980966 |  |  |  | 2980966 | 0 | 182814 |  |  | 15 | 15 | 0 | 100% | 0 | 182814 | 0 | 182814 | 0 | 171174.1573 | 0 | 0 | 1.0764 | 3208612.9945 | 1.0764 | 0 | 3208612.9945 | 0 | 3208612.9945 | 3208612.9945 | 3529474.294 | 0 | 20.6192
0 | E292 | 18230713 | Generation Transmission and Distribution {E} | [15 empty] | 0 | 0 | 0 | 0% | 0 | 0 | 0 | 0 | 0 | 0 | 0 | 0 | #N/A | #N/A | #N/A | #N/A | #N/A | #N/A | #N/A | 0 | 0 | 0 | #DIV/0!
Program Costs: | [18 empty] | 0 | 0 | 0 | 0% | 0 | 0 | 0 | 0 | 0 | 0 | 0 | 0 | #N/A | #N/A | #N/A | #N/A | #N/A | #N/A | #N/A | 0 | 0 | 0 | #DIV/0!
0 | [18 empty] | 0 | 0 | 0 | 0% | 0 | 0 | 0 | 0 | 0 | 0 | 0 | 0 | #N/A | #N/A | #N/A | #N/A | #N/A | #N/A | #N/A | 0 | 0 | 0 | #DIV/0!
Total Savings (kWh): | [18 empty] | 0 | 0 | 0 | 0% | 0 | 0 | 0 | 0 | 0 | 0 | 0 | 0 | #N/A | #N/A | #N/A | #N/A | #N/A | #N/A | #N/A | 0 | 0 | 0 | #DIV/0!
2980966 | [18 empty] | 0 | 0 | 0 | 0% | 0 | 0 | 0 | 0 | 0 | 0 | 0 | 0 | #N/A | #N/A | #N/A | #N/A | #N/A | #N/A | #N/A | 0 | 0 | 0 | #DIV/0!
Total Incentives: | [18 empty] | 0 | 0 | 0 | 0% | 0 | 0 | 0 | 0 | 0 | 0 | 0 | 0 | #N/A | #N/A | #N/A | #N/A | #N/A | #N/A | #N/A | 0 | 0 | 0 | #DIV/0!
0 | [18 empty] | 0 | 0 | 0 | 0% | 0 | 0 | 0 | 0 | 0 | 0 | 0 | 0 | #N/A | #N/A | #N/A | #N/A | #N/A | #N/A | #N/A | 0 | 0 | 0 | #DIV/0!
Total Customer Costs: | [18 empty] | 0 | 0 | 0 | 0% | 0 | 0 | 0 | 0 | 0 | 0 | 0 | 0 | #N/A | #N/A | #N/A | #N/A | #N/A | #N/A | #N/A | 0 | 0 | 0 | #DIV/0!
182814 | [18 empty] | 0 | 0 | 0 | 0% | 0 | 0 | 0 | 0 | 0 | 0 | 0 | 0 | #N/A | #N/A | #N/A | #N/A | #N/A | #N/A | #N/A | 0 | 0 | 0 | #DIV/0!
Weighted Avg Life | [18 empty] | 0 | 0 | 0 | 0% | 0 | 0 | 0 | 0 | 0 | 0 | 0 | 0 | #N/A | #N/A | #N/A | #N/A | #N/A | #N/A | #N/A | 0 | 0 | 0 | #DIV/0!
15 | [18 empty] | 0 | 0 | 0 | 0% | 0 | 0 | 0 | 0 | 0 | 0 | 0 | 0 | #N/A | #N/A | #N/A | #N/A | #N/A | #N/A | #N/A | 0 | 0 | 0 | #DIV/0!
Total Utility Cost | [18 empty] | 0 | 0 | 0 | 0% | 0 | 0 | 0 | 0 | 0 | 0 | 0 | 0 | #N/A | #N/A | #N/A | #N/A | #N/A | #N/A | #N/A | 0 | 0 | 0 | #DIV/0!
0 | [18 empty] | 0 | 0 | 0 | 0% | 0 | 0 | 0 | 0 | 0 | 0 | 0 | 0 | #N/A | #N/A | #N/A | #N/A | #N/A | #N/A | #N/A | 0 | 0 | 0 | #DIV/0!
Total Resource Cost | [18 empty] | 0 | 0 | 0 | 0% | 0 | 0 | 0 | 0 | 0 | 0 | 0 | 0 | #N/A | #N/A | #N/A | #N/A | #N/A | #N/A | #N/A | 0 | 0 | 0 | #DIV/0!
182814 | [18 empty] | 0 | 0 | 0 | 0% | 0 | 0 | 0 | 0 | 0 | 0 | 0 | 0 | #N/A | #N/A | #N/A | #N/A | #N/A | #N/A | #N/A | 0 | 0 | 0 | #DIV/0!
UC B/C Ratio | [18 empty] | 0 | 0 | 0 | 0% | 0 | 0 | 0 | 0 | 0 | 0 | 0 | 0 | #N/A | #N/A | #N/A | #N/A | #N/A | #N/A | #N/A | 0 | 0 | 0 | #DIV/0!
#DIV/0! | [18 empty] | 0 | 0 | 0 | 0% | 0 | 0 | 0 | 0 | 0 | 0 | 0 | 0 | #N/A | #N/A | #N/A | #N/A | #N/A | #N/A | #N/A | 0 | 0 | 0 | #DIV/0!
TRC B/C Ratio | [18 empty] | 0 | 0 | 0 | 0% | 0 | 0 | 0 | 0 | 0 | 0 | 0 | 0 | #N/A | #N/A | #N/A | #N/A | #N/A | #N/A | #N/A | 0 | 0 | 0 | #DIV/0!
20.6192 | [18 empty] | 0 | 0 | 0 | 0% | 0 | 0 | 0 | 0 | 0 | 0 | 0 | 0 | #N/A | #N/A | #N/A | #N/A | #N/A | #N/A | #N/A | 0 | 0 | 0 | #DIV/0!

## G201 LIW {G}
Rtn to Summary |  | Order Number | Program Name | Discount Rate: | 6.8% | [9 empty] | Paste in incentives but use DBtC for Total
| Program: | 18230661 | Low Income Weatherization {G}
| paste |  |  | paste | paste | paste | paste | paste | paste | paste | paste | paste | paste | Paste | paste | paste | paste | paste | Formula: G + H | Formula: (O/A10)*T | Formula: N - M | Formula: O/A10 | Formula: W*A8 | Formula: Q - P | Formula: X + DBtC | Formula: Q + X | Formula: Z/(1+GasDiscountRate)^1 | Formula: AA/(1+GasDiscountRate)^1 | Formula: -PV(ElecDiscount Rate,T,R)*J | Formula: -PV(ElecDiscount Rate, T, S)*J |  | AF*J*K |  | AH*J*L | AG + AI |  | AG +AI -AK | formula: Logic to lookup from AC tables and adjust by savings and quantity | Formula: Utility Savings (AM)*1.1+AD+AE | formula: AM/AB | formula: AN/AC
| Sch. No. | Order Number | Program Name | Measure Version | Measure Name | First Period Measure Life | Second period Measure Life | Gas End-Use Type | Number of units offered | Savings per Unit Period 1 | Savngs per Unit Period 2 | Incentives Per Unit | Incremental Measure Cost per Unit | Total First Year Savings | Total Incentive | Total Incremental Measure Cost | Unit First Year Non-Energy Benefits | Unit Annual Net Equipment O&M | Total Measure Life | Weighted Life | Agency or Customer Cost per Unit | Percent Unit overhead | Program Overhead Cost | Total Customer Cost | Total Utility Program Costs | Total Resource Cost | PV Total Utility Program Costs | PV Total Resource Costs | PV Total Non-Energy Benefits | PV Total Net Equipment O&M | Unit PV First period Savings for 1 therm | Total First Period Savings | Unit PV Savings for Second Period for 1 therm | Total Second period Savings | Unadjusted Total | Decrement | Final UC Total Savings | PV Total Savings UC | PV Total Savings TRC | UC B/C Ratio | TRC B/C Ratio
DBTC: | G201 | 18230661 | Low Income Weatherization {G} |  | Shareholder | [13 empty] | 0 | 0 | 0 | 0% | 0 | 0 | 0 | 0 | 0 | 0 | #VALUE! | 0 | #N/A | #N/A | #N/A | #N/A | #N/A | #N/A | #N/A | 0 | #VALUE! | 0 | #VALUE!
1282467.5 | G201 | 18230661 | Low Income Weatherization {G} | 10279-1 | LIW: Safety Test - Combustion - SF - SH |  |  |  | 6 | 0 |  | 0 | 0 | 0 | 0 | 3569.49 | 0 | 0 | 0 | 0 | 0 | 0% | 0 | 3569.49 | 0 | 3569.49 | 0 | 3342.2191 | 0 | 0 | #N/A | #N/A | #N/A | #N/A | #N/A | #N/A | #N/A | 0 | 0 | 0 | 0
Program Costs: | G201 | 18230661 | Low Income Weatherization {G} | 10306-1 | LIW: Carbon Monoxide Detector - SF - SH |  |  |  | 4 | 0 |  | 0 | 0 | 0 | 0 | 744.49 | 0 | 0 | 0 | 0 | 0 | 0% | 0 | 744.49 | 0 | 744.49 | 0 | 697.088 | 0 | 0 | #N/A | #N/A | #N/A | #N/A | #N/A | #N/A | #N/A | 0 | 0 | 0 | 0
71714.3 | G201 | 18230661 | Low Income Weatherization {G} | 10312-1 | LIW: Smoke Detector - SF - SH |  |  |  | 3 | 0 |  | 0 | 0 | 0 | 0 | 509.33 | 0 | 0 | 0 | 0 | 0 | 0% | 0 | 509.33 | 0 | 509.33 | 0 | 476.9007 | 0 | 0 | #N/A | #N/A | #N/A | #N/A | #N/A | #N/A | #N/A | 0 | 0 | 0 | 0
Total Savings (therm): | G201 | 18230661 | Low Income Weatherization {G} | 10314-2 | LIW: Sealing - Duct - MH - SH | 0 |  |  | 1 | 0 |  | 0 | 0 | 0 | 0 | 0 | 0 | 0 | 0 | 0 | 0 | 0% | 0 | 0 | 0 | 0 | 0 | 0 | 0 | 0 | #N/A | #N/A | #N/A | #N/A | #N/A | #N/A | #N/A | 0 | 0 | 0 | #DIV/0!
27669.98 | G201 | 18230661 | Low Income Weatherization {G} | 10316-6 | LIW: Sealing - Duct - MH - TG | 18 |  | SF Space Heat | 4 | 18.96 |  | 549 | 549 | 75.84 | 2854.8 | 2854.8 | 7.4 | 0 | 18 | 0.049336 | 0 | 0.2741% | 196.56 | 0 | 3711.6452 | 3051.36 | 3475.3232 | 2857.0787 | 302.0953 | 0 | 12.6338 | 958.1442 | 12.6338 | 0 | 958.1442 | 0 | 958.1442 | 958.1442 | 1356.0539 | 0.2757 | 0.47463
Total Incentives: | G201 | 18230661 | Low Income Weatherization {G} | 10317-2 | LIW: Sealing - Duct - SF - SH | 0 |  |  | 10 | 0 |  | 0 | 0 | 0 | 0 | 4120.13 | 0 | 0 | 0 | 0 | 0 | 0% | 0 | 4120.13 | 0 | 4120.13 | 0 | 3857.7996 | 0 | 0 | #N/A | #N/A | #N/A | #N/A | #N/A | #N/A | #N/A | 0 | 0 | 0 | 0
1282467.5 | G201 | 18230661 | Low Income Weatherization {G} | 10319-6 | LIW: Sealing - Duct - SF - TG | 20 |  | SF Space Heat | 61 | 50.8 |  | 631.5 | 631.5 | 3098.8 | 49923.66 | 49923.66 | 24.05 | 0 | 20 | 2.2398 | 0 | 11.2% | 8031.3854 | 0 | 151656.7255 | 57955.0454 | 142000.6793 | 54265.0238 | 15786.4989 | 0 | 13.7138 | 42496.1977 | 13.7138 | 0 | 42496.1977 | 0 | 42496.1977 | 42496.1977 | 62532.3164 | 0.29927 | 1.1524
Total Customer Costs: | G201 | 18230661 | Low Income Weatherization {G} | 10320-3 | LIW: Ductless Heat Pump - MH - SH | 0 |  |  | 38 | 0 |  | 0 | 0 | 0 | 0 | 0 | 0 | 0 | 0 | 0 | 0 | 0% | 0 | 0 | 0 | 0 | 0 | 0 | 0 | 0 | #N/A | #N/A | #N/A | #N/A | #N/A | #N/A | #N/A | 0 | 0 | 0 | #DIV/0!
383620.15 | G201 | 18230661 | Low Income Weatherization {G} | 10322-3 | LIW: Ductless Heat Pump - SF - SH |  |  |  | 13 | 0 |  | 0 | 0 | 0 | 0 | 0 | 0 | 0 | 0 | 0 | 0 | 0% | 0 | 0 | 0 | 0 | 0 | 0 | 0 | 0 | #N/A | #N/A | #N/A | #N/A | #N/A | #N/A | #N/A | 0 | 0 | 0 | #DIV/0!
Weighted Avg Life | G201 | 18230661 | Low Income Weatherization {G} | 10327-4 | LIW: Integrated Space and Water Heating - SF - TG | 20 |  | SF Space Heat | 2 | 104 |  | 5485 | 5485 | 208 | 14261 | 14261 | 16.51 | 0 | 20 | 0.15034 | 0 | 0.7517% | 539.0887 | 0 | 10179.6176 | 14800.0887 | 9531.4771 | 13857.761 | 355.3186 | 0 | 13.7138 | 2852.462 | 13.7138 | 0 | 2852.462 | 0 | 2852.462 | 2852.462 | 3493.0268 | 0.29927 | 0.25206
28.5337 | G201 | 18230661 | Low Income Weatherization {G} | 10332-1 | LIW: Repair - Furnace - SF - SH |  |  |  | 1 | 0 |  | 0 | 0 | 0 | 0 | 1266.78 | 0 | 0 | 0 | 0 | 0 | 0% | 0 | 1266.78 | 0 | 1266.78 | 0 | 1186.1236 | 0 | 0 | #N/A | #N/A | #N/A | #N/A | #N/A | #N/A | #N/A | 0 | 0 | 0 | 0
Total Utility Cost | G201 | 18230661 | Low Income Weatherization {G} | 10336-1 | LIW: Furnace - Replacement - MH - SH |  |  |  | 1 | 0 |  | 0 | 0 | 0 | 0 | 6068.32 | 0 | 0 | 0 | 0 | 0 | 0% | 0 | 6068.32 | 0 | 6068.32 | 0 | 5681.9476 | 0 | 0 | #N/A | #N/A | #N/A | #N/A | #N/A | #N/A | #N/A | 0 | 0 | 0 | 0
1354181.8 | G201 | 18230661 | Low Income Weatherization {G} | 10342-1 | LIW: Furnace - Replacement - Gas - 95pc - SF - SH | 0 |  |  | 11 | 0 |  | 0 | 0 | 0 | 0 | 27639.86 | 0 | 0 | 0 | 0 | 0 | 0% | 0 | 27639.86 | 0 | 27639.86 | 0 | 25880.0187 | 0 | 0 | #N/A | #N/A | #N/A | #N/A | #N/A | #N/A | #N/A | 0 | 0 | 0 | 0
Total Resource Cost | G201 | 18230661 | Low Income Weatherization {G} | 10343-3 | LIW: Furnace - Replacement - Gas - 95pc - SF - TG | 20 |  | SF Space Heat | 34 | 105.31 |  | 4290 | 4290 | 3580.54 | 189618 | 189618 | 52.16 | 0 | 20 | 2.588 | 0 | 12.94% | 9279.946 | 0 | 175233.3071 | 198897.946 | 164076.1302 | 186234.0318 | 19083.4727 | 0 | 13.7138 | 49102.6642 | 13.7138 | 0 | 49102.6642 | 0 | 49102.6642 | 49102.6642 | 73096.4033 | 0.29927 | 0.3925
1737801.95 | G201 | 18230661 | Low Income Weatherization {G} | 10348-1 | LIW: Ground Vapor Barrier - SF - SH | 0 |  |  | 7 | 0 |  | 0 | 0 | 0 | 0 | 3633.71 | 0 | 0 | 0 | 0 | 0 | 0% | 0 | 3633.71 | 0 | 3633.71 | 0 | 3402.3502 | 0 | 0 | #N/A | #N/A | #N/A | #N/A | #N/A | #N/A | #N/A | 0 | 0 | 0 | 0
UC B/C Ratio | G201 | 18230661 | Low Income Weatherization {G} | 10359-1 | LIW: Insulation - Duct - R0 to R11 - SF - SH |  |  |  | 150 | 0 |  | 0 | 0 | 0 | 0 | 251.46 | 0 | 0 | 0 | 0 | 0 | 0% | 0 | 251.46 | 0 | 251.46 | 0 | 235.4494 | 0 | 0 | #N/A | #N/A | #N/A | #N/A | #N/A | #N/A | #N/A | 0 | 0 | 0 | 0
0.39207 | G201 | 18230661 | Low Income Weatherization {G} | 10361-4 | LIW: Insulation - Duct - R0 to R11 - SF - TG | 20 |  | SF Space Heat | 9453 | 0.2 |  | 6.46 | 6.46 | 1890.6 | 71847.06 | 71847.06 | 0.5 | 0 | 20 | 1.3665 | 0 | 6.833% | 4900.0056 | 0 | 92526.8508 | 76747.0656 | 86635.6281 | 71860.5483 | 50860.4936 | 0 | 13.7138 | 25927.2336 | 13.7138 | 0 | 25927.2336 | 0 | 25927.2336 | 25927.2336 | 79380.4505 | 0.29927 | 1.1046
TRC B/C Ratio | G201 | 18230661 | Low Income Weatherization {G} | 10364-2 | LIW: Insulation - Floor - R0 to R19 - SF - SH |  |  |  | 1282 | 0 |  | 0 | 0 | 0 | 0 | 0 | 0 | 0 | 0 | 0 | 0 | 0% | 0 | 0 | 0 | 0 | 0 | 0 | 0 | 0 | #N/A | #N/A | #N/A | #N/A | #N/A | #N/A | #N/A | 0 | 0 | 0 | #DIV/0!
0.52894 | G201 | 18230661 | Low Income Weatherization {G} | 10366-2 | LIW: Insulation - Floor - R0 to R22 - MH - SH |  |  |  | 840 | 0 |  | 0 | 0 | 0 | 0 | 0 | 0 | 0 | 0 | 0 | 0 | 0% | 0 | 0 | 0 | 0 | 0 | 0 | 0 | 0 | #N/A | #N/A | #N/A | #N/A | #N/A | #N/A | #N/A | 0 | 0 | 0 | #DIV/0!
| G201 | 18230661 | Low Income Weatherization {G} | 10368-6 | LIW: Insulation - Floor - R0 to R22 - MH - TG | 25 |  | SF Space Heat | 2992 | 0.04 |  | 2.37 | 2.37 | 119.68 | 9218.35 | 9218.35 | 0.15 | 0 | 25 | 0.10813 | 0 | 0.4325% | 310.1834 | 0 | 5857.1953 | 9528.5334 | 5484.2653 | 8921.8477 | 5325.7266 | 0 | 16.1433 | 1932.0333 | 16.1433 | 0 | 1932.0333 | 0 | 1932.0333 | 1932.0333 | 7450.9633 | 0.35229 | 0.83514
| G201 | 18230661 | Low Income Weatherization {G} | 10372-1 | LIW: Insulation - Floor - R0 to R30 - MH - SH |  |  |  | 594 | 0 |  | 0 | 0 | 0 | 0 | 0 | 0 | 0 | 0 | 0 | 0 | 0% | 0 | 0 | 0 | 0 | 0 | 0 | 0 | 0 | #N/A | #N/A | #N/A | #N/A | #N/A | #N/A | #N/A | 0 | 0 | 0 | #DIV/0!
| G201 | 18230661 | Low Income Weatherization {G} | 10375-2 | LIW: Insulation - Floor - R0 to R30 - SF - SH | 45 |  | SF Space Heat | 13520 | 0.0012781 |  | 0 | 0 | 17.28 | 0 | 15482.46 | 0 | 0 | 45 | 0.028103 | 0 | 0.06245% | 44.7858 | 15482.46 | 845.6913 | 15527.2458 | 791.8458 | 14538.6197 | 0 | 0 | 26.2816 | 454.1454 | 26.2816 | 0 | 454.1454 | 0 | 454.1454 | 454.1454 | 499.5599 | 0.57353 | 0.034361
| G201 | 18230661 | Low Income Weatherization {G} | 10377-5 | LIW: Insulation - Floor - R0 to R30 - SF - TG | 45 |  | SF Space Heat | 46579 | 0.03 |  | 2.14 | 2.14 | 1397.37 | 128525.83 | 128525.83 | 0 | 0 | 45 | 2.2726 | 0 | 5.05% | 3621.6655 | 0 | 68387.9432 | 132147.4955 | 64033.6547 | 123733.61 | 0 | 0 | 26.2816 | 36725.0647 | 26.2816 | 0 | 36725.0647 | 0 | 36725.0647 | 36725.0647 | 40397.5712 | 0.57353 | 0.32649
| G201 | 18230661 | Low Income Weatherization {G} | 10384-1 | LIW: Insulation - Wall - R0 to R11 - MF - SH |  |  |  | 16607 | 0 |  | 0 | 0 | 0 | 0 | 15504.72 | 0 | 0 | 0 | 0 | 0 | 0% | 0 | 15504.72 | 0 | 15504.72 | 0 | 14517.5281 | 0 | 0 | #N/A | #N/A | #N/A | #N/A | #N/A | #N/A | #N/A | 0 | 0 | 0 | 0
| G201 | 18230661 | Low Income Weatherization {G} | 10386-4 | LIW: Insulation - Wall - R0 to R11 - MF - TG | 45 |  | SF Space Heat | 16607 | 0.099 |  | 2.2 | 2.2 | 1644.09 | 47496.02 | 47496.02 | 0.01 | 0 | 45 | 2.6738 | 0 | 5.942% | 4261.1077 | 0 | 80462.5358 | 51757.1277 | 75339.453 | 48461.73 | 2315.7101 | 0 | 26.2816 | 43209.3303 | 26.2816 | 0 | 43209.3303 | 0 | 43209.3303 | 43209.3303 | 49845.9735 | 0.57353 | 1.0286
| G201 | 18230661 | Low Income Weatherization {G} | 10390-3 | LIW: Insulation - Wall - R0 to R11 - SF - SH | 45 |  | SF Space Heat | 13364 | 0.0030171 |  | 0 | 0 | 40.32 | 0 | 15324.02 | 0 | 0 | 45 | 0.065573 | 0 | 0.1457% | 104.5003 | 15324.02 | 1973.2797 | 15428.5203 | 1847.6402 | 14446.18 | 0 | 0 | 26.2816 | 1059.6725 | 26.2816 | 0 | 1059.6725 | 0 | 1059.6725 | 1059.6725 | 1165.6398 | 0.57353 | 0.080688
| G201 | 18230661 | Low Income Weatherization {G} | 10392-7 | LIW: Insulation - Wall - R0 to R11 - SF - TG | 45 |  | SF Space Heat | 26816 | 0.07 |  | 2.75 | 2.75 | 1877.12 | 93884.43 | 93884.43 | 0.1 | 0 | 45 | 3.0528 | 0 | 6.784% | 4865.0685 | 0 | 91867.1333 | 98749.4985 | 86017.9151 | 92462.0772 | 37392.7158 | 0 | 26.2816 | 49333.6436 | 26.2816 | 0 | 49333.6436 | 0 | 49333.6436 | 49333.6436 | 91659.7238 | 0.57353 | 0.99132
| G201 | 18230661 | Low Income Weatherization {G} | 10399-2 | LIW: Insulation - Attic - R0 to R30 - MH - SH |  |  |  | 2985 | 0 |  | 0 | 0 | 0 | 0 | 14716.51 | 0 | 0 | 0 | 0 | 0 | 0% | 0 | 14716.51 | 0 | 14716.51 | 0 | 13779.5037 | 0 | 0 | #N/A | #N/A | #N/A | #N/A | #N/A | #N/A | #N/A | 0 | 0 | 0 | 0
| G201 | 18230661 | Low Income Weatherization {G} | 10401-6 | LIW: Insulation - Attic - R0 to R30 - MH - TG | 25 |  | SF Space Heat | 2440 | 0.04 |  | 2.03 | 2.03 | 97.6 | 6439.16 | 6439.16 | 0.24 | 0 | 25 | 0.088182 | 0 | 0.3527% | 252.957 | 0 | 4776.5898 | 6692.117 | 4472.4623 | 6266.0272 | 6949.0764 | 0 | 16.1433 | 1575.5887 | 16.1433 | 0 | 1575.5887 | 0 | 1575.5887 | 1575.5887 | 8682.224 | 0.35229 | 1.3856
| G201 | 18230661 | Low Income Weatherization {G} | 10405-2 | LIW: Insulation - Attic - R0 to R38 - SF - SH |  |  |  | 2089 | 0 |  | 0 | 0 | 0 | 0 | 2605.3 | 0 | 0 | 0 | 0 | 0 | 0% | 0 | 2605.3 | 0 | 2605.3 | 0 | 2439.4195 | 0 | 0 | #N/A | #N/A | #N/A | #N/A | #N/A | #N/A | #N/A | 0 | 0 | 0 | 0
| G201 | 18230661 | Low Income Weatherization {G} | 10407-5 | LIW: Insulation - Attic - R0 to R38 - SF - TG | 45 |  | SF Space Heat | 18831 | 0.09 |  | 2.43 | 2.43 | 1694.79 | 57145.99 | 57145.99 | 0.14 | 0 | 45 | 2.7563 | 0 | 6.125% | 4392.5105 | 0 | 82943.8176 | 61538.5005 | 77662.7505 | 57620.3188 | 36761.6022 | 0 | 26.2816 | 44541.7266 | 26.2816 | 0 | 44541.7266 | 0 | 44541.7266 | 44541.7266 | 85757.5014 | 0.57353 | 1.4883
| G201 | 18230661 | Low Income Weatherization {G} | 10413-2 | LIW: Insulation - Attic - R11 to R38 - SF - SH |  |  |  | 5471 | 0 |  | 0 | 0 | 0 | 0 | 6718.01 | 0 | 0 | 0 | 0 | 0 | 0% | 0 | 6718.01 | 0 | 6718.01 | 0 | 6290.2715 | 0 | 0 | #N/A | #N/A | #N/A | #N/A | #N/A | #N/A | #N/A | 0 | 0 | 0 | 0
| G201 | 18230661 | Low Income Weatherization {G} | 10415-5 | LIW: Insulation - Attic - R11 to R38 - SF - TG | 45 |  | SF Space Heat | 9414 | 0.03 |  | 1.59 | 1.59 | 282.42 | 19458.74 | 19458.74 | 0.12 | 0 | 45 | 0.4593 | 0 | 1.021% | 731.9685 | 0 | 13821.7673 | 20190.7085 | 12941.7297 | 18905.1577 | 15752.4624 | 0 | 26.2816 | 7422.4384 | 26.2816 | 0 | 7422.4384 | 0 | 7422.4384 | 7422.4384 | 23917.1447 | 0.57353 | 1.2651
| G201 | 18230661 | Low Income Weatherization {G} | 10422-3 | LIW: Lamp - LED - A Lamp - MH - SH |  |  |  | 10 | 0 |  | 0 | 0 | 0 | 0 | 0 | 0 | 0 | 0 | 0 | 0 | 0% | 0 | 0 | 0 | 0 | 0 | 0 | 0 | 0 | #N/A | #N/A | #N/A | #N/A | #N/A | #N/A | #N/A | 0 | 0 | 0 | #DIV/0!
| G201 | 18230661 | Low Income Weatherization {G} | 10424-3 | LIW: Lamp - LED - A Lamp - SF - SH |  |  |  | 10 | 0 |  | 0 | 0 | 0 | 0 | 0 | 0 | 0 | 0 | 0 | 0 | 0% | 0 | 0 | 0 | 0 | 0 | 0 | 0 | 0 | #N/A | #N/A | #N/A | #N/A | #N/A | #N/A | #N/A | 0 | 0 | 0 | #DIV/0!
| G201 | 18230661 | Low Income Weatherization {G} | 10450-1 | LIW: Door - Sweep - SF - SH |  |  |  | 2 | 0 |  | 0 | 0 | 0 | 0 | 214.56 | 0 | 0 | 0 | 0 | 0 | 0% | 0 | 214.56 | 0 | 214.56 | 0 | 200.8989 | 0 | 0 | #N/A | #N/A | #N/A | #N/A | #N/A | #N/A | #N/A | 0 | 0 | 0 | 0
| G201 | 18230661 | Low Income Weatherization {G} | 10465-1 | LIW: Door - Weather Strip - SF - SH |  |  |  | 5 | 0 |  | 0 | 0 | 0 | 0 | 935.26 | 0 | 0 | 0 | 0 | 0 | 0% | 0 | 935.26 | 0 | 935.26 | 0 | 875.7116 | 0 | 0 | #N/A | #N/A | #N/A | #N/A | #N/A | #N/A | #N/A | 0 | 0 | 0 | 0
| G201 | 18230661 | Low Income Weatherization {G} | 10471-2 | LIW: Ventilation - Whole House - SF - SH |  |  |  | 2 | 0 |  | 0 | 0 | 0 | 0 | 2361.94 | 0 | 0 | 0 | 0 | 0 | 0% | 0 | 2361.94 | 0 | 2361.94 | 0 | 2211.5543 | 0 | 0 | #N/A | #N/A | #N/A | #N/A | #N/A | #N/A | #N/A | 0 | 0 | 0 | 0
| G201 | 18230661 | Low Income Weatherization {G} | 10475-1 | LIW: Ventilation - Mechanical - MH - SH |  |  |  | 2 | 0 |  | 0 | 0 | 0 | 0 | 0 | 0 | 0 | 0 | 0 | 0 | 0% | 0 | 0 | 0 | 0 | 0 | 0 | 0 | 0 | #N/A | #N/A | #N/A | #N/A | #N/A | #N/A | #N/A | 0 | 0 | 0 | #DIV/0!
| G201 | 18230661 | Low Income Weatherization {G} | 10477-1 | LIW: Ventilation - Mechanical - SF - SH |  |  |  | 16 | 0 |  | 0 | 0 | 0 | 0 | 17353.04 | 0 | 0 | 0 | 0 | 0 | 0% | 0 | 17353.04 | 0 | 17353.04 | 0 | 16248.1648 | 0 | 0 | #N/A | #N/A | #N/A | #N/A | #N/A | #N/A | #N/A | 0 | 0 | 0 | 0
| G201 | 18230661 | Low Income Weatherization {G} | 10481-1 | LIW: Repair - Electrical - MH - SH |  |  |  | 10 | 0 |  | 0 | 0 | 0 | 0 | 0 | 0 | 0 | 0 | 0 | 0 | 0% | 0 | 0 | 0 | 0 | 0 | 0 | 0 | 0 | #N/A | #N/A | #N/A | #N/A | #N/A | #N/A | #N/A | 0 | 0 | 0 | #DIV/0!
| G201 | 18230661 | Low Income Weatherization {G} | 10483-1 | LIW: Repair - Electrical - SF - SH |  |  |  | 10 | 0 |  | 0 | 0 | 0 | 0 | 5098.67 | 0 | 0 | 0 | 0 | 0 | 0% | 0 | 5098.67 | 0 | 5098.67 | 0 | 4774.0356 | 0 | 0 | #N/A | #N/A | #N/A | #N/A | #N/A | #N/A | #N/A | 0 | 0 | 0 | 0
| G201 | 18230661 | Low Income Weatherization {G} | 10487-1 | LIW: Repair - Floor - MH - SH |  |  |  | 1 | 0 |  | 0 | 0 | 0 | 0 | 0 | 0 | 0 | 0 | 0 | 0 | 0% | 0 | 0 | 0 | 0 | 0 | 0 | 0 | 0 | #N/A | #N/A | #N/A | #N/A | #N/A | #N/A | #N/A | 0 | 0 | 0 | #DIV/0!
| G201 | 18230661 | Low Income Weatherization {G} | 10489-1 | LIW: Repair - Floor - SF - SH |  |  |  | 1 | 0 |  | 0 | 0 | 0 | 0 | 0 | 0 | 0 | 0 | 0 | 0 | 0% | 0 | 0 | 0 | 0 | 0 | 0 | 0 | 0 | #N/A | #N/A | #N/A | #N/A | #N/A | #N/A | #N/A | 0 | 0 | 0 | #DIV/0!
| G201 | 18230661 | Low Income Weatherization {G} | 10493-1 | LIW: Repair - Health - MH - SH |  |  |  | 7 | 0 |  | 0 | 0 | 0 | 0 | 0 | 0 | 0 | 0 | 0 | 0 | 0% | 0 | 0 | 0 | 0 | 0 | 0 | 0 | 0 | #N/A | #N/A | #N/A | #N/A | #N/A | #N/A | #N/A | 0 | 0 | 0 | #DIV/0!
| G201 | 18230661 | Low Income Weatherization {G} | 10495-1 | LIW: Repair - Health - SF - SH |  |  |  | 17 | 0 |  | 0 | 0 | 0 | 0 | 30997.61 | 0 | 0 | 0 | 0 | 0 | 0% | 0 | 30997.61 | 0 | 30997.61 | 0 | 29023.9794 | 0 | 0 | #N/A | #N/A | #N/A | #N/A | #N/A | #N/A | #N/A | 0 | 0 | 0 | 0
| G201 | 18230661 | Low Income Weatherization {G} | 10499-1 | LIW: Repair - Plumbing - MH - SH |  |  |  | 9 | 0 |  | 0 | 0 | 0 | 0 | 0 | 0 | 0 | 0 | 0 | 0 | 0% | 0 | 0 | 0 | 0 | 0 | 0 | 0 | 0 | #N/A | #N/A | #N/A | #N/A | #N/A | #N/A | #N/A | 0 | 0 | 0 | #DIV/0!
| G201 | 18230661 | Low Income Weatherization {G} | 10501-1 | LIW: Repair - Plumbing - SF - SH |  |  |  | 13 | 0 |  | 0 | 0 | 0 | 0 | 6827.6 | 0 | 0 | 0 | 0 | 0 | 0% | 0 | 6827.6 | 0 | 6827.6 | 0 | 6392.8839 | 0 | 0 | #N/A | #N/A | #N/A | #N/A | #N/A | #N/A | #N/A | 0 | 0 | 0 | 0
| G201 | 18230661 | Low Income Weatherization {G} | 10505-1 | LIW: Repair - Roof - MH - SH |  |  |  | 1 | 0 |  | 0 | 0 | 0 | 0 | 0 | 0 | 0 | 0 | 0 | 0 | 0% | 0 | 0 | 0 | 0 | 0 | 0 | 0 | 0 | #N/A | #N/A | #N/A | #N/A | #N/A | #N/A | #N/A | 0 | 0 | 0 | #DIV/0!
| G201 | 18230661 | Low Income Weatherization {G} | 10507-1 | LIW: Repair - Roof - SF - SH |  |  |  | 3 | 0 |  | 0 | 0 | 0 | 0 | 39589.75 | 0 | 0 | 0 | 0 | 0 | 0% | 0 | 39589.75 | 0 | 39589.75 | 0 | 37069.0543 | 0 | 0 | #N/A | #N/A | #N/A | #N/A | #N/A | #N/A | #N/A | 0 | 0 | 0 | 0
| G201 | 18230661 | Low Income Weatherization {G} | 10511-1 | LIW: Repair - Structural - MH - SH |  |  |  | 8 | 0 |  | 0 | 0 | 0 | 0 | 0 | 0 | 0 | 0 | 0 | 0 | 0% | 0 | 0 | 0 | 0 | 0 | 0 | 0 | 0 | #N/A | #N/A | #N/A | #N/A | #N/A | #N/A | #N/A | 0 | 0 | 0 | #DIV/0!
| G201 | 18230661 | Low Income Weatherization {G} | 10513-1 | LIW: Repair - Structural - SF - SH |  |  |  | 7 | 0 |  | 0 | 0 | 0 | 0 | 9063.8 | 0 | 0 | 0 | 0 | 0 | 0% | 0 | 9063.8 | 0 | 9063.8 | 0 | 8486.7041 | 0 | 0 | #N/A | #N/A | #N/A | #N/A | #N/A | #N/A | #N/A | 0 | 0 | 0 | 0
| G201 | 18230661 | Low Income Weatherization {G} | 10517-1 | LIW: Sealing - Air - Ceiling - MF - SH |  |  |  | 1 | 0 |  | 0 | 0 | 0 | 0 | 0 | 0 | 0 | 0 | 0 | 0 | 0% | 0 | 0 | 0 | 0 | 0 | 0 | 0 | 0 | #N/A | #N/A | #N/A | #N/A | #N/A | #N/A | #N/A | 0 | 0 | 0 | #DIV/0!
| G201 | 18230661 | Low Income Weatherization {G} | 10523-1 | LIW: Sealing - Air - Mech Vent - MF - SH |  |  |  | 18 | 0 |  | 0 | 0 | 0 | 0 | 0 | 0 | 0 | 0 | 0 | 0 | 0% | 0 | 0 | 0 | 0 | 0 | 0 | 0 | 0 | #N/A | #N/A | #N/A | #N/A | #N/A | #N/A | #N/A | 0 | 0 | 0 | #DIV/0!
| G201 | 18230661 | Low Income Weatherization {G} | 10531-6 | LIW: Sealing - Shell - MH - TG | 25 |  | SF Space Heat | 4221 | 0.02 |  | 1.15 | 1.15 | 84.42 | 6310.39 | 6310.39 | 0.21 | 0 | 25 | 0.076274 | 0 | 0.3051% | 218.7975 | 0 | 4131.5544 | 6529.1875 | 3868.4966 | 6113.4714 | 10518.666 | 0 | 16.1433 | 1362.8196 | 16.1433 | 0 | 1362.8196 | 0 | 1362.8196 | 1362.8196 | 12017.7676 | 0.35229 | 1.9658
| G201 | 18230661 | Low Income Weatherization {G} | 10532-2 | LIW: Sealing - Shell - SF - SH |  |  |  | 4095 | 0 |  | 0 | 0 | 0 | 0 | 8183.83 | 0 | 0 | 0 | 0 | 0 | 0% | 0 | 8183.83 | 0 | 8183.83 | 0 | 7662.7622 | 0 | 0 | #N/A | #N/A | #N/A | #N/A | #N/A | #N/A | #N/A | 0 | 0 | 0 | 0
| G201 | 18230661 | Low Income Weatherization {G} | 10534-6 | LIW: Sealing - Shell - SF - TG | 15 |  | SF Space Heat | 69289 | 0.01 |  | 1.32 | 1.32 | 692.89 | 120797.25 | 120797.25 | 0.05 | 0 | 15 | 0.37562 | 0 | 2.504% | 1795.8134 | 0 | 33910.3616 | 122593.0634 | 31751.2749 | 114787.5126 | 31956.411 | 0 | 10.9113 | 7560.3017 | 10.9113 | 0 | 7560.3017 | 0 | 7560.3017 | 7560.3017 | 40272.7429 | 0.23811 | 0.35085
| G201 | 18230661 | Low Income Weatherization {G} | 10558-1 | LIW: Insulation - Water Heater Pipe - MH - SH |  |  |  | 1 | 0 |  | 0 | 0 | 0 | 0 | 0 | 0 | 0 | 0 | 0 | 0 | 0% | 0 | 0 | 0 | 0 | 0 | 0 | 0 | 0 | #N/A | #N/A | #N/A | #N/A | #N/A | #N/A | #N/A | 0 | 0 | 0 | #DIV/0!
| G201 | 18230661 | Low Income Weatherization {G} | 10560-4 | LIW: Insulation - Water Heater Pipe - MH - TG | 15 |  | Res Water Heat | 2 | 0.84 |  | 20 | 20 | 1.68 | 52 | 52 | 11.13 | 0 | 15 | 0.00091073 | 0 | 0.006072% | 4.3542 | 0 | 82.22 | 56.3542 | 76.985 | 52.7661 | 205.3283 | 0 | 10.1852 | 17.1111 | 10.1852 | 0 | 17.1111 | 0 | 17.1111 | 17.1111 | 224.1506 | 0.22227 | 4.248
| G201 | 18230661 | Low Income Weatherization {G} | 10561-1 | LIW: Insulation - Water Heater Pipe - SF - SH |  |  |  | 14 | 0 |  | 0 | 0 | 0 | 0 | 1498.92 | 0 | 0 | 0 | 0 | 0 | 0% | 0 | 1498.92 | 0 | 1498.92 | 0 | 1403.4831 | 0 | 0 | #N/A | #N/A | #N/A | #N/A | #N/A | #N/A | #N/A | 0 | 0 | 0 | 0
| G201 | 18230661 | Low Income Weatherization {G} | 10563-4 | LIW: Insulation - Water Heater Pipe - SF - TG | 15 |  | Res Water Heat | 36 | 0.84 |  | 20 | 20 | 30.24 | 936 | 936 | 11.04 | 0 | 15 | 0.016393 | 0 | 0.1093% | 78.3752 | 0 | 1479.9598 | 1014.3752 | 1385.7301 | 949.7895 | 3666.0238 | 0 | 10.1852 | 308.0003 | 10.1852 | 0 | 308.0003 | 0 | 308.0003 | 308.0003 | 4004.824 | 0.22227 | 4.2165
| G201 | 18230661 | Low Income Weatherization {G} | 10566-1 | LIW: Repair - Water Heater - MH - SH |  |  |  | 2 | 0 |  | 0 | 0 | 0 | 0 | 0 | 0 | 0 | 0 | 0 | 0 | 0% | 0 | 0 | 0 | 0 | 0 | 0 | 0 | 0 | #N/A | #N/A | #N/A | #N/A | #N/A | #N/A | #N/A | 0 | 0 | 0 | #DIV/0!
| G201 | 18230661 | Low Income Weatherization {G} | 10572-1 | LIW: Water Heater - Replacement - MH - SH |  |  |  | 2 | 0 |  | 0 | 0 | 0 | 0 | 0 | 0 | 0 | 0 | 0 | 0 | 0% | 0 | 0 | 0 | 0 | 0 | 0 | 0 | 0 | #N/A | #N/A | #N/A | #N/A | #N/A | #N/A | #N/A | 0 | 0 | 0 | #DIV/0!
| G201 | 18230661 | Low Income Weatherization {G} | 10574-1 | LIW: Water Heater - Replacement - SF - SH |  |  |  | 4 | 0 |  | 0 | 0 | 0 | 0 | 5978.88 | 0 | 0 | 0 | 0 | 0 | 0% | 0 | 5978.88 | 0 | 5978.88 | 0 | 5598.2022 | 0 | 0 | #N/A | #N/A | #N/A | #N/A | #N/A | #N/A | #N/A | 0 | 0 | 0 | 0
| G201 | 18230661 | Low Income Weatherization {G} | 10580-1 | LIW: Water Heater - Wrap - SF - SH |  |  |  | 2 | 0 |  | 0 | 0 | 0 | 0 | 0 | 0 | 0 | 0 | 0 | 0 | 0% | 0 | 0 | 0 | 0 | 0 | 0 | 0 | 0 | #N/A | #N/A | #N/A | #N/A | #N/A | #N/A | #N/A | 0 | 0 | 0 | #DIV/0!
| G201 | 18230661 | Low Income Weatherization {G} | 10588-2 | LIW: Windows - DP to DP - MH - SH |  |  |  | 117 | 0 |  | 0 | 0 | 0 | 0 | 0 | 0 | 0 | 0 | 0 | 0 | 0% | 0 | 0 | 0 | 0 | 0 | 0 | 0 | 0 | #N/A | #N/A | #N/A | #N/A | #N/A | #N/A | #N/A | 0 | 0 | 0 | #DIV/0!
| G201 | 18230661 | Low Income Weatherization {G} | 10590-2 | LIW: Windows - DP to DP - SF - SH |  |  |  | 26 | 0 |  | 0 | 0 | 0 | 0 | 0 | 0 | 0 | 0 | 0 | 0 | 0% | 0 | 0 | 0 | 0 | 0 | 0 | 0 | 0 | #N/A | #N/A | #N/A | #N/A | #N/A | #N/A | #N/A | 0 | 0 | 0 | #DIV/0!
| G201 | 18230661 | Low Income Weatherization {G} | 10594-2 | LIW: Windows - SP to DP - MH - SH |  |  |  | 129 | 0 |  | 0 | 0 | 0 | 0 | 0 | 0 | 0 | 0 | 0 | 0 | 0% | 0 | 0 | 0 | 0 | 0 | 0 | 0 | 0 | #N/A | #N/A | #N/A | #N/A | #N/A | #N/A | #N/A | 0 | 0 | 0 | #DIV/0!
| G201 | 18230661 | Low Income Weatherization {G} | 10596-2 | LIW: Windows - SP to DP - SF - SH |  |  |  | 9 | 0 |  | 0 | 0 | 0 | 0 | 51.54 | 0 | 0 | 0 | 0 | 0 | 0% | 0 | 51.54 | 0 | 51.54 | 0 | 48.2584 | 0 | 0 | #N/A | #N/A | #N/A | #N/A | #N/A | #N/A | #N/A | 0 | 0 | 0 | 0
| G201 | 18230661 | Low Income Weatherization {G} | 10630-1 | LIW: Insulation - Attic - R0 to R49 - MF - SH |  |  |  | 15940 | 0 |  | 0 | 0 | 0 | 0 | 0 | 0 | 0 | 0 | 0 | 0 | 0% | 0 | 0 | 0 | 0 | 0 | 0 | 0 | 0 | #N/A | #N/A | #N/A | #N/A | #N/A | #N/A | #N/A | 0 | 0 | 0 | #DIV/0!
| G201 | 18230661 | Low Income Weatherization {G} | 10633-1 | LIW: Insulation - Attic - R0 to R49 - SF - SH | 0 |  |  | 9312 | 0 |  | 0 | 0 | 0 | 0 | 18416.5 | 0 | 0 | 0 | 0 | 0 | 0% | 0 | 18416.5 | 0 | 18416.5 | 0 | 17243.9139 | 0 | 0 | #N/A | #N/A | #N/A | #N/A | #N/A | #N/A | #N/A | 0 | 0 | 0 | 0
| G201 | 18230661 | Low Income Weatherization {G} | 10635-5 | LIW: Insulation - Attic - R0 to R49 - SF - TG | 45 |  | SF Space Heat | 13144 | 0.09 |  | 2.43 | 2.43 | 1182.96 | 37057.29 | 37057.29 | 0.09 | 0 | 45 | 1.9239 | 0 | 4.275% | 3065.9635 | 0 | 57894.6173 | 40123.2535 | 54208.4431 | 37568.5894 | 16495.4084 | 0 | 26.2816 | 31090.0353 | 26.2816 | 0 | 31090.0353 | 0 | 31090.0353 | 31090.0353 | 50694.4472 | 0.57353 | 1.3494
| G201 | 18230661 | Low Income Weatherization {G} | 10636-1 | LIW: Insulation - Attic - R11 to R49 - SF - SH | 0 |  |  | 4529 | 0 |  | 0 | 0 | 0 | 0 | 7156.94 | 0 | 0 | 0 | 0 | 0 | 0% | 0 | 7156.94 | 0 | 7156.94 | 0 | 6701.2547 | 0 | 0 | #N/A | #N/A | #N/A | #N/A | #N/A | #N/A | #N/A | 0 | 0 | 0 | 0
| G201 | 18230661 | Low Income Weatherization {G} | 10638-5 | LIW: Insulation - Attic - R11 to R49 - SF - TG | 45 |  | SF Space Heat | 34192 | 0.03 |  | 1.82 | 1.82 | 1025.76 | 80898.25 | 80898.25 | 0.12 | 0 | 45 | 1.6682 | 0 | 3.707% | 2658.5368 | 0 | 50201.1755 | 83556.7868 | 47004.846 | 78236.6918 | 57213.5325 | 0 | 26.2816 | 26958.5739 | 26.2816 | 0 | 26958.5739 | 0 | 26958.5739 | 26958.5739 | 86867.9638 | 0.57353 | 1.1103
| G201 | 18230661 | Low Income Weatherization {G} | 10682-1 | LIW: Ventilation - Energy Recovery - SIR - MF - SH |  |  |  | 1 | 0 |  |  |  | 0 | 0 | 0 | 0 | 0 | 0 | 0 | 0 | 0% | 0 | 0 | 0 | 0 | 0 | 0 | 0 | 0 | #N/A | #N/A | #N/A | #N/A | #N/A | #N/A | #N/A | 0 | 0 | 0 | #DIV/0!
| G201 | 18230661 | Low Income Weatherization {G} | 10684-1 | LIW: Insulation - Slab On Grade - SIR - MF - SH |  |  |  | 1 | 0 |  |  |  | 0 | 0 | 0 | 0 | 0 | 0 | 0 | 0 | 0% | 0 | 0 | 0 | 0 | 0 | 0 | 0 | 0 | #N/A | #N/A | #N/A | #N/A | #N/A | #N/A | #N/A | 0 | 0 | 0 | #DIV/0!
| G201 | 18230661 | Low Income Weatherization {G} | 12217-1 | LIW: Safety Test - Combustion - SF - TG |  |  |  | 11 |  |  |  |  | 0 | 4279.81 | 4279.81 |  |  | 0 | 0 | 0 | 0% | 0 | 0 | 0 | 4279.81 | 0 | 4007.3127 | 0 | 0 | #N/A | #N/A | #N/A | #N/A | #N/A | #N/A | #N/A | 0 | 0 | 0 | 0
| G201 | 18230661 | Low Income Weatherization {G} | 12223-1 | LIW: Ventilation - Mechanical - SF - TG |  |  |  | 18 | 0 |  | 0 | 0 | 0 | 23966.18 | 23966.18 |  |  | 0 | 0 | 0 | 0% | 0 | 0 | 0 | 23966.18 | 0 | 22440.2434 | 0 | 0 | #N/A | #N/A | #N/A | #N/A | #N/A | #N/A | #N/A | 0 | 0 | 0 | 0
| G201 | 18230661 | Low Income Weatherization {G} | 12224-1 | LIW: Smoke Detector - SF - TG |  |  |  | 10 | 0 |  | 0 | 0 | 0 | 1480.85 | 1480.85 |  |  | 0 | 0 | 0 | 0% | 0 | 0 | 0 | 1480.85 | 0 | 1386.5637 | 0 | 0 | #N/A | #N/A | #N/A | #N/A | #N/A | #N/A | #N/A | 0 | 0 | 0 | 0
| G201 | 18230661 | Low Income Weatherization {G} | 12225-1 | LIW: Repair - Furnace - SF - TG |  |  |  | 3 | 0 |  | 0 | 0 | 0 | 1910.01 | 1910.01 |  |  | 0 | 0 | 0 | 0% | 0 | 0 | 0 | 1910.01 | 0 | 1788.3989 | 0 | 0 | #N/A | #N/A | #N/A | #N/A | #N/A | #N/A | #N/A | 0 | 0 | 0 | 0
| G201 | 18230661 | Low Income Weatherization {G} | 12292-1 | LIW: Repair - Health - SF - TG |  |  |  | 6 | 0 |  | 0 | 0 | 0 | 2569.02 | 2569.02 |  |  | 0 | 0 | 0 | 0% | 0 | 0 | 0 | 2569.02 | 0 | 2405.4494 | 0 | 0 | #N/A | #N/A | #N/A | #N/A | #N/A | #N/A | #N/A | 0 | 0 | 0 | 0
| G201 | 18230661 | Low Income Weatherization {G} | 12293-1 | LIW: Repair - Electrical - SF - TG |  |  |  | 11 | 0 |  | 0 | 0 | 0 | 7285.94 | 7285.94 | 0 | 0 | 0 | 0 | 0 | 0% | 0 | 0 | 0 | 7285.94 | 0 | 6822.0412 | 0 | 0 | #N/A | #N/A | #N/A | #N/A | #N/A | #N/A | #N/A | 0 | 0 | 0 | 0
| G201 | 18230661 | Low Income Weatherization {G} | 12306-1 | LIW: Door - Weather Strip - SF - TG |  |  |  | 29 | 0 | 0 | 0 | 0 | 0 | 5484.82 | 5484.82 |  |  | 0 | 0 | 0 | 0% | 0 | 0 | 0 | 5484.82 | 0 | 5135.5993 | 0 | 0 | #N/A | #N/A | #N/A | #N/A | #N/A | #N/A | #N/A | 0 | 0 | 0 | 0
| G201 | 18230661 | Low Income Weatherization {G} | 12307-1 | LIW: Boiler - SIR - MF - TG | 20 |  | SF Space Heat | 2 | 3708.5 |  |  |  | 7417 | 147160 | 147160 |  |  | 20 | 5.361 | 0 | 26.81% | 19223.1784 | 0 | 362991.459 | 166383.1784 | 339879.6433 | 155789.4929 | 0 | 0 | 13.7138 | 101714.9537 | 13.7138 | 0 | 101714.9537 | 0 | 101714.9537 | 101714.9537 | 111886.4491 | 0.29927 | 0.71819
| G201 | 18230661 | Low Income Weatherization {G} | 12309-1 | LIW: Boiler - SIR - MF - SH |  |  |  | 1 | 0 |  |  |  | 0 | 0 | 31366.82 | 0 | 0 | 0 | 0 | 0 | 0% | 0 | 31366.82 | 0 | 31366.82 | 0 | 29369.6816 | 0 | 0 | #N/A | #N/A | #N/A | #N/A | #N/A | #N/A | #N/A | 0 | 0 | 0 | 0
| G201 | 18230661 | Low Income Weatherization {G} | 12311-1 | LIW: Ground Vapor Barrier - SF - TG |  |  |  | 14 | 0 |  | 0 | 0 | 0 | 10908.26 | 10908.26 |  |  | 0 | 0 | 0 | 0% | 0 | 0 | 0 | 10908.26 | 0 | 10213.7266 | 0 | 0 | #N/A | #N/A | #N/A | #N/A | #N/A | #N/A | #N/A | 0 | 0 | 0 | 0
| G201 | 18230661 | Low Income Weatherization {G} | 12315-1 | LIW: Repair - Floor - SF - TG |  |  |  | 2 | 0 |  | 0 | 0 | 0 | 1209.55 | 1209.55 |  |  | 0 | 0 | 0 | 0% | 0 | 0 | 0 | 1209.55 | 0 | 1132.5375 | 0 | 0 | #N/A | #N/A | #N/A | #N/A | #N/A | #N/A | #N/A | 0 | 0 | 0 | 0
| G201 | 18230661 | Low Income Weatherization {G} | 12419-1 | LIW: Thermostat - ESS - SF - SH |  |  |  | 1 | 0 |  | 0 | 0 | 0 | 0 | 232.26 | 0 | 0 | 0 | 0 | 0 | 0% | 0 | 232.26 | 0 | 232.26 | 0 | 217.4719 | 0 | 0 | #N/A | #N/A | #N/A | #N/A | #N/A | #N/A | #N/A | 0 | 0 | 0 | 0
| G201 | 18230661 | Low Income Weatherization {G} | 12421-3 | LIW: Thermostat - ESS - SF - TG | 11 |  | SF Space Heat | 1 | 33 |  | 400 | 400 | 33 | 488.8 | 488.8 | 26.45 | 0 | 11 | 0.013119 | 0 | 0.1193% | 85.5285 | 0 | 1615.0355 | 574.3285 | 1512.2055 | 537.7608 | 200.3309 | 0 | 8.3815 | 276.5884 | 8.3815 | 0 | 276.5884 | 0 | 276.5884 | 276.5884 | 504.5782 | 0.1829 | 0.93829
| G201 | 18230661 | Low Income Weatherization {G} | 12558-1 | LIW: Repair - Roof - SF - TG |  |  |  | 1 | 0 |  | 0 | 0 | 0 | 1300 | 1300 |  |  | 0 | 0 | 0 | 0% | 0 | 0 | 0 | 1300 | 0 | 1217.2285 | 0 | 0 | #N/A | #N/A | #N/A | #N/A | #N/A | #N/A | #N/A | 0 | 0 | 0 | 0
| G201 | 18230661 | Low Income Weatherization {G} | 12606-1 | LIW: Carbon Monoxide Detector - SF - TG |  |  |  | 1 | 0 |  | 0 | 0 | 0 | 277.06 | 277.06 | 0 | 0 | 0 | 0 | 0 | 0% | 0 | 0 | 0 | 277.06 | 0 | 259.4195 | 0 | 0 | #N/A | #N/A | #N/A | #N/A | #N/A | #N/A | #N/A | 0 | 0 | 0 | 0
| G201 | 18230661 | Low Income Weatherization {G} | 12608-1 | LIW: Repair - Plumbing - SF - TG |  |  |  | 2 | 0 |  | 0 | 0 | 0 | 565.75 | 565.75 | 0 | 0 | 0 | 0 | 0 | 0% | 0 | 0 | 0 | 565.75 | 0 | 529.7285 | 0 | 0 | #N/A | #N/A | #N/A | #N/A | #N/A | #N/A | #N/A | 0 | 0 | 0 | 0
| G201 | 18230661 | Low Income Weatherization {G} | 12609-1 | LIW: Repair - Structural - SF - TG |  |  |  | 9 | 0 |  | 0 | 0 | 0 | 2671.84 | 2671.84 | 0 | 0 | 0 | 0 | 0 | 0% | 0 | 0 | 0 | 2671.84 | 0 | 2501.7228 | 0 | 0 | #N/A | #N/A | #N/A | #N/A | #N/A | #N/A | #N/A | 0 | 0 | 0 | 0
| G201 | 18230661 | Low Income Weatherization {G} | 12648-3 | LIW: Windows - SP to DP - SF - TG | 45 |  | SF Space Heat | 291 | 0.38 |  | 22.6 | 22.6 | 110.58 | 8503.17 | 8503.17 | 0.48 | 0 | 45 | 0.17984 | 0 | 0.3996% | 286.5982 | 0 | 5411.8371 | 8789.7682 | 5067.2632 | 8230.1201 | 1947.7232 | 0 | 26.2816 | 2906.215 | 26.2816 | 0 | 2906.215 | 0 | 2906.215 | 2906.215 | 5144.5597 | 0.57353 | 0.62509
| G201 | 18230661 | Low Income Weatherization {G} | 12722-3 | LIW: Water Heater - Storage - Energy Star - SF - TG | 13 |  | Res Water Heat | 5 | 15 |  | 841.67 | 841.67 | 75 | 6391.68 | 6391.68 | 1.53 | 0 | 13 | 0.035237 | 0 | 0.2711% | 194.383 | 0 | 3670.5352 | 6586.063 | 3436.8307 | 6166.7256 | 64.6672 | 0 | 9.0091 | 675.6798 | 9.0091 | 0 | 675.6798 | 0 | 675.6798 | 675.6798 | 807.915 | 0.1966 | 0.13101
| G201 | 18230661 | Low Income Weatherization {G} | 12726-3 | LIW: Water Heater - Tankless - Energy Star - MH - TG | 20 |  | Res Water Heat | 2 | 42 |  | 1484 | 1484 | 84 | 3858.4 | 3858.4 | 3.92 | 0 | 20 | 0.060716 | 0 | 0.3036% | 217.7089 | 0 | 4110.9994 | 4076.1089 | 3849.2504 | 3816.5814 | 84.364 | 0 | 12.8542 | 1079.7527 | 12.8542 | 0 | 1079.7527 | 0 | 1079.7527 | 1079.7527 | 1272.092 | 0.28051 | 0.33331
| G201 | 18230661 | Low Income Weatherization {G} | 12728-3 | LIW: Water Heater - Tankless - Energy Star - SF - TG | 20 |  | Res Water Heat | 4 | 42 |  | 1484 | 1484 | 168 | 7716.8 | 7716.8 | 13.83 | 0 | 20 | 0.12143 | 0 | 0.6072% | 435.4178 | 0 | 8221.9988 | 8152.2178 | 7698.5008 | 7633.1628 | 595.2825 | 0 | 12.8542 | 2159.5055 | 12.8542 | 0 | 2159.5055 | 0 | 2159.5055 | 2159.5055 | 2970.7385 | 0.28051 | 0.38919
| G201 | 18230661 | Low Income Weatherization {G} | 12819-1 | LIW: Heat Pump - MH - SH |  |  |  | 8 |  |  |  |  | 0 | 0 | 0 | 0 | 0 | 0 | 0 | 0 | 0% | 0 | 0 | 0 | 0 | 0 | 0 | 0 | 0 | #N/A | #N/A | #N/A | #N/A | #N/A | #N/A | #N/A | 0 | 0 | 0 | #DIV/0!
| G201 | 18230661 | Low Income Weatherization {G} | 12821-1 | LIW: Heat Pump - SF - SH |  |  |  | 3 |  |  |  |  | 0 | 0 | 0 | 0 | 0 | 0 | 0 | 0 | 0% | 0 | 0 | 0 | 0 | 0 | 0 | 0 | 0 | #N/A | #N/A | #N/A | #N/A | #N/A | #N/A | #N/A | 0 | 0 | 0 | #DIV/0!
| G201 | 18230661 | Low Income Weatherization {G} | 12961-1 | LIW: Ventilation - Mechanical - MF - TG |  |  |  | 2 | 0 |  | 0 | 0 | 0 | 70093.41 | 70093.41 | 0 | 0 | 0 | 0 | 0 | 0% | 0 | 0 | 0 | 70093.41 | 0 | 65630.5337 | 0 | 0 | #N/A | #N/A | #N/A | #N/A | #N/A | #N/A | #N/A | 0 | 0 | 0 | 0
| G201 | 18230661 | Low Income Weatherization {G} | 13141-1 | LIW: Program Support - MF - SH |  |  |  | 1 |  |  |  |  | 0 | 0 | 69840.62 | 0 | 0 | 0 | 0 | 0 | 0% | 0 | 69840.62 | 0 | 69840.62 | 0 | 65393.839 | 0 | 0 | #N/A | #N/A | #N/A | #N/A | #N/A | #N/A | #N/A | 0 | 0 | 0 | 0
| G201 | 18230661 | Low Income Weatherization {G} | 13179-1 | LIW: Door - Sweep - SF - TG |  |  |  | 9 | 0 |  | 0 | 0 | 0 | 641.97 | 641.97 | 0 | 0 | 0 | 0 | 0 | 0% | 0 | 0 | 0 | 641.97 | 0 | 601.0955 | 0 | 0 | #N/A | #N/A | #N/A | #N/A | #N/A | #N/A | #N/A | 0 | 0 | 0 | 0
| G201 | 18230661 | Low Income Weatherization {G} | 13298-1 | LIW: Repair and Maintenance - HVAC - SF - SH |  |  |  | 4 |  |  |  |  | 0 | 0 | 9771.42 | 0 | 0 | 0 | 0 | 0 | 0% | 0 | 9771.42 | 0 | 9771.42 | 0 | 9149.2697 | 0 | 0 | #N/A | #N/A | #N/A | #N/A | #N/A | #N/A | #N/A | 0 | 0 | 0 | 0
| G201 | 18230661 | Low Income Weatherization {G} | 13300-1 | LIW: Repair and Maintenance - HVAC - MH - SH |  |  |  | 1 |  |  |  |  | 0 | 0 | 0 | 0 | 0 | 0 | 0 | 0 | 0% | 0 | 0 | 0 | 0 | 0 | 0 | 0 | 0 | #N/A | #N/A | #N/A | #N/A | #N/A | #N/A | #N/A | 0 | 0 | 0 | #DIV/0!
| G201 | 18230661 | Low Income Weatherization {G} | 13333-1 | LIW: Insulation - SIR - MF - TG | 30 |  | SF Space Heat | 1 | 740 |  |  |  | 740 | 35880 | 35880 | 0 | 0 | 30 | 0.80231 | 0 | 2.674% | 1917.9118 | 0 | 36215.9471 | 37797.9118 | 33910.0628 | 35391.3032 | 0 | 0 | 18.1465 | 13428.4193 | 18.1465 | 0 | 13428.4193 | 0 | 13428.4193 | 13428.4193 | 14771.2612 | 0.396 | 0.41737
| G201 | 18230661 | Low Income Weatherization {G} | 13334-1 | LIW: Insulation - SIR - MF - SH |  |  |  | 1 |  |  |  |  | 0 | 0 | 525.6 | 0 | 0 | 0 | 0 | 0 | 0% | 0 | 525.6 | 0 | 525.6 | 0 | 492.1348 | 0 | 0 | #N/A | #N/A | #N/A | #N/A | #N/A | #N/A | #N/A | 0 | 0 | 0 | 0
| G201 | 18230661 | Low Income Weatherization {G} | 13335-1 | LIW: Repair - Structural - MF - TG |  |  |  | 1 | 0 |  | 0 | 0 | 0 | 1099.96 | 1099.96 | 0 | 0 | 0 | 0 | 0 | 0% | 0 | 0 | 0 | 1099.96 | 0 | 1029.9251 | 0 | 0 | #N/A | #N/A | #N/A | #N/A | #N/A | #N/A | #N/A | 0 | 0 | 0 | 0
[19 empty] | 0 | 0 | 0 | 0% | 0 | 0 | 0 | 0 | 0 | 0 | 0 | 0 | #N/A | #N/A | #N/A | #N/A | #N/A | #N/A | #N/A | 0 | 0 | 0 | #DIV/0!
[19 empty] | 0 | 0 | 0 | 0% | 0 | 0 | 0 | 0 | 0 | 0 | 0 | 0 | #N/A | #N/A | #N/A | #N/A | #N/A | #N/A | #N/A | 0 | 0 | 0 | #DIV/0!
[19 empty] | 0 | 0 | 0 | 0% | 0 | 0 | 0 | 0 | 0 | 0 | 0 | 0 | #N/A | #N/A | #N/A | #N/A | #N/A | #N/A | #N/A | 0 | 0 | 0 | #DIV/0!
[19 empty] | 0 | 0 | 0 | 0% | 0 | 0 | 0 | 0 | 0 | 0 | 0 | 0 | #N/A | #N/A | #N/A | #N/A | #N/A | #N/A | #N/A | 0 | 0 | 0 | #DIV/0!
[19 empty] | 0 | 0 | 0 | 0% | 0 | 0 | 0 | 0 | 0 | 0 | 0 | 0 | #N/A | #N/A | #N/A | #N/A | #N/A | #N/A | #N/A | 0 | 0 | 0 | #DIV/0!
[19 empty] | 0 | 0 | 0 | 0% | 0 | 0 | 0 | 0 | 0 | 0 | 0 | 0 | #N/A | #N/A | #N/A | #N/A | #N/A | #N/A | #N/A | 0 | 0 | 0 | #DIV/0!
[19 empty] | 0 | 0 | 0 | 0% | 0 | 0 | 0 | 0 | 0 | 0 | 0 | 0 | #N/A | #N/A | #N/A | #N/A | #N/A | #N/A | #N/A | 0 | 0 | 0 | #DIV/0!
[19 empty] | 0 | 0 | 0 | 0% | 0 | 0 | 0 | 0 | 0 | 0 | 0 | 0 | #N/A | #N/A | #N/A | #N/A | #N/A | #N/A | #N/A | 0 | 0 | 0 | #DIV/0!
[19 empty] | 0 | 0 | 0 | 0% | 0 | 0 | 0 | 0 | 0 | 0 | 0 | 0 | #N/A | #N/A | #N/A | #N/A | #N/A | #N/A | #N/A | 0 | 0 | 0 | #DIV/0!
[19 empty] | 0 | 0 | 0 | 0% | 0 | 0 | 0 | 0 | 0 | 0 | 0 | 0 | #N/A | #N/A | #N/A | #N/A | #N/A | #N/A | #N/A | 0 | 0 | 0 | #DIV/0!
[19 empty] | 0 | 0 | 0 | 0% | 0 | 0 | 0 | 0 | 0 | 0 | 0 | 0 | #N/A | #N/A | #N/A | #N/A | #N/A | #N/A | #N/A | 0 | 0 | 0 | #DIV/0!
[19 empty] | 0 | 0 | 0 | 0% | 0 | 0 | 0 | 0 | 0 | 0 | 0 | 0 | #N/A | #N/A | #N/A | #N/A | #N/A | #N/A | #N/A | 0 | 0 | 0 | #DIV/0!
[19 empty] | 0 | 0 | 0 | 0% | 0 | 0 | 0 | 0 | 0 | 0 | 0 | 0 | #N/A | #N/A | #N/A | #N/A | #N/A | #N/A | #N/A | 0 | 0 | 0 | #DIV/0!
[19 empty] | 0 | 0 | 0 | 0% | 0 | 0 | 0 | 0 | 0 | 0 | 0 | 0 | #N/A | #N/A | #N/A | #N/A | #N/A | #N/A | #N/A | 0 | 0 | 0 | #DIV/0!
[19 empty] | 0 | 0 | 0 | 0% | 0 | 0 | 0 | 0 | 0 | 0 | 0 | 0 | #N/A | #N/A | #N/A | #N/A | #N/A | #N/A | #N/A | 0 | 0 | 0 | #DIV/0!
[19 empty] | 0 | 0 | 0 | 0% | 0 | 0 | 0 | 0 | 0 | 0 | 0 | 0 | #N/A | #N/A | #N/A | #N/A | #N/A | #N/A | #N/A | 0 | 0 | 0 | #DIV/0!
[19 empty] | 0 | 0 | 0 | 0% | 0 | 0 | 0 | 0 | 0 | 0 | 0 | 0 | #N/A | #N/A | #N/A | #N/A | #N/A | #N/A | #N/A | 0 | 0 | 0 | #DIV/0!
[19 empty] | 0 | 0 | 0 | 0% | 0 | 0 | 0 | 0 | 0 | 0 | 0 | 0 | #N/A | #N/A | #N/A | #N/A | #N/A | #N/A | #N/A | 0 | 0 | 0 | #DIV/0!
[19 empty] | 0 | 0 | 0 | 0% | 0 | 0 | 0 | 0 | 0 | 0 | 0 | 0 | #N/A | #N/A | #N/A | #N/A | #N/A | #N/A | #N/A | 0 | 0 | 0 | #DIV/0!
Note on W3: Curtis, Kasey Calculates measure savings as a % of total program savings.
Note on X3: Curtis, Kasey: Uses % of measure savings as a proxy for % of program spending.

## SF Existing Space Heat {G}
Rtn to Summary |  | Order Number | Program Name | Discount Rate: | 6.8% | [9 empty] | Paste in incentives but use DBtC for Total
| Program: | 18230638 | SF Existing Space Heat {G}
| paste |  |  | paste | paste | paste | paste | paste | paste | paste | paste | paste | paste | Paste | paste | paste | paste | paste | Formula: G + H | Formula: (O/A10)*T | Formula: N - M | Formula: O/A10 | Formula: W*A8 | Formula: Q - P | Formula: X + DBtC | Formula: Q + X | Formula: Z/(1+GasDiscountRate)^1 | Formula: AA/(1+GasDiscountRate)^1 | Formula: -PV(ElecDiscount Rate,T,R)*J | Formula: -PV(ElecDiscount Rate, T, S)*J |  | AF*J*K |  | AH*J*L | AG + AI |  | AG +AI -AK | formula: Logic to lookup from AC tables and adjust by savings and quantity | Formula: Utility Savings (AM)*1.1+AD+AE | formula: AM/AB | formula: AN/AC
| Sch. No. | Order Number | Program Name | Measure Version | Measure Name | First Period Measure Life | Second period Measure Life | Gas End-Use Type | Number of units offered | Savings per Unit Period 1 | Savngs per Unit Period 2 | Incentives Per Unit | Incremental Measure Cost per Unit | Total First Year Savings | Total Incentive | Total Incremental Measure Cost | Unit First Year Non-Energy Benefits | Unit Annual Net Equipment O&M | Total Measure Life | Weighted Life | Agency or Customer Cost per Unit | Percent Unit overhead | Program Overhead Cost | Total Customer Cost | Total Utility Program Costs | Total Resource Cost | PV Total Utility Program Costs | PV Total Resource Costs | PV Total Non-Energy Benefits | PV Total Net Equipment O&M | Unit PV First period Savings for 1 therm | Total First Period Savings | Unit PV Savings for Second Period for 1 therm | Total Second period Savings | Unadjusted Total | Decrement | Final UC Total Savings | PV Total Savings UC | PV Total Savings TRC | UC B/C Ratio | TRC B/C Ratio
DBTC: | G214 | 18230638 | SF Existing Space Heat {G} | 12660-2 | Integrated Heating System - Space and Water - GH - Res | 20 |  | SF Space Heat | 21 | 184 |  | 800 | 987 | 3864 | 16800 | 20727 | 0 | 0 | 20 | 0.15408 | 187 | 0.7704% | 2228.3235 | 3927 | 25760.9564 | 22955.3235 | 24120.7457 | 21493.7486 | 0 | 0 | 13.7138 | 52989.9664 | 13.7138 | 0 | 52989.9664 | 0 | 52989.9664 | 52989.9664 | 58288.9631 | 2.1969 | 2.7119
3054600 | G214 | 18230638 | SF Existing Space Heat {G} | 12660-3 | Integrated Heating System - Space and Water - GH - Res | 20 |  | SF Space Heat | 56 | 104 |  | 800 | 1502 | 5824 | 44800 | 84112 | 7.7064 | 0 | 20 | 0.23224 | 702 | 1.161% | 3358.6326 | 39312 | 38828.1082 | 87470.6326 | 36355.9066 | 81901.3414 | 4643.8746 | 0 | 13.7138 | 79868.9349 | 13.7138 | 0 | 79868.9349 | 0 | 79868.9349 | 79868.9349 | 92499.703 | 2.1969 | 1.1294
Program Costs: | G214 | 18230638 | SF Existing Space Heat {G} | 12669-1 | Furnace - 95pc - GH - Res | 20 |  | SF Space Heat | 755 | 110 |  | 350 | 603 | 83050 | 264250 | 455265 | 0 | 0 | 20 | 3.3117 | 253 | 16.56% | 47893.9623 | 191015 | 553687.2234 | 503158.9623 | 518433.7298 | 471122.6239 | 0 | 0 | 13.7138 | 1138927.7206 | 13.7138 | 0 | 1138927.7206 | 0 | 1138927.7206 | 1138927.7206 | 1252820.4927 | 2.1969 | 2.6592
289242.48 | G214 | 18230638 | SF Existing Space Heat {G} | 12669-2 | Furnace - 95pc - GH - Res | 20 |  | SF Space Heat | 3523 | 105.31 |  | 700 | 1438 | 371007.13 | 2466100 | 5066074 | 30.04 | 0 | 20 | 14.7942 | 738 | 73.97% | 213955.4665 | 2599974 | 2473472.6992 | 5280029.4665 | 2315985.6734 | 4943847.8151 | 1138815.7887 | 0 | 13.7138 | 5087902.5273 | 13.7138 | 0 | 5087902.5273 | 0 | 5087902.5273 | 5087902.5273 | 6735508.5688 | 2.1969 | 1.3624
Total Savings (therm): | G214 | 18230638 | SF Existing Space Heat {G} | 12670-1 | Furnace - 95pc - GH - Res - MI | 20 |  | SF Space Heat | 1 | 110 |  | 600 | 603 | 110 | 600 | 603 | 0 | 0 | 20 | 0.0043863 | 3 | 0.02193% | 63.4357 | 3 | 733.3606 | 666.4357 | 686.6672 | 624.0035 | 0 | 0 | 13.7138 | 1508.5135 | 13.7138 | 0 | 1508.5135 | 0 | 1508.5135 | 1508.5135 | 1659.3649 | 2.1969 | 2.6592
501557.75 |  |  |  | 12670-2 | Furnace - 95pc - GH - Res - MI | 20 |  | SF Space Heat | 23 | 105.31 |  | 1000 | 1438 | 2422.13 | 23000 | 33074 | 30.07 | 0 | 20 | 0.096584 | 438 | 0.4829% | 1396.814 | 10074 | 16148.1329 | 34470.814 | 15119.9746 | 32276.0431 | 7442.2143 | 0 | 13.7138 | 33216.5081 | 13.7138 | 0 | 33216.5081 | 0 | 33216.5081 | 33216.5081 | 43980.3733 | 2.1969 | 1.3626
Total Incentives: |  |  |  | 12680-1 | Boiler - Energy Star - 95pc AFUE - GH - Res | 20 |  | SF Space Heat | 13 | 119 |  | 350 | 1239 | 1547 | 4550 | 16107 | 0 | 0 | 20 | 0.061688 | 889 | 0.3084% | 892.1368 | 11557 | 10313.7163 | 16999.1368 | 9657.0377 | 15916.7947 | 0 | 0 | 13.7138 | 21215.1858 | 13.7138 | 0 | 21215.1858 | 0 | 21215.1858 | 21215.1858 | 23336.7044 | 2.1969 | 1.4662
3053200 |  |  |  | 12680-2 | Boiler - Energy Star - 95pc AFUE - GH - Res | 20 |  | SF Space Heat | 37 | 98 |  | 700 | 1118 | 3626 | 25900 | 41366 | 28.5768 | 0 | 20 | 0.14459 | 418 | 0.7229% | 2091.0717 | 15466 | 24174.2308 | 43457.0717 | 22635.0476 | 40690.1421 | 11377.7458 | 0 | 13.7138 | 49726.0917 | 13.7138 | 0 | 49726.0917 | 0 | 49726.0917 | 49726.0917 | 66076.4467 | 2.1969 | 1.6239
Total Customer Costs: |  |  |  | 13223-1 | Furnace - 95pc - GH - MH | 20 |  | SF Space Heat | 11 | 66 |  | 1000 | 1438 | 726 | 11000 | 15818 | 18.8364 | 0 | 20 | 0.02895 | 438 | 0.1447% | 418.6757 | 4818 | 4840.1797 | 16236.6757 | 4532.0035 | 15202.8799 | 2229.6233 | 0 | 13.7138 | 9956.1893 | 13.7138 | 0 | 9956.1893 | 0 | 9956.1893 | 9956.1893 | 13181.4316 | 2.1969 | 0.86704
3081148 |  |  |  | 13321-1 | Incentive - Add On - Furnace - GH - SF or DX |  |  | SF Space Heat | 279 | 0 |  | 350 | 0 | 0 | 97650 | 0 | 0 | 0 | 0 | 0 | -350 | 0% | 0 | -97650 | 0 | 0 | 0 | 0 | 0 | 0 | SF Space Heat | #VALUE! | SF Space Heat | #VALUE! | #VALUE! | #VALUE! | #VALUE! | 0 | 0 | 0 | #DIV/0!
Weighted Avg Life |  |  |  | 13322-1 | Incentive - Add On - Furnace - GH - SF or DX - MI |  |  | SF Space Heat | 3 | 0 |  | 300 | 0 | 0 | 900 | 0 | 0 | 0 | 0 | 0 | -300 | 0% | 0 | -900 | 0 | 0 | 0 | 0 | 0 | 0 | SF Space Heat | #VALUE! | SF Space Heat | #VALUE! | #VALUE! | #VALUE! | #VALUE! | 0 | 0 | 0 | #DIV/0!
20 |  |  |  | 13323-1 | Furnace - 95pc - GH - Res - Contractor | 20 |  | SF Space Heat | 279 | 105.31 |  | 350 | 1438 | 29381.49 | 97650 | 401202 | 30.04 | 0 | 20 | 1.1716 | 1088 | 5.858% | 16943.9612 | 303552 | 195883.8726 | 418145.9612 | 183411.8657 | 391522.4355 | 90187.2282 | 0 | 13.7138 | 402930.6855 | 13.7138 | 0 | 402930.6855 | 0 | 402930.6855 | 402930.6855 | 533410.9823 | 2.1969 | 1.3624
Total Utility Cost | [18 empty] | 0 | 0 | 0 | 0% | 0 | 0 | 0 | 0 | 0 | 0 | 0 | 0 | #N/A | #N/A | #N/A | #N/A | #N/A | #N/A | #N/A | 0 | 0 | 0 | #DIV/0!
3343842.48 | [18 empty] | 0 | 0 | 0 | 0% | 0 | 0 | 0 | 0 | 0 | 0 | 0 | 0 | #N/A | #N/A | #N/A | #N/A | #N/A | #N/A | #N/A | 0 | 0 | 0 | #DIV/0!
Total Resource Cost | [18 empty] | 0 | 0 | 0 | 0% | 0 | 0 | 0 | 0 | 0 | 0 | 0 | 0 | #N/A | #N/A | #N/A | #N/A | #N/A | #N/A | #N/A | 0 | 0 | 0 | #DIV/0!
6423590.48 | [18 empty] | 0 | 0 | 0 | 0% | 0 | 0 | 0 | 0 | 0 | 0 | 0 | 0 | #N/A | #N/A | #N/A | #N/A | #N/A | #N/A | #N/A | 0 | 0 | 0 | #DIV/0!
UC B/C Ratio | [18 empty] | 0 | 0 | 0 | 0% | 0 | 0 | 0 | 0 | 0 | 0 | 0 | 0 | #N/A | #N/A | #N/A | #N/A | #N/A | #N/A | #N/A | 0 | 0 | 0 | #DIV/0!
2.1969 | [18 empty] | 0 | 0 | 0 | 0% | 0 | 0 | 0 | 0 | 0 | 0 | 0 | 0 | #N/A | #N/A | #N/A | #N/A | #N/A | #N/A | #N/A | 0 | 0 | 0 | #DIV/0!
TRC B/C Ratio | [18 empty] | 0 | 0 | 0 | 0% | 0 | 0 | 0 | 0 | 0 | 0 | 0 | 0 | #N/A | #N/A | #N/A | #N/A | #N/A | #N/A | #N/A | 0 | 0 | 0 | #DIV/0!
1.4666 | [18 empty] | 0 | 0 | 0 | 0% | 0 | 0 | 0 | 0 | 0 | 0 | 0 | 0 | #N/A | #N/A | #N/A | #N/A | #N/A | #N/A | #N/A | 0 | 0 | 0 | #DIV/0!
[19 empty] | 0 | 0 | 0 | 0% | 0 | 0 | 0 | 0 | 0 | 0 | 0 | 0 | #N/A | #N/A | #N/A | #N/A | #N/A | #N/A | #N/A | 0 | 0 | 0 | #DIV/0!
[19 empty] | 0 | 0 | 0 | 0% | 0 | 0 | 0 | 0 | 0 | 0 | 0 | 0 | #N/A | #N/A | #N/A | #N/A | #N/A | #N/A | #N/A | 0 | 0 | 0 | #DIV/0!
[19 empty] | 0 | 0 | 0 | 0% | 0 | 0 | 0 | 0 | 0 | 0 | 0 | 0 | #N/A | #N/A | #N/A | #N/A | #N/A | #N/A | #N/A | 0 | 0 | 0 | #DIV/0!
[19 empty] | 0 | 0 | 0 | 0% | 0 | 0 | 0 | 0 | 0 | 0 | 0 | 0 | #N/A | #N/A | #N/A | #N/A | #N/A | #N/A | #N/A | 0 | 0 | 0 | #DIV/0!
[19 empty] | 0 | 0 | 0 | 0% | 0 | 0 | 0 | 0 | 0 | 0 | 0 | 0 | #N/A | #N/A | #N/A | #N/A | #N/A | #N/A | #N/A | 0 | 0 | 0 | #DIV/0!
[19 empty] | 0 | 0 | 0 | 0% | 0 | 0 | 0 | 0 | 0 | 0 | 0 | 0 | #N/A | #N/A | #N/A | #N/A | #N/A | #N/A | #N/A | 0 | 0 | 0 | #DIV/0!
[19 empty] | 0 | 0 | 0 | 0% | 0 | 0 | 0 | 0 | 0 | 0 | 0 | 0 | #N/A | #N/A | #N/A | #N/A | #N/A | #N/A | #N/A | 0 | 0 | 0 | #DIV/0!
[19 empty] | 0 | 0 | 0 | 0% | 0 | 0 | 0 | 0 | 0 | 0 | 0 | 0 | #N/A | #N/A | #N/A | #N/A | #N/A | #N/A | #N/A | 0 | 0 | 0 | #DIV/0!
[19 empty] | 0 | 0 | 0 | 0% | 0 | 0 | 0 | 0 | 0 | 0 | 0 | 0 | #N/A | #N/A | #N/A | #N/A | #N/A | #N/A | #N/A | 0 | 0 | 0 | #DIV/0!
[19 empty] | 0 | 0 | 0 | 0% | 0 | 0 | 0 | 0 | 0 | 0 | 0 | 0 | #N/A | #N/A | #N/A | #N/A | #N/A | #N/A | #N/A | 0 | 0 | 0 | #DIV/0!
[19 empty] | 0 | 0 | 0 | 0% | 0 | 0 | 0 | 0 | 0 | 0 | 0 | 0 | #N/A | #N/A | #N/A | #N/A | #N/A | #N/A | #N/A | 0 | 0 | 0 | #DIV/0!
[19 empty] | 0 | 0 | 0 | 0% | 0 | 0 | 0 | 0 | 0 | 0 | 0 | 0 | #N/A | #N/A | #N/A | #N/A | #N/A | #N/A | #N/A | 0 | 0 | 0 | #DIV/0!
[19 empty] | 0 | 0 | 0 | 0% | 0 | 0 | 0 | 0 | 0 | 0 | 0 | 0 | #N/A | #N/A | #N/A | #N/A | #N/A | #N/A | #N/A | 0 | 0 | 0 | #DIV/0!
[19 empty] | 0 | 0 | 0 | 0% | 0 | 0 | 0 | 0 | 0 | 0 | 0 | 0 | #N/A | #N/A | #N/A | #N/A | #N/A | #N/A | #N/A | 0 | 0 | 0 | #DIV/0!
[19 empty] | 0 | 0 | 0 | 0% | 0 | 0 | 0 | 0 | 0 | 0 | 0 | 0 | #N/A | #N/A | #N/A | #N/A | #N/A | #N/A | #N/A | 0 | 0 | 0 | #DIV/0!
[19 empty] | 0 | 0 | 0 | 0% | 0 | 0 | 0 | 0 | 0 | 0 | 0 | 0 | #N/A | #N/A | #N/A | #N/A | #N/A | #N/A | #N/A | 0 | 0 | 0 | #DIV/0!
[19 empty] | 0 | 0 | 0 | 0% | 0 | 0 | 0 | 0 | 0 | 0 | 0 | 0 | #N/A | #N/A | #N/A | #N/A | #N/A | #N/A | #N/A | 0 | 0 | 0 | #DIV/0!
[19 empty] | 0 | 0 | 0 | 0% | 0 | 0 | 0 | 0 | 0 | 0 | 0 | 0 | #N/A | #N/A | #N/A | #N/A | #N/A | #N/A | #N/A | 0 | 0 | 0 | #DIV/0!
[19 empty] | 0 | 0 | 0 | 0% | 0 | 0 | 0 | 0 | 0 | 0 | 0 | 0 | #N/A | #N/A | #N/A | #N/A | #N/A | #N/A | #N/A | 0 | 0 | 0 | #DIV/0!
[19 empty] | 0 | 0 | 0 | 0% | 0 | 0 | 0 | 0 | 0 | 0 | 0 | 0 | #N/A | #N/A | #N/A | #N/A | #N/A | #N/A | #N/A | 0 | 0 | 0 | #DIV/0!
[19 empty] | 0 | 0 | 0 | 0% | 0 | 0 | 0 | 0 | 0 | 0 | 0 | 0 | #N/A | #N/A | #N/A | #N/A | #N/A | #N/A | #N/A | 0 | 0 | 0 | #DIV/0!
[19 empty] | 0 | 0 | 0 | 0% | 0 | 0 | 0 | 0 | 0 | 0 | 0 | 0 | #N/A | #N/A | #N/A | #N/A | #N/A | #N/A | #N/A | 0 | 0 | 0 | #DIV/0!
[19 empty] | 0 | 0 | 0 | 0% | 0 | 0 | 0 | 0 | 0 | 0 | 0 | 0 | #N/A | #N/A | #N/A | #N/A | #N/A | #N/A | #N/A | 0 | 0 | 0 | #DIV/0!
[19 empty] | 0 | 0 | 0 | 0% | 0 | 0 | 0 | 0 | 0 | 0 | 0 | 0 | #N/A | #N/A | #N/A | #N/A | #N/A | #N/A | #N/A | 0 | 0 | 0 | #DIV/0!
[19 empty] | 0 | 0 | 0 | 0% | 0 | 0 | 0 | 0 | 0 | 0 | 0 | 0 | #N/A | #N/A | #N/A | #N/A | #N/A | #N/A | #N/A | 0 | 0 | 0 | #DIV/0!
[19 empty] | 0 | 0 | 0 | 0% | 0 | 0 | 0 | 0 | 0 | 0 | 0 | 0 | #N/A | #N/A | #N/A | #N/A | #N/A | #N/A | #N/A | 0 | 0 | 0 | #DIV/0!
Note on W3: Curtis, Kasey Calculates measure savings as a % of total program savings.
Note on X3: Curtis, Kasey: Uses % of measure savings as a proxy for % of program spending.

## SF Existing Water Heat {G}
Rtn to Summary |  | Order Number | Program Name | Discount Rate: | 6.8% | [9 empty] | Paste in incentives but use DBtC for Total
| Program: | 18230249 | SF Existing Water Heat {G}
| paste |  |  | paste | paste | paste | paste | paste | paste | paste | paste | paste | paste | Paste | paste | paste | paste | paste | Formula: G + H | Formula: (O/A10)*T | Formula: N - M | Formula: O/A10 | Formula: W*A8 | Formula: Q - P | Formula: X + DBtC | Formula: Q + X | Formula: Z/(1+GasDiscountRate)^1 | Formula: AA/(1+GasDiscountRate)^1 | Formula: -PV(ElecDiscount Rate,T,R)*J | Formula: -PV(ElecDiscount Rate, T, S)*J |  | AF*J*K |  | AH*J*L | AG + AI |  | AG +AI -AK | formula: Logic to lookup from AC tables and adjust by savings and quantity | Formula: Utility Savings (AM)*1.1+AD+AE | formula: AM/AB | formula: AN/AC
| Sch. No. | Order Number | Program Name | Measure Version | Measure Name | First Period Measure Life | Second period Measure Life | Gas End-Use Type | Number of units offered | Savings per Unit Period 1 | Savngs per Unit Period 2 | Incentives Per Unit | Incremental Measure Cost per Unit | Total First Year Savings | Total Incentive | Total Incremental Measure Cost | Unit First Year Non-Energy Benefits | Unit Annual Net Equipment O&M | Total Measure Life | Weighted Life | Agency or Customer Cost per Unit | Percent Unit overhead | Program Overhead Cost | Total Customer Cost | Total Utility Program Costs | Total Resource Cost | PV Total Utility Program Costs | PV Total Resource Costs | PV Total Non-Energy Benefits | PV Total Net Equipment O&M | Unit PV First period Savings for 1 therm | Total First Period Savings | Unit PV Savings for Second Period for 1 therm | Total Second period Savings | Unadjusted Total | Decrement | Final UC Total Savings | PV Total Savings UC | PV Total Savings TRC | UC B/C Ratio | TRC B/C Ratio
DBTC: | G214 | 18230249 | SF Existing Water Heat {G} | 12684-2 | Water Heater - Storage - Energy Star - 0.67 EF - GH - Res | 13 |  | Res Water Heat | 6 | 15 |  | 50 | 186.6 | 90 | 300 | 1119.6 | 0 | 0 | 13 | 0.021129 | 136.6 | 0.1625% | 178.0732 | 819.6 | 593.0157 | 1297.6732 | 555.2582 | 1215.0499 | 0 | 0 | 9.0091 | 810.8158 | 9.0091 | 0 | 810.8158 | 0 | 810.8158 | 810.8158 | 891.8974 | 1.4603 | 0.73404
255300 | G214 | 18230249 | SF Existing Water Heat {G} | 12686-2 | Water Heater - Tankless - Energy Star - 0.9 EF - GH - Res | 20 |  | Res Water Heat | 102 | 42 |  | 250 | 925.6 | 4284 | 25500 | 94411.2 | 15.03 | 0 | 20 | 1.5473 | 675.6 | 7.736% | 8476.2862 | 68911.2 | 28227.5483 | 102887.4862 | 26430.2886 | 96336.5976 | 16496.8133 | 0 | 12.8542 | 55067.3901 | 12.8542 | 0 | 55067.3901 | 0 | 55067.3901 | 55067.3901 | 77070.9424 | 2.0835 | 0.80002
Program Costs: | G214 | 18230249 | SF Existing Water Heat {G} | 12682-2 | Water Heater - Heat Pump - NEEA Specs - Tier 3 - EH - Res | 13 |  | Res Water Heat | 21 | -5.13 |  | 0 | 0 | -107.73 | 0 | 0 | 2.601 | 0 | 13 | -0.025291 | 0 | -0.1945% | -213.1537 | 0 | -709.8398 | -213.1537 | -664.644 | -199.5821 | 461.7235 | 0 | 9.0091 | -970.5465 | 9.0091 | 0 | -970.5465 | 0 | -970.5465 | -970.5465 | -605.8777 | 1.4603 | 3.0357
109562.41 | G214 | 18230249 | SF Existing Water Heat {G} | 12683-2 | Water Heater - Heat Pump - NEEA Specs - Tier 3 - EH - Res - MI | 13 |  | Res Water Heat | 2 | -5.13 |  | 0 | 0 | -10.26 | 0 | 0 | 2.4769 | 0 | 13 | -0.0024087 | 0 | -0.01853% | -20.3003 | 0 | -67.6038 | -20.3003 | -63.2994 | -19.0078 | 41.8756 | 0 | 9.0091 | -92.433 | 9.0091 | 0 | -92.433 | 0 | -92.433 | -92.433 | -59.8007 | 1.4603 | 3.1461
Total Savings (therm): | G214 | 18230249 | SF Existing Water Heat {G} | 12684-2 | Water Heater - Storage - Energy Star - 0.67 EF - GH - Res | 13 |  | Res Water Heat | 3 | 15 |  | 50 | 186.6 | 45 | 150 | 559.8 | 0 | 0 | 13 | 0.010565 | 136.6 | 0.08127% | 89.0366 | 409.8 | 296.5079 | 648.8366 | 277.6291 | 607.5249 | 0 | 0 | 9.0091 | 405.4079 | 9.0091 | 0 | 405.4079 | 0 | 405.4079 | 405.4079 | 445.9487 | 1.4603 | 0.73404
55373.94 | G214 | 18230249 | SF Existing Water Heat {G} | 12686-2 | Water Heater - Tankless - Energy Star - 0.9 EF - GH - Res | 20 |  | Res Water Heat | 54 | 42 |  | 250 | 925.6 | 2268 | 13500 | 49982.4 | 15.03 | 0 | 20 | 0.81916 | 675.6 | 4.096% | 4487.4456 | 36482.4 | 14943.9961 | 54469.8456 | 13992.5058 | 51001.7281 | 8733.6071 | 0 | 12.8542 | 29153.3242 | 12.8542 | 0 | 29153.3242 | 0 | 29153.3242 | 29153.3242 | 40802.2636 | 2.0835 | 0.80002
Total Incentives: | G214 | 18230249 | SF Existing Water Heat {G} | 12687-3 | Water Heater - Tankless - Energy Star - 0.9 EF - GH - Res - MI | 20 |  | Res Water Heat | 12 | 60.69 |  | 500 | 623.9 | 728.28 | 6000 | 7486.8 | 15.44 | 0 | 20 | 0.26304 | 123.9 | 1.315% | 1440.9687 | 1486.8 | 4798.6832 | 8927.7687 | 4493.1491 | 8359.3339 | 1993.7443 | 0 | 12.8542 | 9361.4563 | 12.8542 | 0 | 9361.4563 | 0 | 9361.4563 | 9361.4563 | 12291.3462 | 2.0835 | 1.4704
255800 |  |  |  | 12965-2 | Water Heater - Heat Pump - NEEA Specs - Tier 3 - RP - Any - Res - E or B | 13 |  | Res Water Heat | 561.67 | -5.13 |  | 0 | 0 | -2882.02 | 0 | 0 | 2.2293 | 0 | 13 | -0.6766 | 0 | -5.205% | -5702.3404 | 0 | -18989.8129 | -5702.3404 | -17780.7237 | -5339.2701 | 10584.5414 | 0 | 9.0091 | -25958.4225 | 9.0091 | 0 | -25958.4225 | 0 | -25958.4225 | -25958.4225 | -17969.7234 | 1.4599 | 3.3656
Total Customer Costs: |  |  |  | 13287-1 | Water Heater - Storage - Energy Star - 0.67 EF - GH - SF or DX | 13 |  | Res Water Heat | 47 | 15.05 |  | 50 | 126.46 | 707.35 | 2350 | 5943.62 | 6.8743 | 0 | 13 | 0.16606 | 76.46 | 1.277% | 1399.5567 | 3593.62 | 4660.7741 | 7343.1767 | 4364.0207 | 6875.6336 | 2731.1694 | 0 | 9.0091 | 6372.5619 | 9.0091 | 0 | 6372.5619 | 0 | 6372.5619 | 6372.5619 | 9740.9875 | 1.4603 | 1.4167
420292.62 |  |  |  | 13289-1 | Water Heater - Tankless - Energy Star - 0.9 EF - GH - MH | 20 |  | Res Water Heat | 4 | 60.69 |  | 500 | 623.9 | 242.76 | 2000 | 2495.6 | 15.44 | 0 | 20 | 0.08768 | 123.9 | 0.4384% | 480.3229 | 495.6 | 1599.5611 | 2975.9229 | 1497.7164 | 2786.4446 | 664.5814 | 0 | 12.8542 | 3120.4854 | 12.8542 | 0 | 3120.4854 | 0 | 3120.4854 | 3120.4854 | 4097.1154 | 2.0835 | 1.4704
Weighted Avg Life |  |  |  | 13290-1 | Water Heater - Tankless - Energy Star - 0.9 EF - GH - SF or DX | 20 |  | Res Water Heat | 824 | 60.69 |  | 250 | 623.9 | 50008.56 | 206000 | 514093.6 | 15.44 | 0 | 20 | 18.0621 | 373.9 | 90.31% | 98946.5144 | 308093.6 | 329509.5802 | 613040.1144 | 308529.5695 | 574007.5978 | 136903.7726 | 0 | 12.8542 | 642820.0003 | 12.8542 | 0 | 642820.0003 | 0 | 642820.0003 | 642820.0003 | 844005.7729 | 2.0835 | 1.4704
20.2728 | [18 empty] | 0 | 0 | 0 | 0% | 0 | 0 | 0 | 0 | 0 | 0 | 0 | 0 | #N/A | #N/A | #N/A | #N/A | #N/A | #N/A | #N/A | 0 | 0 | 0 | #DIV/0!
Total Utility Cost | [18 empty] | 0 | 0 | 0 | 0% | 0 | 0 | 0 | 0 | 0 | 0 | 0 | 0 | #N/A | #N/A | #N/A | #N/A | #N/A | #N/A | #N/A | 0 | 0 | 0 | #DIV/0!
364862.41 | [18 empty] | 0 | 0 | 0 | 0% | 0 | 0 | 0 | 0 | 0 | 0 | 0 | 0 | #N/A | #N/A | #N/A | #N/A | #N/A | #N/A | #N/A | 0 | 0 | 0 | #DIV/0!
Total Resource Cost | [18 empty] | 0 | 0 | 0 | 0% | 0 | 0 | 0 | 0 | 0 | 0 | 0 | 0 | #N/A | #N/A | #N/A | #N/A | #N/A | #N/A | #N/A | 0 | 0 | 0 | #DIV/0!
785655.03 | [18 empty] | 0 | 0 | 0 | 0% | 0 | 0 | 0 | 0 | 0 | 0 | 0 | 0 | #N/A | #N/A | #N/A | #N/A | #N/A | #N/A | #N/A | 0 | 0 | 0 | #DIV/0!
UC B/C Ratio | [18 empty] | 0 | 0 | 0 | 0% | 0 | 0 | 0 | 0 | 0 | 0 | 0 | 0 | #N/A | #N/A | #N/A | #N/A | #N/A | #N/A | #N/A | 0 | 0 | 0 | #DIV/0!
2.1078 | [18 empty] | 0 | 0 | 0 | 0% | 0 | 0 | 0 | 0 | 0 | 0 | 0 | 0 | #N/A | #N/A | #N/A | #N/A | #N/A | #N/A | #N/A | 0 | 0 | 0 | #DIV/0!
TRC B/C Ratio | [18 empty] | 0 | 0 | 0 | 0% | 0 | 0 | 0 | 0 | 0 | 0 | 0 | 0 | #N/A | #N/A | #N/A | #N/A | #N/A | #N/A | #N/A | 0 | 0 | 0 | #DIV/0!
1.3196 | [18 empty] | 0 | 0 | 0 | 0% | 0 | 0 | 0 | 0 | 0 | 0 | 0 | 0 | #N/A | #N/A | #N/A | #N/A | #N/A | #N/A | #N/A | 0 | 0 | 0 | #DIV/0!
Note on W3: Curtis, Kasey Calculates measure savings as a % of total program savings.
Note on X3: Curtis, Kasey: Uses % of measure savings as a proxy for % of program spending.

## Home Energy Assessments {G}
Rtn to Summary |  | Order Number | Program Name | Discount Rate: | 6.8% | [9 empty] | Paste in incentives but use DBtC for Total
| Program: | 18230625 | Home Energy Assessments {G}
| paste |  |  | paste | paste | paste | paste | paste | paste | paste | paste | paste | paste | Paste | paste | paste | paste | paste | Formula: G + H | Formula: (O/A10)*T | Formula: N - M | Formula: O/A10 | Formula: W*A8 | Formula: Q - P | Formula: X + DBtC | Formula: Q + X | Formula: Z/(1+GasDiscountRate)^1 | Formula: AA/(1+GasDiscountRate)^1 | Formula: -PV(ElecDiscount Rate,T,R)*J | Formula: -PV(ElecDiscount Rate, T, S)*J |  | AF*J*K |  | AH*J*L | AG + AI |  | AG +AI -AK | formula: Logic to lookup from AC tables and adjust by savings and quantity | Formula: Utility Savings (AM)*1.1+AD+AE | formula: AM/AB | formula: AN/AC
| Sch. No. | Order Number | Program Name | Measure Version | Measure Name | First Period Measure Life | Second period Measure Life | Gas End-Use Type | Number of units offered | Savings per Unit Period 1 | Savngs per Unit Period 2 | Incentives Per Unit | Incremental Measure Cost per Unit | Total First Year Savings | Total Incentive | Total Incremental Measure Cost | Unit First Year Non-Energy Benefits | Unit Annual Net Equipment O&M | Total Measure Life | Weighted Life | Agency or Customer Cost per Unit | Percent Unit overhead | Program Overhead Cost | Total Customer Cost | Total Utility Program Costs | Total Resource Cost | PV Total Utility Program Costs | PV Total Resource Costs | PV Total Non-Energy Benefits | PV Total Net Equipment O&M | Unit PV First period Savings for 1 therm | Total First Period Savings | Unit PV Savings for Second Period for 1 therm | Total Second period Savings | Unadjusted Total | Decrement | Final UC Total Savings | PV Total Savings UC | PV Total Savings TRC | UC B/C Ratio | TRC B/C Ratio
DBTC: | G214 | 18230625 | Home Energy Assessments {G} | [15 empty] | 0 | #DIV/0! | 0 | #DIV/0! | #DIV/0! | 0 | #DIV/0! | #DIV/0! | #DIV/0! | #DIV/0! | 0 | 0 | #N/A | #N/A | #N/A | #N/A | #N/A | #N/A | #N/A | 0 | 0 | 0 | #DIV/0!
0 | [18 empty] | 0 | #DIV/0! | 0 | #DIV/0! | #DIV/0! | 0 | #DIV/0! | #DIV/0! | #DIV/0! | #DIV/0! | 0 | 0 | #N/A | #N/A | #N/A | #N/A | #N/A | #N/A | #N/A | 0 | 0 | 0 | #DIV/0!
Program Costs: | [18 empty] | 0 | #DIV/0! | 0 | #DIV/0! | #DIV/0! | 0 | #DIV/0! | #DIV/0! | #DIV/0! | #DIV/0! | 0 | 0 | #N/A | #N/A | #N/A | #N/A | #N/A | #N/A | #N/A | 0 | 0 | 0 | #DIV/0!
0 | [18 empty] | 0 | #DIV/0! | 0 | #DIV/0! | #DIV/0! | 0 | #DIV/0! | #DIV/0! | #DIV/0! | #DIV/0! | 0 | 0 | #N/A | #N/A | #N/A | #N/A | #N/A | #N/A | #N/A | 0 | 0 | 0 | #DIV/0!
Total Savings (therm): | [18 empty] | 0 | #DIV/0! | 0 | #DIV/0! | #DIV/0! | 0 | #DIV/0! | #DIV/0! | #DIV/0! | #DIV/0! | 0 | 0 | #N/A | #N/A | #N/A | #N/A | #N/A | #N/A | #N/A | 0 | 0 | 0 | #DIV/0!
0 | [18 empty] | 0 | #DIV/0! | 0 | #DIV/0! | #DIV/0! | 0 | #DIV/0! | #DIV/0! | #DIV/0! | #DIV/0! | 0 | 0 | #N/A | #N/A | #N/A | #N/A | #N/A | #N/A | #N/A | 0 | 0 | 0 | #DIV/0!
Total Incentives: | [18 empty] | 0 | #DIV/0! | 0 | #DIV/0! | #DIV/0! | 0 | #DIV/0! | #DIV/0! | #DIV/0! | #DIV/0! | 0 | 0 | #N/A | #N/A | #N/A | #N/A | #N/A | #N/A | #N/A | 0 | 0 | 0 | #DIV/0!
0 | [18 empty] | 0 | #DIV/0! | 0 | #DIV/0! | #DIV/0! | 0 | #DIV/0! | #DIV/0! | #DIV/0! | #DIV/0! | 0 | 0 | #N/A | #N/A | #N/A | #N/A | #N/A | #N/A | #N/A | 0 | 0 | 0 | #DIV/0!
Total Customer Costs: | [18 empty] | 0 | #DIV/0! | 0 | #DIV/0! | #DIV/0! | 0 | #DIV/0! | #DIV/0! | #DIV/0! | #DIV/0! | 0 | 0 | #N/A | #N/A | #N/A | #N/A | #N/A | #N/A | #N/A | 0 | 0 | 0 | #DIV/0!
0 | [18 empty] | 0 | #DIV/0! | 0 | #DIV/0! | #DIV/0! | 0 | #DIV/0! | #DIV/0! | #DIV/0! | #DIV/0! | 0 | 0 | #N/A | #N/A | #N/A | #N/A | #N/A | #N/A | #N/A | 0 | 0 | 0 | #DIV/0!
Weighted Avg Life | [18 empty] | 0 | #DIV/0! | 0 | #DIV/0! | #DIV/0! | 0 | #DIV/0! | #DIV/0! | #DIV/0! | #DIV/0! | 0 | 0 | #N/A | #N/A | #N/A | #N/A | #N/A | #N/A | #N/A | 0 | 0 | 0 | #DIV/0!
#DIV/0! | [18 empty] | 0 | #DIV/0! | 0 | #DIV/0! | #DIV/0! | 0 | #DIV/0! | #DIV/0! | #DIV/0! | #DIV/0! | 0 | 0 | #N/A | #N/A | #N/A | #N/A | #N/A | #N/A | #N/A | 0 | 0 | 0 | #DIV/0!
Total Utility Cost | [18 empty] | 0 | #DIV/0! | 0 | #DIV/0! | #DIV/0! | 0 | #DIV/0! | #DIV/0! | #DIV/0! | #DIV/0! | 0 | 0 | #N/A | #N/A | #N/A | #N/A | #N/A | #N/A | #N/A | 0 | 0 | 0 | #DIV/0!
0 | [18 empty] | 0 | #DIV/0! | 0 | #DIV/0! | #DIV/0! | 0 | #DIV/0! | #DIV/0! | #DIV/0! | #DIV/0! | 0 | 0 | #N/A | #N/A | #N/A | #N/A | #N/A | #N/A | #N/A | 0 | 0 | 0 | #DIV/0!
Total Resource Cost | [18 empty] | 0 | #DIV/0! | 0 | #DIV/0! | #DIV/0! | 0 | #DIV/0! | #DIV/0! | #DIV/0! | #DIV/0! | 0 | 0 | #N/A | #N/A | #N/A | #N/A | #N/A | #N/A | #N/A | 0 | 0 | 0 | #DIV/0!
0 | [18 empty] | 0 | #DIV/0! | 0 | #DIV/0! | #DIV/0! | 0 | #DIV/0! | #DIV/0! | #DIV/0! | #DIV/0! | 0 | 0 | #N/A | #N/A | #N/A | #N/A | #N/A | #N/A | #N/A | 0 | 0 | 0 | #DIV/0!
UC B/C Ratio | [18 empty] | 0 | #DIV/0! | 0 | #DIV/0! | #DIV/0! | 0 | #DIV/0! | #DIV/0! | #DIV/0! | #DIV/0! | 0 | 0 | #N/A | #N/A | #N/A | #N/A | #N/A | #N/A | #N/A | 0 | 0 | 0 | #DIV/0!
#DIV/0! | [18 empty] | 0 | #DIV/0! | 0 | #DIV/0! | #DIV/0! | 0 | #DIV/0! | #DIV/0! | #DIV/0! | #DIV/0! | 0 | 0 | #N/A | #N/A | #N/A | #N/A | #N/A | #N/A | #N/A | 0 | 0 | 0 | #DIV/0!
TRC B/C Ratio | [18 empty] | 0 | #DIV/0! | 0 | #DIV/0! | #DIV/0! | 0 | #DIV/0! | #DIV/0! | #DIV/0! | #DIV/0! | 0 | 0 | #N/A | #N/A | #N/A | #N/A | #N/A | #N/A | #N/A | 0 | 0 | 0 | #DIV/0!
#DIV/0! | [18 empty] | 0 | #DIV/0! | 0 | #DIV/0! | #DIV/0! | 0 | #DIV/0! | #DIV/0! | #DIV/0! | #DIV/0! | 0 | 0 | #N/A | #N/A | #N/A | #N/A | #N/A | #N/A | #N/A | 0 | 0 | 0 | #DIV/0!
Note on W3: Curtis, Kasey Calculates measure savings as a % of total program savings.
Note on X3: Curtis, Kasey: Uses % of measure savings as a proxy for % of program spending.

## Single Family Rental Pilot {G}
Rtn to Summary |  | Order Number | Program Name | Discount Rate: | 6.8% | [9 empty] | Paste in incentives but use DBtC for Total
| Program: | 18230247 | Single Family Rental Pilot {G}
| paste |  |  | paste | paste | paste | paste | paste | paste | paste | paste | paste | paste | Paste | paste | paste | paste | paste | Formula: G + H | Formula: (O/A10)*T | Formula: N - M | Formula: O/A10 | Formula: W*A8 | Formula: Q - P | Formula: X + DBtC | Formula: Q + X | Formula: Z/(1+GasDiscountRate)^1 | Formula: AA/(1+GasDiscountRate)^1 | Formula: -PV(ElecDiscount Rate,T,R)*J | Formula: -PV(ElecDiscount Rate, T, S)*J |  | AF*J*K |  | AH*J*L | AG + AI |  | AG +AI -AK | formula: Logic to lookup from AC tables and adjust by savings and quantity | Formula: Utility Savings (AM)*1.1+AD+AE | formula: AM/AB | formula: AN/AC
| Sch. No. | Order Number | Program Name | Measure Version | Measure Name | First Period Measure Life | Second period Measure Life | Gas End-Use Type | Number of units offered | Savings per Unit Period 1 | Savngs per Unit Period 2 | Incentives Per Unit | Incremental Measure Cost per Unit | Total First Year Savings | Total Incentive | Total Incremental Measure Cost | Unit First Year Non-Energy Benefits | Unit Annual Net Equipment O&M | Total Measure Life | Weighted Life | Agency or Customer Cost per Unit | Percent Unit overhead | Program Overhead Cost | Total Customer Cost | Total Utility Program Costs | Total Resource Cost | PV Total Utility Program Costs | PV Total Resource Costs | PV Total Non-Energy Benefits | PV Total Net Equipment O&M | Unit PV First period Savings for 1 therm | Total First Period Savings | Unit PV Savings for Second Period for 1 therm | Total Second period Savings | Unadjusted Total | Decrement | Final UC Total Savings | PV Total Savings UC | PV Total Savings TRC | UC B/C Ratio | TRC B/C Ratio
DBTC: | G214 | 18230247 | Single Family Rental Pilot {G} | [15 empty] | 0 | #DIV/0! | 0 | #DIV/0! | #DIV/0! | 0 | #DIV/0! | #DIV/0! | #DIV/0! | #DIV/0! | 0 | 0 | #N/A | #N/A | #N/A | #N/A | #N/A | #N/A | #N/A | 0 | 0 | 0 | #DIV/0!
0 | [18 empty] | 0 | #DIV/0! | 0 | #DIV/0! | #DIV/0! | 0 | #DIV/0! | #DIV/0! | #DIV/0! | #DIV/0! | 0 | 0 | #N/A | #N/A | #N/A | #N/A | #N/A | #N/A | #N/A | 0 | 0 | 0 | #DIV/0!
Program Costs: | [18 empty] | 0 | #DIV/0! | 0 | #DIV/0! | #DIV/0! | 0 | #DIV/0! | #DIV/0! | #DIV/0! | #DIV/0! | 0 | 0 | #N/A | #N/A | #N/A | #N/A | #N/A | #N/A | #N/A | 0 | 0 | 0 | #DIV/0!
0 | [18 empty] | 0 | #DIV/0! | 0 | #DIV/0! | #DIV/0! | 0 | #DIV/0! | #DIV/0! | #DIV/0! | #DIV/0! | 0 | 0 | #N/A | #N/A | #N/A | #N/A | #N/A | #N/A | #N/A | 0 | 0 | 0 | #DIV/0!
Total Savings (therm): | [18 empty] | 0 | #DIV/0! | 0 | #DIV/0! | #DIV/0! | 0 | #DIV/0! | #DIV/0! | #DIV/0! | #DIV/0! | 0 | 0 | #N/A | #N/A | #N/A | #N/A | #N/A | #N/A | #N/A | 0 | 0 | 0 | #DIV/0!
0 | [18 empty] | 0 | #DIV/0! | 0 | #DIV/0! | #DIV/0! | 0 | #DIV/0! | #DIV/0! | #DIV/0! | #DIV/0! | 0 | 0 | #N/A | #N/A | #N/A | #N/A | #N/A | #N/A | #N/A | 0 | 0 | 0 | #DIV/0!
Total Incentives: | [18 empty] | 0 | #DIV/0! | 0 | #DIV/0! | #DIV/0! | 0 | #DIV/0! | #DIV/0! | #DIV/0! | #DIV/0! | 0 | 0 | #N/A | #N/A | #N/A | #N/A | #N/A | #N/A | #N/A | 0 | 0 | 0 | #DIV/0!
0 | [18 empty] | 0 | #DIV/0! | 0 | #DIV/0! | #DIV/0! | 0 | #DIV/0! | #DIV/0! | #DIV/0! | #DIV/0! | 0 | 0 | #N/A | #N/A | #N/A | #N/A | #N/A | #N/A | #N/A | 0 | 0 | 0 | #DIV/0!
Total Customer Costs: | [18 empty] | 0 | #DIV/0! | 0 | #DIV/0! | #DIV/0! | 0 | #DIV/0! | #DIV/0! | #DIV/0! | #DIV/0! | 0 | 0 | #N/A | #N/A | #N/A | #N/A | #N/A | #N/A | #N/A | 0 | 0 | 0 | #DIV/0!
0 | [18 empty] | 0 | #DIV/0! | 0 | #DIV/0! | #DIV/0! | 0 | #DIV/0! | #DIV/0! | #DIV/0! | #DIV/0! | 0 | 0 | #N/A | #N/A | #N/A | #N/A | #N/A | #N/A | #N/A | 0 | 0 | 0 | #DIV/0!
Weighted Avg Life | [18 empty] | 0 | #DIV/0! | 0 | #DIV/0! | #DIV/0! | 0 | #DIV/0! | #DIV/0! | #DIV/0! | #DIV/0! | 0 | 0 | #N/A | #N/A | #N/A | #N/A | #N/A | #N/A | #N/A | 0 | 0 | 0 | #DIV/0!
#DIV/0! | [18 empty] | 0 | #DIV/0! | 0 | #DIV/0! | #DIV/0! | 0 | #DIV/0! | #DIV/0! | #DIV/0! | #DIV/0! | 0 | 0 | #N/A | #N/A | #N/A | #N/A | #N/A | #N/A | #N/A | 0 | 0 | 0 | #DIV/0!
Total Utility Cost | [18 empty] | 0 | #DIV/0! | 0 | #DIV/0! | #DIV/0! | 0 | #DIV/0! | #DIV/0! | #DIV/0! | #DIV/0! | 0 | 0 | #N/A | #N/A | #N/A | #N/A | #N/A | #N/A | #N/A | 0 | 0 | 0 | #DIV/0!
0 | [18 empty] | 0 | #DIV/0! | 0 | #DIV/0! | #DIV/0! | 0 | #DIV/0! | #DIV/0! | #DIV/0! | #DIV/0! | 0 | 0 | #N/A | #N/A | #N/A | #N/A | #N/A | #N/A | #N/A | 0 | 0 | 0 | #DIV/0!
Total Resource Cost | [18 empty] | 0 | #DIV/0! | 0 | #DIV/0! | #DIV/0! | 0 | #DIV/0! | #DIV/0! | #DIV/0! | #DIV/0! | 0 | 0 | #N/A | #N/A | #N/A | #N/A | #N/A | #N/A | #N/A | 0 | 0 | 0 | #DIV/0!
0 | [18 empty] | 0 | #DIV/0! | 0 | #DIV/0! | #DIV/0! | 0 | #DIV/0! | #DIV/0! | #DIV/0! | #DIV/0! | 0 | 0 | #N/A | #N/A | #N/A | #N/A | #N/A | #N/A | #N/A | 0 | 0 | 0 | #DIV/0!
UC B/C Ratio | [18 empty] | 0 | #DIV/0! | 0 | #DIV/0! | #DIV/0! | 0 | #DIV/0! | #DIV/0! | #DIV/0! | #DIV/0! | 0 | 0 | #N/A | #N/A | #N/A | #N/A | #N/A | #N/A | #N/A | 0 | 0 | 0 | #DIV/0!
#DIV/0! | [18 empty] | 0 | #DIV/0! | 0 | #DIV/0! | #DIV/0! | 0 | #DIV/0! | #DIV/0! | #DIV/0! | #DIV/0! | 0 | 0 | #N/A | #N/A | #N/A | #N/A | #N/A | #N/A | #N/A | 0 | 0 | 0 | #DIV/0!
TRC B/C Ratio | [18 empty] | 0 | #DIV/0! | 0 | #DIV/0! | #DIV/0! | 0 | #DIV/0! | #DIV/0! | #DIV/0! | #DIV/0! | 0 | 0 | #N/A | #N/A | #N/A | #N/A | #N/A | #N/A | #N/A | 0 | 0 | 0 | #DIV/0!
#DIV/0! | [18 empty] | 0 | #DIV/0! | 0 | #DIV/0! | #DIV/0! | 0 | #DIV/0! | #DIV/0! | #DIV/0! | #DIV/0! | 0 | 0 | #N/A | #N/A | #N/A | #N/A | #N/A | #N/A | #N/A | 0 | 0 | 0 | #DIV/0!
Note on W3: Curtis, Kasey Calculates measure savings as a % of total program savings.
Note on X3: Curtis, Kasey: Uses % of measure savings as a proxy for % of program spending.

## Home Appliances {G}
Rtn to Summary |  | Order Number | Program Name | Discount Rate: | 6.8% | [9 empty] | Paste in incentives but use DBtC for Total
| Program: | 18230434 | Home Appliances {G}
| paste |  |  | paste | paste | paste | paste | paste | paste | paste | paste | paste | paste | Paste | paste | paste | paste | paste | Formula: G + H | Formula: (O/A10)*T | Formula: N - M | Formula: O/A10 | Formula: W*A8 | Formula: Q - P | Formula: X + DBtC | Formula: Q + X | Formula: Z/(1+GasDiscountRate)^1 | Formula: AA/(1+GasDiscountRate)^1 | Formula: -PV(ElecDiscount Rate,T,R)*J | Formula: -PV(ElecDiscount Rate, T, S)*J |  | AF*J*K |  | AH*J*L | AG + AI |  | AG +AI -AK | formula: Logic to lookup from AC tables and adjust by savings and quantity | Formula: Utility Savings (AM)*1.1+AD+AE | formula: AM/AB | formula: AN/AC
| Sch. No. | Order Number | Program Name | Measure Version | Measure Name | First Period Measure Life | Second period Measure Life | Gas End-Use Type | Number of units offered | Savings per Unit Period 1 | Savngs per Unit Period 2 | Incentives Per Unit | Incremental Measure Cost per Unit | Total First Year Savings | Total Incentive | Total Incremental Measure Cost | Unit First Year Non-Energy Benefits | Unit Annual Net Equipment O&M | Total Measure Life | Weighted Life | Agency or Customer Cost per Unit | Percent Unit overhead | Program Overhead Cost | Total Customer Cost | Total Utility Program Costs | Total Resource Cost | PV Total Utility Program Costs | PV Total Resource Costs | PV Total Non-Energy Benefits | PV Total Net Equipment O&M | Unit PV First period Savings for 1 therm | Total First Period Savings | Unit PV Savings for Second Period for 1 therm | Total Second period Savings | Unadjusted Total | Decrement | Final UC Total Savings | PV Total Savings UC | PV Total Savings TRC | UC B/C Ratio | TRC B/C Ratio
DBTC: | G214 | 18230434 | Home Appliances {G} | 12962-1 | Clothes Washer - Top Load - Energy Star - Any WH - Any Dryer - Res - C | 14 |  | Res Water Heat | 109 | 0.8 |  | 0 | 0 | 87.2 | 0 | 0 | 7.49 | 0 | 14 | 0.27204 | 0 | 1.943% | 0 | 0 | 0 | 0 | 0 | 0 | 7226.3159 | 0 | 9.6025 | 837.3413 | 9.6025 | 0 | 837.3413 | 0 | 837.3413 | 837.3413 | 8147.3913 | 0 | #DIV/0!
| G214 | 18230434 | Home Appliances {G} | 12993-1 | Clothes Washer - Front Load - Energy Star - Any WH - Any Dryer - Res - C | 14 |  | Res Water Heat | 539 | 2.1 |  | 0 | 0 | 1131.9 | 0 | 0 | 17.06 | 0 | 14 | 3.5312 | 0 | 25.22% | 0 | 0 | 0 | 0 | 0 | 0 | 81391.0067 | 0 | 9.6025 | 10869.1126 | 9.6025 | 0 | 10869.1126 | 0 | 10869.1126 | 10869.1126 | 93347.0305 | 0 | #DIV/0!
Program Costs: | G214 | 18230434 | Home Appliances {G} | 12993-2 | Clothes Washer - Front Load - Energy Star - Any WH - Any Dryer - Res - C | 14 |  | Res Water Heat | 1354 | 2.4 |  | 0 | 0 | 3249.6 | 0 | 0 | 17.88 | 0 | 14 | 10.1378 | 0 | 72.41% | 0 | 0 | 0 | 0 | 0 | 0 | 214286.4978 | 0 | 9.6025 | 31204.4069 | 9.6025 | 0 | 31204.4069 | 0 | 31204.4069 | 31204.4069 | 248611.3454 | 0 | #DIV/0!
| G214 | 18230434 | Home Appliances {G} | 12994-1 | Clothes Washer - Front Load - Energy Star - Any WH - Any Dryer - Res - C - LTO | 14 |  | Res Water Heat | 1 | 2.1 |  | 0 | 0 | 2.1 | 0 | 0 | 17.06 | 0 | 14 | 0.0065514 | 0 | 0.0468% | 0 | 0 | 0 | 0 | 0 | 0 | 151.0037 | 0 | 9.6025 | 20.1653 | 9.6025 | 0 | 20.1653 | 0 | 20.1653 | 20.1653 | 173.1856 | 0 | #DIV/0!
Total Savings (therm): | G214 | 18230434 | Home Appliances {G} | 13213-1 | Clothes Washer - Front Load - Energy Star - Any WH - Any Dryer - Res - MI - C | 14 |  | Res Water Heat | 7 | 2.4 |  | 0 | 0 | 16.8 | 0 | 0 | 17.88 | 0 | 14 | 0.052411 | 0 | 0.3744% | 0 | 0 | 0 | 0 | 0 | 0 | 1107.8327 | 0 | 9.6025 | 161.3226 | 9.6025 | 0 | 161.3226 | 0 | 161.3226 | 161.3226 | 1285.2876 | 0 | #DIV/0!
4487.6 | G214 | 18230434 | Home Appliances {G} | [15 empty] | 0 | 0 | 0 | 0% | 0 | 0 | 0 | 0 | 0 | 0 | 0 | 0 | #N/A | #N/A | #N/A | #N/A | #N/A | #N/A | #N/A | 0 | 0 | 0 | #DIV/0!
Total Incentives: | G214 | 18230434 | Home Appliances {G} | [15 empty] | 0 | 0 | 0 | 0% | 0 | 0 | 0 | 0 | 0 | 0 | 0 | 0 | #N/A | #N/A | #N/A | #N/A | #N/A | #N/A | #N/A | 0 | 0 | 0 | #DIV/0!
0 | G214 | 18230434 | Home Appliances {G} | [15 empty] | 0 | 0 | 0 | 0% | 0 | 0 | 0 | 0 | 0 | 0 | 0 | 0 | #N/A | #N/A | #N/A | #N/A | #N/A | #N/A | #N/A | 0 | 0 | 0 | #DIV/0!
Total Customer Costs: | G214 | 18230434 | Home Appliances {G} | [15 empty] | 0 | 0 | 0 | 0% | 0 | 0 | 0 | 0 | 0 | 0 | 0 | 0 | #N/A | #N/A | #N/A | #N/A | #N/A | #N/A | #N/A | 0 | 0 | 0 | #DIV/0!
0 | G214 | 18230434 | Home Appliances {G} | [15 empty] | 0 | 0 | 0 | 0% | 0 | 0 | 0 | 0 | 0 | 0 | 0 | 0 | #N/A | #N/A | #N/A | #N/A | #N/A | #N/A | #N/A | 0 | 0 | 0 | #DIV/0!
Weighted Avg Life | G214 | 18230434 | Home Appliances {G} | [15 empty] | 0 | 0 | 0 | 0% | 0 | 0 | 0 | 0 | 0 | 0 | 0 | 0 | #N/A | #N/A | #N/A | #N/A | #N/A | #N/A | #N/A | 0 | 0 | 0 | #DIV/0!
14 | G214 | 18230434 | Home Appliances {G} | [15 empty] | 0 | 0 | 0 | 0% | 0 | 0 | 0 | 0 | 0 | 0 | 0 | 0 | #N/A | #N/A | #N/A | #N/A | #N/A | #N/A | #N/A | 0 | 0 | 0 | #DIV/0!
Total Utility Cost | G214 | 18230434 | Home Appliances {G} | [15 empty] | 0 | 0 | 0 | 0% | 0 | 0 | 0 | 0 | 0 | 0 | 0 | 0 | #N/A | #N/A | #N/A | #N/A | #N/A | #N/A | #N/A | 0 | 0 | 0 | #DIV/0!
0 | G214 | 18230434 | Home Appliances {G} | [15 empty] | 0 | 0 | 0 | 0% | 0 | 0 | 0 | 0 | 0 | 0 | 0 | 0 | #N/A | #N/A | #N/A | #N/A | #N/A | #N/A | #N/A | 0 | 0 | 0 | #DIV/0!
Total Resource Cost | G214 | 18230434 | Home Appliances {G} | [15 empty] | 0 | 0 | 0 | 0% | 0 | 0 | 0 | 0 | 0 | 0 | 0 | 0 | #N/A | #N/A | #N/A | #N/A | #N/A | #N/A | #N/A | 0 | 0 | 0 | #DIV/0!
0 | G214 | 18230434 | Home Appliances {G} | [15 empty] | 0 | 0 | 0 | 0% | 0 | 0 | 0 | 0 | 0 | 0 | 0 | 0 | #N/A | #N/A | #N/A | #N/A | #N/A | #N/A | #N/A | 0 | 0 | 0 | #DIV/0!
UC B/C Ratio | [18 empty] | 0 | 0 | 0 | 0% | 0 | 0 | 0 | 0 | 0 | 0 | 0 | 0 | #N/A | #N/A | #N/A | #N/A | #N/A | #N/A | #N/A | 0 | 0 | 0 | #DIV/0!
#DIV/0! | [18 empty] | 0 | 0 | 0 | 0% | 0 | 0 | 0 | 0 | 0 | 0 | 0 | 0 | #N/A | #N/A | #N/A | #N/A | #N/A | #N/A | #N/A | 0 | 0 | 0 | #DIV/0!
TRC B/C Ratio | [18 empty] | 0 | 0 | 0 | 0% | 0 | 0 | 0 | 0 | 0 | 0 | 0 | 0 | #N/A | #N/A | #N/A | #N/A | #N/A | #N/A | #N/A | 0 | 0 | 0 | #DIV/0!
#DIV/0! | [18 empty] | 0 | 0 | 0 | 0% | 0 | 0 | 0 | 0 | 0 | 0 | 0 | 0 | #N/A | #N/A | #N/A | #N/A | #N/A | #N/A | #N/A | 0 | 0 | 0 | #DIV/0!
Note on W3: Curtis, Kasey Calculates measure savings as a % of total program savings.
Note on X3: Curtis, Kasey: Uses % of measure savings as a proxy for % of program spending.

## Web Enabled Thermostats {G}
Rtn to Summary |  | Order Number | Program Name | Discount Rate: | 6.8% | [9 empty] | Paste in incentives but use DBtC for Total
| Program: | 18230687 | Web Enabled Thermostats {G}
| paste |  |  | paste | paste | paste | paste | paste | paste | paste | paste | paste | paste | Paste | paste | paste | paste | paste | Formula: G + H | Formula: (O/A10)*T | Formula: N - M | Formula: O/A10 | Formula: W*A8 | Formula: Q - P | Formula: X + DBtC | Formula: Q + X | Formula: Z/(1+GasDiscountRate)^1 | Formula: AA/(1+GasDiscountRate)^1 | Formula: -PV(ElecDiscount Rate,T,R)*J | Formula: -PV(ElecDiscount Rate, T, S)*J |  | AF*J*K |  | AH*J*L | AG + AI |  | AG +AI -AK | formula: Logic to lookup from AC tables and adjust by savings and quantity | Formula: Utility Savings (AM)*1.1+AD+AE | formula: AM/AB | formula: AN/AC
| Sch. No. | Order Number | Program Name | Measure Version | Measure Name | First Period Measure Life | Second period Measure Life | Gas End-Use Type | Number of units offered | Savings per Unit Period 1 | Savngs per Unit Period 2 | Incentives Per Unit | Incremental Measure Cost per Unit | Total First Year Savings | Total Incentive | Total Incremental Measure Cost | Unit First Year Non-Energy Benefits | Unit Annual Net Equipment O&M | Total Measure Life | Weighted Life | Agency or Customer Cost per Unit | Percent Unit overhead | Program Overhead Cost | Total Customer Cost | Total Utility Program Costs | Total Resource Cost | PV Total Utility Program Costs | PV Total Resource Costs | PV Total Non-Energy Benefits | PV Total Net Equipment O&M | Unit PV First period Savings for 1 therm | Total First Period Savings | Unit PV Savings for Second Period for 1 therm | Total Second period Savings | Unadjusted Total | Decrement | Final UC Total Savings | PV Total Savings UC | PV Total Savings TRC | UC B/C Ratio | TRC B/C Ratio
DBTC: | G214 | 18230687 | Web Enabled Thermostats {G} | 12305-3 | WET: Thermostat - Web Enabled - Retail - NQC |  |  | SF Space Heat | 34 |  |  |  |  | 0 | 2425 | 0 | 0 | 0 | 0 | 0 | 0 | 0% | 0 | -2425 | 0 | 0 | 0 | 0 | 0 | 0 | SF Space Heat | #VALUE! | SF Space Heat | #VALUE! | #VALUE! | #VALUE! | #VALUE! | 0 | 0 | 0 | #DIV/0!
1156208.98 | G214 | 18230687 | Web Enabled Thermostats {G} | 12738-2 | Thermostat - Smart - GH - Res | 11 |  | SF Space Heat | 1255 | 33 |  | 75 | 189 | 41415 | 92580.97 | 237195 | 0 | 0 | 11 | 1.2966 | 114 | 11.79% | 47182.3362 | 144614.03 | 183468.8272 | 284377.3362 | 171787.2914 | 266270.914 | 0 | 0 | 8.3815 | 347118.4652 | 8.3815 | 0 | 347118.4652 | 0 | 347118.4652 | 347118.4652 | 381830.3117 | 2.0206 | 1.434
Program Costs: | G214 | 18230687 | Web Enabled Thermostats {G} | 12738-3 | Thermostat - Smart - GH - Res | 11 |  | SF Space Heat | 3615 | 33 |  | 75 | 189 | 119295 | 265991.99 | 683235 | 6.076 | 0 | 11 | 3.7349 | 114 | 33.95% | 135907.6855 | 417243.01 | 528477.9365 | 819142.6855 | 494829.5286 | 766987.5332 | 166359.8092 | 0 | 8.3815 | 999867.1328 | 8.3815 | 0 | 999867.1328 | 0 | 999867.1328 | 999867.1328 | 1266213.6553 | 2.0206 | 1.6509
400279.15 | G214 | 18230687 | Web Enabled Thermostats {G} | 12739-3 | Thermostat - Smart - GH - Res - MI | 11 |  | SF Space Heat | 17 | 33 |  | 150 | 189 | 561 | 2442.34 | 3213 | 6.076 | 0 | 11 | 0.017564 | 39 | 0.1597% | 639.1233 | 770.66 | 2485.2351 | 3852.1233 | 2326.9992 | 3606.857 | 782.3283 | 0 | 8.3815 | 4702.0031 | 8.3815 | 0 | 4702.0031 | 0 | 4702.0031 | 4702.0031 | 5954.5317 | 2.0206 | 1.6509
Total Savings (therm): | G214 | 18230687 | Web Enabled Thermostats {G} | 13276-1 | Thermostat - Smart - GH - Res - LTO - ecobee - a | 11 |  | SF Space Heat | 3 | 33 |  | 100 | 189 | 99 | 300 | 567 | 6.076 | 0 | 11 | 0.0030995 | 89 | 0.02818% | 112.7865 | 267 | 438.5709 | 679.7865 | 410.6469 | 636.5042 | 138.0579 | 0 | 8.3815 | 829.7653 | 8.3815 | 0 | 829.7653 | 0 | 829.7653 | 829.7653 | 1050.7997 | 2.0206 | 1.6509
351351 | G214 | 18230687 | Web Enabled Thermostats {G} | 13277-1 | Thermostat - Smart - GH - Res - LTO - ecobee - b | 11 |  | SF Space Heat | 25 | 33 |  | 150 | 189 | 825 | 3706.19 | 4725 | 6.076 | 0 | 11 | 0.025829 | 39 | 0.2348% | 939.8872 | 1018.81 | 3654.7575 | 5664.8872 | 3422.0576 | 5304.2015 | 1150.4828 | 0 | 8.3815 | 6914.7105 | 8.3815 | 0 | 6914.7105 | 0 | 6914.7105 | 6914.7105 | 8756.6643 | 2.0206 | 1.6509
Total Incentives: | G214 | 18230687 | Web Enabled Thermostats {G} | 13278-1 | Thermostat - Smart - GH - Res - LTO - Emerson - a | 11 |  | SF Space Heat | 446 | 33 |  | 100 | 189 | 14718 | 44588.15 | 84294 | 6.076 | 0 | 11 | 0.46079 | 89 | 4.189% | 16767.5872 | 39705.85 | 65200.874 | 101061.5872 | 61049.5075 | 94626.9543 | 20524.6127 | 0 | 8.3815 | 123358.4346 | 8.3815 | 0 | 123358.4346 | 0 | 123358.4346 | 123358.4346 | 156218.8908 | 2.0206 | 1.6509
1125929.97 | G214 | 18230687 | Web Enabled Thermostats {G} | 13279-1 | Thermostat - Smart - GH - Res - LTO - Emerson - b | 11 |  | SF Space Heat | 2029 | 33 |  | 150 | 189 | 66957 | 304111.87 | 383481 | 6.076 | 0 | 11 | 2.0963 | 39 | 19.06% | 76281.2431 | 79369.13 | 296620.1198 | 459762.2431 | 277734.1946 | 430488.9917 | 93373.182 | 0 | 8.3815 | 561197.9011 | 8.3815 | 0 | 561197.9011 | 0 | 561197.9011 | 561197.9011 | 710690.8732 | 2.0206 | 1.6509
Total Customer Costs: | G214 | 18230687 | Web Enabled Thermostats {G} | 13280-1 | Thermostat - Smart - GH - Res - LTO - Nest - a | 11 |  | SF Space Heat | 1571 | 33 |  | 100 | 189 | 51843 | 157091.27 | 296919 | 6.076 | 0 | 11 | 1.6231 | 89 | 14.76% | 59062.5101 | 139827.73 | 229664.9622 | 355981.5101 | 215042.0994 | 333316.0207 | 72296.3375 | 0 | 8.3815 | 434520.4054 | 8.3815 | 0 | 434520.4054 | 0 | 434520.4054 | 434520.4054 | 550268.7835 | 2.0206 | 1.6509
886353.03 |  |  |  | 13281-1 | Thermostat - Smart - GH - Res - LTO - Nest - b | 11 |  | SF Space Heat | 1686 | 33 |  | 150 | 189 | 55638 | 252692.19 | 318654 | 6.076 | 0 | 11 | 1.7419 | 39 | 15.84% | 63385.9911 | 65961.81 | 246476.8467 | 382039.9911 | 230783.5644 | 357715.3474 | 77588.5583 | 0 | 8.3815 | 466328.0736 | 8.3815 | 0 | 466328.0736 | 0 | 466328.0736 | 466328.0736 | 590549.4392 | 2.0206 | 1.6509
Weighted Avg Life | [18 empty] | 0 | 0 | 0 | 0% | 0 | 0 | 0 | 0 | 0 | 0 | 0 | 0 | #N/A | #N/A | #N/A | #N/A | #N/A | #N/A | #N/A | 0 | 0 | 0 | #DIV/0!
11 | [18 empty] | 0 | 0 | 0 | 0% | 0 | 0 | 0 | 0 | 0 | 0 | 0 | 0 | #N/A | #N/A | #N/A | #N/A | #N/A | #N/A | #N/A | 0 | 0 | 0 | #DIV/0!
Total Utility Cost | [18 empty] | 0 | 0 | 0 | 0% | 0 | 0 | 0 | 0 | 0 | 0 | 0 | 0 | #N/A | #N/A | #N/A | #N/A | #N/A | #N/A | #N/A | 0 | 0 | 0 | #DIV/0!
1556488.13 | [18 empty] | 0 | 0 | 0 | 0% | 0 | 0 | 0 | 0 | 0 | 0 | 0 | 0 | #N/A | #N/A | #N/A | #N/A | #N/A | #N/A | #N/A | 0 | 0 | 0 | #DIV/0!
Total Resource Cost | [18 empty] | 0 | 0 | 0 | 0% | 0 | 0 | 0 | 0 | 0 | 0 | 0 | 0 | #N/A | #N/A | #N/A | #N/A | #N/A | #N/A | #N/A | 0 | 0 | 0 | #DIV/0!
2412562.15 | [18 empty] | 0 | 0 | 0 | 0% | 0 | 0 | 0 | 0 | 0 | 0 | 0 | 0 | #N/A | #N/A | #N/A | #N/A | #N/A | #N/A | #N/A | 0 | 0 | 0 | #DIV/0!
UC B/C Ratio | [18 empty] | 0 | 0 | 0 | 0% | 0 | 0 | 0 | 0 | 0 | 0 | 0 | 0 | #N/A | #N/A | #N/A | #N/A | #N/A | #N/A | #N/A | 0 | 0 | 0 | #DIV/0!
2.0206 | [18 empty] | 0 | 0 | 0 | 0% | 0 | 0 | 0 | 0 | 0 | 0 | 0 | 0 | #N/A | #N/A | #N/A | #N/A | #N/A | #N/A | #N/A | 0 | 0 | 0 | #DIV/0!
TRC B/C Ratio | [18 empty] | 0 | 0 | 0 | 0% | 0 | 0 | 0 | 0 | 0 | 0 | 0 | 0 | #N/A | #N/A | #N/A | #N/A | #N/A | #N/A | #N/A | 0 | 0 | 0 | #DIV/0!
1.6253 | [18 empty] | 0 | 0 | 0 | 0% | 0 | 0 | 0 | 0 | 0 | 0 | 0 | 0 | #N/A | #N/A | #N/A | #N/A | #N/A | #N/A | #N/A | 0 | 0 | 0 | #DIV/0!
Note on W3: Curtis, Kasey Calculates measure savings as a % of total program savings.
Note on X3: Curtis, Kasey: Uses % of measure savings as a proxy for % of program spending.

## Residential Showerheads {G}
Rtn to Summary |  | Order Number | Program Name | Discount Rate: | 6.8% | [9 empty] | Paste in incentives but use DBtC for Total
| Program: | 18230700 | Residential Showerheads {G}
| paste |  |  | paste | paste | paste | paste | paste | paste | paste | paste | paste | paste | Paste | paste | paste | paste | paste | Formula: G + H | Formula: (O/A10)*T | Formula: N - M | Formula: O/A10 | Formula: W*A8 | Formula: Q - P | Formula: X + DBtC | Formula: Q + X | Formula: Z/(1+GasDiscountRate)^1 | Formula: AA/(1+GasDiscountRate)^1 | Formula: -PV(ElecDiscount Rate,T,R)*J | Formula: -PV(ElecDiscount Rate, T, S)*J |  | AF*J*K |  | AH*J*L | AG + AI |  | AG +AI -AK | formula: Logic to lookup from AC tables and adjust by savings and quantity | Formula: Utility Savings (AM)*1.1+AD+AE | formula: AM/AB | formula: AN/AC
| Sch. No. | Order Number | Program Name | Measure Version | Measure Name | First Period Measure Life | Second period Measure Life | Gas End-Use Type | Number of units offered | Savings per Unit Period 1 | Savngs per Unit Period 2 | Incentives Per Unit | Incremental Measure Cost per Unit | Total First Year Savings | Total Incentive | Total Incremental Measure Cost | Unit First Year Non-Energy Benefits | Unit Annual Net Equipment O&M | Total Measure Life | Weighted Life | Agency or Customer Cost per Unit | Percent Unit overhead | Program Overhead Cost | Total Customer Cost | Total Utility Program Costs | Total Resource Cost | PV Total Utility Program Costs | PV Total Resource Costs | PV Total Non-Energy Benefits | PV Total Net Equipment O&M | Unit PV First period Savings for 1 therm | Total First Period Savings | Unit PV Savings for Second Period for 1 therm | Total Second period Savings | Unadjusted Total | Decrement | Final UC Total Savings | PV Total Savings UC | PV Total Savings TRC | UC B/C Ratio | TRC B/C Ratio
DBTC: | G214 | 18230700 | Residential Showerheads {G} | 13013-1 | Adapter - w Thermostatic Restrictor - for Showerhead - RP - Res - C | 10 |  | Res Water Heat | 18 | 0.4 |  | 1.5 | 5.4 | 7.2 | 27 | 97.2 | 3.72 | 0 | 10 | 4.2857 | 3.9 | 42.86% | -6616.7314 | 70.2 | 441.5314 | -6519.5314 | 413.4189 | -6104.4302 | 474.6779 | 0 | 7.1529 | 51.5012 | 7.1529 | 0 | 51.5012 | 0 | 51.5012 | 51.5012 | 531.3292 | 0.12457 | -0.08704
16469.28 | G214 | 18230700 | Residential Showerheads {G} | 13015-1 | Adapter - w Thermostatic Restrictor - for Showerhead - RP - Res - GO | 10 |  | Res Water Heat | 6 | 1.6 |  | 5 | 17.4 | 9.6 | 30 | 104.4 | 3.72 | 0 | 10 | 5.7143 | 12.4 | 57.14% | -8822.3086 | 74.4 | 588.7086 | -8717.9086 | 551.2253 | -8162.8357 | 158.226 | 0 | 7.1529 | 68.6682 | 7.1529 | 0 | 68.6682 | 0 | 68.6682 | 68.6682 | 233.761 | 0.12457 | -0.028637
Program Costs: | G214 | 18230700 | Residential Showerheads {G} | [15 empty] | 0 | 0 | 0 | 0% | 0 | 0 | 0 | 0 | 0 | 0 | 0 | 0 | #N/A | #N/A | #N/A | #N/A | #N/A | #N/A | #N/A | 0 | 0 | 0 | #DIV/0!
-15439.04 | G214 | 18230700 | Residential Showerheads {G} | [15 empty] | 0 | 0 | 0 | 0% | 0 | 0 | 0 | 0 | 0 | 0 | 0 | 0 | #N/A | #N/A | #N/A | #N/A | #N/A | #N/A | #N/A | 0 | 0 | 0 | #DIV/0!
Total Savings (therm): | G214 | 18230700 | Residential Showerheads {G} | [15 empty] | 0 | 0 | 0 | 0% | 0 | 0 | 0 | 0 | 0 | 0 | 0 | 0 | #N/A | #N/A | #N/A | #N/A | #N/A | #N/A | #N/A | 0 | 0 | 0 | #DIV/0!
16.8 | G214 | 18230700 | Residential Showerheads {G} | [15 empty] | 0 | 0 | 0 | 0% | 0 | 0 | 0 | 0 | 0 | 0 | 0 | 0 | #N/A | #N/A | #N/A | #N/A | #N/A | #N/A | #N/A | 0 | 0 | 0 | #DIV/0!
Total Incentives: | G214 | 18230700 | Residential Showerheads {G} | [15 empty] | 0 | 0 | 0 | 0% | 0 | 0 | 0 | 0 | 0 | 0 | 0 | 0 | #N/A | #N/A | #N/A | #N/A | #N/A | #N/A | #N/A | 0 | 0 | 0 | #DIV/0!
57 | G214 | 18230700 | Residential Showerheads {G} | [15 empty] | 0 | 0 | 0 | 0% | 0 | 0 | 0 | 0 | 0 | 0 | 0 | 0 | #N/A | #N/A | #N/A | #N/A | #N/A | #N/A | #N/A | 0 | 0 | 0 | #DIV/0!
Total Customer Costs: | G214 | 18230700 | Residential Showerheads {G} | [15 empty] | 0 | 0 | 0 | 0% | 0 | 0 | 0 | 0 | 0 | 0 | 0 | 0 | #N/A | #N/A | #N/A | #N/A | #N/A | #N/A | #N/A | 0 | 0 | 0 | #DIV/0!
144.6 | G214 | 18230700 | Residential Showerheads {G} | [15 empty] | 0 | 0 | 0 | 0% | 0 | 0 | 0 | 0 | 0 | 0 | 0 | 0 | #N/A | #N/A | #N/A | #N/A | #N/A | #N/A | #N/A | 0 | 0 | 0 | #DIV/0!
Weighted Avg Life | G214 | 18230700 | Residential Showerheads {G} | [15 empty] | 0 | 0 | 0 | 0% | 0 | 0 | 0 | 0 | 0 | 0 | 0 | 0 | #N/A | #N/A | #N/A | #N/A | #N/A | #N/A | #N/A | 0 | 0 | 0 | #DIV/0!
10 | G214 | 18230700 | Residential Showerheads {G} | [15 empty] | 0 | 0 | 0 | 0% | 0 | 0 | 0 | 0 | 0 | 0 | 0 | 0 | #N/A | #N/A | #N/A | #N/A | #N/A | #N/A | #N/A | 0 | 0 | 0 | #DIV/0!
Total Utility Cost | G214 | 18230700 | Residential Showerheads {G} | [15 empty] | 0 | 0 | 0 | 0% | 0 | 0 | 0 | 0 | 0 | 0 | 0 | 0 | #N/A | #N/A | #N/A | #N/A | #N/A | #N/A | #N/A | 0 | 0 | 0 | #DIV/0!
1030.24 | G214 | 18230700 | Residential Showerheads {G} | [15 empty] | 0 | 0 | 0 | 0% | 0 | 0 | 0 | 0 | 0 | 0 | 0 | 0 | #N/A | #N/A | #N/A | #N/A | #N/A | #N/A | #N/A | 0 | 0 | 0 | #DIV/0!
Total Resource Cost | [18 empty] | 0 | 0 | 0 | 0% | 0 | 0 | 0 | 0 | 0 | 0 | 0 | 0 | #N/A | #N/A | #N/A | #N/A | #N/A | #N/A | #N/A | 0 | 0 | 0 | #DIV/0!
-15237.44 | [18 empty] | 0 | 0 | 0 | 0% | 0 | 0 | 0 | 0 | 0 | 0 | 0 | 0 | #N/A | #N/A | #N/A | #N/A | #N/A | #N/A | #N/A | 0 | 0 | 0 | #DIV/0!
UC B/C Ratio | [18 empty] | 0 | 0 | 0 | 0% | 0 | 0 | 0 | 0 | 0 | 0 | 0 | 0 | #N/A | #N/A | #N/A | #N/A | #N/A | #N/A | #N/A | 0 | 0 | 0 | #DIV/0!
0.12457 | [18 empty] | 0 | 0 | 0 | 0% | 0 | 0 | 0 | 0 | 0 | 0 | 0 | 0 | #N/A | #N/A | #N/A | #N/A | #N/A | #N/A | #N/A | 0 | 0 | 0 | #DIV/0!
TRC B/C Ratio | [18 empty] | 0 | 0 | 0 | 0% | 0 | 0 | 0 | 0 | 0 | 0 | 0 | 0 | #N/A | #N/A | #N/A | #N/A | #N/A | #N/A | #N/A | 0 | 0 | 0 | #DIV/0!
-0.053626 | [18 empty] | 0 | 0 | 0 | 0% | 0 | 0 | 0 | 0 | 0 | 0 | 0 | 0 | #N/A | #N/A | #N/A | #N/A | #N/A | #N/A | #N/A | 0 | 0 | 0 | #DIV/0!
Note on W3: Curtis, Kasey Calculates measure savings as a % of total program savings.
Note on X3: Curtis, Kasey: Uses % of measure savings as a proxy for % of program spending.

## SF Existing Weatherization {G}
Rtn to Summary |  | Order Number | Program Name | Discount Rate: | 6.8% | [9 empty] | Paste in incentives but use DBtC for Total
| Program: | 18230637 | SF Existing Weatherization {G}
| paste |  |  | paste | paste | paste | paste | paste | paste | paste | paste | paste | paste | Paste | paste | paste | paste | paste | Formula: G + H | Formula: (O/A10)*T | Formula: N - M | Formula: O/A10 | Formula: W*A8 | Formula: Q - P | Formula: X + DBtC | Formula: Q + X | Formula: Z/(1+GasDiscountRate)^1 | Formula: AA/(1+GasDiscountRate)^1 | Formula: -PV(ElecDiscount Rate,T,R)*J | Formula: -PV(ElecDiscount Rate, T, S)*J |  | AF*J*K |  | AH*J*L | AG + AI |  | AG +AI -AK | formula: Logic to lookup from AC tables and adjust by savings and quantity | Formula: Utility Savings (AM)*1.1+AD+AE | formula: AM/AB | formula: AN/AC
| Sch. No. | Order Number | Program Name | Measure Version | Measure Name | First Period Measure Life | Second period Measure Life | Gas End-Use Type | Number of units offered | Savings per Unit Period 1 | Savngs per Unit Period 2 | Incentives Per Unit | Incremental Measure Cost per Unit | Total First Year Savings | Total Incentive | Total Incremental Measure Cost | Unit First Year Non-Energy Benefits | Unit Annual Net Equipment O&M | Total Measure Life | Weighted Life | Agency or Customer Cost per Unit | Percent Unit overhead | Program Overhead Cost | Total Customer Cost | Total Utility Program Costs | Total Resource Cost | PV Total Utility Program Costs | PV Total Resource Costs | PV Total Non-Energy Benefits | PV Total Net Equipment O&M | Unit PV First period Savings for 1 therm | Total First Period Savings | Unit PV Savings for Second Period for 1 therm | Total Second period Savings | Unadjusted Total | Decrement | Final UC Total Savings | PV Total Savings UC | PV Total Savings TRC | UC B/C Ratio | TRC B/C Ratio
DBTC: | G214 | 18230637 | SF Existing Weatherization {G} | 10709-4 | SFWIN: Windows - Single Pane - to U30 - NG | 30 |  | SF Space Heat | 243.47 | 0.64 |  | 50 | 20.5 | 155.82 | 700 | 4991.14 | 0.24 |  | 30 | 0.017638 | -29.5 | 0.05879% | 105.76 | 4291.14 | 1533.5966 | 5096.9 | 1435.9518 | 4772.3783 | 739.9043 | 0 | 18.1465 | 2827.6041 | 18.1465 | 0 | 2827.6041 | 0 | 2827.6041 | 2827.6041 | 3850.2688 | 1.9691 | 0.80678
2428509.48 | G214 | 18230637 | SF Existing Weatherization {G} | 10709-5 | SFWIN: Windows - Single Pane - to U30 - NG | 45 |  | SF Space Heat | 36.75 | 0.64 |  | 50 | 20.5 | 23.52 | 150 | 753.38 | 0 |  | 45 | 0.0039936 | -29.5 | 0.008875% | 15.9638 | 603.38 | 231.4863 | 769.3438 | 216.7474 | 720.3593 | 0 | 0 | 26.2816 | 618.1423 | 26.2816 | 0 | 618.1423 | 0 | 618.1423 | 618.1423 | 679.9565 | 2.8519 | 0.94391
Program Costs: | G214 | 18230637 | SF Existing Weatherization {G} | 10709-6 | SFWIN: Windows - Single Pane - to U30 - NG | 45 |  | SF Space Heat | 132031.04 | 0.3811 |  | 50 | 22.6 | 50316.91 | 336825 | 2983901.33 | 0 |  | 45 | 8.5436 | -27.4 | 18.99% | 34151.6841 | 2647076.33 | 495224.233 | 3018053.0141 | 463693.1021 | 2825892.3353 | 0 | 0 | 26.2816 | 1322410.0706 | 26.2816 | 0 | 1322410.0706 | 0 | 1322410.0706 | 1322410.0706 | 1454651.0777 | 2.8519 | 0.51476
179879.91 | G214 | 18230637 | SF Existing Weatherization {G} | 10721-5 | SFWIN: Windows - Single Pane - to U30 - NG - MH | 25 |  | SF Space Heat | 2768.63 | 0.7637 |  | 200 | 18.53 | 2114.39 | 15435.13 | 51302.71 | 0 |  | 25 | 0.19945 | -181.47 | 0.7978% | 1435.1036 | 35867.58 | 20810.0451 | 52737.8136 | 19485.0609 | 49379.9753 | 0 | 0 | 16.1433 | 34133.4942 | 16.1433 | 0 | 34133.4942 | 0 | 34133.4942 | 34133.4942 | 37546.8436 | 1.7518 | 0.76037
Total Savings (therm): | G214 | 18230637 | SF Existing Weatherization {G} | 10913-6 | SFWX: Insulation - Attic - R0 to R49 - NG | 45 |  | SF Space Heat | 78083 | 0.0924 |  | 0.5 | 1.49 | 7214.92 | 41945.88 | 116343.67 | 0 |  | 45 | 1.2251 | 0.99 | 2.722% | 4896.9952 | 74397.79 | 71009.989 | 121240.6652 | 66488.7537 | 113521.2221 | 0 | 0 | 26.2816 | 189618.0242 | 26.2816 | 0 | 189618.0242 | 0 | 189618.0242 | 189618.0242 | 208579.8266 | 2.8519 | 1.8374
265023.57 | G214 | 18230637 | SF Existing Weatherization {G} | 10913-7 | SFWX: Insulation - Attic - R0 to R49 - NG | 45 |  | SF Space Heat | 264717 | 0.0924 |  | 0.5 | 1.49 | 24459.91 | 132321.83 | 394428.33 | 0.0433 |  | 45 | 4.1532 | 0.99 | 9.229% | 16601.7174 | 262106.5 | 240736.9644 | 411030.0474 | 225409.1427 | 384859.5949 | 159831.6345 | 0 | 26.2816 | 642843.0582 | 26.2816 | 0 | 642843.0582 | 0 | 642843.0582 | 642843.0582 | 866958.9986 | 2.8519 | 2.2527
Total Incentives: | G214 | 18230637 | SF Existing Weatherization {G} | 10917-5 | SFWX: Insulation - Attic - R11 to R49 - NG | 45 |  | SF Space Heat | 152890.05 | 0.0321 |  | 0.5 | 1.24 | 4907.81 | 71847.88 | 189583.66 | 0 |  | 45 | 0.83333 | 0.74 | 1.852% | 3331.0864 | 117735.78 | 48303.1737 | 192914.7464 | 45227.6907 | 180631.7851 | 0 | 0 | 26.2816 | 128983.872 | 26.2816 | 0 | 128983.872 | 0 | 128983.872 | 128983.872 | 141882.2592 | 2.8519 | 0.78548
2349763.14 | G214 | 18230637 | SF Existing Weatherization {G} | 10917-6 | SFWX: Insulation - Attic - R11 to R49 - NG | 45 |  | SF Space Heat | 294537 | 0.0321 |  | 0.5 | 1.24 | 9454.74 | 147268.5 | 365225.88 | 0.0481 |  | 45 | 1.6054 | 0.74 | 3.568% | 6417.2322 | 217957.38 | 93054.5291 | 371643.1122 | 87129.7089 | 347980.4421 | 197550.4155 | 0 | 26.2816 | 248482.6364 | 26.2816 | 0 | 248482.6364 | 0 | 248482.6364 | 248482.6364 | 470881.3155 | 2.8519 | 1.3532
Total Customer Costs: | G214 | 18230637 | SF Existing Weatherization {G} | 10920-4 | SFWX: Carbon Monoxide Detector | 5 |  | SF Space Heat | 62 | 0 |  | 38.3 | 38.3 | 0 | 0 | 2374.6 | 0 |  | 5 | 0 | 0 | 0% | 0 | 2374.6 | 0 | 2374.6 | 0 | 2223.4082 | 0 | 0 | 4.1154 | 0 | 4.1154 | 0 | 0 | 0 | 0 | 0 | 0 | 0 | 0
5590102.52 | G214 | 18230637 | SF Existing Weatherization {G} | 10920-5 | SFWX: Carbon Monoxide Detector | 5 |  | SF Space Heat | 483 | 0 |  | 38.3 | 38.3 | 0 | 0 | 18498.9 | 38.85 |  | 5 | 0 | 0 | 0% | 0 | 18498.9 | 0 | 18498.9 | 0 | 17321.0674 | 77352.1303 | 0 | 4.1154 | 0 | 4.1154 | 0 | 0 | 0 | 0 | 0 | 77352.1303 | 0 | 4.4658
Weighted Avg Life | G214 | 18230637 | SF Existing Weatherization {G} | 10925-6 | SFWX: Insulation - Floor - R0 to R22 - NG - MH | 25 |  | SF Space Heat | 1188 | 0.0428 |  | 1.39 | 2.32 | 50.85 | 1200 | 2756.16 | 0 |  | 25 | 0.0047967 | 0.93 | 0.01919% | 34.5135 | 1556.16 | 500.471 | 2790.6735 | 468.6058 | 2612.9902 | 0 | 0 | 16.1433 | 820.8301 | 16.1433 | 0 | 820.8301 | 0 | 820.8301 | 820.8301 | 902.9131 | 1.7516 | 0.34555
36.8065 | G214 | 18230637 | SF Existing Weatherization {G} | 10925-7 | SFWX: Insulation - Floor - R0 to R22 - NG - MH | 25 |  | SF Space Heat | 1932 | 0.0428 |  | 1 | 2.32 | 82.69 | 1932 | 4482.24 | 0.0917 |  | 25 | 0.0078002 | 1.32 | 0.0312% | 56.1243 | 2550.24 | 813.8435 | 4538.3643 | 762.0258 | 4249.4048 | 2102.3377 | 0 | 16.1433 | 1334.8852 | 16.1433 | 0 | 1334.8852 | 0 | 1334.8852 | 1334.8852 | 3570.7115 | 1.7518 | 0.84029
Total Utility Cost | G214 | 18230637 | SF Existing Weatherization {G} | 10927-7 | SFWX: Insulation - Floor - R0 to R30 - NG | 45 |  | SF Space Heat | 269145 | 0.0345 |  | 0.25 | 1.41 | 9285.84 | 46063.58 | 379494.45 | 0 |  | 45 | 1.5767 | 1.16 | 3.504% | 6302.5944 | 333430.87 | 91392.1978 | 385797.0444 | 85573.2189 | 361233.1876 | 0 | 0 | 26.2816 | 244037.4994 | 26.2816 | 0 | 244037.4994 | 0 | 244037.4994 | 244037.4994 | 268441.2493 | 2.8518 | 0.74312
2608389.39 | G214 | 18230637 | SF Existing Weatherization {G} | 10927-8 | SFWX: Insulation - Floor - R0 to R30 - NG | 45 |  | SF Space Heat | 630025 | 0.0345 |  | 0.25 | 1.41 | 21736.65 | 157506.25 | 888335.25 | 0.0403 |  | 45 | 3.6908 | 1.16 | 8.202% | 14753.3544 | 730829 | 213934.3577 | 903088.6044 | 200313.069 | 845588.5809 | 354042.8607 | 0 | 26.2816 | 571252.3938 | 26.2816 | 0 | 571252.3938 | 0 | 571252.3938 | 571252.3938 | 982420.4939 | 2.8518 | 1.1618
Total Resource Cost | G214 | 18230637 | SF Existing Weatherization {G} | 10941-4 | SFWX: Sealing - Duct and Insulation - NG | 20 |  | SF Space Heat | 239 | 75.32 |  | 400 | 1000 | 18001.48 | 92573.16 | 239000 | 0 |  | 20 | 1.3585 | 600 | 6.792% | 12218.1759 | 146426.84 | 177172.4282 | 251218.1759 | 165891.7867 | 235223.0112 | 0 | 0 | 13.7138 | 246867.9661 | 13.7138 | 0 | 246867.9661 | 0 | 246867.9661 | 246867.9661 | 271554.7627 | 1.4881 | 1.1545
8119745.57 | G214 | 18230637 | SF Existing Weatherization {G} | 10941-5 | SFWX: Sealing - Duct and Insulation - NG | 20 |  | SF Space Heat | 648 | 75.32 |  | 400 | 1000 | 48807.36 | 257255.4 | 648000 | 36.0909 |  | 20 | 3.6832 | 600 | 18.42% | 33127.1046 | 390744.6 | 480367.0858 | 681127.1046 | 449781.9155 | 637759.4612 | 251659.672 | 0 | 13.7138 | 669332.3934 | 13.7138 | 0 | 669332.3934 | 0 | 669332.3934 | 669332.3934 | 987925.3048 | 1.4881 | 1.5491
UC B/C Ratio | G214 | 18230637 | SF Existing Weatherization {G} | 10943-3 | SFWX: Sealing - Duct - NG | 20 |  | SF Space Heat | 35 | 50.81 |  | 300 | 631.58 | 1778.35 | 10381.1 | 22105.3 | 0 |  | 20 | 0.1342 | 331.58 | 0.671% | 1207.0226 | 11724.2 | 17502.7047 | 23312.3226 | 16388.3002 | 21828.0174 | 0 | 0 | 13.7138 | 24387.8641 | 13.7138 | 0 | 24387.8641 | 0 | 24387.8641 | 24387.8641 | 26826.6505 | 1.4881 | 1.229
2.4048 | G214 | 18230637 | SF Existing Weatherization {G} | 10943-4 | SFWX: Sealing - Duct - NG | 20 |  | SF Space Heat | 144 | 50.81 |  | 300 | 631.58 | 7316.64 | 43019.18 | 90947.52 | 40.3969 |  | 20 | 0.55215 | 331.58 | 2.761% | 4966.0358 | 47928.34 | 72011.1277 | 95913.5558 | 67426.1495 | 89806.7002 | 62596.7001 | 0 | 13.7138 | 100338.6408 | 13.7138 | 0 | 100338.6408 | 0 | 100338.6408 | 100338.6408 | 172969.205 | 1.4881 | 1.926
TRC B/C Ratio | G214 | 18230637 | SF Existing Weatherization {G} | 10946-5 | SFWX: Insulation - Wall - R0 to R13 - NG | 45 |  | SF Space Heat | 35478 | 0.0669 |  | 0.75 | 1.56 | 2373.5 | 13914.11 | 55345.68 | 0 |  | 45 | 0.40301 | 0.81 | 0.8956% | 1610.9698 | 41431.57 | 23360.2325 | 56956.6498 | 21872.8769 | 53330.1964 | 0 | 0 | 26.2816 | 62378.7118 | 26.2816 | 0 | 62378.7118 | 0 | 62378.7118 | 62378.7118 | 68616.583 | 2.8519 | 1.2866
1.029 | G214 | 18230637 | SF Existing Weatherization {G} | 10946-6 | SFWX: Insulation - Wall - R0 to R13 - NG | 45 |  | SF Space Heat | 124604 | 0.0669 |  | 0.75 | 1.56 | 8336.04 | 93453 | 194382.24 | 0.0417 |  | 45 | 1.4154 | 0.81 | 3.145% | 5657.935 | 100929.24 | 82044.168 | 200040.175 | 76820.382 | 187303.5346 | 72453.7805 | 0 | 26.2816 | 219083.2913 | 26.2816 | 0 | 219083.2913 | 0 | 219083.2913 | 219083.2913 | 313445.401 | 2.8519 | 1.6735
| G214 | 18230637 | SF Existing Weatherization {G} | 12557-3 | Windows - Double Pane - Metal Frame - to U30 - NG - MH | 25 |  | SF Space Heat | 712.22 | 0.3295 |  | 200 | 18.53 | 234.66 | 9200 | 13197.43 | 0 |  | 25 | 0.022136 | -181.47 | 0.08854% | 159.2712 | 3997.43 | 2309.548 | 13356.7012 | 2162.4981 | 12506.2745 | 0 | 0 | 16.1433 | 3788.4593 | 16.1433 | 0 | 3788.4593 | 0 | 3788.4593 | 3788.4593 | 4167.3052 | 1.7519 | 0.33322
| G214 | 18230637 | SF Existing Weatherization {G} | 12563-1 | Incentive - Add On - 3 Bundle - Wx - GH - Res |  |  |  | 5 | 0 |  | 250 | 0 | 0 | 1250 | 0 | 0 |  | 0 | 0 | -250 | 0% | 0 | -1250 | 0 | 0 | 0 | 0 | 0 | 0 | #N/A | #N/A | #N/A | #N/A | #N/A | #N/A | #N/A | 0 | 0 | 0 | #DIV/0!
| G214 | 18230637 | SF Existing Weatherization {G} | 12563-2 | Incentive - Add On - 3 Bundle - Wx - GH - Res |  |  | SF Space Heat | 163 | 0 |  | 400 | 0 | 0 | 64900 | 0 | 0 |  | 0 | 0 | -400 | 0% | 0 | -64900 | 0 | 0 | 0 | 0 | 0 | 0 | SF Space Heat | #VALUE! | SF Space Heat | #VALUE! | #VALUE! | #VALUE! | #VALUE! | 0 | 0 | 0 | #DIV/0!
| G214 | 18230637 | SF Existing Weatherization {G} | 12563-3 | Incentive - Add On - 3 Bundle - Wx - GH - Res |  |  | SF Space Heat | 490 | 0 |  | 250 | 0 | 0 | 122500 | 0 | 0 |  | 0 | 0 | -250 | 0% | 0 | -122500 | 0 | 0 | 0 | 0 | 0 | 0 | SF Space Heat | #VALUE! | SF Space Heat | #VALUE! | #VALUE! | #VALUE! | #VALUE! | 0 | 0 | 0 | #DIV/0!
| G214 | 18230637 | SF Existing Weatherization {G} | 12565-1 | Incentive - Add On - 4 Bundle - Wx - GH - Res |  |  |  | 1 | 0 |  | 400 | 0 | 0 | 400 | 0 | 0 |  | 0 | 0 | -400 | 0% | 0 | -400 | 0 | 0 | 0 | 0 | 0 | 0 | #N/A | #N/A | #N/A | #N/A | #N/A | #N/A | #N/A | 0 | 0 | 0 | #DIV/0!
| G214 | 18230637 | SF Existing Weatherization {G} | 12565-2 | Incentive - Add On - 4 Bundle - Wx - GH - Res |  |  | SF Space Heat | 52 | 0 |  | 600 | 0 | 0 | 31200 | 0 | 0 |  | 0 | 0 | -600 | 0% | 0 | -31200 | 0 | 0 | 0 | 0 | 0 | 0 | SF Space Heat | #VALUE! | SF Space Heat | #VALUE! | #VALUE! | #VALUE! | #VALUE! | 0 | 0 | 0 | #DIV/0!
| G214 | 18230637 | SF Existing Weatherization {G} | 12565-3 | Incentive - Add On - 4 Bundle - Wx - GH - Res |  |  | SF Space Heat | 121 | 0 |  | 400 | 0 | 0 | 48400 | 0 | 0 |  | 0 | 0 | -400 | 0% | 0 | -48400 | 0 | 0 | 0 | 0 | 0 | 0 | SF Space Heat | #VALUE! | SF Space Heat | #VALUE! | #VALUE! | #VALUE! | #VALUE! | 0 | 0 | 0 | #DIV/0!
| G214 | 18230637 | SF Existing Weatherization {G} | 12631-1 | Insulation - Attic - R0 to R49 - GH - SF or DX - MI | 45 |  | SF Space Heat | 1709 | 0.1 |  | 1 | 1.24 | 170.9 | 1709 | 2119.16 | 0 |  | 45 | 0.029018 | 0.24 | 0.06448% | 115.9953 | 410.16 | 1682.0155 | 2235.1553 | 1574.9209 | 2092.842 | 0 | 0 | 26.2816 | 4491.5188 | 26.2816 | 0 | 4491.5188 | 0 | 4491.5188 | 4491.5188 | 4940.6706 | 2.8519 | 2.3607
| G214 | 18230637 | SF Existing Weatherization {G} | 12631-2 | Insulation - Attic - R0 to R49 - GH - SF or DX - MI | 45 |  | SF Space Heat | 1100 | 0.0924 |  | 1 | 1.49 | 101.64 | 1200 | 1639 | 0 |  | 45 | 0.017258 | 0.49 | 0.03835% | 68.9863 | 439 | 1000.3514 | 1707.9863 | 936.6586 | 1599.2381 | 0 | 0 | 26.2816 | 2671.2578 | 26.2816 | 0 | 2671.2578 | 0 | 2671.2578 | 2671.2578 | 2938.3836 | 2.8519 | 1.8374
| G214 | 18230637 | SF Existing Weatherization {G} | 12631-3 | Insulation - Attic - R0 to R49 - GH - SF or DX - MI | 45 |  | SF Space Heat | 17609 | 0.0924 |  | 1 | 1.49 | 1627.08 | 17609 | 26237.41 | 0 |  | 45 | 0.27627 | 0.49 | 0.6139% | 1104.3508 | 8628.41 | 16013.8897 | 27341.7608 | 14994.2787 | 25600.8997 | 0 | 0 | 26.2816 | 42761.9813 | 26.2816 | 0 | 42761.9813 | 0 | 42761.9813 | 42761.9813 | 47038.1795 | 2.8519 | 1.8374
| G214 | 18230637 | SF Existing Weatherization {G} | 12635-2 | Insulation - Attic - R11 to R49 - GH - SF or DX - MI | 45 |  | SF Space Heat | 4100 | 0.0321 |  | 1 | 1.24 | 131.61 | 3600 | 5084 | 0 |  | 45 | 0.022347 | 0.24 | 0.04966% | 89.3279 | 1484 | 1295.3192 | 5173.3279 | 1212.8457 | 4843.94 | 0 | 0 | 26.2816 | 3458.9162 | 26.2816 | 0 | 3458.9162 | 0 | 3458.9162 | 3458.9162 | 3804.8079 | 2.8519 | 0.78548
| G214 | 18230637 | SF Existing Weatherization {G} | 12635-3 | Insulation - Attic - R11 to R49 - GH - SF or DX - MI | 45 |  | SF Space Heat | 29011 | 0.0321 |  | 1 | 1.24 | 931.26 | 29011 | 35973.64 | 0.0488 |  | 45 | 0.15812 | 0.24 | 0.3514% | 632.0757 | 6962.64 | 9165.5572 | 36605.7157 | 8581.9824 | 34275.0147 | 19741.2902 | 0 | 26.2816 | 24474.7851 | 26.2816 | 0 | 24474.7851 | 0 | 24474.7851 | 24474.7851 | 46663.5538 | 2.8519 | 1.3614
| G214 | 18230637 | SF Existing Weatherization {G} | 12639-2 | Insulation - Floor - R0 to R30 - GH - SF or DX - MI | 45 |  | SF Space Heat | 3556 | 0.0345 |  | 0.5 | 1.41 | 122.69 | 1200 | 5013.96 | 0 |  | 45 | 0.020832 | 0.91 | 0.04629% | 83.2736 | 3813.96 | 1207.5277 | 5097.2336 | 1130.6439 | 4772.6906 | 0 | 0 | 26.2816 | 3224.2745 | 26.2816 | 0 | 3224.2745 | 0 | 3224.2745 | 3224.2745 | 3546.7019 | 2.8517 | 0.74312
| G214 | 18230637 | SF Existing Weatherization {G} | 12639-3 | Insulation - Floor - R0 to R30 - GH - SF or DX - MI | 45 |  | SF Space Heat | 24231 | 0.0345 |  | 1 | 1.41 | 835.98 | 24231 | 34165.71 | 0.0393 |  | 45 | 0.14195 | 0.41 | 0.3154% | 567.4062 | 9934.71 | 8227.8016 | 34733.1162 | 7703.9341 | 32521.6443 | 13278.741 | 0 | 26.2816 | 21970.5833 | 26.2816 | 0 | 21970.5833 | 0 | 21970.5833 | 21970.5833 | 37446.3826 | 2.8519 | 1.1514
| G214 | 18230637 | SF Existing Weatherization {G} | 12644-3 | Insulation - Wall - R0 to R13 - GH - SF or DX - MI | 45 |  | SF Space Heat | 4933 | 0.0669 |  | 1.5 | 1.56 | 330.01 | 7399.5 | 7695.48 | 0 |  | 45 | 0.056034 | 0.06 | 0.1245% | 223.9883 | 295.98 | 3247.9926 | 7919.4683 | 3041.1915 | 7415.2325 | 0 | 0 | 26.2816 | 8673.3803 | 26.2816 | 0 | 8673.3803 | 0 | 8673.3803 | 8673.3803 | 9540.7183 | 2.852 | 1.2866
| G214 | 18230637 | SF Existing Weatherization {G} | 12653-2 | Windows - Single Pane - to U30 - GH - SF or DX - MI | 45 |  | SF Space Heat | 1112.88 | 0.3811 |  | 200 | 22.6 | 424.14 | 13400 | 25151.09 | 0 |  | 45 | 0.072017 | -177.4 | 0.16% | 287.8773 | 11751.09 | 4174.4298 | 25438.9673 | 3908.6421 | 23819.2578 | 0 | 0 | 26.2816 | 11146.498 | 26.2816 | 0 | 11146.498 | 0 | 11146.498 | 11146.498 | 12261.1478 | 2.8518 | 0.51476
| G214 | 18230637 | SF Existing Weatherization {G} | 12700-2 | Duct Sealing and Insulation - GH - SF or DX - MI | 20 |  | SF Space Heat | 3 | 75.32 |  | 800 | 1000 | 225.96 | 1993.71 | 3000 | 0 |  | 20 | 0.017052 | 200 | 0.08526% | 153.3662 | 1006.29 | 2223.9217 | 3153.3662 | 2082.3237 | 2952.5901 | 0 | 0 | 13.7138 | 3098.7611 | 13.7138 | 0 | 3098.7611 | 0 | 3098.7611 | 3098.7611 | 3408.6372 | 1.4881 | 1.1545
| G214 | 18230637 | SF Existing Weatherization {G} | 12700-3 | Duct Sealing and Insulation - GH - SF or DX - MI | 20 |  | SF Space Heat | 27 | 75.32 |  | 800 | 1000 | 2033.64 | 18229 | 27000 | 36.0909 |  | 20 | 0.15347 | 200 | 0.7673% | 1380.296 | 8771 | 20015.2952 | 28380.296 | 18740.9131 | 26573.3109 | 10485.8197 | 0 | 13.7138 | 27888.8497 | 13.7138 | 0 | 27888.8497 | 0 | 27888.8497 | 27888.8497 | 41163.5544 | 1.4881 | 1.5491
| G214 | 18230637 | SF Existing Weatherization {G} | 12703-1 | Sealing - Air - Attic - GH - SF or DX | 45 |  | SF Space Heat | 224553 | 0.01 |  | 0.08 | 0.2 | 2245.53 | 18740.87 | 44910.6 | 0 |  | 45 | 0.38128 | 0.12 | 0.8473% | 1524.1125 | 26169.73 | 22100.7385 | 46434.7125 | 20693.5754 | 43478.1952 | 0 | 0 | 26.2816 | 59016.0334 | 26.2816 | 0 | 59016.0334 | 0 | 59016.0334 | 59016.0334 | 64917.6368 | 2.8519 | 1.4931
| G214 | 18230637 | SF Existing Weatherization {G} | 12703-2 | Sealing - Air - Attic - GH - SF or DX | 45 |  | SF Space Heat | 631583.5 | 0.01 |  | 0.1 | 0.2 | 6315.83 | 63158.35 | 126316.7 | 0 |  | 45 | 1.0724 | 0.1 | 2.383% | 4286.7543 | 63158.35 | 62161.0522 | 130603.4543 | 58203.2324 | 122287.8786 | 0 | 0 | 26.2816 | 165990.0021 | 26.2816 | 0 | 165990.0021 | 0 | 165990.0021 | 165990.0021 | 182589.0024 | 2.8519 | 1.4931
|  |  |  | 12704-1 | Sealing - Air - Attic - GH - SF or DX - MI | 45 |  | SF Space Heat | 5200 | 0.01 |  | 0.2 | 0.2 | 52 | 765 | 1040 | 0 |  | 45 | 0.0088294 | 0 | 0.01962% | 35.2941 | 275 | 511.7894 | 1075.2941 | 479.2035 | 1006.8296 | 0 | 0 | 26.2816 | 1366.6412 | 26.2816 | 0 | 1366.6412 | 0 | 1366.6412 | 1366.6412 | 1503.3053 | 2.8519 | 1.4931
|  |  |  | 12704-2 | Sealing - Air - Attic - GH - SF or DX - MI | 45 |  | SF Space Heat | 57424 | 0.01 |  | 0.2 | 0.2 | 574.24 | 11484.8 | 11484.8 | 0 |  | 45 | 0.097504 | 0 | 0.2167% | 389.7549 | 0 | 5651.7295 | 11874.5549 | 5291.8815 | 11118.4971 | 0 | 0 | 26.2816 | 15091.9235 | 26.2816 | 0 | 15091.9235 | 0 | 15091.9235 | 15091.9235 | 16601.1159 | 2.8519 | 1.4931
|  |  |  | 12707-1 | Sealing - Air - Floor - GH - SF or DX | 45 |  | SF Space Heat | 308913 | 0.01 |  | 0.08 | 0.2 | 3089.13 | 24634.65 | 61782.6 | 0 |  | 45 | 0.52452 | 0.12 | 1.166% | 2096.6906 | 37147.95 | 30403.537 | 63879.2906 | 28467.7313 | 59812.0698 | 0 | 0 | 26.2816 | 81187.1582 | 26.2816 | 0 | 81187.1582 | 0 | 81187.1582 | 81187.1582 | 89305.874 | 2.8519 | 1.4931
|  |  |  | 12707-2 | Sealing - Air - Floor - GH - SF or DX | 45 |  | SF Space Heat | 831953 | 0.01 |  | 0.1 | 0.2 | 8319.53 | 83195.3 | 166390.6 | 0 |  | 45 | 1.4126 | 0.1 | 3.139% | 5646.7291 | 83195.3 | 81881.6748 | 172037.3291 | 76668.2349 | 161083.6415 | 0 | 0 | 26.2816 | 218650.2343 | 26.2816 | 0 | 218650.2343 | 0 | 218650.2343 | 218650.2343 | 240515.2577 | 2.8519 | 1.4931
|  |  |  | 12708-1 | Sealing - Air - Floor - GH - SF or DX - MI | 45 |  | SF Space Heat | 3556 | 0.01 |  | 0.2 | 0.2 | 35.56 | 453.58 | 711.2 | 0 |  | 45 | 0.006038 | 0 | 0.01342% | 24.1357 | 257.62 | 349.9852 | 735.3357 | 327.7015 | 688.5166 | 0 | 0 | 26.2816 | 934.5723 | 26.2816 | 0 | 934.5723 | 0 | 934.5723 | 934.5723 | 1028.0295 | 2.8519 | 1.4931
|  |  |  | 12708-2 | Sealing - Air - Floor - GH - SF or DX - MI | 45 |  | SF Space Heat | 26781 | 0.01 |  | 0.2 | 0.2 | 267.81 | 5072.45 | 5356.2 | 0 |  | 45 | 0.045473 | 0 | 0.1011% | 181.7711 | 283.75 | 2635.8137 | 5537.9711 | 2467.9904 | 5185.3662 | 0 | 0 | 26.2816 | 7038.4648 | 26.2816 | 0 | 7038.4648 | 0 | 7038.4648 | 7038.4648 | 7742.3113 | 2.8519 | 1.4931
|  |  |  | 12715-1 | Sealing - Duct - GH - MH | 18 |  | SF Space Heat | 1 | 18.96 |  | 450 | 549 | 18.96 | 390.34 | 549 | 0 |  | 18 | 0.0012877 | 99 | 0.007154% | 12.8688 | 158.66 | 186.6063 | 561.8688 | 174.725 | 526.0943 | 0 | 0 | 12.6338 | 239.536 | 12.6338 | 0 | 239.536 | 0 | 239.536 | 239.536 | 263.4896 | 1.3709 | 0.50084
|  |  |  | 12715-2 | Sealing - Duct - GH - MH | 18 |  | SF Space Heat | 3 | 18.96 |  | 450 | 549 | 56.88 | 1350 | 1647 | 35.9923 |  | 18 | 0.0038632 | 99 | 0.02146% | 38.6063 | 297 | 559.8188 | 1685.6063 | 524.1749 | 1578.283 | 1102.004 | 0 | 12.6338 | 718.6081 | 12.6338 | 0 | 718.6081 | 0 | 718.6081 | 718.6081 | 1892.4729 | 1.3709 | 1.1991
|  |  |  | 13238-1 | Windows - Double Pane - Metal Frame - to U22 - GH - SF or DX | 45 |  | SF Space Heat | 4995.3 | 0.2635 |  | 100 | 26.25 | 1316.25 | 20000 | 131126.6 | 0 |  | 45 | 0.22349 | -73.75 | 0.4967% | 893.3807 | 111126.6 | 12954.6687 | 132019.9807 | 12129.8396 | 123614.2141 | 0 | 0 | 26.2816 | 34593.4081 | 26.2816 | 0 | 34593.4081 | 0 | 34593.4081 | 34593.4081 | 38052.7489 | 2.8519 | 0.30783
|  |  |  | 13248-1 | Windows - Single Pane - to U22 - GH - SF or DX | 45 |  | SF Space Heat | 6301.42 | 0.4243 |  | 100 | 26.25 | 2673.71 | 26700 | 165412.42 | 0 |  | 45 | 0.45399 | -73.75 | 1.009% | 1814.7319 | 138712.42 | 26314.9304 | 167227.1519 | 24639.4479 | 156579.7302 | 0 | 0 | 26.2816 | 70268.8124 | 26.2816 | 0 | 70268.8124 | 0 | 70268.8124 | 70268.8124 | 77295.6936 | 2.8519 | 0.49365
|  |  |  | 13539-1 | Duct Sealing and Insulation - GH - SF or DX - LTO | 20 |  | SF Space Heat | 69 | 75.32 |  | 600 | 1000 | 5197.08 | 40125.27 | 69000 | 36.0909 |  | 20 | 0.3922 | 400 | 1.961% | 3527.4232 | 28874.73 | 51150.1989 | 72527.4232 | 47893.4447 | 67909.5723 | 26797.0947 | 0 | 13.7138 | 71271.5049 | 13.7138 | 0 | 71271.5049 | 0 | 71271.5049 | 71271.5049 | 105195.75 | 1.4881 | 1.5491
|  |  |  | 13541-1 | Sealing - Duct - GH - SF or DX - LTO | 20 |  | SF Space Heat | 9 | 50.81 |  | 450 | 631.58 | 457.29 | 4050 | 5684.22 | 40.3969 |  | 20 | 0.034509 | 181.58 | 0.1725% | 310.3772 | 1634.22 | 4500.6955 | 5994.5972 | 4214.1343 | 5612.9188 | 3912.2938 | 0 | 13.7138 | 6271.165 | 13.7138 | 0 | 6271.165 | 0 | 6271.165 | 6271.165 | 10810.5753 | 1.4881 | 1.926
|  |  |  | 13544-1 | Duct Sealing and Insulation - GH - SF or DX - MI - LTO | 20 |  | SF Space Heat | 11 | 75.32 |  | 1200 | 1000 | 828.52 | 8246.95 | 11000 | 36.0909 |  | 20 | 0.062524 | -200 | 0.3126% | 562.3428 | 2753.05 | 8154.3795 | 11562.3428 | 7635.1868 | 10826.1637 | 4272.0006 | 0 | 13.7138 | 11362.124 | 13.7138 | 0 | 11362.124 | 0 | 11362.124 | 11362.124 | 16770.337 | 1.4881 | 1.5491
|  |  |  | 13547-1 | Sealing - Air - Attic - GH - SF or DX - LTO | 45 |  | SF Space Heat | 74081 | 0.01 |  | 0.15 | 0.2 | 740.81 | 11112.15 | 14816.2 | 0 |  | 45 | 0.12579 | 0.05 | 0.2795% | 502.8113 | 3704.05 | 7291.1286 | 15319.0113 | 6826.8995 | 14343.6435 | 0 | 0 | 26.2816 | 19469.6431 | 26.2816 | 0 | 19469.6431 | 0 | 19469.6431 | 19469.6431 | 21416.6074 | 2.8519 | 1.4931
|  |  |  | 13548-1 | Sealing - Air - Attic - GH - SF or DX - MI - LTO | 45 |  | SF Space Heat | 15820 | 0.01 |  | 0.3 | 0.2 | 158.2 | 4689.5 | 3164 | 0 |  | 45 | 0.026862 | -0.1 | 0.05969% | 107.3754 | -1525.5 | 1557.0208 | 3271.3754 | 1457.8846 | 3063.0855 | 0 | 0 | 26.2816 | 4157.7429 | 26.2816 | 0 | 4157.7429 | 0 | 4157.7429 | 4157.7429 | 4573.5172 | 2.8519 | 1.4931
|  |  |  | 13551-1 | Sealing - Air - Floor - GH - SF or DX - LTO | 45 |  | SF Space Heat | 77340 | 0.01 |  | 0.15 | 0.2 | 773.4 | 11483.08 | 15468 | 0 |  | 45 | 0.13132 | 0.05 | 0.2918% | 524.9311 | 3984.92 | 7611.8828 | 15992.9311 | 7127.2311 | 14974.6546 | 0 | 0 | 26.2816 | 20326.1592 | 26.2816 | 0 | 20326.1592 | 0 | 20326.1592 | 20326.1592 | 22358.7751 | 2.8519 | 1.4931
|  |  |  | 13552-1 | Sealing - Air - Floor - GH - SF or DX - MI - LTO | 45 |  | SF Space Heat | 15320 | 0.01 |  | 0.3 | 0.2 | 153.2 | 4288.62 | 3064 | 0 |  | 45 | 0.026013 | -0.1 | 0.05781% | 103.9817 | -1224.62 | 1507.8102 | 3167.9817 | 1411.8073 | 2966.275 | 0 | 0 | 26.2816 | 4026.3351 | 26.2816 | 0 | 4026.3351 | 0 | 4026.3351 | 4026.3351 | 4428.9686 | 2.8519 | 1.4931
|  |  |  | 13556-1 | Sealing - Duct - GH - SF or DX - MI - LTO | 20 |  | SF Space Heat | 1 | 50.81 |  | 900 | 631.58 | 50.81 | 900 | 631.58 | 0 |  | 20 | 0.0038344 | -268.42 | 0.01917% | 34.4864 | -268.42 | 500.0773 | 666.0664 | 468.2371 | 623.6576 | 0 | 0 | 13.7138 | 696.7961 | 13.7138 | 0 | 696.7961 | 0 | 696.7961 | 696.7961 | 766.4757 | 1.4881 | 1.229
|  |  |  | 13587-1 | Insulation - Attic - R0 to R49 - GH - SF or DX - LTO | 45 |  | SF Space Heat | 20952 | 0.0924 |  | 0.75 | 1.49 | 1935.96 | 15714 | 31218.48 | 0.0433 |  | 45 | 0.32872 | 0.74 | 0.7305% | 1313.9975 | 15504.48 | 19053.9186 | 32532.4775 | 17840.7477 | 30461.1213 | 12650.4622 | 0 | 26.2816 | 50880.1768 | 26.2816 | 0 | 50880.1768 | 0 | 50880.1768 | 50880.1768 | 68618.6567 | 2.8519 | 2.2527
|  |  |  | 13591-1 | Insulation - Attic - R11 to R49 - GH - SF or DX - LTO | 45 |  | SF Space Heat | 51100 | 0.0321 |  | 0.75 | 1.24 | 1640.34 | 38325 | 63364 | 0.0481 |  | 45 | 0.27852 | 0.49 | 0.6189% | 1113.3508 | 25039 | 16144.396 | 64477.3508 | 15116.4756 | 60372.0513 | 34273.542 | 0 | 26.2816 | 43109.9071 | 26.2816 | 0 | 43109.9071 | 0 | 43109.9071 | 43109.9071 | 81694.4398 | 2.8518 | 1.3532
|  |  |  | 13598-1 | Insulation - Floor - R0 to R30 - GH - SF or DX - LTO | 45 |  | SF Space Heat | 62316 | 0.0345 |  | 0.38 | 1.41 | 2149.97 | 23680.08 | 87865.56 | 0.0403 |  | 45 | 0.36506 | 1.03 | 0.8112% | 1459.2529 | 64185.48 | 21160.2271 | 89324.8129 | 19812.9468 | 83637.4653 | 35018.5071 | 0 | 26.2816 | 56502.7803 | 26.2816 | 0 | 56502.7803 | 0 | 56502.7803 | 56502.7803 | 97171.5654 | 2.8518 | 1.1618
|  |  |  | 13602-1 | Insulation - Wall - R0 to R13 - GH - SF or DX - LTO | 45 |  | SF Space Heat | 10760 | 0.0669 |  | 1.13 | 1.56 | 719.86 | 12158.8 | 16785.6 | 0.0417 |  | 45 | 0.12223 | 0.43 | 0.2716% | 488.5918 | 4626.8 | 7084.9366 | 17274.1918 | 6633.8358 | 16174.3369 | 6256.6425 | 0 | 26.2816 | 18918.6239 | 26.2816 | 0 | 18918.6239 | 0 | 18918.6239 | 18918.6239 | 27067.1288 | 2.8518 | 1.6735
|  |  |  | 13612-1 | Insulation - Attic - R0 to R49 - GH - SF or DX - MI - LTO | 45 |  | SF Space Heat | 4570 | 0.0924 |  | 1.5 | 1.49 | 422.27 | 6855 | 6809.3 | 0 |  | 45 | 0.0717 | -0.01 | 0.1593% | 286.6081 | -45.7 | 4156.025 | 7095.9081 | 3891.4092 | 6644.1087 | 0 | 0 | 26.2816 | 11097.8622 | 26.2816 | 0 | 11097.8622 | 0 | 11097.8622 | 11097.8622 | 12207.6484 | 2.8519 | 1.8374
|  |  |  | 13616-1 | Insulation - Attic - R11 to R49 - GH - SF or DX - MI - LTO | 45 |  | SF Space Heat | 12862 | 0.0321 |  | 1.5 | 1.24 | 412.88 | 19293 | 15948.88 | 0.0488 |  | 45 | 0.070105 | -0.26 | 0.1558% | 280.2348 | -3344.12 | 4063.6077 | 16229.1148 | 3804.8761 | 15195.8003 | 8752.2827 | 0 | 26.2816 | 10850.8733 | 26.2816 | 0 | 10850.8733 | 0 | 10850.8733 | 10850.8733 | 20688.2434 | 2.8518 | 1.3614
|  |  |  | 13620-1 | Insulation - Floor - R0 to R30 - GH - SF or DX - MI - LTO | 45 |  | SF Space Heat | 13990 | 0.0345 |  | 1.5 | 2.32 | 482.68 | 20635.07 | 32456.8 | 0.0393 |  | 45 | 0.081957 | 0.82 | 0.1821% | 327.6102 | 11821.73 | 4750.5865 | 32784.4102 | 4448.1147 | 30697.0133 | 7666.6083 | 0 | 26.2816 | 12684.9268 | 26.2816 | 0 | 12684.9268 | 0 | 12684.9268 | 12684.9268 | 21620.0278 | 2.8518 | 0.7043
|  |  |  | 13624-1 | Insulation - Wall - R0 to R13 - GH - SF or DX - MI - LTO | 45 |  | SF Space Heat | 5200 | 0.0669 |  | 2.25 | 1.41 | 347.88 | 11037.07 | 7332 | 0 |  | 45 | 0.059069 | -0.84 | 0.1313% | 236.1172 | -3705.07 | 3423.8709 | 7568.1172 | 3205.8717 | 7086.2521 | 0 | 0 | 26.2816 | 9142.8294 | 26.2816 | 0 | 9142.8294 | 0 | 9142.8294 | 9142.8294 | 10057.1123 | 2.8519 | 1.4192
[19 empty] | 0 | 0 | 0 | 0% | 0 | 0 | 0 | 0 | 0 | 0 | 0 | 0 | #N/A | #N/A | #N/A | #N/A | #N/A | #N/A | #N/A | 0 | 0 | 0 | #DIV/0!
[19 empty] | 0 | 0 | 0 | 0% | 0 | 0 | 0 | 0 | 0 | 0 | 0 | 0 | #N/A | #N/A | #N/A | #N/A | #N/A | #N/A | #N/A | 0 | 0 | 0 | #DIV/0!
[19 empty] | 0 | 0 | 0 | 0% | 0 | 0 | 0 | 0 | 0 | 0 | 0 | 0 | #N/A | #N/A | #N/A | #N/A | #N/A | #N/A | #N/A | 0 | 0 | 0 | #DIV/0!
[19 empty] | 0 | 0 | 0 | 0% | 0 | 0 | 0 | 0 | 0 | 0 | 0 | 0 | #N/A | #N/A | #N/A | #N/A | #N/A | #N/A | #N/A | 0 | 0 | 0 | #DIV/0!
[19 empty] | 0 | 0 | 0 | 0% | 0 | 0 | 0 | 0 | 0 | 0 | 0 | 0 | #N/A | #N/A | #N/A | #N/A | #N/A | #N/A | #N/A | 0 | 0 | 0 | #DIV/0!
[19 empty] | 0 | 0 | 0 | 0% | 0 | 0 | 0 | 0 | 0 | 0 | 0 | 0 | #N/A | #N/A | #N/A | #N/A | #N/A | #N/A | #N/A | 0 | 0 | 0 | #DIV/0!
[19 empty] | 0 | 0 | 0 | 0% | 0 | 0 | 0 | 0 | 0 | 0 | 0 | 0 | #N/A | #N/A | #N/A | #N/A | #N/A | #N/A | #N/A | 0 | 0 | 0 | #DIV/0!
[19 empty] | 0 | 0 | 0 | 0% | 0 | 0 | 0 | 0 | 0 | 0 | 0 | 0 | #N/A | #N/A | #N/A | #N/A | #N/A | #N/A | #N/A | 0 | 0 | 0 | #DIV/0!
[19 empty] | 0 | 0 | 0 | 0% | 0 | 0 | 0 | 0 | 0 | 0 | 0 | 0 | #N/A | #N/A | #N/A | #N/A | #N/A | #N/A | #N/A | 0 | 0 | 0 | #DIV/0!
[19 empty] | 0 | 0 | 0 | 0% | 0 | 0 | 0 | 0 | 0 | 0 | 0 | 0 | #N/A | #N/A | #N/A | #N/A | #N/A | #N/A | #N/A | 0 | 0 | 0 | #DIV/0!
[19 empty] | 0 | 0 | 0 | 0% | 0 | 0 | 0 | 0 | 0 | 0 | 0 | 0 | #N/A | #N/A | #N/A | #N/A | #N/A | #N/A | #N/A | 0 | 0 | 0 | #DIV/0!
[19 empty] | 0 | 0 | 0 | 0% | 0 | 0 | 0 | 0 | 0 | 0 | 0 | 0 | #N/A | #N/A | #N/A | #N/A | #N/A | #N/A | #N/A | 0 | 0 | 0 | #DIV/0!
Note on W3: Curtis, Kasey Calculates measure savings as a % of total program savings.
Note on X3: Curtis, Kasey: Uses % of measure savings as a proxy for % of program spending.

## Home Energy Reports {G}
Rtn to Summary |  | Order Number | Program Name | Discount Rate: | 6.8% | [9 empty] | Paste in incentives but use DBtC for Total
| Program: | 18230738 | Home Energy Reports {G}
| paste |  |  | paste | paste | paste | paste | paste | paste | paste | paste | paste | paste | Paste | paste | paste | paste | paste | Formula: G + H | Formula: (O/A10)*T | Formula: N - M | Formula: O/A10 | Formula: W*A8 | Formula: Q - P | Formula: X + DBtC | Formula: Q + X | Formula: Z/(1+GasDiscountRate)^1 | Formula: AA/(1+GasDiscountRate)^1 | Formula: -PV(ElecDiscount Rate,T,R)*J | Formula: -PV(ElecDiscount Rate, T, S)*J |  | AF*J*K |  | AH*J*L | AG + AI |  | AG +AI -AK | formula: Logic to lookup from AC tables and adjust by savings and quantity | Formula: Utility Savings (AM)*1.1+AD+AE | formula: AM/AB | formula: AN/AC
| Sch. No. | Order Number | Program Name | Measure Version | Measure Name | First Period Measure Life | Second period Measure Life | Gas End-Use Type | Number of units offered | Savings per Unit Period 1 | Savngs per Unit Period 2 | Incentives Per Unit | Incremental Measure Cost per Unit | Total First Year Savings | Total Incentive | Total Incremental Measure Cost | Unit First Year Non-Energy Benefits | Unit Annual Net Equipment O&M | Total Measure Life | Weighted Life | Agency or Customer Cost per Unit | Percent Unit overhead | Program Overhead Cost | Total Customer Cost | Total Utility Program Costs | Total Resource Cost | PV Total Utility Program Costs | PV Total Resource Costs | PV Total Non-Energy Benefits | PV Total Net Equipment O&M | Unit PV First period Savings for 1 therm | Total First Period Savings | Unit PV Savings for Second Period for 1 therm | Total Second period Savings | Unadjusted Total | Decrement | Final UC Total Savings | PV Total Savings UC | PV Total Savings TRC | UC B/C Ratio | TRC B/C Ratio
DBTC: | G214 | 18230738 | Home Energy Reports {G} | 13354-1 | Energy Report - G - Res | 2 |  | Res Water Heat | 1792806 | 0.82 |  | 0.42 | 0.42 | 1470100.92 | 752978.52 | 752978.52 | 0 | 0 | 2 | 2 | 0 | 100% | 715427.46 | 0 | 1377943.46 | 1468405.98 | 1290209.2322 | 1374911.9663 | 0 | 0 | 1.5999 | 2351948.729 | 1.5999 | 0 | 2351948.729 | 0 | 2351948.729 | 2351948.729 | 2587143.6019 | 1.8229 | 1.8817
662516 | [17 empty] | 0 | 0 | 0 | 0 | 0% | 0 | 0 | 0 | 0 | 0 | 0 | 0 | 0 | #N/A | #N/A | #N/A | #N/A | #N/A | #N/A | #N/A | 0 | 0 | 0 | #DIV/0!
Program Costs: | [18 empty] | 0 | 0 | 0 | 0% | 0 | 0 | 0 | 0 | 0 | 0 | 0 | 0 | #N/A | #N/A | #N/A | #N/A | #N/A | #N/A | #N/A | 0 | 0 | 0 | #DIV/0!
715427.46 | [18 empty] | 0 | 0 | 0 | 0% | 0 | 0 | 0 | 0 | 0 | 0 | 0 | 0 | #N/A | #N/A | #N/A | #N/A | #N/A | #N/A | #N/A | 0 | 0 | 0 | #DIV/0!
Total Savings (therm): | [18 empty] | 0 | 0 | 0 | 0% | 0 | 0 | 0 | 0 | 0 | 0 | 0 | 0 | #N/A | #N/A | #N/A | #N/A | #N/A | #N/A | #N/A | 0 | 0 | 0 | #DIV/0!
1470100.92 | [18 empty] | 0 | 0 | 0 | 0% | 0 | 0 | 0 | 0 | 0 | 0 | 0 | 0 | #N/A | #N/A | #N/A | #N/A | #N/A | #N/A | #N/A | 0 | 0 | 0 | #DIV/0!
Total Incentives: | [18 empty] | 0 | 0 | 0 | 0% | 0 | 0 | 0 | 0 | 0 | 0 | 0 | 0 | #N/A | #N/A | #N/A | #N/A | #N/A | #N/A | #N/A | 0 | 0 | 0 | #DIV/0!
752978.52 | [18 empty] | 0 | 0 | 0 | 0% | 0 | 0 | 0 | 0 | 0 | 0 | 0 | 0 | #N/A | #N/A | #N/A | #N/A | #N/A | #N/A | #N/A | 0 | 0 | 0 | #DIV/0!
Total Customer Costs: | [18 empty] | 0 | 0 | 0 | 0% | 0 | 0 | 0 | 0 | 0 | 0 | 0 | 0 | #N/A | #N/A | #N/A | #N/A | #N/A | #N/A | #N/A | 0 | 0 | 0 | #DIV/0!
0 | [18 empty] | 0 | 0 | 0 | 0% | 0 | 0 | 0 | 0 | 0 | 0 | 0 | 0 | #N/A | #N/A | #N/A | #N/A | #N/A | #N/A | #N/A | 0 | 0 | 0 | #DIV/0!
Weighted Avg Life | [18 empty] | 0 | 0 | 0 | 0% | 0 | 0 | 0 | 0 | 0 | 0 | 0 | 0 | #N/A | #N/A | #N/A | #N/A | #N/A | #N/A | #N/A | 0 | 0 | 0 | #DIV/0!
2 | [18 empty] | 0 | 0 | 0 | 0% | 0 | 0 | 0 | 0 | 0 | 0 | 0 | 0 | #N/A | #N/A | #N/A | #N/A | #N/A | #N/A | #N/A | 0 | 0 | 0 | #DIV/0!
Total Utility Cost | [18 empty] | 0 | 0 | 0 | 0% | 0 | 0 | 0 | 0 | 0 | 0 | 0 | 0 | #N/A | #N/A | #N/A | #N/A | #N/A | #N/A | #N/A | 0 | 0 | 0 | #DIV/0!
1377943.46 | [18 empty] | 0 | 0 | 0 | 0% | 0 | 0 | 0 | 0 | 0 | 0 | 0 | 0 | #N/A | #N/A | #N/A | #N/A | #N/A | #N/A | #N/A | 0 | 0 | 0 | #DIV/0!
Total Resource Cost | [18 empty] | 0 | 0 | 0 | 0% | 0 | 0 | 0 | 0 | 0 | 0 | 0 | 0 | #N/A | #N/A | #N/A | #N/A | #N/A | #N/A | #N/A | 0 | 0 | 0 | #DIV/0!
1468405.98 | [18 empty] | 0 | 0 | 0 | 0% | 0 | 0 | 0 | 0 | 0 | 0 | 0 | 0 | #N/A | #N/A | #N/A | #N/A | #N/A | #N/A | #N/A | 0 | 0 | 0 | #DIV/0!
UC B/C Ratio | [18 empty] | 0 | 0 | 0 | 0% | 0 | 0 | 0 | 0 | 0 | 0 | 0 | 0 | #N/A | #N/A | #N/A | #N/A | #N/A | #N/A | #N/A | 0 | 0 | 0 | #DIV/0!
1.8229 | [18 empty] | 0 | 0 | 0 | 0% | 0 | 0 | 0 | 0 | 0 | 0 | 0 | 0 | #N/A | #N/A | #N/A | #N/A | #N/A | #N/A | #N/A | 0 | 0 | 0 | #DIV/0!
TRC B/C Ratio | [18 empty] | 0 | 0 | 0 | 0% | 0 | 0 | 0 | 0 | 0 | 0 | 0 | 0 | #N/A | #N/A | #N/A | #N/A | #N/A | #N/A | #N/A | 0 | 0 | 0 | #DIV/0!
1.8817 | [18 empty] | 0 | 0 | 0 | 0% | 0 | 0 | 0 | 0 | 0 | 0 | 0 | 0 | #N/A | #N/A | #N/A | #N/A | #N/A | #N/A | #N/A | 0 | 0 | 0 | #DIV/0!
[19 empty] | 0 | 0 | 0 | 0% | 0 | 0 | 0 | 0 | 0 | 0 | 0 | 0 | #N/A | #N/A | #N/A | #N/A | #N/A | #N/A | #N/A | 0 | 0 | 0 | #DIV/0!
[19 empty] | 0 | 0 | 0 | 0% | 0 | 0 | 0 | 0 | 0 | 0 | 0 | 0 | #N/A | #N/A | #N/A | #N/A | #N/A | #N/A | #N/A | 0 | 0 | 0 | #DIV/0!
[19 empty] | 0 | 0 | 0 | 0% | 0 | 0 | 0 | 0 | 0 | 0 | 0 | 0 | #N/A | #N/A | #N/A | #N/A | #N/A | #N/A | #N/A | 0 | 0 | 0 | #DIV/0!
[19 empty] | 0 | 0 | 0 | 0% | 0 | 0 | 0 | 0 | 0 | 0 | 0 | 0 | #N/A | #N/A | #N/A | #N/A | #N/A | #N/A | #N/A | 0 | 0 | 0 | #DIV/0!
[19 empty] | 0 | 0 | 0 | 0% | 0 | 0 | 0 | 0 | 0 | 0 | 0 | 0 | #N/A | #N/A | #N/A | #N/A | #N/A | #N/A | #N/A | 0 | 0 | 0 | #DIV/0!
[19 empty] | 0 | 0 | 0 | 0% | 0 | 0 | 0 | 0 | 0 | 0 | 0 | 0 | #N/A | #N/A | #N/A | #N/A | #N/A | #N/A | #N/A | 0 | 0 | 0 | #DIV/0!
[19 empty] | 0 | 0 | 0 | 0% | 0 | 0 | 0 | 0 | 0 | 0 | 0 | 0 | #N/A | #N/A | #N/A | #N/A | #N/A | #N/A | #N/A | 0 | 0 | 0 | #DIV/0!
[19 empty] | 0 | 0 | 0 | 0% | 0 | 0 | 0 | 0 | 0 | 0 | 0 | 0 | #N/A | #N/A | #N/A | #N/A | #N/A | #N/A | #N/A | 0 | 0 | 0 | #DIV/0!
[19 empty] | 0 | 0 | 0 | 0% | 0 | 0 | 0 | 0 | 0 | 0 | 0 | 0 | #N/A | #N/A | #N/A | #N/A | #N/A | #N/A | #N/A | 0 | 0 | 0 | #DIV/0!
[19 empty] | 0 | 0 | 0 | 0% | 0 | 0 | 0 | 0 | 0 | 0 | 0 | 0 | #N/A | #N/A | #N/A | #N/A | #N/A | #N/A | #N/A | 0 | 0 | 0 | #DIV/0!
[19 empty] | 0 | 0 | 0 | 0% | 0 | 0 | 0 | 0 | 0 | 0 | 0 | 0 | #N/A | #N/A | #N/A | #N/A | #N/A | #N/A | #N/A | 0 | 0 | 0 | #DIV/0!
[19 empty] | 0 | 0 | 0 | 0% | 0 | 0 | 0 | 0 | 0 | 0 | 0 | 0 | #N/A | #N/A | #N/A | #N/A | #N/A | #N/A | #N/A | 0 | 0 | 0 | #DIV/0!
[19 empty] | 0 | 0 | 0 | 0% | 0 | 0 | 0 | 0 | 0 | 0 | 0 | 0 | #N/A | #N/A | #N/A | #N/A | #N/A | #N/A | #N/A | 0 | 0 | 0 | #DIV/0!
[19 empty] | 0 | 0 | 0 | 0% | 0 | 0 | 0 | 0 | 0 | 0 | 0 | 0 | #N/A | #N/A | #N/A | #N/A | #N/A | #N/A | #N/A | 0 | 0 | 0 | #DIV/0!
[19 empty] | 0 | 0 | 0 | 0% | 0 | 0 | 0 | 0 | 0 | 0 | 0 | 0 | #N/A | #N/A | #N/A | #N/A | #N/A | #N/A | #N/A | 0 | 0 | 0 | #DIV/0!
[19 empty] | 0 | 0 | 0 | 0% | 0 | 0 | 0 | 0 | 0 | 0 | 0 | 0 | #N/A | #N/A | #N/A | #N/A | #N/A | #N/A | #N/A | 0 | 0 | 0 | #DIV/0!
[19 empty] | 0 | 0 | 0 | 0% | 0 | 0 | 0 | 0 | 0 | 0 | 0 | 0 | #N/A | #N/A | #N/A | #N/A | #N/A | #N/A | #N/A | 0 | 0 | 0 | #DIV/0!
[19 empty] | 0 | 0 | 0 | 0% | 0 | 0 | 0 | 0 | 0 | 0 | 0 | 0 | #N/A | #N/A | #N/A | #N/A | #N/A | #N/A | #N/A | 0 | 0 | 0 | #DIV/0!
[19 empty] | 0 | 0 | 0 | 0% | 0 | 0 | 0 | 0 | 0 | 0 | 0 | 0 | #N/A | #N/A | #N/A | #N/A | #N/A | #N/A | #N/A | 0 | 0 | 0 | #DIV/0!
[19 empty] | 0 | 0 | 0 | 0% | 0 | 0 | 0 | 0 | 0 | 0 | 0 | 0 | #N/A | #N/A | #N/A | #N/A | #N/A | #N/A | #N/A | 0 | 0 | 0 | #DIV/0!
[19 empty] | 0 | 0 | 0 | 0% | 0 | 0 | 0 | 0 | 0 | 0 | 0 | 0 | #N/A | #N/A | #N/A | #N/A | #N/A | #N/A | #N/A | 0 | 0 | 0 | #DIV/0!
[19 empty] | 0 | 0 | 0 | 0% | 0 | 0 | 0 | 0 | 0 | 0 | 0 | 0 | #N/A | #N/A | #N/A | #N/A | #N/A | #N/A | #N/A | 0 | 0 | 0 | #DIV/0!
[19 empty] | 0 | 0 | 0 | 0% | 0 | 0 | 0 | 0 | 0 | 0 | 0 | 0 | #N/A | #N/A | #N/A | #N/A | #N/A | #N/A | #N/A | 0 | 0 | 0 | #DIV/0!
[19 empty] | 0 | 0 | 0 | 0% | 0 | 0 | 0 | 0 | 0 | 0 | 0 | 0 | #N/A | #N/A | #N/A | #N/A | #N/A | #N/A | #N/A | 0 | 0 | 0 | #DIV/0!
[19 empty] | 0 | 0 | 0 | 0% | 0 | 0 | 0 | 0 | 0 | 0 | 0 | 0 | #N/A | #N/A | #N/A | #N/A | #N/A | #N/A | #N/A | 0 | 0 | 0 | #DIV/0!
[19 empty] | 0 | 0 | 0 | 0% | 0 | 0 | 0 | 0 | 0 | 0 | 0 | 0 | #N/A | #N/A | #N/A | #N/A | #N/A | #N/A | #N/A | 0 | 0 | 0 | #DIV/0!
[19 empty] | 0 | 0 | 0 | 0% | 0 | 0 | 0 | 0 | 0 | 0 | 0 | 0 | #N/A | #N/A | #N/A | #N/A | #N/A | #N/A | #N/A | 0 | 0 | 0 | #DIV/0!
[19 empty] | 0 | 0 | 0 | 0% | 0 | 0 | 0 | 0 | 0 | 0 | 0 | 0 | #N/A | #N/A | #N/A | #N/A | #N/A | #N/A | #N/A | 0 | 0 | 0 | #DIV/0!
[19 empty] | 0 | 0 | 0 | 0% | 0 | 0 | 0 | 0 | 0 | 0 | 0 | 0 | #N/A | #N/A | #N/A | #N/A | #N/A | #N/A | #N/A | 0 | 0 | 0 | #DIV/0!
[19 empty] | 0 | 0 | 0 | 0% | 0 | 0 | 0 | 0 | 0 | 0 | 0 | 0 | #N/A | #N/A | #N/A | #N/A | #N/A | #N/A | #N/A | 0 | 0 | 0 | #DIV/0!
[19 empty] | 0 | 0 | 0 | 0% | 0 | 0 | 0 | 0 | 0 | 0 | 0 | 0 | #N/A | #N/A | #N/A | #N/A | #N/A | #N/A | #N/A | 0 | 0 | 0 | #DIV/0!
[19 empty] | 0 | 0 | 0 | 0% | 0 | 0 | 0 | 0 | 0 | 0 | 0 | 0 | #N/A | #N/A | #N/A | #N/A | #N/A | #N/A | #N/A | 0 | 0 | 0 | #DIV/0!
[19 empty] | 0 | 0 | 0 | 0% | 0 | 0 | 0 | 0 | 0 | 0 | 0 | 0 | #N/A | #N/A | #N/A | #N/A | #N/A | #N/A | #N/A | 0 | 0 | 0 | #DIV/0!
[19 empty] | 0 | 0 | 0 | 0% | 0 | 0 | 0 | 0 | 0 | 0 | 0 | 0 | #N/A | #N/A | #N/A | #N/A | #N/A | #N/A | #N/A | 0 | 0 | 0 | #DIV/0!
[19 empty] | 0 | 0 | 0 | 0% | 0 | 0 | 0 | 0 | 0 | 0 | 0 | 0 | #N/A | #N/A | #N/A | #N/A | #N/A | #N/A | #N/A | 0 | 0 | 0 | #DIV/0!
[19 empty] | 0 | 0 | 0 | 0% | 0 | 0 | 0 | 0 | 0 | 0 | 0 | 0 | #N/A | #N/A | #N/A | #N/A | #N/A | #N/A | #N/A | 0 | 0 | 0 | #DIV/0!
[19 empty] | 0 | 0 | 0 | 0% | 0 | 0 | 0 | 0 | 0 | 0 | 0 | 0 | #N/A | #N/A | #N/A | #N/A | #N/A | #N/A | #N/A | 0 | 0 | 0 | #DIV/0!
[19 empty] | 0 | 0 | 0 | 0% | 0 | 0 | 0 | 0 | 0 | 0 | 0 | 0 | #N/A | #N/A | #N/A | #N/A | #N/A | #N/A | #N/A | 0 | 0 | 0 | #DIV/0!
[19 empty] | 0 | 0 | 0 | 0% | 0 | 0 | 0 | 0 | 0 | 0 | 0 | 0 | #N/A | #N/A | #N/A | #N/A | #N/A | #N/A | #N/A | 0 | 0 | 0 | #DIV/0!
[19 empty] | 0 | 0 | 0 | 0% | 0 | 0 | 0 | 0 | 0 | 0 | 0 | 0 | #N/A | #N/A | #N/A | #N/A | #N/A | #N/A | #N/A | 0 | 0 | 0 | #DIV/0!
[19 empty] | 0 | 0 | 0 | 0% | 0 | 0 | 0 | 0 | 0 | 0 | 0 | 0 | #N/A | #N/A | #N/A | #N/A | #N/A | #N/A | #N/A | 0 | 0 | 0 | #DIV/0!
[19 empty] | 0 | 0 | 0 | 0% | 0 | 0 | 0 | 0 | 0 | 0 | 0 | 0 | #N/A | #N/A | #N/A | #N/A | #N/A | #N/A | #N/A | 0 | 0 | 0 | #DIV/0!
[19 empty] | 0 | 0 | 0 | 0% | 0 | 0 | 0 | 0 | 0 | 0 | 0 | 0 | #N/A | #N/A | #N/A | #N/A | #N/A | #N/A | #N/A | 0 | 0 | 0 | #DIV/0!
Note on W3: Curtis, Kasey Calculates measure savings as a % of total program savings.
Note on X3: Curtis, Kasey: Uses % of measure savings as a proxy for % of program spending.

## Efficiency Boost {G}
Rtn to Summary |  | Order Number | Program Name | Discount Rate: | 6.8% | [9 empty] | Paste in incentives but use DBtC for Total
| Program: | 18230254 | Efficiency Boost {G}
| paste |  |  | paste | paste | paste | paste | paste | paste | paste | paste | paste | paste | Paste | paste | paste | paste | paste | Formula: G + H | Formula: (O/A10)*T | Formula: N - M | Formula: O/A10 | Formula: W*A8 | Formula: Q - P | Formula: X + DBtC | Formula: Q + X | Formula: Z/(1+GasDiscountRate)^1 | Formula: AA/(1+GasDiscountRate)^1 | Formula: -PV(ElecDiscount Rate,T,R)*J | Formula: -PV(ElecDiscount Rate, T, S)*J |  | AF*J*K |  | AH*J*L | AG + AI |  | AG +AI -AK | formula: Logic to lookup from AC tables and adjust by savings and quantity | Formula: Utility Savings (AM)*1.1+AD+AE | formula: AM/AB | formula: AN/AC
| Sch. No. | Order Number | Program Name | Measure Version | Measure Name | First Period Measure Life | Second period Measure Life | Gas End-Use Type | Number of units offered | Savings per Unit Period 1 | Savngs per Unit Period 2 | Incentives Per Unit | Incremental Measure Cost per Unit | Total First Year Savings | Total Incentive | Total Incremental Measure Cost | Unit First Year Non-Energy Benefits | Unit Annual Net Equipment O&M | Total Measure Life | Weighted Life | Agency or Customer Cost per Unit | Percent Unit overhead | Program Overhead Cost | Total Customer Cost | Total Utility Program Costs | Total Resource Cost | PV Total Utility Program Costs | PV Total Resource Costs | PV Total Non-Energy Benefits | PV Total Net Equipment O&M | Unit PV First period Savings for 1 therm | Total First Period Savings | Unit PV Savings for Second Period for 1 therm | Total Second period Savings | Unadjusted Total | Decrement | Final UC Total Savings | PV Total Savings UC | PV Total Savings TRC | UC B/C Ratio | TRC B/C Ratio
DBTC: | G214 | 18230254 | Efficiency Boost {G} | [15 empty] | 0 | #DIV/0! | 0 | #DIV/0! | #DIV/0! | 0 | #DIV/0! | #DIV/0! | #DIV/0! | #DIV/0! | 0 | 0 | #N/A | #N/A | #N/A | #N/A | #N/A | #N/A | #N/A | 0 | 0 | 0 | #DIV/0!
0 | [18 empty] | 0 | #DIV/0! | 0 | #DIV/0! | #DIV/0! | 0 | #DIV/0! | #DIV/0! | #DIV/0! | #DIV/0! | 0 | 0 | #N/A | #N/A | #N/A | #N/A | #N/A | #N/A | #N/A | 0 | 0 | 0 | #DIV/0!
Program Costs: | [18 empty] | 0 | #DIV/0! | 0 | #DIV/0! | #DIV/0! | 0 | #DIV/0! | #DIV/0! | #DIV/0! | #DIV/0! | 0 | 0 | #N/A | #N/A | #N/A | #N/A | #N/A | #N/A | #N/A | 0 | 0 | 0 | #DIV/0!
60319.93 | [18 empty] | 0 | #DIV/0! | 0 | #DIV/0! | #DIV/0! | 0 | #DIV/0! | #DIV/0! | #DIV/0! | #DIV/0! | 0 | 0 | #N/A | #N/A | #N/A | #N/A | #N/A | #N/A | #N/A | 0 | 0 | 0 | #DIV/0!
Total Savings (therm): | [18 empty] | 0 | #DIV/0! | 0 | #DIV/0! | #DIV/0! | 0 | #DIV/0! | #DIV/0! | #DIV/0! | #DIV/0! | 0 | 0 | #N/A | #N/A | #N/A | #N/A | #N/A | #N/A | #N/A | 0 | 0 | 0 | #DIV/0!
0 | [18 empty] | 0 | #DIV/0! | 0 | #DIV/0! | #DIV/0! | 0 | #DIV/0! | #DIV/0! | #DIV/0! | #DIV/0! | 0 | 0 | #N/A | #N/A | #N/A | #N/A | #N/A | #N/A | #N/A | 0 | 0 | 0 | #DIV/0!
Total Incentives: | [18 empty] | 0 | #DIV/0! | 0 | #DIV/0! | #DIV/0! | 0 | #DIV/0! | #DIV/0! | #DIV/0! | #DIV/0! | 0 | 0 | #N/A | #N/A | #N/A | #N/A | #N/A | #N/A | #N/A | 0 | 0 | 0 | #DIV/0!
0 | [18 empty] | 0 | #DIV/0! | 0 | #DIV/0! | #DIV/0! | 0 | #DIV/0! | #DIV/0! | #DIV/0! | #DIV/0! | 0 | 0 | #N/A | #N/A | #N/A | #N/A | #N/A | #N/A | #N/A | 0 | 0 | 0 | #DIV/0!
Total Customer Costs: | [18 empty] | 0 | #DIV/0! | 0 | #DIV/0! | #DIV/0! | 0 | #DIV/0! | #DIV/0! | #DIV/0! | #DIV/0! | 0 | 0 | #N/A | #N/A | #N/A | #N/A | #N/A | #N/A | #N/A | 0 | 0 | 0 | #DIV/0!
0 | [18 empty] | 0 | #DIV/0! | 0 | #DIV/0! | #DIV/0! | 0 | #DIV/0! | #DIV/0! | #DIV/0! | #DIV/0! | 0 | 0 | #N/A | #N/A | #N/A | #N/A | #N/A | #N/A | #N/A | 0 | 0 | 0 | #DIV/0!
Weighted Avg Life | [18 empty] | 0 | #DIV/0! | 0 | #DIV/0! | #DIV/0! | 0 | #DIV/0! | #DIV/0! | #DIV/0! | #DIV/0! | 0 | 0 | #N/A | #N/A | #N/A | #N/A | #N/A | #N/A | #N/A | 0 | 0 | 0 | #DIV/0!
#DIV/0! | [18 empty] | 0 | #DIV/0! | 0 | #DIV/0! | #DIV/0! | 0 | #DIV/0! | #DIV/0! | #DIV/0! | #DIV/0! | 0 | 0 | #N/A | #N/A | #N/A | #N/A | #N/A | #N/A | #N/A | 0 | 0 | 0 | #DIV/0!
Total Utility Cost | [18 empty] | 0 | #DIV/0! | 0 | #DIV/0! | #DIV/0! | 0 | #DIV/0! | #DIV/0! | #DIV/0! | #DIV/0! | 0 | 0 | #N/A | #N/A | #N/A | #N/A | #N/A | #N/A | #N/A | 0 | 0 | 0 | #DIV/0!
60319.93 | [18 empty] | 0 | #DIV/0! | 0 | #DIV/0! | #DIV/0! | 0 | #DIV/0! | #DIV/0! | #DIV/0! | #DIV/0! | 0 | 0 | #N/A | #N/A | #N/A | #N/A | #N/A | #N/A | #N/A | 0 | 0 | 0 | #DIV/0!
Total Resource Cost | [18 empty] | 0 | #DIV/0! | 0 | #DIV/0! | #DIV/0! | 0 | #DIV/0! | #DIV/0! | #DIV/0! | #DIV/0! | 0 | 0 | #N/A | #N/A | #N/A | #N/A | #N/A | #N/A | #N/A | 0 | 0 | 0 | #DIV/0!
60319.93 | [18 empty] | 0 | #DIV/0! | 0 | #DIV/0! | #DIV/0! | 0 | #DIV/0! | #DIV/0! | #DIV/0! | #DIV/0! | 0 | 0 | #N/A | #N/A | #N/A | #N/A | #N/A | #N/A | #N/A | 0 | 0 | 0 | #DIV/0!
UC B/C Ratio | [18 empty] | 0 | #DIV/0! | 0 | #DIV/0! | #DIV/0! | 0 | #DIV/0! | #DIV/0! | #DIV/0! | #DIV/0! | 0 | 0 | #N/A | #N/A | #N/A | #N/A | #N/A | #N/A | #N/A | 0 | 0 | 0 | #DIV/0!
#DIV/0! | [18 empty] | 0 | #DIV/0! | 0 | #DIV/0! | #DIV/0! | 0 | #DIV/0! | #DIV/0! | #DIV/0! | #DIV/0! | 0 | 0 | #N/A | #N/A | #N/A | #N/A | #N/A | #N/A | #N/A | 0 | 0 | 0 | #DIV/0!
TRC B/C Ratio | [18 empty] | 0 | #DIV/0! | 0 | #DIV/0! | #DIV/0! | 0 | #DIV/0! | #DIV/0! | #DIV/0! | #DIV/0! | 0 | 0 | #N/A | #N/A | #N/A | #N/A | #N/A | #N/A | #N/A | 0 | 0 | 0 | #DIV/0!
#DIV/0! | [18 empty] | 0 | #DIV/0! | 0 | #DIV/0! | #DIV/0! | 0 | #DIV/0! | #DIV/0! | #DIV/0! | #DIV/0! | 0 | 0 | #N/A | #N/A | #N/A | #N/A | #N/A | #N/A | #N/A | 0 | 0 | 0 | #DIV/0!
[19 empty] | 0 | #DIV/0! | 0 | #DIV/0! | #DIV/0! | 0 | #DIV/0! | #DIV/0! | #DIV/0! | #DIV/0! | 0 | 0 | #N/A | #N/A | #N/A | #N/A | #N/A | #N/A | #N/A | 0 | 0 | 0 | #DIV/0!
[19 empty] | 0 | #DIV/0! | 0 | #DIV/0! | #DIV/0! | 0 | #DIV/0! | #DIV/0! | #DIV/0! | #DIV/0! | 0 | 0 | #N/A | #N/A | #N/A | #N/A | #N/A | #N/A | #N/A | 0 | 0 | 0 | #DIV/0!
[19 empty] | 0 | #DIV/0! | 0 | #DIV/0! | #DIV/0! | 0 | #DIV/0! | #DIV/0! | #DIV/0! | #DIV/0! | 0 | 0 | #N/A | #N/A | #N/A | #N/A | #N/A | #N/A | #N/A | 0 | 0 | 0 | #DIV/0!
[19 empty] | 0 | #DIV/0! | 0 | #DIV/0! | #DIV/0! | 0 | #DIV/0! | #DIV/0! | #DIV/0! | #DIV/0! | 0 | 0 | #N/A | #N/A | #N/A | #N/A | #N/A | #N/A | #N/A | 0 | 0 | 0 | #DIV/0!
[19 empty] | 0 | #DIV/0! | 0 | #DIV/0! | #DIV/0! | 0 | #DIV/0! | #DIV/0! | #DIV/0! | #DIV/0! | 0 | 0 | #N/A | #N/A | #N/A | #N/A | #N/A | #N/A | #N/A | 0 | 0 | 0 | #DIV/0!
[19 empty] | 0 | #DIV/0! | 0 | #DIV/0! | #DIV/0! | 0 | #DIV/0! | #DIV/0! | #DIV/0! | #DIV/0! | 0 | 0 | #N/A | #N/A | #N/A | #N/A | #N/A | #N/A | #N/A | 0 | 0 | 0 | #DIV/0!
[19 empty] | 0 | #DIV/0! | 0 | #DIV/0! | #DIV/0! | 0 | #DIV/0! | #DIV/0! | #DIV/0! | #DIV/0! | 0 | 0 | #N/A | #N/A | #N/A | #N/A | #N/A | #N/A | #N/A | 0 | 0 | 0 | #DIV/0!
[19 empty] | 0 | #DIV/0! | 0 | #DIV/0! | #DIV/0! | 0 | #DIV/0! | #DIV/0! | #DIV/0! | #DIV/0! | 0 | 0 | #N/A | #N/A | #N/A | #N/A | #N/A | #N/A | #N/A | 0 | 0 | 0 | #DIV/0!
[19 empty] | 0 | #DIV/0! | 0 | #DIV/0! | #DIV/0! | 0 | #DIV/0! | #DIV/0! | #DIV/0! | #DIV/0! | 0 | 0 | #N/A | #N/A | #N/A | #N/A | #N/A | #N/A | #N/A | 0 | 0 | 0 | #DIV/0!
[19 empty] | 0 | #DIV/0! | 0 | #DIV/0! | #DIV/0! | 0 | #DIV/0! | #DIV/0! | #DIV/0! | #DIV/0! | 0 | 0 | #N/A | #N/A | #N/A | #N/A | #N/A | #N/A | #N/A | 0 | 0 | 0 | #DIV/0!
[19 empty] | 0 | #DIV/0! | 0 | #DIV/0! | #DIV/0! | 0 | #DIV/0! | #DIV/0! | #DIV/0! | #DIV/0! | 0 | 0 | #N/A | #N/A | #N/A | #N/A | #N/A | #N/A | #N/A | 0 | 0 | 0 | #DIV/0!
[19 empty] | 0 | #DIV/0! | 0 | #DIV/0! | #DIV/0! | 0 | #DIV/0! | #DIV/0! | #DIV/0! | #DIV/0! | 0 | 0 | #N/A | #N/A | #N/A | #N/A | #N/A | #N/A | #N/A | 0 | 0 | 0 | #DIV/0!
[19 empty] | 0 | #DIV/0! | 0 | #DIV/0! | #DIV/0! | 0 | #DIV/0! | #DIV/0! | #DIV/0! | #DIV/0! | 0 | 0 | #N/A | #N/A | #N/A | #N/A | #N/A | #N/A | #N/A | 0 | 0 | 0 | #DIV/0!
[19 empty] | 0 | #DIV/0! | 0 | #DIV/0! | #DIV/0! | 0 | #DIV/0! | #DIV/0! | #DIV/0! | #DIV/0! | 0 | 0 | #N/A | #N/A | #N/A | #N/A | #N/A | #N/A | #N/A | 0 | 0 | 0 | #DIV/0!
[19 empty] | 0 | #DIV/0! | 0 | #DIV/0! | #DIV/0! | 0 | #DIV/0! | #DIV/0! | #DIV/0! | #DIV/0! | 0 | 0 | #N/A | #N/A | #N/A | #N/A | #N/A | #N/A | #N/A | 0 | 0 | 0 | #DIV/0!
[19 empty] | 0 | #DIV/0! | 0 | #DIV/0! | #DIV/0! | 0 | #DIV/0! | #DIV/0! | #DIV/0! | #DIV/0! | 0 | 0 | #N/A | #N/A | #N/A | #N/A | #N/A | #N/A | #N/A | 0 | 0 | 0 | #DIV/0!
[19 empty] | 0 | #DIV/0! | 0 | #DIV/0! | #DIV/0! | 0 | #DIV/0! | #DIV/0! | #DIV/0! | #DIV/0! | 0 | 0 | #N/A | #N/A | #N/A | #N/A | #N/A | #N/A | #N/A | 0 | 0 | 0 | #DIV/0!
[19 empty] | 0 | #DIV/0! | 0 | #DIV/0! | #DIV/0! | 0 | #DIV/0! | #DIV/0! | #DIV/0! | #DIV/0! | 0 | 0 | #N/A | #N/A | #N/A | #N/A | #N/A | #N/A | #N/A | 0 | 0 | 0 | #DIV/0!
[19 empty] | 0 | #DIV/0! | 0 | #DIV/0! | #DIV/0! | 0 | #DIV/0! | #DIV/0! | #DIV/0! | #DIV/0! | 0 | 0 | #N/A | #N/A | #N/A | #N/A | #N/A | #N/A | #N/A | 0 | 0 | 0 | #DIV/0!
[19 empty] | 0 | #DIV/0! | 0 | #DIV/0! | #DIV/0! | 0 | #DIV/0! | #DIV/0! | #DIV/0! | #DIV/0! | 0 | 0 | #N/A | #N/A | #N/A | #N/A | #N/A | #N/A | #N/A | 0 | 0 | 0 | #DIV/0!
[19 empty] | 0 | #DIV/0! | 0 | #DIV/0! | #DIV/0! | 0 | #DIV/0! | #DIV/0! | #DIV/0! | #DIV/0! | 0 | 0 | #N/A | #N/A | #N/A | #N/A | #N/A | #N/A | #N/A | 0 | 0 | 0 | #DIV/0!
[19 empty] | 0 | #DIV/0! | 0 | #DIV/0! | #DIV/0! | 0 | #DIV/0! | #DIV/0! | #DIV/0! | #DIV/0! | 0 | 0 | #N/A | #N/A | #N/A | #N/A | #N/A | #N/A | #N/A | 0 | 0 | 0 | #DIV/0!
[19 empty] | 0 | #DIV/0! | 0 | #DIV/0! | #DIV/0! | 0 | #DIV/0! | #DIV/0! | #DIV/0! | #DIV/0! | 0 | 0 | #N/A | #N/A | #N/A | #N/A | #N/A | #N/A | #N/A | 0 | 0 | 0 | #DIV/0!
[19 empty] | 0 | #DIV/0! | 0 | #DIV/0! | #DIV/0! | 0 | #DIV/0! | #DIV/0! | #DIV/0! | #DIV/0! | 0 | 0 | #N/A | #N/A | #N/A | #N/A | #N/A | #N/A | #N/A | 0 | 0 | 0 | #DIV/0!
[19 empty] | 0 | #DIV/0! | 0 | #DIV/0! | #DIV/0! | 0 | #DIV/0! | #DIV/0! | #DIV/0! | #DIV/0! | 0 | 0 | #N/A | #N/A | #N/A | #N/A | #N/A | #N/A | #N/A | 0 | 0 | 0 | #DIV/0!
[19 empty] | 0 | #DIV/0! | 0 | #DIV/0! | #DIV/0! | 0 | #DIV/0! | #DIV/0! | #DIV/0! | #DIV/0! | 0 | 0 | #N/A | #N/A | #N/A | #N/A | #N/A | #N/A | #N/A | 0 | 0 | 0 | #DIV/0!
[19 empty] | 0 | #DIV/0! | 0 | #DIV/0! | #DIV/0! | 0 | #DIV/0! | #DIV/0! | #DIV/0! | #DIV/0! | 0 | 0 | #N/A | #N/A | #N/A | #N/A | #N/A | #N/A | #N/A | 0 | 0 | 0 | #DIV/0!
[19 empty] | 0 | #DIV/0! | 0 | #DIV/0! | #DIV/0! | 0 | #DIV/0! | #DIV/0! | #DIV/0! | #DIV/0! | 0 | 0 | #N/A | #N/A | #N/A | #N/A | #N/A | #N/A | #N/A | 0 | 0 | 0 | #DIV/0!
[19 empty] | 0 | #DIV/0! | 0 | #DIV/0! | #DIV/0! | 0 | #DIV/0! | #DIV/0! | #DIV/0! | #DIV/0! | 0 | 0 | #N/A | #N/A | #N/A | #N/A | #N/A | #N/A | #N/A | 0 | 0 | 0 | #DIV/0!
[19 empty] | 0 | #DIV/0! | 0 | #DIV/0! | #DIV/0! | 0 | #DIV/0! | #DIV/0! | #DIV/0! | #DIV/0! | 0 | 0 | #N/A | #N/A | #N/A | #N/A | #N/A | #N/A | #N/A | 0 | 0 | 0 | #DIV/0!
[19 empty] | 0 | #DIV/0! | 0 | #DIV/0! | #DIV/0! | 0 | #DIV/0! | #DIV/0! | #DIV/0! | #DIV/0! | 0 | 0 | #N/A | #N/A | #N/A | #N/A | #N/A | #N/A | #N/A | 0 | 0 | 0 | #DIV/0!
[19 empty] | 0 | #DIV/0! | 0 | #DIV/0! | #DIV/0! | 0 | #DIV/0! | #DIV/0! | #DIV/0! | #DIV/0! | 0 | 0 | #N/A | #N/A | #N/A | #N/A | #N/A | #N/A | #N/A | 0 | 0 | 0 | #DIV/0!
[19 empty] | 0 | #DIV/0! | 0 | #DIV/0! | #DIV/0! | 0 | #DIV/0! | #DIV/0! | #DIV/0! | #DIV/0! | 0 | 0 | #N/A | #N/A | #N/A | #N/A | #N/A | #N/A | #N/A | 0 | 0 | 0 | #DIV/0!
[19 empty] | 0 | #DIV/0! | 0 | #DIV/0! | #DIV/0! | 0 | #DIV/0! | #DIV/0! | #DIV/0! | #DIV/0! | 0 | 0 | #N/A | #N/A | #N/A | #N/A | #N/A | #N/A | #N/A | 0 | 0 | 0 | #DIV/0!
[19 empty] | 0 | #DIV/0! | 0 | #DIV/0! | #DIV/0! | 0 | #DIV/0! | #DIV/0! | #DIV/0! | #DIV/0! | 0 | 0 | #N/A | #N/A | #N/A | #N/A | #N/A | #N/A | #N/A | 0 | 0 | 0 | #DIV/0!
[19 empty] | 0 | #DIV/0! | 0 | #DIV/0! | #DIV/0! | 0 | #DIV/0! | #DIV/0! | #DIV/0! | #DIV/0! | 0 | 0 | #N/A | #N/A | #N/A | #N/A | #N/A | #N/A | #N/A | 0 | 0 | 0 | #DIV/0!
[19 empty] | 0 | #DIV/0! | 0 | #DIV/0! | #DIV/0! | 0 | #DIV/0! | #DIV/0! | #DIV/0! | #DIV/0! | 0 | 0 | #N/A | #N/A | #N/A | #N/A | #N/A | #N/A | #N/A | 0 | 0 | 0 | #DIV/0!
[19 empty] | 0 | #DIV/0! | 0 | #DIV/0! | #DIV/0! | 0 | #DIV/0! | #DIV/0! | #DIV/0! | #DIV/0! | 0 | 0 | #N/A | #N/A | #N/A | #N/A | #N/A | #N/A | #N/A | 0 | 0 | 0 | #DIV/0!
[19 empty] | 0 | #DIV/0! | 0 | #DIV/0! | #DIV/0! | 0 | #DIV/0! | #DIV/0! | #DIV/0! | #DIV/0! | 0 | 0 | #N/A | #N/A | #N/A | #N/A | #N/A | #N/A | #N/A | 0 | 0 | 0 | #DIV/0!
[19 empty] | 0 | #DIV/0! | 0 | #DIV/0! | #DIV/0! | 0 | #DIV/0! | #DIV/0! | #DIV/0! | #DIV/0! | 0 | 0 | #N/A | #N/A | #N/A | #N/A | #N/A | #N/A | #N/A | 0 | 0 | 0 | #DIV/0!
[19 empty] | 0 | #DIV/0! | 0 | #DIV/0! | #DIV/0! | 0 | #DIV/0! | #DIV/0! | #DIV/0! | #DIV/0! | 0 | 0 | #N/A | #N/A | #N/A | #N/A | #N/A | #N/A | #N/A | 0 | 0 | 0 | #DIV/0!
[19 empty] | 0 | #DIV/0! | 0 | #DIV/0! | #DIV/0! | 0 | #DIV/0! | #DIV/0! | #DIV/0! | #DIV/0! | 0 | 0 | #N/A | #N/A | #N/A | #N/A | #N/A | #N/A | #N/A | 0 | 0 | 0 | #DIV/0!
[19 empty] | 0 | #DIV/0! | 0 | #DIV/0! | #DIV/0! | 0 | #DIV/0! | #DIV/0! | #DIV/0! | #DIV/0! | 0 | 0 | #N/A | #N/A | #N/A | #N/A | #N/A | #N/A | #N/A | 0 | 0 | 0 | #DIV/0!
Note on W3: Curtis, Kasey Calculates measure savings as a % of total program savings.
Note on X3: Curtis, Kasey: Uses % of measure savings as a proxy for % of program spending.

## SF New Construction {G}
Rtn to Summary |  | Order Number | Program Name | Discount Rate: | 6.8% | [9 empty] | Paste in incentives but use DBtC for Total
| Program: | 18230684 | Single Family New Construction {G}
| paste |  |  | paste | paste | paste | paste | paste | paste | paste | paste | paste | paste | Paste | paste | paste | paste | paste | Formula: G + H | Formula: (O/A10)*T | Formula: N - M | Formula: O/A10 | Formula: W*A8 | Formula: Q - P | Formula: X + DBtC | Formula: Q + X | Formula: Z/(1+GasDiscountRate)^1 | Formula: AA/(1+GasDiscountRate)^1 | Formula: -PV(ElecDiscount Rate,T,R)*J | Formula: -PV(ElecDiscount Rate, T, S)*J |  | AF*J*K |  | AH*J*L | AG + AI |  | AG +AI -AK | formula: Logic to lookup from AC tables and adjust by savings and quantity | Formula: Utility Savings (AM)*1.1+AD+AE | formula: AM/AB | formula: AN/AC
| Sch. No. | Order Number | Program Name | Measure Version | Measure Name | First Period Measure Life | Second period Measure Life | Gas End-Use Type | Number of units offered | Savings per Unit Period 1 | Savngs per Unit Period 2 | Incentives Per Unit | Incremental Measure Cost per Unit | Total First Year Savings | Total Incentive | Total Incremental Measure Cost | Unit First Year Non-Energy Benefits | Unit Annual Net Equipment O&M | Total Measure Life | Weighted Life | Agency or Customer Cost per Unit | Percent Unit overhead | Program Overhead Cost | Total Customer Cost | Total Utility Program Costs | Total Resource Cost | PV Total Utility Program Costs | PV Total Resource Costs | PV Total Non-Energy Benefits | PV Total Net Equipment O&M | Unit PV First period Savings for 1 therm | Total First Period Savings | Unit PV Savings for Second Period for 1 therm | Total Second period Savings | Unadjusted Total | Decrement | Final UC Total Savings | PV Total Savings UC | PV Total Savings TRC | UC B/C Ratio | TRC B/C Ratio
DBTC: | G215 | 18230684 | Single Family New Construction {G} | 12209-2 | SFNC: Built Green - 4 Star or Eqv - 20pc above WSEC - NGSH - NGWH - C | 36 |  | SF Space Heat | 1 | 247 |  | 750 | 797 | 74 | 750 | 797 | 24.59 | 0 | 36 | 0.59933 | 47 | 1.665% | 369.1376 | 47 | 810.3075 | 1166.1376 | 758.7149 | 1091.8892 | 327.7578 | 0 | 21.0444 | 5197.9646 | 21.0444 | 0 | 5197.9646 | 0 | 5197.9646 | 5197.9646 | 6045.5189 | 6.851 | 5.5368
26500 |  |  |  | 12209-3 | SFNC: Built Green - 4 Star or Eqv - 20pc above WSEC - NGSH - NGWH - C | 27 |  | SF Space Heat | 21 |  |  | 750 | 2215 | 2717 | 14500 | 46515 | 8.63 | 0 | 27 | 16.5037 | 1465 | 61.12% | 13553.3373 | 32015 | 29751.4251 | 60068.3373 | 27857.1396 | 56243.7615 | 2214.0216 | 0 | 16.9955 | 0 | 16.9955 | 0 | 0 | 0 | 0 | 0 | 2214.0216 | 0 | 0.039365
Program Costs: |  |  |  | 12210-3 | SFNC: Built Green - 5 Star or Eqv - 30pc above WSEC - NGSH - NGWH - C | 27 |  | SF Space Heat | 1 |  |  | 1000 | 3773 | 71 | 1000 | 3773 | 14.96 | 0 | 27 | 0.43127 | 2773 | 1.597% | 354.1726 | 2773 | 777.4572 | 4127.1726 | 727.9562 | 3864.3938 | 182.7609 | 0 | 16.9955 | 0 | 16.9955 | 0 | 0 | 0 | 0 | 0 | 182.7609 | 0 | 0.047294
22173.2 |  |  |  | 12986-2 | SFNC: Built Green - 3 Star or Eqv - 10pc above WSEC - NGSH - NGWH - C | 27 |  | SF Space Heat | 18 |  |  | 500 | 2364.5 | 1583 | 10250 | 42561 | 6.54 | 0 | 27 | 9.6155 | 1864.5 | 35.61% | 7896.5524 | 32311 | 17334.0103 | 50457.5524 | 16230.3467 | 47244.8993 | 1438.1428 | 0 | 16.9955 | 0 | 16.9955 | 0 | 0 | 0 | 0 | 0 | 1438.1428 | 0 | 0.03044
Total Savings (therm): | [18 empty] | 0 | 0 | 0 | 0% | 0 | 0 | 0 | 0 | 0 | 0 | 0 | 0 | #N/A | #N/A | #N/A | #N/A | #N/A | #N/A | #N/A | 0 | 0 | 0 | #DIV/0!
4445 | [18 empty] | 0 | 0 | 0 | 0% | 0 | 0 | 0 | 0 | 0 | 0 | 0 | 0 | #N/A | #N/A | #N/A | #N/A | #N/A | #N/A | #N/A | 0 | 0 | 0 | #DIV/0!
Total Incentives: | [18 empty] | 0 | 0 | 0 | 0% | 0 | 0 | 0 | 0 | 0 | 0 | 0 | 0 | #N/A | #N/A | #N/A | #N/A | #N/A | #N/A | #N/A | 0 | 0 | 0 | #DIV/0!
26500 | [18 empty] | 0 | 0 | 0 | 0% | 0 | 0 | 0 | 0 | 0 | 0 | 0 | 0 | #N/A | #N/A | #N/A | #N/A | #N/A | #N/A | #N/A | 0 | 0 | 0 | #DIV/0!
Total Customer Costs: | [18 empty] | 0 | 0 | 0 | 0% | 0 | 0 | 0 | 0 | 0 | 0 | 0 | 0 | #N/A | #N/A | #N/A | #N/A | #N/A | #N/A | #N/A | 0 | 0 | 0 | #DIV/0!
67146 | [18 empty] | 0 | 0 | 0 | 0% | 0 | 0 | 0 | 0 | 0 | 0 | 0 | 0 | #N/A | #N/A | #N/A | #N/A | #N/A | #N/A | #N/A | 0 | 0 | 0 | #DIV/0!
Weighted Avg Life | [18 empty] | 0 | 0 | 0 | 0% | 0 | 0 | 0 | 0 | 0 | 0 | 0 | 0 | #N/A | #N/A | #N/A | #N/A | #N/A | #N/A | #N/A | 0 | 0 | 0 | #DIV/0!
27.1498 | [18 empty] | 0 | 0 | 0 | 0% | 0 | 0 | 0 | 0 | 0 | 0 | 0 | 0 | #N/A | #N/A | #N/A | #N/A | #N/A | #N/A | #N/A | 0 | 0 | 0 | #DIV/0!
Total Utility Cost | [18 empty] | 0 | 0 | 0 | 0% | 0 | 0 | 0 | 0 | 0 | 0 | 0 | 0 | #N/A | #N/A | #N/A | #N/A | #N/A | #N/A | #N/A | 0 | 0 | 0 | #DIV/0!
48673.2 | [18 empty] | 0 | 0 | 0 | 0% | 0 | 0 | 0 | 0 | 0 | 0 | 0 | 0 | #N/A | #N/A | #N/A | #N/A | #N/A | #N/A | #N/A | 0 | 0 | 0 | #DIV/0!
Total Resource Cost | [18 empty] | 0 | 0 | 0 | 0% | 0 | 0 | 0 | 0 | 0 | 0 | 0 | 0 | #N/A | #N/A | #N/A | #N/A | #N/A | #N/A | #N/A | 0 | 0 | 0 | #DIV/0!
115819.2 | [18 empty] | 0 | 0 | 0 | 0% | 0 | 0 | 0 | 0 | 0 | 0 | 0 | 0 | #N/A | #N/A | #N/A | #N/A | #N/A | #N/A | #N/A | 0 | 0 | 0 | #DIV/0!
UC B/C Ratio | [18 empty] | 0 | 0 | 0 | 0% | 0 | 0 | 0 | 0 | 0 | 0 | 0 | 0 | #N/A | #N/A | #N/A | #N/A | #N/A | #N/A | #N/A | 0 | 0 | 0 | #DIV/0!
0.11406 | [18 empty] | 0 | 0 | 0 | 0% | 0 | 0 | 0 | 0 | 0 | 0 | 0 | 0 | #N/A | #N/A | #N/A | #N/A | #N/A | #N/A | #N/A | 0 | 0 | 0 | #DIV/0!
TRC B/C Ratio | [18 empty] | 0 | 0 | 0 | 0% | 0 | 0 | 0 | 0 | 0 | 0 | 0 | 0 | #N/A | #N/A | #N/A | #N/A | #N/A | #N/A | #N/A | 0 | 0 | 0 | #DIV/0!
0.09111 | [18 empty] | 0 | 0 | 0 | 0% | 0 | 0 | 0 | 0 | 0 | 0 | 0 | 0 | #N/A | #N/A | #N/A | #N/A | #N/A | #N/A | #N/A | 0 | 0 | 0 | #DIV/0!
Note on W3: Curtis, Kasey Calculates measure savings as a % of total program savings.
Note on X3: Curtis, Kasey: Uses % of measure savings as a proxy for % of program spending.

## MH New Construction {G}
Rtn to Summary |  | Order Number | Program Name | Discount Rate: | 6.8% | [9 empty] | Paste in incentives but use DBtC for Total
| Program: | 18230752 | Manufactured Home New Construction {G}
| paste |  |  | paste | paste | paste | paste | paste | paste | paste | paste | paste | paste | Paste | paste | paste | paste | paste | Formula: G + H | Formula: (O/A10)*T | Formula: N - M | Formula: O/A10 | Formula: W*A8 | Formula: Q - P | Formula: X + DBtC | Formula: Q + X | Formula: Z/(1+GasDiscountRate)^1 | Formula: AA/(1+GasDiscountRate)^1 | Formula: -PV(ElecDiscount Rate,T,R)*J | Formula: -PV(ElecDiscount Rate, T, S)*J |  | AF*J*K |  | AH*J*L | AG + AI |  | AG +AI -AK | formula: Logic to lookup from AC tables and adjust by savings and quantity | Formula: Utility Savings (AM)*1.1+AD+AE | formula: AM/AB | formula: AN/AC
| Sch. No. | Order Number | Program Name | Measure Version | Measure Name | First Period Measure Life | Second period Measure Life | Gas End-Use Type | Number of units offered | Savings per Unit Period 1 | Savngs per Unit Period 2 | Incentives Per Unit | Incremental Measure Cost per Unit | Total First Year Savings | Total Incentive | Total Incremental Measure Cost | Unit First Year Non-Energy Benefits | Unit Annual Net Equipment O&M | Total Measure Life | Weighted Life | Agency or Customer Cost per Unit | Percent Unit overhead | Program Overhead Cost | Total Customer Cost | Total Utility Program Costs | Total Resource Cost | PV Total Utility Program Costs | PV Total Resource Costs | PV Total Non-Energy Benefits | PV Total Net Equipment O&M | Unit PV First period Savings for 1 therm | Total First Period Savings | Unit PV Savings for Second Period for 1 therm | Total Second period Savings | Unadjusted Total | Decrement | Final UC Total Savings | PV Total Savings UC | PV Total Savings TRC | UC B/C Ratio | TRC B/C Ratio
DBTC: | G215 | 18230752 | Manufactured Home New Construction {G} | 13325-1 | NEEM 1.1 - Energy Star Rated - GH | 15 |  | SF Space Heat | 1 | 105.9 |  | 1000 | 2514.08 | 105.9 | 1000 | 2514.08 | 0 | 0 | 15 | 15 | 1514.08 | 100% | 21084.17 | 1514.08 | 22084.17 | 23598.25 | 20678.0618 | 22095.7397 | 0 | 0 | 10.9113 | 1155.5023 | 10.9113 | 0 | 1155.5023 | 0 | 1155.5023 | 1155.5023 | 1271.0525 | 0.055881 | 0.057525
1000 | [18 empty] | 0 | 0 | 0 | 0% | 0 | 0 | 0 | 0 | 0 | 0 | 0 | 0 | #N/A | #N/A | #N/A | #N/A | #N/A | #N/A | #N/A | 0 | 0 | 0 | #DIV/0!
Program Costs: | [18 empty] | 0 | 0 | 0 | 0% | 0 | 0 | 0 | 0 | 0 | 0 | 0 | 0 | #N/A | #N/A | #N/A | #N/A | #N/A | #N/A | #N/A | 0 | 0 | 0 | #DIV/0!
21084.17 | [18 empty] | 0 | 0 | 0 | 0% | 0 | 0 | 0 | 0 | 0 | 0 | 0 | 0 | #N/A | #N/A | #N/A | #N/A | #N/A | #N/A | #N/A | 0 | 0 | 0 | #DIV/0!
Total Savings (therm): | [18 empty] | 0 | 0 | 0 | 0% | 0 | 0 | 0 | 0 | 0 | 0 | 0 | 0 | #N/A | #N/A | #N/A | #N/A | #N/A | #N/A | #N/A | 0 | 0 | 0 | #DIV/0!
105.9 | [18 empty] | 0 | 0 | 0 | 0% | 0 | 0 | 0 | 0 | 0 | 0 | 0 | 0 | #N/A | #N/A | #N/A | #N/A | #N/A | #N/A | #N/A | 0 | 0 | 0 | #DIV/0!
Total Incentives: | [18 empty] | 0 | 0 | 0 | 0% | 0 | 0 | 0 | 0 | 0 | 0 | 0 | 0 | #N/A | #N/A | #N/A | #N/A | #N/A | #N/A | #N/A | 0 | 0 | 0 | #DIV/0!
1000 | [18 empty] | 0 | 0 | 0 | 0% | 0 | 0 | 0 | 0 | 0 | 0 | 0 | 0 | #N/A | #N/A | #N/A | #N/A | #N/A | #N/A | #N/A | 0 | 0 | 0 | #DIV/0!
Total Customer Costs: | [18 empty] | 0 | 0 | 0 | 0% | 0 | 0 | 0 | 0 | 0 | 0 | 0 | 0 | #N/A | #N/A | #N/A | #N/A | #N/A | #N/A | #N/A | 0 | 0 | 0 | #DIV/0!
1514.08 | [18 empty] | 0 | 0 | 0 | 0% | 0 | 0 | 0 | 0 | 0 | 0 | 0 | 0 | #N/A | #N/A | #N/A | #N/A | #N/A | #N/A | #N/A | 0 | 0 | 0 | #DIV/0!
Weighted Avg Life | [18 empty] | 0 | 0 | 0 | 0% | 0 | 0 | 0 | 0 | 0 | 0 | 0 | 0 | #N/A | #N/A | #N/A | #N/A | #N/A | #N/A | #N/A | 0 | 0 | 0 | #DIV/0!
15 | [18 empty] | 0 | 0 | 0 | 0% | 0 | 0 | 0 | 0 | 0 | 0 | 0 | 0 | #N/A | #N/A | #N/A | #N/A | #N/A | #N/A | #N/A | 0 | 0 | 0 | #DIV/0!
Total Utility Cost | [18 empty] | 0 | 0 | 0 | 0% | 0 | 0 | 0 | 0 | 0 | 0 | 0 | 0 | #N/A | #N/A | #N/A | #N/A | #N/A | #N/A | #N/A | 0 | 0 | 0 | #DIV/0!
22084.17 | [18 empty] | 0 | 0 | 0 | 0% | 0 | 0 | 0 | 0 | 0 | 0 | 0 | 0 | #N/A | #N/A | #N/A | #N/A | #N/A | #N/A | #N/A | 0 | 0 | 0 | #DIV/0!
Total Resource Cost | [18 empty] | 0 | 0 | 0 | 0% | 0 | 0 | 0 | 0 | 0 | 0 | 0 | 0 | #N/A | #N/A | #N/A | #N/A | #N/A | #N/A | #N/A | 0 | 0 | 0 | #DIV/0!
23598.25 | [18 empty] | 0 | 0 | 0 | 0% | 0 | 0 | 0 | 0 | 0 | 0 | 0 | 0 | #N/A | #N/A | #N/A | #N/A | #N/A | #N/A | #N/A | 0 | 0 | 0 | #DIV/0!
UC B/C Ratio | [18 empty] | 0 | 0 | 0 | 0% | 0 | 0 | 0 | 0 | 0 | 0 | 0 | 0 | #N/A | #N/A | #N/A | #N/A | #N/A | #N/A | #N/A | 0 | 0 | 0 | #DIV/0!
0.055881 | [18 empty] | 0 | 0 | 0 | 0% | 0 | 0 | 0 | 0 | 0 | 0 | 0 | 0 | #N/A | #N/A | #N/A | #N/A | #N/A | #N/A | #N/A | 0 | 0 | 0 | #DIV/0!
TRC B/C Ratio | [18 empty] | 0 | 0 | 0 | 0% | 0 | 0 | 0 | 0 | 0 | 0 | 0 | 0 | #N/A | #N/A | #N/A | #N/A | #N/A | #N/A | #N/A | 0 | 0 | 0 | #DIV/0!
0.057525 | [18 empty] | 0 | 0 | 0 | 0% | 0 | 0 | 0 | 0 | 0 | 0 | 0 | 0 | #N/A | #N/A | #N/A | #N/A | #N/A | #N/A | #N/A | 0 | 0 | 0 | #DIV/0!
Note on W3: Curtis, Kasey Calculates measure savings as a % of total program savings.
Note on X3: Curtis, Kasey: Uses % of measure savings as a proxy for % of program spending.

## Multi Family Retrofit {G}
Rtn to Summary |  | Order Number | Program Name | Discount Rate: | 6.8% | [9 empty] | Paste in incentives but use DBtC for Total
| Program: | 18230736 | Multi Family Retrofit {G}
| paste |  |  | paste | paste | paste | paste | paste | paste | paste | paste | paste | paste | Paste | paste | paste | paste | paste | Formula: G + H | Formula: (O/A10)*T | Formula: N - M | Formula: O/A10 | Formula: W*A8 | Formula: Q - P | Formula: X + DBtC | Formula: Q + X | Formula: Z/(1+GasDiscountRate)^1 | Formula: AA/(1+GasDiscountRate)^1 | Formula: -PV(ElecDiscount Rate,T,R)*J | Formula: -PV(ElecDiscount Rate, T, S)*J |  | AF*J*K |  | AH*J*L | AG + AI |  | AG +AI -AK | formula: Logic to lookup from AC tables and adjust by savings and quantity | Formula: Utility Savings (AM)*1.1+AD+AE | formula: AM/AB | formula: AN/AC
| Sch. No. | Order Number | Program Name | Measure Version | Measure Name | First Period Measure Life | Second period Measure Life | Gas End-Use Type | Number of units offered | Savings per Unit Period 1 | Savngs per Unit Period 2 | Incentives Per Unit | Incremental Measure Cost per Unit | Total First Year Savings | Total Incentive | Total Incremental Measure Cost | Unit First Year Non-Energy Benefits | Unit Annual Net Equipment O&M | Total Measure Life | Weighted Life | Agency or Customer Cost per Unit | Percent Unit overhead | Program Overhead Cost | Total Customer Cost | Total Utility Program Costs | Total Resource Cost | PV Total Utility Program Costs | PV Total Resource Costs | PV Total Non-Energy Benefits | PV Total Net Equipment O&M | Unit PV First period Savings for 1 therm | Total First Period Savings | Unit PV Savings for Second Period for 1 therm | Total Second period Savings | Unadjusted Total | Decrement | Final UC Total Savings | PV Total Savings UC | PV Total Savings TRC | UC B/C Ratio | TRC B/C Ratio
DBTC: | G217 | 18230736 | Multi Family Retrofit {G} | 11249-5 | MFRFT: Insulation - Attic - R11 to R38 - NG | 45 |  | SF Space Heat | 282428 | 0.03 |  | 0.75 | 1.05 | 8472.84 | 211821 | 296549.4 | 0 | 0 | 45 | 30.6739 | 0.3 | 68.16% | 53804.6536 | 84728.4 | 221160.0512 | 350354.0536 | 207078.6996 | 328046.8666 | 0 | 0 | 26.2816 | 222679.4604 | 26.2816 | 0 | 222679.4604 | 0 | 222679.4604 | 222679.4604 | 244947.4064 | 1.0753 | 0.74668
245517.75 | G217 | 18230736 | Multi Family Retrofit {G} | 11292-5 | MFRFT: Insulation - Wall - R0 to R11 - NG | 45 |  | SF Space Heat | 2301 | 0.1 |  | 0.75 | 1.18 | 230.1 | 1725.75 | 2715.18 | 0 | 0 | 45 | 0.83302 | 0.43 | 1.851% | 1461.1926 | 989.43 | 6006.124 | 4176.3726 | 5623.7116 | 3910.4612 | 0 | 0 | 26.2816 | 6047.3872 | 26.2816 | 0 | 6047.3872 | 0 | 6047.3872 | 6047.3872 | 6652.1259 | 1.0753 | 1.7011
Program Costs: | G217 | 18230736 | Multi Family Retrofit {G} | 11303-5 | MFRFT: Boiler - Replacement - Combined Space and Water Heating | 20 |  | Comm Space Heat | 1 | 383 |  | 6 | 8.57 | 383 | 2298 | 12418 | 0 | 0 | 20 | 0.61625 | 2.57 | 3.081% | 2432.1458 | 10120 | 9997.1556 | 14850.1458 | 9360.6326 | 13904.6309 | 0 | 0 | 14.4314 | 5527.2328 | 14.4314 | 0 | 5527.2328 | 0 | 5527.2328 | 5527.2328 | 6079.9561 | 0.59048 | 0.43726
78933.8 | G217 | 18230736 | Multi Family Retrofit {G} | 11306-3 | MFRFT: Boiler - Replacement - Space Heating | 24 |  | Comm Space Heat | 1 | 814 |  | 5 | 7.14 | 814 | 3591 | 44320.5 | 0 | 0 | 24 | 1.5717 | 2.14 | 6.549% | 5169.1036 | 40729.5 | 21247.2184 | 49489.6036 | 19894.3992 | 46338.5802 | 0 | 0 | 16.4864 | 13419.9252 | 16.4864 | 0 | 13419.9252 | 0 | 13419.9252 | 13419.9252 | 14761.9177 | 0.67456 | 0.31857
Total Savings (therm): | G217 | 18230736 | Multi Family Retrofit {G} | 12651-2 | Windows - Double Pane - U30 - from SP U120 - GH - MF | 45 |  | SF Space Heat | 1368 | 1.15 |  | 7 | 23.3 | 1573.2 | 15932 | 31874.4 | 0 | 0 | 45 | 5.6954 | 16.3 | 12.66% | 9990.2136 | 15942.4 | 41064.0343 | 41864.6136 | 38449.4703 | 39199.0764 | 0 | 0 | 26.2816 | 41346.1516 | 26.2816 | 0 | 41346.1516 | 0 | 41346.1516 | 41346.1516 | 45480.7668 | 1.0753 | 1.1603
12430.03 | G217 | 18230736 | Multi Family Retrofit {G} | 12660-3 | Integrated Heating System - Space and Water - GH - Res | 20 |  | SF Space Heat | 4 | 104 |  | 800 | 1502 | 416 | 3200 | 6008 | 7.7064 | 0 | 20 | 0.66935 | 702 | 3.347% | 2641.7041 | 2808 | 10858.5293 | 8649.7041 | 10167.1623 | 8098.9738 | 331.7053 | 0 | 13.7138 | 5704.9239 | 13.7138 | 0 | 5704.9239 | 0 | 5704.9239 | 5704.9239 | 6607.1216 | 0.56111 | 0.8158
Total Incentives: | G217 | 18230736 | Multi Family Retrofit {G} | 12669-1 | Furnace - 95pc - GH - Res | 20 |  | SF Space Heat | 1 | 110 |  | 350 | 603 | 110 | 350 | 603 | 0 | 0 | 20 | 0.17699 | 253 | 0.885% | 698.5275 | 253 | 2871.2457 | 1301.5275 | 2688.4323 | 1218.6587 | 0 | 0 | 13.7138 | 1508.5135 | 13.7138 | 0 | 1508.5135 | 0 | 1508.5135 | 1508.5135 | 1659.3649 | 0.56111 | 1.3616
245880.75 | G217 | 18230736 | Multi Family Retrofit {G} | 12669-2 | Furnace - 95pc - GH - Res | 20 |  | SF Space Heat | 1 | 105.31 |  | 700 | 1438 | 105.31 | 700 | 1438 | 30.04 | 0 | 20 | 0.16944 | 738 | 0.8472% | 668.7448 | 738 | 2748.8262 | 2106.7448 | 2573.8073 | 1972.6075 | 323.2517 | 0 | 13.7138 | 1444.196 | 13.7138 | 0 | 1444.196 | 0 | 1444.196 | 1444.196 | 1911.8673 | 0.56111 | 0.96921
Total Customer Costs: | G217 | 18230736 | Multi Family Retrofit {G} | 12693-2 | Adapter - Thermostatic Restrictor Valve - DI - GWH - MF | 10 |  | Res Water Heat | 11 | 2.2 |  | 33 | 33 | 24.2 | 363 | 363 | 4.13 | 0 | 10 | 0.019469 | 0 | 0.1947% | 153.6761 | 0 | 631.6741 | 516.6761 | 591.4551 | 483.7791 | 322.0522 | 0 | 7.1529 | 173.1012 | 7.1529 | 0 | 173.1012 | 0 | 173.1012 | 173.1012 | 512.4636 | 0.29267 | 1.0593
158208.53 | G217 | 18230736 | Multi Family Retrofit {G} | 12990-2 | Insulation - Attic - R0 to R49 - GH - MF | 45 |  | SF Space Heat | 3600 | 0.05 |  | 1.5 | 1.82 | 180 | 5400 | 6552 | 0 | 0 | 45 | 0.65165 | 0.32 | 1.448% | 1143.045 | 1152 | 4698.4021 | 7695.045 | 4399.2529 | 7205.0983 | 0 | 0 | 26.2816 | 4730.681 | 26.2816 | 0 | 4730.681 | 0 | 4730.681 | 4730.681 | 5203.7491 | 1.0753 | 0.72223
Weighted Avg Life | G217 | 18230736 | Multi Family Retrofit {G} | 13288-1 | Water Heater - Tankless - Energy Star - 0.9 EF - GH - MF | 20 |  | Res Water Heat | 2 | 60.69 |  | 250 | 623.9 | 121.38 | 500 | 1247.8 | 15.44 | 0 | 20 | 0.1953 | 373.9 | 0.9765% | 770.7934 | 747.8 | 3168.2891 | 2018.5934 | 2966.5629 | 1890.0687 | 332.2907 | 0 | 12.8542 | 1560.2427 | 12.8542 | 0 | 1560.2427 | 0 | 1560.2427 | 1560.2427 | 2048.5577 | 0.52594 | 1.0839
41.2725 | [18 empty] | 0 | 0 | 0 | 0% | 0 | 0 | 0 | 0 | 0 | 0 | 0 | 0 | #N/A | #N/A | #N/A | #N/A | #N/A | #N/A | #N/A | 0 | 0 | 0 | #DIV/0!
Total Utility Cost | [18 empty] | 0 | 0 | 0 | 0% | 0 | 0 | 0 | 0 | 0 | 0 | 0 | 0 | #N/A | #N/A | #N/A | #N/A | #N/A | #N/A | #N/A | 0 | 0 | 0 | #DIV/0!
324451.55 | [18 empty] | 0 | 0 | 0 | 0% | 0 | 0 | 0 | 0 | 0 | 0 | 0 | 0 | #N/A | #N/A | #N/A | #N/A | #N/A | #N/A | #N/A | 0 | 0 | 0 | #DIV/0!
Total Resource Cost | [18 empty] | 0 | 0 | 0 | 0% | 0 | 0 | 0 | 0 | 0 | 0 | 0 | 0 | #N/A | #N/A | #N/A | #N/A | #N/A | #N/A | #N/A | 0 | 0 | 0 | #DIV/0!
483023.08 | [18 empty] | 0 | 0 | 0 | 0% | 0 | 0 | 0 | 0 | 0 | 0 | 0 | 0 | #N/A | #N/A | #N/A | #N/A | #N/A | #N/A | #N/A | 0 | 0 | 0 | #DIV/0!
UC B/C Ratio | [18 empty] | 0 | 0 | 0 | 0% | 0 | 0 | 0 | 0 | 0 | 0 | 0 | 0 | #N/A | #N/A | #N/A | #N/A | #N/A | #N/A | #N/A | 0 | 0 | 0 | #DIV/0!
1.0011 | [18 empty] | 0 | 0 | 0 | 0% | 0 | 0 | 0 | 0 | 0 | 0 | 0 | 0 | #N/A | #N/A | #N/A | #N/A | #N/A | #N/A | #N/A | 0 | 0 | 0 | #DIV/0!
TRC B/C Ratio | [18 empty] | 0 | 0 | 0 | 0% | 0 | 0 | 0 | 0 | 0 | 0 | 0 | 0 | #N/A | #N/A | #N/A | #N/A | #N/A | #N/A | #N/A | 0 | 0 | 0 | #DIV/0!
0.74262 | [18 empty] | 0 | 0 | 0 | 0% | 0 | 0 | 0 | 0 | 0 | 0 | 0 | 0 | #N/A | #N/A | #N/A | #N/A | #N/A | #N/A | #N/A | 0 | 0 | 0 | #DIV/0!
Note on W3: Curtis, Kasey Calculates measure savings as a % of total program savings.
Note on X3: Curtis, Kasey: Uses % of measure savings as a proxy for % of program spending.

## MF New Construction {G}
Rtn to Summary |  | Order Number | Program Name | Discount Rate: | 6.8% | [9 empty] | Paste in incentives but use DBtC for Total
| Program: | 18230673 | Multi Family New Construction {G}
| paste |  |  | paste | paste | paste | paste | paste | paste | paste | paste | paste | paste | Paste | paste | paste | paste | paste | Formula: G + H | Formula: (O/A10)*T | Formula: N - M | Formula: O/A10 | Formula: W*A8 | Formula: Q - P | Formula: X + DBtC | Formula: Q + X | Formula: Z/(1+GasDiscountRate)^1 | Formula: AA/(1+GasDiscountRate)^1 | Formula: -PV(ElecDiscount Rate,T,R)*J | Formula: -PV(ElecDiscount Rate, T, S)*J |  | AF*J*K |  | AH*J*L | AG + AI |  | AG +AI -AK | formula: Logic to lookup from AC tables and adjust by savings and quantity | Formula: Utility Savings (AM)*1.1+AD+AE | formula: AM/AB | formula: AN/AC
| Sch. No. | Order Number | Program Name | Measure Version | Measure Name | First Period Measure Life | Second period Measure Life | Gas End-Use Type | Number of units offered | Savings per Unit Period 1 | Savngs per Unit Period 2 | Incentives Per Unit | Incremental Measure Cost per Unit | Total First Year Savings | Total Incentive | Total Incremental Measure Cost | Unit First Year Non-Energy Benefits | Unit Annual Net Equipment O&M | Total Measure Life | Weighted Life | Agency or Customer Cost per Unit | Percent Unit overhead | Program Overhead Cost | Total Customer Cost | Total Utility Program Costs | Total Resource Cost | PV Total Utility Program Costs | PV Total Resource Costs | PV Total Non-Energy Benefits | PV Total Net Equipment O&M | Unit PV First period Savings for 1 therm | Total First Period Savings | Unit PV Savings for Second Period for 1 therm | Total Second period Savings | Unadjusted Total | Decrement | Final UC Total Savings | PV Total Savings UC | PV Total Savings TRC | UC B/C Ratio | TRC B/C Ratio
DBTC: | G218 | 18230673 | Multi Family New Construction {G} | 10055-1 | Whole Building Design - Custom | 15 |  | Comm Flat | 1 | 1954 |  | 7816 | 7816 | 1954 | 7816 | 7816 |  |  | 15 | 1.5507 | 0 | 10.34% | 9261.8494 | 0 | 19265.6967 | 17077.8494 | 18039.0418 | 15990.4957 | 0 | 0 | 10.0001 | 19540.2232 | 10.0001 | 0 | 19540.2232 | 0 | 19540.2232 | 19540.2232 | 21494.2455 | 1.0832 | 1.3442
96767 | G218 | 18230673 | Multi Family New Construction {G} | 10055-1 | Whole Building Design - Custom | 15 |  | Comm Flat | 1 | 16947 |  | 88951 | 88951 | 16947 | 88951 | 88951 |  |  | 15 | 13.4493 | 0 | 89.66% | 80327.8206 | 0 | 167090.9733 | 169278.8206 | 156452.2222 | 158500.7684 | 0 | 0 | 10.0001 | 169471.9359 | 10.0001 | 0 | 169471.9359 | 0 | 169471.9359 | 169471.9359 | 186419.1295 | 1.0832 | 1.1761
Program Costs: | G218 | 18230673 | Multi Family New Construction {G} | [15 empty] | 0 | 0 | 0 | 0% | 0 | 0 | 0 | 0 | 0 | 0 | 0 | 0 | #N/A | #N/A | #N/A | #N/A | #N/A | #N/A | #N/A | 0 | 0 | 0 | #DIV/0!
89589.67 | G218 | 18230673 | Multi Family New Construction {G} | [15 empty] | 0 | 0 | 0 | 0% | 0 | 0 | 0 | 0 | 0 | 0 | 0 | 0 | #N/A | #N/A | #N/A | #N/A | #N/A | #N/A | #N/A | 0 | 0 | 0 | #DIV/0!
Total Savings (therm): | [18 empty] | 0 | 0 | 0 | 0% | 0 | 0 | 0 | 0 | 0 | 0 | 0 | 0 | #N/A | #N/A | #N/A | #N/A | #N/A | #N/A | #N/A | 0 | 0 | 0 | #DIV/0!
18901 | [18 empty] | 0 | 0 | 0 | 0% | 0 | 0 | 0 | 0 | 0 | 0 | 0 | 0 | #N/A | #N/A | #N/A | #N/A | #N/A | #N/A | #N/A | 0 | 0 | 0 | #DIV/0!
Total Incentives: | [18 empty] | 0 | 0 | 0 | 0% | 0 | 0 | 0 | 0 | 0 | 0 | 0 | 0 | #N/A | #N/A | #N/A | #N/A | #N/A | #N/A | #N/A | 0 | 0 | 0 | #DIV/0!
96767 | [18 empty] | 0 | 0 | 0 | 0% | 0 | 0 | 0 | 0 | 0 | 0 | 0 | 0 | #N/A | #N/A | #N/A | #N/A | #N/A | #N/A | #N/A | 0 | 0 | 0 | #DIV/0!
Total Customer Costs: | [18 empty] | 0 | 0 | 0 | 0% | 0 | 0 | 0 | 0 | 0 | 0 | 0 | 0 | #N/A | #N/A | #N/A | #N/A | #N/A | #N/A | #N/A | 0 | 0 | 0 | #DIV/0!
0 | [18 empty] | 0 | 0 | 0 | 0% | 0 | 0 | 0 | 0 | 0 | 0 | 0 | 0 | #N/A | #N/A | #N/A | #N/A | #N/A | #N/A | #N/A | 0 | 0 | 0 | #DIV/0!
Weighted Avg Life | [18 empty] | 0 | 0 | 0 | 0% | 0 | 0 | 0 | 0 | 0 | 0 | 0 | 0 | #N/A | #N/A | #N/A | #N/A | #N/A | #N/A | #N/A | 0 | 0 | 0 | #DIV/0!
15 | [18 empty] | 0 | 0 | 0 | 0% | 0 | 0 | 0 | 0 | 0 | 0 | 0 | 0 | #N/A | #N/A | #N/A | #N/A | #N/A | #N/A | #N/A | 0 | 0 | 0 | #DIV/0!
Total Utility Cost | [18 empty] | 0 | 0 | 0 | 0% | 0 | 0 | 0 | 0 | 0 | 0 | 0 | 0 | #N/A | #N/A | #N/A | #N/A | #N/A | #N/A | #N/A | 0 | 0 | 0 | #DIV/0!
186356.67 | [18 empty] | 0 | 0 | 0 | 0% | 0 | 0 | 0 | 0 | 0 | 0 | 0 | 0 | #N/A | #N/A | #N/A | #N/A | #N/A | #N/A | #N/A | 0 | 0 | 0 | #DIV/0!
Total Resource Cost | [18 empty] | 0 | 0 | 0 | 0% | 0 | 0 | 0 | 0 | 0 | 0 | 0 | 0 | #N/A | #N/A | #N/A | #N/A | #N/A | #N/A | #N/A | 0 | 0 | 0 | #DIV/0!
186356.67 | [18 empty] | 0 | 0 | 0 | 0% | 0 | 0 | 0 | 0 | 0 | 0 | 0 | 0 | #N/A | #N/A | #N/A | #N/A | #N/A | #N/A | #N/A | 0 | 0 | 0 | #DIV/0!
UC B/C Ratio | [18 empty] | 0 | 0 | 0 | 0% | 0 | 0 | 0 | 0 | 0 | 0 | 0 | 0 | #N/A | #N/A | #N/A | #N/A | #N/A | #N/A | #N/A | 0 | 0 | 0 | #DIV/0!
1.0832 | [18 empty] | 0 | 0 | 0 | 0% | 0 | 0 | 0 | 0 | 0 | 0 | 0 | 0 | #N/A | #N/A | #N/A | #N/A | #N/A | #N/A | #N/A | 0 | 0 | 0 | #DIV/0!
TRC B/C Ratio | [18 empty] | 0 | 0 | 0 | 0% | 0 | 0 | 0 | 0 | 0 | 0 | 0 | 0 | #N/A | #N/A | #N/A | #N/A | #N/A | #N/A | #N/A | 0 | 0 | 0 | #DIV/0!
1.1915 | [18 empty] | 0 | 0 | 0 | 0% | 0 | 0 | 0 | 0 | 0 | 0 | 0 | 0 | #N/A | #N/A | #N/A | #N/A | #N/A | #N/A | #N/A | 0 | 0 | 0 | #DIV/0!
Note on W3: Curtis, Kasey Calculates measure savings as a % of total program savings.
Note on X3: Curtis, Kasey: Uses % of measure savings as a proxy for % of program spending.

## CI Retrofit {G}
Rtn to Summary |  | Order Number | Program Name | Discount Rate: | 6.8% | [9 empty] | Paste in incentives but use DBtC for Total
| Program: | 18230731 | Commercial Industrial Retrofit {G}
| paste |  |  | paste | paste | paste | paste | paste | paste | paste | paste | paste | paste | Paste | paste | paste | paste | paste | Formula: G + H | Formula: (O/A10)*T | Formula: N - M | Formula: O/A10 | Formula: W*A8 | Formula: Q - P | Formula: X + DBtC | Formula: Q + X | Formula: Z/(1+GasDiscountRate)^1 | Formula: AA/(1+GasDiscountRate)^1 | Formula: -PV(ElecDiscount Rate,T,R)*J | Formula: -PV(ElecDiscount Rate, T, S)*J |  | AF*J*K |  | AH*J*L | AG + AI |  | AG +AI -AK | formula: Logic to lookup from AC tables and adjust by savings and quantity | Formula: Utility Savings (AM)*1.1+AD+AE | formula: AM/AB | formula: AN/AC
| Sch. No. | Order Number | Program Name | Measure Version | Measure Name | First Period Measure Life | Second period Measure Life | Gas End-Use Type | Number of units offered | Savings per Unit Period 1 | Savngs per Unit Period 2 | Incentives Per Unit | Incremental Measure Cost per Unit | Total First Year Savings | Total Incentive | Total Incremental Measure Cost | Unit First Year Non-Energy Benefits | Unit Annual Net Equipment O&M | Total Measure Life | Weighted Life | Agency or Customer Cost per Unit | Percent Unit overhead | Program Overhead Cost | Total Customer Cost | Total Utility Program Costs | Total Resource Cost | PV Total Utility Program Costs | PV Total Resource Costs | PV Total Non-Energy Benefits | PV Total Net Equipment O&M | Unit PV First period Savings for 1 therm | Total First Period Savings | Unit PV Savings for Second Period for 1 therm | Total Second period Savings | Unadjusted Total | Decrement | Final UC Total Savings | PV Total Savings UC | PV Total Savings TRC | UC B/C Ratio | TRC B/C Ratio
DBTC: | G250 | 18230731 | Commercial Industrial Retrofit {G} | 10039-1 | HVAC - Other - Custom | 15 |  | Comm Flat | 1 | 21694 |  | 118153 | 301941.7 | 21694 | 118153 | 301941.7 |  |  | 15 | 0.39994 | 183788.7 | 2.666% | 16374.9485 | 183788.7 | 131352.2793 | 318316.6485 | 122989.0256 | 298049.2963 | 0 | 0 | 10.0001 | 216942.4782 | 10.0001 | 0 | 216942.4782 | 0 | 216942.4782 | 216942.4782 | 238636.726 | 1.7639 | 0.80066
4312323 | G250 | 18230731 | Commercial Industrial Retrofit {G} | 10041-1 | Window - Custom | 30 |  | Comm Space Heat | 1 | 10115 |  | 50834 | 280897 | 10115 | 50834 | 280897 |  |  | 30 | 0.37295 | 230063 | 1.243% | 7634.9499 | 230063 | 61244.0447 | 288531.9499 | 57344.6111 | 270161.0018 | 0 | 0 | 19.0384 | 192573.3337 | 19.0384 | 0 | 192573.3337 | 0 | 192573.3337 | 192573.3337 | 211830.667 | 3.3582 | 0.78409
Program Costs: | G250 | 18230731 | Commercial Industrial Retrofit {G} | 10049-1 | HVAC Control - Base - Custom | 10 |  | Comm Flat | 1 | 4938 |  | 27672 | 61042 | 4938 | 27672 | 61042 |  |  | 10 | 0.060689 | 33370 | 0.6069% | 3727.2746 | 33370 | 29898.4768 | 64769.2746 | 27994.8284 | 60645.3882 | 0 | 0 | 7.0096 | 34613.3478 | 7.0096 | 0 | 34613.3478 | 0 | 34613.3478 | 34613.3478 | 38074.6826 | 1.2364 | 0.62782
614156.43 | G250 | 18230731 | Commercial Industrial Retrofit {G} | 10049-1 | HVAC Control - Base - Custom | 10 |  | Comm Flat | 1 | 1403 |  | 8771 | 8771 | 1403 | 8771 | 8771 |  |  | 10 | 0.017243 | 0 | 0.1724% | 1059.0049 | 0 | 8494.8487 | 9830.0049 | 7953.9782 | 9204.1245 | 0 | 0 | 7.0096 | 9834.4526 | 7.0096 | 0 | 9834.4526 | 0 | 9834.4526 | 9834.4526 | 10817.8979 | 1.2364 | 1.1753
Total Savings (therm): | G250 | 18230731 | Commercial Industrial Retrofit {G} | 10054-1 | HVAC - Central Equipment - Custom | 15 |  | Comm Flat | 1 | 141390 |  | 989730 | 1018745 | 141390 | 989730 | 1018745 |  |  | 15 | 2.6066 | 29015 | 17.38% | 106723.24 | 29015 | 856084.575 | 1125468.24 | 801577.3174 | 1053809.2134 | 0 | 0 | 10.0001 | 1413916.1517 | 10.0001 | 0 | 1413916.1517 | 0 | 1413916.1517 | 1413916.1517 | 1555307.7669 | 1.7639 | 1.4759
813652 | G250 | 18230731 | Commercial Industrial Retrofit {G} | 10057-1 | HVAC Control - Only - Custom | 10 |  | Comm Flat | 1 | 8147 |  | 40735 | 64196 | 8147 | 40735 | 64196 |  |  | 10 | 0.10013 | 23461 | 1.001% | 6149.4748 | 23461 | 49328.2483 | 70345.4748 | 46187.4984 | 65866.5494 | 0 | 0 | 7.0096 | 57107.1171 | 7.0096 | 0 | 57107.1171 | 0 | 57107.1171 | 57107.1171 | 62817.8289 | 1.2364 | 0.95371
Total Incentives: | G250 | 18230731 | Commercial Industrial Retrofit {G} | 10068-1 | Process Heating System - Custom | 15 |  | Comm Flat | 1 | 1318 |  | 3768 | 3768 | 1318 | 3768 | 3768 |  |  | 15 | 0.024298 | 0 | 0.162% | 994.8457 | 0 | 7980.1929 | 4762.8457 | 7472.0907 | 4459.5933 | 0 | 0 | 10.0001 | 13180.1506 | 10.0001 | 0 | 13180.1506 | 0 | 13180.1506 | 13180.1506 | 14498.1656 | 1.7639 | 3.251
4312323 | G250 | 18230731 | Commercial Industrial Retrofit {G} | 10073-1 | Boiler - Hot Water - Custom | 24 |  | Comm Water Heat | 1 | 326251 |  | 1624418 | 10266549.65 | 326251 | 1624418 | 10266549.65 |  |  | 24 | 9.6233 | 8642131.65 | 40.1% | 246259.0265 | 8642131.65 | 1975376.2549 | 10512808.6765 | 1849603.2349 | 9843453.817 | 0 | 0 | 14.6496 | 4779462.8614 | 14.6496 | 0 | 4779462.8614 | 0 | 4779462.8614 | 4779462.8614 | 5257409.1476 | 2.584 | 0.5341
Total Customer Costs: | G250 | 18230731 | Commercial Industrial Retrofit {G} | 10073-1 | Boiler - Hot Water - Custom | 24 |  | Comm Water Heat | 1 | 13024 |  | 77612 | 212803 | 13024 | 77612 | 212803 |  |  | 24 | 0.38416 | 135191 | 1.601% | 9830.7057 | 135191 | 78857.3839 | 222633.7057 | 73836.5017 | 208458.5259 | 0 | 0 | 14.6496 | 190797.0376 | 14.6496 | 0 | 190797.0376 | 0 | 190797.0376 | 190797.0376 | 209876.7413 | 2.584 | 1.0068
9727426.69 | G250 | 18230731 | Commercial Industrial Retrofit {G} | 10073-1 | Boiler - Hot Water - Custom | 24 |  | Comm Water Heat | 1 | 9258 |  | 46290 | 100246 | 9258 | 46290 | 100246 |  |  | 24 | 0.27308 | 53956 | 1.138% | 6988.0738 | 53956 | 56055.1029 | 107234.0738 | 52486.0514 | 100406.4361 | 0 | 0 | 14.6496 | 135626.4568 | 14.6496 | 0 | 135626.4568 | 0 | 135626.4568 | 135626.4568 | 149189.1025 | 2.584 | 1.4859
Weighted Avg Life | G250 | 18230731 | Commercial Industrial Retrofit {G} | 10261-1 | Refrigeration - Custom | 12 |  | Comm Flat | 1 | 5862 |  | 14881 | 21258 | 5862 | 14881 | 21258 |  |  | 12 | 0.086455 | 6377 | 0.7205% | 4424.7233 | 6377 | 35493.0885 | 25682.7233 | 33233.2289 | 24047.4938 | 0 | 0 | 8.2419 | 48314.0243 | 8.2419 | 0 | 48314.0243 | 0 | 48314.0243 | 48314.0243 | 53145.4267 | 1.4538 | 2.21
18.1593 | G250 | 18230731 | Commercial Industrial Retrofit {G} | 10261-1 | Refrigeration - Custom | 20 |  | Comm Flat | 1 | 11430 |  | 53835 | 82949.34 | 11430 | 53835 | 82949.34 |  |  | 20 | 0.28096 | 29114.34 | 1.405% | 8627.5312 | 29114.34 | 69206.0732 | 91576.8712 | 64799.694 | 85746.1341 | 0 | 0 | 12.6362 | 144432.0951 | 12.6362 | 0 | 144432.0951 | 0 | 144432.0951 | 144432.0951 | 158875.3046 | 2.2289 | 1.8529
Total Utility Cost | G250 | 18230731 | Commercial Industrial Retrofit {G} | 10261-1 | Refrigeration - Custom | 12 |  | Comm Flat | 1 | 5430 |  | 14145 | 20208 | 5430 | 14145 | 20208 |  |  | 12 | 0.080083 | 6063 | 0.6674% | 4098.6434 | 6063 | 32877.4259 | 24306.6434 | 30784.1066 | 22759.0294 | 0 | 0 | 8.2419 | 44753.523 | 8.2419 | 0 | 44753.523 | 0 | 44753.523 | 44753.523 | 49228.8753 | 1.4538 | 2.163
4926479.43 | G250 | 18230731 | Commercial Industrial Retrofit {G} | 10261-1 | Refrigeration - Custom | 20 |  | Comm Flat | 1 | 30057 |  | 173039 | 256887 | 30057 | 173039 | 256887 |  |  | 20 | 0.73882 | 83848 | 3.694% | 22687.4632 | 83848 | 181988.3589 | 279574.4632 | 170401.0851 | 261773.842 | 0 | 0 | 12.6362 | 379807.1288 | 12.6362 | 0 | 379807.1288 | 0 | 379807.1288 | 379807.1288 | 417787.8417 | 2.2289 | 1.596
Total Resource Cost | G250 | 18230731 | Commercial Industrial Retrofit {G} | 10261-1 | Refrigeration - Custom | 12 |  | Comm Flat | 1 | 7280 |  | 41669 | 52039 | 7280 | 41669 | 52039 |  |  | 12 | 0.10737 | 10370 | 0.8947% | 5495.0505 | 10370 | 44078.7588 | 57534.0505 | 41272.2461 | 53870.8338 | 0 | 0 | 8.2419 | 60001.0401 | 8.2419 | 0 | 60001.0401 | 0 | 60001.0401 | 60001.0401 | 66001.1441 | 1.4538 | 1.2252
14653906.12 | G250 | 18230731 | Commercial Industrial Retrofit {G} | 10261-1 | Refrigeration - Custom | 12 |  | Comm Flat | 1 | 150309 |  | 796119 | 983067 | 150309 | 796119 | 983067 |  |  | 12 | 2.2168 | 186948 | 18.47% | 113455.4316 | 186948 | 910087.1093 | 1096522.4316 | 852141.4881 | 1026706.3966 | 0 | 0 | 8.2419 | 1238831.9141 | 8.2419 | 0 | 1238831.9141 | 0 | 1238831.9141 | 1238831.9141 | 1362715.1055 | 1.4538 | 1.3273
UC B/C Ratio | G250 | 18230731 | Commercial Industrial Retrofit {G} | 11912-1 | HVAC Control - Performance - Custom | 10 |  | Comm Flat | 1 | 20807 |  | 97791 | 124881 | 20807 | 97791 | 124881 |  |  | 10 | 0.25572 | 27090 | 2.557% | 15705.4279 | 27090 | 125981.6943 | 140586.4279 | 117960.3879 | 131635.2321 | 0 | 0 | 7.0096 | 145848.507 | 7.0096 | 0 | 145848.507 | 0 | 145848.507 | 145848.507 | 160433.3577 | 1.2364 | 1.2188
2.0391 | G250 | 18230731 | Commercial Industrial Retrofit {G} | 11912-1 | HVAC Control - Performance - Custom | 10 |  | Comm Flat | 1 | 21379 |  | 67018 | 67018 | 21379 | 67018 | 67018 |  |  | 10 | 0.26275 | 0 | 2.628% | 16137.1819 | 0 | 129445.0253 | 83155.1819 | 121203.2072 | 77860.6572 | 0 | 0 | 7.0096 | 149857.9916 | 7.0096 | 0 | 149857.9916 | 0 | 149857.9916 | 149857.9916 | 164843.7908 | 1.2364 | 2.1172
TRC B/C Ratio | G250 | 18230731 | Commercial Industrial Retrofit {G} | 11914-1 | Process - Modification - Custom | 15 |  | Comm Flat | 1 | 7312 |  | 35560 | 50800 | 7312 | 35560 | 50800 |  |  | 15 | 0.1348 | 15240 | 0.8987% | 5519.2045 | 15240 | 44272.5116 | 56319.2045 | 41453.6625 | 52733.3376 | 0 | 0 | 10.0001 | 73120.8353 | 10.0001 | 0 | 73120.8353 | 0 | 73120.8353 | 73120.8353 | 80432.9188 | 1.7639 | 1.5253
0.75408 | G250 | 18230731 | Commercial Industrial Retrofit {G} | 11914-1 | Process - Modification - Custom | 15 |  | Comm Flat | 1 | 2709 |  | 16254 | 28016 | 2709 | 16254 | 28016 |  |  | 15 | 0.049941 | 11762 | 0.3329% | 2044.7928 | 11762 | 16402.3843 | 30060.7928 | 15358.0377 | 28146.8098 | 0 | 0 | 10.0001 | 27090.3095 | 10.0001 | 0 | 27090.3095 | 0 | 27090.3095 | 27090.3095 | 29799.3404 | 1.7639 | 1.0587
| G250 | 18230731 | Commercial Industrial Retrofit {G} | 12826-1 | Commissioning - Monitoring Based - Base - Custom | 5 |  | Comm Flat | 1 | 3004 |  | 3601 | 4151 | 3004 | 3601 | 4151 |  |  | 5 | 0.01846 | 550 | 0.3692% | 2267.4631 | 550 | 18188.5428 | 6418.4631 | 17030.4708 | 6009.7969 | 0 | 0 | 3.6855 | 11071.2867 | 3.6855 | 0 | 11071.2867 | 0 | 11071.2867 | 11071.2867 | 12178.4153 | 0.65009 | 2.0264
| G250 | 18230731 | Commercial Industrial Retrofit {G} | 12829-1 | Building Tune Up - Base - Custom | 5 |  | Comm Flat | 1 | 0 |  | 2000 | 2000 | 0 | 2000 | 2000 |  |  | 5 | 0 | 0 | 0% | 0 | 0 | 0 | 2000 | 0 | 1872.6592 | 0 | 0 | 3.6855 | 0 | 3.6855 | 0 | 0 | 0 | 0 | 0 | 0 | 0 | 0
| G250 | 18230731 | Commercial Industrial Retrofit {G} | 12830-1 | Building Tune Up - Performance - Custom | 5 |  | Comm Flat | 1 | 10535 |  | 8428 | 27516 | 10535 | 8428 | 27516 |  |  | 5 | 0.064739 | 19088 | 1.295% | 7951.9721 | 19088 | 63787.05 | 35467.9721 | 59725.7022 | 33209.7117 | 0 | 0 | 3.6855 | 38826.8992 | 3.6855 | 0 | 38826.8992 | 0 | 38826.8992 | 38826.8992 | 42709.5891 | 0.65009 | 1.2861
| G250 | 18230731 | Commercial Industrial Retrofit {G} | [15 empty] | 0 | 0 | 0 | 0% | 0 | 0 | 0 | 0 | 0 | 0 | 0 | 0 | #N/A | #N/A | #N/A | #N/A | #N/A | #N/A | #N/A | 0 | 0 | 0 | #DIV/0!
| G250 | 18230731 | Commercial Industrial Retrofit {G} | [15 empty] | 0 | 0 | 0 | 0% | 0 | 0 | 0 | 0 | 0 | 0 | 0 | 0 | #N/A | #N/A | #N/A | #N/A | #N/A | #N/A | #N/A | 0 | 0 | 0 | #DIV/0!
[19 empty] | 0 | 0 | 0 | 0% | 0 | 0 | 0 | 0 | 0 | 0 | 0 | 0 | #N/A | #N/A | #N/A | #N/A | #N/A | #N/A | #N/A | 0 | 0 | 0 | #DIV/0!
[19 empty] | 0 | 0 | 0 | 0% | 0 | 0 | 0 | 0 | 0 | 0 | 0 | 0 | #N/A | #N/A | #N/A | #N/A | #N/A | #N/A | #N/A | 0 | 0 | 0 | #DIV/0!
[19 empty] | 0 | 0 | 0 | 0% | 0 | 0 | 0 | 0 | 0 | 0 | 0 | 0 | #N/A | #N/A | #N/A | #N/A | #N/A | #N/A | #N/A | 0 | 0 | 0 | #DIV/0!
[19 empty] | 0 | 0 | 0 | 0% | 0 | 0 | 0 | 0 | 0 | 0 | 0 | 0 | #N/A | #N/A | #N/A | #N/A | #N/A | #N/A | #N/A | 0 | 0 | 0 | #DIV/0!
[19 empty] | 0 | 0 | 0 | 0% | 0 | 0 | 0 | 0 | 0 | 0 | 0 | 0 | #N/A | #N/A | #N/A | #N/A | #N/A | #N/A | #N/A | 0 | 0 | 0 | #DIV/0!
[19 empty] | 0 | 0 | 0 | 0% | 0 | 0 | 0 | 0 | 0 | 0 | 0 | 0 | #N/A | #N/A | #N/A | #N/A | #N/A | #N/A | #N/A | 0 | 0 | 0 | #DIV/0!
[19 empty] | 0 | 0 | 0 | 0% | 0 | 0 | 0 | 0 | 0 | 0 | 0 | 0 | #N/A | #N/A | #N/A | #N/A | #N/A | #N/A | #N/A | 0 | 0 | 0 | #DIV/0!
[19 empty] | 0 | 0 | 0 | 0% | 0 | 0 | 0 | 0 | 0 | 0 | 0 | 0 | #N/A | #N/A | #N/A | #N/A | #N/A | #N/A | #N/A | 0 | 0 | 0 | #DIV/0!
[19 empty] | 0 | 0 | 0 | 0% | 0 | 0 | 0 | 0 | 0 | 0 | 0 | 0 | #N/A | #N/A | #N/A | #N/A | #N/A | #N/A | #N/A | 0 | 0 | 0 | #DIV/0!
[19 empty] | 0 | 0 | 0 | 0% | 0 | 0 | 0 | 0 | 0 | 0 | 0 | 0 | #N/A | #N/A | #N/A | #N/A | #N/A | #N/A | #N/A | 0 | 0 | 0 | #DIV/0!
[19 empty] | 0 | 0 | 0 | 0% | 0 | 0 | 0 | 0 | 0 | 0 | 0 | 0 | #N/A | #N/A | #N/A | #N/A | #N/A | #N/A | #N/A | 0 | 0 | 0 | #DIV/0!
[19 empty] | 0 | 0 | 0 | 0% | 0 | 0 | 0 | 0 | 0 | 0 | 0 | 0 | #N/A | #N/A | #N/A | #N/A | #N/A | #N/A | #N/A | 0 | 0 | 0 | #DIV/0!
[19 empty] | 0 | 0 | 0 | 0% | 0 | 0 | 0 | 0 | 0 | 0 | 0 | 0 | #N/A | #N/A | #N/A | #N/A | #N/A | #N/A | #N/A | 0 | 0 | 0 | #DIV/0!
[19 empty] | 0 | 0 | 0 | 0% | 0 | 0 | 0 | 0 | 0 | 0 | 0 | 0 | #N/A | #N/A | #N/A | #N/A | #N/A | #N/A | #N/A | 0 | 0 | 0 | #DIV/0!
[19 empty] | 0 | 0 | 0 | 0% | 0 | 0 | 0 | 0 | 0 | 0 | 0 | 0 | #N/A | #N/A | #N/A | #N/A | #N/A | #N/A | #N/A | 0 | 0 | 0 | #DIV/0!
[19 empty] | 0 | 0 | 0 | 0% | 0 | 0 | 0 | 0 | 0 | 0 | 0 | 0 | #N/A | #N/A | #N/A | #N/A | #N/A | #N/A | #N/A | 0 | 0 | 0 | #DIV/0!
[19 empty] | 0 | 0 | 0 | 0% | 0 | 0 | 0 | 0 | 0 | 0 | 0 | 0 | #N/A | #N/A | #N/A | #N/A | #N/A | #N/A | #N/A | 0 | 0 | 0 | #DIV/0!
[19 empty] | 0 | 0 | 0 | 0% | 0 | 0 | 0 | 0 | 0 | 0 | 0 | 0 | #N/A | #N/A | #N/A | #N/A | #N/A | #N/A | #N/A | 0 | 0 | 0 | #DIV/0!
[19 empty] | 0 | 0 | 0 | 0% | 0 | 0 | 0 | 0 | 0 | 0 | 0 | 0 | #N/A | #N/A | #N/A | #N/A | #N/A | #N/A | #N/A | 0 | 0 | 0 | #DIV/0!
[19 empty] | 0 | 0 | 0 | 0% | 0 | 0 | 0 | 0 | 0 | 0 | 0 | 0 | #N/A | #N/A | #N/A | #N/A | #N/A | #N/A | #N/A | 0 | 0 | 0 | #DIV/0!
[19 empty] | 0 | 0 | 0 | 0% | 0 | 0 | 0 | 0 | 0 | 0 | 0 | 0 | #N/A | #N/A | #N/A | #N/A | #N/A | #N/A | #N/A | 0 | 0 | 0 | #DIV/0!
[19 empty] | 0 | 0 | 0 | 0% | 0 | 0 | 0 | 0 | 0 | 0 | 0 | 0 | #N/A | #N/A | #N/A | #N/A | #N/A | #N/A | #N/A | 0 | 0 | 0 | #DIV/0!
[19 empty] | 0 | 0 | 0 | 0% | 0 | 0 | 0 | 0 | 0 | 0 | 0 | 0 | #N/A | #N/A | #N/A | #N/A | #N/A | #N/A | #N/A | 0 | 0 | 0 | #DIV/0!
[19 empty] | 0 | 0 | 0 | 0% | 0 | 0 | 0 | 0 | 0 | 0 | 0 | 0 | #N/A | #N/A | #N/A | #N/A | #N/A | #N/A | #N/A | 0 | 0 | 0 | #DIV/0!
[19 empty] | 0 | 0 | 0 | 0% | 0 | 0 | 0 | 0 | 0 | 0 | 0 | 0 | #N/A | #N/A | #N/A | #N/A | #N/A | #N/A | #N/A | 0 | 0 | 0 | #DIV/0!
[19 empty] | 0 | 0 | 0 | 0% | 0 | 0 | 0 | 0 | 0 | 0 | 0 | 0 | #N/A | #N/A | #N/A | #N/A | #N/A | #N/A | #N/A | 0 | 0 | 0 | #DIV/0!
Note on W3: Curtis, Kasey Calculates measure savings as a % of total program savings.
Note on X3: Curtis, Kasey: Uses % of measure savings as a proxy for % of program spending.

## CBA {G}
Rtn to Summary |  | Order Number | Program Name | Discount Rate: | 6.8% | [9 empty] | Paste in incentives but use DBtC for Total
| Program: | 18230220 | Clean Buildings Accelerator
| paste |  |  | paste | paste | paste | paste | paste | paste | paste | paste | paste | paste | Paste | paste | paste | paste | paste | Formula: G + H | Formula: (O/A10)*T | Formula: N - M | Formula: O/A10 | Formula: W*A8 | Formula: Q - P | Formula: X + DBtC | Formula: Q + X | Formula: Z/(1+GasDiscountRate)^1 | Formula: AA/(1+GasDiscountRate)^1 | Formula: -PV(ElecDiscount Rate,T,R)*J | Formula: -PV(ElecDiscount Rate, T, S)*J |  | AF*J*K |  | AH*J*L | AG + AI |  | AG +AI -AK | formula: Logic to lookup from AC tables and adjust by savings and quantity | Formula: Utility Savings (AM)*1.1+AD+AE | formula: AM/AB | formula: AN/AC
| Sch. No. | Order Number | Program Name | Measure Version | Measure Name | First Period Measure Life | Second period Measure Life | Gas End-Use Type | Number of units offered | Savings per Unit Period 1 | Savngs per Unit Period 2 | Incentives Per Unit | Incremental Measure Cost per Unit | Total First Year Savings | Total Incentive | Total Incremental Measure Cost | Unit First Year Non-Energy Benefits | Unit Annual Net Equipment O&M | Total Measure Life | Weighted Life | Agency or Customer Cost per Unit | Percent Unit overhead | Program Overhead Cost | Total Customer Cost | Total Utility Program Costs | Total Resource Cost | PV Total Utility Program Costs | PV Total Resource Costs | PV Total Non-Energy Benefits | PV Total Net Equipment O&M | Unit PV First period Savings for 1 therm | Total First Period Savings | Unit PV Savings for Second Period for 1 therm | Total Second period Savings | Unadjusted Total | Decrement | Final UC Total Savings | PV Total Savings UC | PV Total Savings TRC | UC B/C Ratio | TRC B/C Ratio
DBTC: | G250 | 18230220 | Clean Buildings Accelerator | 13194-1 | CBA - Base - Custom | 5 |  | Comm Flat | 1 | 6528 |  | 0 | 0 | 6528 | 0 | 0 |  |  | 5 | 2.5478 | 0 | 50.96% | 57441.5592 | 0 | 57441.5592 | 57441.5592 | 53784.2314 | 53784.2314 | 0 | 0 | 3.6855 | 24059.0411 | 3.6855 | 0 | 24059.0411 | 0 | 24059.0411 | 24059.0411 | 26464.9452 | 0.44733 | 0.49206
0 |  |  |  | 13195-1 | CBA - Performance - Custom | 5 |  | Comm Flat | 1 | 6283 |  | 0 | 0 | 6283 | 0 | 0 |  |  | 5 | 2.4522 | 0 | 49.04% | 55285.7408 | 0 | 55285.7408 | 55285.7408 | 51765.6749 | 51765.6749 | 0 | 0 | 3.6855 | 23156.0899 | 3.6855 | 0 | 23156.0899 | 0 | 23156.0899 | 23156.0899 | 25471.6989 | 0.44733 | 0.49206
Program Costs: | [18 empty] | 0 | 0 | 0 | 0% | 0 | 0 | 0 | 0 | 0 | 0 | 0 | 0 | #N/A | #N/A | #N/A | #N/A | #N/A | #N/A | #N/A | 0 | 0 | 0 | #DIV/0!
112727.3 | [18 empty] | 0 | 0 | 0 | 0% | 0 | 0 | 0 | 0 | 0 | 0 | 0 | 0 | #N/A | #N/A | #N/A | #N/A | #N/A | #N/A | #N/A | 0 | 0 | 0 | #DIV/0!
Total Savings (therm): | [18 empty] | 0 | 0 | 0 | 0% | 0 | 0 | 0 | 0 | 0 | 0 | 0 | 0 | #N/A | #N/A | #N/A | #N/A | #N/A | #N/A | #N/A | 0 | 0 | 0 | #DIV/0!
12811 | [18 empty] | 0 | 0 | 0 | 0% | 0 | 0 | 0 | 0 | 0 | 0 | 0 | 0 | #N/A | #N/A | #N/A | #N/A | #N/A | #N/A | #N/A | 0 | 0 | 0 | #DIV/0!
Total Incentives: | [18 empty] | 0 | 0 | 0 | 0% | 0 | 0 | 0 | 0 | 0 | 0 | 0 | 0 | #N/A | #N/A | #N/A | #N/A | #N/A | #N/A | #N/A | 0 | 0 | 0 | #DIV/0!
0 | [18 empty] | 0 | 0 | 0 | 0% | 0 | 0 | 0 | 0 | 0 | 0 | 0 | 0 | #N/A | #N/A | #N/A | #N/A | #N/A | #N/A | #N/A | 0 | 0 | 0 | #DIV/0!
Total Customer Costs: | [18 empty] | 0 | 0 | 0 | 0% | 0 | 0 | 0 | 0 | 0 | 0 | 0 | 0 | #N/A | #N/A | #N/A | #N/A | #N/A | #N/A | #N/A | 0 | 0 | 0 | #DIV/0!
0 | [18 empty] | 0 | 0 | 0 | 0% | 0 | 0 | 0 | 0 | 0 | 0 | 0 | 0 | #N/A | #N/A | #N/A | #N/A | #N/A | #N/A | #N/A | 0 | 0 | 0 | #DIV/0!
Weighted Avg Life | [18 empty] | 0 | 0 | 0 | 0% | 0 | 0 | 0 | 0 | 0 | 0 | 0 | 0 | #N/A | #N/A | #N/A | #N/A | #N/A | #N/A | #N/A | 0 | 0 | 0 | #DIV/0!
5 | [18 empty] | 0 | 0 | 0 | 0% | 0 | 0 | 0 | 0 | 0 | 0 | 0 | 0 | #N/A | #N/A | #N/A | #N/A | #N/A | #N/A | #N/A | 0 | 0 | 0 | #DIV/0!
Total Utility Cost | [18 empty] | 0 | 0 | 0 | 0% | 0 | 0 | 0 | 0 | 0 | 0 | 0 | 0 | #N/A | #N/A | #N/A | #N/A | #N/A | #N/A | #N/A | 0 | 0 | 0 | #DIV/0!
112727.3 | [18 empty] | 0 | 0 | 0 | 0% | 0 | 0 | 0 | 0 | 0 | 0 | 0 | 0 | #N/A | #N/A | #N/A | #N/A | #N/A | #N/A | #N/A | 0 | 0 | 0 | #DIV/0!
Total Resource Cost | [18 empty] | 0 | 0 | 0 | 0% | 0 | 0 | 0 | 0 | 0 | 0 | 0 | 0 | #N/A | #N/A | #N/A | #N/A | #N/A | #N/A | #N/A | 0 | 0 | 0 | #DIV/0!
112727.3 | [18 empty] | 0 | 0 | 0 | 0% | 0 | 0 | 0 | 0 | 0 | 0 | 0 | 0 | #N/A | #N/A | #N/A | #N/A | #N/A | #N/A | #N/A | 0 | 0 | 0 | #DIV/0!
UC B/C Ratio | [18 empty] | 0 | 0 | 0 | 0% | 0 | 0 | 0 | 0 | 0 | 0 | 0 | 0 | #N/A | #N/A | #N/A | #N/A | #N/A | #N/A | #N/A | 0 | 0 | 0 | #DIV/0!
0.44733 | [18 empty] | 0 | 0 | 0 | 0% | 0 | 0 | 0 | 0 | 0 | 0 | 0 | 0 | #N/A | #N/A | #N/A | #N/A | #N/A | #N/A | #N/A | 0 | 0 | 0 | #DIV/0!
TRC B/C Ratio | [18 empty] | 0 | 0 | 0 | 0% | 0 | 0 | 0 | 0 | 0 | 0 | 0 | 0 | #N/A | #N/A | #N/A | #N/A | #N/A | #N/A | #N/A | 0 | 0 | 0 | #DIV/0!
0.49206 | [18 empty] | 0 | 0 | 0 | 0% | 0 | 0 | 0 | 0 | 0 | 0 | 0 | 0 | #N/A | #N/A | #N/A | #N/A | #N/A | #N/A | #N/A | 0 | 0 | 0 | #DIV/0!
Note on W3: Curtis, Kasey Calculates measure savings as a % of total program savings.
Note on X3: Curtis, Kasey: Uses % of measure savings as a proxy for % of program spending.

## Industrial EM {G}
Rtn to Summary |  | Order Number | Program Name | Discount Rate: | 6.8% | [9 empty] | Paste in incentives but use DBtC for Total
| Program: | 18231037 | Industrial Energy Management {G}
| paste |  |  | paste | paste | paste | paste | paste | paste | paste | paste | paste | paste | Paste | paste | paste | paste | paste | Formula: G + H | Formula: (O/A10)*T | Formula: N - M | Formula: O/A10 | Formula: W*A8 | Formula: Q - P | Formula: X + DBtC | Formula: Q + X | Formula: Z/(1+GasDiscountRate)^1 | Formula: AA/(1+GasDiscountRate)^1 | Formula: -PV(ElecDiscount Rate,T,R)*J | Formula: -PV(ElecDiscount Rate, T, S)*J |  | AF*J*K |  | AH*J*L | AG + AI |  | AG +AI -AK | formula: Logic to lookup from AC tables and adjust by savings and quantity | Formula: Utility Savings (AM)*1.1+AD+AE | formula: AM/AB | formula: AN/AC
| Sch. No. | Order Number | Program Name | Measure Version | Measure Name | First Period Measure Life | Second period Measure Life | Gas End-Use Type | Number of units offered | Savings per Unit Period 1 | Savngs per Unit Period 2 | Incentives Per Unit | Incremental Measure Cost per Unit | Total First Year Savings | Total Incentive | Total Incremental Measure Cost | Unit First Year Non-Energy Benefits | Unit Annual Net Equipment O&M | Total Measure Life | Weighted Life | Agency or Customer Cost per Unit | Percent Unit overhead | Program Overhead Cost | Total Customer Cost | Total Utility Program Costs | Total Resource Cost | PV Total Utility Program Costs | PV Total Resource Costs | PV Total Non-Energy Benefits | PV Total Net Equipment O&M | Unit PV First period Savings for 1 therm | Total First Period Savings | Unit PV Savings for Second Period for 1 therm | Total Second period Savings | Unadjusted Total | Decrement | Final UC Total Savings | PV Total Savings UC | PV Total Savings TRC | UC B/C Ratio | TRC B/C Ratio
DBTC: | G250 | 18231037 | Industrial Energy Management {G} | 11914-1 | Process - Modification - Custom | 15 |  | Comm Flat | 1 | 21903 |  | 58546 | 83637 | 21903 | 58546 | 83637 |  |  | 15 | 13.5115 | 25091 | 90.08% | 4956.8914 | 25091 | 59538.3009 | 88593.8914 | 55747.4727 | 82953.0818 | 0 | 0 | 10.0001 | 219032.5021 | 10.0001 | 0 | 219032.5021 | 0 | 219032.5021 | 219032.5021 | 240935.7523 | 3.929 | 2.9045
60594.51 | G250 | 18231037 | Industrial Energy Management {G} | 12584-1 | Optimization - Process Heating - O and M | 5 |  | Comm Flat | 1 | 2413 |  | 1930 | 2457 | 2413 | 1930 | 2457 |  |  | 5 | 0.49618 | 527 | 9.924% | 546.0886 | 527 | 6559.1891 | 3003.0886 | 6141.5629 | 2811.8807 | 0 | 0 | 3.6855 | 8893.1474 | 3.6855 | 0 | 8893.1474 | 0 | 8893.1474 | 8893.1474 | 9782.4621 | 1.448 | 3.479
Program Costs: | [18 empty] | 0 | 0 | 0 | 0% | 0 | 0 | 0 | 0 | 0 | 0 | 0 | 0 | #N/A | #N/A | #N/A | #N/A | #N/A | #N/A | #N/A | 0 | 0 | 0 | #DIV/0!
5502.98 | [18 empty] | 0 | 0 | 0 | 0% | 0 | 0 | 0 | 0 | 0 | 0 | 0 | 0 | #N/A | #N/A | #N/A | #N/A | #N/A | #N/A | #N/A | 0 | 0 | 0 | #DIV/0!
Total Savings (therm): | [18 empty] | 0 | 0 | 0 | 0% | 0 | 0 | 0 | 0 | 0 | 0 | 0 | 0 | #N/A | #N/A | #N/A | #N/A | #N/A | #N/A | #N/A | 0 | 0 | 0 | #DIV/0!
24316 | [18 empty] | 0 | 0 | 0 | 0% | 0 | 0 | 0 | 0 | 0 | 0 | 0 | 0 | #N/A | #N/A | #N/A | #N/A | #N/A | #N/A | #N/A | 0 | 0 | 0 | #DIV/0!
Total Incentives: | [18 empty] | 0 | 0 | 0 | 0% | 0 | 0 | 0 | 0 | 0 | 0 | 0 | 0 | #N/A | #N/A | #N/A | #N/A | #N/A | #N/A | #N/A | 0 | 0 | 0 | #DIV/0!
60476 | [18 empty] | 0 | 0 | 0 | 0% | 0 | 0 | 0 | 0 | 0 | 0 | 0 | 0 | #N/A | #N/A | #N/A | #N/A | #N/A | #N/A | #N/A | 0 | 0 | 0 | #DIV/0!
Total Customer Costs: | [18 empty] | 0 | 0 | 0 | 0% | 0 | 0 | 0 | 0 | 0 | 0 | 0 | 0 | #N/A | #N/A | #N/A | #N/A | #N/A | #N/A | #N/A | 0 | 0 | 0 | #DIV/0!
25618 | [18 empty] | 0 | 0 | 0 | 0% | 0 | 0 | 0 | 0 | 0 | 0 | 0 | 0 | #N/A | #N/A | #N/A | #N/A | #N/A | #N/A | #N/A | 0 | 0 | 0 | #DIV/0!
Weighted Avg Life | [18 empty] | 0 | 0 | 0 | 0% | 0 | 0 | 0 | 0 | 0 | 0 | 0 | 0 | #N/A | #N/A | #N/A | #N/A | #N/A | #N/A | #N/A | 0 | 0 | 0 | #DIV/0!
14.0076 | [18 empty] | 0 | 0 | 0 | 0% | 0 | 0 | 0 | 0 | 0 | 0 | 0 | 0 | #N/A | #N/A | #N/A | #N/A | #N/A | #N/A | #N/A | 0 | 0 | 0 | #DIV/0!
Total Utility Cost | [18 empty] | 0 | 0 | 0 | 0% | 0 | 0 | 0 | 0 | 0 | 0 | 0 | 0 | #N/A | #N/A | #N/A | #N/A | #N/A | #N/A | #N/A | 0 | 0 | 0 | #DIV/0!
66097.49 | [18 empty] | 0 | 0 | 0 | 0% | 0 | 0 | 0 | 0 | 0 | 0 | 0 | 0 | #N/A | #N/A | #N/A | #N/A | #N/A | #N/A | #N/A | 0 | 0 | 0 | #DIV/0!
Total Resource Cost | [18 empty] | 0 | 0 | 0 | 0% | 0 | 0 | 0 | 0 | 0 | 0 | 0 | 0 | #N/A | #N/A | #N/A | #N/A | #N/A | #N/A | #N/A | 0 | 0 | 0 | #DIV/0!
91596.98 | [18 empty] | 0 | 0 | 0 | 0% | 0 | 0 | 0 | 0 | 0 | 0 | 0 | 0 | #N/A | #N/A | #N/A | #N/A | #N/A | #N/A | #N/A | 0 | 0 | 0 | #DIV/0!
UC B/C Ratio | [18 empty] | 0 | 0 | 0 | 0% | 0 | 0 | 0 | 0 | 0 | 0 | 0 | 0 | #N/A | #N/A | #N/A | #N/A | #N/A | #N/A | #N/A | 0 | 0 | 0 | #DIV/0!
3.6828 | [18 empty] | 0 | 0 | 0 | 0% | 0 | 0 | 0 | 0 | 0 | 0 | 0 | 0 | #N/A | #N/A | #N/A | #N/A | #N/A | #N/A | #N/A | 0 | 0 | 0 | #DIV/0!
TRC B/C Ratio | [18 empty] | 0 | 0 | 0 | 0% | 0 | 0 | 0 | 0 | 0 | 0 | 0 | 0 | #N/A | #N/A | #N/A | #N/A | #N/A | #N/A | #N/A | 0 | 0 | 0 | #DIV/0!
2.9233 | [18 empty] | 0 | 0 | 0 | 0% | 0 | 0 | 0 | 0 | 0 | 0 | 0 | 0 | #N/A | #N/A | #N/A | #N/A | #N/A | #N/A | #N/A | 0 | 0 | 0 | #DIV/0!
Note on W3: Curtis, Kasey Calculates measure savings as a % of total program savings.
Note on X3: Curtis, Kasey: Uses % of measure savings as a proxy for % of program spending.

## CI New Construction {G}
Rtn to Summary |  | Order Number | Program Name | Discount Rate: | 6.8% | [9 empty] | Paste in incentives but use DBtC for Total
| Program: | 18230706 | Commercial Industrial New Construction {G}
| paste |  |  | paste | paste | paste | paste | paste | paste | paste | paste | paste | paste | Paste | paste | paste | paste | paste | Formula: G + H | Formula: (O/A10)*T | Formula: N - M | Formula: O/A10 | Formula: W*A8 | Formula: Q - P | Formula: X + DBtC | Formula: Q + X | Formula: Z/(1+GasDiscountRate)^1 | Formula: AA/(1+GasDiscountRate)^1 | Formula: -PV(ElecDiscount Rate,T,R)*J | Formula: -PV(ElecDiscount Rate, T, S)*J |  | AF*J*K |  | AH*J*L | AG + AI |  | AG +AI -AK | formula: Logic to lookup from AC tables and adjust by savings and quantity | Formula: Utility Savings (AM)*1.1+AD+AE | formula: AM/AB | formula: AN/AC
| Sch. No. | Order Number | Program Name | Measure Version | Measure Name | First Period Measure Life | Second period Measure Life | Gas End-Use Type | Number of units offered | Savings per Unit Period 1 | Savngs per Unit Period 2 | Incentives Per Unit | Incremental Measure Cost per Unit | Total First Year Savings | Total Incentive | Total Incremental Measure Cost | Unit First Year Non-Energy Benefits | Unit Annual Net Equipment O&M | Total Measure Life | Weighted Life | Agency or Customer Cost per Unit | Percent Unit overhead | Program Overhead Cost | Total Customer Cost | Total Utility Program Costs | Total Resource Cost | PV Total Utility Program Costs | PV Total Resource Costs | PV Total Non-Energy Benefits | PV Total Net Equipment O&M | Unit PV First period Savings for 1 therm | Total First Period Savings | Unit PV Savings for Second Period for 1 therm | Total Second period Savings | Unadjusted Total | Decrement | Final UC Total Savings | PV Total Savings UC | PV Total Savings TRC | UC B/C Ratio | TRC B/C Ratio
DBTC: | G251 | 18230706 | Commercial Industrial New Construction {G} | 10041-1 | Window - Custom | 30 |  | Comm Space Heat | 1 | 1881 |  |  |  | 1881 | 9405 | 24027 |  |  | 30 | 1.3032 | 0 | 4.344% | 2942.5465 | 14622 | 11906.1184 | 26969.5465 | 11148.0509 | 25252.3844 | 0 | 0 | 19.0384 | 35811.2151 | 19.0384 | 0 | 35811.2151 | 0 | 35811.2151 | 35811.2151 | 39392.3366 | 3.2123 | 1.5599
206348 | G251 | 18230706 | Commercial Industrial New Construction {G} | 10055-1 | Whole Building Design - Custom | 15 |  | Comm Flat | 1 | 12013 |  |  |  | 12013 | 60065 | 60065 |  |  | 15 | 4.1614 | 0 | 27.74% | 18792.5633 | 0 | 76038.3839 | 78857.5633 | 71196.9886 | 73836.6697 | 0 | 0 | 10.0001 | 120131.3723 | 10.0001 | 0 | 120131.3723 | 0 | 120131.3723 | 120131.3723 | 132144.5095 | 1.6873 | 1.7897
Program Costs: | G251 | 18230706 | Commercial Industrial New Construction {G} | 10068-1 | Process Heating System - Custom | 15 |  | Comm Flat | 1 | 9067 |  |  |  | 9067 | 45355 | 121731 |  |  | 15 | 3.1408 | 0 | 20.94% | 14183.9816 | 76376 | 57391.1618 | 135914.9816 | 53737.0429 | 127261.2187 | 0 | 0 | 10.0001 | 90671.0358 | 10.0001 | 0 | 90671.0358 | 0 | 90671.0358 | 90671.0358 | 99738.1393 | 1.6873 | 0.78373
67739.58 | G251 | 18230706 | Commercial Industrial New Construction {G} | 10073-1 | Boiler - Hot Water - Custom | 24 |  | Comm Water Heat | 1 | 10211 |  |  |  | 10211 | 51055 | 56922 |  |  | 24 | 5.6594 | 0 | 23.58% | 15973.6006 | 5867 | 64632.3098 | 72895.6006 | 60517.144 | 68254.3076 | 0 | 0 | 14.6496 | 149587.573 | 14.6496 | 0 | 149587.573 | 0 | 149587.573 | 149587.573 | 164546.3303 | 2.4718 | 2.4108
Total Savings (therm): | G251 | 18230706 | Commercial Industrial New Construction {G} | 10073-1 | Boiler - Hot Water - Custom | 24 |  | Comm Water Heat | 1 | 7368 |  |  |  | 7368 | 27973 | 27973 |  |  | 24 | 4.0837 | 0 | 17.02% | 11526.1472 | 0 | 46637.0442 | 39499.1472 | 43667.6444 | 36984.2202 | 0 | 0 | 14.6496 | 107938.6189 | 14.6496 | 0 | 107938.6189 | 0 | 107938.6189 | 107938.6189 | 118732.4808 | 2.4718 | 3.2104
43302 | G251 | 18230706 | Commercial Industrial New Construction {G} | 13201-1 | EUI - Base - Custom | 15 |  | Comm Flat | 1 | 2083 |  |  |  | 2083 | 12495 | 12495 |  |  | 15 | 0.72156 | 0 | 4.81% | 3258.5457 | 0 | 13184.7127 | 15753.5457 | 12345.2366 | 14750.5109 | 0 | 0 | 10.0001 | 20830.238 | 10.0001 | 0 | 20830.238 | 0 | 20830.238 | 20830.238 | 22913.2617 | 1.6873 | 1.5534
Total Incentives: | G251 | 18230706 | Commercial Industrial New Construction {G} | 13339-1 | Therm Purchase - Whole Building Design - Custom | 15 |  | Comm Flat | 1 | 679 |  |  |  | 679 | 1018.5 | 1018.5 |  |  | 15 | 0.23521 | 0 | 1.568% | 1062.1952 | 0 | 4297.8492 | 2080.6952 | 4024.2034 | 1948.2164 | 0 | 0 | 10.0001 | 6790.0776 | 10.0001 | 0 | 6790.0776 | 0 | 6790.0776 | 6790.0776 | 7469.0853 | 1.6873 | 3.8338
207366.5 | [18 empty] | 0 | 0 | 0 | 0% | 0 | 0 | 0 | 0 | 0 | 0 | 0 | 0 | #N/A | #N/A | #N/A | #N/A | #N/A | #N/A | #N/A | 0 | 0 | 0 | #DIV/0!
Total Customer Costs: | [18 empty] | 0 | 0 | 0 | 0% | 0 | 0 | 0 | 0 | 0 | 0 | 0 | 0 | #N/A | #N/A | #N/A | #N/A | #N/A | #N/A | #N/A | 0 | 0 | 0 | #DIV/0!
96865 | [18 empty] | 0 | 0 | 0 | 0% | 0 | 0 | 0 | 0 | 0 | 0 | 0 | 0 | #N/A | #N/A | #N/A | #N/A | #N/A | #N/A | #N/A | 0 | 0 | 0 | #DIV/0!
Weighted Avg Life | [18 empty] | 0 | 0 | 0 | 0% | 0 | 0 | 0 | 0 | 0 | 0 | 0 | 0 | #N/A | #N/A | #N/A | #N/A | #N/A | #N/A | #N/A | 0 | 0 | 0 | #DIV/0!
19.3053 | [18 empty] | 0 | 0 | 0 | 0% | 0 | 0 | 0 | 0 | 0 | 0 | 0 | 0 | #N/A | #N/A | #N/A | #N/A | #N/A | #N/A | #N/A | 0 | 0 | 0 | #DIV/0!
Total Utility Cost | [18 empty] | 0 | 0 | 0 | 0% | 0 | 0 | 0 | 0 | 0 | 0 | 0 | 0 | #N/A | #N/A | #N/A | #N/A | #N/A | #N/A | #N/A | 0 | 0 | 0 | #DIV/0!
274087.58 | [18 empty] | 0 | 0 | 0 | 0% | 0 | 0 | 0 | 0 | 0 | 0 | 0 | 0 | #N/A | #N/A | #N/A | #N/A | #N/A | #N/A | #N/A | 0 | 0 | 0 | #DIV/0!
Total Resource Cost | [18 empty] | 0 | 0 | 0 | 0% | 0 | 0 | 0 | 0 | 0 | 0 | 0 | 0 | #N/A | #N/A | #N/A | #N/A | #N/A | #N/A | #N/A | 0 | 0 | 0 | #DIV/0!
371971.08 | [18 empty] | 0 | 0 | 0 | 0% | 0 | 0 | 0 | 0 | 0 | 0 | 0 | 0 | #N/A | #N/A | #N/A | #N/A | #N/A | #N/A | #N/A | 0 | 0 | 0 | #DIV/0!
UC B/C Ratio | [18 empty] | 0 | 0 | 0 | 0% | 0 | 0 | 0 | 0 | 0 | 0 | 0 | 0 | #N/A | #N/A | #N/A | #N/A | #N/A | #N/A | #N/A | 0 | 0 | 0 | #DIV/0!
2.072 | [18 empty] | 0 | 0 | 0 | 0% | 0 | 0 | 0 | 0 | 0 | 0 | 0 | 0 | #N/A | #N/A | #N/A | #N/A | #N/A | #N/A | #N/A | 0 | 0 | 0 | #DIV/0!
TRC B/C Ratio | [18 empty] | 0 | 0 | 0 | 0% | 0 | 0 | 0 | 0 | 0 | 0 | 0 | 0 | #N/A | #N/A | #N/A | #N/A | #N/A | #N/A | #N/A | 0 | 0 | 0 | #DIV/0!
1.6795 | [18 empty] | 0 | 0 | 0 | 0% | 0 | 0 | 0 | 0 | 0 | 0 | 0 | 0 | #N/A | #N/A | #N/A | #N/A | #N/A | #N/A | #N/A | 0 | 0 | 0 | #DIV/0!
Note on W3: Curtis, Kasey Calculates measure savings as a % of total program savings.
Note on X3: Curtis, Kasey: Uses % of measure savings as a proxy for % of program spending.

## Com SEM {G}
Rtn to Summary |  | Order Number | Program Name | Discount Rate: | 6.8% | [9 empty] | Paste in incentives but use DBtC for Total
| Program: | 18230691 | Commercial Strategic Energy Management {G}
| paste |  |  | paste | paste | paste | paste | paste | paste | paste | paste | paste | paste | Paste | paste | paste | paste | paste | Formula: G + H | Formula: (O/A10)*T | Formula: N - M | Formula: O/A10 | Formula: W*A8 | Formula: Q - P | Formula: X + DBtC | Formula: Q + X | Formula: Z/(1+GasDiscountRate)^1 | Formula: AA/(1+GasDiscountRate)^1 | Formula: -PV(ElecDiscount Rate,T,R)*J | Formula: -PV(ElecDiscount Rate, T, S)*J |  | AF*J*K |  | AH*J*L | AG + AI |  | AG +AI -AK | formula: Logic to lookup from AC tables and adjust by savings and quantity | Formula: Utility Savings (AM)*1.1+AD+AE | formula: AM/AB | formula: AN/AC
| Sch. No. | Order Number | Program Name | Measure Version | Measure Name | First Period Measure Life | Second period Measure Life | Gas End-Use Type | Number of units offered | Savings per Unit Period 1 | Savngs per Unit Period 2 | Incentives Per Unit | Incremental Measure Cost per Unit | Total First Year Savings | Total Incentive | Total Incremental Measure Cost | Unit First Year Non-Energy Benefits | Unit Annual Net Equipment O&M | Total Measure Life | Weighted Life | Agency or Customer Cost per Unit | Percent Unit overhead | Program Overhead Cost | Total Customer Cost | Total Utility Program Costs | Total Resource Cost | PV Total Utility Program Costs | PV Total Resource Costs | PV Total Non-Energy Benefits | PV Total Net Equipment O&M | Unit PV First period Savings for 1 therm | Total First Period Savings | Unit PV Savings for Second Period for 1 therm | Total Second period Savings | Unadjusted Total | Decrement | Final UC Total Savings | PV Total Savings UC | PV Total Savings TRC | UC B/C Ratio | TRC B/C Ratio
DBTC: | G253 | 18230691 | Commercial Strategic Energy Management {G} | 12092-1 | CSEM - Performance Incentive - Year 1 | 3 |  | Comm Flat | 1 | 169334 |  | 25053 | 38559 | 169334 | 25053 | 38559 |  |  | 3 | 2.5827 | 13506 | 86.09% | 454125.2821 | 13506 | 504844.7305 | 492684.2821 | 472701.0585 | 461314.8709 | 0 | 0 | 2.2931 | 388301.2715 | 2.2931 | 0 | 388301.2715 | 0 | 388301.2715 | 388301.2715 | 427131.3987 | 0.82145 | 0.9259
58915 | G253 | 18230691 | Commercial Strategic Energy Management {G} | 12093-1 | CSEM - Performance Incentive - Year 2 | 3 |  | Comm Flat | 1 | 22374 |  | 3370 | 6488 | 22374 | 3370 | 6488 |  |  | 3 | 0.34125 | 3118 | 11.37% | 60003.3015 | 3118 | 66704.8319 | 66491.3015 | 62457.7077 | 62257.773 | 0 | 0 | 2.2931 | 51306.0144 | 2.2931 | 0 | 51306.0144 | 0 | 51306.0144 | 51306.0144 | 56436.6159 | 0.82145 | 0.9065
Program Costs: | G253 | 18230691 | Commercial Strategic Energy Management {G} | 12094-1 | CSEM - Performance Incentive - Year 3 | 3 |  | Comm Flat | 1 | 4988 |  | 749 | 1447 | 4988 | 749 | 1447 |  |  | 3 | 0.076077 | 698 | 2.536% | 13376.9763 | 698 | 14870.9976 | 14823.9763 | 13924.1551 | 13880.1276 | 0 | 0 | 2.2931 | 11438.0263 | 2.2931 | 0 | 11438.0263 | 0 | 11438.0263 | 11438.0263 | 12581.8289 | 0.82145 | 0.90646
527505.56 | G253 | 18230691 | Commercial Strategic Energy Management {G} | 12095-1 | CSEM - Target Incentive - Year 1 | 3 |  | Comm Flat | 1 | 0 |  | 23496 | 23496 | 0 | 23496 | 23496 |  |  | 3 | 0 | 0 | 0% | 0 | 0 | 0 | 23496 | 0 | 22000 | 0 | 0 | 2.2931 | 0 | 2.2931 | 0 | 0 | 0 | 0 | 0 | 0 | 0 | 0
Total Savings (therm): | G253 | 18230691 | Commercial Strategic Energy Management {G} | 12096-1 | CSEM - Target Incentive - Year 2 | 3 |  | Comm Flat | 1 | 0 |  | 3380 | 3380 | 0 | 3380 | 3380 |  |  | 3 | 0 | 0 | 0% | 0 | 0 | 0 | 3380 | 0 | 3164.794 | 0 | 0 | 2.2931 | 0 | 2.2931 | 0 | 0 | 0 | 0 | 0 | 0 | 0 | 0
196696 | G253 | 18230691 | Commercial Strategic Energy Management {G} | 12097-1 | CSEM - Target Incentive - Year 3 | 3 |  | Comm Flat | 1 | 0 |  | 1000 | 1000 | 0 | 1000 | 1000 |  |  | 3 | 0 | 0 | 0% | 0 | 0 | 0 | 1000 | 0 | 936.3296 | 0 | 0 | 2.2931 | 0 | 2.2931 | 0 | 0 | 0 | 0 | 0 | 0 | 0 | 0
Total Incentives: | G253 | 18230691 | Commercial Strategic Energy Management {G} | 12098-1 | CSEM - Start Up Incentive - Year 1 | 3 |  | Comm Flat | 1 | 0 |  | 667 | 667 | 0 | 667 | 667 |  |  | 3 | 0 | 0 | 0% | 0 | 0 | 0 | 667 | 0 | 624.5318 | 0 | 0 | 2.2931 | 0 | 2.2931 | 0 | 0 | 0 | 0 | 0 | 0 | 0 | 0
58915 | G253 | 18230691 | Commercial Strategic Energy Management {G} | 12099-1 | CSEM - Training Allowance - Year 1 | 3 |  | Comm Flat | 1 | 0 |  | 300 | 340 | 0 | 300 | 340 |  |  | 3 | 0 | 40 | 0% | 0 | 40 | 0 | 340 | 0 | 318.3521 | 0 | 0 | 2.2931 | 0 | 2.2931 | 0 | 0 | 0 | 0 | 0 | 0 | 0 | 0
Total Customer Costs: | G253 | 18230691 | Commercial Strategic Energy Management {G} | 12100-1 | CSEM - Training Allowance - Year 2 | 3 |  | Comm Flat | 1 | 0 |  | 500 | 500 | 0 | 500 | 500 |  |  | 3 | 0 | 0 | 0% | 0 | 0 | 0 | 500 | 0 | 468.1648 | 0 | 0 | 2.2931 | 0 | 2.2931 | 0 | 0 | 0 | 0 | 0 | 0 | 0 | 0
17362 | G253 | 18230691 | Commercial Strategic Energy Management {G} | 12101-1 | CSEM - Training Allowance - Year 3 | 3 |  | Comm Flat | 1 | 0 |  | 400 | 400 | 0 | 400 | 400 |  |  | 3 | 0 | 0 | 0% | 0 | 0 | 0 | 400 | 0 | 374.5318 | 0 | 0 | 2.2931 | 0 | 2.2931 | 0 | 0 | 0 | 0 | 0 | 0 | 0 | 0
Weighted Avg Life | [18 empty] | 0 | 0 | 0 | 0% | 0 | 0 | 0 | 0 | 0 | 0 | 0 | 0 | #N/A | #N/A | #N/A | #N/A | #N/A | #N/A | #N/A | 0 | 0 | 0 | #DIV/0!
3 | [18 empty] | 0 | 0 | 0 | 0% | 0 | 0 | 0 | 0 | 0 | 0 | 0 | 0 | #N/A | #N/A | #N/A | #N/A | #N/A | #N/A | #N/A | 0 | 0 | 0 | #DIV/0!
Total Utility Cost | [18 empty] | 0 | 0 | 0 | 0% | 0 | 0 | 0 | 0 | 0 | 0 | 0 | 0 | #N/A | #N/A | #N/A | #N/A | #N/A | #N/A | #N/A | 0 | 0 | 0 | #DIV/0!
586420.56 | [18 empty] | 0 | 0 | 0 | 0% | 0 | 0 | 0 | 0 | 0 | 0 | 0 | 0 | #N/A | #N/A | #N/A | #N/A | #N/A | #N/A | #N/A | 0 | 0 | 0 | #DIV/0!
Total Resource Cost | [18 empty] | 0 | 0 | 0 | 0% | 0 | 0 | 0 | 0 | 0 | 0 | 0 | 0 | #N/A | #N/A | #N/A | #N/A | #N/A | #N/A | #N/A | 0 | 0 | 0 | #DIV/0!
603782.56 | [18 empty] | 0 | 0 | 0 | 0% | 0 | 0 | 0 | 0 | 0 | 0 | 0 | 0 | #N/A | #N/A | #N/A | #N/A | #N/A | #N/A | #N/A | 0 | 0 | 0 | #DIV/0!
UC B/C Ratio | [18 empty] | 0 | 0 | 0 | 0% | 0 | 0 | 0 | 0 | 0 | 0 | 0 | 0 | #N/A | #N/A | #N/A | #N/A | #N/A | #N/A | #N/A | 0 | 0 | 0 | #DIV/0!
0.82145 | [18 empty] | 0 | 0 | 0 | 0% | 0 | 0 | 0 | 0 | 0 | 0 | 0 | 0 | #N/A | #N/A | #N/A | #N/A | #N/A | #N/A | #N/A | 0 | 0 | 0 | #DIV/0!
TRC B/C Ratio | [18 empty] | 0 | 0 | 0 | 0% | 0 | 0 | 0 | 0 | 0 | 0 | 0 | 0 | #N/A | #N/A | #N/A | #N/A | #N/A | #N/A | #N/A | 0 | 0 | 0 | #DIV/0!
0.87761 | [18 empty] | 0 | 0 | 0 | 0% | 0 | 0 | 0 | 0 | 0 | 0 | 0 | 0 | #N/A | #N/A | #N/A | #N/A | #N/A | #N/A | #N/A | 0 | 0 | 0 | #DIV/0!
Note on W3: Curtis, Kasey Calculates measure savings as a % of total program savings.
Note on X3: Curtis, Kasey: Uses % of measure savings as a proxy for % of program spending.

## P4P {G}
Rtn to Summary |  | Order Number | Program Name | Discount Rate: | 6.8% | [9 empty] | Paste in incentives but use DBtC for Total
| Program: | 18231039 | Pay for Performance {G}
| paste |  |  | paste | paste | paste | paste | paste | paste | paste | paste | paste | paste | Paste | paste | paste | paste | paste | Formula: G + H | Formula: (O/A10)*T | Formula: N - M | Formula: O/A10 | Formula: W*A8 | Formula: Q - P | Formula: X + DBtC | Formula: Q + X | Formula: Z/(1+GasDiscountRate)^1 | Formula: AA/(1+GasDiscountRate)^1 | Formula: -PV(ElecDiscount Rate,T,R)*J | Formula: -PV(ElecDiscount Rate, T, S)*J |  | AF*J*K |  | AH*J*L | AG + AI |  | AG +AI -AK | formula: Logic to lookup from AC tables and adjust by savings and quantity | Formula: Utility Savings (AM)*1.1+AD+AE | formula: AM/AB | formula: AN/AC
| Sch. No. | Order Number | Program Name | Measure Version | Measure Name | First Period Measure Life | Second period Measure Life | Gas End-Use Type | Number of units offered | Savings per Unit Period 1 | Savngs per Unit Period 2 | Incentives Per Unit | Incremental Measure Cost per Unit | Total First Year Savings | Total Incentive | Total Incremental Measure Cost | Unit First Year Non-Energy Benefits | Unit Annual Net Equipment O&M | Total Measure Life | Weighted Life | Agency or Customer Cost per Unit | Percent Unit overhead | Program Overhead Cost | Total Customer Cost | Total Utility Program Costs | Total Resource Cost | PV Total Utility Program Costs | PV Total Resource Costs | PV Total Non-Energy Benefits | PV Total Net Equipment O&M | Unit PV First period Savings for 1 therm | Total First Period Savings | Unit PV Savings for Second Period for 1 therm | Total Second period Savings | Unadjusted Total | Decrement | Final UC Total Savings | PV Total Savings UC | PV Total Savings TRC | UC B/C Ratio | TRC B/C Ratio
DBTC: | G253 | 18231039 | Pay for Performance {G} | 12196-1 | PFP: Base Incentive - Year 1 | 20 |  | Comm Flat | 1 | 7094 |  | 35470 | 81581 | 7094 | 35470 | 81581 |  |  | 20 | 20 | 46111 | 100% | 9124.33 | 46111 | 44594.33 | 90705.33 | 41754.9906 | 84930.0843 | 0 | 0 | 12.6362 | 89641.407 | 12.6362 | 0 | 89641.407 | 0 | 89641.407 | 89641.407 | 98605.5478 | 2.1468 | 1.161
35470 | [18 empty] | 0 | 0 | 0 | 0% | 0 | 0 | 0 | 0 | 0 | 0 | 0 | 0 | #N/A | #N/A | #N/A | #N/A | #N/A | #N/A | #N/A | 0 | 0 | 0 | #DIV/0!
Program Costs: | [18 empty] | 0 | 0 | 0 | 0% | 0 | 0 | 0 | 0 | 0 | 0 | 0 | 0 | #N/A | #N/A | #N/A | #N/A | #N/A | #N/A | #N/A | 0 | 0 | 0 | #DIV/0!
9124.33 | [18 empty] | 0 | 0 | 0 | 0% | 0 | 0 | 0 | 0 | 0 | 0 | 0 | 0 | #N/A | #N/A | #N/A | #N/A | #N/A | #N/A | #N/A | 0 | 0 | 0 | #DIV/0!
Total Savings (therm): | [18 empty] | 0 | 0 | 0 | 0% | 0 | 0 | 0 | 0 | 0 | 0 | 0 | 0 | #N/A | #N/A | #N/A | #N/A | #N/A | #N/A | #N/A | 0 | 0 | 0 | #DIV/0!
7094 | [18 empty] | 0 | 0 | 0 | 0% | 0 | 0 | 0 | 0 | 0 | 0 | 0 | 0 | #N/A | #N/A | #N/A | #N/A | #N/A | #N/A | #N/A | 0 | 0 | 0 | #DIV/0!
Total Incentives: | [18 empty] | 0 | 0 | 0 | 0% | 0 | 0 | 0 | 0 | 0 | 0 | 0 | 0 | #N/A | #N/A | #N/A | #N/A | #N/A | #N/A | #N/A | 0 | 0 | 0 | #DIV/0!
35470 | [18 empty] | 0 | 0 | 0 | 0% | 0 | 0 | 0 | 0 | 0 | 0 | 0 | 0 | #N/A | #N/A | #N/A | #N/A | #N/A | #N/A | #N/A | 0 | 0 | 0 | #DIV/0!
Total Customer Costs: | [18 empty] | 0 | 0 | 0 | 0% | 0 | 0 | 0 | 0 | 0 | 0 | 0 | 0 | #N/A | #N/A | #N/A | #N/A | #N/A | #N/A | #N/A | 0 | 0 | 0 | #DIV/0!
46111 | [18 empty] | 0 | 0 | 0 | 0% | 0 | 0 | 0 | 0 | 0 | 0 | 0 | 0 | #N/A | #N/A | #N/A | #N/A | #N/A | #N/A | #N/A | 0 | 0 | 0 | #DIV/0!
Weighted Avg Life | [18 empty] | 0 | 0 | 0 | 0% | 0 | 0 | 0 | 0 | 0 | 0 | 0 | 0 | #N/A | #N/A | #N/A | #N/A | #N/A | #N/A | #N/A | 0 | 0 | 0 | #DIV/0!
20 | [18 empty] | 0 | 0 | 0 | 0% | 0 | 0 | 0 | 0 | 0 | 0 | 0 | 0 | #N/A | #N/A | #N/A | #N/A | #N/A | #N/A | #N/A | 0 | 0 | 0 | #DIV/0!
Total Utility Cost | [18 empty] | 0 | 0 | 0 | 0% | 0 | 0 | 0 | 0 | 0 | 0 | 0 | 0 | #N/A | #N/A | #N/A | #N/A | #N/A | #N/A | #N/A | 0 | 0 | 0 | #DIV/0!
44594.33 | [18 empty] | 0 | 0 | 0 | 0% | 0 | 0 | 0 | 0 | 0 | 0 | 0 | 0 | #N/A | #N/A | #N/A | #N/A | #N/A | #N/A | #N/A | 0 | 0 | 0 | #DIV/0!
Total Resource Cost | [18 empty] | 0 | 0 | 0 | 0% | 0 | 0 | 0 | 0 | 0 | 0 | 0 | 0 | #N/A | #N/A | #N/A | #N/A | #N/A | #N/A | #N/A | 0 | 0 | 0 | #DIV/0!
90705.33 | [18 empty] | 0 | 0 | 0 | 0% | 0 | 0 | 0 | 0 | 0 | 0 | 0 | 0 | #N/A | #N/A | #N/A | #N/A | #N/A | #N/A | #N/A | 0 | 0 | 0 | #DIV/0!
UC B/C Ratio | [18 empty] | 0 | 0 | 0 | 0% | 0 | 0 | 0 | 0 | 0 | 0 | 0 | 0 | #N/A | #N/A | #N/A | #N/A | #N/A | #N/A | #N/A | 0 | 0 | 0 | #DIV/0!
2.1468 | [18 empty] | 0 | 0 | 0 | 0% | 0 | 0 | 0 | 0 | 0 | 0 | 0 | 0 | #N/A | #N/A | #N/A | #N/A | #N/A | #N/A | #N/A | 0 | 0 | 0 | #DIV/0!
TRC B/C Ratio | [18 empty] | 0 | 0 | 0 | 0% | 0 | 0 | 0 | 0 | 0 | 0 | 0 | 0 | #N/A | #N/A | #N/A | #N/A | #N/A | #N/A | #N/A | 0 | 0 | 0 | #DIV/0!
1.161 | [18 empty] | 0 | 0 | 0 | 0% | 0 | 0 | 0 | 0 | 0 | 0 | 0 | 0 | #N/A | #N/A | #N/A | #N/A | #N/A | #N/A | #N/A | 0 | 0 | 0 | #DIV/0!
Note on W3: Curtis, Kasey Calculates measure savings as a % of total program savings.
Note on X3: Curtis, Kasey: Uses % of measure savings as a proxy for % of program spending.

## Commercial Kitchen Laundry {G}
Rtn to Summary |  | Order Number | Program Name | Discount Rate: | 6.8% | [9 empty] | Paste in incentives but use DBtC for Total
| Program: | 18231027 | Commercial Kitchen Laundry {G}
| paste |  |  | paste | paste | paste | paste | paste | paste | paste | paste | paste | paste | Paste | paste | paste | paste | paste | Formula: G + H | Formula: (O/A10)*T | Formula: N - M | Formula: O/A10 | Formula: W*A8 | Formula: Q - P | Formula: X + DBtC | Formula: Q + X | Formula: Z/(1+GasDiscountRate)^1 | Formula: AA/(1+GasDiscountRate)^1 | Formula: -PV(ElecDiscount Rate,T,R)*J | Formula: -PV(ElecDiscount Rate, T, S)*J |  | AF*J*K |  | AH*J*L | AG + AI |  | AG +AI -AK | formula: Logic to lookup from AC tables and adjust by savings and quantity | Formula: Utility Savings (AM)*1.1+AD+AE | formula: AM/AB | formula: AN/AC
| Sch. No. | Order Number | Program Name | Measure Version | Measure Name | First Period Measure Life | Second period Measure Life | Gas End-Use Type | Number of units offered | Savings per Unit Period 1 | Savngs per Unit Period 2 | Incentives Per Unit | Incremental Measure Cost per Unit | Total First Year Savings | Total Incentive | Total Incremental Measure Cost | Unit First Year Non-Energy Benefits | Unit Annual Net Equipment O&M | Total Measure Life | Weighted Life | Agency or Customer Cost per Unit | Percent Unit overhead | Program Overhead Cost | Total Customer Cost | Total Utility Program Costs | Total Resource Cost | PV Total Utility Program Costs | PV Total Resource Costs | PV Total Non-Energy Benefits | PV Total Net Equipment O&M | Unit PV First period Savings for 1 therm | Total First Period Savings | Unit PV Savings for Second Period for 1 therm | Total Second period Savings | Unadjusted Total | Decrement | Final UC Total Savings | PV Total Savings UC | PV Total Savings TRC | UC B/C Ratio | TRC B/C Ratio
DBTC: | G262 | 18231027 | Commercial Kitchen Laundry {G} | 10826-3 | CKTCH: Oven - Combination - 15 to 28 Pans - NG | 12 |  | Comm Cooking | 1 | 1434 |  | 3000 | 3361 | 1434 | 3000 | 3361 | 1972.32 | 0 | 12 | 0.099595 | 361 | 0.83% | 2594.9478 | 361 | 9364.8209 | 5955.9478 | 8768.5588 | 5576.7301 | 15833.8671 | 0 | 8.3277 | 11941.977 | 8.3277 | 0 | 11941.977 | 0 | 11941.977 | 11941.977 | 28970.0418 | 1.3619 | 5.1948
815688.98 | G262 | 18231027 | Commercial Kitchen Laundry {G} | 12431-2 | Fryer - Kitchen - Any Vat - Comm - NG | 12 |  | Comm Cooking | 84 | 519 |  | 1000 | 1192 | 43596 | 84000 | 100128 | 1357 | 0 | 12 | 3.0279 | 192 | 25.23% | 78890.7546 | 16128 | 284706.2272 | 179018.7546 | 266578.8644 | 167620.5568 | 915100.4115 | 0 | 8.3277 | 363056.0865 | 8.3277 | 0 | 363056.0865 | 0 | 363056.0865 | 363056.0865 | 1314462.1067 | 1.3619 | 7.8419
Program Costs: | G262 | 18231027 | Commercial Kitchen Laundry {G} | 12464-3 | DCV - Kitchen - Single - Comm - 3 HP - GO | 15 |  | Comm Space Heat | 1 | 366 |  | 1800 | 2304.98 | 366 | 1800 | 2304.98 | 0 | 0 | 15 | 0.031775 | 504.98 | 0.2118% | 662.3088 | 504.98 | 2390.1844 | 2967.2888 | 2238.0004 | 2778.3603 | 0 | 0 | 11.5141 | 4214.1622 | 11.5141 | 0 | 4214.1622 | 0 | 4214.1622 | 4214.1622 | 4635.5784 | 1.883 | 1.6685
312660.26 | G262 | 18231027 | Commercial Kitchen Laundry {G} | 12468-3 | DCV - Kitchen - Single - Comm - 7 HP - GO | 15 |  | Comm Space Heat | 1 | 854 |  | 4200 | 5378.29 | 854 | 4200 | 5378.29 | 0 | 0 | 15 | 0.074141 | 1178.29 | 0.4943% | 1545.3873 | 1178.29 | 5577.0969 | 6923.6773 | 5222.0009 | 6482.8439 | 0 | 0 | 11.5141 | 9833.0452 | 11.5141 | 0 | 9833.0452 | 0 | 9833.0452 | 9833.0452 | 10816.3497 | 1.883 | 1.6685
Total Savings (therm): | G262 | 18231027 | Commercial Kitchen Laundry {G} | 12476-2 | DCV - Kitchen - Single - Comm - 15 HP - GO | 15 |  | Comm Space Heat | 1 | 1830 |  | 9000 | 11111.45 | 1830 | 9000 | 11111.45 | 0 | 0 | 15 | 0.15887 | 2111.45 | 1.059% | 3311.5442 | 2111.45 | 11950.922 | 14422.9942 | 11190.0019 | 13504.6762 | 0 | 0 | 11.5141 | 21070.8111 | 11.5141 | 0 | 21070.8111 | 0 | 21070.8111 | 21070.8111 | 23177.8922 | 1.883 | 1.7163
172779.9 | G262 | 18231027 | Commercial Kitchen Laundry {G} | 12492-3 | DCV - Kitchen - Single - Comm - 2 HP - C | 15 |  | Comm Space Heat | 1 | 244 |  | 1200 | 1536.65 | 244 | 1200 | 1536.65 | 0 | 0 | 15 | 0.021183 | 336.65 | 0.1412% | 441.5392 | 336.65 | 1593.4563 | 1978.1892 | 1492.0003 | 1852.2371 | 0 | 0 | 11.5141 | 2809.4415 | 11.5141 | 0 | 2809.4415 | 0 | 2809.4415 | 2809.4415 | 3090.3856 | 1.883 | 1.6685
Total Incentives: | G262 | 18231027 | Commercial Kitchen Laundry {G} | 12493-3 | DCV - Kitchen - Single - Comm - 3 HP - C | 15 |  | Comm Space Heat | 1 | 366 |  | 1800 | 2304.98 | 366 | 1800 | 2304.98 | 0 | 0 | 15 | 0.031775 | 504.98 | 0.2118% | 662.3088 | 504.98 | 2390.1844 | 2967.2888 | 2238.0004 | 2778.3603 | 0 | 0 | 11.5141 | 4214.1622 | 11.5141 | 0 | 4214.1622 | 0 | 4214.1622 | 4214.1622 | 4635.5784 | 1.883 | 1.6685
551730 | G262 | 18231027 | Commercial Kitchen Laundry {G} | 12494-3 | DCV - Kitchen - Single - Comm - 4 HP - C | 15 |  | Comm Space Heat | 2 | 488 |  | 2400 | 3073.31 | 976 | 4800 | 6146.62 | 0 | 0 | 15 | 0.084732 | 673.31 | 0.5649% | 1766.1569 | 1346.62 | 6373.8251 | 7912.7769 | 5968.001 | 7408.9671 | 0 | 0 | 11.5141 | 11237.7659 | 11.5141 | 0 | 11237.7659 | 0 | 11237.7659 | 11237.7659 | 12361.5425 | 1.883 | 1.6685
Total Customer Costs: | G262 | 18231027 | Commercial Kitchen Laundry {G} | 12500-3 | DCV - Kitchen - Single - Comm - 10 HP - C | 15 |  | Comm Space Heat | 1 | 1220 |  | 6000 | 7683.27 | 1220 | 6000 | 7683.27 | 0 | 0 | 15 | 0.10592 | 1683.27 | 0.7061% | 2207.6961 | 1683.27 | 7967.2813 | 9890.9661 | 7460.0013 | 9261.2042 | 0 | 0 | 11.5141 | 14047.2074 | 11.5141 | 0 | 14047.2074 | 0 | 14047.2074 | 14047.2074 | 15451.9281 | 1.883 | 1.6685
-33684.76 | G262 | 18231027 | Commercial Kitchen Laundry {G} | 12518-3 | DCV - Kitchen - Single - Comm - 28 HP - C | 15 |  | Comm Space Heat | 1 | 3416 |  | 16800 | 21513.16 | 3416 | 16800 | 21513.16 | 0 | 0 | 15 | 0.29656 | 4713.16 | 1.977% | 6181.5492 | 4713.16 | 22308.3877 | 27694.7092 | 20888.0035 | 25931.3756 | 0 | 0 | 11.5141 | 39332.1807 | 11.5141 | 0 | 39332.1807 | 0 | 39332.1807 | 39332.1807 | 43265.3988 | 1.883 | 1.6685
Weighted Avg Life | G262 | 18231027 | Commercial Kitchen Laundry {G} | 12760-2 | Oven - Conveyor - GH - Comm | 12 |  | Comm Cooking | 3 | 422 |  | 2200 | 2230 | 1266 | 6600 | 6690 | 0 | 0 | 12 | 0.087927 | 30 | 0.7327% | 2290.9371 | 90 | 8267.687 | 8980.9371 | 7741.28 | 8409.1172 | 0 | 0 | 8.3277 | 10542.9169 | 8.3277 | 0 | 10542.9169 | 0 | 10542.9169 | 10542.9169 | 11597.2086 | 1.3619 | 1.3791
12.3986 | G262 | 18231027 | Commercial Kitchen Laundry {G} | 12875-2 | Incentive - Sales - DCV - Single - Comm - Kitchen - C |  |  |  | 6 | 0 |  | 25 | 0 | 0 | 150 | 0 | 0 | 0 | 0 | 0 | -25 | 0% | 0 | -150 | 0 | 0 | 0 | 0 | 0 | 0 | #N/A | #N/A | #N/A | #N/A | #N/A | #N/A | #N/A | 0 | 0 | 0 | #DIV/0!
Total Utility Cost | G262 | 18231027 | Commercial Kitchen Laundry {G} | 12877-2 | Incentive - Sales - DCV - Single - Comm - Kitchen - GO |  |  |  | 3 | 0 |  | 50 | 0 | 0 | 150 | 0 | 0 | 0 | 0 | 0 | -50 | 0% | 0 | -150 | 0 | 0 | 0 | 0 | 0 | 0 | #N/A | #N/A | #N/A | #N/A | #N/A | #N/A | #N/A | 0 | 0 | 0 | #DIV/0!
1128349.24 | G262 | 18231027 | Commercial Kitchen Laundry {G} | 12878-2 | Incentive - Sales - Dishwasher - DWH - Comm - Kitchen |  |  |  | 3 | 0 |  | 25 | 0 | 0 | 75 | 0 | 0 | 0 | 0 | 0 | -25 | 0% | 0 | -75 | 0 | 0 | 0 | 0 | 0 | 0 | #N/A | #N/A | #N/A | #N/A | #N/A | #N/A | #N/A | 0 | 0 | 0 | #DIV/0!
Total Resource Cost | G262 | 18231027 | Commercial Kitchen Laundry {G} | 12880-2 | Incentive - Sales - Dishwasher - GWH - Comm - Kitchen |  |  |  | 2 | 0 |  | 50 | 0 | 0 | 100 | 0 | 0 | 0 | 0 | 0 | -50 | 0% | 0 | -100 | 0 | 0 | 0 | 0 | 0 | 0 | #N/A | #N/A | #N/A | #N/A | #N/A | #N/A | #N/A | 0 | 0 | 0 | #DIV/0!
830705.5 | G262 | 18231027 | Commercial Kitchen Laundry {G} | 12883-2 | Incentive - Sales - Fryer - GH - Comm - Kitchen |  |  |  | 67 | 0 |  | 50 | 0 | 0 | 3350 | 0 | 0 | 0 | 0 | 0 | -50 | 0% | 0 | -3350 | 0 | 0 | 0 | 0 | 0 | 0 | #N/A | #N/A | #N/A | #N/A | #N/A | #N/A | #N/A | 0 | 0 | 0 | #DIV/0!
UC B/C Ratio | G262 | 18231027 | Commercial Kitchen Laundry {G} | 12885-2 | Incentive - Sales - Griddle - GH - Comm - Kitchen |  |  |  | 1 | 0 |  | 50 | 0 | 0 | 50 | 0 | 0 | 0 | 0 | 0 | -50 | 0% | 0 | -50 | 0 | 0 | 0 | 0 | 0 | 0 | #N/A | #N/A | #N/A | #N/A | #N/A | #N/A | #N/A | 0 | 0 | 0 | #DIV/0!
1.423 | G262 | 18231027 | Commercial Kitchen Laundry {G} | 12888-2 | Incentive - Sales - Oven - GH - Comm - Kitchen |  |  |  | 30 | 0 |  | 50 | 0 | 0 | 1500 | 0 | 0 | 0 | 0 | 0 | -50 | 0% | 0 | -1500 | 0 | 0 | 0 | 0 | 0 | 0 | #N/A | #N/A | #N/A | #N/A | #N/A | #N/A | #N/A | 0 | 0 | 0 | #DIV/0!
TRC B/C Ratio | G262 | 18231027 | Commercial Kitchen Laundry {G} | 13053-1 | Griddle - 4 LF - GH - Kitchen - Comm | 12 |  | Comm Cooking | 1 | 505.72 |  | 1500 | 1794.78 | 505.72 | 1500 | 1794.78 | 0 | 0 | 12 | 0.035124 | 294.78 | 0.2927% | 915.1443 | 294.78 | 3302.634 | 2709.9243 | 3092.354 | 2537.3823 | 0 | 0 | 8.3277 | 4211.5039 | 8.3277 | 0 | 4211.5039 | 0 | 4211.5039 | 4211.5039 | 4632.6543 | 1.3619 | 1.8258
5.3834 | G262 | 18231027 | Commercial Kitchen Laundry {G} | 13070-1 | Oven - Convection - Double - GH - Comm | 12 |  | Comm Cooking | 10 | 812 |  | 2000 | 2648 | 8120 | 20000 | 26480 | 0 | 0 | 12 | 0.56395 | 648 | 4.7% | 14693.8464 | 6480 | 53028.1348 | 41173.8464 | 49651.8116 | 38552.2906 | 0 | 0 | 8.3277 | 67621.2364 | 8.3277 | 0 | 67621.2364 | 0 | 67621.2364 | 67621.2364 | 74383.36 | 1.3619 | 1.9294
| G262 | 18231027 | Commercial Kitchen Laundry {G} | 13074-1 | Oven - Convection - Full - GH - Comm | 12 |  | Comm Cooking | 26 | 406 |  | 1000 | 1324 | 10556 | 26000 | 34424 | 0 | 0 | 12 | 0.73314 | 324 | 6.11% | 19102.0003 | 8424 | 68936.5752 | 53526.0003 | 64547.3551 | 50117.9778 | 0 | 0 | 8.3277 | 87907.6073 | 8.3277 | 0 | 87907.6073 | 0 | 87907.6073 | 87907.6073 | 96698.3681 | 1.3619 | 1.9294
| G262 | 18231027 | Commercial Kitchen Laundry {G} | 13077-1 | Oven - Double Rack - GH - Comm | 12 |  | Comm Cooking | 3 | 719 |  | 4000 | 4128 | 2157 | 12000 | 12384 | 0 | 0 | 12 | 0.14981 | 128 | 1.248% | 3903.2791 | 384 | 14086.4146 | 16287.2791 | 13189.5268 | 15250.2614 | 0 | 0 | 8.3277 | 17962.9319 | 8.3277 | 0 | 17962.9319 | 0 | 17962.9319 | 17962.9319 | 19759.2251 | 1.3619 | 1.2957
| G262 | 18231027 | Commercial Kitchen Laundry {G} | 13086-1 | Incentive - Sales - Oven - Combination - GH - Comm - Kitchen |  |  |  | 5 | 0 |  | 100 | 0 | 0 | 500 | 0 | 0 | 0 | 0 | 0 | -100 | 0% | 0 | -500 | 0 | 0 | 0 | 0 | 0 | 0 | #N/A | #N/A | #N/A | #N/A | #N/A | #N/A | #N/A | 0 | 0 | 0 | #DIV/0!
| G262 | 18231027 | Commercial Kitchen Laundry {G} | 13097-2 | Dishwasher - Door Type - Single Tank - High Temp - GWH - E Booster - Foodservice | 15 |  | Comm Cooking | 3 | 264.26 |  | 250 | 258.51 | 792.78 | 750 | 775.53 | 763.14 | 0 | 15 | 0.068826 | 8.51 | 0.4588% | 1434.6044 | 25.53 | 5177.2961 | 2210.1344 | 4847.6556 | 2069.4142 | 21117.8243 | 0 | 10.098 | 8005.4902 | 10.098 | 0 | 8005.4902 | 0 | 8005.4902 | 8005.4902 | 29923.8636 | 1.6514 | 14.4601
| G262 | 18231027 | Commercial Kitchen Laundry {G} | 13098-1 | Dishwasher - Door Type - Single Tank - High Temp - GWH - Foodservice | 15 |  | Comm Cooking | 1 | 264 |  | 200 | 259.14 | 264 | 200 | 259.14 | 74.3756 | 0 | 15 | 0.022919 | 59.14 | 0.1528% | 477.731 | 59.14 | 1724.0674 | 736.871 | 1614.2954 | 689.9541 | 686.0475 | 0 | 10.098 | 2665.8713 | 10.098 | 0 | 2665.8713 | 0 | 2665.8713 | 2665.8713 | 3618.5059 | 1.6514 | 5.2446
| G262 | 18231027 | Commercial Kitchen Laundry {G} | 13102-2 | Dishwasher - Door Type - Single Tank - Low Temp - GWH - Foodservice | 15 |  | Comm Cooking | 2 | 607.79 |  | 2650 | 2659 | 1215.58 | 5300 | 5318 | 1755.23 | 0 | 15 | 0.10553 | 9 | 0.7035% | 2199.6978 | 18 | 7938.4163 | 7517.6978 | 7432.974 | 7039.0428 | 32380.8116 | 0 | 10.098 | 12274.9235 | 10.098 | 0 | 12274.9235 | 0 | 12274.9235 | 12274.9235 | 45883.2274 | 1.6514 | 6.5184
| G262 | 18231027 | Commercial Kitchen Laundry {G} | 13119-2 | Dishwasher - Rack Conveyor - Single Tank - High Temp - GWH - E Booster - Foodservice | 20 |  | Comm Cooking | 2 | 160.44 |  | 2300 | 2298.57 | 320.88 | 4600 | 4597.14 | 4683.44 | 0 | 20 | 0.037143 | -1.43 | 0.1857% | 580.6603 | -2.86 | 2095.5256 | 5177.8003 | 1962.1026 | 4848.1276 | 100794.2748 | 0 | 12.7503 | 4091.3064 | 12.7503 | 0 | 4091.3064 | 0 | 4091.3064 | 4091.3064 | 105294.7119 | 2.0852 | 21.7186
| G262 | 18231027 | Commercial Kitchen Laundry {G} | 13145-1 | Oven - Combination - 14 Pans or less - GH - Comm - CWA |  |  |  | 4 | 0 |  | 100 | 0 | 0 | 400 | 0 | 0 | 0 | 0 | 0 | -100 | 0% | 0 | -400 | 0 | 0 | 0 | 0 | 0 | 0 | #N/A | #N/A | #N/A | #N/A | #N/A | #N/A | #N/A | 0 | 0 | 0 | #DIV/0!
| G262 | 18231027 | Commercial Kitchen Laundry {G} | 13231-1 | Oven - Combination - 14 Pans or less - GH - Comm | 12 |  | Comm Cooking | 2 | 1021 |  | 2500 | 2531 | 2042 | 5000 | 5062 | 1183.39 | 0 | 12 | 0.14182 | 31 | 1.182% | 3695.1766 | 62 | 13335.4004 | 8757.1766 | 12486.33 | 8199.6036 | 19000.6084 | 0 | 8.3277 | 17005.242 | 8.3277 | 0 | 17005.242 | 0 | 17005.242 | 17005.242 | 37706.3746 | 1.3619 | 4.5986
| G262 | 18231027 | Commercial Kitchen Laundry {G} | 13232-1 | Oven - Combination - More than 28 Pans - GH - Comm | 12 |  | Comm Cooking | 1 | 1971 |  | 7000 | 7890 | 1971 | 7000 | 7890 | 3944.64 | 0 | 12 | 0.13689 | 890 | 1.141% | 3566.696 | 890 | 12871.7308 | 11456.696 | 12052.1824 | 10727.2434 | 31667.7342 | 0 | 8.3277 | 16413.9725 | 8.3277 | 0 | 16413.9725 | 0 | 16413.9725 | 16413.9725 | 49723.104 | 1.3619 | 4.6352
| G262 | 18231027 | Commercial Kitchen Laundry {G} | 13233-1 | Oven - Combination - 15 to 28 Pans - GH - Comm | 12 |  | Comm Cooking | 2 | 1434 |  | 3000 | 3361 | 2868 | 6000 | 6722 | 1972.32 | 0 | 12 | 0.19919 | 361 | 1.66% | 5189.8955 | 722 | 18729.6417 | 11911.8955 | 17537.1177 | 11153.4602 | 31667.7342 | 0 | 8.3277 | 23883.9539 | 8.3277 | 0 | 23883.9539 | 0 | 23883.9539 | 23883.9539 | 57940.0835 | 1.3619 | 5.1948
| G262 | 18231027 | Commercial Kitchen Laundry {G} | 13341-1 | Fryer - Kitchen - Any Vat - Comm - NG - LTO | 12 |  | Comm Cooking | 110 | 519 |  | 1500 | 1192 | 57090 | 165000 | 131120 | 1357 | 0 | 12 | 3.965 | -308 | 33.04% | 103309.3215 | -33880 | 372829.5833 | 234429.3215 | 349091.3701 | 219503.11 | 1198345.777 | 0 | 8.3277 | 475430.5895 | 8.3277 | 0 | 475430.5895 | 0 | 475430.5895 | 475430.5895 | 1721319.4254 | 1.3619 | 7.8419
| G262 | 18231027 | Commercial Kitchen Laundry {G} | 13356-1 | Incentive - Sales - DCV - Single - Comm - Kitchen - C - LTO |  |  |  | 1 | 0 |  | 50 | 0 | 0 | 50 | 0 | 0 | 0 | 0 | 0 | -50 | 0% | 0 | -50 | 0 | 0 | 0 | 0 | 0 | 0 | #N/A | #N/A | #N/A | #N/A | #N/A | #N/A | #N/A | 0 | 0 | 0 | #DIV/0!
| G262 | 18231027 | Commercial Kitchen Laundry {G} | 13358-1 | Incentive - Sales - DCV - Single - Comm - Kitchen - GO - LTO |  |  |  | 2 | 0 |  | 100 | 0 | 0 | 200 | 0 | 0 | 0 | 0 | 0 | -100 | 0% | 0 | -200 | 0 | 0 | 0 | 0 | 0 | 0 | #N/A | #N/A | #N/A | #N/A | #N/A | #N/A | #N/A | 0 | 0 | 0 | #DIV/0!
| G262 | 18231027 | Commercial Kitchen Laundry {G} | 13359-1 | Incentive - Sales - Dishwasher - DWH - Comm - Kitchen - LTO |  |  |  | 3 | 0 |  | 50 | 0 | 0 | 150 | 0 | 0 | 0 | 0 | 0 | -50 | 0% | 0 | -150 | 0 | 0 | 0 | 0 | 0 | 0 | #N/A | #N/A | #N/A | #N/A | #N/A | #N/A | #N/A | 0 | 0 | 0 | #DIV/0!
| G262 | 18231027 | Commercial Kitchen Laundry {G} | 13361-1 | Incentive - Sales - Dishwasher - GWH - Comm - Kitchen - LTO |  |  |  | 5 | 0 |  | 100 | 0 | 0 | 500 | 0 | 0 | 0 | 0 | 0 | -100 | 0% | 0 | -500 | 0 | 0 | 0 | 0 | 0 | 0 | #N/A | #N/A | #N/A | #N/A | #N/A | #N/A | #N/A | 0 | 0 | 0 | #DIV/0!
| G262 | 18231027 | Commercial Kitchen Laundry {G} | 13363-1 | Incentive - Sales - Fryer - GH - Comm - Kitchen - LTO |  |  |  | 105 | 0 |  | 100 | 0 | 0 | 11000 | 0 | 0 | 0 | 0 | 0 | -100 | 0% | 0 | -11000 | 0 | 0 | 0 | 0 | 0 | 0 | #N/A | #N/A | #N/A | #N/A | #N/A | #N/A | #N/A | 0 | 0 | 0 | #DIV/0!
| G262 | 18231027 | Commercial Kitchen Laundry {G} | 13366-1 | Incentive - Sales - Oven - GH - Comm - Kitchen - LTO |  |  |  | 17 | 0 |  | 100 | 0 | 0 | 1700 | 0 | 0 | 0 | 0 | 0 | -100 | 0% | 0 | -1700 | 0 | 0 | 0 | 0 | 0 | 0 | #N/A | #N/A | #N/A | #N/A | #N/A | #N/A | #N/A | 0 | 0 | 0 | #DIV/0!
| G262 | 18231027 | Commercial Kitchen Laundry {G} | 13371-1 | Incentive - Sales - Oven - Combination - GH - Comm - Kitchen - LTO |  |  |  | 9 | 0 |  | 200 | 0 | 0 | 1800 | 0 | 0 | 0 | 0 | 0 | -200 | 0% | 0 | -1800 | 0 | 0 | 0 | 0 | 0 | 0 | #N/A | #N/A | #N/A | #N/A | #N/A | #N/A | #N/A | 0 | 0 | 0 | #DIV/0!
| G262 | 18231027 | Commercial Kitchen Laundry {G} | 13375-1 | Dishwasher - Door Type - Single Tank - High Temp - GWH - E Booster - Foodservice - LTO | 15 |  | Comm Cooking | 2 | 264.26 |  | 375 | 258.51 | 528.52 | 750 | 517.02 | 763.14 | 0 | 15 | 0.045884 | -116.49 | 0.3059% | 956.4029 | -232.98 | 3451.5308 | 1473.4229 | 3231.7704 | 1379.6095 | 14078.5496 | 0 | 10.098 | 5336.9935 | 10.098 | 0 | 5336.9935 | 0 | 5336.9935 | 5336.9935 | 19949.2424 | 1.6514 | 14.4601
| G262 | 18231027 | Commercial Kitchen Laundry {G} | 13378-1 | Dishwasher - Door Type - Single Tank - Low Temp - GWH - Foodservice - LTO | 15 |  | Comm Cooking | 4 | 607.79 |  | 3975 | 2659 | 2431.16 | 15900 | 10636 | 1755.23 | 0 | 15 | 0.21106 | -1316 | 1.407% | 4399.3955 | -5264 | 15876.8325 | 15035.3955 | 14865.9481 | 14078.0857 | 64761.6231 | 0 | 10.098 | 24549.8469 | 10.098 | 0 | 24549.8469 | 0 | 24549.8469 | 24549.8469 | 91766.4547 | 1.6514 | 6.5184
| G262 | 18231027 | Commercial Kitchen Laundry {G} | 13395-1 | Dishwasher - Under Counter - High Temp - GWH - E Booster - Foodservice - LTO | 10 |  | Comm Cooking | 1 | 40.7 |  | 60 | 39.63 | 40.7 | 60 | 39.63 | 110.15 | 0 | 10 | 0.0023556 | -20.37 | 0.02356% | 73.6502 | -20.37 | 265.7937 | 113.2802 | 248.8705 | 106.0676 | 780.8508 | 0 | 7.0862 | 288.408 | 7.0862 | 0 | 288.408 | 0 | 288.408 | 288.408 | 1098.0996 | 1.1589 | 10.3528
| G262 | 18231027 | Commercial Kitchen Laundry {G} | 13398-1 | Dishwasher - Under Counter - Low Temp - GWH - Foodservice - LTO | 10 |  | Comm Cooking | 1 | 95.56 |  | 345 | 232 | 95.56 | 345 | 232 | 258.63 | 0 | 10 | 0.0055307 | -113 | 0.05531% | 172.9241 | -113 | 624.0602 | 404.9241 | 584.326 | 379.1424 | 1833.4221 | 0 | 7.0862 | 677.1565 | 7.0862 | 0 | 677.1565 | 0 | 677.1565 | 677.1565 | 2578.2942 | 1.1589 | 6.8003
| G262 | 18231027 | Commercial Kitchen Laundry {G} | 13407-1 | Oven - Convection - Double - GH - Comm - LTO | 12 |  | Comm Cooking | 6 | 812 |  | 3000 | 2648 | 4872 | 18000 | 15888 | 0 | 0 | 12 | 0.33837 | -352 | 2.82% | 8816.3078 | -2112 | 31816.8809 | 24704.3078 | 29791.087 | 23131.3744 | 0 | 0 | 8.3277 | 40572.7418 | 8.3277 | 0 | 40572.7418 | 0 | 40572.7418 | 40572.7418 | 44630.016 | 1.3619 | 1.9294
| G262 | 18231027 | Commercial Kitchen Laundry {G} | 13409-1 | Oven - Convection - Full - GH - Comm - LTO | 12 |  | Comm Cooking | 11 | 406 |  | 1500 | 1324 | 4466 | 16500 | 14564 | 0 | 0 | 12 | 0.31017 | -176 | 2.585% | 8081.6155 | -1936 | 29165.4741 | 22645.6155 | 27308.4964 | 21203.7598 | 0 | 0 | 8.3277 | 37191.68 | 8.3277 | 0 | 37191.68 | 0 | 37191.68 | 37191.68 | 40910.848 | 1.3619 | 1.9294
| G262 | 18231027 | Commercial Kitchen Laundry {G} | 13416-1 | Oven - Combination - 14 Pans or less - GH - Comm - LTO | 12 |  | Comm Cooking | 9 | 1021 |  | 3750 | 2531 | 9189 | 33750 | 22779 | 1183.39 | 0 | 12 | 0.6382 | -1219 | 5.318% | 16628.2949 | -10971 | 60009.3018 | 39407.2949 | 56188.4848 | 36898.2162 | 85502.7379 | 0 | 8.3277 | 76523.5888 | 8.3277 | 0 | 76523.5888 | 0 | 76523.5888 | 76523.5888 | 169678.6856 | 1.3619 | 4.5986
| G262 | 18231027 | Commercial Kitchen Laundry {G} | 13459-1 | DCV - Kitchen - Single - Comm - 13 HP - GO - LTO | 15 |  | Comm Space Heat | 1 | 1586 |  | 11700 | 9988.25 | 1586 | 11700 | 9988.25 | 0 | 0 | 15 | 0.13769 | -1711.75 | 0.9179% | 2870.005 | -1711.75 | 10357.4657 | 12858.255 | 9698.0016 | 12039.5646 | 0 | 0 | 11.5141 | 18261.3696 | 11.5141 | 0 | 18261.3696 | 0 | 18261.3696 | 18261.3696 | 20087.5066 | 1.883 | 1.6685
| G262 | 18231027 | Commercial Kitchen Laundry {G} | 13476-1 | DCV - Kitchen - Single - Comm - 30 HP - GO - LTO | 15 |  | Comm Space Heat | 1 | 3660 |  | 27000 | 23049.81 | 3660 | 27000 | 23049.81 | 0 | 0 | 15 | 0.31775 | -3950.19 | 2.118% | 6623.0884 | -3950.19 | 23901.844 | 29672.8984 | 22380.0038 | 27783.6127 | 0 | 0 | 11.5141 | 42141.6222 | 11.5141 | 0 | 42141.6222 | 0 | 42141.6222 | 42141.6222 | 46355.7844 | 1.883 | 1.6685
| G262 | 18231027 | Commercial Kitchen Laundry {G} | 13495-1 | DCV - Kitchen - Single - Comm - 20 HP - C - LTO | 15 |  | Comm Space Heat | 1 | 2440 |  | 18000 | 15366.54 | 2440 | 13500 | 15366.54 | 0 | 0 | 15 | 0.21183 | -2633.46 | 1.412% | 4415.3923 | 1866.54 | 15934.5627 | 19781.9323 | 14920.0025 | 18522.4085 | 0 | 0 | 11.5141 | 28094.4148 | 11.5141 | 0 | 28094.4148 | 0 | 28094.4148 | 28094.4148 | 30903.8563 | 1.883 | 1.6685
[19 empty] | 0 | 0 | 0 | 0% | 0 | 0 | 0 | 0 | 0 | 0 | 0 | 0 | #N/A | #N/A | #N/A | #N/A | #N/A | #N/A | #N/A | 0 | 0 | 0 | #DIV/0!
[19 empty] | 0 | 0 | 0 | 0% | 0 | 0 | 0 | 0 | 0 | 0 | 0 | 0 | #N/A | #N/A | #N/A | #N/A | #N/A | #N/A | #N/A | 0 | 0 | 0 | #DIV/0!
[19 empty] | 0 | 0 | 0 | 0% | 0 | 0 | 0 | 0 | 0 | 0 | 0 | 0 | #N/A | #N/A | #N/A | #N/A | #N/A | #N/A | #N/A | 0 | 0 | 0 | #DIV/0!
[19 empty] | 0 | 0 | 0 | 0% | 0 | 0 | 0 | 0 | 0 | 0 | 0 | 0 | #N/A | #N/A | #N/A | #N/A | #N/A | #N/A | #N/A | 0 | 0 | 0 | #DIV/0!
[19 empty] | 0 | 0 | 0 | 0% | 0 | 0 | 0 | 0 | 0 | 0 | 0 | 0 | #N/A | #N/A | #N/A | #N/A | #N/A | #N/A | #N/A | 0 | 0 | 0 | #DIV/0!
[19 empty] | 0 | 0 | 0 | 0% | 0 | 0 | 0 | 0 | 0 | 0 | 0 | 0 | #N/A | #N/A | #N/A | #N/A | #N/A | #N/A | #N/A | 0 | 0 | 0 | #DIV/0!
[19 empty] | 0 | 0 | 0 | 0% | 0 | 0 | 0 | 0 | 0 | 0 | 0 | 0 | #N/A | #N/A | #N/A | #N/A | #N/A | #N/A | #N/A | 0 | 0 | 0 | #DIV/0!
[19 empty] | 0 | 0 | 0 | 0% | 0 | 0 | 0 | 0 | 0 | 0 | 0 | 0 | #N/A | #N/A | #N/A | #N/A | #N/A | #N/A | #N/A | 0 | 0 | 0 | #DIV/0!
[19 empty] | 0 | 0 | 0 | 0% | 0 | 0 | 0 | 0 | 0 | 0 | 0 | 0 | #N/A | #N/A | #N/A | #N/A | #N/A | #N/A | #N/A | 0 | 0 | 0 | #DIV/0!
[19 empty] | 0 | 0 | 0 | 0% | 0 | 0 | 0 | 0 | 0 | 0 | 0 | 0 | #N/A | #N/A | #N/A | #N/A | #N/A | #N/A | #N/A | 0 | 0 | 0 | #DIV/0!
[19 empty] | 0 | 0 | 0 | 0% | 0 | 0 | 0 | 0 | 0 | 0 | 0 | 0 | #N/A | #N/A | #N/A | #N/A | #N/A | #N/A | #N/A | 0 | 0 | 0 | #DIV/0!
[19 empty] | 0 | 0 | 0 | 0% | 0 | 0 | 0 | 0 | 0 | 0 | 0 | 0 | #N/A | #N/A | #N/A | #N/A | #N/A | #N/A | #N/A | 0 | 0 | 0 | #DIV/0!
[19 empty] | 0 | 0 | 0 | 0% | 0 | 0 | 0 | 0 | 0 | 0 | 0 | 0 | #N/A | #N/A | #N/A | #N/A | #N/A | #N/A | #N/A | 0 | 0 | 0 | #DIV/0!
[19 empty] | 0 | 0 | 0 | 0% | 0 | 0 | 0 | 0 | 0 | 0 | 0 | 0 | #N/A | #N/A | #N/A | #N/A | #N/A | #N/A | #N/A | 0 | 0 | 0 | #DIV/0!
[19 empty] | 0 | 0 | 0 | 0% | 0 | 0 | 0 | 0 | 0 | 0 | 0 | 0 | #N/A | #N/A | #N/A | #N/A | #N/A | #N/A | #N/A | 0 | 0 | 0 | #DIV/0!
[19 empty] | 0 | 0 | 0 | 0% | 0 | 0 | 0 | 0 | 0 | 0 | 0 | 0 | #N/A | #N/A | #N/A | #N/A | #N/A | #N/A | #N/A | 0 | 0 | 0 | #DIV/0!
[19 empty] | 0 | 0 | 0 | 0% | 0 | 0 | 0 | 0 | 0 | 0 | 0 | 0 | #N/A | #N/A | #N/A | #N/A | #N/A | #N/A | #N/A | 0 | 0 | 0 | #DIV/0!
[19 empty] | 0 | 0 | 0 | 0% | 0 | 0 | 0 | 0 | 0 | 0 | 0 | 0 | #N/A | #N/A | #N/A | #N/A | #N/A | #N/A | #N/A | 0 | 0 | 0 | #DIV/0!
[19 empty] | 0 | 0 | 0 | 0% | 0 | 0 | 0 | 0 | 0 | 0 | 0 | 0 | #N/A | #N/A | #N/A | #N/A | #N/A | #N/A | #N/A | 0 | 0 | 0 | #DIV/0!
[19 empty] | 0 | 0 | 0 | 0% | 0 | 0 | 0 | 0 | 0 | 0 | 0 | 0 | #N/A | #N/A | #N/A | #N/A | #N/A | #N/A | #N/A | 0 | 0 | 0 | #DIV/0!
[19 empty] | 0 | 0 | 0 | 0% | 0 | 0 | 0 | 0 | 0 | 0 | 0 | 0 | #N/A | #N/A | #N/A | #N/A | #N/A | #N/A | #N/A | 0 | 0 | 0 | #DIV/0!
[19 empty] | 0 | 0 | 0 | 0% | 0 | 0 | 0 | 0 | 0 | 0 | 0 | 0 | #N/A | #N/A | #N/A | #N/A | #N/A | #N/A | #N/A | 0 | 0 | 0 | #DIV/0!
[19 empty] | 0 | 0 | 0 | 0% | 0 | 0 | 0 | 0 | 0 | 0 | 0 | 0 | #N/A | #N/A | #N/A | #N/A | #N/A | #N/A | #N/A | 0 | 0 | 0 | #DIV/0!
[19 empty] | 0 | 0 | 0 | 0% | 0 | 0 | 0 | 0 | 0 | 0 | 0 | 0 | #N/A | #N/A | #N/A | #N/A | #N/A | #N/A | #N/A | 0 | 0 | 0 | #DIV/0!
[19 empty] | 0 | 0 | 0 | 0% | 0 | 0 | 0 | 0 | 0 | 0 | 0 | 0 | #N/A | #N/A | #N/A | #N/A | #N/A | #N/A | #N/A | 0 | 0 | 0 | #DIV/0!
[19 empty] | 0 | 0 | 0 | 0% | 0 | 0 | 0 | 0 | 0 | 0 | 0 | 0 | #N/A | #N/A | #N/A | #N/A | #N/A | #N/A | #N/A | 0 | 0 | 0 | #DIV/0!
[19 empty] | 0 | 0 | 0 | 0% | 0 | 0 | 0 | 0 | 0 | 0 | 0 | 0 | #N/A | #N/A | #N/A | #N/A | #N/A | #N/A | #N/A | 0 | 0 | 0 | #DIV/0!
[19 empty] | 0 | 0 | 0 | 0% | 0 | 0 | 0 | 0 | 0 | 0 | 0 | 0 | #N/A | #N/A | #N/A | #N/A | #N/A | #N/A | #N/A | 0 | 0 | 0 | #DIV/0!
[19 empty] | 0 | 0 | 0 | 0% | 0 | 0 | 0 | 0 | 0 | 0 | 0 | 0 | #N/A | #N/A | #N/A | #N/A | #N/A | #N/A | #N/A | 0 | 0 | 0 | #DIV/0!
[19 empty] | 0 | 0 | 0 | 0% | 0 | 0 | 0 | 0 | 0 | 0 | 0 | 0 | #N/A | #N/A | #N/A | #N/A | #N/A | #N/A | #N/A | 0 | 0 | 0 | #DIV/0!
[19 empty] | 0 | 0 | 0 | 0% | 0 | 0 | 0 | 0 | 0 | 0 | 0 | 0 | #N/A | #N/A | #N/A | #N/A | #N/A | #N/A | #N/A | 0 | 0 | 0 | #DIV/0!
[19 empty] | 0 | 0 | 0 | 0% | 0 | 0 | 0 | 0 | 0 | 0 | 0 | 0 | #N/A | #N/A | #N/A | #N/A | #N/A | #N/A | #N/A | 0 | 0 | 0 | #DIV/0!
[19 empty] | 0 | 0 | 0 | 0% | 0 | 0 | 0 | 0 | 0 | 0 | 0 | 0 | #N/A | #N/A | #N/A | #N/A | #N/A | #N/A | #N/A | 0 | 0 | 0 | #DIV/0!
[19 empty] | 0 | 0 | 0 | 0% | 0 | 0 | 0 | 0 | 0 | 0 | 0 | 0 | #N/A | #N/A | #N/A | #N/A | #N/A | #N/A | #N/A | 0 | 0 | 0 | #DIV/0!
[19 empty] | 0 | 0 | 0 | 0% | 0 | 0 | 0 | 0 | 0 | 0 | 0 | 0 | #N/A | #N/A | #N/A | #N/A | #N/A | #N/A | #N/A | 0 | 0 | 0 | #DIV/0!
Note on W3: Curtis, Kasey Calculates measure savings as a % of total program savings.
Note on X3: Curtis, Kasey: Uses % of measure savings as a proxy for % of program spending.

## Commercial HVAC {G}
Rtn to Summary |  | Order Number | Program Name | Discount Rate: | 6.8% | [9 empty] | Paste in incentives but use DBtC for Total
| Program: | 18231029 | Commercial HVAC {G}
| paste |  |  | paste | paste | paste | paste | paste | paste | paste | paste | paste | paste | Paste | paste | paste | paste | paste | Formula: G + H | Formula: (O/A10)*T | Formula: N - M | Formula: O/A10 | Formula: W*A8 | Formula: Q - P | Formula: X + DBtC | Formula: Q + X | Formula: Z/(1+GasDiscountRate)^1 | Formula: AA/(1+GasDiscountRate)^1 | Formula: -PV(ElecDiscount Rate,T,R)*J | Formula: -PV(ElecDiscount Rate, T, S)*J |  | AF*J*K |  | AH*J*L | AG + AI |  | AG +AI -AK | formula: Logic to lookup from AC tables and adjust by savings and quantity | Formula: Utility Savings (AM)*1.1+AD+AE | formula: AM/AB | formula: AN/AC
| Sch. No. | Order Number | Program Name | Measure Version | Measure Name | First Period Measure Life | Second period Measure Life | Gas End-Use Type | Number of units offered | Savings per Unit Period 1 | Savngs per Unit Period 2 | Incentives Per Unit | Incremental Measure Cost per Unit | Total First Year Savings | Total Incentive | Total Incremental Measure Cost | Unit First Year Non-Energy Benefits | Unit Annual Net Equipment O&M | Total Measure Life | Weighted Life | Agency or Customer Cost per Unit | Percent Unit overhead | Program Overhead Cost | Total Customer Cost | Total Utility Program Costs | Total Resource Cost | PV Total Utility Program Costs | PV Total Resource Costs | PV Total Non-Energy Benefits | PV Total Net Equipment O&M | Unit PV First period Savings for 1 therm | Total First Period Savings | Unit PV Savings for Second Period for 1 therm | Total Second period Savings | Unadjusted Total | Decrement | Final UC Total Savings | PV Total Savings UC | PV Total Savings TRC | UC B/C Ratio | TRC B/C Ratio
DBTC: | G262 | 18231029 | Commercial HVAC {G} | 12355-1 | Thermostat - Web Enabled - GP Heating - wo AC - Comm - Grocery | 10 |  | Comm Space Heat | 6.41 | 18 |  | 0 | 0 | 115.38 | 0 | 0 | 0 | 0 | 10 | 0.12392 | 0 | 1.239% | 484.8131 | 0 | 484.8131 | 484.8131 | 453.9448 | 453.9448 | 0 | 0 | 8.1802 | 943.8316 | 8.1802 | 0 | 943.8316 | 0 | 943.8316 | 943.8316 | 1038.2148 | 2.0792 | 2.2871
0 | G262 | 18231029 | Commercial HVAC {G} | 12358-1 | Thermostat - Web Enabled - GP Heating - Comm | 10 |  | Comm Space Heat | 58.23 | 6 |  | 0 | 0 | 349.38 | 0 | 0 | 0 | 0 | 10 | 0.37523 | 0 | 3.752% | 1468.0533 | 0 | 1468.0533 | 1468.0533 | 1374.5818 | 1374.5818 | 0 | 0 | 8.1802 | 2857.9986 | 8.1802 | 0 | 2857.9986 | 0 | 2857.9986 | 2857.9986 | 3143.7985 | 2.0792 | 2.2871
Program Costs: | G262 | 18231029 | Commercial HVAC {G} | 13033-1 | Supply Fan VFD and Controller - with DCV - RTU - 10 to 20 Tons - Gas Pack - Comm - C | 15 |  | Comm Flat | 60 | 15.2 |  | 0 | 0 | 912 | 0 | 0 | 0 | 0 | 15 | 1.4692 | 0 | 9.795% | 3832.1158 | 0 | 3832.1158 | 3832.1158 | 3588.1234 | 3588.1234 | 0 | 0 | 10.0001 | 9120.1042 | 10.0001 | 0 | 9120.1042 | 0 | 9120.1042 | 9120.1042 | 10032.1146 | 2.5417 | 2.7959
39124.39 | G262 | 18231029 | Commercial HVAC {G} | 13035-1 | Supply Fan VFD and Controller - with DCV - RTU - 5 to under 10 Tons - Gas Pack - Comm - C | 15 |  | Comm Flat | 47 | 15.2 |  | 0 | 0 | 714.4 | 0 | 0 | 0 | 0 | 15 | 1.1509 | 0 | 7.673% | 3001.8241 | 0 | 3001.8241 | 3001.8241 | 2810.6967 | 2810.6967 | 0 | 0 | 10.0001 | 7144.0816 | 10.0001 | 0 | 7144.0816 | 0 | 7144.0816 | 7144.0816 | 7858.4898 | 2.5417 | 2.7959
Total Savings (therm): | G262 | 18231029 | Commercial HVAC {G} | 13037-1 | Supply Fan VFD and Controller - with DCV - RTU - More than 20 Tons - Gas Pack - Comm - C | 15 |  | Comm Flat | 475 | 15.2 |  | 0 | 0 | 7220 | 0 | 0 | 0 | 0 | 15 | 11.6312 | 0 | 77.54% | 30337.5837 | 0 | 30337.5837 | 30337.5837 | 28405.9772 | 28405.9772 | 0 | 0 | 10.0001 | 72200.8248 | 10.0001 | 0 | 72200.8248 | 0 | 72200.8248 | 72200.8248 | 79420.9073 | 2.5417 | 2.7959
9311.16 | [18 empty] | 0 | 0 | 0 | 0% | 0 | 0 | 0 | 0 | 0 | 0 | 0 | 0 | #N/A | #N/A | #N/A | #N/A | #N/A | #N/A | #N/A | 0 | 0 | 0 | #DIV/0!
Total Incentives: | [18 empty] | 0 | 0 | 0 | 0% | 0 | 0 | 0 | 0 | 0 | 0 | 0 | 0 | #N/A | #N/A | #N/A | #N/A | #N/A | #N/A | #N/A | 0 | 0 | 0 | #DIV/0!
0 | [18 empty] | 0 | 0 | 0 | 0% | 0 | 0 | 0 | 0 | 0 | 0 | 0 | 0 | #N/A | #N/A | #N/A | #N/A | #N/A | #N/A | #N/A | 0 | 0 | 0 | #DIV/0!
Total Customer Costs: | [18 empty] | 0 | 0 | 0 | 0% | 0 | 0 | 0 | 0 | 0 | 0 | 0 | 0 | #N/A | #N/A | #N/A | #N/A | #N/A | #N/A | #N/A | 0 | 0 | 0 | #DIV/0!
0 | [18 empty] | 0 | 0 | 0 | 0% | 0 | 0 | 0 | 0 | 0 | 0 | 0 | 0 | #N/A | #N/A | #N/A | #N/A | #N/A | #N/A | #N/A | 0 | 0 | 0 | #DIV/0!
Weighted Avg Life | [18 empty] | 0 | 0 | 0 | 0% | 0 | 0 | 0 | 0 | 0 | 0 | 0 | 0 | #N/A | #N/A | #N/A | #N/A | #N/A | #N/A | #N/A | 0 | 0 | 0 | #DIV/0!
14.7504 | [18 empty] | 0 | 0 | 0 | 0% | 0 | 0 | 0 | 0 | 0 | 0 | 0 | 0 | #N/A | #N/A | #N/A | #N/A | #N/A | #N/A | #N/A | 0 | 0 | 0 | #DIV/0!
Total Utility Cost | [18 empty] | 0 | 0 | 0 | 0% | 0 | 0 | 0 | 0 | 0 | 0 | 0 | 0 | #N/A | #N/A | #N/A | #N/A | #N/A | #N/A | #N/A | 0 | 0 | 0 | #DIV/0!
39124.39 | [18 empty] | 0 | 0 | 0 | 0% | 0 | 0 | 0 | 0 | 0 | 0 | 0 | 0 | #N/A | #N/A | #N/A | #N/A | #N/A | #N/A | #N/A | 0 | 0 | 0 | #DIV/0!
Total Resource Cost | [18 empty] | 0 | 0 | 0 | 0% | 0 | 0 | 0 | 0 | 0 | 0 | 0 | 0 | #N/A | #N/A | #N/A | #N/A | #N/A | #N/A | #N/A | 0 | 0 | 0 | #DIV/0!
39124.39 | [18 empty] | 0 | 0 | 0 | 0% | 0 | 0 | 0 | 0 | 0 | 0 | 0 | 0 | #N/A | #N/A | #N/A | #N/A | #N/A | #N/A | #N/A | 0 | 0 | 0 | #DIV/0!
UC B/C Ratio | [18 empty] | 0 | 0 | 0 | 0% | 0 | 0 | 0 | 0 | 0 | 0 | 0 | 0 | #N/A | #N/A | #N/A | #N/A | #N/A | #N/A | #N/A | 0 | 0 | 0 | #DIV/0!
2.5187 | [18 empty] | 0 | 0 | 0 | 0% | 0 | 0 | 0 | 0 | 0 | 0 | 0 | 0 | #N/A | #N/A | #N/A | #N/A | #N/A | #N/A | #N/A | 0 | 0 | 0 | #DIV/0!
TRC B/C Ratio | [18 empty] | 0 | 0 | 0 | 0% | 0 | 0 | 0 | 0 | 0 | 0 | 0 | 0 | #N/A | #N/A | #N/A | #N/A | #N/A | #N/A | #N/A | 0 | 0 | 0 | #DIV/0!
2.7705 | [18 empty] | 0 | 0 | 0 | 0% | 0 | 0 | 0 | 0 | 0 | 0 | 0 | 0 | #N/A | #N/A | #N/A | #N/A | #N/A | #N/A | #N/A | 0 | 0 | 0 | #DIV/0!
Note on W3: Curtis, Kasey Calculates measure savings as a % of total program savings.
Note on X3: Curtis, Kasey: Uses % of measure savings as a proxy for % of program spending.

## Commercial Midstream {G}
Rtn to Summary |  | Order Number | Program Name | Discount Rate: | 6.8% | [9 empty] | Paste in incentives but use DBtC for Total
| Program: | 18230248 | Commercial Midstream {G}
| paste |  |  | paste | paste | paste | paste | paste | paste | paste | paste | paste | paste | Paste | paste | paste | paste | paste | Formula: G + H | Formula: (O/A10)*T | Formula: N - M | Formula: O/A10 | Formula: W*A8 | Formula: Q - P | Formula: X + DBtC | Formula: Q + X | Formula: Z/(1+GasDiscountRate)^1 | Formula: AA/(1+GasDiscountRate)^1 | Formula: -PV(ElecDiscount Rate,T,R)*J | Formula: -PV(ElecDiscount Rate, T, S)*J |  | AF*J*K |  | AH*J*L | AG + AI |  | AG +AI -AK | formula: Logic to lookup from AC tables and adjust by savings and quantity | Formula: Utility Savings (AM)*1.1+AD+AE | formula: AM/AB | formula: AN/AC
| Sch. No. | Order Number | Program Name | Measure Version | Measure Name | First Period Measure Life | Second period Measure Life | Gas End-Use Type | Number of units offered | Savings per Unit Period 1 | Savngs per Unit Period 2 | Incentives Per Unit | Incremental Measure Cost per Unit | Total First Year Savings | Total Incentive | Total Incremental Measure Cost | Unit First Year Non-Energy Benefits | Unit Annual Net Equipment O&M | Total Measure Life | Weighted Life | Agency or Customer Cost per Unit | Percent Unit overhead | Program Overhead Cost | Total Customer Cost | Total Utility Program Costs | Total Resource Cost | PV Total Utility Program Costs | PV Total Resource Costs | PV Total Non-Energy Benefits | PV Total Net Equipment O&M | Unit PV First period Savings for 1 therm | Total First Period Savings | Unit PV Savings for Second Period for 1 therm | Total Second period Savings | Unadjusted Total | Decrement | Final UC Total Savings | PV Total Savings UC | PV Total Savings TRC | UC B/C Ratio | TRC B/C Ratio
DBTC: | G262 | 18230248 | Commercial Midstream {G} | 12277-3 | CMID: Water Heater - Condensing - Storage | 13 |  | Comm Water Heat | 338 | 1051.4393 |  | 5 | 5.68 | 355386.5 | 350552.5 | 398227.34 | 0.3207 | 0 | 13 | 6.8109 | 0.68 | 52.39% | 249443.9587 | 47674.84 | 1224500.9728 | 647671.2987 | 1146536.4914 | 606433.8003 | 916.3006 | 0 | 8.9462 | 3179353.2756 | 8.9462 | 0 | 3179353.2756 | 0 | 3179353.2756 | 3179353.2756 | 3498204.9037 | 2.773 | 5.7685
1861085.17 | G262 | 18230248 | Commercial Midstream {G} | 12278-3 | CMID: Boiler - Domestic | 13 |  | Comm Water Heat | 53 | 2576.2162 |  | 5 | 10.24 | 136539.46 | 271458.5 | 555947.03 | 0.2839 | 0 | 13 | 2.6168 | 5.24 | 20.13% | 95836.3456 | 284488.53 | 470453.159 | 651783.3756 | 440499.2126 | 610284.0595 | 127.1931 | 0 | 8.9462 | 1221507.2306 | 8.9462 | 0 | 1221507.2306 | 0 | 1221507.2306 | 1221507.2306 | 1343785.1467 | 2.773 | 2.2019
Program Costs: | G262 | 18230248 | Commercial Midstream {G} | 12279-3 | CMID: Water Heater - Tankless | 13 |  | Comm Water Heat | 115 | 887.5516 |  | 3 | 3.43 | 102068.43 | 69593.1 | 79568.14 | 0.3306 | 0 | 13 | 1.9561 | 0.43 | 15.05% | 71641.3067 | 9975.04 | 351681.5969 | 151209.4467 | 329289.8847 | 141581.8789 | 321.3831 | 0 | 8.9462 | 913123.0287 | 8.9462 | 0 | 913123.0287 | 0 | 913123.0287 | 913123.0287 | 1004756.7147 | 2.773 | 7.0966
476112.11 | G262 | 18230248 | Commercial Midstream {G} | 12280-3 | CMID: Water Heater - Condensing - Storage - MF - HR | 13 |  | Comm Water Heat | 53 | 475.3804 |  | 5 | 5.68 | 25195.16 | 65123.5 | 73980.3 | 0.3207 | 0 | 13 | 0.48286 | 0.68 | 3.714% | 17684.3534 | 8856.8 | 86811.1139 | 91664.6534 | 81283.8145 | 85828.3271 | 143.6803 | 0 | 8.9462 | 225400.5554 | 8.9462 | 0 | 225400.5554 | 0 | 225400.5554 | 225400.5554 | 248084.2912 | 2.773 | 2.8905
Total Savings (therm): | G262 | 18230248 | Commercial Midstream {G} | 12281-3 | CMID: Boiler - Domestic - MF - HR | 13 |  | Comm Water Heat | 18 | 919.805 |  | 5 | 10.24 | 16556.49 | 69998 | 143355.9 | 0.2839 | 0 | 13 | 0.3173 | 5.24 | 2.441% | 11620.9153 | 73357.9 | 57046.1684 | 154976.8153 | 53414.0153 | 145109.3776 | 43.1977 | 0 | 8.9462 | 148117.4178 | 8.9462 | 0 | 148117.4178 | 0 | 148117.4178 | 148117.4178 | 162972.3573 | 2.773 | 1.1231
678323.97 | G262 | 18230248 | Commercial Midstream {G} | 12283-3 | CMID: Water Heater - Condensing - Storage - MF - LR | 13 |  | Comm Water Heat | 67 | 324.8228 |  | 5 | 5.68 | 21763.13 | 72513 | 82374.72 | 0.3207 | 0 | 13 | 0.41709 | 0.68 | 3.208% | 15275.4292 | 9861.72 | 74985.8924 | 97650.1492 | 70211.5098 | 91432.7239 | 181.6335 | 0 | 8.9462 | 194696.981 | 8.9462 | 0 | 194696.981 | 0 | 194696.981 | 194696.981 | 214348.3127 | 2.773 | 2.3443
Total Incentives: | G262 | 18230248 | Commercial Midstream {G} | 12284-3 | CMID: Boiler - Domestic - MF - LR | 13 |  | Comm Water Heat | 21 | 923.8138 |  | 5 | 10.24 | 19400.09 | 87501 | 179202.05 | 0.2839 | 0 | 13 | 0.3718 | 5.24 | 2.86% | 13616.8235 | 91701.05 | 66843.9265 | 192818.8735 | 62587.9461 | 180542.0164 | 50.3973 | 0 | 8.9462 | 173556.7887 | 8.9462 | 0 | 173556.7887 | 0 | 173556.7887 | 173556.7887 | 190962.8648 | 2.773 | 1.0577
990585 | G262 | 18230248 | Commercial Midstream {G} | 12285-3 | CMID: Water Heater - Condensing - Tankless - MF - LR | 13 |  | Comm Water Heat | 6 | 235.785 |  | 3 | 3.43 | 1414.71 | 3845.4 | 4396.57 | 0.3306 | 0 | 13 | 0.027113 | 0.43 | 0.2086% | 992.9777 | 551.17 | 4874.4501 | 5389.5477 | 4564.0919 | 5046.393 | 16.7678 | 0 | 8.9462 | 12656.257 | 8.9462 | 0 | 12656.257 | 0 | 12656.257 | 12656.257 | 13938.6505 | 2.773 | 2.7621
Total Customer Costs: | G262 | 18230248 | Commercial Midstream {G} | [15 empty] | 0 | 0 | 0 | 0% | 0 | 0 | 0 | 0 | 0 | 0 | 0 | 0 | #N/A | #N/A | #N/A | #N/A | #N/A | #N/A | #N/A | 0 | 0 | 0 | #DIV/0!
526467.05 | [18 empty] | 0 | 0 | 0 | 0% | 0 | 0 | 0 | 0 | 0 | 0 | 0 | 0 | #N/A | #N/A | #N/A | #N/A | #N/A | #N/A | #N/A | 0 | 0 | 0 | #DIV/0!
Weighted Avg Life | [18 empty] | 0 | 0 | 0 | 0% | 0 | 0 | 0 | 0 | 0 | 0 | 0 | 0 | #N/A | #N/A | #N/A | #N/A | #N/A | #N/A | #N/A | 0 | 0 | 0 | #DIV/0!
13 | [18 empty] | 0 | 0 | 0 | 0% | 0 | 0 | 0 | 0 | 0 | 0 | 0 | 0 | #N/A | #N/A | #N/A | #N/A | #N/A | #N/A | #N/A | 0 | 0 | 0 | #DIV/0!
Total Utility Cost | [18 empty] | 0 | 0 | 0 | 0% | 0 | 0 | 0 | 0 | 0 | 0 | 0 | 0 | #N/A | #N/A | #N/A | #N/A | #N/A | #N/A | #N/A | 0 | 0 | 0 | #DIV/0!
2337197.28 | [18 empty] | 0 | 0 | 0 | 0% | 0 | 0 | 0 | 0 | 0 | 0 | 0 | 0 | #N/A | #N/A | #N/A | #N/A | #N/A | #N/A | #N/A | 0 | 0 | 0 | #DIV/0!
Total Resource Cost | [18 empty] | 0 | 0 | 0 | 0% | 0 | 0 | 0 | 0 | 0 | 0 | 0 | 0 | #N/A | #N/A | #N/A | #N/A | #N/A | #N/A | #N/A | 0 | 0 | 0 | #DIV/0!
1993164.16 | [18 empty] | 0 | 0 | 0 | 0% | 0 | 0 | 0 | 0 | 0 | 0 | 0 | 0 | #N/A | #N/A | #N/A | #N/A | #N/A | #N/A | #N/A | 0 | 0 | 0 | #DIV/0!
UC B/C Ratio | [18 empty] | 0 | 0 | 0 | 0% | 0 | 0 | 0 | 0 | 0 | 0 | 0 | 0 | #N/A | #N/A | #N/A | #N/A | #N/A | #N/A | #N/A | 0 | 0 | 0 | #DIV/0!
2.773 | [18 empty] | 0 | 0 | 0 | 0% | 0 | 0 | 0 | 0 | 0 | 0 | 0 | 0 | #N/A | #N/A | #N/A | #N/A | #N/A | #N/A | #N/A | 0 | 0 | 0 | #DIV/0!
TRC B/C Ratio | [18 empty] | 0 | 0 | 0 | 0% | 0 | 0 | 0 | 0 | 0 | 0 | 0 | 0 | #N/A | #N/A | #N/A | #N/A | #N/A | #N/A | #N/A | 0 | 0 | 0 | #DIV/0!
3.5778 | [18 empty] | 0 | 0 | 0 | 0% | 0 | 0 | 0 | 0 | 0 | 0 | 0 | 0 | #N/A | #N/A | #N/A | #N/A | #N/A | #N/A | #N/A | 0 | 0 | 0 | #DIV/0!
Note on W3: Curtis, Kasey Calculates measure savings as a % of total program savings.
Note on X3: Curtis, Kasey: Uses % of measure savings as a proxy for % of program spending.

## SBDI {G}
Rtn to Summary |  | Order Number | Program Name | Discount Rate: | 6.8% | [9 empty] | Paste in incentives but use DBtC for Total
| Program: | 18231022 | Small Business Direct Install {G}
| paste |  |  | paste | paste | paste | paste | paste | paste | paste | paste | paste | paste | Paste | paste | paste | paste | paste | Formula: G + H | Formula: (O/A10)*T | Formula: N - M | Formula: O/A10 | Formula: W*A8 | Formula: Q - P | Formula: X + DBtC | Formula: Q + X | Formula: Z/(1+GasDiscountRate)^1 | Formula: AA/(1+GasDiscountRate)^1 | Formula: -PV(ElecDiscount Rate,T,R)*J | Formula: -PV(ElecDiscount Rate, T, S)*J |  | AF*J*K |  | AH*J*L | AG + AI |  | AG +AI -AK | formula: Logic to lookup from AC tables and adjust by savings and quantity | Formula: Utility Savings (AM)*1.1+AD+AE | formula: AM/AB | formula: AN/AC
| Sch. No. | Order Number | Program Name | Measure Version | Measure Name | First Period Measure Life | Second period Measure Life | Gas End-Use Type | Number of units offered | Savings per Unit Period 1 | Savngs per Unit Period 2 | Incentives Per Unit | Incremental Measure Cost per Unit | Total First Year Savings | Total Incentive | Total Incremental Measure Cost | Unit First Year Non-Energy Benefits | Unit Annual Net Equipment O&M | Total Measure Life | Weighted Life | Agency or Customer Cost per Unit | Percent Unit overhead | Program Overhead Cost | Total Customer Cost | Total Utility Program Costs | Total Resource Cost | PV Total Utility Program Costs | PV Total Resource Costs | PV Total Non-Energy Benefits | PV Total Net Equipment O&M | Unit PV First period Savings for 1 therm | Total First Period Savings | Unit PV Savings for Second Period for 1 therm | Total Second period Savings | Unadjusted Total | Decrement | Final UC Total Savings | PV Total Savings UC | PV Total Savings TRC | UC B/C Ratio | TRC B/C Ratio
DBTC: | G262 | 18231022 | Small Business Direct Install {G} | 11225-4 | SBDI: Sprayhead - GWH - 0.65 gpm - from 2.2 | 4 |  | Comm Water Heat | 1 | 59 |  | 76.3 | 76.3 | 59 | 76.3 | 76.3 | 236.79 | 0 | 4 | 0.92549 | 0 | 23.14% | 134.9642 | 0 | 6326.9518 | 211.2642 | 5924.1121 | 197.813 | 805.6924 | 0 | 3.0488 | 179.8805 | 3.0488 | 0 | 179.8805 | 0 | 179.8805 | 179.8805 | 1003.561 | 0.030364 | 5.0733
26761.98 | G262 | 18231022 | Small Business Direct Install {G} | 11227-4 | SBDI: Sprayhead - GWH - 0.65 gpm - from 2.6 | 4 |  | Comm Water Heat | 2 | 98 |  | 76.3 | 76.3 | 196 | 152.6 | 152.6 | 390.12 | 0 | 4 | 3.0745 | 0 | 76.86% | 448.3558 | 0 | 21018.3482 | 600.9558 | 19680.1013 | 562.6927 | 2654.8142 | 0 | 3.0488 | 597.5692 | 3.0488 | 0 | 597.5692 | 0 | 597.5692 | 597.5692 | 3312.1403 | 0.030364 | 5.8862
Program Costs: | G262 | 18231022 | Small Business Direct Install {G} | 12960-1 | Energy Audit - GH - SMB | 1 |  | Comm Space Heat | 154 | 0 |  | 240 | 240 | 0 | 3696 | 36960 | 0 | 0 | 1 | 0 | 0 | 0% | 0 | 33264 | 0 | 36960 | 0 | 34606.7416 | 0 | 0 | 0.96141 | 0 | 0.96141 | 0 | 0 | 0 | 0 | 0 | 0 | 0 | 0
583.32 | G262 | 18231022 | Small Business Direct Install {G} | [15 empty] | 0 | 0 | 0 | 0% | 0 | 0 | 0 | 0 | 0 | 0 | 0 | 0 | #N/A | #N/A | #N/A | #N/A | #N/A | #N/A | #N/A | 0 | 0 | 0 | #DIV/0!
Total Savings (therm): | [18 empty] | 0 | 0 | 0 | 0% | 0 | 0 | 0 | 0 | 0 | 0 | 0 | 0 | #N/A | #N/A | #N/A | #N/A | #N/A | #N/A | #N/A | 0 | 0 | 0 | #DIV/0!
255 | [18 empty] | 0 | 0 | 0 | 0% | 0 | 0 | 0 | 0 | 0 | 0 | 0 | 0 | #N/A | #N/A | #N/A | #N/A | #N/A | #N/A | #N/A | 0 | 0 | 0 | #DIV/0!
Total Incentives: | [18 empty] | 0 | 0 | 0 | 0% | 0 | 0 | 0 | 0 | 0 | 0 | 0 | 0 | #N/A | #N/A | #N/A | #N/A | #N/A | #N/A | #N/A | 0 | 0 | 0 | #DIV/0!
3924.9 | [18 empty] | 0 | 0 | 0 | 0% | 0 | 0 | 0 | 0 | 0 | 0 | 0 | 0 | #N/A | #N/A | #N/A | #N/A | #N/A | #N/A | #N/A | 0 | 0 | 0 | #DIV/0!
Total Customer Costs: | [18 empty] | 0 | 0 | 0 | 0% | 0 | 0 | 0 | 0 | 0 | 0 | 0 | 0 | #N/A | #N/A | #N/A | #N/A | #N/A | #N/A | #N/A | 0 | 0 | 0 | #DIV/0!
33264 | [18 empty] | 0 | 0 | 0 | 0% | 0 | 0 | 0 | 0 | 0 | 0 | 0 | 0 | #N/A | #N/A | #N/A | #N/A | #N/A | #N/A | #N/A | 0 | 0 | 0 | #DIV/0!
Weighted Avg Life | [18 empty] | 0 | 0 | 0 | 0% | 0 | 0 | 0 | 0 | 0 | 0 | 0 | 0 | #N/A | #N/A | #N/A | #N/A | #N/A | #N/A | #N/A | 0 | 0 | 0 | #DIV/0!
4 | [18 empty] | 0 | 0 | 0 | 0% | 0 | 0 | 0 | 0 | 0 | 0 | 0 | 0 | #N/A | #N/A | #N/A | #N/A | #N/A | #N/A | #N/A | 0 | 0 | 0 | #DIV/0!
Total Utility Cost | [18 empty] | 0 | 0 | 0 | 0% | 0 | 0 | 0 | 0 | 0 | 0 | 0 | 0 | #N/A | #N/A | #N/A | #N/A | #N/A | #N/A | #N/A | 0 | 0 | 0 | #DIV/0!
27345.3 | [18 empty] | 0 | 0 | 0 | 0% | 0 | 0 | 0 | 0 | 0 | 0 | 0 | 0 | #N/A | #N/A | #N/A | #N/A | #N/A | #N/A | #N/A | 0 | 0 | 0 | #DIV/0!
Total Resource Cost | [18 empty] | 0 | 0 | 0 | 0% | 0 | 0 | 0 | 0 | 0 | 0 | 0 | 0 | #N/A | #N/A | #N/A | #N/A | #N/A | #N/A | #N/A | 0 | 0 | 0 | #DIV/0!
37772.22 | [18 empty] | 0 | 0 | 0 | 0% | 0 | 0 | 0 | 0 | 0 | 0 | 0 | 0 | #N/A | #N/A | #N/A | #N/A | #N/A | #N/A | #N/A | 0 | 0 | 0 | #DIV/0!
UC B/C Ratio | [18 empty] | 0 | 0 | 0 | 0% | 0 | 0 | 0 | 0 | 0 | 0 | 0 | 0 | #N/A | #N/A | #N/A | #N/A | #N/A | #N/A | #N/A | 0 | 0 | 0 | #DIV/0!
0.030364 | [18 empty] | 0 | 0 | 0 | 0% | 0 | 0 | 0 | 0 | 0 | 0 | 0 | 0 | #N/A | #N/A | #N/A | #N/A | #N/A | #N/A | #N/A | 0 | 0 | 0 | #DIV/0!
TRC B/C Ratio | [18 empty] | 0 | 0 | 0 | 0% | 0 | 0 | 0 | 0 | 0 | 0 | 0 | 0 | #N/A | #N/A | #N/A | #N/A | #N/A | #N/A | #N/A | 0 | 0 | 0 | #DIV/0!
0.12203 | [18 empty] | 0 | 0 | 0 | 0% | 0 | 0 | 0 | 0 | 0 | 0 | 0 | 0 | #N/A | #N/A | #N/A | #N/A | #N/A | #N/A | #N/A | 0 | 0 | 0 | #DIV/0!
Note on W3: Curtis, Kasey Calculates measure savings as a % of total program savings.
Note on X3: Curtis, Kasey: Uses % of measure savings as a proxy for % of program spending.

## G245 NEEA GAS
Rtn to Summary |  | Order Number | Program Name | Discount Rate: | 6.8% | [9 empty] | Paste in incentives but use DBtC for Total
| Program: | 18230660 | NEEA Gas Market Transformation {G}
| paste |  |  | paste | paste | paste | paste | paste | paste | paste | paste | paste | paste | Paste | paste | paste | paste | paste | Formula: G + H | Formula: (O/A10)*T | Formula: N - M | Formula: O/A10 | Formula: W*A8 | Formula: Q - P | Formula: X + DBtC | Formula: Q + X | Formula: Z/(1+GasDiscountRate)^1 | Formula: AA/(1+GasDiscountRate)^1 | Formula: -PV(ElecDiscount Rate,T,R)*J | Formula: -PV(ElecDiscount Rate, T, S)*J |  | AF*J*K |  | AH*J*L | AG + AI |  | AG +AI -AK | formula: Logic to lookup from AC tables and adjust by savings and quantity | Formula: Utility Savings (AM)*1.1+AD+AE | formula: AM/AB | formula: AN/AC
| Sch. No. | Order Number | Program Name | Measure Version | Measure Name | First Period Measure Life | Second period Measure Life | Gas End-Use Type | Number of units offered | Savings per Unit Period 1 | Savngs per Unit Period 2 | Incentives Per Unit | Incremental Measure Cost per Unit | Total First Year Savings | Total Incentive | Total Incremental Measure Cost | Unit First Year Non-Energy Benefits | Unit Annual Net Equipment O&M | Total Measure Life | Weighted Life | Agency or Customer Cost per Unit | Percent Unit overhead | Program Overhead Cost | Total Customer Cost | Total Utility Program Costs | Total Resource Cost | PV Total Utility Program Costs | PV Total Resource Costs | PV Total Non-Energy Benefits | PV Total Net Equipment O&M | Unit PV First period Savings for 1 therm | Total First Period Savings | Unit PV Savings for Second Period for 1 therm | Total Second period Savings | Unadjusted Total | Decrement | Final UC Total Savings | PV Total Savings UC | PV Total Savings TRC | UC B/C Ratio | TRC B/C Ratio
DBTC: |  | 18230660 | NEEA Gas Market Transformation {G} | [15 empty] | 0 | #DIV/0! | 0 | #DIV/0! | #DIV/0! | 0 | #DIV/0! | #DIV/0! | #DIV/0! | #DIV/0! | 0 | 0 | #N/A | #N/A | #N/A | #N/A | #N/A | #N/A | #N/A | 0 | 0 | 0 | #DIV/0!
769694.44 | [18 empty] | 0 | #DIV/0! | 0 | #DIV/0! | #DIV/0! | 0 | #DIV/0! | #DIV/0! | #DIV/0! | #DIV/0! | 0 | 0 | #N/A | #N/A | #N/A | #N/A | #N/A | #N/A | #N/A | 0 | 0 | 0 | #DIV/0!
Program Costs: | [18 empty] | 0 | #DIV/0! | 0 | #DIV/0! | #DIV/0! | 0 | #DIV/0! | #DIV/0! | #DIV/0! | #DIV/0! | 0 | 0 | #N/A | #N/A | #N/A | #N/A | #N/A | #N/A | #N/A | 0 | 0 | 0 | #DIV/0!
330417.29 | [18 empty] | 0 | #DIV/0! | 0 | #DIV/0! | #DIV/0! | 0 | #DIV/0! | #DIV/0! | #DIV/0! | #DIV/0! | 0 | 0 | #N/A | #N/A | #N/A | #N/A | #N/A | #N/A | #N/A | 0 | 0 | 0 | #DIV/0!
Total Savings (therm): | [18 empty] | 0 | #DIV/0! | 0 | #DIV/0! | #DIV/0! | 0 | #DIV/0! | #DIV/0! | #DIV/0! | #DIV/0! | 0 | 0 | #N/A | #N/A | #N/A | #N/A | #N/A | #N/A | #N/A | 0 | 0 | 0 | #DIV/0!
0 | [18 empty] | 0 | #DIV/0! | 0 | #DIV/0! | #DIV/0! | 0 | #DIV/0! | #DIV/0! | #DIV/0! | #DIV/0! | 0 | 0 | #N/A | #N/A | #N/A | #N/A | #N/A | #N/A | #N/A | 0 | 0 | 0 | #DIV/0!
Total Incentives: | [18 empty] | 0 | #DIV/0! | 0 | #DIV/0! | #DIV/0! | 0 | #DIV/0! | #DIV/0! | #DIV/0! | #DIV/0! | 0 | 0 | #N/A | #N/A | #N/A | #N/A | #N/A | #N/A | #N/A | 0 | 0 | 0 | #DIV/0!
0 | [18 empty] | 0 | #DIV/0! | 0 | #DIV/0! | #DIV/0! | 0 | #DIV/0! | #DIV/0! | #DIV/0! | #DIV/0! | 0 | 0 | #N/A | #N/A | #N/A | #N/A | #N/A | #N/A | #N/A | 0 | 0 | 0 | #DIV/0!
Total Customer Costs: | [18 empty] | 0 | #DIV/0! | 0 | #DIV/0! | #DIV/0! | 0 | #DIV/0! | #DIV/0! | #DIV/0! | #DIV/0! | 0 | 0 | #N/A | #N/A | #N/A | #N/A | #N/A | #N/A | #N/A | 0 | 0 | 0 | #DIV/0!
0 | [18 empty] | 0 | #DIV/0! | 0 | #DIV/0! | #DIV/0! | 0 | #DIV/0! | #DIV/0! | #DIV/0! | #DIV/0! | 0 | 0 | #N/A | #N/A | #N/A | #N/A | #N/A | #N/A | #N/A | 0 | 0 | 0 | #DIV/0!
Weighted Avg Life | [18 empty] | 0 | #DIV/0! | 0 | #DIV/0! | #DIV/0! | 0 | #DIV/0! | #DIV/0! | #DIV/0! | #DIV/0! | 0 | 0 | #N/A | #N/A | #N/A | #N/A | #N/A | #N/A | #N/A | 0 | 0 | 0 | #DIV/0!
#DIV/0! | [18 empty] | 0 | #DIV/0! | 0 | #DIV/0! | #DIV/0! | 0 | #DIV/0! | #DIV/0! | #DIV/0! | #DIV/0! | 0 | 0 | #N/A | #N/A | #N/A | #N/A | #N/A | #N/A | #N/A | 0 | 0 | 0 | #DIV/0!
Total Utility Cost | [18 empty] | 0 | #DIV/0! | 0 | #DIV/0! | #DIV/0! | 0 | #DIV/0! | #DIV/0! | #DIV/0! | #DIV/0! | 0 | 0 | #N/A | #N/A | #N/A | #N/A | #N/A | #N/A | #N/A | 0 | 0 | 0 | #DIV/0!
1100111.73 | [18 empty] | 0 | #DIV/0! | 0 | #DIV/0! | #DIV/0! | 0 | #DIV/0! | #DIV/0! | #DIV/0! | #DIV/0! | 0 | 0 | #N/A | #N/A | #N/A | #N/A | #N/A | #N/A | #N/A | 0 | 0 | 0 | #DIV/0!
Total Resource Cost | [18 empty] | 0 | #DIV/0! | 0 | #DIV/0! | #DIV/0! | 0 | #DIV/0! | #DIV/0! | #DIV/0! | #DIV/0! | 0 | 0 | #N/A | #N/A | #N/A | #N/A | #N/A | #N/A | #N/A | 0 | 0 | 0 | #DIV/0!
330417.29 | [18 empty] | 0 | #DIV/0! | 0 | #DIV/0! | #DIV/0! | 0 | #DIV/0! | #DIV/0! | #DIV/0! | #DIV/0! | 0 | 0 | #N/A | #N/A | #N/A | #N/A | #N/A | #N/A | #N/A | 0 | 0 | 0 | #DIV/0!
UC B/C Ratio | [18 empty] | 0 | #DIV/0! | 0 | #DIV/0! | #DIV/0! | 0 | #DIV/0! | #DIV/0! | #DIV/0! | #DIV/0! | 0 | 0 | #N/A | #N/A | #N/A | #N/A | #N/A | #N/A | #N/A | 0 | 0 | 0 | #DIV/0!
#DIV/0! | [18 empty] | 0 | #DIV/0! | 0 | #DIV/0! | #DIV/0! | 0 | #DIV/0! | #DIV/0! | #DIV/0! | #DIV/0! | 0 | 0 | #N/A | #N/A | #N/A | #N/A | #N/A | #N/A | #N/A | 0 | 0 | 0 | #DIV/0!
TRC B/C Ratio | [18 empty] | 0 | #DIV/0! | 0 | #DIV/0! | #DIV/0! | 0 | #DIV/0! | #DIV/0! | #DIV/0! | #DIV/0! | 0 | 0 | #N/A | #N/A | #N/A | #N/A | #N/A | #N/A | #N/A | 0 | 0 | 0 | #DIV/0!
#DIV/0! | [18 empty] | 0 | #DIV/0! | 0 | #DIV/0! | #DIV/0! | 0 | #DIV/0! | #DIV/0! | #DIV/0! | #DIV/0! | 0 | 0 | #N/A | #N/A | #N/A | #N/A | #N/A | #N/A | #N/A | 0 | 0 | 0 | #DIV/0!
Note on W3: Curtis, Kasey Calculates measure savings as a % of total program savings.
Note on X3: Curtis, Kasey: Uses % of measure savings as a proxy for % of program spending.

## G249 Res Gas Pilot
Rtn to Summary |  | Order Number | Program Name | Discount Rate: | 6.8% | [9 empty] | Paste in incentives but use DBtC for Total
| Program: | 18230622 | Residential Pilots {G}
| paste |  |  | paste | paste | paste | paste | paste | paste | paste | paste | paste | paste | Paste | paste | paste | paste | paste | Formula: G + H | Formula: (O/A10)*T | Formula: N - M | Formula: O/A10 | Formula: W*A8 | Formula: Q - P | Formula: X + DBtC | Formula: Q + X | Formula: Z/(1+GasDiscountRate)^1 | Formula: AA/(1+GasDiscountRate)^1 | Formula: -PV(ElecDiscount Rate,T,R)*J | Formula: -PV(ElecDiscount Rate, T, S)*J |  | AF*J*K |  | AH*J*L | AG + AI |  | AG +AI -AK | formula: Logic to lookup from AC tables and adjust by savings and quantity | Formula: Utility Savings (AM)*1.1+AD+AE | formula: AM/AB | formula: AN/AC
| Sch. No. | Order Number | Program Name | Measure Version | Measure Name | First Period Measure Life | Second period Measure Life | Gas End-Use Type | Number of units offered | Savings per Unit Period 1 | Savngs per Unit Period 2 | Incentives Per Unit | Incremental Measure Cost per Unit | Total First Year Savings | Total Incentive | Total Incremental Measure Cost | Unit First Year Non-Energy Benefits | Unit Annual Net Equipment O&M | Total Measure Life | Weighted Life | Agency or Customer Cost per Unit | Percent Unit overhead | Program Overhead Cost | Total Customer Cost | Total Utility Program Costs | Total Resource Cost | PV Total Utility Program Costs | PV Total Resource Costs | PV Total Non-Energy Benefits | PV Total Net Equipment O&M | Unit PV First period Savings for 1 therm | Total First Period Savings | Unit PV Savings for Second Period for 1 therm | Total Second period Savings | Unadjusted Total | Decrement | Final UC Total Savings | PV Total Savings UC | PV Total Savings TRC | UC B/C Ratio | TRC B/C Ratio
DBTC: | G249 | 18230622 | Residential Pilots {G} | [15 empty] | 0 | #DIV/0! | 0 | #DIV/0! | #DIV/0! | 0 | #DIV/0! | #DIV/0! | #DIV/0! | #DIV/0! | 0 | 0 | #N/A | #N/A | #N/A | #N/A | #N/A | #N/A | #N/A | 0 | 0 | 0 | #DIV/0!
0 | [18 empty] | 0 | #DIV/0! | 0 | #DIV/0! | #DIV/0! | 0 | #DIV/0! | #DIV/0! | #DIV/0! | #DIV/0! | 0 | 0 | #N/A | #N/A | #N/A | #N/A | #N/A | #N/A | #N/A | 0 | 0 | 0 | #DIV/0!
Program Costs: | [18 empty] | 0 | #DIV/0! | 0 | #DIV/0! | #DIV/0! | 0 | #DIV/0! | #DIV/0! | #DIV/0! | #DIV/0! | 0 | 0 | #N/A | #N/A | #N/A | #N/A | #N/A | #N/A | #N/A | 0 | 0 | 0 | #DIV/0!
0 | [18 empty] | 0 | #DIV/0! | 0 | #DIV/0! | #DIV/0! | 0 | #DIV/0! | #DIV/0! | #DIV/0! | #DIV/0! | 0 | 0 | #N/A | #N/A | #N/A | #N/A | #N/A | #N/A | #N/A | 0 | 0 | 0 | #DIV/0!
Total Savings (therm): | [18 empty] | 0 | #DIV/0! | 0 | #DIV/0! | #DIV/0! | 0 | #DIV/0! | #DIV/0! | #DIV/0! | #DIV/0! | 0 | 0 | #N/A | #N/A | #N/A | #N/A | #N/A | #N/A | #N/A | 0 | 0 | 0 | #DIV/0!
0 | [18 empty] | 0 | #DIV/0! | 0 | #DIV/0! | #DIV/0! | 0 | #DIV/0! | #DIV/0! | #DIV/0! | #DIV/0! | 0 | 0 | #N/A | #N/A | #N/A | #N/A | #N/A | #N/A | #N/A | 0 | 0 | 0 | #DIV/0!
Total Incentives: | [18 empty] | 0 | #DIV/0! | 0 | #DIV/0! | #DIV/0! | 0 | #DIV/0! | #DIV/0! | #DIV/0! | #DIV/0! | 0 | 0 | #N/A | #N/A | #N/A | #N/A | #N/A | #N/A | #N/A | 0 | 0 | 0 | #DIV/0!
0 | [18 empty] | 0 | #DIV/0! | 0 | #DIV/0! | #DIV/0! | 0 | #DIV/0! | #DIV/0! | #DIV/0! | #DIV/0! | 0 | 0 | #N/A | #N/A | #N/A | #N/A | #N/A | #N/A | #N/A | 0 | 0 | 0 | #DIV/0!
Total Customer Costs: | [18 empty] | 0 | #DIV/0! | 0 | #DIV/0! | #DIV/0! | 0 | #DIV/0! | #DIV/0! | #DIV/0! | #DIV/0! | 0 | 0 | #N/A | #N/A | #N/A | #N/A | #N/A | #N/A | #N/A | 0 | 0 | 0 | #DIV/0!
0 | [18 empty] | 0 | #DIV/0! | 0 | #DIV/0! | #DIV/0! | 0 | #DIV/0! | #DIV/0! | #DIV/0! | #DIV/0! | 0 | 0 | #N/A | #N/A | #N/A | #N/A | #N/A | #N/A | #N/A | 0 | 0 | 0 | #DIV/0!
Weighted Avg Life | [18 empty] | 0 | #DIV/0! | 0 | #DIV/0! | #DIV/0! | 0 | #DIV/0! | #DIV/0! | #DIV/0! | #DIV/0! | 0 | 0 | #N/A | #N/A | #N/A | #N/A | #N/A | #N/A | #N/A | 0 | 0 | 0 | #DIV/0!
#DIV/0! | [18 empty] | 0 | #DIV/0! | 0 | #DIV/0! | #DIV/0! | 0 | #DIV/0! | #DIV/0! | #DIV/0! | #DIV/0! | 0 | 0 | #N/A | #N/A | #N/A | #N/A | #N/A | #N/A | #N/A | 0 | 0 | 0 | #DIV/0!
Total Utility Cost | [18 empty] | 0 | #DIV/0! | 0 | #DIV/0! | #DIV/0! | 0 | #DIV/0! | #DIV/0! | #DIV/0! | #DIV/0! | 0 | 0 | #N/A | #N/A | #N/A | #N/A | #N/A | #N/A | #N/A | 0 | 0 | 0 | #DIV/0!
0 | [18 empty] | 0 | #DIV/0! | 0 | #DIV/0! | #DIV/0! | 0 | #DIV/0! | #DIV/0! | #DIV/0! | #DIV/0! | 0 | 0 | #N/A | #N/A | #N/A | #N/A | #N/A | #N/A | #N/A | 0 | 0 | 0 | #DIV/0!
Total Resource Cost | [18 empty] | 0 | #DIV/0! | 0 | #DIV/0! | #DIV/0! | 0 | #DIV/0! | #DIV/0! | #DIV/0! | #DIV/0! | 0 | 0 | #N/A | #N/A | #N/A | #N/A | #N/A | #N/A | #N/A | 0 | 0 | 0 | #DIV/0!
0 | [18 empty] | 0 | #DIV/0! | 0 | #DIV/0! | #DIV/0! | 0 | #DIV/0! | #DIV/0! | #DIV/0! | #DIV/0! | 0 | 0 | #N/A | #N/A | #N/A | #N/A | #N/A | #N/A | #N/A | 0 | 0 | 0 | #DIV/0!
UC B/C Ratio | [18 empty] | 0 | #DIV/0! | 0 | #DIV/0! | #DIV/0! | 0 | #DIV/0! | #DIV/0! | #DIV/0! | #DIV/0! | 0 | 0 | #N/A | #N/A | #N/A | #N/A | #N/A | #N/A | #N/A | 0 | 0 | 0 | #DIV/0!
#DIV/0! | [18 empty] | 0 | #DIV/0! | 0 | #DIV/0! | #DIV/0! | 0 | #DIV/0! | #DIV/0! | #DIV/0! | #DIV/0! | 0 | 0 | #N/A | #N/A | #N/A | #N/A | #N/A | #N/A | #N/A | 0 | 0 | 0 | #DIV/0!
TRC B/C Ratio | [18 empty] | 0 | #DIV/0! | 0 | #DIV/0! | #DIV/0! | 0 | #DIV/0! | #DIV/0! | #DIV/0! | #DIV/0! | 0 | 0 | #N/A | #N/A | #N/A | #N/A | #N/A | #N/A | #N/A | 0 | 0 | 0 | #DIV/0!
#DIV/0! | [18 empty] | 0 | #DIV/0! | 0 | #DIV/0! | #DIV/0! | 0 | #DIV/0! | #DIV/0! | #DIV/0! | #DIV/0! | 0 | 0 | #N/A | #N/A | #N/A | #N/A | #N/A | #N/A | #N/A | 0 | 0 | 0 | #DIV/0!
Note on W3: Curtis, Kasey Calculates measure savings as a % of total program savings.
Note on X3: Curtis, Kasey: Uses % of measure savings as a proxy for % of program spending.

## G249 Com Gas Pilot
Rtn to Summary |  | Order Number | Program Name | Discount Rate: | 6.8% | [9 empty] | Paste in incentives but use DBtC for Total
| Program: | 18231038 | SMB Virtual Commissioning {G}
| paste |  |  | paste | paste | paste | paste | paste | paste | paste | paste | paste | paste | Paste | paste | paste | paste | paste | Formula: G + H | Formula: (O/A10)*T | Formula: N - M | Formula: O/A10 | Formula: W*A8 | Formula: Q - P | Formula: X + DBtC | Formula: Q + X | Formula: Z/(1+GasDiscountRate)^1 | Formula: AA/(1+GasDiscountRate)^1 | Formula: -PV(ElecDiscount Rate,T,R)*J | Formula: -PV(ElecDiscount Rate, T, S)*J |  | AF*J*K |  | AH*J*L | AG + AI |  | AG +AI -AK | formula: Logic to lookup from AC tables and adjust by savings and quantity | Formula: Utility Savings (AM)*1.1+AD+AE | formula: AM/AB | formula: AN/AC
| Sch. No. | Order Number | Program Name | Measure Version | Measure Name | First Period Measure Life | Second period Measure Life | Gas End-Use Type | Number of units offered | Savings per Unit Period 1 | Savngs per Unit Period 2 | Incentives Per Unit | Incremental Measure Cost per Unit | Total First Year Savings | Total Incentive | Total Incremental Measure Cost | Unit First Year Non-Energy Benefits | Unit Annual Net Equipment O&M | Total Measure Life | Weighted Life | Agency or Customer Cost per Unit | Percent Unit overhead | Program Overhead Cost | Total Customer Cost | Total Utility Program Costs | Total Resource Cost | PV Total Utility Program Costs | PV Total Resource Costs | PV Total Non-Energy Benefits | PV Total Net Equipment O&M | Unit PV First period Savings for 1 therm | Total First Period Savings | Unit PV Savings for Second Period for 1 therm | Total Second period Savings | Unadjusted Total | Decrement | Final UC Total Savings | PV Total Savings UC | PV Total Savings TRC | UC B/C Ratio | TRC B/C Ratio
DBTC: | G249 | 18231038 | SMB Virtual Commissioning {G} | [15 empty] | 0 | #DIV/0! | 0 | #DIV/0! | #DIV/0! | 0 | #DIV/0! | #DIV/0! | #DIV/0! | #DIV/0! | 0 | 0 | #N/A | #N/A | #N/A | #N/A | #N/A | #N/A | #N/A | 0 | 0 | 0 | #DIV/0!
0 | [18 empty] | 0 | #DIV/0! | 0 | #DIV/0! | #DIV/0! | 0 | #DIV/0! | #DIV/0! | #DIV/0! | #DIV/0! | 0 | 0 | #N/A | #N/A | #N/A | #N/A | #N/A | #N/A | #N/A | 0 | 0 | 0 | #DIV/0!
Program Costs: | [18 empty] | 0 | #DIV/0! | 0 | #DIV/0! | #DIV/0! | 0 | #DIV/0! | #DIV/0! | #DIV/0! | #DIV/0! | 0 | 0 | #N/A | #N/A | #N/A | #N/A | #N/A | #N/A | #N/A | 0 | 0 | 0 | #DIV/0!
151.52 | [18 empty] | 0 | #DIV/0! | 0 | #DIV/0! | #DIV/0! | 0 | #DIV/0! | #DIV/0! | #DIV/0! | #DIV/0! | 0 | 0 | #N/A | #N/A | #N/A | #N/A | #N/A | #N/A | #N/A | 0 | 0 | 0 | #DIV/0!
Total Savings (therm): | [18 empty] | 0 | #DIV/0! | 0 | #DIV/0! | #DIV/0! | 0 | #DIV/0! | #DIV/0! | #DIV/0! | #DIV/0! | 0 | 0 | #N/A | #N/A | #N/A | #N/A | #N/A | #N/A | #N/A | 0 | 0 | 0 | #DIV/0!
0 | [18 empty] | 0 | #DIV/0! | 0 | #DIV/0! | #DIV/0! | 0 | #DIV/0! | #DIV/0! | #DIV/0! | #DIV/0! | 0 | 0 | #N/A | #N/A | #N/A | #N/A | #N/A | #N/A | #N/A | 0 | 0 | 0 | #DIV/0!
Total Incentives: | [18 empty] | 0 | #DIV/0! | 0 | #DIV/0! | #DIV/0! | 0 | #DIV/0! | #DIV/0! | #DIV/0! | #DIV/0! | 0 | 0 | #N/A | #N/A | #N/A | #N/A | #N/A | #N/A | #N/A | 0 | 0 | 0 | #DIV/0!
0 | [18 empty] | 0 | #DIV/0! | 0 | #DIV/0! | #DIV/0! | 0 | #DIV/0! | #DIV/0! | #DIV/0! | #DIV/0! | 0 | 0 | #N/A | #N/A | #N/A | #N/A | #N/A | #N/A | #N/A | 0 | 0 | 0 | #DIV/0!
Total Customer Costs: | [18 empty] | 0 | #DIV/0! | 0 | #DIV/0! | #DIV/0! | 0 | #DIV/0! | #DIV/0! | #DIV/0! | #DIV/0! | 0 | 0 | #N/A | #N/A | #N/A | #N/A | #N/A | #N/A | #N/A | 0 | 0 | 0 | #DIV/0!
0 | [18 empty] | 0 | #DIV/0! | 0 | #DIV/0! | #DIV/0! | 0 | #DIV/0! | #DIV/0! | #DIV/0! | #DIV/0! | 0 | 0 | #N/A | #N/A | #N/A | #N/A | #N/A | #N/A | #N/A | 0 | 0 | 0 | #DIV/0!
Weighted Avg Life | [18 empty] | 0 | #DIV/0! | 0 | #DIV/0! | #DIV/0! | 0 | #DIV/0! | #DIV/0! | #DIV/0! | #DIV/0! | 0 | 0 | #N/A | #N/A | #N/A | #N/A | #N/A | #N/A | #N/A | 0 | 0 | 0 | #DIV/0!
#DIV/0! | [18 empty] | 0 | #DIV/0! | 0 | #DIV/0! | #DIV/0! | 0 | #DIV/0! | #DIV/0! | #DIV/0! | #DIV/0! | 0 | 0 | #N/A | #N/A | #N/A | #N/A | #N/A | #N/A | #N/A | 0 | 0 | 0 | #DIV/0!
Total Utility Cost | [18 empty] | 0 | #DIV/0! | 0 | #DIV/0! | #DIV/0! | 0 | #DIV/0! | #DIV/0! | #DIV/0! | #DIV/0! | 0 | 0 | #N/A | #N/A | #N/A | #N/A | #N/A | #N/A | #N/A | 0 | 0 | 0 | #DIV/0!
151.52 | [18 empty] | 0 | #DIV/0! | 0 | #DIV/0! | #DIV/0! | 0 | #DIV/0! | #DIV/0! | #DIV/0! | #DIV/0! | 0 | 0 | #N/A | #N/A | #N/A | #N/A | #N/A | #N/A | #N/A | 0 | 0 | 0 | #DIV/0!
Total Resource Cost | [18 empty] | 0 | #DIV/0! | 0 | #DIV/0! | #DIV/0! | 0 | #DIV/0! | #DIV/0! | #DIV/0! | #DIV/0! | 0 | 0 | #N/A | #N/A | #N/A | #N/A | #N/A | #N/A | #N/A | 0 | 0 | 0 | #DIV/0!
151.52 | [18 empty] | 0 | #DIV/0! | 0 | #DIV/0! | #DIV/0! | 0 | #DIV/0! | #DIV/0! | #DIV/0! | #DIV/0! | 0 | 0 | #N/A | #N/A | #N/A | #N/A | #N/A | #N/A | #N/A | 0 | 0 | 0 | #DIV/0!
UC B/C Ratio | [18 empty] | 0 | #DIV/0! | 0 | #DIV/0! | #DIV/0! | 0 | #DIV/0! | #DIV/0! | #DIV/0! | #DIV/0! | 0 | 0 | #N/A | #N/A | #N/A | #N/A | #N/A | #N/A | #N/A | 0 | 0 | 0 | #DIV/0!
#DIV/0! | [18 empty] | 0 | #DIV/0! | 0 | #DIV/0! | #DIV/0! | 0 | #DIV/0! | #DIV/0! | #DIV/0! | #DIV/0! | 0 | 0 | #N/A | #N/A | #N/A | #N/A | #N/A | #N/A | #N/A | 0 | 0 | 0 | #DIV/0!
TRC B/C Ratio | [18 empty] | 0 | #DIV/0! | 0 | #DIV/0! | #DIV/0! | 0 | #DIV/0! | #DIV/0! | #DIV/0! | #DIV/0! | 0 | 0 | #N/A | #N/A | #N/A | #N/A | #N/A | #N/A | #N/A | 0 | 0 | 0 | #DIV/0!
#DIV/0! | [18 empty] | 0 | #DIV/0! | 0 | #DIV/0! | #DIV/0! | 0 | #DIV/0! | #DIV/0! | #DIV/0! | #DIV/0! | 0 | 0 | #N/A | #N/A | #N/A | #N/A | #N/A | #N/A | #N/A | 0 | 0 | 0 | #DIV/0!
Note on W3: Curtis, Kasey Calculates measure savings as a % of total program savings.
Note on X3: Curtis, Kasey: Uses % of measure savings as a proxy for % of program spending.

## TDSM {G}
Rtn to Summary |  | Order Number | Program Name | Discount Rate: | 6.8% | [9 empty] | Paste in incentives but use DBtC for Total
| Program: | 18230218 | Targeted DSM {G}
| paste |  |  | paste | paste | paste | paste | paste | paste | paste | paste | paste | paste | Paste | paste | paste | paste | paste | Formula: G + H | Formula: (O/A10)*T | Formula: N - M | Formula: O/A10 | Formula: W*A8 | Formula: Q - P | Formula: X + DBtC | Formula: Q + X | Formula: Z/(1+GasDiscountRate)^1 | Formula: AA/(1+GasDiscountRate)^1 | Formula: -PV(ElecDiscount Rate,T,R)*J | Formula: -PV(ElecDiscount Rate, T, S)*J |  | AF*J*K |  | AH*J*L | AG + AI |  | AG +AI -AK | formula: Logic to lookup from AC tables and adjust by savings and quantity | Formula: Utility Savings (AM)*1.1+AD+AE | formula: AM/AB | formula: AN/AC
| Sch. No. | Order Number | Program Name | Measure Version | Measure Name | First Period Measure Life | Second period Measure Life | Gas End-Use Type | Number of units offered | Savings per Unit Period 1 | Savngs per Unit Period 2 | Incentives Per Unit | Incremental Measure Cost per Unit | Total First Year Savings | Total Incentive | Total Incremental Measure Cost | Unit First Year Non-Energy Benefits | Unit Annual Net Equipment O&M | Total Measure Life | Weighted Life | Agency or Customer Cost per Unit | Percent Unit overhead | Program Overhead Cost | Total Customer Cost | Total Utility Program Costs | Total Resource Cost | PV Total Utility Program Costs | PV Total Resource Costs | PV Total Non-Energy Benefits | PV Total Net Equipment O&M | Unit PV First period Savings for 1 therm | Total First Period Savings | Unit PV Savings for Second Period for 1 therm | Total Second period Savings | Unadjusted Total | Decrement | Final UC Total Savings | PV Total Savings UC | PV Total Savings TRC | UC B/C Ratio | TRC B/C Ratio
DBTC: |  | 18230218 | Targeted DSM {G} | [15 empty] | 0 | #DIV/0! | 0 | #DIV/0! | #DIV/0! | 0 | #DIV/0! | #DIV/0! | #DIV/0! | #DIV/0! | 0 | 0 | #N/A | #N/A | #N/A | #N/A | #N/A | #N/A | #N/A | 0 | 0 | 0 | #DIV/0!
0 | [18 empty] | 0 | #DIV/0! | 0 | #DIV/0! | #DIV/0! | 0 | #DIV/0! | #DIV/0! | #DIV/0! | #DIV/0! | 0 | 0 | #N/A | #N/A | #N/A | #N/A | #N/A | #N/A | #N/A | 0 | 0 | 0 | #DIV/0!
Program Costs: | [18 empty] | 0 | #DIV/0! | 0 | #DIV/0! | #DIV/0! | 0 | #DIV/0! | #DIV/0! | #DIV/0! | #DIV/0! | 0 | 0 | #N/A | #N/A | #N/A | #N/A | #N/A | #N/A | #N/A | 0 | 0 | 0 | #DIV/0!
111824.11 | [18 empty] | 0 | #DIV/0! | 0 | #DIV/0! | #DIV/0! | 0 | #DIV/0! | #DIV/0! | #DIV/0! | #DIV/0! | 0 | 0 | #N/A | #N/A | #N/A | #N/A | #N/A | #N/A | #N/A | 0 | 0 | 0 | #DIV/0!
Total Savings (therm): | [18 empty] | 0 | #DIV/0! | 0 | #DIV/0! | #DIV/0! | 0 | #DIV/0! | #DIV/0! | #DIV/0! | #DIV/0! | 0 | 0 | #N/A | #N/A | #N/A | #N/A | #N/A | #N/A | #N/A | 0 | 0 | 0 | #DIV/0!
0 | [18 empty] | 0 | #DIV/0! | 0 | #DIV/0! | #DIV/0! | 0 | #DIV/0! | #DIV/0! | #DIV/0! | #DIV/0! | 0 | 0 | #N/A | #N/A | #N/A | #N/A | #N/A | #N/A | #N/A | 0 | 0 | 0 | #DIV/0!
Total Incentives: | [18 empty] | 0 | #DIV/0! | 0 | #DIV/0! | #DIV/0! | 0 | #DIV/0! | #DIV/0! | #DIV/0! | #DIV/0! | 0 | 0 | #N/A | #N/A | #N/A | #N/A | #N/A | #N/A | #N/A | 0 | 0 | 0 | #DIV/0!
0 | [18 empty] | 0 | #DIV/0! | 0 | #DIV/0! | #DIV/0! | 0 | #DIV/0! | #DIV/0! | #DIV/0! | #DIV/0! | 0 | 0 | #N/A | #N/A | #N/A | #N/A | #N/A | #N/A | #N/A | 0 | 0 | 0 | #DIV/0!
Total Customer Costs: | [18 empty] | 0 | #DIV/0! | 0 | #DIV/0! | #DIV/0! | 0 | #DIV/0! | #DIV/0! | #DIV/0! | #DIV/0! | 0 | 0 | #N/A | #N/A | #N/A | #N/A | #N/A | #N/A | #N/A | 0 | 0 | 0 | #DIV/0!
0 | [18 empty] | 0 | #DIV/0! | 0 | #DIV/0! | #DIV/0! | 0 | #DIV/0! | #DIV/0! | #DIV/0! | #DIV/0! | 0 | 0 | #N/A | #N/A | #N/A | #N/A | #N/A | #N/A | #N/A | 0 | 0 | 0 | #DIV/0!
Weighted Avg Life | [18 empty] | 0 | #DIV/0! | 0 | #DIV/0! | #DIV/0! | 0 | #DIV/0! | #DIV/0! | #DIV/0! | #DIV/0! | 0 | 0 | #N/A | #N/A | #N/A | #N/A | #N/A | #N/A | #N/A | 0 | 0 | 0 | #DIV/0!
#DIV/0! | [18 empty] | 0 | #DIV/0! | 0 | #DIV/0! | #DIV/0! | 0 | #DIV/0! | #DIV/0! | #DIV/0! | #DIV/0! | 0 | 0 | #N/A | #N/A | #N/A | #N/A | #N/A | #N/A | #N/A | 0 | 0 | 0 | #DIV/0!
Total Utility Cost | [18 empty] | 0 | #DIV/0! | 0 | #DIV/0! | #DIV/0! | 0 | #DIV/0! | #DIV/0! | #DIV/0! | #DIV/0! | 0 | 0 | #N/A | #N/A | #N/A | #N/A | #N/A | #N/A | #N/A | 0 | 0 | 0 | #DIV/0!
111824.11 | [18 empty] | 0 | #DIV/0! | 0 | #DIV/0! | #DIV/0! | 0 | #DIV/0! | #DIV/0! | #DIV/0! | #DIV/0! | 0 | 0 | #N/A | #N/A | #N/A | #N/A | #N/A | #N/A | #N/A | 0 | 0 | 0 | #DIV/0!
Total Resource Cost | [18 empty] | 0 | #DIV/0! | 0 | #DIV/0! | #DIV/0! | 0 | #DIV/0! | #DIV/0! | #DIV/0! | #DIV/0! | 0 | 0 | #N/A | #N/A | #N/A | #N/A | #N/A | #N/A | #N/A | 0 | 0 | 0 | #DIV/0!
111824.11 | [18 empty] | 0 | #DIV/0! | 0 | #DIV/0! | #DIV/0! | 0 | #DIV/0! | #DIV/0! | #DIV/0! | #DIV/0! | 0 | 0 | #N/A | #N/A | #N/A | #N/A | #N/A | #N/A | #N/A | 0 | 0 | 0 | #DIV/0!
UC B/C Ratio | [18 empty] | 0 | #DIV/0! | 0 | #DIV/0! | #DIV/0! | 0 | #DIV/0! | #DIV/0! | #DIV/0! | #DIV/0! | 0 | 0 | #N/A | #N/A | #N/A | #N/A | #N/A | #N/A | #N/A | 0 | 0 | 0 | #DIV/0!
#DIV/0! | [18 empty] | 0 | #DIV/0! | 0 | #DIV/0! | #DIV/0! | 0 | #DIV/0! | #DIV/0! | #DIV/0! | #DIV/0! | 0 | 0 | #N/A | #N/A | #N/A | #N/A | #N/A | #N/A | #N/A | 0 | 0 | 0 | #DIV/0!
TRC B/C Ratio | [18 empty] | 0 | #DIV/0! | 0 | #DIV/0! | #DIV/0! | 0 | #DIV/0! | #DIV/0! | #DIV/0! | #DIV/0! | 0 | 0 | #N/A | #N/A | #N/A | #N/A | #N/A | #N/A | #N/A | 0 | 0 | 0 | #DIV/0!
#DIV/0! | [18 empty] | 0 | #DIV/0! | 0 | #DIV/0! | #DIV/0! | 0 | #DIV/0! | #DIV/0! | #DIV/0! | #DIV/0! | 0 | 0 | #N/A | #N/A | #N/A | #N/A | #N/A | #N/A | #N/A | 0 | 0 | 0 | #DIV/0!
Note on W3: Curtis, Kasey Calculates measure savings as a % of total program savings.
Note on X3: Curtis, Kasey: Uses % of measure savings as a proxy for % of program spending.

## ElecAvoidedCostsWOCC
Electric Conservation Cost Effectiveness Standard, 2022-2023
Includes Energy and Capacity and does NOT apply the conservation Credit to energy or capacity
Measure Life | Single Family Space Heat | Single Family Heat Pump | Multifamily Space Heat | Multifamily Heat Pump | Residential Water Heat | Residential Refrigerator | Residential Plug Load | Residential Lighting | Residential Dryer | Commercial Space Heat | Commercial Refrigeration | Commercial Cooling | Commercial Cooking | Commercial Lighting | Commercial Flat | Commercial Water Heat
| SF Space Heat | SF Heat Pump | MF Space Heat | MF Heat Pump | Res Water Heat | Res Refrigerator | Res Plug Load | Res Lighting | Res Dryer | Comm Space Heat | Comm Refrigeration | Comm Cooling | Comm Cooking | Comm Lighting | Comm Flat | Comm Water Heat
1 | 0.10826 | 0.1085 | 0.10826 | 0.1085 | 0.089328 | 0.085124 | 0.088374 | 0.090945 | 0.088974 | 0.10775 | 0.084515 | 0.077208 | 0.084694 | 0.08785 | 0.086162 | 0.08558
2 | 0.21171 | 0.2122 | 0.21171 | 0.2122 | 0.17499 | 0.16687 | 0.17315 | 0.17814 | 0.17431 | 0.21082 | 0.16566 | 0.15139 | 0.16602 | 0.17215 | 0.16889 | 0.16778
3 | 0.31049 | 0.31124 | 0.31049 | 0.31124 | 0.25705 | 0.24526 | 0.2544 | 0.26165 | 0.25607 | 0.30928 | 0.2435 | 0.22274 | 0.24402 | 0.25295 | 0.24823 | 0.24657
4 | 0.40551 | 0.40651 | 0.40551 | 0.40651 | 0.33637 | 0.32112 | 0.33296 | 0.34234 | 0.33505 | 0.40378 | 0.31884 | 0.29192 | 0.3195 | 0.33097 | 0.32492 | 0.32263
5 | 0.49676 | 0.49802 | 0.49676 | 0.49802 | 0.41286 | 0.39435 | 0.40872 | 0.42012 | 0.41119 | 0.49449 | 0.39157 | 0.35882 | 0.39236 | 0.40615 | 0.39887 | 0.39593
6 | 0.58652 | 0.58812 | 0.58652 | 0.58812 | 0.48866 | 0.46706 | 0.48385 | 0.49718 | 0.48659 | 0.5835 | 0.46385 | 0.42577 | 0.46474 | 0.48064 | 0.47222 | 0.46847
7 | 0.67292 | 0.67488 | 0.67292 | 0.67488 | 0.56196 | 0.53748 | 0.55655 | 0.57169 | 0.55954 | 0.66918 | 0.5339 | 0.49094 | 0.53487 | 0.55277 | 0.54324 | 0.53869
8 | 0.75584 | 0.75805 | 0.75584 | 0.75805 | 0.63257 | 0.60537 | 0.62657 | 0.64339 | 0.62977 | 0.75149 | 0.60143 | 0.55387 | 0.60247 | 0.62222 | 0.6117 | 0.60629
9 | 0.84721 | 0.84971 | 0.84721 | 0.84971 | 0.71224 | 0.68248 | 0.70571 | 0.72415 | 0.70905 | 0.84199 | 0.67819 | 0.62614 | 0.67929 | 0.70072 | 0.6893 | 0.68295
10 | 0.93336 | 0.93611 | 0.93336 | 0.93611 | 0.78743 | 0.75526 | 0.78039 | 0.80036 | 0.78375 | 0.92698 | 0.7506 | 0.69424 | 0.75176 | 0.7746 | 0.76242 | 0.75502
11 | 1.0151 | 1.0181 | 1.0151 | 1.0181 | 0.85874 | 0.82429 | 0.85122 | 0.87267 | 0.85459 | 1.0074 | 0.81927 | 0.75861 | 0.82049 | 0.84462 | 0.83173 | 0.82326
12 | 1.093 | 1.0963 | 1.093 | 1.0963 | 0.92671 | 0.89008 | 0.91874 | 0.94161 | 0.92205 | 1.0839 | 0.88471 | 0.81987 | 0.88596 | 0.91128 | 0.89777 | 0.8882
13 | 1.1667 | 1.1703 | 1.1667 | 1.1703 | 0.99115 | 0.95249 | 0.98277 | 1.007 | 0.98601 | 1.1563 | 0.94679 | 0.87811 | 0.94807 | 0.97451 | 0.96039 | 0.94976
14 | 1.2366 | 1.2403 | 1.2366 | 1.2403 | 1.0523 | 1.0117 | 1.0435 | 1.0689 | 1.0467 | 1.2251 | 1.0057 | 0.93341 | 1.007 | 1.0344 | 1.0198 | 1.0081
15 | 1.3032 | 1.3072 | 1.3032 | 1.3072 | 1.1106 | 1.0682 | 1.1014 | 1.128 | 1.1045 | 1.2903 | 1.0619 | 0.9862 | 1.0632 | 1.0915 | 1.0764 | 1.0636
16 | 1.3746 | 1.3789 | 1.3746 | 1.3789 | 1.1743 | 1.1302 | 1.1647 | 1.1925 | 1.1676 | 1.3603 | 1.1236 | 1.0447 | 1.1248 | 1.1539 | 1.1384 | 1.1245
17 | 1.442 | 1.4464 | 1.442 | 1.4464 | 1.2342 | 1.1885 | 1.2244 | 1.2532 | 1.227 | 1.4261 | 1.1816 | 1.0997 | 1.1829 | 1.2127 | 1.1968 | 1.1818
18 | 1.5052 | 1.5099 | 1.5052 | 1.5099 | 1.2906 | 1.2435 | 1.2805 | 1.3104 | 1.283 | 1.488 | 1.2363 | 1.1516 | 1.2376 | 1.268 | 1.2517 | 1.2357
19 | 1.5683 | 1.57 | 1.565 | 1.57 | 1.3438 | 1.2953 | 1.3335 | 1.3643 | 1.3357 | 1.5465 | 1.2879 | 1.2004 | 1.2892 | 1.3201 | 1.3036 | 1.2865
20 | 1.6315 | 1.6268 | 1.6216 | 1.6268 | 1.3943 | 1.3445 | 1.3837 | 1.4155 | 1.3857 | 1.6019 | 1.3368 | 1.2469 | 1.3381 | 1.3696 | 1.3527 | 1.3347
21 | 1.6945 | 1.6804 | 1.675 | 1.6804 | 1.442 | 1.3909 | 1.4312 | 1.4637 | 1.433 | 1.6541 | 1.383 | 1.2907 | 1.3842 | 1.4162 | 1.3991 | 1.3801
22 | 1.7574 | 1.731 | 1.7254 | 1.731 | 1.4869 | 1.4347 | 1.4759 | 1.5093 | 1.4775 | 1.7034 | 1.4266 | 1.3321 | 1.4278 | 1.4602 | 1.4429 | 1.4229
23 | 1.8202 | 1.7788 | 1.773 | 1.7788 | 1.5294 | 1.476 | 1.5181 | 1.5523 | 1.5195 | 1.7499 | 1.4677 | 1.3711 | 1.4689 | 1.5018 | 1.4842 | 1.4633
24 | 1.883 | 1.8238 | 1.8178 | 1.8238 | 1.5694 | 1.515 | 1.5579 | 1.5928 | 1.5591 | 1.7937 | 1.5065 | 1.4079 | 1.5076 | 1.5409 | 1.5231 | 1.5014
25 | 1.9456 | 1.8661 | 1.86 | 1.8661 | 1.607 | 1.5516 | 1.5954 | 1.6309 | 1.5964 | 1.8349 | 1.5429 | 1.4426 | 1.5441 | 1.5777 | 1.5597 | 1.5373
26 | 2.008 | 1.906 | 1.8998 | 1.906 | 1.6424 | 1.5861 | 1.6307 | 1.6669 | 1.6315 | 1.8737 | 1.5773 | 1.4752 | 1.5784 | 1.6124 | 1.5942 | 1.571
27 | 2.0704 | 1.9436 | 1.9372 | 1.9436 | 1.6758 | 1.6186 | 1.6639 | 1.7007 | 1.6645 | 1.9103 | 1.6096 | 1.5058 | 1.6107 | 1.645 | 1.6267 | 1.6027
28 | 2.1328 | 1.979 | 1.9725 | 1.979 | 1.7072 | 1.6492 | 1.6951 | 1.7325 | 1.6956 | 1.9447 | 1.6401 | 1.5347 | 1.6411 | 1.6757 | 1.6572 | 1.6325
29 | 2.1951 | 2.0124 | 2.0057 | 2.0124 | 1.7368 | 1.678 | 1.7246 | 1.7625 | 1.7249 | 1.9771 | 1.6687 | 1.5619 | 1.6698 | 1.7046 | 1.686 | 1.6606
30 | 2.2575 | 2.0438 | 2.0371 | 2.0438 | 1.7647 | 1.7051 | 1.7523 | 1.7908 | 1.7525 | 2.0076 | 1.6957 | 1.5875 | 1.6967 | 1.7319 | 1.7131 | 1.687
31 | 2.3139 | 2.0949 | 2.088 | 2.0949 | 1.8088 | 1.7478 | 1.7961 | 1.8355 | 1.7963 | 2.0578 | 1.7381 | 1.6272 | 1.7391 | 1.7752 | 1.7559 | 1.7292
32 | 2.3718 | 2.1473 | 2.1402 | 2.1473 | 1.854 | 1.7915 | 1.841 | 1.8814 | 1.8412 | 2.1092 | 1.7816 | 1.6679 | 1.7826 | 1.8195 | 1.7998 | 1.7724
33 | 2.4311 | 2.201 | 2.1937 | 2.201 | 1.9004 | 1.8363 | 1.8871 | 1.9285 | 1.8873 | 2.1619 | 1.8261 | 1.7096 | 1.8272 | 1.865 | 1.8448 | 1.8168
34 | 2.4919 | 2.256 | 2.2485 | 2.256 | 1.9479 | 1.8822 | 1.9342 | 1.9767 | 1.9344 | 2.216 | 1.8718 | 1.7523 | 1.8729 | 1.9116 | 1.8909 | 1.8622
35 | 2.5542 | 2.3124 | 2.3047 | 2.3124 | 1.9966 | 1.9292 | 1.9826 | 2.0261 | 1.9828 | 2.2714 | 1.9186 | 1.7961 | 1.9197 | 1.9594 | 1.9382 | 1.9087
36 | 2.618 | 2.3702 | 2.3624 | 2.3702 | 2.0465 | 1.9774 | 2.0322 | 2.0767 | 2.0324 | 2.3282 | 1.9665 | 1.841 | 1.9677 | 2.0084 | 1.9866 | 1.9565
37 | 2.6835 | 2.4294 | 2.4214 | 2.4294 | 2.0977 | 2.0269 | 2.083 | 2.1287 | 2.0832 | 2.3864 | 2.0157 | 1.8871 | 2.0169 | 2.0586 | 2.0363 | 2.0054
38 | 2.7505 | 2.4902 | 2.482 | 2.4902 | 2.1501 | 2.0776 | 2.135 | 2.1819 | 2.1353 | 2.446 | 2.0661 | 1.9342 | 2.0673 | 2.1101 | 2.0872 | 2.0555
39 | 2.8193 | 2.5524 | 2.544 | 2.5524 | 2.2039 | 2.1295 | 2.1884 | 2.2364 | 2.1886 | 2.5072 | 2.1177 | 1.9826 | 2.119 | 2.1629 | 2.1394 | 2.1069
40 | 2.8898 | 2.6163 | 2.6076 | 2.6163 | 2.259 | 2.1827 | 2.2431 | 2.2923 | 2.2433 | 2.5698 | 2.1707 | 2.0322 | 2.1719 | 2.2169 | 2.1929 | 2.1596
41 | 2.962 | 2.6817 | 2.6728 | 2.6817 | 2.3154 | 2.2373 | 2.2992 | 2.3496 | 2.2994 | 2.6341 | 2.2249 | 2.083 | 2.2262 | 2.2723 | 2.2477 | 2.2135
42 | 3.0361 | 2.7487 | 2.7396 | 2.7487 | 2.3733 | 2.2932 | 2.3567 | 2.4084 | 2.3569 | 2.6999 | 2.2806 | 2.135 | 2.2819 | 2.3292 | 2.3039 | 2.2689
43 | 3.112 | 2.8174 | 2.8081 | 2.8174 | 2.4326 | 2.3506 | 2.4156 | 2.4686 | 2.4158 | 2.7674 | 2.3376 | 2.1884 | 2.3389 | 2.3874 | 2.3615 | 2.3256
44 | 3.1898 | 2.8879 | 2.8783 | 2.8879 | 2.4935 | 2.4093 | 2.476 | 2.5303 | 2.4762 | 2.8366 | 2.396 | 2.2431 | 2.3974 | 2.4471 | 2.4205 | 2.3837
45 | 3.2695 | 2.96 | 2.9503 | 2.96 | 2.5558 | 2.4696 | 2.5379 | 2.5936 | 2.5381 | 2.9075 | 2.4559 | 2.2992 | 2.4574 | 2.5082 | 2.481 | 2.4433

## GasAvoidedCostsWOCC
Gas Conservation Cost Effectiveness Standard, 2022-2023
Includes Both Capacity, Energy, but does not include 10% conservation credit
|  |  | For MFNC |  | For MFNC | For MFNC
Measure Life | Single Family Space Heat | Single Family Water Heat | OFFICE_SPACE_HEAT_FURNACE | RESTAURANT_COOKING | RESTAURANT_WATER_HEAT | Industrial
| SF Space Heat | Res Water Heat | Comm Space Heat | Comm Cooking | Comm Water Heat | Comm Flat
1 | 0.8974 | 0.8188 | 0.96141 | 0.8098 | 0.81192 | 0.79921
2 | 1.753 | 1.5999 | 1.8766 | 1.5823 | 1.5864 | 1.5617
3 | 2.5689 | 2.3484 | 2.7469 | 2.323 | 2.3289 | 2.2931
4 | 3.3576 | 3.074 | 3.5868 | 3.0413 | 3.0488 | 3.0027
5 | 4.1154 | 3.7721 | 4.3937 | 3.7323 | 3.7415 | 3.6855
6 | 4.8647 | 4.4685 | 5.1872 | 4.4224 | 4.4329 | 4.3683
7 | 5.6041 | 5.1612 | 5.9665 | 5.1093 | 5.1211 | 5.0489
8 | 6.3324 | 5.8484 | 6.7306 | 5.7914 | 5.8041 | 5.7254
9 | 7.0347 | 6.511 | 7.4666 | 6.449 | 6.4627 | 6.3777
10 | 7.7157 | 7.1529 | 8.1802 | 7.0862 | 7.1008 | 7.0096
11 | 8.3815 | 7.7817 | 8.8772 | 7.7103 | 7.7258 | 7.629
12 | 9.0383 | 8.4036 | 9.5631 | 8.3277 | 8.344 | 8.2419
13 | 9.6779 | 9.0091 | 10.2302 | 8.9292 | 8.9462 | 8.8388
14 | 10.3008 | 9.6025 | 10.8787 | 9.5189 | 9.5366 | 9.4246
15 | 10.9113 | 10.1852 | 11.5141 | 10.098 | 10.1164 | 10.0001
16 | 11.508 | 10.7533 | 12.1351 | 10.6626 | 10.6816 | 10.5611
17 | 12.0786 | 11.2954 | 12.729 | 11.2013 | 11.221 | 11.0962
18 | 12.6338 | 11.8248 | 13.3064 | 11.7275 | 11.7477 | 11.6192
19 | 13.1814 | 12.3465 | 13.8769 | 12.2458 | 12.2667 | 12.1346
20 | 13.7138 | 12.8542 | 14.4314 | 12.7503 | 12.7718 | 12.6362
21 | 14.2299 | 13.3468 | 14.9687 | 13.2398 | 13.2619 | 13.1231
22 | 14.7308 | 13.8251 | 15.4898 | 13.7151 | 13.7378 | 13.596
23 | 15.2171 | 14.2899 | 15.9955 | 14.177 | 14.2002 | 14.0556
24 | 15.6895 | 14.7416 | 16.4864 | 14.6259 | 14.6496 | 14.5024
25 | 16.1433 | 15.1754 | 16.9582 | 15.0571 | 15.0813 | 14.9314
26 | 16.5784 | 15.5915 | 17.4103 | 15.4706 | 15.4953 | 15.3429
27 | 16.9955 | 15.9905 | 17.8436 | 15.8672 | 15.8923 | 15.7377
28 | 17.3955 | 16.3732 | 18.2589 | 16.2476 | 16.2732 | 16.1163
29 | 17.7789 | 16.7403 | 18.6569 | 16.6125 | 16.6385 | 16.4795
30 | 18.1465 | 17.0923 | 19.0384 | 16.9625 | 16.9888 | 16.8279
31 | 18.6002 | 17.5196 | 19.5144 | 17.3866 | 17.4135 | 17.2486
32 | 19.0652 | 17.9576 | 20.0022 | 17.8212 | 17.8489 | 17.6798
33 | 19.5418 | 18.4066 | 20.5023 | 18.2668 | 18.2951 | 18.1218
34 | 20.0304 | 18.8667 | 21.0148 | 18.7234 | 18.7525 | 18.5748
35 | 20.5311 | 19.3384 | 21.5402 | 19.1915 | 19.2213 | 19.0392
36 | 21.0444 | 19.8219 | 22.0787 | 19.6713 | 19.7018 | 19.5152
37 | 21.5705 | 20.3174 | 22.6307 | 20.1631 | 20.1944 | 20.0031
38 | 22.1098 | 20.8253 | 23.1964 | 20.6672 | 20.6992 | 20.5031
39 | 22.6625 | 21.346 | 23.7763 | 21.1839 | 21.2167 | 21.0157
40 | 23.2291 | 21.8796 | 24.3708 | 21.7134 | 21.7471 | 21.5411
41 | 23.8098 | 22.4266 | 24.98 | 22.2563 | 22.2908 | 22.0796
42 | 24.405 | 22.9873 | 25.6045 | 22.8127 | 22.8481 | 22.6316
43 | 25.0152 | 23.562 | 26.2446 | 23.383 | 23.4193 | 23.1974
44 | 25.6405 | 24.151 | 26.9007 | 23.9676 | 24.0048 | 23.7774
45 | 26.2816 | 24.7548 | 27.5733 | 24.5668 | 24.6049 | 24.3718