## Redacted
This file contains confidential information
Shaded information is designated as confidential per Protective Order in Docket UE-200980
REDACTED VERSION

## 34C Fixed Gas Transport
Puget Sound Energy
Fixed Gas for Power Transportation Costs | [9 empty] | REDACTED VERSION
2020 PCORC Supplemental
|  |  | FX Rate | 0.83382 | 2021-01-21
https://www.wellsfargo.com/foreign-exchange/currency-rates/
|  |  | Dth to GJ | 1.0551
|  | 30 | 31 | 31 | 30 | 31 | 30 | 31 | 31 | 28 | 31 | 30 | 31
Pipeline | Charge | 2021-06-01 | 2021-07-01 | 2021-08-01 | 2021-09-01 | 2021-10-01 | 2021-11-01 | 2021-12-01 | 2022-01-01 | 2022-02-01 | 2022-03-01 | 2022-04-01 | 2022-05-01 | 2020 PCORC Supplemental | 2020 PCORC Initial Filing | Increase / (Decrease) | Capacity (MMBtu/d) | Contract | Expiration | Rate Schedule | Rate | Receipt (From) | Delivery (To)
Northwest | O&M | 10781 | 10781 | 10781 | 10781 | 10781 | 10781 | 10781 | 10781 | 10781 | 10781 | 10781 | 10781 | 129372 | 129372 | 0 | 50350 | 127115 | 2026-12-14 | Firm | 10781 | Goldendale Lateral
Northwest | Demand | 254655.1953 | 263143.7018 | 263143.7018 | 254655.1953 | 263143.7018 | 254655.1953 | 263143.7018 | 263143.7018 | 237678.1823 | 263143.7018 | 254655.1953 | 263143.7018 | 3098304.8762 | 3098304.8762 | 0 | 21747 | 132124 | 2023-10-31 | TF-1E | 0.39033 | Sumas | Scott
Northwest | Demand | 526945.5 | 544510.35 | 544510.35 | 526945.5 | 544510.35 | 526945.5 | 544510.35 | 544510.35 | 491815.8 | 544510.35 | 526945.5 | 544510.35 | 6411170.25 | 6411170.25 | 0 | 45000 | 135602 | 2023-10-31 | TF-1E | 0.39033 | Sumas | Everett Delta
Northwest | Demand | 131267.979 | 135643.5783 | 135643.5783 | 131267.979 | 135643.5783 | 131267.979 | 135643.5783 | 135643.5783 | 122516.7804 | 135643.5783 | 131267.979 | 135643.5783 | 1597093.7445 | 1597093.7445 | 0 | 11210 | 136459 | 2044-09-30 | TF-1 | 0.39033 | Sumas | Stanfield
Northwest | Demand | 23419.8 | 24200.46 | 24200.46 | 23419.8 | 24200.46 | 23419.8 | 24200.46 | 24200.46 | 21858.48 | 24200.46 | 23419.8 | 24200.46 | 284940.9 | 284940.9 | 0 | 2000 | 138409 | 2023-10-31 | TF-1 | 0.39033 | Sumas | North Tacoma
Northwest | Demand | 105389.1 | 108902.07 | 108902.07 | 105389.1 | 108902.07 | 105389.1 | 108902.07 | 108902.07 | 98363.16 | 108902.07 | 105389.1 | 108902.07 | 1282234.05 | 1282234.05 | 0 | 9000 | 138412 | 2023-10-31 | TF-1 | 0.39033 | Sumas | South Longview
Northwest | Demand | 585495 | 605011.5 | 605011.5 | 585495 | 605011.5 | 585495 | 605011.5 | 605011.5 | 546462 | 605011.5 | 585495 | 605011.5 | 7123522.5 | 7123522.5 | 0 | 50000 | 138657 | 2025-03-31 | TF-1 | 0.39033 | Stanfield | Sipi
Northwest | Demand | 24918.6672 | 25749.2894 | 25749.2894 | 24918.6672 | 25749.2894 | 24918.6672 | 25749.2894 | 25749.2894 | 23257.4227 | 25749.2894 | 24918.6672 | 25749.2894 | 303177.1176 | 303177.1176 | 0 | 2128 | 138780 & 138781 | 2025-03-31 | TF-1 | 0.39033 | Stanfield | Deer Island
Northwest | Demand | 57706.3872 | 59629.9334 | 59629.9334 | 57706.3872 | 59629.9334 | 57706.3872 | 59629.9334 | 59629.9334 | 53859.2947 | 59629.9334 | 57706.3872 | 59629.9334 | 702094.3776 | 702094.3776 | 0 | 4928 | 138782 & 138783 | 2025-03-31 | TF-1 | 0.39033 | Stanfield | Bellingham(Ferndale)
Northwest | Demand | 256118.9328 | 264656.2306 | 264656.2306 | 256118.9328 | 264656.2306 | 256118.9328 | 264656.2306 | 264656.2306 | 239044.3373 | 264656.2306 | 256118.9328 | 264656.2306 | 3116113.6824 | 3116113.6824 | 0 | 21872 | 138784 thru 138790 | 2025-03-31 | TF-1 | 0.39033 | Stanfield | JP
Northwest | Demand | 3141.4944 | 3246.2109 | 3246.2109 | 3141.4944 | 3246.2109 | 3141.4944 | 3246.2109 | 3246.2109 | 2932.0614 | 3246.2109 | 3141.4944 | 3246.2109 | 38221.5152 | 38221.5152 | 0 | 6704 | 139250 | 2026-10-31 | SGS-2F | 0.01562 | JP Storage
Northwest | Demand | 2404.6362 | 2484.7907 | 2484.7907 | 2404.6362 | 2484.7907 | 2404.6362 | 2484.7907 | 2484.7907 | 2244.3271 | 2484.7907 | 2404.6362 | 2484.7907 | 29256.4071 | 29256.4071 | 0 | 140622 | 139250 | 2026-10-31 | SGS-2F | 0.00057 | JP Storage
Northwest | Demand | 2021-11-01: 46595.22; 2021-12-01: 48148.394; 2022-01-01: 48148.394; 2022-02-01: 43488.872; 2022-03-01: 48148.394 | 234529.274 | 235171.93 | -642.656 | 6650 | 140766 | 2032-10-31 | TF-1 | 0.23356 | JP-Winter | South Longview
Northwest | Demand | 234198 | 242004.6 | 242004.6 | 234198 | 242004.6 | 234198 | 242004.6 | 242004.6 | 218584.8 | 242004.6 | 234198 | 242004.6 | 2849409 | 2849409 | 0 | 20000 | 140907 | 2033-10-31 | TF-1 | 0.39033 | Sumas | JP
Northwest | Demand | 2021-11-01: 193016.3196; 2021-12-01: 199450.1969; 2022-01-01: 199450.1969; 2022-02-01: 180148.565; 2022-03-01: 199450.1969 | 971515.4753 | 974177.6174 | -2662.1421 | 27547 | 140910 | 2032-10-31 | TF-1 | 0.23356 | JP-Winter | Sedro Woolley
Northwest | Demand | 43479 | 44928.3 | 44928.3 | 43479 | 44928.3 | 43479 | 44928.3 | 44928.3 | 40580.4 | 44928.3 | 43479 | 44928.3 | 528994.5 | 528994.5 | 0 | 15000 | 140915 | 2023-03-31 | TF-1 | 0.09662 | JP | Sedro Woolley
Northwest | Demand | 24000.81 | 24800.837 | 24800.837 | 24000.81 | 24800.837 | 24000.81 | 24800.837 | 24800.837 | 22400.756 | 24800.837 | 24000.81 | 24800.837 | 292009.855 | 292009.855 | 0 | 241700 | 140975 | 2023-03-31 | LS-2F | 0.00331 | Plymouth Storage
Northwest | Demand | 54715.05 | 56538.885 | 56538.885 | 54715.05 | 56538.885 | 54715.05 | 56538.885 | 56538.885 | 51067.38 | 56538.885 | 54715.05 | 56538.885 | 665699.775 | 665699.775 | 0 | 70500 | 140975 | 2023-03-31 | LS-2F | 0.02587 | Plymouth Storage
| NW Total | 2338636.5521 | 2416231.7372 | 2416231.7372 | 2338636.5521 | 2416231.7372 | 2578248.0917 | 2663830.3281 | 2663830.3281 | 2407083.6189 | 2663830.3281 | 2338636.5521 | 2416231.7372 | 29657659.2999 | 29660964.098 | -3304.7981
Cascade | Dispatch Service | 625 | 625 | 625 | 625 | 625 | 625 | 625 | 625 | 625 | 625 | 625 | 625 | 7500 | 7500 | 0 | 37000 | Encogen Plant NOM | 2021-03-31 | CT Meter | 625
Cascade | Demand | 14789.492 | 14789.492 | 14789.492 | 14789.492 | 14789.492 | 14789.492 | 14789.492 | 14789.492 | 14789.492 | 14789.492 | 14789.492 | 14789.492 | 177473.904 | 176152.56 | 1321.344 |  |  |  |  | 0.39972
Cascade | Gross Rev Tax | 672.3801 | 672.3801 | 672.3801 | 672.3801 | 672.3801 | 672.3801 | 672.3801 | 672.3801 | 672.3801 | 672.3801 | 672.3801 | 672.3801 | 8068.5617 | 8010.9247 | 57.637 |  |  |  |  | 4.362%
Cascade | City B&O Tax | 1026.825 | 1026.825 | 1026.825 | 1026.825 | 1026.825 | 1026.825 | 1026.825 | 1026.825 | 1026.825 | 1026.825 | 1026.825 | 1026.825 | 12321.9006 | 12233.8802 | 88.0204 |  |  |  |  | 6.383%
| Total | 17113.6972 | 17113.6972 | 17113.6972 | 17113.6972 | 17113.6972 | 17113.6972 | 17113.6972 | 17113.6972 | 17113.6972 | 17113.6972 | 17113.6972 | 17113.6972 | 205364.3663 | 203897.3649 | 1467.0014
Cascade | Dispatch Service | 625 | 625 | 625 | 625 | 625 | 625 | 625 | 625 | 625 | 625 | 625 | 625 | 7500 | 7500 | 0 | 52000 | Ferndale Plant NOM | 2021-03-31 | CT Meter | 625
Cascade | Demand | 104000 | 104000 | 104000 | 104000 | 104000 | 104000 | 104000 | 104000 | 104000 | 104000 | 104000 | 104000 | 1248000 | 1248000 | 0 |  |  |  |  | 2
Cascade | Gross Rev Tax | 4563.7425 | 4563.7425 | 4563.7425 | 4563.7425 | 4563.7425 | 4563.7425 | 4563.7425 | 4563.7425 | 4563.7425 | 4563.7425 | 4563.7425 | 4563.7425 | 54764.91 | 54764.91 | 0 |  |  |  |  | 4.362%
Cascade | Total | 109188.7425 | 109188.7425 | 109188.7425 | 109188.7425 | 109188.7425 | 109188.7425 | 109188.7425 | 109188.7425 | 109188.7425 | 109188.7425 | 109188.7425 | 109188.7425 | 1310264.91 | 1310264.91 | 0
Cascade | Dispatch Service | 625 | 625 | 625 | 625 | 625 | 625 | 625 | 625 | 625 | 625 | 625 | 625 | 7500 | 7500 | 0 |  | Fredonia Plant NOM | 2021-07-04 | CT Meter | 625
Cascade | Facilities Charge | 120485 | 120485 | 120485 | 120485 | 120485 | 120485 | 120485 | 120485 | 120485 | 120485 | 120485 | 120485 | 1445820 | 1445820 | 0 |  |  |  |  | 120485
Cascade | Compressor Oper | -2753.15 | -2753.15 | -2753.15 | -2753.15 | -2753.15 | -2753.15 | -2753.15 | -2753.15 | -2753.15 | -2753.15 | -2753.15 | -2753.15 | -33037.8 | -33037.8 | 0 |  |  |  |  | -2753.15
Cascade | Gross Rev Tax | 5162.7258 | 5162.7258 | 5162.7258 | 5162.7258 | 5162.7258 | 5162.7258 | 5162.7258 | 5162.7258 | 5162.7258 | 5162.7258 | 5162.7258 | 5162.7258 | 61952.7096 | 61952.7096 | 0 |  |  |  |  | 4.362%
Cascade | Total | 123519.5758 | 123519.5758 | 123519.5758 | 123519.5758 | 123519.5758 | 123519.5758 | 123519.5758 | 123519.5758 | 123519.5758 | 123519.5758 | 123519.5758 | 123519.5758 | 1482234.9096 | 1482234.9096 | 0
Cascade | Dispatch Service | 625 | 625 | 625 | 625 | 625 | 625 | 625 | 625 | 625 | 625 | 625 | 625 | 7500 | 7500 | 0 | 52000 | Mint Farm Plant NOM | 2021-03-31 | CT Meter | 625
Cascade | Demand | 104000 | 104000 | 104000 | 104000 | 104000 | 104000 | 104000 | 104000 | 104000 | 104000 | 104000 | 104000 | 1248000 | 1248000 | 0 |  |  |  |  | 2
Cascade | Gross Rev Tax | 4563.7425 | 4563.7425 | 4563.7425 | 4563.7425 | 4563.7425 | 4563.7425 | 4563.7425 | 4563.7425 | 4563.7425 | 4563.7425 | 4563.7425 | 4563.7425 | 54764.91 | 54764.91 | 0 |  |  |  |  | 4.362%
Cascade | City B&O Tax | 60 | 60 | 60 | 60 | 60 | 60 | 60 | 60 | 60 | 60 | 60 | 60 | 720 | 720 | 0 |  |  |  |  | 60
Cascade | Total | 109248.7425 | 109248.7425 | 109248.7425 | 109248.7425 | 109248.7425 | 109248.7425 | 109248.7425 | 109248.7425 | 109248.7425 | 109248.7425 | 109248.7425 | 109248.7425 | 1310984.91 | 1310984.91 | 0
Cascade | Dispatch Service | 625 | 625 | 625 | 625 | 625 | 625 | 625 | 625 | 625 | 625 | 625 | 625 | 7500 | 7500 | 0 |  | Whitehorn Plant NOM | 2020-12-31 | CT Meter | 625
Cascade | Contract Charge | 13900 | 13900 | 13900 | 13900 | 13900 | 13900 | 13900 | 13900 | 13900 | 13900 | 13900 | 13900 | 166800 | 162068.88 | 4731.12 |  |  |  |  | 13900
Cascade | Fuel Usage (MMBtu) | 4397.0401 | 14261.4375 | 622.985 | 375.5724 | 9090.7784 | 17714.8311 | 10690.6614 | 11862.3008 | 18177.8002 | 106727.1479 | 33503.3337 | 13754.4389 | 241178.3274
Cascade | Commodity Charge | -439.704 | -1426.1438 | -62.2985 | -37.5572 | -909.0778 | -1771.4831 | -1069.0661 | -1186.2301 | -1817.78 | -10672.7148 | -3350.3334 | -1375.4439 | -24117.8327 | 0 | -24117.8327 |  |  |  |  | 0.1
Cascade | Gross Rev Tax | 614.4006 | 571.3721 | 630.863 | 631.9423 | 593.9265 | 556.3084 | 586.9478 | 581.8371 | 554.2889 | 168.0367 | 487.439 | 573.5836 | 6550.9461 | 7396.5945 | -845.6484 |  |  |  |  | 4.362%
Cascade | Total | 19096.7367 | 27931.6659 | 15716.5495 | 15494.9574 | 23300.6271 | 31024.6564 | 24733.5431 | 25782.9079 | 31439.3091 | 110747.4698 | 45165.4393 | 27477.5787 | 156733.1134 | 176965.4745 | -20232.3612
Cascade | Cascade Total | 378167.4947 | 387002.4239 | 374787.3075 | 374565.7154 | 382371.385 | 390095.4144 | 383804.3011 | 384853.6659 | 390510.0671 | 469818.2277 | 404236.1973 | 386548.3366 | 4706760.5367 | 4484347.569 | 222412.9677
GTN | Demand | 126270.7103 | 126270.7103 | 126270.7103 | 126270.7103 | 126270.7103 | 126270.7103 | 126270.7103 | 126270.7103 | 126270.7103 | 126270.7103 | 126270.7103 | 126270.7103 | 1515248.5234 | 1515248.5234 | 0 | 40567 | 17012 | 2023-10-31 | FTS-1 | 3.1126 | Kingsgate | Stanfield
GTN | Demand | 34821.0901 | 35981.7931 | 35981.7931 | 34821.0901 | 35981.7931 | 34821.0901 | 35981.7931 | 35981.7931 | 32499.6841 | 35981.7931 | 34821.0901 | 35981.7931 | 423656.5965 | 423656.5965 | 0 |  |  |  |  | 0.028612
GTN | GTN Total | 161091.8004 | 162252.5034 | 162252.5034 | 161091.8004 | 162252.5034 | 161091.8004 | 162252.5034 | 162252.5034 | 158770.3944 | 162252.5034 | 161091.8004 | 162252.5034 | 1938905.1198 | 1938905.1198 | 0
Westcoast | Demand | 1191599.5463 | 1191599.5463 | 1191599.5463 | 1191599.5463 | 1191599.5463 | 1191599.5463 | 1191599.5463 | 1191599.5463 | 1191599.5463 | 1191599.5463 | 1191599.5463 | 1191599.5463 | 14299194.5556 | 12625331.7076 | 1673862.8481 | 88351.6163 | 2587 & 3545 TSEXP PSEE | 2025-10-31 | T-South | 613.3 | Station 2 | Huntingdon
Westcoast | Westcost Total | 1191599.5463 | 1191599.5463 | 1191599.5463 | 1191599.5463 | 1191599.5463 | 1191599.5463 | 1191599.5463 | 1191599.5463 | 1191599.5463 | 1191599.5463 | 1191599.5463 | 1191599.5463 | 14299194.5556 | 12625331.7076 | 1673862.8481
Foothills | Demand | 64044.192 | 64044.192 | 64044.192 | 64044.192 | 64044.192 | 64044.192 | 64044.192 | 64044.192 | 64044.192 | 64044.192 | 64044.192 | 64044.192 | 768530.3037 | 1030329.2335 | -261798.9297 | 40945.6939 | PUGE F4 | 2023-11-30 | FT | 1.778 | ABC-ANG/NOVA | ABC-ANG/NOVA
Foothills | Abandoment | 3099.429 | 3099.429 | 3099.429 | 3099.429 | 3099.429 | 3099.429 | 3099.429 | 3099.429 | 3099.429 | 3099.429 | 3099.429 | 3099.429 | 37193.1481 | 37775.2924 | -582.1443 |  |  |  |  | 0.086045
Foothills | Foothills Total | 67143.621 | 67143.621 | 67143.621 | 67143.621 | 67143.621 | 67143.621 | 67143.621 | 67143.621 | 67143.621 | 67143.621 | 67143.621 | 67143.621 | 805723.4519 | 1068104.5259 | -262381.074
Nova | Demand | 174464.828 | 174464.828 | 174464.828 | 174464.828 | 174464.828 | 174464.828 | 174464.828 | 174464.828 | 174464.828 | 174464.828 | 174464.828 | 174464.828 | 2093577.9359 | 1940374.9688 | 153202.9671 | 41419.6024 | 2015-658207 & 658208 | 2023-12-31 | FT-D1 | 4.788 | AECO | STA 2000 ABC
Nova | Abandoment | 6923.2075 | 6923.2075 | 6923.2075 | 6923.2075 | 6923.2075 | 6923.2075 | 6923.2075 | 6923.2075 | 6923.2075 | 6923.2075 | 6923.2075 | 6923.2075 | 83078.4895 | 83099.5704 | -21.0809 |  |  |  |  | 0.19
Nova | Nova Total | 181388.0355 | 181388.0355 | 181388.0355 | 181388.0355 | 181388.0355 | 181388.0355 | 181388.0355 | 181388.0355 | 181388.0355 | 181388.0355 | 181388.0355 | 181388.0355 | 2176656.4254 | 2023474.5392 | 153181.8862
Purchase from PSEG | JP Total | XXXXX | XXXXX | XXXXX | XXXXX | XXXXX | XXXXX | XXXXX | XXXXX | XXXXX | XXXXX | XXXXX | XXXXX | XXXXX | XXXXX | XXXXX | 500000 | JP Storage Agreement | 2021-03-31 | Firm | XXXXX | JP Storage Capacity
| Total Fixed Gas Tranpsort and Storage Costs | XXXXX | XXXXX | XXXXX | XXXXX | XXXXX | XXXXX | XXXXX | XXXXX | XXXXX | XXXXX | XXXXX | XXXXX | XXXXX | XXXXX | XXXXX
Shaded information is designated as confidential per Protective Order in Docket UE-200980
Shaded information is designated as confidential per Protective Order in Docket UE-200980
Note on W65: Rosenberger, Cole: Rate in CAD per 103 m^3
Note on W68: Rosenberger, Cole: Rate in CAD Per 43200 GJ
Note on W72: Rosenberger, Cole: Rate in CAD Per 43700 GJ
Note on W77: Lu, Tingting: April 2020 to March 2021

## 26C Power Cost summary
Puget Sound Energy
Rate Year Power Costs | [6 empty] | REDACTED VERSION
2020 PCORC Supplemental
Acct. | ($ in thousands) | 2021-06-01 | 2021-07-01 | 2021-08-01 | 2021-09-01 | 2021-10-01 | 2021-11-01 | 2021-12-01 | 2022-01-01 | 2022-02-01 | 2022-03-01 | 2022-04-01 | 2022-05-01 | 2020 PCORC Supplemental | 2020 PCORC Initial Filing | Increase / (Decrease)
501 | Coal fuel | XXXXX | XXXXX | XXXXX | XXXXX | XXXXX | XXXXX | XXXXX | XXXXX | XXXXX | XXXXX | XXXXX | XXXXX | 41215.3506 | 41037.2974 | 178.0532
547 | Natural gas fuel | XXXXX | XXXXX | XXXXX | XXXXX | XXXXX | XXXXX | XXXXX | XXXXX | XXXXX | XXXXX | XXXXX | XXXXX | 144478.7896 | 141745.7741 | 2733.0156
555WS | Wind and solar purchases | XXXXX | XXXXX | XXXXX | XXXXX | XXXXX | XXXXX | XXXXX | XXXXX | XXXXX | XXXXX | XXXXX | XXXXX | 14178.8792 | 14178.8792 | 0
555H | Hydro purchases | XXXXX | XXXXX | XXXXX | XXXXX | XXXXX | XXXXX | XXXXX | XXXXX | XXXXX | XXXXX | XXXXX | XXXXX | 154629.5826 | 152211.2311 | 2418.3515
555MP | Market purchases | XXXXX | XXXXX | XXXXX | XXXXX | XXXXX | XXXXX | XXXXX | XXXXX | XXXXX | XXXXX | XXXXX | XXXXX | 82086.1332 | 71142.9611 | 10943.1721
555 | Other contract purchases | XXXXX | XXXXX | XXXXX | XXXXX | XXXXX | XXXXX | XXXXX | XXXXX | XXXXX | XXXXX | XXXXX | XXXXX | 268916.5168 | 258488.8719 | 10427.645
447 | Secondary sales | XXXXX | XXXXX | XXXXX | XXXXX | XXXXX | XXXXX | XXXXX | XXXXX | XXXXX | XXXXX | XXXXX | XXXXX | -32668.0234 | -18728.3855 | -13939.6379
565 | Transmission | XXXXX | XXXXX | XXXXX | XXXXX | XXXXX | XXXXX | XXXXX | XXXXX | XXXXX | XXXXX | XXXXX | XXXXX | 134568.7126 | 128364.4306 | 6204.282
456 | Other revenues | XXXXX | XXXXX | XXXXX | XXXXX | XXXXX | XXXXX | XXXXX | XXXXX | XXXXX | XXXXX | XXXXX | XXXXX | -49105.6045 | -38850.2591 | -10255.3455
557 | Other power supply expense | XXXXX | XXXXX | XXXXX | XXXXX | XXXXX | XXXXX | XXXXX | XXXXX | XXXXX | XXXXX | XXXXX | XXXXX | 10794.0986 | 10794.0986 | 0
| Total Rate Year Power Costs | XXXXX | XXXXX | XXXXX | XXXXX | XXXXX | XXXXX | XXXXX | XXXXX | XXXXX | XXXXX | XXXXX | XXXXX | 769094.4353 | 760384.8993 | 8709.536
| Total load (MWh) | 1445919.0035 | 1567141.0072 | 1519777.9981 | 1431311.0045 | 1668311.9986 | 1936791.0016 | 2174696.991 | 2114284.0046 | 1821785.9996 | 1915771.9992 | 1656859.9982 | 1550554.0003 | 20803205.0064 | 20803204.9992 | 0.0071876
Rate year: June 2021 through May 2022
Gas price date: 1/12/2021
Shaded information is designated as confidential per Protective Order in Docket UE-200980

## 27C Summary by resource
Puget Sound Energy
Rate Year Power Costs by Resource | [5 empty] | REDACTED VERSION
2020 PCORC Supplemental
| ($ in thousands) | 2020 PCORC Supplemental |  |  | 2020 PCORC Intial Filing |  |  | Increase / (Decrease) |  |  | Energy (MWh)
Acct. | Resource/item | Aurora | Not in Aurora | Total | Aurora | Not in Aurora | Total | Aurora | Not in Aurora | Total | 2020 PCORC Supplemental | 2020 PCORC Initial Filing | Increase / (Decrease)
555H | Lower Baker | 0 | 0 | 0 | 0 | 0 | 0 | 0 | 0 | 0 | XXXXX | XXXXX | XXXXX
555H | Upper Baker | 0 | 0 | 0 | 0 | 0 | 0 | 0 | 0 | 0 | XXXXX | XXXXX | XXXXX
555H | Snoqualmie | 0 | 0 | 0 | 0 | 0 | 0 | 0 | 0 | 0 | XXXXX | XXXXX | XXXXX
555H | Canadian Entitlement | 0 | 0 | 0 | 0 | 0 | 0 | 0 | 0 | 0 | -196256.5967 | -196256.5967 | 0
555H | Mid C Rock Island | XXXXX | XXXXX | XXXXX | XXXXX | XXXXX | XXXXX | XXXXX | XXXXX | XXXXX | 603534.1714 | 603345.4006 | 188.7708
555H | Mid C Rocky Reach | XXXXX | XXXXX | XXXXX | XXXXX | XXXXX | XXXXX | XXXXX | XXXXX | XXXXX | 1514371.2643 | 1517304.9062 | -2933.6419
555H | Mid C Wells | XXXXX | XXXXX | XXXXX | XXXXX | XXXXX | XXXXX | XXXXX | XXXXX | XXXXX | 1048483.7777 | 1046240.9633 | 2242.8144
555H | Mid C Priest Rapids Project | XXXXX | XXXXX | XXXXX | XXXXX | XXXXX | XXXXX | XXXXX | XXXXX | XXXXX | 411336.9382 | 413349.8833 | -2012.9451
501 | Colstrip 3&4 | XXXXX | XXXXX | XXXXX | XXXXX | XXXXX | XXXXX | XXXXX | XXXXX | XXXXX | XXXXX | XXXXX | XXXXX
547 | Goldendale | XXXXX | XXXXX | XXXXX | XXXXX | XXXXX | XXXXX | XXXXX | XXXXX | XXXXX | XXXXX | XXXXX | XXXXX
547 | Mint Farm | XXXXX | XXXXX | XXXXX | XXXXX | XXXXX | XXXXX | XXXXX | XXXXX | XXXXX | XXXXX | XXXXX | XXXXX
547 | Sumas | XXXXX | XXXXX | XXXXX | XXXXX | XXXXX | XXXXX | XXXXX | XXXXX | XXXXX | XXXXX | XXXXX | XXXXX
547 | Freddy 1 | XXXXX | XXXXX | XXXXX | XXXXX | XXXXX | XXXXX | XXXXX | XXXXX | XXXXX | XXXXX | XXXXX | XXXXX
547 | Encogen | XXXXX | XXXXX | XXXXX | XXXXX | XXXXX | XXXXX | XXXXX | XXXXX | XXXXX | XXXXX | XXXXX | XXXXX
547 | Fredonia 1&2 | XXXXX | XXXXX | XXXXX | XXXXX | XXXXX | XXXXX | XXXXX | XXXXX | XXXXX | XXXXX | XXXXX | XXXXX
547 | Fredonia 3&4 | XXXXX | XXXXX | XXXXX | XXXXX | XXXXX | XXXXX | XXXXX | XXXXX | XXXXX | XXXXX | XXXXX | XXXXX
547 | Frederickson 1&2 | XXXXX | XXXXX | XXXXX | XXXXX | XXXXX | XXXXX | XXXXX | XXXXX | XXXXX | XXXXX | XXXXX | XXXXX
547 | Whitehorn 2&3 | XXXXX | XXXXX | XXXXX | XXXXX | XXXXX | XXXXX | XXXXX | XXXXX | XXXXX | XXXXX | XXXXX | XXXXX
547 | Ferndale | XXXXX | XXXXX | XXXXX | XXXXX | XXXXX | XXXXX | XXXXX | XXXXX | XXXXX | XXXXX | XXXXX | XXXXX
548 | Crystal Mountain | XXXXX | XXXXX | XXXXX | XXXXX | XXXXX | XXXXX | XXXXX | XXXXX | XXXXX | XXXXX | XXXXX | XXXXX
555 | Centralia coal PPA | XXXXX | XXXXX | XXXXX | XXXXX | XXXXX | XXXXX | XXXXX | XXXXX | XXXXX | XXXXX | XXXXX | XXXXX
555 | Colstrip 4 PPA | XXXXX | XXXXX | XXXXX | XXXXX | XXXXX | XXXXX | XXXXX | XXXXX | XXXXX | XXXXX | XXXXX | XXXXX
555WS | Lund Hill | XXXXX | XXXXX | XXXXX | XXXXX | XXXXX | XXXXX | XXXXX | XXXXX | XXXXX | XXXXX | XXXXX | XXXXX
555WS | Skookumchuck | XXXXX | XXXXX | XXXXX | XXXXX | XXXXX | XXXXX | XXXXX | XXXXX | XXXXX | XXXXX | XXXXX | XXXXX
555WS | Hopkins Ridge | 0 | 0 | 0 | 0 | 0 | 0 | 0 | 0 | 0 | XXXXX | XXXXX | XXXXX
555WS | Wild Horse | 0 | 0 | 0 | 0 | 0 | 0 | 0 | 0 | 0 | XXXXX | XXXXX | XXXXX
555WS | Wild Horse Expansion | 0 | 0 | 0 | 0 | 0 | 0 | 0 | 0 | 0 | XXXXX | XXXXX | XXXXX
555WS | Lower Snake River | 0 | 0 | 0 | 0 | 0 | 0 | 0 | 0 | 0 | XXXXX | XXXXX | XXXXX
555WS | Klondike III | XXXXX | XXXXX | XXXXX | XXXXX | XXXXX | XXXXX | XXXXX | XXXXX | XXXXX | XXXXX | XXXXX | XXXXX
555WS | Golden Hills | XXXXX | XXXXX | XXXXX | XXXXX | XXXXX | XXXXX | XXXXX | XXXXX | XXXXX | XXXXX | XXXXX | XXXXX
555H | Electron | XXXXX | XXXXX | XXXXX | XXXXX | XXXXX | XXXXX | XXXXX | XXXXX | XXXXX | XXXXX | XXXXX | XXXXX
555H | Energy Keepers | XXXXX | XXXXX | XXXXX | XXXXX | XXXXX | XXXXX | XXXXX | XXXXX | XXXXX | XXXXX | XXXXX | XXXXX
555 | SPI Biomass | XXXXX | XXXXX | XXXXX | XXXXX | XXXXX | XXXXX | XXXXX | XXXXX | XXXXX | XXXXX | XXXXX | XXXXX
555 | Morgan Stanley PPA | XXXXX | XXXXX | XXXXX | XXXXX | XXXXX | XXXXX | XXXXX | XXXXX | XXXXX | XXXXX | XXXXX | XXXXX
555 | Baker Replacement | 0 | 0 | 0 | 0 | 0 | 0 | 0 | 0 | 0 | 7000 | 7000 | 0
555 | Glacier Battery Storage | XXXXX | XXXXX | XXXXX | XXXXX | XXXXX | XXXXX | XXXXX | XXXXX | XXXXX | XXXXX | XXXXX | XXXXX
555 | PG&E Exchange | 0 | 0 | 0 | 0 | 0 | 0 | 0 | 0 | 0 | -0.0033 | -0.0033 | 0
555 | Point Roberts | 1102.804 | 0 | 1102.804 | 1102.804 | 0 | 1102.804 | 0 | 0 | 0 | 20651.76 | 20651.76 | 0
555H | Koma Kulshan | 3477.1035 | 0 | 3477.1035 | 3477.1035 | 0 | 3477.1035 | 0 | 0 | 0 | 41164.0972 | 41164.0972 | 0
555H | Twin Falls | 5399.3253 | 0 | 5399.3253 | 5399.3253 | 0 | 5399.3253 | 0 | 0 | 0 | 71991.0039 | 71991.0039 | 0
555H | Weeks Falls | 992.9992 | 0 | 992.9992 | 992.9992 | 0 | 992.9992 | 0 | 0 | 0 | 13239.9895 | 13239.9895 | 0
555 | Schedule 91 | 12029.6993 | 0 | 12029.6993 | 12029.6993 | 0 | 12029.6993 | 0 | 0 | 0 | 154461.84 | 154461.84 | 0
447 | PSE hedges sales | XXXXX | XXXXX | XXXXX | XXXXX | XXXXX | XXXXX | XXXXX | XXXXX | XXXXX | XXXXX | XXXXX | XXXXX
555 | PSE hedges purchases | XXXXX | XXXXX | XXXXX | XXXXX | XXXXX | XXXXX | XXXXX | XXXXX | XXXXX | XXXXX | XXXXX | XXXXX
555MP | Market purchases | XXXXX | XXXXX | XXXXX | XXXXX | XXXXX | XXXXX | XXXXX | XXXXX | XXXXX | XXXXX | XXXXX | XXXXX
447 | Market sales | XXXXX | XXXXX | XXXXX | XXXXX | XXXXX | XXXXX | XXXXX | XXXXX | XXXXX | XXXXX | XXXXX | XXXXX
555H | Chelan pre-payment amort. | XXXXX | XXXXX | XXXXX | XXXXX | XXXXX | XXXXX | XXXXX | XXXXX | XXXXX | 0 | 0 | 0
565 | Transmission cost | XXXXX | XXXXX | XXXXX | XXXXX | XXXXX | XXXXX | XXXXX | XXXXX | XXXXX | 0 | 0 | 0
565 | Chelan transmission cost | XXXXX | XXXXX | XXXXX | XXXXX | XXXXX | XXXXX | XXXXX | XXXXX | XXXXX | 0 | 0 | 0
565 | Transmission re-assignments | XXXXX | XXXXX | XXXXX | XXXXX | XXXXX | XXXXX | XXXXX | XXXXX | XXXXX | 0 | 0 | 0
456 | Gas mark-to-model | XXXXX | XXXXX | XXXXX | XXXXX | XXXXX | XXXXX | XXXXX | XXXXX | XXXXX | 0 | 0 | 0
547 | Fixed gas transportation cost | XXXXX | XXXXX | XXXXX | XXXXX | XXXXX | XXXXX | XXXXX | XXXXX | XXXXX | 0 | 0 | 0
555MP | Day-ahead wind integration cost | XXXXX | XXXXX | XXXXX | XXXXX | XXXXX | XXXXX | XXXXX | XXXXX | XXXXX | 0 | 0 | 0
547 | Distillate fuel incremental cost | XXXXX | XXXXX | XXXXX | XXXXX | XXXXX | XXXXX | XXXXX | XXXXX | XXXXX | 0 | 0 | 0
547 | Remove non-fuel peaker start cost | XXXXX | XXXXX | XXXXX | XXXXX | XXXXX | XXXXX | XXXXX | XXXXX | XXXXX | 0 | 0 | 0
555 | Winter peak incremental cost | XXXXX | XXXXX | XXXXX | XXXXX | XXXXX | XXXXX | XXXXX | XXXXX | XXXXX | 0 | 0 | 0
555 | BPA capacity agreement fixed cost | XXXXX | XXXXX | XXXXX | XXXXX | XXXXX | XXXXX | XXXXX | XXXXX | XXXXX | 0 | 0 | 0
555 | Premiums / (discount) on physical index deals | XXXXX | XXXXX | XXXXX | XXXXX | XXXXX | XXXXX | XXXXX | XXXXX | XXXXX | 0 | 0 | 0
557 | Other power supply expense | XXXXX | XXXXX | XXXXX | XXXXX | XXXXX | XXXXX | XXXXX | XXXXX | XXXXX | 0 | 0 | 0
555MP | Green Direct replacement | XXXXX | XXXXX | XXXXX | XXXXX | XXXXX | XXXXX | XXXXX | XXXXX | XXXXX | 0 | 0 | 0
555MP | 80-year hydro adjustment | XXXXX | XXXXX | XXXXX | XXXXX | XXXXX | XXXXX | XXXXX | XXXXX | XXXXX | 0 | 0 | 0
| Total | 493208.274 | 275886.1612 | 769094.4353 | 484942.9266 | 275441.9727 | 760384.8993 | 8265.3475 | 444.1886 | 8709.536 | 20803205.0064 | 20803204.9992 | 0.0071876
501 | Coal | 40685.655 | 529.6956 | 41215.3506 | 40507.6018 | 529.6956 | 41037.2974 | 178.0532 | 0 | 178.0532 | 2327195.2334 | 2315589.1278 | 11606.1056
547 | Natural gas | 89561.3122 | 54917.4775 | 144478.7896 | 88593.7457 | 53152.0284 | 141745.7741 | 967.5664 | 1765.4491 | 2733.0156 | 3492106.5159 | 3663999.2504 | -171892.7345
555WS | Wind and solar | 14178.8792 | 0 | 14178.8792 | 14178.8792 | 0 | 14178.8792 | 0 | 0 | 0 | 2187190.9962 | 2187728.2149 | -537.2187
555H | Hydro | 36623.3766 | 118006.206 | 154629.5826 | 36623.3766 | 115587.8545 | 152211.2311 | 0 | 2418.3515 | 2418.3515 | 4863782.1855 | 4867429.6067 | -3647.4212
555 | Other contracts | 263812.2008 | 5104.316 | 268916.5168 | 253696.2839 | 4792.588 | 258488.8719 | 10115.917 | 311.728 | 10427.645 | 5462728.6978 | 5065939.8829 | 396788.8149
555MP | Market purchases | 81014.8737 | 1071.2595 | 82086.1332 | 70071.4249 | 1071.5361 | 71142.9611 | 10943.4487 | -0.27658 | 10943.1721 | 3622452.9269 | 3326610.1886 | 295842.7383
447 | Secondary sales | -32668.0234 | 0 | -32668.0234 | -18728.3855 | 0 | -18728.3855 | -13939.6379 | 0 | -13939.6379 | -1152251.5492 | -624091.2721 | -528160.2771
565 | Transmission | 0 | 134568.7126 | 134568.7126 | 0 | 128364.4306 | 128364.4306 | 0 | 6204.282 | 6204.282 | 0 | 0 | 0
456 | Other revenues | 0 | -49105.6045 | -49105.6045 | 0 | -38850.2591 | -38850.2591 | 0 | -10255.3455 | -10255.3455 | 0 | 0 | 0
557 | Other power supply expense | 0 | 10794.0986 | 10794.0986 | 0 | 10794.0986 | 10794.0986 | 0 | 0 | 0 | 0 | 0 | 0
| Total | 493208.274 | 275886.1612 | 769094.4353 | 484942.9266 | 275441.9727 | 760384.8993 | 8265.3475 | 444.1886 | 8709.536 | 20803205.0064 | 20803204.9992 | 0.0071876
[8 empty] | % increase from Initial Filing |  |  | Total Power Costs per MWh
Rate year: June 2021 through May 2022 | [7 empty] | 1.704% | 0.1613% | 1.145% | 36.97 | 36.5513 | 0.41866
Gas price date: 1/12/2021
Shaded information is designated as confidential per Protective Order in Docket UE-200980

## 28C Aurora total
Puget Sound Energy | [8 empty] | REDACTED VERSION
Aurora Cost and Energy Outputs
2020 PCORC Supplemental
|  |  | 2020 PCORC Supplemental | [12 empty] | 2020 PCORC Initial Filing
Average |  |  | 2021-06-01 | 2021-07-01 | 2021-08-01 | 2021-09-01 | 2021-10-01 | 2021-11-01 | 2021-12-01 | 2022-01-01 | 2022-02-01 | 2022-03-01 | 2022-04-01 | 2022-05-01 | Rate Year Total | 2021-06-01 | 2021-07-01 | 2021-08-01 | 2021-09-01 | 2021-10-01 | 2021-11-01 | 2021-12-01 | 2022-01-01 | 2022-02-01 | 2022-03-01 | 2022-04-01 | 2022-05-01 | Rate Year Total | Increase / (Decrease)
Units | Acct. | ($ in thousands)
$ | 555H | Lower Baker | 0 | 0 | 0 | 0 | 0 | 0 | 0 | 0 | 0 | 0 | 0 | 0 | 0 | 0 | 0 | 0 | 0 | 0 | 0 | 0 | 0 | 0 | 0 | 0 | 0 | 0 | 0
$ | 555H | Upper Baker | 0 | 0 | 0 | 0 | 0 | 0 | 0 | 0 | 0 | 0 | 0 | 0 | 0 | 0 | 0 | 0 | 0 | 0 | 0 | 0 | 0 | 0 | 0 | 0 | 0 | 0 | 0
$ | 555H | Snoqualmie | 0 | 0 | 0 | 0 | 0 | 0 | 0 | 0 | 0 | 0 | 0 | 0 | 0 | 0 | 0 | 0 | 0 | 0 | 0 | 0 | 0 | 0 | 0 | 0 | 0 | 0 | 0
$ | 555H | Canadian Entitlement | 0 | 0 | 0 | 0 | 0 | 0 | 0 | 0 | 0 | 0 | 0 | 0 | 0 | 0 | 0 | 0 | 0 | 0 | 0 | 0 | 0 | 0 | 0 | 0 | 0 | 0 | 0
$ | 555H | Mid C Priest Rapids Project | 0 | 0 | 0 | 0 | 0 | 0 | 0 | 0 | 0 | 0 | 0 | 0 | 0 | 0 | 0 | 0 | 0 | 0 | 0 | 0 | 0 | 0 | 0 | 0 | 0 | 0 | 0
$ | 555H | Mid C Rock Island | 0 | 0 | 0 | 0 | 0 | 0 | 0 | 0 | 0 | 0 | 0 | 0 | 0 | 0 | 0 | 0 | 0 | 0 | 0 | 0 | 0 | 0 | 0 | 0 | 0 | 0 | 0
$ | 555H | Mid C Rocky Reach | 0 | 0 | 0 | 0 | 0 | 0 | 0 | 0 | 0 | 0 | 0 | 0 | 0 | 0 | 0 | 0 | 0 | 0 | 0 | 0 | 0 | 0 | 0 | 0 | 0 | 0 | 0
$ | 555H | Mid C Wells | 0 | 0 | 0 | 0 | 0 | 0 | 0 | 0 | 0 | 0 | 0 | 0 | 0 | 0 | 0 | 0 | 0 | 0 | 0 | 0 | 0 | 0 | 0 | 0 | 0 | 0 | 0
$ | 501 | Colstrip 3&4 | XXXXX | XXXXX | XXXXX | XXXXX | XXXXX | XXXXX | XXXXX | XXXXX | XXXXX | XXXXX | XXXXX | XXXXX | XXXXX | XXXXX | XXXXX | XXXXX | XXXXX | XXXXX | XXXXX | XXXXX | XXXXX | XXXXX | XXXXX | XXXXX | XXXXX | XXXXX | XXXXX
$ | 547 | Goldendale | XXXXX | XXXXX | XXXXX | XXXXX | XXXXX | XXXXX | XXXXX | XXXXX | XXXXX | XXXXX | XXXXX | XXXXX | XXXXX | XXXXX | XXXXX | XXXXX | XXXXX | XXXXX | XXXXX | XXXXX | XXXXX | XXXXX | XXXXX | XXXXX | XXXXX | XXXXX | XXXXX
$ | 547 | Mint Farm | XXXXX | XXXXX | XXXXX | XXXXX | XXXXX | XXXXX | XXXXX | XXXXX | XXXXX | XXXXX | XXXXX | XXXXX | XXXXX | XXXXX | XXXXX | XXXXX | XXXXX | XXXXX | XXXXX | XXXXX | XXXXX | XXXXX | XXXXX | XXXXX | XXXXX | XXXXX | XXXXX
$ | 547 | Sumas | XXXXX | XXXXX | XXXXX | XXXXX | XXXXX | XXXXX | XXXXX | XXXXX | XXXXX | XXXXX | XXXXX | XXXXX | XXXXX | XXXXX | XXXXX | XXXXX | XXXXX | XXXXX | XXXXX | XXXXX | XXXXX | XXXXX | XXXXX | XXXXX | XXXXX | XXXXX | XXXXX
$ | 547 | Freddy 1 | XXXXX | XXXXX | XXXXX | XXXXX | XXXXX | XXXXX | XXXXX | XXXXX | XXXXX | XXXXX | XXXXX | XXXXX | XXXXX | XXXXX | XXXXX | XXXXX | XXXXX | XXXXX | XXXXX | XXXXX | XXXXX | XXXXX | XXXXX | XXXXX | XXXXX | XXXXX | XXXXX
$ | 547 | Encogen | XXXXX | XXXXX | XXXXX | XXXXX | XXXXX | XXXXX | XXXXX | XXXXX | XXXXX | XXXXX | XXXXX | XXXXX | XXXXX | XXXXX | XXXXX | XXXXX | XXXXX | XXXXX | XXXXX | XXXXX | XXXXX | XXXXX | XXXXX | XXXXX | XXXXX | XXXXX | XXXXX
$ | 547 | Fredonia 1&2 | XXXXX | XXXXX | XXXXX | XXXXX | XXXXX | XXXXX | XXXXX | XXXXX | XXXXX | XXXXX | XXXXX | XXXXX | XXXXX | XXXXX | XXXXX | XXXXX | XXXXX | XXXXX | XXXXX | XXXXX | XXXXX | XXXXX | XXXXX | XXXXX | XXXXX | XXXXX | XXXXX
$ | 547 | Fredonia 3&4 | XXXXX | XXXXX | XXXXX | XXXXX | XXXXX | XXXXX | XXXXX | XXXXX | XXXXX | XXXXX | XXXXX | XXXXX | XXXXX | XXXXX | XXXXX | XXXXX | XXXXX | XXXXX | XXXXX | XXXXX | XXXXX | XXXXX | XXXXX | XXXXX | XXXXX | XXXXX | XXXXX
$ | 547 | Frederickson 1&2 | XXXXX | XXXXX | XXXXX | XXXXX | XXXXX | XXXXX | XXXXX | XXXXX | XXXXX | XXXXX | XXXXX | XXXXX | XXXXX | XXXXX | XXXXX | XXXXX | XXXXX | XXXXX | XXXXX | XXXXX | XXXXX | XXXXX | XXXXX | XXXXX | XXXXX | XXXXX | XXXXX
$ | 547 | Whitehorn 2&3 | XXXXX | XXXXX | XXXXX | XXXXX | XXXXX | XXXXX | XXXXX | XXXXX | XXXXX | XXXXX | XXXXX | XXXXX | XXXXX | XXXXX | XXXXX | XXXXX | XXXXX | XXXXX | XXXXX | XXXXX | XXXXX | XXXXX | XXXXX | XXXXX | XXXXX | XXXXX | XXXXX
$ | 547 | Ferndale | XXXXX | XXXXX | XXXXX | XXXXX | XXXXX | XXXXX | XXXXX | XXXXX | XXXXX | XXXXX | XXXXX | XXXXX | XXXXX | XXXXX | XXXXX | XXXXX | XXXXX | XXXXX | XXXXX | XXXXX | XXXXX | XXXXX | XXXXX | XXXXX | XXXXX | XXXXX | XXXXX
$ | 548 | Crystal Mountain | XXXXX | XXXXX | XXXXX | XXXXX | XXXXX | XXXXX | XXXXX | XXXXX | XXXXX | XXXXX | XXXXX | XXXXX | XXXXX | XXXXX | XXXXX | XXXXX | XXXXX | XXXXX | XXXXX | XXXXX | XXXXX | XXXXX | XXXXX | XXXXX | XXXXX | XXXXX | XXXXX
$ | 555 | Centralia coal PPA | XXXXX | XXXXX | XXXXX | XXXXX | XXXXX | XXXXX | XXXXX | XXXXX | XXXXX | XXXXX | XXXXX | XXXXX | XXXXX | XXXXX | XXXXX | XXXXX | XXXXX | XXXXX | XXXXX | XXXXX | XXXXX | XXXXX | XXXXX | XXXXX | XXXXX | XXXXX | XXXXX
$ | 555 | Colstrip 4 PPA | XXXXX | XXXXX | XXXXX | XXXXX | XXXXX | XXXXX | XXXXX | XXXXX | XXXXX | XXXXX | XXXXX | XXXXX | XXXXX | XXXXX | XXXXX | XXXXX | XXXXX | XXXXX | XXXXX | XXXXX | XXXXX | XXXXX | XXXXX | XXXXX | XXXXX | XXXXX | XXXXX
$ | 555WS | Lund Hill | XXXXX | XXXXX | XXXXX | XXXXX | XXXXX | XXXXX | XXXXX | XXXXX | XXXXX | XXXXX | XXXXX | XXXXX | XXXXX | XXXXX | XXXXX | XXXXX | XXXXX | XXXXX | XXXXX | XXXXX | XXXXX | XXXXX | XXXXX | XXXXX | XXXXX | XXXXX | XXXXX
$ | 555WS | Skookumchuck | XXXXX | XXXXX | XXXXX | XXXXX | XXXXX | XXXXX | XXXXX | XXXXX | XXXXX | XXXXX | XXXXX | XXXXX | XXXXX | XXXXX | XXXXX | XXXXX | XXXXX | XXXXX | XXXXX | XXXXX | XXXXX | XXXXX | XXXXX | XXXXX | XXXXX | XXXXX | XXXXX
$ | 555WS | Hopkins Ridge | XXXXX | XXXXX | XXXXX | XXXXX | XXXXX | XXXXX | XXXXX | XXXXX | XXXXX | XXXXX | XXXXX | XXXXX | XXXXX | XXXXX | XXXXX | XXXXX | XXXXX | XXXXX | XXXXX | XXXXX | XXXXX | XXXXX | XXXXX | XXXXX | XXXXX | XXXXX | XXXXX
$ | 555WS | Wild Horse | XXXXX | XXXXX | XXXXX | XXXXX | XXXXX | XXXXX | XXXXX | XXXXX | XXXXX | XXXXX | XXXXX | XXXXX | XXXXX | XXXXX | XXXXX | XXXXX | XXXXX | XXXXX | XXXXX | XXXXX | XXXXX | XXXXX | XXXXX | XXXXX | XXXXX | XXXXX | XXXXX
$ | 555WS | Wild Horse Expansion | XXXXX | XXXXX | XXXXX | XXXXX | XXXXX | XXXXX | XXXXX | XXXXX | XXXXX | XXXXX | XXXXX | XXXXX | XXXXX | XXXXX | XXXXX | XXXXX | XXXXX | XXXXX | XXXXX | XXXXX | XXXXX | XXXXX | XXXXX | XXXXX | XXXXX | XXXXX | XXXXX
$ | 555WS | Lower Snake River | XXXXX | XXXXX | XXXXX | XXXXX | XXXXX | XXXXX | XXXXX | XXXXX | XXXXX | XXXXX | XXXXX | XXXXX | XXXXX | XXXXX | XXXXX | XXXXX | XXXXX | XXXXX | XXXXX | XXXXX | XXXXX | XXXXX | XXXXX | XXXXX | XXXXX | XXXXX | XXXXX
$ | 555WS | Klondike III | XXXXX | XXXXX | XXXXX | XXXXX | XXXXX | XXXXX | XXXXX | XXXXX | XXXXX | XXXXX | XXXXX | XXXXX | XXXXX | XXXXX | XXXXX | XXXXX | XXXXX | XXXXX | XXXXX | XXXXX | XXXXX | XXXXX | XXXXX | XXXXX | XXXXX | XXXXX | XXXXX
$ | 555WS | Golden Hills | XXXXX | XXXXX | XXXXX | XXXXX | XXXXX | XXXXX | XXXXX | XXXXX | XXXXX | XXXXX | XXXXX | XXXXX | XXXXX | XXXXX | XXXXX | XXXXX | XXXXX | XXXXX | XXXXX | XXXXX | XXXXX | XXXXX | XXXXX | XXXXX | XXXXX | XXXXX | XXXXX
$ | 555H | Electron | XXXXX | XXXXX | XXXXX | XXXXX | XXXXX | XXXXX | XXXXX | XXXXX | XXXXX | XXXXX | XXXXX | XXXXX | XXXXX | XXXXX | XXXXX | XXXXX | XXXXX | XXXXX | XXXXX | XXXXX | XXXXX | XXXXX | XXXXX | XXXXX | XXXXX | XXXXX | XXXXX
$ | 555H | Energy Keepers | XXXXX | XXXXX | XXXXX | XXXXX | XXXXX | XXXXX | XXXXX | XXXXX | XXXXX | XXXXX | XXXXX | XXXXX | XXXXX | XXXXX | XXXXX | XXXXX | XXXXX | XXXXX | XXXXX | XXXXX | XXXXX | XXXXX | XXXXX | XXXXX | XXXXX | XXXXX | XXXXX
$ | 555 | SPI Biomass | XXXXX | XXXXX | XXXXX | XXXXX | XXXXX | XXXXX | XXXXX | XXXXX | XXXXX | XXXXX | XXXXX | XXXXX | XXXXX | XXXXX | XXXXX | XXXXX | XXXXX | XXXXX | XXXXX | XXXXX | XXXXX | XXXXX | XXXXX | XXXXX | XXXXX | XXXXX | XXXXX
$ | 555 | Morgan Stanley PPA | XXXXX | XXXXX | XXXXX | XXXXX | XXXXX | XXXXX | XXXXX | XXXXX | XXXXX | XXXXX | XXXXX | XXXXX | XXXXX | XXXXX | XXXXX | XXXXX | XXXXX | XXXXX | XXXXX | XXXXX | XXXXX | XXXXX | XXXXX | XXXXX | XXXXX | XXXXX | XXXXX
$ | 555 | Baker Replacement | 0 | 0 | 0 | 0 | 0 | 0 | 0 | 0 | 0 | 0 | 0 | 0 | 0 | 0 | 0 | 0 | 0 | 0 | 0 | 0 | 0 | 0 | 0 | 0 | 0 | 0 | 0
$ | 555 | Glacier Battery Storage | XXXXX | XXXXX | XXXXX | XXXXX | XXXXX | XXXXX | XXXXX | XXXXX | XXXXX | XXXXX | XXXXX | XXXXX | XXXXX | XXXXX | XXXXX | XXXXX | XXXXX | XXXXX | XXXXX | XXXXX | XXXXX | XXXXX | XXXXX | XXXXX | XXXXX | XXXXX | XXXXX
$ | 555 | PG&E Exchange | 0 | 0 | 0 | 0 | 0 | 0 | 0 | 0 | 0 | 0 | 0 | 0 | 0 | 0 | 0 | 0 | 0 | 0 | 0 | 0 | 0 | 0 | 0 | 0 | 0 | 0 | 0
$ | 555 | Point Roberts | 64.2082 | 70.7187 | 70.3214 | 66.1306 | 79.0619 | 110.3458 | 135.8752 | 133.4915 | 107.2956 | 108.4618 | 84.5856 | 72.3079 | 1102.804 | 64.2082 | 70.7187 | 70.3214 | 66.1306 | 79.0619 | 110.3458 | 135.8752 | 133.4915 | 107.2956 | 108.4618 | 84.5856 | 72.3079 | 1102.804 | 0
$ | 555H | Koma Kulshan | 544.4608 | 370.189 | 168.4344 | 167.116 | 308.1227 | 313.1504 | 179.3565 | 256.8289 | 147.523 | 145.2354 | 292.0617 | 584.6248 | 3477.1035 | 544.4608 | 370.189 | 168.4344 | 167.116 | 308.1227 | 313.1504 | 179.3565 | 256.8289 | 147.523 | 145.2354 | 292.0617 | 584.6248 | 3477.1035 | 0
$ | 555H | Twin Falls | 530.6364 | 154.5437 | 6.5509 | 89.5752 | 311.5314 | 528.2064 | 470.5614 | 594.7275 | 520.2086 | 555.4778 | 805.5288 | 831.7771 | 5399.3253 | 530.6364 | 154.5437 | 6.5509 | 89.5752 | 311.5314 | 528.2064 | 470.5614 | 594.7275 | 520.2086 | 555.4778 | 805.5288 | 831.7771 | 5399.3253 | 0
$ | 555H | Weeks Falls | 101.5111 | 29.4412 | 0.98052 | 4.4985 | 48.1788 | 95.7657 | 85.5463 | 110.013 | 95.2816 | 103.2675 | 154.9892 | 163.5257 | 992.9992 | 101.5111 | 29.4412 | 0.98052 | 4.4985 | 48.1788 | 95.7657 | 85.5463 | 110.013 | 95.2816 | 103.2675 | 154.9892 | 163.5257 | 992.9992 | 0
$ | 555 | Schedule 91 | 1380.9272 | 1440.6932 | 1391.2709 | 1217.7246 | 1146.1112 | 1075.3806 | 1011.4799 | 556.3733 | 540.8213 | 687.4732 | 747.3846 | 834.0591 | 12029.6993 | 1380.9272 | 1440.6932 | 1391.2709 | 1217.7246 | 1146.1112 | 1075.3806 | 1011.4799 | 556.3733 | 540.8213 | 687.4732 | 747.3846 | 834.0591 | 12029.6993 | 0
$ | 447 | PSE hedges sales | XXXXX | XXXXX | XXXXX | XXXXX | XXXXX | XXXXX | XXXXX | XXXXX | XXXXX | XXXXX | XXXXX | XXXXX | XXXXX | XXXXX | XXXXX | XXXXX | XXXXX | XXXXX | XXXXX | XXXXX | XXXXX | XXXXX | XXXXX | XXXXX | XXXXX | XXXXX | XXXXX
$ | 555 | PSE hedges purchases | XXXXX | XXXXX | XXXXX | XXXXX | XXXXX | XXXXX | XXXXX | XXXXX | XXXXX | XXXXX | XXXXX | XXXXX | XXXXX | XXXXX | XXXXX | XXXXX | XXXXX | XXXXX | XXXXX | XXXXX | XXXXX | XXXXX | XXXXX | XXXXX | XXXXX | XXXXX | XXXXX
$ | 555MP | Market purchases | XXXXX | XXXXX | XXXXX | XXXXX | XXXXX | XXXXX | XXXXX | XXXXX | XXXXX | XXXXX | XXXXX | XXXXX | XXXXX | XXXXX | XXXXX | XXXXX | XXXXX | XXXXX | XXXXX | XXXXX | XXXXX | XXXXX | XXXXX | XXXXX | XXXXX | XXXXX | XXXXX
$ | 447 | Market sales | XXXXX | XXXXX | XXXXX | XXXXX | XXXXX | XXXXX | XXXXX | XXXXX | XXXXX | XXXXX | XXXXX | XXXXX | XXXXX | XXXXX | XXXXX | XXXXX | XXXXX | XXXXX | XXXXX | XXXXX | XXXXX | XXXXX | XXXXX | XXXXX | XXXXX | XXXXX | XXXXX
$ | 555MP | Green Direct replacement | XXXXX | XXXXX | XXXXX | XXXXX | XXXXX | XXXXX | XXXXX | XXXXX | XXXXX | XXXXX | XXXXX | XXXXX | XXXXX | XXXXX | XXXXX | XXXXX | XXXXX | XXXXX | XXXXX | XXXXX | XXXXX | XXXXX | XXXXX | XXXXX | XXXXX | XXXXX | XXXXX
$ | 555MP | 80-year hydro adjustment | XXXXX | XXXXX | XXXXX | XXXXX | XXXXX | XXXXX | XXXXX | XXXXX | XXXXX | XXXXX | XXXXX | XXXXX | XXXXX | XXXXX | XXXXX | XXXXX | XXXXX | XXXXX | XXXXX | XXXXX | XXXXX | XXXXX | XXXXX | XXXXX | XXXXX | XXXXX | XXXXX
$ |  | Total | XXXXX | XXXXX | XXXXX | XXXXX | XXXXX | XXXXX | XXXXX | XXXXX | XXXXX | XXXXX | XXXXX | XXXXX | 493208.274 | XXXXX | XXXXX | XXXXX | XXXXX | XXXXX | XXXXX | XXXXX | XXXXX | XXXXX | XXXXX | XXXXX | XXXXX | 484942.9266 | 8265.3475
|  | Subtotal AURORA cost | XXXXX | XXXXX | XXXXX | XXXXX | XXXXX | XXXXX | XXXXX | XXXXX | XXXXX | XXXXX | XXXXX | XXXXX | 493208.274 | XXXXX | XXXXX | XXXXX | XXXXX | XXXXX | XXXXX | XXXXX | XXXXX | XXXXX | XXXXX | XXXXX | XXXXX | 484942.9266 | 8265.3475
|  | check | 0 | 0 | 0 | 0 | 0 | 0 | 0 | 0 | 0 | 0 | 0 | 0 | 0 | -0.00056575 | -0.0019239 | 0.00075482 | 0.00012674 | -0.002095 | 9.6476e-05 | -0.0025758 | -0.0011928 | -0.0002767 | 0.0004798 | 0.00062952 | -0.0035983 | -0.010141 | -0.019716
Units | Acct. | Energy (MWh)
MWh | 555H | Lower Baker | XXXXX | XXXXX | XXXXX | XXXXX | XXXXX | XXXXX | XXXXX | XXXXX | XXXXX | XXXXX | XXXXX | XXXXX | XXXXX | XXXXX | XXXXX | XXXXX | XXXXX | XXXXX | XXXXX | XXXXX | XXXXX | XXXXX | XXXXX | XXXXX | XXXXX | XXXXX | XXXXX
MWh | 555H | Upper Baker | XXXXX | XXXXX | XXXXX | XXXXX | XXXXX | XXXXX | XXXXX | XXXXX | XXXXX | XXXXX | XXXXX | XXXXX | XXXXX | XXXXX | XXXXX | XXXXX | XXXXX | XXXXX | XXXXX | XXXXX | XXXXX | XXXXX | XXXXX | XXXXX | XXXXX | XXXXX | XXXXX
MWh | 555H | Snoqualmie | XXXXX | XXXXX | XXXXX | XXXXX | XXXXX | XXXXX | XXXXX | XXXXX | XXXXX | XXXXX | XXXXX | XXXXX | XXXXX | XXXXX | XXXXX | XXXXX | XXXXX | XXXXX | XXXXX | XXXXX | XXXXX | XXXXX | XXXXX | XXXXX | XXXXX | XXXXX | XXXXX
MWh | 555H | Canadian Entitlement | -17660.2852 | -18339.5273 | -17660.2852 | -16810.8672 | -15872.7881 | -15877.3135 | -15691.2939 | -15037.0684 | -13801.87 | -16334.8877 | -16585.2051 | -16585.2051 | -196256.5967 | -17660.2852 | -18339.5273 | -17660.2852 | -16810.8672 | -15872.7881 | -15877.3135 | -15691.2939 | -15037.0684 | -13801.87 | -16334.8877 | -16585.2051 | -16585.2051 | -196256.5967 | 0
MWh | 555H | Mid C Priest Rapids Project | 36476.9145 | 35485.3258 | 38133.9107 | 27986.4299 | 27911.8777 | 34738.0366 | 37627.6941 | 38489.1593 | 33334.2832 | 33219.7833 | 32500.7708 | 35432.7523 | 411336.9382 | 36043.9995 | 35557.5727 | 38033.7573 | 27979.902 | 28024.5757 | 35141.1005 | 37893.8783 | 38704.7772 | 33662.0416 | 33495.8301 | 32928.5053 | 35883.9431 | 413349.8833 | -2012.9451
MWh | 555H | Mid C Rock Island | 52599.0867 | 51125.6231 | 53220.5048 | 40365.8719 | 40683.8032 | 50203.7345 | 54045.7275 | 58652.483 | 51217.2301 | 48496.4648 | 48402.7337 | 54520.9078 | 603534.1714 | 51785.1518 | 51260.4603 | 53186.5241 | 40379.6026 | 40770.3856 | 50055.9711 | 54051.2459 | 58861.3913 | 51481.719 | 48430.6603 | 48619.8184 | 54462.4702 | 603345.4006 | 188.7708
MWh | 555H | Mid C Rocky Reach | 154899.6003 | 142041.464 | 134935.3034 | 88788.9635 | 89460.1852 | 114822.6161 | 126686.6483 | 145425.4376 | 125026.7632 | 112610.4522 | 121825.5041 | 157848.3263 | 1514371.2643 | 155970.773 | 142758.2233 | 134932.0295 | 88777.0775 | 89490.7045 | 115244.9493 | 126371.495 | 145443.3983 | 125380.0518 | 112742.3612 | 122072.0413 | 158121.8016 | 1517304.9062 | -2933.6419
MWh | 555H | Mid C Wells | 136081.5484 | 132053.2759 | 124190.4281 | 72548.3385 | 58282.6519 | 72328.1929 | 63064.0463 | 69368.2023 | 60526.1142 | 68636.7321 | 86517.0536 | 104887.1934 | 1048483.7777 | 134388.6436 | 131144.7857 | 124178.1374 | 72535.7231 | 58387.5064 | 72776.0994 | 63143.5805 | 69510.2594 | 60594.2726 | 68942.1615 | 86247.1366 | 104392.6572 | 1046240.9633 | 2242.8144
MWh | 501 | Colstrip 3&4 | XXXXX | XXXXX | XXXXX | XXXXX | XXXXX | XXXXX | XXXXX | XXXXX | XXXXX | XXXXX | XXXXX | XXXXX | XXXXX | XXXXX | XXXXX | XXXXX | XXXXX | XXXXX | XXXXX | XXXXX | XXXXX | XXXXX | XXXXX | XXXXX | XXXXX | XXXXX | XXXXX
MWh | 547 | Goldendale | XXXXX | XXXXX | XXXXX | XXXXX | XXXXX | XXXXX | XXXXX | XXXXX | XXXXX | XXXXX | XXXXX | XXXXX | XXXXX | XXXXX | XXXXX | XXXXX | XXXXX | XXXXX | XXXXX | XXXXX | XXXXX | XXXXX | XXXXX | XXXXX | XXXXX | XXXXX | XXXXX
MWh | 547 | Mint Farm | XXXXX | XXXXX | XXXXX | XXXXX | XXXXX | XXXXX | XXXXX | XXXXX | XXXXX | XXXXX | XXXXX | XXXXX | XXXXX | XXXXX | XXXXX | XXXXX | XXXXX | XXXXX | XXXXX | XXXXX | XXXXX | XXXXX | XXXXX | XXXXX | XXXXX | XXXXX | XXXXX
MWh | 547 | Sumas | XXXXX | XXXXX | XXXXX | XXXXX | XXXXX | XXXXX | XXXXX | XXXXX | XXXXX | XXXXX | XXXXX | XXXXX | XXXXX | XXXXX | XXXXX | XXXXX | XXXXX | XXXXX | XXXXX | XXXXX | XXXXX | XXXXX | XXXXX | XXXXX | XXXXX | XXXXX | XXXXX
MWh | 547 | Freddy 1 | XXXXX | XXXXX | XXXXX | XXXXX | XXXXX | XXXXX | XXXXX | XXXXX | XXXXX | XXXXX | XXXXX | XXXXX | XXXXX | XXXXX | XXXXX | XXXXX | XXXXX | XXXXX | XXXXX | XXXXX | XXXXX | XXXXX | XXXXX | XXXXX | XXXXX | XXXXX | XXXXX
MWh | 547 | Encogen | XXXXX | XXXXX | XXXXX | XXXXX | XXXXX | XXXXX | XXXXX | XXXXX | XXXXX | XXXXX | XXXXX | XXXXX | XXXXX | XXXXX | XXXXX | XXXXX | XXXXX | XXXXX | XXXXX | XXXXX | XXXXX | XXXXX | XXXXX | XXXXX | XXXXX | XXXXX | XXXXX
MWh | 547 | Fredonia 1&2 | XXXXX | XXXXX | XXXXX | XXXXX | XXXXX | XXXXX | XXXXX | XXXXX | XXXXX | XXXXX | XXXXX | XXXXX | XXXXX | XXXXX | XXXXX | XXXXX | XXXXX | XXXXX | XXXXX | XXXXX | XXXXX | XXXXX | XXXXX | XXXXX | XXXXX | XXXXX | XXXXX
MWh | 547 | Fredonia 3&4 | XXXXX | XXXXX | XXXXX | XXXXX | XXXXX | XXXXX | XXXXX | XXXXX | XXXXX | XXXXX | XXXXX | XXXXX | XXXXX | XXXXX | XXXXX | XXXXX | XXXXX | XXXXX | XXXXX | XXXXX | XXXXX | XXXXX | XXXXX | XXXXX | XXXXX | XXXXX | XXXXX
MWh | 547 | Frederickson 1&2 | XXXXX | XXXXX | XXXXX | XXXXX | XXXXX | XXXXX | XXXXX | XXXXX | XXXXX | XXXXX | XXXXX | XXXXX | XXXXX | XXXXX | XXXXX | XXXXX | XXXXX | XXXXX | XXXXX | XXXXX | XXXXX | XXXXX | XXXXX | XXXXX | XXXXX | XXXXX | XXXXX
MWh | 547 | Whitehorn 2&3 | XXXXX | XXXXX | XXXXX | XXXXX | XXXXX | XXXXX | XXXXX | XXXXX | XXXXX | XXXXX | XXXXX | XXXXX | XXXXX | XXXXX | XXXXX | XXXXX | XXXXX | XXXXX | XXXXX | XXXXX | XXXXX | XXXXX | XXXXX | XXXXX | XXXXX | XXXXX | XXXXX
MWh | 547 | Ferndale | XXXXX | XXXXX | XXXXX | XXXXX | XXXXX | XXXXX | XXXXX | XXXXX | XXXXX | XXXXX | XXXXX | XXXXX | XXXXX | XXXXX | XXXXX | XXXXX | XXXXX | XXXXX | XXXXX | XXXXX | XXXXX | XXXXX | XXXXX | XXXXX | XXXXX | XXXXX | XXXXX
MWh | 548 | Crystal Mountain | XXXXX | XXXXX | XXXXX | XXXXX | XXXXX | XXXXX | XXXXX | XXXXX | XXXXX | XXXXX | XXXXX | XXXXX | XXXXX | XXXXX | XXXXX | XXXXX | XXXXX | XXXXX | XXXXX | XXXXX | XXXXX | XXXXX | XXXXX | XXXXX | XXXXX | XXXXX | XXXXX
MWh | 555 | Centralia coal PPA | XXXXX | XXXXX | XXXXX | XXXXX | XXXXX | XXXXX | XXXXX | XXXXX | XXXXX | XXXXX | XXXXX | XXXXX | XXXXX | XXXXX | XXXXX | XXXXX | XXXXX | XXXXX | XXXXX | XXXXX | XXXXX | XXXXX | XXXXX | XXXXX | XXXXX | XXXXX | XXXXX
MWh | 555 | Colstrip 4 PPA | XXXXX | XXXXX | XXXXX | XXXXX | XXXXX | XXXXX | XXXXX | XXXXX | XXXXX | XXXXX | XXXXX | XXXXX | XXXXX | XXXXX | XXXXX | XXXXX | XXXXX | XXXXX | XXXXX | XXXXX | XXXXX | XXXXX | XXXXX | XXXXX | XXXXX | XXXXX | XXXXX
MWh | 555WS | Lund Hill | XXXXX | XXXXX | XXXXX | XXXXX | XXXXX | XXXXX | XXXXX | XXXXX | XXXXX | XXXXX | XXXXX | XXXXX | XXXXX | XXXXX | XXXXX | XXXXX | XXXXX | XXXXX | XXXXX | XXXXX | XXXXX | XXXXX | XXXXX | XXXXX | XXXXX | XXXXX | XXXXX
MWh | 555WS | Skookumchuck | XXXXX | XXXXX | XXXXX | XXXXX | XXXXX | XXXXX | XXXXX | XXXXX | XXXXX | XXXXX | XXXXX | XXXXX | XXXXX | XXXXX | XXXXX | XXXXX | XXXXX | XXXXX | XXXXX | XXXXX | XXXXX | XXXXX | XXXXX | XXXXX | XXXXX | XXXXX | XXXXX
MWh | 555WS | Hopkins Ridge | XXXXX | XXXXX | XXXXX | XXXXX | XXXXX | XXXXX | XXXXX | XXXXX | XXXXX | XXXXX | XXXXX | XXXXX | XXXXX | XXXXX | XXXXX | XXXXX | XXXXX | XXXXX | XXXXX | XXXXX | XXXXX | XXXXX | XXXXX | XXXXX | XXXXX | XXXXX | XXXXX
MWh | 555WS | Wild Horse | XXXXX | XXXXX | XXXXX | XXXXX | XXXXX | XXXXX | XXXXX | XXXXX | XXXXX | XXXXX | XXXXX | XXXXX | XXXXX | XXXXX | XXXXX | XXXXX | XXXXX | XXXXX | XXXXX | XXXXX | XXXXX | XXXXX | XXXXX | XXXXX | XXXXX | XXXXX | XXXXX
MWh | 555WS | Wild Horse Expansion | XXXXX | XXXXX | XXXXX | XXXXX | XXXXX | XXXXX | XXXXX | XXXXX | XXXXX | XXXXX | XXXXX | XXXXX | XXXXX | XXXXX | XXXXX | XXXXX | XXXXX | XXXXX | XXXXX | XXXXX | XXXXX | XXXXX | XXXXX | XXXXX | XXXXX | XXXXX | XXXXX
MWh | 555WS | Lower Snake River | XXXXX | XXXXX | XXXXX | XXXXX | XXXXX | XXXXX | XXXXX | XXXXX | XXXXX | XXXXX | XXXXX | XXXXX | XXXXX | XXXXX | XXXXX | XXXXX | XXXXX | XXXXX | XXXXX | XXXXX | XXXXX | XXXXX | XXXXX | XXXXX | XXXXX | XXXXX | XXXXX
MWh | 555WS | Klondike III | XXXXX | XXXXX | XXXXX | XXXXX | XXXXX | XXXXX | XXXXX | XXXXX | XXXXX | XXXXX | XXXXX | XXXXX | XXXXX | XXXXX | XXXXX | XXXXX | XXXXX | XXXXX | XXXXX | XXXXX | XXXXX | XXXXX | XXXXX | XXXXX | XXXXX | XXXXX | XXXXX
MWh | 555WS | Golden Hills | XXXXX | XXXXX | XXXXX | XXXXX | XXXXX | XXXXX | XXXXX | XXXXX | XXXXX | XXXXX | XXXXX | XXXXX | XXXXX | XXXXX | XXXXX | XXXXX | XXXXX | XXXXX | XXXXX | XXXXX | XXXXX | XXXXX | XXXXX | XXXXX | XXXXX | XXXXX | XXXXX
MWh | 555H | Electron | XXXXX | XXXXX | XXXXX | XXXXX | XXXXX | XXXXX | XXXXX | XXXXX | XXXXX | XXXXX | XXXXX | XXXXX | XXXXX | XXXXX | XXXXX | XXXXX | XXXXX | XXXXX | XXXXX | XXXXX | XXXXX | XXXXX | XXXXX | XXXXX | XXXXX | XXXXX | XXXXX
MWh | 555 | Energy Keepers | XXXXX | XXXXX | XXXXX | XXXXX | XXXXX | XXXXX | XXXXX | XXXXX | XXXXX | XXXXX | XXXXX | XXXXX | XXXXX | XXXXX | XXXXX | XXXXX | XXXXX | XXXXX | XXXXX | XXXXX | XXXXX | XXXXX | XXXXX | XXXXX | XXXXX | XXXXX | XXXXX
MWh | 555 | SPI Biomass | XXXXX | XXXXX | XXXXX | XXXXX | XXXXX | XXXXX | XXXXX | XXXXX | XXXXX | XXXXX | XXXXX | XXXXX | XXXXX | XXXXX | XXXXX | XXXXX | XXXXX | XXXXX | XXXXX | XXXXX | XXXXX | XXXXX | XXXXX | XXXXX | XXXXX | XXXXX | XXXXX
MWh | 555 | Morgan Stanley PPA | XXXXX | XXXXX | XXXXX | XXXXX | XXXXX | XXXXX | XXXXX | XXXXX | XXXXX | XXXXX | XXXXX | XXXXX | XXXXX | XXXXX | XXXXX | XXXXX | XXXXX | XXXXX | XXXXX | XXXXX | XXXXX | XXXXX | XXXXX | XXXXX | XXXXX | XXXXX | XXXXX
MWh | 555 | Baker Replacement | 0 | 0 | 0 | 0 | 0 | 1750 | 1750 | 1750 | 1750 | 0 | 0 | 0 | 7000 | 0 | 0 | 0 | 0 | 0 | 1750 | 1750 | 1750 | 1750 | 0 | 0 | 0 | 7000 | 0
MWh | 555 | Glacier Battery Storage | XXXXX | XXXXX | XXXXX | XXXXX | XXXXX | XXXXX | XXXXX | XXXXX | XXXXX | XXXXX | XXXXX | XXXXX | XXXXX | XXXXX | XXXXX | XXXXX | XXXXX | XXXXX | XXXXX | XXXXX | XXXXX | XXXXX | XXXXX | XXXXX | XXXXX | XXXXX | XXXXX
MWh | 555 | PG&E Exchange | -56223.7454 | -105486.397 | -136797.2536 | -114492.6015 | 0 | 129936.2775 | 185058.705 | 52526.1582 | 45478.8535 | 0 | 0 | 0 | -0.0033 | -56223.7454 | -105486.397 | -136797.2536 | -114492.6015 | 0 | 129936.2775 | 185058.705 | 52526.1582 | 45478.8535 | 0 | 0 | 0 | -0.0033 | 0
MWh | 555 | Point Roberts | 1202.4 | 1324.32 | 1316.88 | 1238.4 | 1480.56 | 2066.4 | 2544.48 | 2499.84 | 2009.28 | 2031.12 | 1584 | 1354.08 | 20651.76 | 1202.4 | 1324.32 | 1316.88 | 1238.4 | 1480.56 | 2066.4 | 2544.48 | 2499.84 | 2009.28 | 2031.12 | 1584 | 1354.08 | 20651.76 | 0
MWh | 555H | Koma Kulshan | 6479.9785 | 4378.194 | 1992.06 | 1976.4662 | 3644.1419 | 3703.6038 | 2121.2341 | 3037.4932 | 1744.7418 | 1717.6869 | 3454.1892 | 6914.3076 | 41164.0972 | 6479.9785 | 4378.194 | 1992.06 | 1976.4662 | 3644.1419 | 3703.6038 | 2121.2341 | 3037.4932 | 1744.7418 | 1717.6869 | 3454.1892 | 6914.3076 | 41164.0972 | 0
MWh | 555H | Twin Falls | 7075.152 | 2060.5825 | 87.3456 | 1194.336 | 4153.752 | 7042.752 | 6274.152 | 7929.7007 | 6936.115 | 7406.371 | 10740.3838 | 11090.3613 | 71991.0039 | 7075.152 | 2060.5825 | 87.3456 | 1194.336 | 4153.752 | 7042.752 | 6274.152 | 7929.7007 | 6936.115 | 7406.371 | 10740.3838 | 11090.3613 | 71991.0039 | 0
MWh | 555H | Weeks Falls | 1353.4819 | 392.5493 | 13.0736 | 59.9803 | 642.3845 | 1276.8754 | 1140.6174 | 1466.8407 | 1270.4214 | 1376.9 | 2066.5225 | 2180.3425 | 13239.9895 | 1353.4819 | 392.5493 | 13.0736 | 59.9803 | 642.3845 | 1276.8754 | 1140.6174 | 1466.8407 | 1270.4214 | 1376.9 | 2066.5225 | 2180.3425 | 13239.9895 | 0
MWh | 555 | Schedule 91 | 17186.4 | 17803.92 | 17089.68 | 14961.6 | 13987.2 | 13111.2 | 12171.84 | 7945.92 | 7647.36 | 9738.96 | 10735.2 | 12082.56 | 154461.84 | 17186.4 | 17803.92 | 17089.68 | 14961.6 | 13987.2 | 13111.2 | 12171.84 | 7945.92 | 7647.36 | 9738.96 | 10735.2 | 12082.56 | 154461.84 | 0
MWh | 447 | PSE Hedges Sales | XXXXX | XXXXX | XXXXX | XXXXX | XXXXX | XXXXX | XXXXX | XXXXX | XXXXX | XXXXX | XXXXX | XXXXX | XXXXX | XXXXX | XXXXX | XXXXX | XXXXX | XXXXX | XXXXX | XXXXX | XXXXX | XXXXX | XXXXX | XXXXX | XXXXX | XXXXX | XXXXX
MWh | 555 | PSE Hedges Purchases | XXXXX | XXXXX | XXXXX | XXXXX | XXXXX | XXXXX | XXXXX | XXXXX | XXXXX | XXXXX | XXXXX | XXXXX | XXXXX | XXXXX | XXXXX | XXXXX | XXXXX | XXXXX | XXXXX | XXXXX | XXXXX | XXXXX | XXXXX | XXXXX | XXXXX | XXXXX | XXXXX
MWh | 555MP | Market Purchases | XXXXX | XXXXX | XXXXX | XXXXX | XXXXX | XXXXX | XXXXX | XXXXX | XXXXX | XXXXX | XXXXX | XXXXX | XXXXX | XXXXX | XXXXX | XXXXX | XXXXX | XXXXX | XXXXX | XXXXX | XXXXX | XXXXX | XXXXX | XXXXX | XXXXX | XXXXX | XXXXX
MWh | 447 | Market Sales | XXXXX | XXXXX | XXXXX | XXXXX | XXXXX | XXXXX | XXXXX | XXXXX | XXXXX | XXXXX | XXXXX | XXXXX | XXXXX | XXXXX | XXXXX | XXXXX | XXXXX | XXXXX | XXXXX | XXXXX | XXXXX | XXXXX | XXXXX | XXXXX | XXXXX | XXXXX | XXXXX
MWh | 555MP | Green Direct replacement | XXXXX | XXXXX | XXXXX | XXXXX | XXXXX | XXXXX | XXXXX | XXXXX | XXXXX | XXXXX | XXXXX | XXXXX | XXXXX | XXXXX | XXXXX | XXXXX | XXXXX | XXXXX | XXXXX | XXXXX | XXXXX | XXXXX | XXXXX | XXXXX | XXXXX | XXXXX | XXXXX
MWh | 555MP | 80-year hydro adjustment | XXXXX | XXXXX | XXXXX | XXXXX | XXXXX | XXXXX | XXXXX | XXXXX | XXXXX | XXXXX | XXXXX | XXXXX | XXXXX | XXXXX | XXXXX | XXXXX | XXXXX | XXXXX | XXXXX | XXXXX | XXXXX | XXXXX | XXXXX | XXXXX | XXXXX | XXXXX | XXXXX
MWh |  | Total | XXXXX | XXXXX | XXXXX | XXXXX | XXXXX | XXXXX | XXXXX | XXXXX | XXXXX | XXXXX | XXXXX | XXXXX | 20803205.0064 | XXXXX | XXXXX | XXXXX | XXXXX | XXXXX | XXXXX | XXXXX | XXXXX | XXXXX | XXXXX | XXXXX | XXXXX | 20803204.9992 | 0.0071876
|  | Subtotal AURORA Energy | XXXXX | XXXXX | XXXXX | XXXXX | XXXXX | XXXXX | XXXXX | XXXXX | XXXXX | XXXXX | XXXXX | XXXXX | 20803205.0064 | XXXXX | XXXXX | XXXXX | XXXXX | XXXXX | XXXXX | XXXXX | XXXXX | XXXXX | XXXXX | XXXXX | XXXXX | 20803204.9992 | 0.0071876
|  | check | 0.025919 | -0.0057969 | -0.041323 | -0.046354 | -0.049735 | -0.05365 | -0.0033978 | 0.0025089 | -0.074443 | -0.028625 | -0.10319 | 0.031856 | 0 | -0.19036 | -0.093715 | -0.33577 | -0.11441 | 0.31313 | 0.14268 | 0.35469 | 0.065998 | 0.20169 | 0.070066 | -0.14594 | 0.095496 | 0.36355 | -0.36355
Rate year: June 2021 through May 2022
Gas price date: 1/12/2021
Shaded information is designated as confidential per Protective Order in Docket UE-200980
Shaded information is designated as confidential per Protective Order in Docket UE-200980

## 29C Not in Aurora
Puget Sound Energy
Power Costs Not in Aurora | [6 empty] | REDACTED VERSION
2020 PCORC Supplemental
Acct. | ($ in thousands) | 2021-06-01 | 2021-07-01 | 2021-08-01 | 2021-09-01 | 2021-10-01 | 2021-11-01 | 2021-12-01 | 2022-01-01 | 2022-02-01 | 2022-03-01 | 2022-04-01 | 2022-05-01 | 2020 PCORC Supplemental | 2020 PCORC Initial Filing | Increase / (Decrease)
501 | Colstrip 3&4 fixed fuel cost | XXXXX | XXXXX | XXXXX | XXXXX | XXXXX | XXXXX | XXXXX | XXXXX | XXXXX | XXXXX | XXXXX | XXXXX | XXXXX | XXXXX | XXXXX
555 | NW Energy PPA Fixed Payment | XXXXX | XXXXX | XXXXX | XXXXX | XXXXX | XXXXX | XXXXX | XXXXX | XXXXX | XXXXX | XXXXX | XXXXX | XXXXX | XXXXX | XXXXX
555H | Mid C Rock Island cost | XXXXX | XXXXX | XXXXX | XXXXX | XXXXX | XXXXX | XXXXX | XXXXX | XXXXX | XXXXX | XXXXX | XXXXX | XXXXX | XXXXX | XXXXX
555H | Mid C Rocky Reach cost | XXXXX | XXXXX | XXXXX | XXXXX | XXXXX | XXXXX | XXXXX | XXXXX | XXXXX | XXXXX | XXXXX | XXXXX | XXXXX | XXXXX | XXXXX
555H | Mid C Wells cost | XXXXX | XXXXX | XXXXX | XXXXX | XXXXX | XXXXX | XXXXX | XXXXX | XXXXX | XXXXX | XXXXX | XXXXX | XXXXX | XXXXX | XXXXX
555H | Mid C Priest Rapids Project cost | XXXXX | XXXXX | XXXXX | XXXXX | XXXXX | XXXXX | XXXXX | XXXXX | XXXXX | XXXXX | XXXXX | XXXXX | XXXXX | XXXXX | XXXXX
555H | Chelan pre-payment amort. (Nov. 2011 - Oct. 2031) | XXXXX | XXXXX | XXXXX | XXXXX | XXXXX | XXXXX | XXXXX | XXXXX | XXXXX | XXXXX | XXXXX | XXXXX | XXXXX | XXXXX | XXXXX
565 | Transmission cost | XXXXX | XXXXX | XXXXX | XXXXX | XXXXX | XXXXX | XXXXX | XXXXX | XXXXX | XXXXX | XXXXX | XXXXX | XXXXX | XXXXX | XXXXX
565 | Chelan transmission cost | XXXXX | XXXXX | XXXXX | XXXXX | XXXXX | XXXXX | XXXXX | XXXXX | XXXXX | XXXXX | XXXXX | XXXXX | XXXXX | XXXXX | XXXXX
565 | Transmission re-assignments (test year order 56500100) | XXXXX | XXXXX | XXXXX | XXXXX | XXXXX | XXXXX | XXXXX | XXXXX | XXXXX | XXXXX | XXXXX | XXXXX | XXXXX | XXXXX | XXXXX
456 | Gas hedges and transport mark-to-model | XXXXX | XXXXX | XXXXX | XXXXX | XXXXX | XXXXX | XXXXX | XXXXX | XXXXX | XXXXX | XXXXX | XXXXX | XXXXX | XXXXX | XXXXX
547 | Fixed gas transportation cost | XXXXX | XXXXX | XXXXX | XXXXX | XXXXX | XXXXX | XXXXX | XXXXX | XXXXX | XXXXX | XXXXX | XXXXX | XXXXX | XXXXX | XXXXX
555MP | Day-ahead wind integration cost | XXXXX | XXXXX | XXXXX | XXXXX | XXXXX | XXXXX | XXXXX | XXXXX | XXXXX | XXXXX | XXXXX | XXXXX | XXXXX | XXXXX | XXXXX
547 | Distillate fuel incremental costs | XXXXX | XXXXX | XXXXX | XXXXX | XXXXX | XXXXX | XXXXX | XXXXX | XXXXX | XXXXX | XXXXX | XXXXX | XXXXX | XXXXX | XXXXX
547 | Remove non-fuel peaker start cost | XXXXX | XXXXX | XXXXX | XXXXX | XXXXX | XXXXX | XXXXX | XXXXX | XXXXX | XXXXX | XXXXX | XXXXX | XXXXX | XXXXX | XXXXX
555 | Winter peak planning incremental cost | XXXXX | XXXXX | XXXXX | XXXXX | XXXXX | XXXXX | XXXXX | XXXXX | XXXXX | XXXXX | XXXXX | XXXXX | XXXXX | XXXXX | XXXXX
555 | BPA capacity agreement fixed cost | XXXXX | XXXXX | XXXXX | XXXXX | XXXXX | XXXXX | XXXXX | XXXXX | XXXXX | XXXXX | XXXXX | XXXXX | XXXXX | XXXXX | XXXXX
555 | Premiums / (discount) on physical index deals | XXXXX | XXXXX | XXXXX | XXXXX | XXXXX | XXXXX | XXXXX | XXXXX | XXXXX | XXXXX | XXXXX | XXXXX | XXXXX | XXXXX | XXXXX
557 | Other power supply expense | XXXXX | XXXXX | XXXXX | XXXXX | XXXXX | XXXXX | XXXXX | XXXXX | XXXXX | XXXXX | XXXXX | XXXXX | XXXXX | XXXXX | XXXXX
| Total | 25072.1708 | 24038.9275 | 24292.84 | 22902.2582 | 23341.4761 | 20080.5775 | 17477.6984 | 19141.0241 | 21161.3588 | 24561.0536 | 26836.8307 | 26979.9457 | 275886.1612 | 275441.9727 | 444.1886
Summary of costs not in Aurora | [15 empty] | 0
501 | Coal fuel | 42.7705 | 42.7705 | 42.7705 | 42.7705 | 42.7705 | 42.7705 | 42.7705 | 46.0604 | 46.0604 | 46.0604 | 46.0604 | 46.0604 | 529.6956 | 529.6956 | 0
547 | Natural gas fuel | 4414.5605 | 4464.3193 | 4468.8966 | 4441.759 | 4503.0588 | 4774.281 | 4800.2149 | 4750.361 | 4521.3133 | 4880.1166 | 4395.8856 | 4502.7109 | 54917.4775 | 53152.0284 | 1765.4491
555WS | Wind and solar purchases | 0 | 0 | 0 | 0 | 0 | 0 | 0 | 0 | 0 | 0 | 0 | 0 | 0 | 0 | 0
555H | Hydro purchases | 9931.2257 | 11092.4399 | 10872.6676 | 9599.1744 | 9076.5475 | 9247.5646 | 9650.3402 | 10084.1794 | 9889.9405 | 9500.8607 | 9406.5441 | 9654.7213 | 118006.206 | 115587.8545 | 2418.3515
555 | Other contract purchases and interchange | 28.6 | 80.712 | 80.6 | 77.596 | 20.8 | 20.08 | 920.928 | 775 | 775 | 775 | 775 | 775 | 5104.316 | 4792.588 |  | `
555MP | Market purchases | 100.8863 | 86.1904 | 83.1461 | 75.6406 | 83.2934 | 81.8568 | 84.459 | 83.6166 | 77.93 | 109.2303 | 104.5831 | 100.427 | 1071.2595 | 1071.5361
447 | Secondary sales | 0 | 0 | 0 | 0 | 0 | 0 | 0 | 0 | 0 | 0 | 0 | 0 | 0 | 0
565 | Transmission | 10522.8328 | 10477.5025 | 10522.697 | 10649.7626 | 11721.8617 | 11682.7426 | 11375.1857 | 11481.6012 | 11403.3185 | 11632.798 | 11633.0889 | 11465.3211 | 134568.7126 | 128364.4306 | 6204.282
456 | Other revenues | -868.2134 | -3104.5155 | -2677.4461 | -2883.953 | -3006.364 | -6668.2262 | -10295.7081 | -8979.3028 | -6451.7121 | -3282.5206 | -423.8396 | -463.8032 | -49105.6045 | -38850.2591 | -10255.3455
557 | Other power supply expense | 899.5082 | 899.5082 | 899.5082 | 899.5082 | 899.5082 | 899.5082 | 899.5082 | 899.5082 | 899.5082 | 899.5082 | 899.5082 | 899.5082 | 10794.0986 | 10794.0986 | 0
| Total Power Costs Not in Aurora | 25072.1708 | 24038.9275 | 24292.84 | 22902.2582 | 23341.4761 | 20080.5775 | 17477.6984 | 19141.0241 | 21161.3588 | 24561.0536 | 26836.8307 | 26979.9457 | 275886.1612 | 275441.9727 | 444.1886
Rate year: June 2021 through May 2022
Gas price date: 1/12/2021
Shaded information is designated as confidential per Protective Order in Docket UE-200980

## 30C Energy prices
Puget Sound Energy
Market Energy Prices | [7 empty] | REDACTED VERSION
2020 PCORC Supplemental
2020 PCORC Supplemental, 1/12/21 gas price date
| Units | 2021-06-01 | 2021-07-01 | 2021-08-01 | 2021-09-01 | 2021-10-01 | 2021-11-01 | 2021-12-01 | 2022-01-01 | 2022-02-01 | 2022-03-01 | 2022-04-01 | 2022-05-01 | Rate Year Average
Sumas | $/MMBtu | 2.2 | 2.67 | 2.7 | 2.74 | 2.84 | 3.68 | 4.36 | 4.1 | 3.77 | 3 | 1.99 | 1.88 | 2.9942
Stanfield | $/MMBtu | 2.37 | 2.61 | 2.65 | 2.62 | 2.61 | 3.06 | 3.41 | 3.52 | 3.37 | 2.86 | 2.14 | 2.08 | 2.775
AECO | $/MMBtu | 1.86 | 1.93 | 1.96 | 1.98 | 2.06 | 2.19 | 2.3 | 2.34 | 2.34 | 2.22 | 1.8 | 1.7 | 2.0567
Station 2 | $/MMBtu | 1.91 | 1.98 | 2.01 | 2.03 | 2.12 | 2.24 | 2.34 | 2.39 | 2.39 | 2.27 | 1.82 | 1.71 | 2.1008
Mid C On-Peak | $/MWh | XXXXX | XXXXX | XXXXX | XXXXX | XXXXX | XXXXX | XXXXX | XXXXX | XXXXX | XXXXX | XXXXX | XXXXX | XXXXX
Mid C Off-Peak | $/MWh | XXXXX | XXXXX | XXXXX | XXXXX | XXXXX | XXXXX | XXXXX | XXXXX | XXXXX | XXXXX | XXXXX | XXXXX | XXXXX
Mid C Flat | $/MWh | XXXXX | XXXXX | XXXXX | XXXXX | XXXXX | XXXXX | XXXXX | XXXXX | XXXXX | XXXXX | XXXXX | XXXXX | XXXXX
Market Heat Rate - On Peak | MMBtu/MWh | XXXXX | XXXXX | XXXXX | XXXXX | XXXXX | XXXXX | XXXXX | XXXXX | XXXXX | XXXXX | XXXXX | XXXXX | XXXXX
Market Heat Rate - Off Peak | MMBtu/MWh | XXXXX | XXXXX | XXXXX | XXXXX | XXXXX | XXXXX | XXXXX | XXXXX | XXXXX | XXXXX | XXXXX | XXXXX | XXXXX
Market Heat Rate - Flat | MMBtu/MWh | XXXXX | XXXXX | XXXXX | XXXXX | XXXXX | XXXXX | XXXXX | XXXXX | XXXXX | XXXXX | XXXXX | XXXXX | XXXXX
2020 PCORC Initial Filing, 10/21/20 gas price date
| Units | 2021-06-01 | 2021-07-01 | 2021-08-01 | 2021-09-01 | 2021-10-01 | 2021-11-01 | 2021-12-01 | 2022-01-01 | 2022-02-01 | 2022-03-01 | 2022-04-01 | 2022-05-01 | Rate Year Average
Sumas | $/MMBtu | 2.26 | 2.59 | 2.62 | 2.65 | 2.66 | 3.37 | 4.03 | 3.84 | 3.56 | 2.77 | 1.85 | 1.75 | 2.8292
Stanfield | $/MMBtu | 2.23 | 2.48 | 2.5 | 2.48 | 2.44 | 2.85 | 3.18 | 3.31 | 3.19 | 2.68 | 1.91 | 1.83 | 2.59
AECO | $/MMBtu | 1.95 | 1.98 | 2 | 2 | 2.05 | 2.21 | 2.29 | 2.36 | 2.35 | 2.25 | 1.79 | 1.69 | 2.0767
Station 2 | $/MMBtu | 1.97 | 2 | 2.02 | 2.02 | 2.07 | 2.26 | 2.34 | 2.41 | 2.4 | 2.3 | 1.77 | 1.67 | 2.1025
Mid C On-Peak | $/MWh | XXXXX | XXXXX | XXXXX | XXXXX | XXXXX | XXXXX | XXXXX | XXXXX | XXXXX | XXXXX | XXXXX | XXXXX | XXXXX
Mid C Off-Peak | $/MWh | XXXXX | XXXXX | XXXXX | XXXXX | XXXXX | XXXXX | XXXXX | XXXXX | XXXXX | XXXXX | XXXXX | XXXXX | XXXXX
Mid C Flat | $/MWh | XXXXX | XXXXX | XXXXX | XXXXX | XXXXX | XXXXX | XXXXX | XXXXX | XXXXX | XXXXX | XXXXX | XXXXX | XXXXX
Market Heat Rate - On Peak | MMBtu/MWh | XXXXX | XXXXX | XXXXX | XXXXX | XXXXX | XXXXX | XXXXX | XXXXX | XXXXX | XXXXX | XXXXX | XXXXX | XXXXX
Market Heat Rate - Off Peak | MMBtu/MWh | XXXXX | XXXXX | XXXXX | XXXXX | XXXXX | XXXXX | XXXXX | XXXXX | XXXXX | XXXXX | XXXXX | XXXXX | XXXXX
Market Heat Rate - Flat | MMBtu/MWh | XXXXX | XXXXX | XXXXX | XXXXX | XXXXX | XXXXX | XXXXX | XXXXX | XXXXX | XXXXX | XXXXX | XXXXX | XXXXX
Increase / (Decrease)
| Units | May | Jun | Jul | Aug | Sep | Oct | Nov | Dec | Jan | Feb | Mar | Apr | Rate Year Average
Sumas | $/MMBtu | -0.06 | 0.08 | 0.08 | 0.09 | 0.18 | 0.31 | 0.33 | 0.26 | 0.21 | 0.23 | 0.14 | 0.13 | 0.165
Stanfield | $/MMBtu | 0.14 | 0.13 | 0.15 | 0.14 | 0.17 | 0.21 | 0.23 | 0.21 | 0.18 | 0.18 | 0.23 | 0.25 | 0.185
AECO | $/MMBtu | -0.09 | -0.05 | -0.04 | -0.02 | 0.01 | -0.02 | 0.01 | -0.02 | -0.01 | -0.03 | 0.01 | 0.01 | -0.02
Station 2 | $/MMBtu | -0.06 | -0.02 | -0.01 | 0.01 | 0.05 | -0.02 | 0 | -0.02 | -0.01 | -0.03 | 0.05 | 0.04 | -0.0016667
Mid C On-Peak | $/MWh | XXXXX | XXXXX | XXXXX | XXXXX | XXXXX | XXXXX | XXXXX | XXXXX | XXXXX | XXXXX | XXXXX | XXXXX | XXXXX
Mid C Off-Peak | $/MWh | XXXXX | XXXXX | XXXXX | XXXXX | XXXXX | XXXXX | XXXXX | XXXXX | XXXXX | XXXXX | XXXXX | XXXXX | XXXXX
Mid C Flat | $/MWh | XXXXX | XXXXX | XXXXX | XXXXX | XXXXX | XXXXX | XXXXX | XXXXX | XXXXX | XXXXX | XXXXX | XXXXX | XXXXX
Market Heat Rate - On Peak | MMBtu/MWh | XXXXX | XXXXX | XXXXX | XXXXX | XXXXX | XXXXX | XXXXX | XXXXX | XXXXX | XXXXX | XXXXX | XXXXX | XXXXX
Market Heat Rate - Off Peak | MMBtu/MWh | XXXXX | XXXXX | XXXXX | XXXXX | XXXXX | XXXXX | XXXXX | XXXXX | XXXXX | XXXXX | XXXXX | XXXXX | XXXXX
Market Heat Rate - Flat | MMBtu/MWh | XXXXX | XXXXX | XXXXX | XXXXX | XXXXX | XXXXX | XXXXX | XXXXX | XXXXX | XXXXX | XXXXX | XXXXX | XXXXX
Rate year: June 2021 through May 2022
Gas price date: 1/12/2021
Shaded information is designated as confidential per Protective Order in Docket UE-200980

## 31C Gas MTM
Puget Sound Energy
Gas Mark-to-Model and Open Transport Value | [7 empty] | REDACTED VERSION
2020 PCORC Supplemental
| Days | 30 | 31 | 31 | 30 | 31 | 30 | 31 | 31 | 28 | 31 | 30 | 31 | 365 | 365
|  | 2021-06-01 | 2021-07-01 | 2021-08-01 | 2021-09-01 | 2021-10-01 | 2021-11-01 | 2021-12-01 | 2022-01-01 | 2022-02-01 | 2022-03-01 | 2022-04-01 | 2022-05-01 | 2020 PCORC Supplemental | 2020 PCORC Initial Filing | Increase / (Decrease)
Price Assumptions (USD/dth)
| Sumas | 2.2 | 2.67 | 2.7 | 2.74 | 2.84 | 3.68 | 4.36 | 4.1 | 3.77 | 3 | 1.99 | 1.88 | 2.9942 | 2.8292 | 0.165
| AECO | 1.86 | 1.93 | 1.96 | 1.98 | 2.06 | 2.19 | 2.3 | 2.34 | 2.34 | 2.22 | 1.8 | 1.7 | 2.0567 | 2.0767 | -0.02
| Stanfield | 2.37 | 2.61 | 2.65 | 2.62 | 2.61 | 3.06 | 3.41 | 3.52 | 3.37 | 2.86 | 2.14 | 2.08 | 2.775 | 2.59 | 0.185
| Station2 | 1.91 | 1.98 | 2.01 | 2.03 | 2.12 | 2.24 | 2.34 | 2.39 | 2.39 | 2.27 | 1.82 | 1.71 | 2.1008 | 2.1025 | -0.0016667
Financial Deals
Volume | Sumas Purchase | XXXXX | XXXXX | XXXXX | XXXXX | XXXXX | XXXXX | XXXXX | XXXXX | XXXXX | XXXXX | XXXXX | XXXXX | XXXXX | XXXXX | 2755000
Price | Sumas Purchase Price | XXXXX | XXXXX | XXXXX | XXXXX | XXXXX | XXXXX | XXXXX | XXXXX | XXXXX | XXXXX | XXXXX | XXXXX | XXXXX | XXXXX | -0.023121
| Sumas Purchase MTM cost / (benefit) | XXXXX | XXXXX | XXXXX | XXXXX | XXXXX | XXXXX | XXXXX | XXXXX | XXXXX | XXXXX | XXXXX | XXXXX | XXXXX | XXXXX | -2424657.3929
Volume | Sumas Sale | XXXXX | XXXXX | XXXXX | XXXXX | XXXXX | XXXXX | XXXXX | XXXXX | XXXXX | XXXXX | XXXXX | XXXXX | XXXXX | XXXXX | 0
Price | Sumas Sale Price | XXXXX | XXXXX | XXXXX | XXXXX | XXXXX | XXXXX | XXXXX | XXXXX | XXXXX | XXXXX | XXXXX | XXXXX | XXXXX | XXXXX | 0
| Sumas Sale MTM cost / (benefit) | XXXXX | XXXXX | XXXXX | XXXXX | XXXXX | XXXXX | XXXXX | XXXXX | XXXXX | XXXXX | XXXXX | XXXXX | XXXXX | XXXXX | 0
Volume | AECO Purchase | XXXXX | XXXXX | XXXXX | XXXXX | XXXXX | XXXXX | XXXXX | XXXXX | XXXXX | XXXXX | XXXXX | XXXXX | XXXXX | XXXXX | 1205000
Price | AECO Purchase Price | XXXXX | XXXXX | XXXXX | XXXXX | XXXXX | XXXXX | XXXXX | XXXXX | XXXXX | XXXXX | XXXXX | XXXXX | XXXXX | XXXXX | -0.0069914
| AECO Purchase MTM cost / (benefit) | XXXXX | XXXXX | XXXXX | XXXXX | XXXXX | XXXXX | XXXXX | XXXXX | XXXXX | XXXXX | XXXXX | XXXXX | XXXXX | XXXXX | 254966.8485
Volume | AECO Sale | XXXXX | XXXXX | XXXXX | XXXXX | XXXXX | XXXXX | XXXXX | XXXXX | XXXXX | XXXXX | XXXXX | XXXXX | XXXXX | XXXXX | 0
Price | AECO Sale Price | XXXXX | XXXXX | XXXXX | XXXXX | XXXXX | XXXXX | XXXXX | XXXXX | XXXXX | XXXXX | XXXXX | XXXXX | XXXXX | XXXXX | 0
| AECO Sale MTM cost / (benefit) | XXXXX | XXXXX | XXXXX | XXXXX | XXXXX | XXXXX | XXXXX | XXXXX | XXXXX | XXXXX | XXXXX | XXXXX | XXXXX | XXXXX | 0
Physical Index Deals
Volume | Sumas | XXXXX | XXXXX | XXXXX | XXXXX | XXXXX | XXXXX | XXXXX | XXXXX | XXXXX | XXXXX | XXXXX | XXXXX | XXXXX | XXXXX | 0
| Premium / (discount) | XXXXX | XXXXX | XXXXX | XXXXX | XXXXX | XXXXX | XXXXX | XXXXX | XXXXX | XXXXX | XXXXX | XXXXX | XXXXX | XXXXX | 0
| MTM Cost / (benefit) | XXXXX | XXXXX | XXXXX | XXXXX | XXXXX | XXXXX | XXXXX | XXXXX | XXXXX | XXXXX | XXXXX | XXXXX | XXXXX | XXXXX | 0
Volume | AECO | XXXXX | XXXXX | XXXXX | XXXXX | XXXXX | XXXXX | XXXXX | XXXXX | XXXXX | XXXXX | XXXXX | XXXXX | XXXXX | XXXXX | 0
| Premium / (discount) | XXXXX | XXXXX | XXXXX | XXXXX | XXXXX | XXXXX | XXXXX | XXXXX | XXXXX | XXXXX | XXXXX | XXXXX | XXXXX | XXXXX | 0
| MTM Cost / (benefit) | XXXXX | XXXXX | XXXXX | XXXXX | XXXXX | XXXXX | XXXXX | XXXXX | XXXXX | XXXXX | XXXXX | XXXXX | XXXXX | XXXXX | 0
Volume | Stanfield | XXXXX | XXXXX | XXXXX | XXXXX | XXXXX | XXXXX | XXXXX | XXXXX | XXXXX | XXXXX | XXXXX | XXXXX | XXXXX | XXXXX | 0
| Premium / (discount) | XXXXX | XXXXX | XXXXX | XXXXX | XXXXX | XXXXX | XXXXX | XXXXX | XXXXX | XXXXX | XXXXX | XXXXX | XXXXX | XXXXX | 0
| MTM Cost / (benefit) | XXXXX | XXXXX | XXXXX | XXXXX | XXXXX | XXXXX | XXXXX | XXXXX | XXXXX | XXXXX | XXXXX | XXXXX | XXXXX | XXXXX | 0
Volume | Station 2 | XXXXX | XXXXX | XXXXX | XXXXX | XXXXX | XXXXX | XXXXX | XXXXX | XXXXX | XXXXX | XXXXX | XXXXX | XXXXX | XXXXX | 10534862.1818
| Premium / (discount) | XXXXX | XXXXX | XXXXX | XXXXX | XXXXX | XXXXX | XXXXX | XXXXX | XXXXX | XXXXX | XXXXX | XXXXX | XXXXX | XXXXX | 0.020985
| MTM Cost / (benefit) | XXXXX | XXXXX | XXXXX | XXXXX | XXXXX | XXXXX | XXXXX | XXXXX | XXXXX | XXXXX | XXXXX | XXXXX | XXXXX | XXXXX | 534802
Physical Fixed Deals
Volume | Sumas | XXXXX | XXXXX | XXXXX | XXXXX | XXXXX | XXXXX | XXXXX | XXXXX | XXXXX | XXXXX | XXXXX | XXXXX | XXXXX | XXXXX | 0
Price | Price | XXXXX | XXXXX | XXXXX | XXXXX | XXXXX | XXXXX | XXXXX | XXXXX | XXXXX | XXXXX | XXXXX | XXXXX | XXXXX | XXXXX | 0
| Cost / (benefit) | XXXXX | XXXXX | XXXXX | XXXXX | XXXXX | XXXXX | XXXXX | XXXXX | XXXXX | XXXXX | XXXXX | XXXXX | XXXXX | XXXXX | 0
Volume | AECO | XXXXX | XXXXX | XXXXX | XXXXX | XXXXX | XXXXX | XXXXX | XXXXX | XXXXX | XXXXX | XXXXX | XXXXX | XXXXX | XXXXX | 0
Price | Price | XXXXX | XXXXX | XXXXX | XXXXX | XXXXX | XXXXX | XXXXX | XXXXX | XXXXX | XXXXX | XXXXX | XXXXX | XXXXX | XXXXX | 0
| Cost / (benefit) | XXXXX | XXXXX | XXXXX | XXXXX | XXXXX | XXXXX | XXXXX | XXXXX | XXXXX | XXXXX | XXXXX | XXXXX | XXXXX | XXXXX | 0
Volume | Stanfield | XXXXX | XXXXX | XXXXX | XXXXX | XXXXX | XXXXX | XXXXX | XXXXX | XXXXX | XXXXX | XXXXX | XXXXX | XXXXX | XXXXX | 0
Price | Price | XXXXX | XXXXX | XXXXX | XXXXX | XXXXX | XXXXX | XXXXX | XXXXX | XXXXX | XXXXX | XXXXX | XXXXX | XXXXX | XXXXX | 0
| Cost / (benefit) | XXXXX | XXXXX | XXXXX | XXXXX | XXXXX | XXXXX | XXXXX | XXXXX | XXXXX | XXXXX | XXXXX | XXXXX | XXXXX | XXXXX | -122900
Volume | Station 2 | XXXXX | XXXXX | XXXXX | XXXXX | XXXXX | XXXXX | XXXXX | XXXXX | XXXXX | XXXXX | XXXXX | XXXXX | XXXXX | XXXXX | 0
Price | Price | XXXXX | XXXXX | XXXXX | XXXXX | XXXXX | XXXXX | XXXXX | XXXXX | XXXXX | XXXXX | XXXXX | XXXXX | XXXXX | XXXXX | 0
| Cost / (benefit) | XXXXX | XXXXX | XXXXX | XXXXX | XXXXX | XXXXX | XXXXX | XXXXX | XXXXX | XXXXX | XXXXX | XXXXX | XXXXX | XXXXX | 0
Total Hedges | Total Hedges MTM Cost / (Benefit) | XXXXX | XXXXX | XXXXX | XXXXX | XXXXX | XXXXX | XXXXX | XXXXX | XXXXX | XXXXX | XXXXX | XXXXX | XXXXX | XXXXX | -1757788.5444
Volume Assumptions (MMBtu/day)
AECO - Stanfield | TransCanda (NGTL) Nova Pipeline | 41419.6024 | 41419.6024 | 41419.6024 | 41419.6024 | 41419.6024 | 41419.6024 | 41419.6024 | 41419.6024 | 41419.6024 | 41419.6024 | 41419.6024 | 41419.6024 | 41419.6024 | 41419.6024 | 0
AECO - Stanfield | TransCanada (Foothills) ANG Pipeline | 40891.1297 | 40891.1297 | 40891.1297 | 40891.1297 | 40891.1297 | 40891.1297 | 40891.1297 | 40891.1297 | 40891.1297 | 40891.1297 | 40891.1297 | 40891.1297 | 40891.1297 | 40891.1297 | 0
AECO - Stanfield | TransCanada Gas Transmission Corp (GTN) Pipeline | 40358.0729 | 40358.0729 | 40358.0729 | 40358.0729 | 40358.0729 | 40358.0729 | 40358.0729 | 40358.0729 | 40358.0729 | 40358.0729 | 40358.0729 | 40358.0729 | 40358.0729 | 40358.0729 | 0
Stanfield - Sumas | Stanfield Capacity | 78928 | 78928 | 78928 | 78928 | 78928 | 78928 | 78928 | 78928 | 78928 | 78928 | 78928 | 78928 | 78928 | 78928 | 0
Stanfield - Sumas | Goldendale Dispatch (MWh) | XXXXX | XXXXX | XXXXX | XXXXX | XXXXX | XXXXX | XXXXX | XXXXX | XXXXX | XXXXX | XXXXX | XXXXX | XXXXX | XXXXX | -75785.4308
Stanfield - Sumas | Goldendale Dispatch (MMBtu/d) | XXXXX | XXXXX | XXXXX | XXXXX | XXXXX | XXXXX | XXXXX | XXXXX | XXXXX | XXXXX | XXXXX | XXXXX | XXXXX | XXXXX | 1448.1998
Station 2 - Sumas | Capacity on Westcoast Station 2 to Sumas | 88351.6163 | 88351.6163 | 88351.6163 | 88351.6163 | 88351.6163 | 88351.6163 | 88351.6163 | 88351.6163 | 88351.6163 | 88351.6163 | 88351.6163 | 88351.6163 | 88351.6163 | 88351.6163 | 0
Losses
AECO - Stanfield | Foothills Fuel Rate | 1.276% | 1.276% | 1.276% | 1.276% | 1.276% | 1.276% | 1.276% | 1.276% | 1.276% | 1.276% | 1.276% | 1.276% | 1.276% | 0.012759
AECO - Stanfield | GTN Fuel Rate | 1.304% | 1.304% | 1.304% | 1.304% | 1.304% | 1.304% | 1.304% | 1.304% | 1.304% | 1.304% | 1.304% | 1.304% | 1.304% | 0.013036
AECO - Stanfield | AECO to Stanfield total | 2.579% | 2.579% | 2.579% | 2.579% | 2.579% | 2.579% | 2.579% | 2.579% | 2.579% | 2.579% | 2.579% | 2.579% | 2.579% | 2.579% | 0%
Stanfield to Sumas | NWP Fuel Rate | 0.88% | 0.88% | 0.88% | 0.88% | 0.88% | 0.88% | 0.88% | 0.88% | 0.88% | 0.88% | 0.88% | 0.88% | 0.88% | 0.88% | 0%
Station 2 to Sumas | Westcoast Fuel Rate | 3.6% | 3.6% | 3.6% | 3.6% | 3.6% | 3.6% | 3.6% | 3.6% | 3.6% | 3.6% | 3.6% | 3.6% | 3.6% | 3.6% | 0%
Charges (USD/dth)
AECO - Stanfield | GTN commodity charge + FERC ACA | 0.005538 | 0.005538 | 0.005538 | 0.005538 | 0.005538 | 0.005538 | 0.005538 | 0.005538 | 0.005538 | 0.005538 | 0.005538 | 0.005538 | 0.005538 | 0.005538 | 0
Stanfield - Sumas | NWP Commodity Charge + FERC ACA | 0.00942 | 0.00942 | 0.00942 | 0.00942 | 0.00942 | 0.00942 | 0.00942 | 0.00942 | 0.00942 | 0.00942 | 0.00942 | 0.00942 | 0.00942 | 0.00942 | 0
Station 2 - Sumas | Commodity, British Motor Fuel, Carbon charges | 0.051692 | 0.051692 | 0.051692 | 0.051692 | 0.051692 | 0.051692 | 0.051692 | 0.051692 | 0.051692 | 0.051692 | 0.051692 | 0.051692 | 0.051692 | 0.04912 | 0.0025721
Basis Gains
| Station 2 - Sumas | 2021-06-01 | 2021-07-01 | 2021-08-01 | 2021-09-01 | 2021-10-01 | 2021-11-01 | 2021-12-01 | 2022-01-01 | 2022-02-01 | 2022-03-01 | 2022-04-01 | 2022-05-01 | Total | Total
| Value at Station 2 | XXXXX | XXXXX | XXXXX | XXXXX | XXXXX | XXXXX | XXXXX | XXXXX | XXXXX | XXXXX | XXXXX | XXXXX | XXXXX | XXXXX | 33803.6341
| Value at Sumas | XXXXX | XXXXX | XXXXX | XXXXX | XXXXX | XXXXX | XXXXX | XXXXX | XXXXX | XXXXX | XXXXX | XXXXX | XXXXX | XXXXX | 5324951.9117
| Loss / (gain) on Station 2 to Sumas | XXXXX | XXXXX | XXXXX | XXXXX | XXXXX | XXXXX | XXXXX | XXXXX | XXXXX | XXXXX | XXXXX | XXXXX | XXXXX | XXXXX | -5101677.3085
AECO - Stanfield
| Value at AECO | XXXXX | XXXXX | XXXXX | XXXXX | XXXXX | XXXXX | XXXXX | XXXXX | XXXXX | XXXXX | XXXXX | XXXXX | XXXXX | XXXXX | -301948.9013
| Value at Stanfield | XXXXX | XXXXX | XXXXX | XXXXX | XXXXX | XXXXX | XXXXX | XXXXX | XXXXX | XXXXX | XXXXX | XXXXX | XXXXX | XXXXX | 2726591.405
| Loss / (gain) on AECO to Stanfield | XXXXX | XXXXX | XXXXX | XXXXX | XXXXX | XXXXX | XXXXX | XXXXX | XXXXX | XXXXX | XXXXX | XXXXX | XXXXX | XXXXX | -3028540.3063
Stanfield - Sumas
| Value at Stanfield | XXXXX | XXXXX | XXXXX | XXXXX | XXXXX | XXXXX | XXXXX | XXXXX | XXXXX | XXXXX | XXXXX | XXXXX | XXXXX | XXXXX | 4780176.7092
| Value at Sumas | XXXXX | XXXXX | XXXXX | XXXXX | XXXXX | XXXXX | XXXXX | XXXXX | XXXXX | XXXXX | XXXXX | XXXXX | XXXXX | XXXXX | 4304506.1688
| Loss / (gain) on Stanfield to Sumas | XXXXX | XXXXX | XXXXX | XXXXX | XXXXX | XXXXX | XXXXX | XXXXX | XXXXX | XXXXX | XXXXX | XXXXX | XXXXX | XXXXX | -367339.302
Total Basis Gain | Total Basis Gain Cost / (Benefit) | XXXXX | XXXXX | XXXXX | XXXXX | XXXXX | XXXXX | XXXXX | XXXXX | XXXXX | XXXXX | XXXXX | XXXXX | XXXXX | XXXXX | -8497556.9168
Total | Total GAS MTM | XXXXX | XXXXX | XXXXX | XXXXX | XXXXX | XXXXX | XXXXX | XXXXX | XXXXX | XXXXX | XXXXX | XXXXX | XXXXX | XXXXX | -10255345.4612
Gas price date: 1/12/2021
Shaded information is designated as confidential per Protective Order in Docket UE-200980

## 32C Transmission
Puget Sound Energy
Rate Year Transmission Costs | [5 empty] | REDACTED VERSION
2020 PCORC Supplemental
|  | 2021-06-01 | 2021-07-01 | 2021-08-01 | 2021-09-01 | 2021-10-01 | 2021-11-01 | 2021-12-01 | 2022-01-01 | 2022-02-01 | 2022-03-01 | 2022-04-01 | 2022-05-01 | 2020 PCORC Supplemental | 2020 PCORC Initial Filing | Increase / (Decrease)
CAPACITY
Point-to-point (PTP)
| Grant Priest Rapids / Midway (MW) | 5 | 5 | 5 | 5 | 5 | 5 | 5 | 5 | 5 | 5 | 5 | 5 | 5 | 5 | 0
| Grant Priest Rapids / Midway (MW) | 100 | 100 | 100 | 100 | 100 | 100 | 100 | 100 | 100 | 100 | 100 | 100 | 100 | 100 | 0
| Grant Priest Rapids / Midway (MW) | 150 | 150 | 150 | 150 | 150 | 150 | 150 | 150 | 150 | 150 | 150 | 150 | 150 | 150 | 0
| Rock Island (MW) | 400 | 400 | 400 | 400 | 400 | 400 | 400 | 400 | 400 | 400 | 400 | 400 | 400 | 400 | 0
| Rocky Reach (MW) | 160 | 160 | 160 | 160 | 160 | 160 | 160 | 160 | 160 | 160 | 160 | 160 | 160 | 160 | 0
| Rocky Reach (MW) | 200 | 200 | 200 | 200 | 200 | 200 | 200 | 200 | 200 | 200 | 200 | 200 | 200 | 200 | 0
| Rocky Reach (MW)* | 180 | 180 | 180 | 180 | 180 | 180 | 180 | 180 | 180 | 180 | 180 | 180 | 180 | 180 | 0
| Wanapum / Vantage (MW) | 120 | 120 | 120 | 120 | 120 | 120 | 120 | 120 | 120 | 120 | 120 | 120 | 120 | 120 | 0
| Wanapum / Vantage (MW) | 5 | 5 | 5 | 5 | 5 | 5 | 5 | 5 | 5 | 5 | 5 | 5 | 5 | 5 | 0
| Wanapum / Vantage (MW) | 100 | 100 | 100 | 100 | 100 | 100 | 100 | 100 | 100 | 100 | 100 | 100 | 100 | 100 | 0
| Wanapum / Vantage (MW) | 169 | 169 | 169 | 169 | 169 | 169 | 169 | 169 | 169 | 169 | 169 | 169 | 169 | 169 | 0
| Wanapum / Vantage / MIDCREMOTE (MW) | 23 | 23 | 23 | 23 | 23 | 23 | 23 | 23 | 23 | 23 | 23 | 23 | 23 | 23 | 0
| Wanapum / Vantage (redirect from HR, MW) | 3 | 3 | 3 | 3 | 3 | 3 | 3 | 3 | 3 | 3 | 3 | 3 | 3 | 3 | 0
| Vantage MIDC 230kV (MW) | 50 | 50 | 50 | 50 | 50 | 50 | 50 | 50 | 50 | 50 | 50 | 50 | 50 | 50 | 0
| Vantage Energize Eastside (MW) | 50 | 50 | 50 | 50 | 50 | 50 | 50 | 50 | 50 | 50 | 50 | 50 | 50 | 50 | 0
| Douglas / Wells (converted from IR, MW) | 266 | 266 | 266 | 266 | 266 | 266 | 266 | 266 | 266 | 266 | 266 | 266 | 266 | 266 | 0
| Wells / Sickler (MW) | 50 | 50 | 50 | 50 | 50 | 50 | 50 | 50 | 50 | 50 | 50 | 50 | 50 | 50 | 0
| Klahanie / Newpoint (9/1/2018 - 9/1/2023, MW) | 30 | 30 | 30 | 30 | 30 | 30 | 30 | 30 | 30 | 30 | 30 | 30 | 30 | 30 | 0
| Talen BPA (MW) | 50 | 50 | 50 | 50 | 50 | 50 | 50 | 50 | 50 | 50 | 50 | 50 | 50 | 50 | 0
| Montana / Garrison (MW) | 94 | 94 | 94 | 94 | 94 | 94 | 94 | 94 | 94 | 94 | 94 | 94 | 94 | 94 | 0
| Covington / Clymer (MW) | 5 | 5 | 5 | 5 | 5 | 5 | 5 | 5 | 5 | 5 | 5 | 5 | 5 | 5 | 0
| CW Paul /Centralia (MW) | 100 | 100 | 100 | 100 | 100 | 100 | 100 | 100 | 100 | 100 | 100 | 100 | 100 | 100 | 0
| Freddy 1 (MW) | 137 | 137 | 137 | 137 | 137 | 137 | 137 | 137 | 137 | 137 | 137 | 137 | 137 | 137 | 0
| Hopkins Ridge (MW) | 154 | 154 | 154 | 154 | 154 | 154 | 154 | 154 | 154 | 154 | 154 | 154 | 154 | 154 | 0
| LSR (original, MW) | 200 | 200 | 200 | 200 | 200 | 200 | 200 | 200 | 200 | 200 | 200 | 200 | 200 | 200 | 0
| LSR (June 2012 addition, MW) | 50 | 50 | 50 | 50 | 50 | 50 | 50 | 50 | 50 | 50 | 50 | 50 | 50 | 50 | 0
| LSR (January 2016 increase, MW) | 90 | 90 | 90 | 90 | 90 | 90 | 90 | 90 | 90 | 90 | 90 | 90 | 90 | 90 | 0
| Klondike PPA (MW) | 50 | 50 | 50 | 50 | 50 | 50 | 50 | 50 | 50 | 50 | 50 | 50 | 50 | 50 | 0
| Goldendale (MW) | 250 | 250 | 250 | 250 | 250 | 250 | 250 | 250 | 250 | 250 | 250 | 250 | 250 | 250 | 0
| Goldendale (MW) | 20 | 20 | 20 | 20 | 20 | 20 | 20 | 20 | 20 | 20 | 20 | 20 | 20 | 20 | 0
| Goldendale (MW) | 27 | 27 | 27 | 27 | 27 | 27 | 27 | 27 | 27 | 27 | 27 | 27 | 27 | 27 | 0
| Goldendale (MW)* | 18 | 18 | 18 | 18 | 18 | 18 | 18 | 18 | 18 | 18 | 18 | 18 | 18 | 18 | 0
| Mint Farm (MW) | 293 | 293 | 293 | 293 | 293 | 293 | 293 | 293 | 293 | 293 | 293 | 293 | 293 | 293 | 0
| Mint Farm (MW) | 27 | 27 | 27 | 27 | 27 | 27 | 27 | 27 | 27 | 27 | 27 | 27 | 27 | 27 | 0
| Mint Farm (station service, MW) | 8 | 8 | 8 | 8 | 8 | 8 | 8 | 8 | 8 | 8 | 8 | 8 | 8 | 8 | 0
| PG&E South (All months, MW) | 300 | 300 | 300 | 300 | 300 | 300 | 300 | 300 | 300 | 300 | 300 | 300 | 300 | 300 | 0
| PG&E North (All months, MW) | 300 | 300 | 300 | 300 | 300 | 300 | 300 | 300 | 300 | 300 | 300 | 300 | 300 | 300 | 0
| Colstrip GARR-CHR demand (MW) | 663 | 663 | 663 | 663 | 663 | 663 | 663 | 663 | 663 | 663 | 663 | 663 | 663 | 663 | 0
| Total long-term transmission capacity (MW) | 4897 | 4897 | 4897 | 4897 | 4897 | 4897 | 4897 | 4897 | 4897 | 4897 | 4897 | 4897 | 4897 | 4897 | 0
RATES
| Long-term PTP ($/kW/month) | 1.533 | 1.533 | 1.533 | 1.533 | 1.751 | 1.751 | 1.751 | 1.751 | 1.751 | 1.751 | 1.751 | 1.751 | 1.6783 | 1.5637 | 0.11467
| Scheduling, syst. control, & dispatch ($/kW/month) | 0.317 | 0.317 | 0.317 | 0.317 | 0.371 | 0.371 | 0.371 | 0.371 | 0.371 | 0.371 | 0.371 | 0.371 | 0.353 | 0.319 | 0.034
| Spinning Reserve ($/MWh) | 9.53 | 9.53 | 9.53 | 9.53 | 11.438 | 11.438 | 11.438 | 11.438 | 11.438 | 11.438 | 11.438 | 11.438 | 10.802 | 9.1567 | 1.6453
| Supplemental Reserve ($/MWh) | 8.32 | 8.32 | 8.32 | 8.32 | 7.055 | 7.055 | 7.055 | 7.055 | 7.055 | 7.055 | 7.055 | 7.055 | 7.4767 | 8.0733 | -0.59667
| Regulating Reserves ($/kW/month) | 0.1 | 0.1 | 0.1 | 0.1 | 0.407 | 0.407 | 0.407 | 0.407 | 0.407 | 0.407 | 0.407 | 0.407 | 0.30467 | 0.65333 | -0.34867
| Following Reserves ($/kW/month) | 2021-06-01: 0.4; 2021-07-01: 0.4; 2021-08-01: 0.4; 2021-09-01: 0.4 | 0.4 | 0.4 | 0
| Imbalance Reserves ($/kW/month) | 2021-06-01: 0.43; 2021-07-01: 0.43; 2021-08-01: 0.43; 2021-09-01: 0.43 | 0.43 | 0.43 | 0
| Avangrid Operating Reserves Rate $/MWH | 0.2678 | 0.2678 | 0.2678 | 0.2678 | 0.2678 | 0.2678 | 0.2678 | 0.2678 | 0.2678 | 0.2678 | 0.2678 | 0.2678 | 0.2678 | 0.2678 | 0
| Avangrid WIC charges - Klondike III ($/kW/month) | 1.15 | 1.15 | 1.15 | 1.15 | 1.15 | 1.15 | 1.15 | 1.15 | 1.15 | 1.15 | 1.15 | 1.15 | 1.15 | 1.15 | 0
| TEMU Operating Reverves -Centralia ($MWH) | 0.3285 | 0.3285 | 0.3285 | 0.3285 | 0.3285 | 0.3285 | 0.3285 | 0.3285 | 0.3285 | 0.3285 | 0.3285 | 0.3285 | 0.3285 | 0.3285 | 0
| Energy Imbalance Service - HR (calculated rate, $/MWh) | 0.21925 | 0.25589 | 0.5272 | 0.67947 | 0.51083 | 0.49059 | 0.41923 | 0.50185 | 0.46859 | 0.44182 | 0.38645 | 0.25288 | 0.4295 | 0.42505 | 0.0044583
| Energy Imbalance Service - LSR(calculated rate, $/MWh) | 0.2196 | 0.24579 | 0.42407 | 0.63892 | 0.88825 | 1.0969 | 0.68289 | 0.96217 | 0.64154 | 0.72336 | 0.65915 | 0.46501 | 0.63731 | 0.63322 | 0.0040826
CHARGES
12195 | Priest Rapids / Midway (MW) | 255 | 255 | 255 | 255 | 255 | 255 | 255 | 255 | 255 | 255 | 255 | 255 | 255 | 255 | 0
| Long-term PTP charges ($) | 390915 | 390915 | 390915 | 390915 | 446505 | 446505 | 446505 | 446505 | 446505 | 446505 | 446505 | 446505 | 5135700 | 4784820 | 350880
| Scheduling & dispatch charges ($) | 80835 | 80835 | 80835 | 80835 | 94605 | 94605 | 94605 | 94605 | 94605 | 94605 | 94605 | 94605 | 1080180 | 976140 | 104040
| Total Priest Rapids / Midway charges ($) | 471750 | 471750 | 471750 | 471750 | 541110 | 541110 | 541110 | 541110 | 541110 | 541110 | 541110 | 541110 | 6215880 | 5760960 | 454920
12195 | Rock Island (MW) | 400 | 400 | 400 | 400 | 400 | 400 | 400 | 400 | 400 | 400 | 400 | 400 | 400 | 400 | 0
| Long-term PTP charges ($) | 613200 | 613200 | 613200 | 613200 | 700400 | 700400 | 700400 | 700400 | 700400 | 700400 | 700400 | 700400 | 8056000 | 7505600 | 550400
| Scheduling & dispatch charges ($) | 126800 | 126800 | 126800 | 126800 | 148400 | 148400 | 148400 | 148400 | 148400 | 148400 | 148400 | 148400 | 1694400 | 1531200 | 163200
| Total Rock Island charges ($) | 740000 | 740000 | 740000 | 740000 | 848800 | 848800 | 848800 | 848800 | 848800 | 848800 | 848800 | 848800 | 9750400 | 9036800 | 713600
12195 | Rocky Reach (MW) | 540 | 540 | 540 | 540 | 540 | 540 | 540 | 540 | 540 | 540 | 540 | 540 | 540 | 540 | 0
| Long-term PTP charges ($) | 827820 | 827820 | 827820 | 827820 | 945540 | 945540 | 945540 | 945540 | 945540 | 945540 | 945540 | 945540 | 10875600 | 10132560 | 743040
| Scheduling & dispatch charges ($) | 171180 | 171180 | 171180 | 171180 | 200340 | 200340 | 200340 | 200340 | 200340 | 200340 | 200340 | 200340 | 2287440 | 2067120 | 220320
| Total Rocky Reach charges ($) | 999000 | 999000 | 999000 | 999000 | 1145880 | 1145880 | 1145880 | 1145880 | 1145880 | 1145880 | 1145880 | 1145880 | 13163040 | 12199680 | 963360
12195 | Wanapum / Vantage (MW) | 520 | 520 | 520 | 520 | 520 | 520 | 520 | 520 | 520 | 520 | 520 | 520 | 520 | 520 | 0
| Long-term PTP charges ($) | 797160 | 797160 | 797160 | 797160 | 910520 | 910520 | 910520 | 910520 | 910520 | 910520 | 910520 | 910520 | 10472800 | 9757280 | 715520
| Scheduling & dispatch charges ($) | 164840 | 164840 | 164840 | 164840 | 192920 | 192920 | 192920 | 192920 | 192920 | 192920 | 192920 | 192920 | 2202720 | 1990560 | 212160
| Total Wanapum / Vantage charges ($) | 962000 | 962000 | 962000 | 962000 | 1103440 | 1103440 | 1103440 | 1103440 | 1103440 | 1103440 | 1103440 | 1103440 | 12675520 | 11747840 | 927680
| Wells / Sickler (MW) | 316 | 316 | 316 | 316 | 316 | 316 | 316 | 316 | 316 | 316 | 316 | 316 | 316 | 316 | 0
12195 | Long-term PTP charges ($) | 484428 | 484428 | 484428 | 484428 | 553316 | 553316 | 553316 | 553316 | 553316 | 553316 | 553316 | 553316 | 6364240 | 5929424 | 434816
| Scheduling & dispatch charges ($) | 100172 | 100172 | 100172 | 100172 | 117236 | 117236 | 117236 | 117236 | 117236 | 117236 | 117236 | 117236 | 1338576 | 1209648 | 128928
| Total Wells / Sickler charges ($) | 584600 | 584600 | 584600 | 584600 | 670552 | 670552 | 670552 | 670552 | 670552 | 670552 | 670552 | 670552 | 7702816 | 7139072 | 563744
12195 | Garrison (Talen) BPA (MW) | 50 | 50 | 50 | 50 | 50 | 50 | 50 | 50 | 50 | 50 | 50 | 50 | 50 | 50 | 0
| Long-term PTP charges ($) | 76650 | 76650 | 76650 | 76650 | 87550 | 87550 | 87550 | 87550 | 87550 | 87550 | 87550 | 87550 | 1007000 | 938200 | 68800
| Scheduling & dispatch charges ($) | 15850 | 15850 | 15850 | 15850 | 18550 | 18550 | 18550 | 18550 | 18550 | 18550 | 18550 | 18550 | 211800 | 191400 | 20400
| Total Garrison (Talen) BPA charges ($) | 92500 | 92500 | 92500 | 92500 | 106100 | 106100 | 106100 | 106100 | 106100 | 106100 | 106100 | 106100 | 1218800 | 1129600 | 89200
12195 | Montana / Garrison (MW) | 94 | 94 | 94 | 94 | 94 | 94 | 94 | 94 | 94 | 94 | 94 | 94 | 94 | 94 | 0
| Long-term PTP charges ($) | 144102 | 144102 | 144102 | 144102 | 164594 | 164594 | 164594 | 164594 | 164594 | 164594 | 164594 | 164594 | 1893160 | 1763816 | 129344
| Scheduling & dispatch charges ($) | 29798 | 29798 | 29798 | 29798 | 34874 | 34874 | 34874 | 34874 | 34874 | 34874 | 34874 | 34874 | 398184 | 359832 | 38352
| Total Montana / Garrison charges ($) | 173900 | 173900 | 173900 | 173900 | 199468 | 199468 | 199468 | 199468 | 199468 | 199468 | 199468 | 199468 | 2291344 | 2123648 | 167696
| Klahanie / Newpoint (MW) | 30 | 30 | 30 | 30 | 30 | 30 | 30 | 30 | 30 | 30 | 30 | 30 | 30 | 30 | 0
12195 | Long-term PTP charges ($) | 45990 | 45990 | 45990 | 45990 | 52530 | 52530 | 52530 | 52530 | 52530 | 52530 | 52530 | 52530 | 604200 | 562920 | 41280
| Scheduling & dispatch charges ($) | 9510 | 9510 | 9510 | 9510 | 11130 | 11130 | 11130 | 11130 | 11130 | 11130 | 11130 | 11130 | 127080 | 114840 | 12240
| Total Klahanie / Newpoint charges ($) | 55500 | 55500 | 55500 | 55500 | 63660 | 63660 | 63660 | 63660 | 63660 | 63660 | 63660 | 63660 | 731280 | 677760 | 53520
12195 | Covington for Clymer (MW) | 5 | 5 | 5 | 5 | 5 | 5 | 5 | 5 | 5 | 5 | 5 | 5 | 5 | 5 | 0
| Long-term PTP charges ($) | 7665 | 7665 | 7665 | 7665 | 8755 | 8755 | 8755 | 8755 | 8755 | 8755 | 8755 | 8755 | 100700 | 93820 | 6880
| Scheduling & dispatch charges ($) | 1585 | 1585 | 1585 | 1585 | 1855 | 1855 | 1855 | 1855 | 1855 | 1855 | 1855 | 1855 | 21180 | 19140 | 2040
| Total Covington for Clymer charges ($) | 9250 | 9250 | 9250 | 9250 | 10610 | 10610 | 10610 | 10610 | 10610 | 10610 | 10610 | 10610 | 121880 | 112960 | 8920
12195 | CW Paul / Centralia (MW) | 100 | 100 | 100 | 100 | 100 | 100 | 100 | 100 | 100 | 100 | 100 | 100 | 100 | 100 | 0
| Long-term PTP charges ($) | 153300 | 153300 | 153300 | 153300 | 175100 | 175100 | 175100 | 175100 | 175100 | 175100 | 175100 | 175100 | 2014000 | 1876400 | 137600
| Scheduling & dispatch charges ($) | 31700 | 31700 | 31700 | 31700 | 37100 | 37100 | 37100 | 37100 | 37100 | 37100 | 37100 | 37100 | 423600 | 382800 | 40800
| Total CW Paul /Centralia charges ($) | 185000 | 185000 | 185000 | 185000 | 212200 | 212200 | 212200 | 212200 | 212200 | 212200 | 212200 | 212200 | 2437600 | 2259200 | 178400
| Total Mid-C and market purchases | 4273500 | 4273500 | 4273500 | 4273500 | 4901820 | 4901820 | 4901820 | 4901820 | 4901820 | 4901820 | 4901820 | 4901820 | 56308560 | 52187520 | 4121040
11539 | Freddy 1 (MW) | 137 | 137 | 137 | 137 | 137 | 137 | 137 | 137 | 137 | 137 | 137 | 137 | 137 | 137 | 0
| Short Distance Discount | -36853 | -36853 | -36853 | -36853 | -36853 | -36853 | -36853 | -36853 | -36853 | -36853 | -36853 | -36853 | -442236 | -442236 | 0
| Long-term PTP charges ($) | 210021 | 210021 | 210021 | 210021 | 239887 | 239887 | 239887 | 239887 | 239887 | 239887 | 239887 | 239887 | 2759180 | 2570668 | 188512
| Scheduling & dispatch charges ($) | 43429 | 43429 | 43429 | 43429 | 50827 | 50827 | 50827 | 50827 | 50827 | 50827 | 50827 | 50827 | 580332 | 524436 | 55896
| Total Freddy 1 charges ($) | 216597 | 216597 | 216597 | 216597 | 253861 | 253861 | 253861 | 253861 | 253861 | 253861 | 253861 | 253861 | 2897276 | 2652868 | 244408
12195 | Goldendale (MW) | 315 | 315 | 315 | 315 | 315 | 315 | 315 | 315 | 315 | 315 | 315 | 315 | 315 | 315 | 0
| Long-term PTP charges ($) | 482895 | 482895 | 482895 | 482895 | 551565 | 551565 | 551565 | 551565 | 551565 | 551565 | 551565 | 551565 | 6344100 | 5910660 | 433440
| Scheduling & dispatch charges ($) | 99855 | 99855 | 99855 | 99855 | 116865 | 116865 | 116865 | 116865 | 116865 | 116865 | 116865 | 116865 | 1334340 | 1205820 | 128520
| Klickitat County PUD charges ($) | 112488 | 114216 | 114216 | 114216 | 114216 | 114216 | 114216 | 114216 | 114216 | 114216 | 114216 | 114216 | 1368864 | 1368864 | 0
| Total Goldendale charges ($) | 695238 | 696966 | 696966 | 696966 | 782646 | 782646 | 782646 | 782646 | 782646 | 782646 | 782646 | 782646 | 9047304 | 8485344 | 561960
12195 | Mint Farm (MW) | 328 | 328 | 328 | 328 | 328 | 328 | 328 | 328 | 328 | 328 | 328 | 328 | 328 | 328 | 0
| Long-term PTP charges ($) | 502824 | 502824 | 502824 | 502824 | 574328 | 574328 | 574328 | 574328 | 574328 | 574328 | 574328 | 574328 | 6605920 | 6154592 | 451328
| Scheduling & dispatch charges ($) | 103976 | 103976 | 103976 | 103976 | 121688 | 121688 | 121688 | 121688 | 121688 | 121688 | 121688 | 121688 | 1389408 | 1255584 | 133824
| Total Mint Farm charges ($) | 606800 | 606800 | 606800 | 606800 | 696016 | 696016 | 696016 | 696016 | 696016 | 696016 | 696016 | 696016 | 7995328 | 7410176 | 585152
| Total Gas Fired Generation | 1518635 | 1520363 | 1520363 | 1520363 | 1732523 | 1732523 | 1732523 | 1732523 | 1732523 | 1732523 | 1732523 | 1732523 | 19939908 | 18548388 | 1391520
12195 | PG&E South (MW) | 300 | 300 | 300 | 300 | 300 | 300 | 300 | 300 | 300 | 300 | 300 | 300 | 300 | 300 | 0
| PG&E North (MW) | 300 | 300 | 300 | 300 | 300 | 300 | 300 | 300 | 300 | 300 | 300 | 300 | 300 | 300 | 0
| Long-term PTP charges ($) | 919800 | 919800 | 919800 | 919800 | 1050600 | 1050600 | 1050600 | 1050600 | 1050600 | 1050600 | 1050600 | 1050600 | 12084000 | 11258400 | 825600
| Scheduling & dispatch charges ($) | 190200 | 190200 | 190200 | 190200 | 222600 | 222600 | 222600 | 222600 | 222600 | 222600 | 222600 | 222600 | 2541600 | 2296800 | 244800
| Total PG&E exchange charges ($) | 1110000 | 1110000 | 1110000 | 1110000 | 1273200 | 1273200 | 1273200 | 1273200 | 1273200 | 1273200 | 1273200 | 1273200 | 14625600 | 13555200 | 1070400
12195 | Colstrip GARR-CHR demand (MW) | 663 | 663 | 663 | 663 | 663 | 663 | 663 | 663 | 663 | 663 | 663 | 663 | 663 | 663 | 0
| Long-term PTP charges ($) | 1016379 | 1016379 | 1016379 | 1016379 | 1160913 | 1160913 | 1160913 | 1160913 | 1160913 | 1160913 | 1160913 | 1160913 | 13352820 | 12440532 | 912288
| Scheduling & dispatch charges ($) | 210171 | 210171 | 210171 | 210171 | 245973 | 245973 | 245973 | 245973 | 245973 | 245973 | 245973 | 245973 | 2808468 | 2537964 | 270504
90210 | TGT Firm Demand- MNT Intertie ($) | 344080 | 344080 | 344080 | 344080 | 344080 | 344080 | 344080 | 344080 | 344080 | 344080 | 344080 | 344080 | 4128960 | 4128960 | 0
| NWE Terminal Charge (230KV rent expense, $) | 11200 | 11200 | 11200 | 11200 | 11200 | 11200 | 11200 | 11200 | 11200 | 11200 | 11200 | 11200 | 134400 | 134400 | 0
| NWE "BPA Line Comp" (500KV rent expense, $) | 22522 | 22522 | 22522 | 22522 | 22522 | 22522 | 22522 | 22522 | 22522 | 22522 | 22522 | 22522 | 270264 | 270264 | 0
| Total Colstrip charges ($) | 1604352 | 1604352 | 1604352 | 1604352 | 1784688 | 1784688 | 1784688 | 1784688 | 1784688 | 1784688 | 1784688 | 1784688 | 20694912 | 19512120 | 1182792
| Total Colstrip and PG&E exchange ($) | 2714352 | 2714352 | 2714352 | 2714352 | 3057888 | 3057888 | 3057888 | 3057888 | 3057888 | 3057888 | 3057888 | 3057888 | 35320512 | 33067320 | 2253192
12195 | Hopkins Ridge MW | 154 | 154 | 154 | 154 | 154 | 154 | 154 | 154 | 154 | 154 | 154 | 154 | 154 | 154 | 0
| Long-term PTP charges ($) | 236082 | 236082 | 236082 | 236082 | 269654 | 269654 | 269654 | 269654 | 269654 | 269654 | 269654 | 269654 | 3101560 | 2889656 | 211904
| Scheduling & dispatch charges ($) | 48818 | 48818 | 48818 | 48818 | 57134 | 57134 | 57134 | 57134 | 57134 | 57134 | 57134 | 57134 | 652344 | 589512 | 62832
| Subtotal Hopkins Ridge fixed PTP charges ($) | 284900 | 284900 | 284900 | 284900 | 326788 | 326788 | 326788 | 326788 | 326788 | 326788 | 326788 | 326788 | 3753904 | 3479168 | 274736
11040 | Regulating reserves charges on 156.6 MW ($) | 15660 | 15660 | 15660 | 15660 | 63736.2 | 63736.2 | 63736.2 | 63736.2 | 63736.2 | 63736.2 | 63736.2 | 63736.2 | 572529.6 | 1227744 | -655214.4
11040 | Following reserves charges on 156.6 MW ($) | 62640 | 62640 | 62640 | 62640 | 0 | 0 | 0 | 0 | 0 | 0 | 0 | 0 | 250560 | 250560 | 0
11040 | Imbalance reserves charges on 156.6 MW ($) | 67338 | 67338 | 67338 | 67338 | 0 | 0 | 0 | 0 | 0 | 0 | 0 | 0 | 269352 | 269352 | 0
| Subtotal Hopkins Ridge fixed VERBS charges ($) | 145638 | 145638 | 145638 | 145638 | 63736.2 | 63736.2 | 63736.2 | 63736.2 | 63736.2 | 63736.2 | 63736.2 | 63736.2 | 1092441.6 | 1747656 | -655214.4
| Hopkins Ridge rate year generation (MWh) | XXXXXX | XXXXXX | XXXXXX | XXXXXX | XXXXXX | XXXXXX | XXXXXX | XXXXXX | XXXXXX | XXXXXX | XXXXXX | XXXXXX | XXXXXX | XXXXXX | -92.6634
| Billing factor for spin & supplemental reserves | 1.5% | 1.5% | 1.5% | 1.5% | 1.5% | 1.5% | 1.5% | 1.5% | 1.5% | 1.5% | 1.5% | 1.5% | 1.5% | 1.5% | 0%
| Generator imbalance charges ($) | XXXXXX | XXXXXX | XXXXXX | XXXXXX | XXXXXX | XXXXXX | XXXXXX | XXXXXX | XXXXXX | XXXXXX | XXXXXX | XXXXXX | XXXXXX | XXXXXX | 1555.3481
| Spinning reserves charges ($) | XXXXXX | XXXXXX | XXXXXX | XXXXXX | XXXXXX | XXXXXX | XXXXXX | XXXXXX | XXXXXX | XXXXXX | XXXXXX | XXXXXX | XXXXXX | XXXXXX | 10678.4341
| Supplemental reserves charges ($) | XXXXXX | XXXXXX | XXXXXX | XXXXXX | XXXXXX | XXXXXX | XXXXXX | XXXXXX | XXXXXX | XXXXXX | XXXXXX | XXXXXX | XXXXXX | XXXXXX | -3888.2196
| Subtotal Hopkins Ridge variable charges ($) | XXXXXX | XXXXXX | XXXXXX | XXXXXX | XXXXXX | XXXXXX | XXXXXX | XXXXXX | XXXXXX | XXXXXX | XXXXXX | XXXXXX | XXXXXX | XXXXXX | 8345.5626
| Total Hopkins Ridge transmission charges ($) | XXXXXX | XXXXXX | XXXXXX | XXXXXX | XXXXXX | XXXXXX | XXXXXX | XXXXXX | XXXXXX | XXXXXX | XXXXXX | XXXXXX | XXXXXX | XXXXXX | -372132.8374
| Lower Snake River MW | 340 | 340 | 340 | 340 | 340 | 340 | 340 | 340 | 340 | 340 | 340 | 340 | 340 | 340 | 0
12195 | Long-term PTP charges ($) | 521220 | 521220 | 521220 | 521220 | 536860 | 536860 | 536860 | 536860 | 536860 | 536860 | 536860 | 536860 | 6379760 | 6379760 | 0
12195 | Scheduling & dispatch charges ($) | 107780 | 107780 | 107780 | 107780 | 126140 | 126140 | 126140 | 126140 | 126140 | 126140 | 126140 | 126140 | 1440240 | 1301520 | 138720
| Subtotal LSR fixed PTP charges ($) | 629000 | 629000 | 629000 | 629000 | 663000 | 663000 | 663000 | 663000 | 663000 | 663000 | 663000 | 663000 | 7820000 | 7681280 | 138720
| Regulating reserves charges on 342.7 MW ($) | 34270 | 34270 | 34270 | 34270 | 139478.9 | 139478.9 | 139478.9 | 139478.9 | 139478.9 | 139478.9 | 139478.9 | 139478.9 | 1252911.2 | 2686768 | -1433856.8
| Following reserves charges on 342.7 MW ($) | 137080 | 137080 | 137080 | 137080 | 0 | 0 | 0 | 0 | 0 | 0 | 0 | 0 | 548320 | 548320 | 0
| Imbalance reserves charges on 342.7 MW ($) | 147361 | 147361 | 147361 | 147361 | 0 | 0 | 0 | 0 | 0 | 0 | 0 | 0 | 589444 | 589444 | 0
| Subtotal LSR fixed VERBS charges ($) | 318711 | 318711 | 318711 | 318711 | 139478.9 | 139478.9 | 139478.9 | 139478.9 | 139478.9 | 139478.9 | 139478.9 | 139478.9 | 2390675.2 | 3824532 | -1433856.8
| LSR rate year generation (MWh) | XXXXXX | XXXXXX | XXXXXX | XXXXXX | XXXXXX | XXXXXX | XXXXXX | XXXXXX | XXXXXX | XXXXXX | XXXXXX | XXXXXX | XXXXXX | XXXXXX | -262.5246
| Billing factor for spin & supplemental reserves | 1.5% | 1.5% | 1.5% | 1.5% | 1.5% | 1.5% | 1.5% | 1.5% | 1.5% | 1.5% | 1.5% | 1.5% | 1.5% | 1.5% | 0%
| Generator imbalance charges ($) | XXXXXX | XXXXXX | XXXXXX | XXXXXX | XXXXXX | XXXXXX | XXXXXX | XXXXXX | XXXXXX | XXXXXX | XXXXXX | XXXXXX | XXXXXX | XXXXXX | 3066.7161
| Spinning reserves charges ($) | XXXXXX | XXXXXX | XXXXXX | XXXXXX | XXXXXX | XXXXXX | XXXXXX | XXXXXX | XXXXXX | XXXXXX | XXXXXX | XXXXXX | XXXXXX | XXXXXX | 21301.5728
| Supplemental reserves charges ($) | XXXXXX | XXXXXX | XXXXXX | XXXXXX | XXXXXX | XXXXXX | XXXXXX | XXXXXX | XXXXXX | XXXXXX | XXXXXX | XXXXXX | XXXXXX | XXXXXX | -7768.6328
| Subtotal LSR variable charges ($) | XXXXXX | XXXXXX | XXXXXX | XXXXXX | XXXXXX | XXXXXX | XXXXXX | XXXXXX | XXXXXX | XXXXXX | XXXXXX | XXXXXX | XXXXXX | XXXXXX | 16599.6561
| Customer interest on prepaid LGIA costs ($) | -169417.9555 | -174194.0325 | -172681.5025 | -166351.8804 | -171622.4016 | -165304.1616 | -168506.5701 | -168275.1213 | -152760.1631 | -165159.2897 | -160276.8247 | -163311.6552 | -1997861.5583 | -1997861.5583 | 0
| Total Lower Snake River transmission charges ($) | XXXXXX | XXXXXX | XXXXXX | XXXXXX | XXXXXX | XXXXXX | XXXXXX | XXXXXX | XXXXXX | XXXXXX | XXXXXX | XXXXXX | XXXXXX | XXXXXX | -1278537.1439
| Klondike III MW | 50 | 50 | 50 | 50 | 50 | 50 | 50 | 50 | 50 | 50 | 50 | 50 | 50 | 50 | 0
12195 | Long-term PTP charges ($) | 76650 | 76650 | 76650 | 76650 | 87550 | 87550 | 87550 | 87550 | 87550 | 87550 | 87550 | 87550 | 1007000 | 938200 | 68800
12195 | Scheduling & dispatch charges ($) | 15850 | 15850 | 15850 | 15850 | 18550 | 18550 | 18550 | 18550 | 18550 | 18550 | 18550 | 18550 | 211800 | 191400 | 20400
| Subtotal Klondike III fixed PTP charges ($) | 92500 | 92500 | 92500 | 92500 | 106100 | 106100 | 106100 | 106100 | 106100 | 106100 | 106100 | 106100 | 1218800 | 1129600 | 89200
| Avangrid WIC charges ($) | 28750 | 28750 | 28750 | 28750 | 28750 | 28750 | 28750 | 28750 | 28750 | 28750 | 28750 | 28750 | 345000 | 345000 | 0
| Klondike III rate year generation (MWh) | XXXXXX | XXXXXX | XXXXXX | XXXXXX | XXXXXX | XXXXXX | XXXXXX | XXXXXX | XXXXXX | XXXXXX | XXXXXX | XXXXXX | XXXXXX | XXXXXX | 0
| Avangrid Operating Reserves | 4471.636 | 4367.6791 | 4042.6026 | 2636.1308 | 1867.9986 | 1964.2013 | 1859.8433 | 1712.9445 | 1921.6287 | 2681.4139 | 3767.5697 | 3902.3128 | 35195.9614 | 35195.9614 | 0
| Total Klondike III transmission charges ($) | XXXXXX | XXXXXX | XXXXXX | XXXXXX | XXXXXX | XXXXXX | XXXXXX | XXXXXX | XXXXXX | XXXXXX | XXXXXX | XXXXXX | XXXXXX | XXXXXX | 89200
| Wild Horse Grant PUD UFT charges ($) | 11746 | 11746 | 11746 | 11746 | 11746 | 11746 | 11746 | 11746 | 11746 | 11746 | 11746 | 11746 | 140952 | 140952 | 0
| Total Wind | 1403165.9249 | 1390380.8936 | 1410969.9112 | 1428741.9462 | 1273844.5777 | 1289266.0119 | 1263221.0569 | 1279871.5833 | 1269365.4439 | 1299661.8859 | 1286336.2577 | 1257886.9759 | 15852712.4692 | 17414182.4504 | -1561469.9813
| Days | 30 | 31 | 31 | 30 | 31 | 30 | 31 | 31 | 28 | 31 | 30 | 31 | 365 | 365
| MWh | XXXXXX | XXXXXX | XXXXXX | XXXXXX | XXXXXX | XXXXXX | XXXXXX | XXXXXX | XXXXXX | XXXXXX | XXXXXX | XXXXXX | XXXXXX | XXXXXX | 0
| TEMU Operating Reverves Charges | XXXXXX | XXXXXX | XXXXXX | XXXXXX | XXXXXX | XXXXXX | XXXXXX | XXXXXX | XXXXXX | XXXXXX | XXXXXX | XXXXXX | XXXXXX | XXXXXX | 0
| Total Centralia PPA | XXXXXX | XXXXXX | XXXXXX | XXXXXX | XXXXXX | XXXXXX | XXXXXX | XXXXXX | XXXXXX | XXXXXX | XXXXXX | XXXXXX | XXXXXX | XXXXXX | 0
O&M and other firm transmission charges
75628 | UFT Maple Valley ($) | [12 empty] | 0 | 0 | 0
75365 | UFT Sedro Woolley Tap ($) | [12 empty] | 0 | 0 | 0
9171 | O&M Kitsap ($) | 1452 | 1452 | 1452 | 1452 | 1452 | 1452 | 1452 | 1452 | 1452 | 1452 | 1452 | 1452 | 17424 | 17424 | 0
9231 | O&M Custer ($) | 608 | 608 | 608 | 608 | 608 | 608 | 608 | 608 | 608 | 608 | 608 | 608 | 7296 | 7296 | 0
10400 | O&M Harvalum-EE Clouse ($) | 608 | 608 | 608 | 608 | 608 | 608 | 608 | 608 | 608 | 608 | 608 | 608 | 7296 | 7296 | 0
12342 | O&M Bellingham ($) | 3507 | 3507 | 3507 | 3507 | 3507 | 3507 | 3507 | 3507 | 3507 | 3507 | 3507 | 3507 | 42084 | 42084 | 0
19305 | O&M Olympia ($) | 765 | 765 | 765 | 765 | 765 | 765 | 765 | 765 | 765 | 765 | 765 | 765 | 9180 | 9180 | 0
49160 | O&M CW Paul ($) | 1649 | 1649 | 1649 | 1649 | 1649 | 1649 | 1649 | 1649 | 1649 | 1649 | 1649 | 1649 | 19788 | 19788 | 0
72933 | O&M Covington-White River ($) | 754 | 754 | 754 | 754 | 754 | 754 | 754 | 754 | 754 | 754 | 754 | 754 | 9048 | 9048 | 0
90115 | O&M Bellingham ($) | [12 empty] | 0 | 0 | 0
90115 | O&M Covington ($) | [12 empty] | 0 | 0 | 0
90115 | O&M Covington-Berrydale ($) | [12 empty] | 0 | 0 | 0
90115 | O&M Kitsap-Bremerton ($) | [12 empty] | 0 | 0 | 0
| AC-95 SINT Non Fed O&M, 3rd AC Intertie ($) | 101600 | 101600 | 101600 | 101600 | 101600 | 101600 | 101600 | 106680 | 106680 | 106680 | 106680 | 106680 | 1244600 | 1244600 | 0
| Total other firm transmission charges | 110943 | 110943 | 110943 | 110943 | 110943 | 110943 | 110943 | 116023 | 116023 | 116023 | 116023 | 116023 | 1356716 | 1356716 | 0
| Non-firm/secondary transmission charges | 74874.0721 | 74874.0721 | 74874.0721 | 74874.0721 | 74874.0721 | 74874.0721 | 74874.0721 | 74874.0721 | 74874.0721 | 74874.0721 | 74874.0721 | 74874.0721 | 898488.865 | 898488.865 | 0
| PSANI Denney Way Upgrade Amortization | 6495.4484 | 6495.4484 | 6495.4484 | 6495.4484 | 6495.4484 | 6495.4484 | 6495.4484 | 6495.4484 | 6495.4484 | 6495.4484 | 6495.4484 | 6495.4484 | 77945.3805 | 77945.3805 | 0
| PSANI Bothell-Snoking Upgrade Amortization | 2285.02 | 2285.02 | 2285.02 | 2285.02 | 2285.02 | 2285.02 | 2285.02 | 2285.02 | 2285.02 | 2285.02 | 2285.02 | 2285.02 | 27420.24 | 27420.24 | 0
| Talen Amortization | 60606.8182 | 60606.8182 | 60606.8182 | 60606.8182 | 60606.8182 | 60606.8182 | 60606.8182 | 60606.8182 | 60606.8182 | 60606.8182 | 60606.8182 | 60606.8182 | 727281.8182 | 727281.8182 | 0
| Annual Beverly Park UFE and Maintenance | 5316.3333 | 5316.3333 | 5316.3333 | 5316.3333 | 5316.3333 | 5316.3333 | 5316.3333 | 5316.3333 | 5316.3333 | 5316.3333 | 5316.3333 | 5316.3333 | 63796 | 63796 | 0
Total rate year costs summary
| Total Mid-C and market purchases ($) | 4273500 | 4273500 | 4273500 | 4273500 | 4901820 | 4901820 | 4901820 | 4901820 | 4901820 | 4901820 | 4901820 | 4901820 | 56308560 | 52187520 | 4121040
| Total gas-fired generation ($) | 1518635 | 1520363 | 1520363 | 1520363 | 1732523 | 1732523 | 1732523 | 1732523 | 1732523 | 1732523 | 1732523 | 1732523 | 19939908 | 18548388 | 1391520
| Total Colstrip and PG&E exchange ($) | 2714352 | 2714352 | 2714352 | 2714352 | 3057888 | 3057888 | 3057888 | 3057888 | 3057888 | 3057888 | 3057888 | 3057888 | 35320512 | 33067320 | 2253192
| Total wind ($) | 1403165.9249 | 1390380.8936 | 1410969.9112 | 1428741.9462 | 1273844.5777 | 1289266.0119 | 1263221.0569 | 1279871.5833 | 1269365.4439 | 1299661.8859 | 1286336.2577 | 1257886.9759 | 15852712.4692 | 17414182.4504 | -1561469.9813
| Total Centralia PPA ($) | 66225.6 | 68433.12 | 68433.12 | 66225.6 | 68433.12 | 66225.6 | 68433.12 | 68433.12 | 61810.56 | 68433.12 | 66225.6 | 68433.12 | 805744.8 | 805744.8 | 0
| Total other firm transmission charges ($) | 110943 | 110943 | 110943 | 110943 | 110943 | 110943 | 110943 | 116023 | 116023 | 116023 | 116023 | 116023 | 1356716 | 1356716 | 0
| Total non-firm/secondary transmission charges ($) | 74874.0721 | 74874.0721 | 74874.0721 | 74874.0721 | 74874.0721 | 74874.0721 | 74874.0721 | 74874.0721 | 74874.0721 | 74874.0721 | 74874.0721 | 74874.0721 | 898488.865 | 898488.865 | 0
| PSANI Denney Way Upgrade Amortization ($) | 6495.4484 | 6495.4484 | 6495.4484 | 6495.4484 | 6495.4484 | 6495.4484 | 6495.4484 | 6495.4484 | 6495.4484 | 6495.4484 | 6495.4484 | 6495.4484 | 77945.3805 | 77945.3805 | 0
| Talen Amortization ($) | 60606.8182 | 60606.8182 | 60606.8182 | 60606.8182 | 60606.8182 | 60606.8182 | 60606.8182 | 60606.8182 | 60606.8182 | 60606.8182 | 60606.8182 | 60606.8182 | 727281.8182 | 727281.8182 | 0
| PSANI Bothell-Snoking Upgrade Amortization ($) | 2285.02 | 2285.02 | 2285.02 | 2285.02 | 2285.02 | 2285.02 | 2285.02 | 2285.02 | 2285.02 | 2285.02 | 2285.02 | 2285.02 | 27420.24 | 27420.24 | 0
| Annual Beverly Park UFE and Maintenance ($) | 5316.3333 | 5316.3333 | 5316.3333 | 5316.3333 | 5316.3333 | 5316.3333 | 5316.3333 | 5316.3333 | 5316.3333 | 5316.3333 | 5316.3333 | 5316.3333 | 63796 | 63796 | 0
| Total excluding Chelan and transmission Resale | 10236399.2169 | 10227549.7056 | 10248138.7232 | 10263703.2382 | 11295029.3897 | 11308243.3038 | 11284405.8689 | 11306136.3953 | 11289007.6959 | 11325926.6978 | 11310393.5497 | 11284151.7879 | 131379085.5729 | 125174803.5541 | 6204282.0187
| Chelan Transmission | 453009.0858 | 464334.3129 | 464334.3129 | 464334.3129 | 464334.3129 | 464334.3129 | 464334.3129 | 464334.3129 | 464334.3129 | 464334.3129 | 464334.3129 | 464334.3129 | 5560686.5281 | 5560686.5281 | 0
| Transmission re-assignments | -166575.5 | -214381.5 | -189776 | -78275 | -37502 | -89835 | -373554.5 | -288869.5 | -350023.5 | -157463 | -141639 | -283165 | -2371059.5 | -2371059.5 | 0
| Total transmission costs | 10522832.8027 | 10477502.5185 | 10522697.0361 | 10649762.5511 | 11721861.7026 | 11682742.6168 | 11375185.6818 | 11481601.2082 | 11403318.5088 | 11632798.0108 | 11633088.8626 | 11465321.1009 | 134568712.601 | 128364430.5823 | 6204282.0187
1 | PSE inadvertently excluded these transmission contracts in its power cost calculation for the 2019 GRC.
Rate year: June 2021 through May 2022
Test year: July 2019 through June 2020
Shaded information is designated as confidential per Protective Order in Docket UE-200980

## 33C Mid C summary
Puget Sound Energy
Mid Columbia Contracts Costs |  |  |  |  | REDACTED VERSION
2020 PCORC Supplemental
| 30 | 31 | 30 | 31 | 31 | 30 | 31 | 31 | 28 | 31 | 30 | 31 | 2020 PCORC Supplemental | 2020 PCORC Initial Filing | Increase / (Decrease)
| 2021-06-01 | 2021-07-01 | 2021-08-01 | 2021-09-01 | 2021-10-01 | 2021-11-01 | 2021-12-01 | 2022-01-01 | 2022-02-01 | 2022-03-01 | 2022-04-01 | 2022-05-01
Chelan PUD Rocky Reach
O&M charges | XXXX | XXXX | XXXX | XXXX | XXXX | XXXX | XXXX | XXXX | XXXX | XXXX | XXXX | XXXX | XXXX | XXXX | XXXX
Debt services | XXXX | XXXX | XXXX | XXXX | XXXX | XXXX | XXXX | XXXX | XXXX | XXXX | XXXX | XXXX | XXXX | XXXX | XXXX
Other charges | XXXX | XXXX | XXXX | XXXX | XXXX | XXXX | XXXX | XXXX | XXXX | XXXX | XXXX | XXXX | XXXX | XXXX | XXXX
Total Rocky Reach cost (FERC 555) | XXXX | XXXX | XXXX | XXXX | XXXX | XXXX | XXXX | XXXX | XXXX | XXXX | XXXX | XXXX | XXXX | XXXX | XXXX
Chelan PUD Rock Island
O&M charges | XXXX | XXXX | XXXX | XXXX | XXXX | XXXX | XXXX | XXXX | XXXX | XXXX | XXXX | XXXX | XXXX | XXXX | XXXX
Debt services | XXXX | XXXX | XXXX | XXXX | XXXX | XXXX | XXXX | XXXX | XXXX | XXXX | XXXX | XXXX | XXXX | XXXX | XXXX
Other charges | XXXX | XXXX | XXXX | XXXX | XXXX | XXXX | XXXX | XXXX | XXXX | XXXX | XXXX | XXXX | XXXX | XXXX | XXXX
Total Rock Island cost (FERC 555) | XXXX | XXXX | XXXX | XXXX | XXXX | XXXX | XXXX | XXXX | XXXX | XXXX | XXXX | XXXX | XXXX | XXXX | XXXX
Douglas PUD Wells Project
Long-term PPA fixed charges | XXXX | XXXX | XXXX | XXXX | XXXX | XXXX | XXXX | XXXX | XXXX | XXXX | XXXX | XXXX | XXXX | XXXX | XXXX
Long-term PPA variable charges | XXXX | XXXX | XXXX | XXXX | XXXX | XXXX | XXXX | XXXX | XXXX | XXXX | XXXX | XXXX | XXXX | XXXX | XXXX
Wells CEA Amendment Out of Model Cost ($) | XXXX | XXXX | XXXX | XXXX | XXXX | XXXX | XXXX | XXXX | XXXX | XXXX | XXXX | XXXX | XXXX | XXXX | XXXX
Total long-term PPA cost | XXXX | XXXX | XXXX | XXXX | XXXX | XXXX | XXXX | XXXX | XXXX | XXXX | XXXX | XXXX | XXXX | XXXX | XXXX
| XXXX | XXXX | XXXX | XXXX | XXXX | XXXX | XXXX | XXXX | XXXX | XXXX | XXXX | XXXX | XXXX | XXXX | XXXX
Wells Colville slice PPA cost | XXXX | XXXX | XXXX | XXXX | XXXX | XXXX | XXXX | XXXX | XXXX | XXXX | XXXX | XXXX | XXXX | XXXX | XXXX
Total Douglas Wells cost (FERC 555) | XXXX | XXXX | XXXX | XXXX | XXXX | XXXX | XXXX | XXXX | XXXX | XXXX | XXXX | XXXX | XXXX | XXXX | XXXX
Grant PUD Priest Rapids Project (WAN and PRD)
Additional Surplus Product O&M charges | XXXX | XXXX | XXXX | XXXX | XXXX | XXXX | XXXX | XXXX | XXXX | XXXX | XXXX | XXXX | XXXX | XXXX | XXXX
Additional Surplus Product debt service charges | XXXX | XXXX | XXXX | XXXX | XXXX | XXXX | XXXX | XXXX | XXXX | XXXX | XXXX | XXXX | XXXX | XXXX | XXXX
Reasonable Portion Costs | XXXX | XXXX | XXXX | XXXX | XXXX | XXXX | XXXX | XXXX | XXXX | XXXX | XXXX | XXXX | XXXX | XXXX | XXXX
Reasonable Portion Revenue | XXXX | XXXX | XXXX | XXXX | XXXX | XXXX | XXXX | XXXX | XXXX | XXXX | XXXX | XXXX | XXXX | XXXX | XXXX
Meaningful Priority cost | XXXX | XXXX | XXXX | XXXX | XXXX | XXXX | XXXX | XXXX | XXXX | XXXX | XXXX | XXXX | XXXX | XXXX | XXXX
Total Grant cost (FERC 555) | XXXX | XXXX | XXXX | XXXX | XXXX | XXXX | XXXX | XXXX | XXXX | XXXX | XXXX | XXXX | XXXX | XXXX | XXXX
[13 empty] | XXXX | XXXX | XXXX
Chelan pre-payment amort. (Nov. 2011 - Oct. 2031) | XXXX | XXXX | XXXX | XXXX | XXXX | XXXX | XXXX | XXXX | XXXX | XXXX | XXXX | XXXX | XXXX | XXXX | XXXX
Rate year: June 2021 through May 2022
Shaded information is designated as confidential per Protective Order in Docket UE-200980

## 35C Day-ahead wind int.
Puget Sound Energy
Day-ahead Wind Integration Costs | [6 empty] | REDACTED VERSION
2020 PCORC Supplemental
Total day-ahead wind integration cost |  | 2021-06-01 | 2021-07-01 | 2021-08-01 | 2021-09-01 | 2021-10-01 | 2021-11-01 | 2021-12-01 | 2022-01-01 | 2022-02-01 | 2022-03-01 | 2022-04-01 | 2022-05-01 | 2020 PCORC Supplemental | 2020 PCORC Initial Filing | Increase / (Decrease)
$ | Hopkins Ridge | XXXXX | XXXXX | XXXXX | XXXXX | XXXXX | XXXXX | XXXXX | XXXXX | XXXXX | XXXXX | XXXXX | XXXXX | XXXXX | XXXXX | XXXXX
$ | Wild Horse | XXXXX | XXXXX | XXXXX | XXXXX | XXXXX | XXXXX | XXXXX | XXXXX | XXXXX | XXXXX | XXXXX | XXXXX | XXXXX | XXXXX | XXXXX
$ | Wild Horse Expansion | XXXXX | XXXXX | XXXXX | XXXXX | XXXXX | XXXXX | XXXXX | XXXXX | XXXXX | XXXXX | XXXXX | XXXXX | XXXXX | XXXXX | XXXXX
$ | Lower Snake River | XXXXX | XXXXX | XXXXX | XXXXX | XXXXX | XXXXX | XXXXX | XXXXX | XXXXX | XXXXX | XXXXX | XXXXX | XXXXX | XXXXX | XXXXX
$ | Klondike III | XXXXX | XXXXX | XXXXX | XXXXX | XXXXX | XXXXX | XXXXX | XXXXX | XXXXX | XXXXX | XXXXX | XXXXX | XXXXX | XXXXX | XXXXX
$ | Total DA wind integration cost | XXXXX | XXXXX | XXXXX | XXXXX | XXXXX | XXXXX | XXXXX | XXXXX | XXXXX | XXXXX | XXXXX | XXXXX | XXXXX | XXXXX | XXXXX
Rate year generation
MWh | Hopkins Ridge | XXXXX | XXXXX | XXXXX | XXXXX | XXXXX | XXXXX | XXXXX | XXXXX | XXXXX | XXXXX | XXXXX | XXXXX | XXXXX | XXXXX | XXXXX
MWh | Wild Horse | XXXXX | XXXXX | XXXXX | XXXXX | XXXXX | XXXXX | XXXXX | XXXXX | XXXXX | XXXXX | XXXXX | XXXXX | XXXXX | XXXXX | XXXXX
MWh | Wild Horse Expansion | XXXXX | XXXXX | XXXXX | XXXXX | XXXXX | XXXXX | XXXXX | XXXXX | XXXXX | XXXXX | XXXXX | XXXXX | XXXXX | XXXXX | XXXXX
MWh | Lower Snake River | XXXXX | XXXXX | XXXXX | XXXXX | XXXXX | XXXXX | XXXXX | XXXXX | XXXXX | XXXXX | XXXXX | XXXXX | XXXXX | XXXXX | XXXXX
MWh | Klondike III | XXXXX | XXXXX | XXXXX | XXXXX | XXXXX | XXXXX | XXXXX | XXXXX | XXXXX | XXXXX | XXXXX | XXXXX | XXXXX | XXXXX | XXXXX
MWh | Total wind generation | XXXXX | XXXXX | XXXXX | XXXXX | XXXXX | XXXXX | XXXXX | XXXXX | XXXXX | XXXXX | XXXXX | XXXXX | XXXXX | XXXXX | XXXXX
Day-ahead wind integration cost per MWh
$/MWh | Hopkins Ridge | XXXXX | XXXXX | XXXXX | XXXXX | XXXXX | XXXXX | XXXXX | XXXXX | XXXXX | XXXXX | XXXXX | XXXXX | XXXXX | XXXXX | XXXXX
$/MWh | Wild Horse | XXXXX | XXXXX | XXXXX | XXXXX | XXXXX | XXXXX | XXXXX | XXXXX | XXXXX | XXXXX | XXXXX | XXXXX | XXXXX | XXXXX | XXXXX
$/MWh | Wild Horse Expansion | XXXXX | XXXXX | XXXXX | XXXXX | XXXXX | XXXXX | XXXXX | XXXXX | XXXXX | XXXXX | XXXXX | XXXXX | XXXXX | XXXXX | XXXXX
$/MWh | Lower Snake River | XXXXX | XXXXX | XXXXX | XXXXX | XXXXX | XXXXX | XXXXX | XXXXX | XXXXX | XXXXX | XXXXX | XXXXX | XXXXX | XXXXX | XXXXX
$/MWh | Klondike III | XXXXX | XXXXX | XXXXX | XXXXX | XXXXX | XXXXX | XXXXX | XXXXX | XXXXX | XXXXX | XXXXX | XXXXX | XXXXX | XXXXX | XXXXX
$/MWh | Weighted average | XXXXX | XXXXX | XXXXX | XXXXX | XXXXX | XXXXX | XXXXX | XXXXX | XXXXX | XXXXX | XXXXX | XXXXX | XXXXX | XXXXX | XXXXX
Notes:
2020 PCORC day ahead study provides a weighted average rate/MWh per project from 2007 to 2019.
2020 PCORC day-ahead wind integration study summary results
Totals from 2007 (or start date) to 2019
| Project | 2021-06-01: Total generation (MWh); 2021-07-01: Total cost / (benefit) ($); 2021-08-01: $/MWh
| Hopkins | 2021-06-01: XXXXX; 2021-07-01: XXXXX; 2021-08-01: XXXXX
| Klondike | 2021-06-01: XXXXX; 2021-07-01: XXXXX; 2021-08-01: XXXXX
| LSR | 2021-06-01: XXXXX; 2021-07-01: XXXXX; 2021-08-01: XXXXX
| Wild Horse | 2021-06-01: XXXXX; 2021-07-01: XXXXX; 2021-08-01: XXXXX
| Grand Total | 2021-06-01: XXXXX; 2021-07-01: XXXXX; 2021-08-01: XXXXX
Rate year: June 2021 through May 2022
Shaded information is designated as confidential per Protective Order in Docket UE-200980

## 36C Distillate fuel
Puget Sound Energy
Distillate Fuel Incremental Costs | [5 empty] | REDACTED VERSION
2020 PCORC Supplemental
| 2021-06-01 | 2021-07-01 | 2021-08-01 | 2021-09-01 | 2021-10-01 | 2021-11-01 | 2021-12-01 | 2022-01-01 | 2022-02-01 | 2022-03-01 | 2022-04-01 | 2022-05-01 | 2020 PCORC Supplemental | 2020 PCORC Initial Filing | Increase/ (Decrease)
Frederickson 1 & 2 | 0 | 0 | 0 | 0 | 0 | 31684.7037 | 31684.7037 | 31684.7037 | 31684.7037 | 31684.7037 | 0 | 0 | 158423.5183 | 159135.6571 | -712.1388
Fredonia 1 & 2 | 0 | 0 | 0 | 0 | 0 | 47929.3551 | 47929.3551 | 47929.3551 | 47929.3551 | 47929.3551 | 0 | 0 | 239646.7753 | 249503.9339 | -9857.1586
Fredonia 3 & 4 | 0 | 0 | 0 | 0 | 0 | 21727.9743 | 21727.9743 | 21727.9743 | 21727.9743 | 21727.9743 | 0 | 0 | 108639.8715 | 113108.45 | -4468.5786
Ferndale | 0 | 0 | 0 | 0 | 0 | 48174.6402 | 48174.6402 | 48174.6402 | 48174.6402 | 48174.6402 | 0 | 0 | 240873.2008 | 240760.2786 | 112.9222
Whitehorn 2 & 3 | 0 | 0 | 0 | 0 | 0 | 31462.5115 | 31462.5115 | 31462.5115 | 31462.5115 | 31462.5115 | 0 | 0 | 157312.5577 | 155450.0052 | 1862.5525
Encogen | 0 | 0 | 0 | 0 | 0 | 10035.7119 | 10035.7119 | 10035.7119 | 10035.7119 | 10035.7119 | 0 | 0 | 50178.5596 | 50013.9356 | 164.624
Crystal mountain | 3598.6377 | 3598.6377 | 3598.6377 | 3598.6377 | 3598.6377 | 3598.6377 | 3598.6377 | 3598.6377 | 3598.6377 | 3598.6377 | 3598.6377 | 3598.6377 | 43183.6522 | 39670.5091 | 3513.1431
Total | 3598.6377 | 3598.6377 | 3598.6377 | 3598.6377 | 3598.6377 | 194613.5343 | 194613.5343 | 194613.5343 | 194613.5343 | 194613.5343 | 3598.6377 | 3598.6377 | 998258.1354 | 1007642.7696 | -9384.6343
MWHs | XXXXX | XXXXX | XXXXX | XXXXX | XXXXX | XXXXX | XXXXX | XXXXX | XXXXX | XXXXX | XXXXX | XXXXX | XXXXX | XXXXX | XXXXX
Aurora Mid C price | XXXXX | XXXXX | XXXXX | XXXXX | XXXXX | XXXXX | XXXXX | XXXXX | XXXXX | XXXXX | XXXXX | XXXXX | XXXXX | XXXXX | XXXXX
Value of energy | 252.0714 | 410.7668 | 485.3141 | 489.5184 | 462.8813 | 28066.1332 | 33931.3832 | 35313.2274 | 34593.8402 | 26037.205 | 324.7279 | 210.3151 | 160577.384 | 154618.7237 | 5958.6603
Net cost total | 3346.5663 | 3187.8709 | 3113.3236 | 3109.1193 | 3135.7564 | 166547.4011 | 160682.1512 | 159300.3069 | 160019.6941 | 168576.3293 | 3273.9098 | 3388.3226 | 837680.7513 | 853024.046 | -15343.2946
Oil for Crystal mountain generator - reliability operations over a 3 yr. period (not modeled in AURORA)
| Capacity | Heat rate on Oil | Oil inventory | Gallons burnt per hour | BTU content of #2 Fuel oil | Historical run profile | Gallons per year | Oil need | Oil Cost @ market | New cost of oil inventory | Cost of Oil
| (MW) | (Btu/KWh) | ($/gal) | (gal) | (Btu/gal) | (MWh) | (gal) | (gal) | ($) | ($/gal) | ($)
Crystal mountain | 2 | XXXXX | XXXXX | XXXXX | 140000 | 211 | XXXXX | XXXXX | XXXXX | XXXXX | 43183.6522
Oil for testing - Calculated oil cost for 5hr compliance and reliability testing
| Capacity | *Heat rate on Oil | Oil inventory | Gallons burnt per hour | BTU content of #2 Fuel oil | Testing hours | Gallons per year | Cost of Oil
| (MW) | (Btu/KWh) | ($/gal) | (gal) | (Btu/gal) | (hrs) | (gal) | ($)
Frederickson 1 & 2 | 148 | XXXXX | XXXXX | XXXXX | 140000 | 5 | XXXXX | 158423.5183
Fredonia 1 & 2 | 208 | XXXXX | XXXXX | XXXXX | 140000 | 5 | XXXXX | 239646.7753
Fredonia 3 & 4 | 108 | XXXXX | XXXXX | XXXXX | 140000 | 5 | XXXXX | 108639.8715
Ferndale | 271 | XXXXX | XXXXX | XXXXX | 140000 | 5 | XXXXX | 240873.2008
Whitehorn 2 & 3 | 148 | XXXXX | XXXXX | XXXXX | 140000 | 5 | XXXXX | 157312.5577
Encogen | 166 | XXXXX | XXXXX | XXXXX | 140000 | 5 | XXXXX | 50178.5596
Total | 2022-01-01: 955074.4832
*Heat rate on oil is derived from gallon per minute diesel burn rates from simple cycle plant data. The combined cycles use their natural gas heat rates.
Adequate oil supply to cover winter reliability - 48 hr supply (Incremental oil purchases are rolled into inventory cost)
| Capacity | Heat rate on Oil | Oil inventory | Gallons burnt per hour | BTU content of #2 Fuel oil | Reliability run | 48hr reliability run | *Minimum fill level 1'6'' from tank base | Sufficiency test | Oil need | Oil Cost @ market | New cost of oil inventory
| (MW) | (Btu/KWh) | ($/gal) | (gal) | (Btu/gallons) | (hrs) | (gal) | (gal) | 5hrs + 48hr exceed minimum fill level? | (gal) | ($) | ($/gal)
Frederickson 1 & 2 | 148 | XXXXX | XXXXX | XXXXX | 140000 | 48 | XXXXX | 83202 | Yes | -27986 | 62492.738 | XXXXX
Fredonia 1 & 2 | 208 | XXXXX | XXXXX | XXXXX | 140000 | 48 | XXXXX | 147588 | No | 11228 | -25072.124 | XXXXX
Fredonia 3 & 4 | 108 | XXXXX | XXXXX | XXXXX | 140000 | 48 | XXXXX | 147588 | No | 11228 | -25072.124 | XXXXX
Ferndale | 245 | XXXXX | XXXXX | XXXXX | 140000 | 48 | XXXXX | 60000 | No | 0 | 0 | XXXXX
Whitehorn 2 & 3 | 148 | XXXXX | XXXXX | XXXXX | 140000 | 48 | XXXXX | 23184 | No | 3408 | -7610.064 | XXXXX
Encogen | 165 | XXXXX | XXXXX | XXXXX | 140000 | 48 | XXXXX | 18774 | Yes | -140206.25 | 313080.5563 | XXXXX
Total
*Minimum fill level 1'6'' is the minimum measure that diesel can be extracted to from each tank until mandatory refill must take place
SUMMARY OF OIL INVENTORY
2020-12-31
| Gallons | Price | Amount | SAP Account
Crystal Mountain | 2021-06-01: XXXXX; 2021-07-01: XXXXX; 2021-08-01: XXXXX; 2021-09-01: 15100061
Encogen | 2021-06-01: XXXXX; 2021-07-01: XXXXX; 2021-08-01: XXXXX; 2021-09-01: 15111001
Ferndale | 2021-06-01: XXXXX; 2021-07-01: XXXXX; 2021-08-01: XXXXX; 2021-09-01: 15100271
Frederickson | 2021-06-01: XXXXX; 2021-07-01: XXXXX; 2021-08-01: XXXXX; 2021-09-01: 15100091
Fredonia | 2021-06-01: XXXXX; 2021-07-01: XXXXX; 2021-08-01: XXXXX; 2021-09-01: 15100101
Whitehorn | 2021-06-01: XXXXX; 2021-07-01: XXXXX; 2021-08-01: XXXXX; 2021-09-01: 15100081
Books | 2021-06-01: XXXXX; 2021-07-01: XXXXX; 2021-08-01: XXXXX
Fair Market value (base price) #2 Fuel oil 15- PPM Sulfur Dyed ultra low sulfur diesel | 2021-08-01: XXXXX
With taxes & fees: average 10% | 2021-08-01: XXXXX
Rate year: June 2021 through May 2022
Gas price date: 1/12/2021
Shaded information is designated as confidential per Protective Order in Docket UE-200980

## 37C Non-fuel start costs
Puget Sound Energy | [7 empty] | REDACTED VERSION
Adjustment for Non-Fuel Cost Included in Peaker Start Costs
2020 PCORC Supplemental
| 2021-06-01 | 2021-07-01 | 2021-08-01 | 2021-09-01 | 2021-10-01 | 2021-11-01 | 2021-12-01 | 2022-01-01 | 2022-02-01 | 2022-03-01 | 2022-04-01 | 2022-05-01 | 2020 PCORC Supplemental | 2020 PCORC Initial Filing | Increase / (Decrease)
Frederickson (1) | XXXXXX | XXXXXX | XXXXXX | XXXXXX | XXXXXX | XXXXXX | XXXXXX | XXXXXX | XXXXXX | XXXXXX | XXXXXX | XXXXXX | 472993.0647 | 462717.9221 | 10275.1426
Frederickson (2) | XXXXXX | XXXXXX | XXXXXX | XXXXXX | XXXXXX | XXXXXX | XXXXXX | XXXXXX | XXXXXX | XXXXXX | XXXXXX | XXXXXX | 301985.7731 | 272744.7082 | 29241.0648
Fredonia (1) | XXXXXX | XXXXXX | XXXXXX | XXXXXX | XXXXXX | XXXXXX | XXXXXX | XXXXXX | XXXXXX | XXXXXX | XXXXXX | XXXXXX | 94713.281 | 112956.8405 | -18243.5595
Fredonia (2) | XXXXXX | XXXXXX | XXXXXX | XXXXXX | XXXXXX | XXXXXX | XXXXXX | XXXXXX | XXXXXX | XXXXXX | XXXXXX | XXXXXX | 69413.3545 | 89379.7298 | -19966.3753
Whitehorn (2) | XXXXXX | XXXXXX | XXXXXX | XXXXXX | XXXXXX | XXXXXX | XXXXXX | XXXXXX | XXXXXX | XXXXXX | XXXXXX | XXXXXX | 41955.7453 | 37485.9677 | 4469.7776
Whitehorn (3) | XXXXXX | XXXXXX | XXXXXX | XXXXXX | XXXXXX | XXXXXX | XXXXXX | XXXXXX | XXXXXX | XXXXXX | XXXXXX | XXXXXX | 103253.4459 | 106050.0785 | -2796.6326
Fredonia (3) | XXXXXX | XXXXXX | XXXXXX | XXXXXX | XXXXXX | XXXXXX | XXXXXX | XXXXXX | XXXXXX | XXXXXX | XXXXXX | XXXXXX | 0 | 0 | 0
Fredonia (4) | XXXXXX | XXXXXX | XXXXXX | XXXXXX | XXXXXX | XXXXXX | XXXXXX | XXXXXX | XXXXXX | XXXXXX | XXXXXX | XXXXXX | 0 | 0 | 0
Non-fuel costs in AURORA results | XXXXXX | XXXXXX | XXXXXX | XXXXXX | XXXXXX | XXXXXX | XXXXXX | XXXXXX | XXXXXX | XXXXXX | XXXXXX | XXXXXX | 1084314.6645 | 1081335.2469 | 2979.4176
Power cost adjustment | XXXXXX | XXXXXX | XXXXXX | XXXXXX | XXXXXX | XXXXXX | XXXXXX | XXXXXX | XXXXXX | XXXXXX | XXXXXX | XXXXXX | -1084314.6645 | -1081335.2469 | -2979.4176
Rate year: June 2021 through May 2022
Gas price date: 1/12/2021
Shaded information is designated as confidential per Protective Order in Docket UE-200980

## 23C Colstrip fixed fuel
Puget Sound Energy
Colstrip Fixed Fuel Costs |  |  |  | REDACTED VERSION
2020 PCORC Supplemental
Colstrip Units 3 & 4
PSE share of costs ($ in thousands) |  | 2021 | 2022 | 2020 PCORC Supplemental | 2020 PCORC Initial Filing | Increase / (Decrease)
| months in rate year | 7 | 5
Fixed fuel charges:
Western Energy Co AOP:
| Fixed costs | XXXXX | XXXXX | XXXXX | XXXXX | XXXXX
| Over-riding royalties and return on investment | XXXXX | XXXXX | XXXXX | XXXXX | XXXXX
| Production taxes | XXXXX | XXXXX | XXXXX | XXXXX | XXXXX
| Royalties (and prod tax on royalties) | XXXXX | XXXXX | XXXXX | XXXXX | XXXXX
| Total WEC fixed cost | XXXXX | XXXXX | XXXXX | XXXXX | XXXXX
| Talen Business Plan: | XXXXX | XXXXX | XXXXX | XXXXX | XXXXX
| Diesel (50143) | XXXXX | XXXXX | XXXXX | XXXXX | XXXXX
| Total Talen fixed cost | XXXXX | XXXXX | XXXXX | XXXXX | XXXXX
|  | XXXXX | XXXXX | XXXXX | XXXXX | XXXXX
| PSE share of fixed costs | XXXXX | XXXXX | XXXXX | XXXXX | XXXXX
| Monthly fixed costs | XXXXX | XXXXX | XXXXX | XXXXX | XXXXX
Rate year: June 2021 through May 2022
Shaded information is designated as confidential per Protective Order in Docket UE-200980

## 24 FERC 557 Costs
Puget Sound Energy
FERC 557 Other Power Costs
2020 PCORC Supplemental
| 2020 PCORC Supplemental | 2020 PCORC Initial Filing | Increase / (Decrease)
| 12 mo end 06.30.20 | 12 mo end 06.30.20
1148 - Energy Acctng O&M Power Costs | 78343.5 | 78343.5 | 0
1148-Energy Acctng O&M Power Costs | 176690.39 | 176690.39 | 0
1810 - Resource Plan & Analysis PC | 144694.35 | 144694.35 | 0
1810 -Power Supply |  |  | 0
1900-BPA Transmission Policy--Generation | 179974.8 | 179974.8 | 0
1900-FERC Regulatory Merchant | 5760.98 | 5760.98 | 0
1900-FERC Regulatory Transmission | 94395.63 | 94395.63 | 0
1900-Financial Derivatives | 322.56 | 322.56 | 0
1900-Mid-Columbia General | 163.79 | 163.79 | 0
1900-Power Credit Matters | 8718.54 | 8718.54 | 0
1900-Power Purchase Agreements | 981074.18 | 981074.18 | 0
1900-Power Sale Agreements |  |  | 0
1900-Power Wheeling Agreement-Generation | 5840.1 | 5840.1 | 0
3050 - Other Power Costs - EIM Proj | 2727.73 | 2727.73 | 0
4201 - Energy Policy Power Costs | 267410.38 | 267410.38 | 0
4201 - Training - Power Costs |  |  | 0
5013-Mid Columbia-Other Energy Exp-Elec | 3231 | 3231 | 0
5300 - Non-Renewable PPAs | 34477.41 | 34477.41 | 0
5300 - Renewable PPAs | 39123.75 | 39123.75 | 0
5301 - Other Energy Expense - Electric | 1539467.87 | 1539467.87 | 0
5329 - Other Power Costs - EIM Proj | 3824351.19 | 3824351.19 | 0
5329 - Other Power Costs - EIM Project | 101323.59 | 101323.59 | 0
5329 - Other Power Costs-Energy Delivery | 519687.35 | 519687.35 | 0
5329 - Training - Power Costs | 821.67 | 821.67 | 0
5360 - Deferred customer Portion - PCA | -38215284 | -38215284 | 0
5360 - Other Energy Expense - Electric | 230365.61 | 230365.61 | 0
5360 - Power Supply - Organizations - E | 68889.51 | 68889.51 | 0
5360 - Pwr Supply - Brokerage Fee - E | 489609.01 | 489609.01 | 0
5360 - Safety - Power Costs | 4337.96 | 4337.96 | 0
5360 - Training - Power Costs | 1177.94 | 1177.94 | 0
5360 General & Administrative | 317784.81 | 317784.81 | 0
5360 Power Supply PC | 908895.28 | 908895.28 | 0
5360 Supervision & Support | 39609.61 | 39609.61 | 0
6003 - Energy Supply Power Cost | 1404620.53 | 1404620.53 | 0
6003 - General & Administrative | 167212.98 | 167212.98 | 0
6003 - Power Supply Exp - Power Cost |  |  | 0
6003 - Safety - Power Costs | 4159.81 | 4159.81 | 0
6003 - Supervison & Support | 24017.08 | 24017.08 | 0
6003 - Training - Power Costs | 6910.31 | 6910.31 | 0
6005 - Power Supply - Hedging | 7965 | 7965 | 0
6005 - Safety - Power Costs | 671.21 | 671.21 | 0
6005 - Training - Power Costs |  |  | 0
6005 Portfolio Hedging Power Cost | 1132149.14 | 1132149.14 | 0
6008 - General & Administrative | 642492.52 | 642492.52 | 0
6008 - Other Power Supply Expenses | 1218035.51 | 1218035.51 | 0
6008 - Safety - Power Costs | 3517.41 | 3517.41 | 0
6008 - Supervision & Support | 12619.11 | 12619.11 | 0
6008 - Training - Power Costs | 1800 | 1800 | 0
9810 - Green Power Renewable Credits | 2727475.53 | 2727475.53 | 0
CLSD-4420 -Green Power Tags Programs |  |  | 0
CLSD-5360-Defer PCA Fixed Cost Imbal-Com |  |  | 0
CLSD-5360-Defer PCA Fixed Cost Imbal-Ind |  |  | 0
CLSD-5360-Defer PCA Fixed Cost Imb-Resid |  |  | 0
Payroll Purchased Electricity |  |  | 0
S-Mid Columbia-Other Energy Exp | 27060 | 27060 | 0
Total from SAP download | -20765307.37 | -20765307.37 | 0
Less EIM costs | -3928402.51 | -3928402.51 | 0
Less customer portion of PCA (assume no balance) | 38215284 | 38215284 | 0
Less Green Power Program (offset in revenue) | -2727475.53 | -2727475.53 | 0
Payroll tax exclusion adjustment | 0 | 0 | 0
Total rate year FERC 557 other power supply expense | 10794098.59 | 10794098.59 | 0
Test year: July 2019 through June 2020
Rate year: June 2021 through May 2022