## Legend
Control Panel | Buttons to import data and run modules, and build final summary | Setup
|  | Pre-Defined | Gathers measure inputs from the Input Generators. Also serves as the control list for all measures in the study.
Results Exhibits |  | Unstacked Cache | Database of row lookups that accelerates the model run.
Summary | Sector level results for highlight years and overall projection of potential vs baseline | Ramp Rates | Available ramps for customer participation. Should be separate for Lost Opportunity (LO) and Retrofit (Retro_) measures.
Baseline Exhibits | Utility forecast comparison, projection by end use, and projection per customer. Also Naturally Occurring impacts | Purchase Override | Defines a customized market size for some measures.
Savings by End Use | Exhibits of potential by end use
Top Measures | Top measures for selected years (usually incl. comparison to previous study) | Results Database
|  | Unstacked Savings | Output from Unstacked engines (EQ and NEM) - standalone savings per unit, incremental and cumulative savings and purchases.
Measure Summary | One-line-per-measure output of complete study incl. definitions, costs, and all case levels of potential (Technical, ATP, TRC, etc) | Measure Def | Definition information needed for summary - Baseline and Efficient labels and units of measure
|  | Final Savings | Output from Stacking Engine - final savings per unit, incremental and cumulative savings and purchases.
Module Engines |  | Econ Ratios | BC Ratio results of all cost tests evaluated (TRC, UCT, RVT, RIM). Standalone values - does not consider stacking of savings.
Unstacked EQ Potential | Uses Tech Data and Baseline projection to estimate standalone potential for each equipment measures. | CCE | The cost of conserved energy for all cost test, in $/kWh, $/therm or similar units as appropriate.
Unstacked NEM Potential | Uses NEM Data and Baseline projection to estimate standalone potential for non-equipment measures.
Stacking Engine | Layers the measures that apply within an end use based on their standalone % savings. By default, equipment measures are applied before non-equipment, and measures are applied in ascending order of standalone cost of energy. | External File Imports
LCOE Engine | Calculates final Levelized Cost of Energy for each measure based on stacked savings across all end uses. | from Baseline module | Variables, Market Size, UECs & EUIs, Tech Data, Avoided Costs, Program Costs, Utilization, Tech Cache, Technology Economics, Equipment Purchases, Baseline Projection
|  | from NEM Input Generator | Special Markets, NEM Data
|  | Optional | "Final Results - C&S" is a counterfactual used to estimate naturally occurring efficiency. This should be a duplicate baseline projection but with all purchase shares identical to the base year, and no tech data standards active.

## Ramp Rates
Key | 2019 | 2020 | 2021 | 2022 | 2023 | 2024 | 2025 | 2026 | 2027 | 2028 | 2029 | 2030 | 2031 | 2032 | 2033 | 2034 | 2035 | 2036 | 2037 | 2038 | 2039 | 2040 | 2041 | 2042 | 2043 | 2044 | 2045 | 2046 | 2047 | 2048 | 2049
LO12Med | 0% | 0% | 0% | 0% | 0% | 10.94% | 21.87% | 32.81% | 43.75% | 54.69% | 64.53% | 72.41% | 78.71% | 83.75% | 87.78% | 91% | 93.58% | 95.65% | 97.3% | 98.62% | 99.68% | 99.69% | 99.69% | 99.69% | 99.69% | 99.69% | 100% | 100% | 100% | 100% | 100% | [7 empty] | Dampen Ramp Growth? | TRUE
LO5Med | 0% | 0% | 0% | 0% | 0% | 4.3% | 9.58% | 16.04% | 23.54% | 32.1% | 42.1% | 53.07% | 64.28% | 74.84% | 83.92% | 90.95% | 95.77% | 98.65% | 100% | 100% | 100% | 100% | 100% | 100% | 100% | 100% | 100% | 100% | 100% | 100% | 100% |  |  |  |  | 0 |  |  | Ramp Offset | 0
LO1Slow | 0% | 0% | 0% | 0% | 0% | 0.5% | 0.769% | 1.679% | 3.16% | 5.407% | 8.625% | 13% | 18.68% | 25.7% | 33.98% | 43.26% | 53.14% | 63.06% | 72.42% | 80.64% | 87.33% | 92.33% | 96% | 98% | 99.6% | 99.6% | 100% | 100% | 100% | 100% | 100% | [7 empty] | Start Year | 2021
LO50Fast | 0% | 0% | 0% | 0% | 0% | 45% | 66% | 80% | 89% | 94.95% | 97.93% | 99.25% | 99.78% | 99.98% | 100% | 100% | 100% | 100% | 100% | 100% | 100% | 100% | 100% | 100% | 100% | 100% | 100% | 100% | 100% | 100% | 100% | CNGC Modified Ramp Rates (Live Calc)
LO20Fast | 0% | 0% | 0% | 0% | 0% | 22.12% | 37.62% | 48.36% | 56.72% | 64.04% | 70.38% | 75.81% | 80.42% | 84.31% | 87.58% | 90.3% | 92.42% | 94.07% | 95.36% | 96.36% | 97.14% | 97.75% | 98.4% | 98.9% | 99.6% | 99.6% | 100% | 100% | 100% | 100% | 100% | Key | 2018 | 2019 | 2020 | 2021 | 2022 | 2023 | 2024 | 2025 | 2026 | 2027 | 2028 | 2029 | 2030 | 2031 | 2032 | 2033 | 2034 | 2035 | 2036 | 2037 | 2038 | 2039 | 2040 | 2041 | 2042 | 2043 | 2044 | 2045 | 2046 | 2047 | 2048 | 2049 | 2050 | 2051 | 2052 | 2053 | 2054 | 2055 | 2056 | 2057 | 2058
LOEven20 | 0% | 0% | 0% | 0% | 0% | 5% | 10% | 15% | 20% | 25% | 30% | 35% | 40% | 45% | 50% | 55% | 60% | 65% | 70% | 75% | 80% | 85% | 90% | 95% | 100% | 100% | 100% | 100% | 100% | 100% | 100% | LO12Med | 0% | 0% | 0% | 10.94% | 16.41% | 24.61% | 34.18% | 45.31% | 56.44% | 67.57% | 78.71% | 83.75% | 87.78% | 91% | 93.58% | 95.65% | 97.3% | 98.62% | 99.68% | 99.69% | 99.69% | 99.69% | 99.69% | 99.69% | 100% | 100% | 100% | 100% | 100% | 100% | 100% | 100% | 100% | 100% | 100% | 100% | 100% | 100% | 100% | 100% | 100%
LO3Slow | 0% | 0% | 0% | 0% | 0% | 0.5532% | 1.423% | 3.162% | 6.206% | 10.94% | 17.57% | 26% | 35.85% | 46.44% | 57.04% | 66.94% | 75.59% | 82.72% | 88.26% | 92.35% | 95.21% | 97.12% | 98.33% | 99.07% | 99.6% | 100% | 100% | 100% | 100% | 100% | 100% | LO5Med | 0% | 0% | 0% | 4.3% | 6.94% | 11.49% | 17.52% | 29.21% | 40.9% | 52.59% | 64.28% | 74.84% | 83.92% | 90.95% | 95.77% | 98.65% | 100% | 100% | 100% | 100% | 100% | 100% | 100% | 100% | 100% | 100% | 100% | 100% | 100% | 100% | 100% | 100% | 100% | 100% | 100% | 100% | 100% | 100% | 100% | 100% | 100%
LO80Fast | 0% | 0% | 0% | 0% | 0% | 76% | 83% | 88% | 92% | 95% | 97% | 98% | 99% | 99% | 100% | 100% | 100% | 100% | 100% | 100% | 100% | 100% | 100% | 100% | 100% | 100% | 100% | 100% | 100% | 100% | 100% | LO1Slow | 0% | 0% | 0% | 0.5% | 0.6345% | 1.157% | 2.158% | 6.288% | 10.42% | 14.55% | 18.68% | 25.7% | 33.98% | 43.26% | 53.14% | 63.06% | 72.42% | 80.64% | 87.33% | 92.33% | 96% | 98% | 99.6% | 99.6% | 100% | 100% | 100% | 100% | 100% | 100% | 100% | 100% | 100% | 100% | 100% | 100% | 100% | 100% | 100% | 100% | 100%
Retro12Med | 0% | 0% | 0% | 0% | 0% | 10.94% | 10.94% | 10.94% | 10.94% | 10.94% | 9.844% | 7.875% | 6.3% | 5.04% | 4.032% | 3.226% | 2.58% | 2.064% | 1.652% | 1.321% | 1.057% | 0.007209% | 0.002575% | 0.0008778% | 0.0002862% | 0.0002433% | 0.0002433% | 0.0002433% | 0.0002433% | 0.0002433% | 0.0002433% | LO50Fast | 0% | 0% | 0% | 45% | 55.5% | 67.75% | 78.38% | 83.73% | 89.08% | 94.43% | 99.78% | 99.98% | 100% | 100% | 100% | 100% | 100% | 100% | 100% | 100% | 100% | 100% | 100% | 100% | 100% | 100% | 100% | 100% | 100% | 100% | 100% | 100% | 100% | 100% | 100% | 100% | 100% | 100% | 100% | 100% | 100%
Retro5Med | 0% | 0% | 0% | 0% | 0% | 4.3% | 5.28% | 6.461% | 7.5% | 8.555% | 10% | 10.97% | 11.21% | 10.56% | 9.079% | 7.026% | 4.65% | 2.7% | 1.3% | 0.55% | 0.2% | 0.06247% | 0.01362% | 0.002238% | 0.0002686% | 0% | 0% | 0% | 0% | 0% | 0% | LO20Fast | 0% | 0% | 0% | 22.12% | 29.87% | 39.11% | 47.92% | 56.04% | 64.17% | 72.29% | 80.42% | 84.31% | 87.58% | 90.3% | 92.42% | 94.07% | 95.36% | 96.36% | 97.14% | 97.75% | 98.4% | 98.9% | 99.6% | 99.6% | 100% | 100% | 100% | 100% | 100% | 100% | 100% | 100% | 100% | 100% | 100% | 100% | 100% | 100% | 100% | 100% | 100%
Retro1Slow | 0% | 0% | 0% | 0% | 0% | 0.2564% | 0.5126% | 0.9102% | 1.48% | 2.247% | 3.218% | 4.378% | 5.675% | 7.02% | 8.278% | 9.287% | 9.88% | 9.921% | 9.352% | 8.223% | 6.8% | 5.2% | 3.6% | 2.3% | 1.5% | 0% | 0% | 0% | 0% | 0% | 0% | LOEven20 | 0% | 0% | 0% | 5% | 7.5% | 11.25% | 15.62% | 21.72% | 27.81% | 33.91% | 40% | 45% | 50% | 55% | 60% | 65% | 70% | 75% | 80% | 85% | 90% | 95% | 100% | 100% | 100% | 100% | 100% | 100% | 100% | 100% | 100% | 100% | 100% | 100% | 100% | 100% | 100% | 100% | 100% | 100% | 100%
Retro50Fast | 0% | 0% | 0% | 0% | 0% | 45% | 21% | 14% | 9% | 5.954% | 2.977% | 1.323% | 0.5292% | 0.1925% | 0.06415% | 0.01974% | 0.00564% | 0.001504% | 0.000376% | 8.847e-05% | 1.966e-05% | 4.139e-06% | 8.277e-07% | 1.577e-07% | 2.867e-08% | 0% | 0% | 0% | 0% | 0% | 0% | LO3Slow | 0% | 0% | 0% | 0.5532% | 0.988% | 2.075% | 4.14% | 12.07% | 19.99% | 27.92% | 35.85% | 46.44% | 57.04% | 66.94% | 75.59% | 82.72% | 88.26% | 92.35% | 95.21% | 97.12% | 98.33% | 99.07% | 99.6% | 100% | 100% | 100% | 100% | 100% | 100% | 100% | 100% | 100% | 100% | 100% | 100% | 100% | 100% | 100% | 100% | 100% | 100%
Retro20Fast | 0% | 0% | 0% | 0% | 0% | 22.12% | 15.5% | 10.73% | 8.359% | 7.324% | 6.337% | 5.429% | 4.613% | 3.892% | 3.264% | 2.724% | 2.121% | 1.652% | 1.287% | 1.002% | 0.92% | 0.72% | 0.62% | 0.52% | 0.42% | 0% | 0% | 0% | 0% | 0% | 0% | LO80Fast | 0% | 0% | 0% | 76% | 79.5% | 83.75% | 87.88% | 90.66% | 93.44% | 96.22% | 99% | 99% | 100% | 100% | 100% | 100% | 100% | 100% | 100% | 100% | 100% | 100% | 100% | 100% | 100% | 100% | 100% | 100% | 100% | 100% | 100% | 100% | 100% | 100% | 100% | 100% | 100% | 100% | 100% | 100% | 100%
RetroEven20 | 0% | 0% | 0% | 0% | 0% | 5% | 5% | 5% | 5% | 5% | 5% | 5% | 5% | 5% | 5% | 5% | 5% | 5% | 5% | 5% | 5% | 5% | 5% | 5% | 5% | 0% | 0% | 0% | 0% | 0% | 0% | Retro12Med | 0% | 0% | 0% | 10.94% | 10.94% | 10.94% | 10.94% | 8.739% | 8.739% | 8.739% | 8.739% | 5.04% | 4.032% | 3.226% | 2.58% | 2.064% | 1.652% | 1.321% | 1.057% | 0.007209% | 0.002575% | 0.0008778% | 0.0002862% | 0.0002433% | 0.0002433% | 0.0002433% | 0.0002433% | 0.0002433% | 0.0002433% | 0.0002433% | 0.0002433% | 0.0002433% | 0.0002433% | 0.0002433% | 0.0002433% | 0.0002433% | 0.0002433% | 0.0002433% | 0.0002433% | 0.0002433% | 0.0002433%
Retro3Slow | 0% | 0% | 0% | 0% | 0% | 0.5532% | 0.8696% | 1.739% | 3.044% | 4.734% | 6.628% | 8.436% | 9.842% | 10.6% | 10.6% | 9.892% | 8.656% | 7.128% | 5.544% | 4.085% | 2.86% | 1.906% | 1.213% | 0.7385% | 0.5% | 0% | 0% | 0% | 0% | 0% | 0% | Retro5Med | 0% | 0% | 0% | 4.3% | 4.3% | 4.3% | 4.3% | 11.77% | 11.77% | 11.77% | 11.77% | 10.56% | 9.079% | 7.026% | 4.65% | 2.7% | 1.3% | 0.55% | 0.2% | 0.06247% | 0.01362% | 0.002238% | 0.0002686% | 0% | 0% | 0% | 0% | 0% | 0% | 0% | 0% | 0% | 0% | 0% | 0% | 0% | 0% | 0% | 0% | 0% | 0%
[32 empty] | Retro1Slow | 0% | 0% | 0% | 0.2564% | 0.2564% | 0.4551% | 0.7402% | 4.243% | 4.243% | 4.243% | 4.243% | 7.02% | 8.278% | 9.287% | 9.88% | 9.921% | 9.352% | 8.223% | 6.8% | 5.2% | 3.6% | 2.3% | 1.5% | 0% | 0% | 0% | 0% | 0% | 0% | 0% | 0% | 0% | 0% | 0% | 0% | 0% | 0% | 0% | 0% | 0% | 0%
[32 empty] | Retro50Fast | 0% | 0% | 0% | 45% | 21% | 14% | 9% | 5.954% | 2.977% | 1.323% | 0.5292% | 0.1925% | 0.06415% | 0.01974% | 0.00564% | 0.001504% | 0.000376% | 8.847e-05% | 1.966e-05% | 4.139e-06% | 8.277e-07% | 1.577e-07% | 2.867e-08% | 0% | 0% | 0% | 0% | 0% | 0% | 0% | 0% | 0% | 0% | 0% | 0% | 0% | 0% | 0% | 0% | 0% | 0%
[32 empty] | Retro20Fast | 0% | 0% | 0% | 22.12% | 15.5% | 10.73% | 8.359% | 7.324% | 6.337% | 5.429% | 4.613% | 3.892% | 3.264% | 2.724% | 2.121% | 1.652% | 1.287% | 1.002% | 0.92% | 0.72% | 0.62% | 0.52% | 0.42% | 0% | 0% | 0% | 0% | 0% | 0% | 0% | 0% | 0% | 0% | 0% | 0% | 0% | 0% | 0% | 0% | 0% | 0%
RetroEven20 | bar: 2018 to 2058
[32 empty] | Retro3Slow | 0% | 0% | 0% | 0.5532% | 0.5532% | 0.8696% | 1.522% | 8.087% | 8.087% | 8.087% | 8.087% | 10.6% | 10.6% | 9.892% | 8.656% | 7.128% | 5.544% | 4.085% | 2.86% | 1.906% | 1.213% | 0.7385% | 0.5% | 0% | 0% | 0% | 0% | 0% | 0% | 0% | 0% | 0% | 0% | 0% | 0% | 0% | 0% | 0% | 0% | 0% | 0%
Retro Helper (Modified LO Conversion)
[32 empty] | Retro12Med | 0% | 0% | 0% | 10.94% | 21.87% | 32.81% | 43.75% | 52.49% | 61.23% | 69.97% | 78.71% | 83.75% | 87.78% | 91% | 93.58% | 95.65% | 97.3% | 98.62% | 99.68% | 99.69% | 99.69% | 99.69% | 99.69% | 99.69% | 99.69% | 99.69% | 99.69% | 99.69% | 99.69% | 99.69% | 99.69% | 99.69% | 99.69% | 99.69% | 99.69% | 99.69% | 99.69% | 99.69% | 99.69% | 99.69% | 99.69%
[32 empty] | Retro5Med | 0% | 0% | 0% | 4.3% | 8.6% | 12.9% | 17.2% | 28.97% | 40.74% | 52.51% | 64.28% | 74.84% | 83.92% | 90.95% | 95.6% | 98.3% | 99.6% | 100.1% | 100.3% | 100.4% | 100.4% | 100.4% | 100.4% | 100.4% | 100.4% | 100.4% | 100.4% | 100.4% | 100.4% | 100.4% | 100.4% | 100.4% | 100.4% | 100.4% | 100.4% | 100.4% | 100.4% | 100.4% | 100.4% | 100.4% | 100.4%
[32 empty] | Retro1Slow | 0% | 0% | 0% | 0.2564% | 0.5129% | 0.968% | 1.708% | 5.951% | 10.19% | 14.44% | 18.68% | 25.7% | 33.98% | 43.26% | 53.14% | 63.06% | 72.42% | 80.64% | 87.44% | 92.64% | 96.24% | 98.54% | 100% | 100% | 100% | 100% | 100% | 100% | 100% | 100% | 100% | 100% | 100% | 100% | 100% | 100% | 100% | 100% | 100% | 100% | 100%
[32 empty] | Retro50Fast | 0% | 0% | 0% | 45% | 66% | 80% | 89% | 94.95% | 97.93% | 99.25% | 99.78% | 99.98% | 100% | 100.1% | 100.1% | 100.1% | 100.1% | 100.1% | 100.1% | 100.1% | 100.1% | 100.1% | 100.1% | 100.1% | 100.1% | 100.1% | 100.1% | 100.1% | 100.1% | 100.1% | 100.1% | 100.1% | 100.1% | 100.1% | 100.1% | 100.1% | 100.1% | 100.1% | 100.1% | 100.1% | 100.1%
[32 empty] | Retro20Fast | 0% | 0% | 0% | 22.12% | 37.62% | 48.36% | 56.72% | 64.04% | 70.38% | 75.81% | 80.42% | 84.31% | 87.58% | 90.3% | 92.42% | 94.07% | 95.36% | 96.36% | 97.28% | 98% | 98.62% | 99.14% | 99.56% | 99.56% | 99.56% | 99.56% | 99.56% | 99.56% | 99.56% | 99.56% | 99.56% | 99.56% | 99.56% | 99.56% | 99.56% | 99.56% | 99.56% | 99.56% | 99.56% | 99.56% | 99.56%
[32 empty] | RetroEven20 | 0% | 0% | 0% | 5% | 10% | 15% | 20% | 25% | 30% | 35% | 40% | 45% | 50% | 55% | 60% | 65% | 70% | 75% | 80% | 85% | 90% | 95% | 100% | 100% | 100% | 100% | 100% | 100% | 100% | 100% | 100% | 100% | 100% | 100% | 100% | 100% | 100% | 100% | 100% | 100% | 100%
[32 empty] | Retro3Slow | 0% | 0% | 0% | 0.5532% | 1.106% | 1.976% | 3.498% | 11.58% | 19.67% | 27.76% | 35.85% | 46.44% | 57.04% | 66.94% | 75.59% | 82.72% | 88.26% | 92.35% | 95.21% | 97.12% | 98.33% | 99.07% | 99.57% | 99.57% | 99.57% | 99.57% | 99.57% | 99.57% | 99.57% | 99.57% | 99.57% | 99.57% | 99.57% | 99.57% | 99.57% | 99.57% | 99.57% | 99.57% | 99.57% | 99.57% | 99.57%
Offset Ramp Rates - 2021 Plan
[32 empty] | Key | 2018 | 2019 | 2020 | 2021 | 2022 | 2023 | 2024 | 2025 | 2026 | 2027 | 2028 | 2029 | 2030 | 2031 | 2032 | 2033 | 2034 | 2035 | 2036 | 2037 | 2038 | 2039 | 2040 | 2041 | 2042 | 2043 | 2044 | 2045 | 2046 | 2047 | 2048 | 2049 | 2050 | 2051 | 2052 | 2053 | 2054 | 2055 | 2056 | 2057 | 2058
[32 empty] | LO12Med | 0% | 0% | 0% | 10.94% | 21.87% | 32.81% | 43.75% | 54.69% | 64.53% | 72.41% | 78.71% | 83.75% | 87.78% | 91% | 93.58% | 95.65% | 97.3% | 98.62% | 99.68% | 99.69% | 99.69% | 99.69% | 99.69% | 99.69% | 100% | 100% | 100% | 100% | 100% | 100% | 100% | 100% | 100% | 100% | 100% | 100% | 100% | 100% | 100% | 100% | 100%
[32 empty] | LO5Med | 0% | 0% | 0% | 4.3% | 9.58% | 16.04% | 23.54% | 32.1% | 42.1% | 53.07% | 64.28% | 74.84% | 83.92% | 90.95% | 95.77% | 98.65% | 100% | 100% | 100% | 100% | 100% | 100% | 100% | 100% | 100% | 100% | 100% | 100% | 100% | 100% | 100% | 100% | 100% | 100% | 100% | 100% | 100% | 100% | 100% | 100% | 100%
[32 empty] | LO1Slow | 0% | 0% | 0% | 0.5% | 0.769% | 1.679% | 3.16% | 5.407% | 8.625% | 13% | 18.68% | 25.7% | 33.98% | 43.26% | 53.14% | 63.06% | 72.42% | 80.64% | 87.33% | 92.33% | 96% | 98% | 99.6% | 99.6% | 100% | 100% | 100% | 100% | 100% | 100% | 100% | 100% | 100% | 100% | 100% | 100% | 100% | 100% | 100% | 100% | 100%
[32 empty] | LO50Fast | 0% | 0% | 0% | 45% | 66% | 80% | 89% | 94.95% | 97.93% | 99.25% | 99.78% | 99.98% | 100% | 100% | 100% | 100% | 100% | 100% | 100% | 100% | 100% | 100% | 100% | 100% | 100% | 100% | 100% | 100% | 100% | 100% | 100% | 100% | 100% | 100% | 100% | 100% | 100% | 100% | 100% | 100% | 100%
[32 empty] | LO20Fast | 0% | 0% | 0% | 22.12% | 37.62% | 48.36% | 56.72% | 64.04% | 70.38% | 75.81% | 80.42% | 84.31% | 87.58% | 90.3% | 92.42% | 94.07% | 95.36% | 96.36% | 97.14% | 97.75% | 98.4% | 98.9% | 99.6% | 99.6% | 100% | 100% | 100% | 100% | 100% | 100% | 100% | 100% | 100% | 100% | 100% | 100% | 100% | 100% | 100% | 100% | 100%
[32 empty] | LOEven20 | 0% | 0% | 0% | 5% | 10% | 15% | 20% | 25% | 30% | 35% | 40% | 45% | 50% | 55% | 60% | 65% | 70% | 75% | 80% | 85% | 90% | 95% | 100% | 100% | 100% | 100% | 100% | 100% | 100% | 100% | 100% | 100% | 100% | 100% | 100% | 100% | 100% | 100% | 100% | 100% | 100%
[32 empty] | LO3Slow | 0% | 0% | 0% | 0.5532% | 1.423% | 3.162% | 6.206% | 10.94% | 17.57% | 26% | 35.85% | 46.44% | 57.04% | 66.94% | 75.59% | 82.72% | 88.26% | 92.35% | 95.21% | 97.12% | 98.33% | 99.07% | 99.6% | 100% | 100% | 100% | 100% | 100% | 100% | 100% | 100% | 100% | 100% | 100% | 100% | 100% | 100% | 100% | 100% | 100% | 100%
[32 empty] | LO80Fast | 0% | 0% | 0% | 76% | 83% | 88% | 92% | 95% | 97% | 98% | 99% | 99% | 100% | 100% | 100% | 100% | 100% | 100% | 100% | 100% | 100% | 100% | 100% | 100% | 100% | 100% | 100% | 100% | 100% | 100% | 100% | 100% | 100% | 100% | 100% | 100% | 100% | 100% | 100% | 100% | 100%
[32 empty] | Retro12Med | 0% | 0% | 0% | 10.94% | 10.94% | 10.94% | 10.94% | 10.94% | 9.844% | 7.875% | 6.3% | 5.04% | 4.032% | 3.226% | 2.58% | 2.064% | 1.652% | 1.321% | 1.057% | 0.007209% | 0.002575% | 0.0008778% | 0.0002862% | 0.0002433% | 0.0002433% | 0.0002433% | 0.0002433% | 0.0002433% | 0.0002433% | 0.0002433% | 0.0002433% | 0.0002433% | 0.0002433% | 0.0002433% | 0.0002433% | 0.0002433% | 0.0002433% | 0.0002433% | 0.0002433% | 0.0002433% | 0.0002433%
[32 empty] | Retro5Med | 0% | 0% | 0% | 4.3% | 5.28% | 6.461% | 7.5% | 8.555% | 10% | 10.97% | 11.21% | 10.56% | 9.079% | 7.026% | 4.65% | 2.7% | 1.3% | 0.55% | 0.2% | 0.06247% | 0.01362% | 0.002238% | 0.0002686% | 0% | 0% | 0% | 0% | 0% | 0% | 0% | 0% | 0% | 0% | 0% | 0% | 0% | 0% | 0% | 0% | 0% | 0%
[32 empty] | Retro1Slow | 0% | 0% | 0% | 0.2564% | 0.5126% | 0.9102% | 1.48% | 2.247% | 3.218% | 4.378% | 5.675% | 7.02% | 8.278% | 9.287% | 9.88% | 9.921% | 9.352% | 8.223% | 6.8% | 5.2% | 3.6% | 2.3% | 1.5% | 0% | 0% | 0% | 0% | 0% | 0% | 0% | 0% | 0% | 0% | 0% | 0% | 0% | 0% | 0% | 0% | 0% | 0%
[32 empty] | Retro50Fast | 0% | 0% | 0% | 45% | 21% | 14% | 9% | 5.954% | 2.977% | 1.323% | 0.5292% | 0.1925% | 0.06415% | 0.01974% | 0.00564% | 0.001504% | 0.000376% | 8.847e-05% | 1.966e-05% | 4.139e-06% | 8.277e-07% | 1.577e-07% | 2.867e-08% | 0% | 0% | 0% | 0% | 0% | 0% | 0% | 0% | 0% | 0% | 0% | 0% | 0% | 0% | 0% | 0% | 0% | 0%
[32 empty] | Retro20Fast | 0% | 0% | 0% | 22.12% | 15.5% | 10.73% | 8.359% | 7.324% | 6.337% | 5.429% | 4.613% | 3.892% | 3.264% | 2.724% | 2.121% | 1.652% | 1.287% | 1.002% | 0.92% | 0.72% | 0.62% | 0.52% | 0.42% | 0% | 0% | 0% | 0% | 0% | 0% | 0% | 0% | 0% | 0% | 0% | 0% | 0% | 0% | 0% | 0% | 0% | 0%
RetroEven20 | bar: 2018 to 2058
[32 empty] | Retro3Slow | 0% | 0% | 0% | 0.5532% | 0.8696% | 1.739% | 3.044% | 4.734% | 6.628% | 8.436% | 9.842% | 10.6% | 10.6% | 9.892% | 8.656% | 7.128% | 5.544% | 4.085% | 2.86% | 1.906% | 1.213% | 0.7385% | 0.5% | 0% | 0% | 0% | 0% | 0% | 0% | 0% | 0% | 0% | 0% | 0% | 0% | 0% | 0% | 0% | 0% | 0% | 0%
Original Ramp Rates
[32 empty] | Key | 2018 | 2019 | 2020 | 2021 | 2022 | 2023 | 2024 | 2025 | 2026 | 2027 | 2028 | 2029 | 2030 | 2031 | 2032 | 2033 | 2034 | 2035 | 2036 | 2037 | 2038 | 2039 | 2040 | 2041 | 2042 | 2043 | 2044 | 2045 | 2046 | 2047 | 2048 | 2049 | 2050 | 2051 | 2052 | 2053 | 2054 | 2055 | 2056 | 2057 | 2058
[32 empty] | LO12Med | 0% | 0% | 0% | 10.94% | 21.87% | 32.81% | 43.75% | 54.69% | 64.53% | 72.41% | 78.71% | 83.75% | 87.78% | 91% | 93.58% | 95.65% | 97.3% | 98.62% | 99.68% | 99.69% | 99.69% | 99.69% | 99.69% | 99.69% | 100% | 100% | 100% | 100% | 100% | 100% | 100% | 100% | 100% | 100% | 100% | 100% | 100% | 100% | 100% | 100% | 100%
[32 empty] | LO5Med | 0% | 0% | 0% | 4.3% | 9.58% | 16.04% | 23.54% | 32.1% | 42.1% | 53.07% | 64.28% | 74.84% | 83.92% | 90.95% | 95.77% | 98.65% | 100% | 100% | 100% | 100% | 100% | 100% | 100% | 100% | 100% | 100% | 100% | 100% | 100% | 100% | 100% | 100% | 100% | 100% | 100% | 100% | 100% | 100% | 100% | 100% | 100%
[32 empty] | LO1Slow | 0% | 0% | 0% | 0.5% | 0.769% | 1.679% | 3.16% | 5.407% | 8.625% | 13% | 18.68% | 25.7% | 33.98% | 43.26% | 53.14% | 63.06% | 72.42% | 80.64% | 87.33% | 92.33% | 96% | 98% | 99.6% | 99.6% | 100% | 100% | 100% | 100% | 100% | 100% | 100% | 100% | 100% | 100% | 100% | 100% | 100% | 100% | 100% | 100% | 100%
[32 empty] | LO50Fast | 0% | 0% | 0% | 45% | 66% | 80% | 89% | 94.95% | 97.93% | 99.25% | 99.78% | 99.98% | 100% | 100% | 100% | 100% | 100% | 100% | 100% | 100% | 100% | 100% | 100% | 100% | 100% | 100% | 100% | 100% | 100% | 100% | 100% | 100% | 100% | 100% | 100% | 100% | 100% | 100% | 100% | 100% | 100%
[32 empty] | LO20Fast | 0% | 0% | 0% | 22.12% | 37.62% | 48.36% | 56.72% | 64.04% | 70.38% | 75.81% | 80.42% | 84.31% | 87.58% | 90.3% | 92.42% | 94.07% | 95.36% | 96.36% | 97.14% | 97.75% | 98.4% | 98.9% | 99.6% | 99.6% | 100% | 100% | 100% | 100% | 100% | 100% | 100% | 100% | 100% | 100% | 100% | 100% | 100% | 100% | 100% | 100% | 100%
[32 empty] | LOEven20 | 0% | 0% | 0% | 5% | 10% | 15% | 20% | 25% | 30% | 35% | 40% | 45% | 50% | 55% | 60% | 65% | 70% | 75% | 80% | 85% | 90% | 95% | 100% | 100% | 100% | 100% | 100% | 100% | 100% | 100% | 100% | 100% | 100% | 100% | 100% | 100% | 100% | 100% | 100% | 100% | 100%
[32 empty] | LO3Slow | 0% | 0% | 0% | 0.5532% | 1.423% | 3.162% | 6.206% | 10.94% | 17.57% | 26% | 35.85% | 46.44% | 57.04% | 66.94% | 75.59% | 82.72% | 88.26% | 92.35% | 95.21% | 97.12% | 98.33% | 99.07% | 99.6% | 100% | 100% | 100% | 100% | 100% | 100% | 100% | 100% | 100% | 100% | 100% | 100% | 100% | 100% | 100% | 100% | 100% | 100%
[32 empty] | LO80Fast | 0% | 0% | 0% | 76% | 83% | 88% | 92% | 95% | 97% | 98% | 99% | 99% | 100% | 100% | 100% | 100% | 100% | 100% | 100% | 100% | 100% | 100% | 100% | 100% | 100% | 100% | 100% | 100% | 100% | 100% | 100% | 100% | 100% | 100% | 100% | 100% | 100% | 100% | 100% | 100% | 100%
[32 empty] | Retro12Med | 0% | 0% | 0% | 10.94% | 10.94% | 10.94% | 10.94% | 10.94% | 9.844% | 7.875% | 6.3% | 5.04% | 4.032% | 3.226% | 2.58% | 2.064% | 1.652% | 1.321% | 1.057% | 0.007209% | 0.002575% | 0.0008778% | 0.0002862% | 0.0002433% | 0.0002433% | 0.0002433% | 0.0002433% | 0.0002433% | 0.0002433% | 0.0002433% | 0.0002433% | 0.0002433% | 0.0002433% | 0.0002433% | 0.0002433% | 0.0002433% | 0.0002433% | 0.0002433% | 0.0002433% | 0.0002433% | 0.0002433%
[32 empty] | Retro5Med | 0% | 0% | 0% | 4.3% | 5.28% | 6.461% | 7.5% | 8.555% | 10% | 10.97% | 11.21% | 10.56% | 9.079% | 7.026% | 4.65% | 2.7% | 1.3% | 0.55% | 0.2% | 0.06247% | 0.01362% | 0.002238% | 0.0002686% | 0% | 0% | 0% | 0% | 0% | 0% | 0% | 0% | 0% | 0% | 0% | 0% | 0% | 0% | 0% | 0% | 0% | 0%
[32 empty] | Retro1Slow | 0% | 0% | 0% | 0.2564% | 0.5126% | 0.9102% | 1.48% | 2.247% | 3.218% | 4.378% | 5.675% | 7.02% | 8.278% | 9.287% | 9.88% | 9.921% | 9.352% | 8.223% | 6.8% | 5.2% | 3.6% | 2.3% | 1.5% | 0% | 0% | 0% | 0% | 0% | 0% | 0% | 0% | 0% | 0% | 0% | 0% | 0% | 0% | 0% | 0% | 0% | 0%
[32 empty] | Retro50Fast | 0% | 0% | 0% | 45% | 21% | 14% | 9% | 5.954% | 2.977% | 1.323% | 0.5292% | 0.1925% | 0.06415% | 0.01974% | 0.00564% | 0.001504% | 0.000376% | 8.847e-05% | 1.966e-05% | 4.139e-06% | 8.277e-07% | 1.577e-07% | 2.867e-08% | 0% | 0% | 0% | 0% | 0% | 0% | 0% | 0% | 0% | 0% | 0% | 0% | 0% | 0% | 0% | 0% | 0% | 0%
[32 empty] | Retro20Fast | 0% | 0% | 0% | 22.12% | 15.5% | 10.73% | 8.359% | 7.324% | 6.337% | 5.429% | 4.613% | 3.892% | 3.264% | 2.724% | 2.121% | 1.652% | 1.287% | 1.002% | 0.92% | 0.72% | 0.62% | 0.52% | 0.42% | 0% | 0% | 0% | 0% | 0% | 0% | 0% | 0% | 0% | 0% | 0% | 0% | 0% | 0% | 0% | 0% | 0% | 0%
RetroEven20 | bar: 2018 to 2058
[32 empty] | Retro3Slow | 0% | 0% | 0% | 0.5532% | 0.8696% | 1.739% | 3.044% | 4.734% | 6.628% | 8.436% | 9.842% | 10.6% | 10.6% | 9.892% | 8.656% | 7.128% | 5.544% | 4.085% | 2.86% | 1.906% | 1.213% | 0.7385% | 0.5% | 0% | 0% | 0% | 0% | 0% | 0% | 0% | 0% | 0% | 0% | 0% | 0% | 0% | 0% | 0% | 0% | 0% | 0%
NWPCC 2021 Plan Ramp Rates
[34 empty] | Check/Viewer |  | 2021 | 2022 | 2023 | 2024 | 2025 | 2026 | 2027 | 2028 | 2029 | 2030 | 2031 | 2032 | 2033 | 2034 | 2035 | 2036 | 2037 | 2038
[34 empty] | LO12Med | Original | 10.94% | 21.87% | 32.81% | 43.75% | 54.69% | 64.53% | 72.41% | 78.71% | 83.75% | 87.78% | 91% | 93.58% | 95.65% | 97.3% | 98.62% | 99.68% | 99.69% | 99.69%
[35 empty] | Dampened | 10.94% | 16.41% | 24.61% | 34.18% | 45.31% | 56.44% | 67.57% | 78.71% | 83.75% | 87.78% | 91% | 93.58% | 95.65% | 97.3% | 98.62% | 99.68% | 99.69% | 99.69%
Note on AR6: Walter, Kenneth: First year of forecast potential should align with beginning of ramp. Years between base and first potential year should have zeroes.
Note on AR7: Walter, Kenneth: 2025 forward matches original
Note on AR15: Walter, Kenneth: 2025 forward matches original
Note on AR33: Walter, Kenneth: First year of forecast potential should align with beginning of ramp. Years between base and first potential year should have zeroes.
Note on AR51: Walter, Kenneth: First year of forecast potential should align with beginning of ramp. Years between base and first potential year should have zeroes.
Note on AS7: Walter, Kenneth: Growth cut in half for three years
Note on AS15: Walter, Kenneth: Growth cut in half for three years
Note on AV7: Walter, Kenneth: Linear catch-up to original 2025 value
Adjusted per-measure during run time by VBA. Changes to this cell will be overwritten during run.
Adjusted per-measure during run time by VBA. Changes to this cell will be overwritten during run.
Adjusted per-measure during run time by VBA. Changes to this cell will be overwritten during run.
Adjusted per-measure during run time by VBA. Changes to this cell will be overwritten during run.

## Achievability (PNW)
Measure | Achievability
Furnace | 85%
Boiler | 85%
Unit Heater | 85%
Insulation - Roof/Ceiling | 85%
Insulation - Wall Cavity | 85%
Insulation - Ducting | 85%
HVAC - Duct Repair and Sealing | 85%
Windows - High Efficiency | 85%
Gas Boiler - Maintenance | 85%
Gas Furnace - Maintenance | 85%
Gas Boiler - Hot Water Reset | 85%
Steam Trap Maintenance | 85%
Gas Boiler - High Turndown | 85%
Gas Boiler - Burner Control Optimization | 85%
HVAC - Demand Controlled Ventilation | 85%
Gas Boiler - Stack Economizer | 85%
Gas Furnace Tube Inserts | 85%
Space Heating - Heat Recovery Ventilator | 85%
Thermostat - Programmable | 85%
ENERGY STAR Connected Thermostat | 85%
Destratification Fans (HVLS) | 85%
Gas Boiler - Insulate Steam Lines/Condensate Tank | 85%
Gas Boiler - Insulate Hot Water Lines | 85%
Process - Insulate Heated Process Fluids | 85%
Process Heat Recovery | 85%
Building Automation System | 85%
Steam System Efficiency Improvements | 85%
Strategic Energy Management | 85%
Commissioning | 85%
Retrocommissioning | 85%
Condensing RTU | 85%
Used as a multiplier on adoption ramps. Looked up from Unstacked EQ and NEM engines.

## Measure Summary
[162 empty] | Technical Potential | [103 empty] | Achievable Technical Potential | [103 empty] | TRC Economic Potential | [103 empty] | UCT Economic Potential
| Measure | [8 empty] | 2025 Measure Information (Unstacked) | [24 empty] | Sources |  |  | Baseline Definitions - All Years | [30 empty] | Efficient Definitions - All Years | [30 empty] | Incremental Cost per Unit (2019$) - All Years | [30 empty] | Savings per Unit (kWh or therm, Stacked) - All Years | [30 empty] | Technical Potential Incremental Savings (MWh or mTherms) | [25 empty] | Technical Potential Cumulative Savings (MWh or mTherms) | [25 empty] | Technical Potential Incremental Purchases | [25 empty] | Technical Potential Cumulative Purchases | [25 empty] | Achievable Technical Potential Incremental Savings (MWh or mTherms) | [25 empty] | Achievable Technical Potential Cumulative Savings (MWh or mTherms) | [25 empty] | Achievable Technical Potential Incremental Purchases | [25 empty] | Achievable Technical Potential Cumulative Purchases | [25 empty] | TRC Economic Potential Incremental Savings (MWh or mTherms) | [25 empty] | TRC Economic Potential Cumulative Savings (MWh or mTherms) | [25 empty] | TRC Economic Potential Incremental Purchases | [25 empty] | TRC Economic Potential Cumulative Purchases | [25 empty] | UCT Economic Potential Incremental Savings (MWh or mTherms) | [25 empty] | UCT Economic Potential Cumulative Savings (MWh or mTherms) | [25 empty] | UCT Economic Potential Incremental Purchases | [25 empty] | UCT Economic Potential Cumulative Purchases | [25 empty] | TRC 20-yr Levelized Cost of Energy ($/kWh or $/therm) | [25 empty] | UCT 20-yr Levelized Cost of Energy ($/kWh or $/therm)
Key | State | Sector | Segment | Vintage | End Use | Fuel | Measure | Option | Measure Identifier | Baseline Definition | Efficient Definition | Measure Life (Years) | Unit Energy Savings (Annual kWh or therm) | Unit Summer Peak Savings (kW or n/a) | Unit Winter Peak Savings (kW or n/a) | Unit Incremental Cost (2019$) | Non-Energy Impacts (2019$) | Incr. O&M (2019$) | RVT-Only NEIs (2019$) | Incentive (2019$) | Admin Cost (2019$) | Unit of Measure | Base Saturation | Applicability | Discretionary/Lost Opportunity | Ramp Rate Name | 20 Year Technical Achievable % | Assigned Loadshape | T&D Losses | TRC LCOE ($/kWh or $/therm) | TRC LCOE Bundle | UCT LCOE ($/kWh or $/therm) | UCT LCOE Bundle | Cumulative Achievable Technical Potential in 2025 (MWh or mTherms) | Lifetime Source | Costs Source | Savings Source | 2019 Baseline Definition | 2020 Baseline Definition | 2021 Baseline Definition | 2022 Baseline Definition | 2023 Baseline Definition | 2024 Baseline Definition | 2025 Baseline Definition | 2026 Baseline Definition | 2027 Baseline Definition | 2028 Baseline Definition | 2029 Baseline Definition | 2030 Baseline Definition | 2031 Baseline Definition | 2032 Baseline Definition | 2033 Baseline Definition | 2034 Baseline Definition | 2035 Baseline Definition | 2036 Baseline Definition | 2037 Baseline Definition | 2038 Baseline Definition | 2039 Baseline Definition | 2040 Baseline Definition | 2041 Baseline Definition | 2042 Baseline Definition | 2043 Baseline Definition | 2044 Baseline Definition | 2045 Baseline Definition | 2046 Baseline Definition | 2047 Baseline Definition | 2048 Baseline Definition | 2049 Baseline Definition | 2019 Efficient Definition | 2020 Efficient Definition | 2021 Efficient Definition | 2022 Efficient Definition | 2023 Efficient Definition | 2024 Efficient Definition | 2025 Efficient Definition | 2026 Efficient Definition | 2027 Efficient Definition | 2028 Efficient Definition | 2029 Efficient Definition | 2030 Efficient Definition | 2031 Efficient Definition | 2032 Efficient Definition | 2033 Efficient Definition | 2034 Efficient Definition | 2035 Efficient Definition | 2036 Efficient Definition | 2037 Efficient Definition | 2038 Efficient Definition | 2039 Efficient Definition | 2040 Efficient Definition | 2041 Efficient Definition | 2042 Efficient Definition | 2043 Efficient Definition | 2044 Efficient Definition | 2045 Efficient Definition | 2046 Efficient Definition | 2047 Efficient Definition | 2048 Efficient Definition | 2049 Efficient Definition | 2019 Inc. Cost/Unit ($) | 2020 Inc. Cost/Unit ($) | 2021 Inc. Cost/Unit ($) | 2022 Inc. Cost/Unit ($) | 2023 Inc. Cost/Unit ($) | 2024 Inc. Cost/Unit ($) | 2025 Inc. Cost/Unit ($) | 2026 Inc. Cost/Unit ($) | 2027 Inc. Cost/Unit ($) | 2028 Inc. Cost/Unit ($) | 2029 Inc. Cost/Unit ($) | 2030 Inc. Cost/Unit ($) | 2031 Inc. Cost/Unit ($) | 2032 Inc. Cost/Unit ($) | 2033 Inc. Cost/Unit ($) | 2034 Inc. Cost/Unit ($) | 2035 Inc. Cost/Unit ($) | 2036 Inc. Cost/Unit ($) | 2037 Inc. Cost/Unit ($) | 2038 Inc. Cost/Unit ($) | 2039 Inc. Cost/Unit ($) | 2040 Inc. Cost/Unit ($) | 2041 Inc. Cost/Unit ($) | 2042 Inc. Cost/Unit ($) | 2043 Inc. Cost/Unit ($) | 2044 Inc. Cost/Unit ($) | 2045 Inc. Cost/Unit ($) | 2046 Inc. Cost/Unit ($) | 2047 Inc. Cost/Unit ($) | 2048 Inc. Cost/Unit ($) | 2049 Inc. Cost/Unit ($) | 2019 Savings/Unit (kWh or therm) | 2020 Savings/Unit (kWh or therm) | 2021 Savings/Unit (kWh or therm) | 2022 Savings/Unit (kWh or therm) | 2023 Savings/Unit (kWh or therm) | 2024 Savings/Unit (kWh or therm) | 2025 Savings/Unit (kWh or therm) | 2026 Savings/Unit (kWh or therm) | 2027 Savings/Unit (kWh or therm) | 2028 Savings/Unit (kWh or therm) | 2029 Savings/Unit (kWh or therm) | 2030 Savings/Unit (kWh or therm) | 2031 Savings/Unit (kWh or therm) | 2032 Savings/Unit (kWh or therm) | 2033 Savings/Unit (kWh or therm) | 2034 Savings/Unit (kWh or therm) | 2035 Savings/Unit (kWh or therm) | 2036 Savings/Unit (kWh or therm) | 2037 Savings/Unit (kWh or therm) | 2038 Savings/Unit (kWh or therm) | 2039 Savings/Unit (kWh or therm) | 2040 Savings/Unit (kWh or therm) | 2041 Savings/Unit (kWh or therm) | 2042 Savings/Unit (kWh or therm) | 2043 Savings/Unit (kWh or therm) | 2044 Savings/Unit (kWh or therm) | 2045 Savings/Unit (kWh or therm) | 2046 Savings/Unit (kWh or therm) | 2047 Savings/Unit (kWh or therm) | 2048 Savings/Unit (kWh or therm) | 2049 Savings/Unit (kWh or therm) | 2024 TP Incr. Savings (MWh or mTherms) | 2025 TP Incr. Savings (MWh or mTherms) | 2026 TP Incr. Savings (MWh or mTherms) | 2027 TP Incr. Savings (MWh or mTherms) | 2028 TP Incr. Savings (MWh or mTherms) | 2029 TP Incr. Savings (MWh or mTherms) | 2030 TP Incr. Savings (MWh or mTherms) | 2031 TP Incr. Savings (MWh or mTherms) | 2032 TP Incr. Savings (MWh or mTherms) | 2033 TP Incr. Savings (MWh or mTherms) | 2034 TP Incr. Savings (MWh or mTherms) | 2035 TP Incr. Savings (MWh or mTherms) | 2036 TP Incr. Savings (MWh or mTherms) | 2037 TP Incr. Savings (MWh or mTherms) | 2038 TP Incr. Savings (MWh or mTherms) | 2039 TP Incr. Savings (MWh or mTherms) | 2040 TP Incr. Savings (MWh or mTherms) | 2041 TP Incr. Savings (MWh or mTherms) | 2042 TP Incr. Savings (MWh or mTherms) | 2043 TP Incr. Savings (MWh or mTherms) | 2044 TP Incr. Savings (MWh or mTherms) | 2045 TP Incr. Savings (MWh or mTherms) | 2046 TP Incr. Savings (MWh or mTherms) | 2047 TP Incr. Savings (MWh or mTherms) | 2048 TP Incr. Savings (MWh or mTherms) | 2049 TP Incr. Savings (MWh or mTherms) | 2024 TP Cumul. Savings (MWh or mTherms) | 2025 TP Cumul. Savings (MWh or mTherms) | 2026 TP Cumul. Savings (MWh or mTherms) | 2027 TP Cumul. Savings (MWh or mTherms) | 2028 TP Cumul. Savings (MWh or mTherms) | 2029 TP Cumul. Savings (MWh or mTherms) | 2030 TP Cumul. Savings (MWh or mTherms) | 2031 TP Cumul. Savings (MWh or mTherms) | 2032 TP Cumul. Savings (MWh or mTherms) | 2033 TP Cumul. Savings (MWh or mTherms) | 2034 TP Cumul. Savings (MWh or mTherms) | 2035 TP Cumul. Savings (MWh or mTherms) | 2036 TP Cumul. Savings (MWh or mTherms) | 2037 TP Cumul. Savings (MWh or mTherms) | 2038 TP Cumul. Savings (MWh or mTherms) | 2039 TP Cumul. Savings (MWh or mTherms) | 2040 TP Cumul. Savings (MWh or mTherms) | 2041 TP Cumul. Savings (MWh or mTherms) | 2042 TP Cumul. Savings (MWh or mTherms) | 2043 TP Cumul. Savings (MWh or mTherms) | 2044 TP Cumul. Savings (MWh or mTherms) | 2045 TP Cumul. Savings (MWh or mTherms) | 2046 TP Cumul. Savings (MWh or mTherms) | 2047 TP Cumul. Savings (MWh or mTherms) | 2048 TP Cumul. Savings (MWh or mTherms) | 2049 TP Cumul. Savings (MWh or mTherms) | 2024 TP Incr. Purchases | 2025 TP Incr. Purchases | 2026 TP Incr. Purchases | 2027 TP Incr. Purchases | 2028 TP Incr. Purchases | 2029 TP Incr. Purchases | 2030 TP Incr. Purchases | 2031 TP Incr. Purchases | 2032 TP Incr. Purchases | 2033 TP Incr. Purchases | 2034 TP Incr. Purchases | 2035 TP Incr. Purchases | 2036 TP Incr. Purchases | 2037 TP Incr. Purchases | 2038 TP Incr. Purchases | 2039 TP Incr. Purchases | 2040 TP Incr. Purchases | 2041 TP Incr. Purchases | 2042 TP Incr. Purchases | 2043 TP Incr. Purchases | 2044 TP Incr. Purchases | 2045 TP Incr. Purchases | 2046 TP Incr. Purchases | 2047 TP Incr. Purchases | 2048 TP Incr. Purchases | 2049 TP Incr. Purchases | 2024 TP Cumul. Purchases | 2025 TP Cumul. Purchases | 2026 TP Cumul. Purchases | 2027 TP Cumul. Purchases | 2028 TP Cumul. Purchases | 2029 TP Cumul. Purchases | 2030 TP Cumul. Purchases | 2031 TP Cumul. Purchases | 2032 TP Cumul. Purchases | 2033 TP Cumul. Purchases | 2034 TP Cumul. Purchases | 2035 TP Cumul. Purchases | 2036 TP Cumul. Purchases | 2037 TP Cumul. Purchases | 2038 TP Cumul. Purchases | 2039 TP Cumul. Purchases | 2040 TP Cumul. Purchases | 2041 TP Cumul. Purchases | 2042 TP Cumul. Purchases | 2043 TP Cumul. Purchases | 2044 TP Cumul. Purchases | 2045 TP Cumul. Purchases | 2046 TP Cumul. Purchases | 2047 TP Cumul. Purchases | 2048 TP Cumul. Purchases | 2049 TP Cumul. Purchases | 2024 ATP Incr. Savings (MWh or mTherms) | 2025 ATP Incr. Savings (MWh or mTherms) | 2026 ATP Incr. Savings (MWh or mTherms) | 2027 ATP Incr. Savings (MWh or mTherms) | 2028 ATP Incr. Savings (MWh or mTherms) | 2029 ATP Incr. Savings (MWh or mTherms) | 2030 ATP Incr. Savings (MWh or mTherms) | 2031 ATP Incr. Savings (MWh or mTherms) | 2032 ATP Incr. Savings (MWh or mTherms) | 2033 ATP Incr. Savings (MWh or mTherms) | 2034 ATP Incr. Savings (MWh or mTherms) | 2035 ATP Incr. Savings (MWh or mTherms) | 2036 ATP Incr. Savings (MWh or mTherms) | 2037 ATP Incr. Savings (MWh or mTherms) | 2038 ATP Incr. Savings (MWh or mTherms) | 2039 ATP Incr. Savings (MWh or mTherms) | 2040 ATP Incr. Savings (MWh or mTherms) | 2041 ATP Incr. Savings (MWh or mTherms) | 2042 ATP Incr. Savings (MWh or mTherms) | 2043 ATP Incr. Savings (MWh or mTherms) | 2044 ATP Incr. Savings (MWh or mTherms) | 2045 ATP Incr. Savings (MWh or mTherms) | 2046 ATP Incr. Savings (MWh or mTherms) | 2047 ATP Incr. Savings (MWh or mTherms) | 2048 ATP Incr. Savings (MWh or mTherms) | 2049 ATP Incr. Savings (MWh or mTherms) | 2024 ATP Cumul. Savings (MWh or mTherms) | 2025 ATP Cumul. Savings (MWh or mTherms) | 2026 ATP Cumul. Savings (MWh or mTherms) | 2027 ATP Cumul. Savings (MWh or mTherms) | 2028 ATP Cumul. Savings (MWh or mTherms) | 2029 ATP Cumul. Savings (MWh or mTherms) | 2030 ATP Cumul. Savings (MWh or mTherms) | 2031 ATP Cumul. Savings (MWh or mTherms) | 2032 ATP Cumul. Savings (MWh or mTherms) | 2033 ATP Cumul. Savings (MWh or mTherms) | 2034 ATP Cumul. Savings (MWh or mTherms) | 2035 ATP Cumul. Savings (MWh or mTherms) | 2036 ATP Cumul. Savings (MWh or mTherms) | 2037 ATP Cumul. Savings (MWh or mTherms) | 2038 ATP Cumul. Savings (MWh or mTherms) | 2039 ATP Cumul. Savings (MWh or mTherms) | 2040 ATP Cumul. Savings (MWh or mTherms) | 2041 ATP Cumul. Savings (MWh or mTherms) | 2042 ATP Cumul. Savings (MWh or mTherms) | 2043 ATP Cumul. Savings (MWh or mTherms) | 2044 ATP Cumul. Savings (MWh or mTherms) | 2045 ATP Cumul. Savings (MWh or mTherms) | 2046 ATP Cumul. Savings (MWh or mTherms) | 2047 ATP Cumul. Savings (MWh or mTherms) | 2048 ATP Cumul. Savings (MWh or mTherms) | 2049 ATP Cumul. Savings (MWh or mTherms) | 2024 ATP Incr. Purchases | 2025 ATP Incr. Purchases | 2026 ATP Incr. Purchases | 2027 ATP Incr. Purchases | 2028 ATP Incr. Purchases | 2029 ATP Incr. Purchases | 2030 ATP Incr. Purchases | 2031 ATP Incr. Purchases | 2032 ATP Incr. Purchases | 2033 ATP Incr. Purchases | 2034 ATP Incr. Purchases | 2035 ATP Incr. Purchases | 2036 ATP Incr. Purchases | 2037 ATP Incr. Purchases | 2038 ATP Incr. Purchases | 2039 ATP Incr. Purchases | 2040 ATP Incr. Purchases | 2041 ATP Incr. Purchases | 2042 ATP Incr. Purchases | 2043 ATP Incr. Purchases | 2044 ATP Incr. Purchases | 2045 ATP Incr. Purchases | 2046 ATP Incr. Purchases | 2047 ATP Incr. Purchases | 2048 ATP Incr. Purchases | 2049 ATP Incr. Purchases | 2024 ATP Cumul. Purchases | 2025 ATP Cumul. Purchases | 2026 ATP Cumul. Purchases | 2027 ATP Cumul. Purchases | 2028 ATP Cumul. Purchases | 2029 ATP Cumul. Purchases | 2030 ATP Cumul. Purchases | 2031 ATP Cumul. Purchases | 2032 ATP Cumul. Purchases | 2033 ATP Cumul. Purchases | 2034 ATP Cumul. Purchases | 2035 ATP Cumul. Purchases | 2036 ATP Cumul. Purchases | 2037 ATP Cumul. Purchases | 2038 ATP Cumul. Purchases | 2039 ATP Cumul. Purchases | 2040 ATP Cumul. Purchases | 2041 ATP Cumul. Purchases | 2042 ATP Cumul. Purchases | 2043 ATP Cumul. Purchases | 2044 ATP Cumul. Purchases | 2045 ATP Cumul. Purchases | 2046 ATP Cumul. Purchases | 2047 ATP Cumul. Purchases | 2048 ATP Cumul. Purchases | 2049 ATP Cumul. Purchases | 2024 TRC Incr. Savings (MWh or mTherms) | 2025 TRC Incr. Savings (MWh or mTherms) | 2026 TRC Incr. Savings (MWh or mTherms) | 2027 TRC Incr. Savings (MWh or mTherms) | 2028 TRC Incr. Savings (MWh or mTherms) | 2029 TRC Incr. Savings (MWh or mTherms) | 2030 TRC Incr. Savings (MWh or mTherms) | 2031 TRC Incr. Savings (MWh or mTherms) | 2032 TRC Incr. Savings (MWh or mTherms) | 2033 TRC Incr. Savings (MWh or mTherms) | 2034 TRC Incr. Savings (MWh or mTherms) | 2035 TRC Incr. Savings (MWh or mTherms) | 2036 TRC Incr. Savings (MWh or mTherms) | 2037 TRC Incr. Savings (MWh or mTherms) | 2038 TRC Incr. Savings (MWh or mTherms) | 2039 TRC Incr. Savings (MWh or mTherms) | 2040 TRC Incr. Savings (MWh or mTherms) | 2041 TRC Incr. Savings (MWh or mTherms) | 2042 TRC Incr. Savings (MWh or mTherms) | 2043 TRC Incr. Savings (MWh or mTherms) | 2044 TRC Incr. Savings (MWh or mTherms) | 2045 TRC Incr. Savings (MWh or mTherms) | 2046 TRC Incr. Savings (MWh or mTherms) | 2047 TRC Incr. Savings (MWh or mTherms) | 2048 TRC Incr. Savings (MWh or mTherms) | 2049 TRC Incr. Savings (MWh or mTherms) | 2024 TRC Cumul. Savings (MWh or mTherms) | 2025 TRC Cumul. Savings (MWh or mTherms) | 2026 TRC Cumul. Savings (MWh or mTherms) | 2027 TRC Cumul. Savings (MWh or mTherms) | 2028 TRC Cumul. Savings (MWh or mTherms) | 2029 TRC Cumul. Savings (MWh or mTherms) | 2030 TRC Cumul. Savings (MWh or mTherms) | 2031 TRC Cumul. Savings (MWh or mTherms) | 2032 TRC Cumul. Savings (MWh or mTherms) | 2033 TRC Cumul. Savings (MWh or mTherms) | 2034 TRC Cumul. Savings (MWh or mTherms) | 2035 TRC Cumul. Savings (MWh or mTherms) | 2036 TRC Cumul. Savings (MWh or mTherms) | 2037 TRC Cumul. Savings (MWh or mTherms) | 2038 TRC Cumul. Savings (MWh or mTherms) | 2039 TRC Cumul. Savings (MWh or mTherms) | 2040 TRC Cumul. Savings (MWh or mTherms) | 2041 TRC Cumul. Savings (MWh or mTherms) | 2042 TRC Cumul. Savings (MWh or mTherms) | 2043 TRC Cumul. Savings (MWh or mTherms) | 2044 TRC Cumul. Savings (MWh or mTherms) | 2045 TRC Cumul. Savings (MWh or mTherms) | 2046 TRC Cumul. Savings (MWh or mTherms) | 2047 TRC Cumul. Savings (MWh or mTherms) | 2048 TRC Cumul. Savings (MWh or mTherms) | 2049 TRC Cumul. Savings (MWh or mTherms) | 2024 TRC Incr. Purchases | 2025 TRC Incr. Purchases | 2026 TRC Incr. Purchases | 2027 TRC Incr. Purchases | 2028 TRC Incr. Purchases | 2029 TRC Incr. Purchases | 2030 TRC Incr. Purchases | 2031 TRC Incr. Purchases | 2032 TRC Incr. Purchases | 2033 TRC Incr. Purchases | 2034 TRC Incr. Purchases | 2035 TRC Incr. Purchases | 2036 TRC Incr. Purchases | 2037 TRC Incr. Purchases | 2038 TRC Incr. Purchases | 2039 TRC Incr. Purchases | 2040 TRC Incr. Purchases | 2041 TRC Incr. Purchases | 2042 TRC Incr. Purchases | 2043 TRC Incr. Purchases | 2044 TRC Incr. Purchases | 2045 TRC Incr. Purchases | 2046 TRC Incr. Purchases | 2047 TRC Incr. Purchases | 2048 TRC Incr. Purchases | 2049 TRC Incr. Purchases | 2024 TRC Cumul. Purchases | 2025 TRC Cumul. Purchases | 2026 TRC Cumul. Purchases | 2027 TRC Cumul. Purchases | 2028 TRC Cumul. Purchases | 2029 TRC Cumul. Purchases | 2030 TRC Cumul. Purchases | 2031 TRC Cumul. Purchases | 2032 TRC Cumul. Purchases | 2033 TRC Cumul. Purchases | 2034 TRC Cumul. Purchases | 2035 TRC Cumul. Purchases | 2036 TRC Cumul. Purchases | 2037 TRC Cumul. Purchases | 2038 TRC Cumul. Purchases | 2039 TRC Cumul. Purchases | 2040 TRC Cumul. Purchases | 2041 TRC Cumul. Purchases | 2042 TRC Cumul. Purchases | 2043 TRC Cumul. Purchases | 2044 TRC Cumul. Purchases | 2045 TRC Cumul. Purchases | 2046 TRC Cumul. Purchases | 2047 TRC Cumul. Purchases | 2048 TRC Cumul. Purchases | 2049 TRC Cumul. Purchases | 2024 UCT Incr. Savings (MWh or mTherms) | 2025 UCT Incr. Savings (MWh or mTherms) | 2026 UCT Incr. Savings (MWh or mTherms) | 2027 UCT Incr. Savings (MWh or mTherms) | 2028 UCT Incr. Savings (MWh or mTherms) | 2029 UCT Incr. Savings (MWh or mTherms) | 2030 UCT Incr. Savings (MWh or mTherms) | 2031 UCT Incr. Savings (MWh or mTherms) | 2032 UCT Incr. Savings (MWh or mTherms) | 2033 UCT Incr. Savings (MWh or mTherms) | 2034 UCT Incr. Savings (MWh or mTherms) | 2035 UCT Incr. Savings (MWh or mTherms) | 2036 UCT Incr. Savings (MWh or mTherms) | 2037 UCT Incr. Savings (MWh or mTherms) | 2038 UCT Incr. Savings (MWh or mTherms) | 2039 UCT Incr. Savings (MWh or mTherms) | 2040 UCT Incr. Savings (MWh or mTherms) | 2041 UCT Incr. Savings (MWh or mTherms) | 2042 UCT Incr. Savings (MWh or mTherms) | 2043 UCT Incr. Savings (MWh or mTherms) | 2044 UCT Incr. Savings (MWh or mTherms) | 2045 UCT Incr. Savings (MWh or mTherms) | 2046 UCT Incr. Savings (MWh or mTherms) | 2047 UCT Incr. Savings (MWh or mTherms) | 2048 UCT Incr. Savings (MWh or mTherms) | 2049 UCT Incr. Savings (MWh or mTherms) | 2024 UCT Cumul. Savings (MWh or mTherms) | 2025 UCT Cumul. Savings (MWh or mTherms) | 2026 UCT Cumul. Savings (MWh or mTherms) | 2027 UCT Cumul. Savings (MWh or mTherms) | 2028 UCT Cumul. Savings (MWh or mTherms) | 2029 UCT Cumul. Savings (MWh or mTherms) | 2030 UCT Cumul. Savings (MWh or mTherms) | 2031 UCT Cumul. Savings (MWh or mTherms) | 2032 UCT Cumul. Savings (MWh or mTherms) | 2033 UCT Cumul. Savings (MWh or mTherms) | 2034 UCT Cumul. Savings (MWh or mTherms) | 2035 UCT Cumul. Savings (MWh or mTherms) | 2036 UCT Cumul. Savings (MWh or mTherms) | 2037 UCT Cumul. Savings (MWh or mTherms) | 2038 UCT Cumul. Savings (MWh or mTherms) | 2039 UCT Cumul. Savings (MWh or mTherms) | 2040 UCT Cumul. Savings (MWh or mTherms) | 2041 UCT Cumul. Savings (MWh or mTherms) | 2042 UCT Cumul. Savings (MWh or mTherms) | 2043 UCT Cumul. Savings (MWh or mTherms) | 2044 UCT Cumul. Savings (MWh or mTherms) | 2045 UCT Cumul. Savings (MWh or mTherms) | 2046 UCT Cumul. Savings (MWh or mTherms) | 2047 UCT Cumul. Savings (MWh or mTherms) | 2048 UCT Cumul. Savings (MWh or mTherms) | 2049 UCT Cumul. Savings (MWh or mTherms) | 2024 UCT Incr. Purchases | 2025 UCT Incr. Purchases | 2026 UCT Incr. Purchases | 2027 UCT Incr. Purchases | 2028 UCT Incr. Purchases | 2029 UCT Incr. Purchases | 2030 UCT Incr. Purchases | 2031 UCT Incr. Purchases | 2032 UCT Incr. Purchases | 2033 UCT Incr. Purchases | 2034 UCT Incr. Purchases | 2035 UCT Incr. Purchases | 2036 UCT Incr. Purchases | 2037 UCT Incr. Purchases | 2038 UCT Incr. Purchases | 2039 UCT Incr. Purchases | 2040 UCT Incr. Purchases | 2041 UCT Incr. Purchases | 2042 UCT Incr. Purchases | 2043 UCT Incr. Purchases | 2044 UCT Incr. Purchases | 2045 UCT Incr. Purchases | 2046 UCT Incr. Purchases | 2047 UCT Incr. Purchases | 2048 UCT Incr. Purchases | 2049 UCT Incr. Purchases | 2024 UCT Cumul. Purchases | 2025 UCT Cumul. Purchases | 2026 UCT Cumul. Purchases | 2027 UCT Cumul. Purchases | 2028 UCT Cumul. Purchases | 2029 UCT Cumul. Purchases | 2030 UCT Cumul. Purchases | 2031 UCT Cumul. Purchases | 2032 UCT Cumul. Purchases | 2033 UCT Cumul. Purchases | 2034 UCT Cumul. Purchases | 2035 UCT Cumul. Purchases | 2036 UCT Cumul. Purchases | 2037 UCT Cumul. Purchases | 2038 UCT Cumul. Purchases | 2039 UCT Cumul. Purchases | 2040 UCT Cumul. Purchases | 2041 UCT Cumul. Purchases | 2042 UCT Cumul. Purchases | 2043 UCT Cumul. Purchases | 2044 UCT Cumul. Purchases | 2045 UCT Cumul. Purchases | 2046 UCT Cumul. Purchases | 2047 UCT Cumul. Purchases | 2048 UCT Cumul. Purchases | 2049 UCT Cumul. Purchases | 2024 TRC LCOE ($/kWh or $/therm) | 2025 TRC LCOE ($/kWh or $/therm) | 2026 TRC LCOE ($/kWh or $/therm) | 2027 TRC LCOE ($/kWh or $/therm) | 2028 TRC LCOE ($/kWh or $/therm) | 2029 TRC LCOE ($/kWh or $/therm) | 2030 TRC LCOE ($/kWh or $/therm) | 2031 TRC LCOE ($/kWh or $/therm) | 2032 TRC LCOE ($/kWh or $/therm) | 2033 TRC LCOE ($/kWh or $/therm) | 2034 TRC LCOE ($/kWh or $/therm) | 2035 TRC LCOE ($/kWh or $/therm) | 2036 TRC LCOE ($/kWh or $/therm) | 2037 TRC LCOE ($/kWh or $/therm) | 2038 TRC LCOE ($/kWh or $/therm) | 2039 TRC LCOE ($/kWh or $/therm) | 2040 TRC LCOE ($/kWh or $/therm) | 2041 TRC LCOE ($/kWh or $/therm) | 2042 TRC LCOE ($/kWh or $/therm) | 2043 TRC LCOE ($/kWh or $/therm) | 2044 TRC LCOE ($/kWh or $/therm) | 2045 TRC LCOE ($/kWh or $/therm) | 2046 TRC LCOE ($/kWh or $/therm) | 2047 TRC LCOE ($/kWh or $/therm) | 2048 TRC LCOE ($/kWh or $/therm) | 2049 TRC LCOE ($/kWh or $/therm) | 2024 UCT LCOE ($/kWh or $/therm) | 2025 UCT LCOE ($/kWh or $/therm) | 2026 UCT LCOE ($/kWh or $/therm) | 2027 UCT LCOE ($/kWh or $/therm) | 2028 UCT LCOE ($/kWh or $/therm) | 2029 UCT LCOE ($/kWh or $/therm) | 2030 UCT LCOE ($/kWh or $/therm) | 2031 UCT LCOE ($/kWh or $/therm) | 2032 UCT LCOE ($/kWh or $/therm) | 2033 UCT LCOE ($/kWh or $/therm) | 2034 UCT LCOE ($/kWh or $/therm) | 2035 UCT LCOE ($/kWh or $/therm) | 2036 UCT LCOE ($/kWh or $/therm) | 2037 UCT LCOE ($/kWh or $/therm) | 2038 UCT LCOE ($/kWh or $/therm) | 2039 UCT LCOE ($/kWh or $/therm) | 2040 UCT LCOE ($/kWh or $/therm) | 2041 UCT LCOE ($/kWh or $/therm) | 2042 UCT LCOE ($/kWh or $/therm) | 2043 UCT LCOE ($/kWh or $/therm) | 2044 UCT LCOE ($/kWh or $/therm) | 2045 UCT LCOE ($/kWh or $/therm) | 2046 UCT LCOE ($/kWh or $/therm) | 2047 UCT LCOE ($/kWh or $/therm) | 2048 UCT LCOE ($/kWh or $/therm) | 2049 UCT LCOE ($/kWh or $/therm)
WA_Industrial_Food Products_Existing_Space Heating_Natural Gas_Furnace_A | WA | Industrial | Food Products | Existing | Space Heating | Natural Gas | Furnace | A | IE1 | AFUE 91% (2023 WA State Code Compliant) | AFUE 96% | 23 | 138.7616 | 0 | 0 | 667.74 | 0 | 0 | 0 | 667.7377 | 734.5115 | 140 kBtu/hr | 33.46% | 30% | Turnover | LO12Med | 25.42% | TBD | 0.2% | 98.5784 |  | 105.0024 |  | 0.0043098 | EIA 2018 Tech Forecast | 2015 DOE Commercial Warm Air Furnace TSD - EERE-2013-BT-STD-0021-0050 | AEG BEST | AFUE 80% (Standard) | AFUE 80% (Standard) | AFUE 80% (Standard) | AFUE 80% (Standard) | AFUE 80% (Standard) | AFUE 91% (2023 WA State Code Compliant) | AFUE 91% (2023 WA State Code Compliant) | AFUE 91% (2023 WA State Code Compliant) | AFUE 91% (2023 WA State Code Compliant) | AFUE 91% (2023 WA State Code Compliant) | AFUE 91% (2023 WA State Code Compliant) | AFUE 91% (2023 WA State Code Compliant) | AFUE 91% (2023 WA State Code Compliant) | AFUE 91% (2023 WA State Code Compliant) | AFUE 91% (2023 WA State Code Compliant) | AFUE 91% (2023 WA State Code Compliant) | AFUE 91% (2023 WA State Code Compliant) | AFUE 91% (2023 WA State Code Compliant) | AFUE 91% (2023 WA State Code Compliant) | AFUE 91% (2023 WA State Code Compliant) | AFUE 91% (2023 WA State Code Compliant) | AFUE 91% (2023 WA State Code Compliant) | AFUE 91% (2023 WA State Code Compliant) | AFUE 91% (2023 WA State Code Compliant) | AFUE 91% (2023 WA State Code Compliant) | AFUE 91% (2023 WA State Code Compliant) | AFUE 91% (2023 WA State Code Compliant) | AFUE 91% (2023 WA State Code Compliant) | AFUE 91% (2023 WA State Code Compliant) | AFUE 91% (2023 WA State Code Compliant) | AFUE 91% (2023 WA State Code Compliant) | AFUE 96% | AFUE 96% | AFUE 96% | AFUE 96% | AFUE 96% | AFUE 96% | AFUE 96% | AFUE 96% | AFUE 96% | AFUE 96% | AFUE 96% | AFUE 96% | AFUE 96% | AFUE 96% | AFUE 96% | AFUE 96% | AFUE 96% | AFUE 96% | AFUE 96% | AFUE 96% | AFUE 96% | AFUE 96% | AFUE 96% | AFUE 96% | AFUE 96% | AFUE 96% | AFUE 96% | AFUE 96% | AFUE 96% | AFUE 96% | AFUE 96% | 667.74 | 667.74 | 667.74 | 667.74 | 667.74 | -828.69 | -828.69 | -828.69 | -828.69 | -828.69 | -828.69 | -828.69 | -828.69 | -828.69 | -828.69 | -828.69 | -828.69 | -828.69 | -828.69 | -828.69 | -828.69 | -828.69 | -828.69 | -828.6875 | -828.6875 | -828.6875 | -828.6875 | -828.6875 | -828.6875 | -828.6875 | -828.6875 | 0 | 505.0924 | 505.0924 | 505.0924 | 505.0924 | 138.7616 | 138.7616 | 799.267 | 799.267 | 799.267 | 799.267 | 799.267 | 799.267 | 799.267 | 799.267 | 799.267 | 799.267 | 799.267 | 799.267 | 799.267 | 799.267 | 799.267 | 799.267 | 799.267 | 799.267 | 799.267 | 799.267 | 799.267 | 799.267 | 799.267 | 799.267 | 0.050131 | 0.052198 | 0.2176 | 0.22847 | 0.23729 | 0.23564 | 0.24111 | 0.22647 | 0.20976 | 0.22075 | 0.18404 | 0.174 | 0.1622 | 0.1513 | 0.16127 | 0.15679 | 0.15975 | 0.17095 | 0.17378 | 0.17685 | 0.18011 | 0.18377 | 0.18766 | 0.28875 | 0.30066 | 0.2176 | 0.050131 | 0.10233 | 0.31993 | 0.5484 | 0.78569 | 1.0213 | 1.2624 | 1.4889 | 1.6987 | 1.9194 | 2.1035 | 2.2775 | 2.4397 | 2.591 | 2.7522 | 2.909 | 3.0688 | 3.2397 | 3.4135 | 3.5903 | 3.7705 | 3.9542 | 4.1419 | 0 | 0 | 0 | 0.36127 | 0.37617 | 0.27225 | 0.28584 | 0.29688 | 0.29482 | 0.30167 | 0.28335 | 0.26244 | 0.27619 | 0.23026 | 0.2177 | 0.20294 | 0.1893 | 0.20177 | 0.19617 | 0.19987 | 0.21388 | 0.21742 | 0.22127 | 0.22535 | 0.22992 | 0.23479 | 0.36127 | 0.37617 | 0.27225 | 0.36127 | 0.73744 | 1.0097 | 1.2955 | 1.5924 | 1.8872 | 2.1889 | 2.4723 | 2.7347 | 3.0109 | 3.2411 | 3.4588 | 3.6618 | 3.8511 | 4.0529 | 4.249 | 4.4489 | 4.6628 | 4.8802 | 5.1015 | 5.3268 | 5.5567 | 5.7915 | 5.7915 | 5.7915 | 5.7915 | 0.0013982 | 0.0029116 | 0.018207 | 0.025488 | 0.03309 | 0.038776 | 0.044518 | 0.045453 | 0.044795 | 0.04941 | 0.042708 | 0.041524 | 0.039562 | 0.03754 | 0.040556 | 0.039852 | 0.040608 | 0.043455 | 0.044176 | 0.044956 | 0.045786 | 0.046862 | 0.047853 | 0.048766 | 0.055903 | 0.060691 | 0.0013982 | 0.0043098 | 0.0074708 | 0.011896 | 0.017641 | 0.024373 | 0.032101 | 0.039992 | 0.047769 | 0.056348 | 0.063762 | 0.070971 | 0.07784 | 0.084357 | 0.091398 | 0.098317 | 0.10537 | 0.11291 | 0.12058 | 0.12839 | 0.13633 | 0.14447 | 0.15278 | 0 | 0 | 0 | 0.010076 | 0.020983 | 0.02278 | 0.031889 | 0.041401 | 0.048514 | 0.055699 | 0.056868 | 0.056046 | 0.06182 | 0.053434 | 0.051952 | 0.049498 | 0.046968 | 0.050741 | 0.049861 | 0.050806 | 0.054368 | 0.05527 | 0.056247 | 0.057285 | 0.058631 | 0.059871 | 0.061014 | 0.069943 | 0.075933 | 0.010076 | 0.031059 | 0.053839 | 0.085728 | 0.12713 | 0.17564 | 0.23134 | 0.28821 | 0.34426 | 0.40607 | 0.45951 | 0.51146 | 0.56096 | 0.60793 | 0.65867 | 0.70853 | 0.75934 | 0.8137 | 0.86897 | 0.92522 | 0.98251 | 1.0411 | 1.101 | 1.1284 | 1.1284 | 1.1284 | 0.0013982 | 0.0029116 | 0.003161 | 0.004425 | 0.0057449 | 0.0067319 | 0.0077288 | 0.0078911 | 0.007777 | 0.0085782 | 0.0074146 | 0.007209 | 0.0068684 | 0.0065173 | 0.007041 | 0.0069188 | 0.0070499 | 0.0075443 | 0.0076694 | 0.0078049 | 0.0079489 | 0.0081357 | 0.0083078 | 0.0084664 | 0.0097054 | 0.010537 | 0.0013982 | 0.0043098 | 0.0074708 | 0.011896 | 0.017641 | 0.024373 | 0.032101 | 0.039992 | 0.047769 | 0.056348 | 0.063762 | 0.070971 | 0.07784 | 0.084357 | 0.091398 | 0.098317 | 0.10537 | 0.11291 | 0.12058 | 0.12839 | 0.13633 | 0.14447 | 0.15278 | 0 | 0 | 0 | 0.010076 | 0.020983 | 0.02278 | 0.031889 | 0.041401 | 0.048514 | 0.055699 | 0.056868 | 0.056046 | 0.06182 | 0.053434 | 0.051952 | 0.049498 | 0.046968 | 0.050741 | 0.049861 | 0.050806 | 0.054368 | 0.05527 | 0.056247 | 0.057285 | 0.058631 | 0.059871 | 0.061014 | 0.069943 | 0.075933 | 0.010076 | 0.031059 | 0.053839 | 0.085728 | 0.12713 | 0.17564 | 0.23134 | 0.28821 | 0.34426 | 0.40607 | 0.45951 | 0.51146 | 0.56096 | 0.60793 | 0.65867 | 0.70853 | 0.75934 | 0.8137 | 0.86897 | 0.92522 | 0.98251 | 1.0411 | 1.101 | 1.1284 | 1.1284 | 1.1284 | 0.0013982 | 0.0029116 | 0.003161 | 0.004425 | 0.0057449 | 0.0067319 | 0.0077288 | 0.0078911 | 0.007777 | 0.0085782 | 0.0074146 | 0.007209 | 0.0068684 | 0.0065173 | 0.007041 | 0.0069188 | 0.0070499 | 0.0075443 | 0.0076694 | 0.0078049 | 0.0079489 | 0.0081357 | 0.0083078 | 0.0084664 | 0.0097054 | 0.010537 | 0.0013982 | 0.0043098 | 0.0074708 | 0.011896 | 0.017641 | 0.024373 | 0.032101 | 0.039992 | 0.047769 | 0.056348 | 0.063762 | 0.070971 | 0.07784 | 0.084357 | 0.091398 | 0.098317 | 0.10537 | 0.11291 | 0.12058 | 0.12839 | 0.13633 | 0.14447 | 0.15278 | 0 | 0 | 0 | 0.010076 | 0.020983 | 0.02278 | 0.031889 | 0.041401 | 0.048514 | 0.055699 | 0.056868 | 0.056046 | 0.06182 | 0.053434 | 0.051952 | 0.049498 | 0.046968 | 0.050741 | 0.049861 | 0.050806 | 0.054368 | 0.05527 | 0.056247 | 0.057285 | 0.058631 | 0.059871 | 0.061014 | 0.069943 | 0.075933 | 0.010076 | 0.031059 | 0.053839 | 0.085728 | 0.12713 | 0.17564 | 0.23134 | 0.28821 | 0.34426 | 0.40607 | 0.45951 | 0.51146 | 0.56096 | 0.60793 | 0.65867 | 0.70853 | 0.75934 | 0.8137 | 0.86897 | 0.92522 | 0.98251 | 1.0411 | 1.101 | 1.1284 | 1.1284 | 1.1284 | 61.8107 | 61.8107 | 61.8107 | 61.8107 | 61.8107 | 61.8107 | 61.8107 | 61.8107 | 61.8107 | 61.8107 | 61.8107 | 61.8107 | 61.8107 | 61.8107 | 61.8107 | 61.8107 | 61.8107 | 61.8107 | 61.8105 | 61.8105 | 61.8105 | 61.8105 | 61.8105 | 61.8105 | 61.8105 | 61.8105 | 65.8387 | 65.8387 | 65.8387 | 65.8387 | 65.8387 | 65.8387 | 65.8387 | 65.8387 | 65.8387 | 65.8387 | 65.8387 | 65.8387 | 65.8387 | 65.8387 | 65.8387 | 65.8387 | 65.8387 | 65.8387 | 65.8385 | 65.8385 | 65.8385 | 65.8385 | 65.8385 | 65.8385 | 65.8385 | 65.8385
WA_Industrial_Food Products_Existing_Space Heating_Natural Gas_Boiler_A | WA | Industrial | Food Products | Existing | Space Heating | Natural Gas | Boiler | A | IE2 | TE 94% (ENERGY STAR 1.0) | Convert to Gas-Fired ASHP | 25 | 5375.3 | 0 | 0 | 86650.46 | -1334.36 | 0 | 0 | 20347.2112 | 22381.9323 | 513.550054507209 kBtu/hr | 41.94% | 100% | Turnover | LO50Fast | 85% | TBD | 0.2% | 881.5968 |  | 440.0561 |  | 0.22315 | RTF Wkbk - ComGasBoilersUES_v2.1 | CE_EWR Measure Cost Benchmarking - 02.08.23 | AEG BEST | TE 80% | TE 80% | TE 80% | TE 80% | TE 80% | TE 94% (ENERGY STAR 1.0) | TE 94% (ENERGY STAR 1.0) | TE 94% (ENERGY STAR 1.0) | TE 94% (ENERGY STAR 1.0) | TE 94% (ENERGY STAR 1.0) | TE 94% (ENERGY STAR 1.0) | TE 94% (ENERGY STAR 1.0) | TE 94% (ENERGY STAR 1.0) | TE 94% (ENERGY STAR 1.0) | TE 94% (ENERGY STAR 1.0) | TE 94% (ENERGY STAR 1.0) | TE 94% (ENERGY STAR 1.0) | TE 94% (ENERGY STAR 1.0) | TE 94% (ENERGY STAR 1.0) | TE 94% (ENERGY STAR 1.0) | TE 94% (ENERGY STAR 1.0) | TE 94% (ENERGY STAR 1.0) | TE 94% (ENERGY STAR 1.0) | TE 94% (ENERGY STAR 1.0) | TE 94% (ENERGY STAR 1.0) | TE 94% (ENERGY STAR 1.0) | TE 94% (ENERGY STAR 1.0) | TE 94% (ENERGY STAR 1.0) | TE 94% (ENERGY STAR 1.0) | TE 94% (ENERGY STAR 1.0) | TE 94% (ENERGY STAR 1.0) | Convert to Gas-Fired ASHP | Convert to Gas-Fired ASHP | Convert to Gas-Fired ASHP | Convert to Gas-Fired ASHP | Convert to Gas-Fired ASHP | Convert to Gas-Fired ASHP | Convert to Gas-Fired ASHP | Convert to Gas-Fired ASHP | Convert to Gas-Fired ASHP | Convert to Gas-Fired ASHP | Convert to Gas-Fired ASHP | Convert to Gas-Fired ASHP | Convert to Gas-Fired ASHP | Convert to Gas-Fired ASHP | Convert to Gas-Fired ASHP | Convert to Gas-Fired ASHP | Convert to Gas-Fired ASHP | Convert to Gas-Fired ASHP | Convert to Gas-Fired ASHP | Convert to Gas-Fired ASHP | Convert to Gas-Fired ASHP | Convert to Gas-Fired ASHP | Convert to Gas-Fired ASHP | TE 98% | TE 98% | TE 98% | TE 98% | TE 98% | TE 98% | TE 98% | TE 98% | 86650.46 | 86650.46 | 86650.46 | 86650.46 | 86650.46 | 71785.75 | 71785.75 | 71785.75 | 71785.75 | 71785.75 | 71785.75 | 71785.75 | 71785.75 | 71785.75 | 71785.75 | 71785.75 | 71785.75 | 71785.75 | 71785.75 | 71785.75 | 71785.75 | 71785.75 | 71785.75 | 3619.8414 | 3619.8414 | 3619.8414 | 3619.8414 | 3619.8414 | 3619.8414 | 3619.8414 | 3619.8414 | 0 | 8772.191 | 8772.191 | 8772.191 | 8772.191 | 5375.3 | 5375.3 | 5375.3 | 5375.3 | 5375.3 | 5375.3 | 5375.3 | 5375.3 | 5375.3 | 5375.3 | 5375.3 | 5375.3 | 5375.3 | 5375.3 | 5375.3 | 5375.3 | 5375.3 | 5375.3 | 5375.3 | 5375.3 | 5375.3 | 5375.3 | 5375.3 | 5375.3 | 5375.3 | 5375.3 | 0.23575 | 0.23703 | 0.23692 | 0.24221 | 0.24545 | 0.23706 | 0.23727 | 0.23757 | 0.2345 | 0.26333 | 0.23346 | 0.23494 | 0.23328 | 0.23162 | 0.24058 | 0.2314 | 0.24717 | 0.24056 | 0.23492 | 0.23968 | 0.23486 | 0.23076 | 0.22729 | 0.22467 | 0.22266 | 0.23575 | 0.23575 | 0.47278 | 0.7097 | 0.95191 | 1.1974 | 1.4344 | 1.6717 | 1.9093 | 2.1438 | 2.4071 | 2.6405 | 2.8755 | 3.1088 | 3.3404 | 3.581 | 3.8124 | 4.0595 | 4.3001 | 4.535 | 4.7747 | 5.0096 | 5.2403 | 5.4676 | 0 | 0 | 0 | 0.043857 | 0.044097 | 0.044075 | 0.045059 | 0.045663 | 0.044101 | 0.044141 | 0.044197 | 0.043625 | 0.048988 | 0.043433 | 0.043707 | 0.043398 | 0.04309 | 0.044757 | 0.043048 | 0.045983 | 0.044754 | 0.043703 | 0.044588 | 0.043693 | 0.04293 | 0.042285 | 0.041797 | 0.041424 | 0.043857 | 0.043857 | 0.087954 | 0.13203 | 0.17709 | 0.22275 | 0.26685 | 0.31099 | 0.35519 | 0.39882 | 0.4478 | 0.49124 | 0.53494 | 0.57834 | 0.62143 | 0.66619 | 0.70924 | 0.75522 | 0.79997 | 0.84368 | 0.88827 | 0.93196 | 0.97489 | 1.0172 | 1.059 | 1.1004 | 1.1004 | 0.090173 | 0.13298 | 0.1611 | 0.18323 | 0.19811 | 0.19733 | 0.20018 | 0.2015 | 0.19927 | 0.22383 | 0.19844 | 0.1997 | 0.19829 | 0.19688 | 0.2045 | 0.19669 | 0.2101 | 0.20448 | 0.19968 | 0.20373 | 0.19963 | 0.19615 | 0.1932 | 0.19097 | 0.18926 | 0.18752 | 0.090173 | 0.22315 | 0.38425 | 0.56748 | 0.76559 | 0.96292 | 1.1631 | 1.3646 | 1.5639 | 1.7877 | 1.9861 | 2.1858 | 2.3841 | 2.581 | 2.7855 | 2.9822 | 3.1923 | 3.3968 | 3.4262 | 3.4562 | 3.4856 | 3.5146 | 3.543 | 0 | 0 | 0 | 0.016775 | 0.024738 | 0.029971 | 0.034087 | 0.036855 | 0.03671 | 0.03724 | 0.037486 | 0.037072 | 0.04164 | 0.036918 | 0.037151 | 0.036888 | 0.036626 | 0.038044 | 0.036591 | 0.039086 | 0.03804 | 0.037148 | 0.0379 | 0.037139 | 0.036491 | 0.035942 | 0.035527 | 0.03521 | 0.034885 | 0.016775 | 0.041514 | 0.071485 | 0.10557 | 0.14243 | 0.17914 | 0.21638 | 0.25386 | 0.29094 | 0.33258 | 0.36949 | 0.40664 | 0.44353 | 0.48016 | 0.5182 | 0.55479 | 0.59388 | 0.63192 | 0.66907 | 0.70697 | 0.74411 | 0.7806 | 0.81654 | 0.85207 | 0.88728 | 0.90539 | 0 | 0 | 0 | 0 | 0 | 0 | 0 | 0 | 0 | 0 | 0 | 0 | 0 | 0 | 0 | 0 | 0 | 0 | 0.013244 | 0.019818 | 0.02354 | 0.025731 | 0.027039 | 0.027565 | 0.027688 | 0.027579 | 0 | 0 | 0 | 0 | 0 | 0 | 0 | 0 | 0 | 0 | 0 | 0 | 0 | 0 | 0 | 0 | 0 | 0 | 0.013244 | 0.033062 | 0.056602 | 0.082333 | 0.10937 | 0 | 0 | 0 | 0 | 0 | 0 | 0 | 0 | 0 | 0 | 0 | 0 | 0 | 0 | 0 | 0 | 0 | 0 | 0 | 0 | 0 | 0.016717 | 0.025014 | 0.029711 | 0.032477 | 0.034129 | 0.034792 | 0.034947 | 0.03481 | 0 | 0 | 0 | 0 | 0 | 0 | 0 | 0 | 0 | 0 | 0 | 0 | 0 | 0 | 0 | 0 | 0 | 0 | 0.016717 | 0.041731 | 0.071442 | 0.10392 | 0.13805 | 0.17284 | 0.20779 | 0.2426 | 0.090173 | 0.13298 | 0.1611 | 0.18323 | 0.19811 | 0.19733 | 0.20018 | 0.2015 | 0.19927 | 0.22383 | 0.19844 | 0.1997 | 0.19829 | 0.19688 | 0.2045 | 0.19669 | 0.2101 | 0.20448 | 0.029431 | 0.030028 | 0.029424 | 0.028911 | 0.028476 | 0.028148 | 0.027896 | 0.027639 | 0.090173 | 0.22315 | 0.38425 | 0.56748 | 0.76559 | 0.96292 | 1.1631 | 1.3646 | 1.5639 | 1.7877 | 1.9861 | 2.1858 | 2.3841 | 2.581 | 2.7855 | 2.9822 | 3.1923 | 3.3968 | 3.4262 | 3.4562 | 3.4856 | 3.5146 | 3.543 | 0 | 0 | 0 | 0.016775 | 0.024738 | 0.029971 | 0.034087 | 0.036855 | 0.03671 | 0.03724 | 0.037486 | 0.037072 | 0.04164 | 0.036918 | 0.037151 | 0.036888 | 0.036626 | 0.038044 | 0.036591 | 0.039086 | 0.03804 | 0.037148 | 0.0379 | 0.037139 | 0.036491 | 0.035942 | 0.035527 | 0.03521 | 0.034885 | 0.016775 | 0.041514 | 0.071485 | 0.10557 | 0.14243 | 0.17914 | 0.21638 | 0.25386 | 0.29094 | 0.33258 | 0.36949 | 0.40664 | 0.44353 | 0.48016 | 0.5182 | 0.55479 | 0.59388 | 0.63192 | 0.66907 | 0.70697 | 0.74411 | 0.7806 | 0.81654 | 0.85207 | 0.88728 | 0.90539 | 913.9318 | 913.9318 | 913.9318 | 913.9318 | 913.9318 | 913.9318 | 913.9318 | 913.9318 | 913.9318 | 913.9318 | 913.9318 | 913.9318 | 913.9318 | 913.9318 | 913.9318 | 913.9318 | 913.9318 | 913.9318 | -1072.532 | -1072.532 | -1072.532 | -1072.532 | -1072.532 | -1072.532 | -1072.532 | -1072.532 | 458.3736 | 458.3736 | 458.3736 | 458.3736 | 458.3736 | 458.3736 | 458.3736 | 458.3736 | 458.3736 | 458.3736 | 458.3736 | 458.3736 | 458.3736 | 458.3736 | 458.3736 | 458.3736 | 458.3736 | 458.3736 | 156.8181 | 156.8181 | 156.8181 | 156.8181 | 156.8181 | 156.8181 | 156.8181 | 156.8181
WA_Industrial_Food Products_Existing_Space Heating_Natural Gas_Unit Heater_A | WA | Industrial | Food Products | Existing | Space Heating | Natural Gas | Unit Heater | A | IE3 | Condensing | Infrared Radiant | 12 | 15772.4108 | 0 | 0 | 78394.64 | 0 | 0 | 0 | 78394.6374 | 86234.1011 | 120 kBtu/Hr | 21.83% | 100% | Turnover | LO12Med | 84.73% | TBD | 0.2% | -137.9153 |  | 246.3446 |  | 0.080906 | IL TRM v11 - 4.4.5 (Adjusted for WA Climate) | CNGC Program Data | IL TRM v11 - 4.4.5 (Adjusted for WA Climate) | Standard | Standard | Standard | Standard | Standard | Condensing | Condensing | Condensing | Condensing | Condensing | Condensing | Condensing | Condensing | Condensing | Condensing | Condensing | Condensing | Condensing | Condensing | Condensing | Condensing | Condensing | Condensing | Condensing | Condensing | Condensing | Condensing | Condensing | Condensing | Condensing | Condensing | Infrared Radiant | Infrared Radiant | Infrared Radiant | Infrared Radiant | Infrared Radiant | Infrared Radiant | Infrared Radiant | Infrared Radiant | Infrared Radiant | Infrared Radiant | Infrared Radiant | Infrared Radiant | Infrared Radiant | Infrared Radiant | Infrared Radiant | Infrared Radiant | Infrared Radiant | Infrared Radiant | Infrared Radiant | Infrared Radiant | Infrared Radiant | Infrared Radiant | Infrared Radiant | Infrared Radiant | Infrared Radiant | Infrared Radiant | Infrared Radiant | Infrared Radiant | Infrared Radiant | Infrared Radiant | Infrared Radiant | 78394.64 | 78394.64 | 78394.64 | 78394.64 | 78394.64 | -158314.4 | -158314.4 | -158314.4 | -158314.4 | -158314.4 | -158314.4 | -158314.4 | -158314.4 | -158314.4 | -158314.4 | -158314.4 | -158314.4 | -158314.4 | -158314.4 | -158314.4 | -158314.4 | -158314.4 | -158314.4 | -158314.4034 | -158314.4034 | -158314.4034 | -158314.4034 | -158314.4034 | -158314.4034 | -158314.4034 | -158314.4034 | 0 | 28641.12 | 28641.12 | 28641.12 | 28641.12 | 15772.4108 | 15772.4108 | 15772.4108 | 15772.4108 | 15772.4108 | 15772.4108 | 15772.4108 | 15772.4108 | 15772.4108 | 15772.4108 | 15772.4108 | 15772.4108 | 15772.4108 | 15772.4108 | 15772.4108 | 15772.4108 | 15772.4108 | 15772.4108 | 15772.4108 | 15772.4108 | 15772.4108 | 15772.4108 | 15772.4108 | 15772.4108 | 15772.4108 | 15772.4108 | 0.23401 | 0.31812 | 0.40985 | 0.52386 | 0.64065 | 0.71464 | 0.80525 | 0.89215 | 0.96345 | 1.1784 | 1.1684 | 1.2531 | 1.1798 | 1.1295 | 1.1347 | 1.1013 | 1.2064 | 1.1052 | 1.1309 | 1.1818 | 1.2279 | 1.277 | 1.2984 | 1.3119 | 1.3212 | 1.3231 | 0.23401 | 0.55213 | 0.96199 | 1.4858 | 2.1265 | 2.8411 | 3.6464 | 4.5385 | 5.502 | 6.6804 | 7.8488 | 9.1019 | 10.0476 | 10.859 | 11.5839 | 12.1613 | 12.727 | 13.1176 | 13.4433 | 13.7329 | 13.9973 | 14.096 | 14.2259 | 0 | 0 | 0 | 0.014837 | 0.02017 | 0.025986 | 0.033214 | 0.040619 | 0.04531 | 0.051054 | 0.056564 | 0.061085 | 0.07471 | 0.07408 | 0.079449 | 0.074799 | 0.071614 | 0.071942 | 0.069825 | 0.076487 | 0.070072 | 0.071702 | 0.074926 | 0.077851 | 0.080967 | 0.082319 | 0.083175 | 0.083767 | 0.083885 | 0.014837 | 0.035006 | 0.060992 | 0.094206 | 0.13482 | 0.18013 | 0.23119 | 0.28775 | 0.34884 | 0.42355 | 0.49763 | 0.57708 | 0.63704 | 0.68848 | 0.73444 | 0.77105 | 0.80692 | 0.83168 | 0.85233 | 0.87069 | 0.88746 | 0.89371 | 0.90195 | 0.90568 | 0.91465 | 0.92692 | 0.021756 | 0.059151 | 0.11431 | 0.19481 | 0.2978 | 0.39199 | 0.49559 | 0.59685 | 0.68582 | 0.87919 | 0.90381 | 0.99679 | 0.95916 | 0.93418 | 0.95119 | 0.93309 | 1.0222 | 0.93649 | 0.95828 | 1.0014 | 1.0405 | 1.0855 | 1.1036 | 1.1151 | 1.123 | 1.1246 | 0.021756 | 0.080906 | 0.19522 | 0.39003 | 0.68783 | 1.0798 | 1.5754 | 2.1723 | 2.8581 | 3.7373 | 4.6411 | 5.6379 | 6.5753 | 7.4503 | 8.2872 | 9.0255 | 9.7499 | 10.2944 | 10.757 | 11.1616 | 11.5162 | 11.7225 | 11.9223 | 0 | 0 | 0 | 0.0013794 | 0.0037503 | 0.0072475 | 0.012351 | 0.018881 | 0.024853 | 0.031422 | 0.037841 | 0.043483 | 0.055742 | 0.057303 | 0.063199 | 0.060812 | 0.059229 | 0.060307 | 0.05916 | 0.064809 | 0.059375 | 0.060757 | 0.063489 | 0.065968 | 0.068822 | 0.069971 | 0.070699 | 0.071202 | 0.071303 | 0.0013794 | 0.0051296 | 0.012377 | 0.024728 | 0.04361 | 0.068463 | 0.099884 | 0.13773 | 0.18121 | 0.23695 | 0.29425 | 0.35745 | 0.41689 | 0.47236 | 0.52542 | 0.57223 | 0.61816 | 0.65268 | 0.68202 | 0.70766 | 0.73015 | 0.74323 | 0.7559 | 0.7634 | 0.77379 | 0.78586 | 0.021756 | 0.059151 | 0.11431 | 0.19481 | 0.2978 | 0.39199 | 0.49559 | 0.59685 | 0.68582 | 0.87919 | 0.90381 | 0.99679 | 0.95916 | 0.93418 | 0.95119 | 0.93309 | 1.0222 | 0.93649 | 0.95828 | 1.0014 | 1.0405 | 1.0855 | 1.1036 | 1.1151 | 1.123 | 1.1246 | 0.021756 | 0.080906 | 0.19522 | 0.39003 | 0.68783 | 1.0798 | 1.5754 | 2.1723 | 2.8581 | 3.7373 | 4.6411 | 5.6379 | 6.5753 | 7.4503 | 8.2872 | 9.0255 | 9.7499 | 10.2944 | 10.757 | 11.1616 | 11.5162 | 11.7225 | 11.9223 | 0 | 0 | 0 | 0.0013794 | 0.0037503 | 0.0072475 | 0.012351 | 0.018881 | 0.024853 | 0.031422 | 0.037841 | 0.043483 | 0.055742 | 0.057303 | 0.063199 | 0.060812 | 0.059229 | 0.060307 | 0.05916 | 0.064809 | 0.059375 | 0.060757 | 0.063489 | 0.065968 | 0.068822 | 0.069971 | 0.070699 | 0.071202 | 0.071303 | 0.0013794 | 0.0051296 | 0.012377 | 0.024728 | 0.04361 | 0.068463 | 0.099884 | 0.13773 | 0.18121 | 0.23695 | 0.29425 | 0.35745 | 0.41689 | 0.47236 | 0.52542 | 0.57223 | 0.61816 | 0.65268 | 0.68202 | 0.70766 | 0.73015 | 0.74323 | 0.7559 | 0.7634 | 0.77379 | 0.78586 | 0.021756 | 0.059151 | 0.11431 | 0.19481 | 0.2978 | 0.39199 | 0.49559 | 0.59685 | 0.68582 | 0.87919 | 0.90381 | 0.99679 | 0.95916 | 0.93418 | 0.95119 | 0.93309 | 1.0222 | 0.93649 | 0.95828 | 1.0014 | 1.0405 | 1.0855 | 1.1036 | 1.1151 | 1.123 | 1.1246 | 0.021756 | 0.080906 | 0.19522 | 0.39003 | 0.68783 | 1.0798 | 1.5754 | 2.1723 | 2.8581 | 3.7373 | 4.6411 | 5.6379 | 6.5753 | 7.4503 | 8.2872 | 9.0255 | 9.7499 | 10.2944 | 10.757 | 11.1616 | 11.5162 | 11.7225 | 11.9223 | 0 | 0 | 0 | 0.0013794 | 0.0037503 | 0.0072475 | 0.012351 | 0.018881 | 0.024853 | 0.031422 | 0.037841 | 0.043483 | 0.055742 | 0.057303 | 0.063199 | 0.060812 | 0.059229 | 0.060307 | 0.05916 | 0.064809 | 0.059375 | 0.060757 | 0.063489 | 0.065968 | 0.068822 | 0.069971 | 0.070699 | 0.071202 | 0.071303 | 0.0013794 | 0.0051296 | 0.012377 | 0.024728 | 0.04361 | 0.068463 | 0.099884 | 0.13773 | 0.18121 | 0.23695 | 0.29425 | 0.35745 | 0.41689 | 0.47236 | 0.52542 | 0.57223 | 0.61816 | 0.65268 | 0.68202 | 0.70766 | 0.73015 | 0.74323 | 0.7559 | 0.7634 | 0.77379 | 0.78586 | -265.2069 | -265.2069 | -265.2069 | -265.2069 | -265.2069 | -265.2069 | -265.2069 | -265.2069 | -265.2069 | -265.2069 | -265.2069 | -265.2069 | -265.2069 | -265.2069 | -265.2069 | -265.2069 | -265.2069 | -265.2069 | -265.2069 | -265.2069 | -265.2069 | -265.2069 | -265.2069 | -265.2069 | -265.2069 | -265.2069 | 168.0233 | 168.0233 | 168.0233 | 168.0233 | 168.0233 | 168.0233 | 168.0233 | 168.0233 | 168.0233 | 168.0233 | 168.0233 | 168.0233 | 168.0233 | 168.0233 | 168.0233 | 168.0233 | 168.0233 | 168.0233 | 168.0233 | 168.0233 | 168.0233 | 168.0233 | 168.0233 | 168.0233 | 168.0233 | 168.0233
WA_Industrial_Food Products_New_Space Heating_Natural Gas_Furnace_A | WA | Industrial | Food Products | New | Space Heating | Natural Gas | Furnace | A | IE4 | AFUE 91% (2023 WA State Code Compliant) | AFUE 96% | 23 | 0 | 0 | 0 | 667.74 | 0 | 0 | 0 | 667.7377 | 734.5115 | 140 kBtu/hr | 0% | 30% | Turnover | LO12Med | 25.42% | TBD | 0.2% | 0 |  | 0 |  | 0 | EIA 2018 Tech Forecast | 2015 DOE Commercial Warm Air Furnace TSD - EERE-2013-BT-STD-0021-0050 | AEG BEST | AFUE 80% (Standard) | AFUE 80% (Standard) | AFUE 80% (Standard) | AFUE 80% (Standard) | AFUE 80% (Standard) | AFUE 91% (2023 WA State Code Compliant) | AFUE 91% (2023 WA State Code Compliant) | AFUE 91% (2023 WA State Code Compliant) | AFUE 91% (2023 WA State Code Compliant) | AFUE 91% (2023 WA State Code Compliant) | AFUE 91% (2023 WA State Code Compliant) | AFUE 91% (2023 WA State Code Compliant) | AFUE 91% (2023 WA State Code Compliant) | AFUE 91% (2023 WA State Code Compliant) | AFUE 91% (2023 WA State Code Compliant) | AFUE 91% (2023 WA State Code Compliant) | AFUE 91% (2023 WA State Code Compliant) | AFUE 91% (2023 WA State Code Compliant) | AFUE 91% (2023 WA State Code Compliant) | AFUE 91% (2023 WA State Code Compliant) | AFUE 91% (2023 WA State Code Compliant) | AFUE 91% (2023 WA State Code Compliant) | AFUE 91% (2023 WA State Code Compliant) | AFUE 91% (2023 WA State Code Compliant) | AFUE 91% (2023 WA State Code Compliant) | AFUE 91% (2023 WA State Code Compliant) | AFUE 91% (2023 WA State Code Compliant) | AFUE 91% (2023 WA State Code Compliant) | AFUE 91% (2023 WA State Code Compliant) | AFUE 91% (2023 WA State Code Compliant) | AFUE 91% (2023 WA State Code Compliant) | AFUE 96% | AFUE 96% | AFUE 96% | AFUE 96% | AFUE 96% | AFUE 96% | AFUE 96% | AFUE 96% | AFUE 96% | AFUE 96% | AFUE 96% | AFUE 96% | AFUE 96% | AFUE 96% | AFUE 96% | AFUE 96% | AFUE 96% | AFUE 96% | AFUE 96% | AFUE 96% | AFUE 96% | AFUE 96% | AFUE 96% | AFUE 96% | AFUE 96% | AFUE 96% | AFUE 96% | AFUE 96% | AFUE 96% | AFUE 96% | AFUE 96% | 667.74 | 667.74 | 667.74 | 667.74 | 667.74 | -828.69 | -828.69 | -828.69 | -828.69 | -828.69 | -828.69 | -828.69 | -828.69 | -828.69 | -828.69 | -828.69 | -828.69 | -828.69 | -828.69 | -828.69 | -828.69 | -828.69 | -828.69 | -828.6875 | -828.6875 | -828.6875 | -828.6875 | -828.6875 | -828.6875 | -828.6875 | -828.6875 | 0 | 0 | 0 | 0 | 0 | 0 | 0 | 0 | 0 | 0 | 0 | 0 | 0 | 0 | 0 | 0 | 0 | 0 | 0 | 0 | 0 | 0 | 0 | 0 | 0 | 0 | 0 | 0 | 0 | 0 | 0 | 0 | 0 | 0 | 0 | 0 | 0 | 0 | 0 | 0 | 0 | 0 | 0 | 0 | 0 | 0 | 0 | 0 | 0 | 0 | 0 | 0 | 0 | 0 | 0 | 0 | 0 | 0 | 0 | 0 | 0 | 0 | 0 | 0 | 0 | 0 | 0 | 0 | 0 | 0 | 0 | 0 | 0 | 0 | 0 | 0 | 0 | 0 | 0 | 0 | 0 | 0 | 0 | 0 | 0 | 0 | 0 | 0 | 0 | 0 | 0 | 0 | 0 | 0 | 0 | 0 | 0 | 0 | 0 | 0 | 0 | 0 | 0 | 0 | 0 | 0 | 0 | 0 | 0 | 0 | 0 | 0 | 0 | 0 | 0 | 0 | 0 | 0 | 0 | 0 | 0 | 0 | 0 | 0 | 0 | 0 | 0 | 0 | 0 | 0 | 0 | 0 | 0 | 0 | 0 | 0 | 0 | 0 | 0 | 0 | 0 | 0 | 0 | 0 | 0 | 0 | 0 | 0 | 0 | 0 | 0 | 0 | 0 | 0 | 0 | 0 | 0 | 0 | 0 | 0 | 0 | 0 | 0 | 0 | 0 | 0 | 0 | 0 | 0 | 0 | 0 | 0 | 0 | 0 | 0 | 0 | 0 | 0 | 0 | 0 | 0 | 0 | 0 | 0 | 0 | 0 | 0 | 0 | 0 | 0 | 0 | 0 | 0 | 0 | 0 | 0 | 0 | 0 | 0 | 0 | 0 | 0 | 0 | 0 | 0 | 0 | 0 | 0 | 0 | 0 | 0 | 0 | 0 | 0 | 0 | 0 | 0 | 0 | 0 | 0 | 0 | 0 | 0 | 0 | 0 | 0 | 0 | 0 | 0 | 0 | 0 | 0 | 0 | 0 | 0 | 0 | 0 | 0 | 0 | 0 | 0 | 0 | 0 | 0 | 0 | 0 | 0 | 0 | 0 | 0 | 0 | 0 | 0 | 0 | 0 | 0 | 0 | 0 | 0 | 0 | 0 | 0 | 0 | 0 | 0 | 0 | 0 | 0 | 0 | 0 | 0 | 0 | 0 | 0 | 0 | 0 | 0 | 0 | 0 | 0 | 0 | 0 | 0 | 0 | 0 | 0 | 0 | 0 | 0 | 0 | 0 | 0 | 0 | 0 | 0 | 0 | 0 | 0 | 0 | 0 | 0 | 0 | 0 | 0 | 0 | 0 | 0 | 0 | 0 | 0 | 0 | 0 | 0 | 0 | 0 | 0 | 0 | 0 | 0 | 0 | 0 | 0 | 0 | 0 | 0 | 0 | 0 | 0 | 0 | 0 | 0 | 0 | 0 | 0 | 0 | 0 | 0 | 0 | 0 | 0 | 0 | 0 | 0 | 0 | 0 | 0 | 0 | 0 | 0 | 0 | 0 | 0 | 0 | 0 | 0 | 0 | 0 | 0 | 0 | 0 | 0 | 0 | 0 | 0 | 0 | 0 | 0 | 0 | 0 | 0 | 0 | 0 | 0 | 0 | 0 | 0 | 0 | 0 | 0 | 0 | 0 | 0 | 0 | 0 | 0 | 0 | 0 | 0 | 0 | 0 | 0 | 0 | 0 | 0 | 0 | 0 | 0 | 0 | 0 | 0 | 0 | 0 | 0 | 0 | 0 | 0 | 0 | 0 | 0 | 0 | 0 | 0 | 0 | 0 | 0 | 0 | 0 | 0 | 0 | 0 | 0 | 0 | 0 | 0 | 0 | 0 | 0 | 0 | 0 | 0 | 0 | 0 | 0 | 0 | 0 | 0 | 0 | 0 | 0 | 0 | 0 | 0 | 0 | 0 | 0 | 0 | 0 | 0 | 0 | 0 | 0 | 0 | 0 | 0 | 0 | 0 | 0 | 0 | 0 | 0 | 0 | 0 | 0 | 0 | 0 | 0 | 0 | 0 | 0 | 0 | 0 | 0 | 0 | 0 | 0 | 0 | 0 | 0 | 0 | 0 | 0 | 0 | 0 | 0 | 0 | 0 | 0 | 0 | 0 | 0 | 0 | 0 | 0 | 0 | 0 | 0 | 0 | 0 | 0
WA_Industrial_Food Products_New_Space Heating_Natural Gas_Boiler_A | WA | Industrial | Food Products | New | Space Heating | Natural Gas | Boiler | A | IE5 | TE 94% (ENERGY STAR 1.0) | Convert to Gas-Fired ASHP | 25 | 0 | 0 | 0 | 86650.46 | -1334.36 | 0 | 0 | 20347.2112 | 22381.9323 | 513.550054507209 kBtu/hr | 0% | 100% | Turnover | LO50Fast | 85% | TBD | 0.2% | 0 |  | 0 |  | 0 | RTF Wkbk - ComGasBoilersUES_v2.1 | CE_EWR Measure Cost Benchmarking - 02.08.23 | AEG BEST | TE 80% | TE 80% | TE 80% | TE 80% | TE 80% | TE 94% (ENERGY STAR 1.0) | TE 94% (ENERGY STAR 1.0) | TE 94% (ENERGY STAR 1.0) | TE 94% (ENERGY STAR 1.0) | TE 94% (ENERGY STAR 1.0) | TE 94% (ENERGY STAR 1.0) | TE 94% (ENERGY STAR 1.0) | TE 94% (ENERGY STAR 1.0) | TE 94% (ENERGY STAR 1.0) | TE 94% (ENERGY STAR 1.0) | TE 94% (ENERGY STAR 1.0) | TE 94% (ENERGY STAR 1.0) | TE 94% (ENERGY STAR 1.0) | TE 94% (ENERGY STAR 1.0) | TE 94% (ENERGY STAR 1.0) | TE 94% (ENERGY STAR 1.0) | TE 94% (ENERGY STAR 1.0) | TE 94% (ENERGY STAR 1.0) | TE 94% (ENERGY STAR 1.0) | TE 94% (ENERGY STAR 1.0) | TE 94% (ENERGY STAR 1.0) | TE 94% (ENERGY STAR 1.0) | TE 94% (ENERGY STAR 1.0) | TE 94% (ENERGY STAR 1.0) | TE 94% (ENERGY STAR 1.0) | TE 94% (ENERGY STAR 1.0) | Convert to Gas-Fired ASHP | Convert to Gas-Fired ASHP | Convert to Gas-Fired ASHP | Convert to Gas-Fired ASHP | Convert to Gas-Fired ASHP | Convert to Gas-Fired ASHP | Convert to Gas-Fired ASHP | Convert to Gas-Fired ASHP | Convert to Gas-Fired ASHP | Convert to Gas-Fired ASHP | Convert to Gas-Fired ASHP | Convert to Gas-Fired ASHP | Convert to Gas-Fired ASHP | Convert to Gas-Fired ASHP | Convert to Gas-Fired ASHP | Convert to Gas-Fired ASHP | Convert to Gas-Fired ASHP | Convert to Gas-Fired ASHP | Convert to Gas-Fired ASHP | Convert to Gas-Fired ASHP | Convert to Gas-Fired ASHP | Convert to Gas-Fired ASHP | Convert to Gas-Fired ASHP | TE 98% | TE 98% | TE 98% | TE 98% | TE 98% | TE 98% | TE 98% | TE 98% | 86650.46 | 86650.46 | 86650.46 | 86650.46 | 86650.46 | 71785.75 | 71785.75 | 71785.75 | 71785.75 | 71785.75 | 71785.75 | 71785.75 | 71785.75 | 71785.75 | 71785.75 | 71785.75 | 71785.75 | 71785.75 | 71785.75 | 71785.75 | 71785.75 | 71785.75 | 71785.75 | 3619.8414 | 3619.8414 | 3619.8414 | 3619.8414 | 3619.8414 | 3619.8414 | 3619.8414 | 3619.8414 | 0 | 0 | 0 | 0 | 0 | 0 | 0 | 0 | 0 | 0 | 0 | 0 | 0 | 0 | 0 | 0 | 0 | 0 | 0 | 0 | 0 | 0 | 0 | 0 | 0 | 0 | 0 | 0 | 0 | 0 | 0 | 0 | 0 | 0 | 0 | 0 | 0 | 0 | 0 | 0 | 0 | 0 | 0 | 0 | 0 | 0 | 0 | 0 | 0 | 0 | 0 | 0 | 0 | 0 | 0 | 0 | 0 | 0 | 0 | 0 | 0 | 0 | 0 | 0 | 0 | 0 | 0 | 0 | 0 | 0 | 0 | 0 | 0 | 0 | 0 | 0 | 0 | 0 | 0 | 0 | 0 | 0 | 0 | 0 | 0 | 0 | 0 | 0 | 0 | 0 | 0 | 0 | 0 | 0 | 0 | 0 | 0 | 0 | 0 | 0 | 0 | 0 | 0 | 0 | 0 | 0 | 0 | 0 | 0 | 0 | 0 | 0 | 0 | 0 | 0 | 0 | 0 | 0 | 0 | 0 | 0 | 0 | 0 | 0 | 0 | 0 | 0 | 0 | 0 | 0 | 0 | 0 | 0 | 0 | 0 | 0 | 0 | 0 | 0 | 0 | 0 | 0 | 0 | 0 | 0 | 0 | 0 | 0 | 0 | 0 | 0 | 0 | 0 | 0 | 0 | 0 | 0 | 0 | 0 | 0 | 0 | 0 | 0 | 0 | 0 | 0 | 0 | 0 | 0 | 0 | 0 | 0 | 0 | 0 | 0 | 0 | 0 | 0 | 0 | 0 | 0 | 0 | 0 | 0 | 0 | 0 | 0 | 0 | 0 | 0 | 0 | 0 | 0 | 0 | 0 | 0 | 0 | 0 | 0 | 0 | 0 | 0 | 0 | 0 | 0 | 0 | 0 | 0 | 0 | 0 | 0 | 0 | 0 | 0 | 0 | 0 | 0 | 0 | 0 | 0 | 0 | 0 | 0 | 0 | 0 | 0 | 0 | 0 | 0 | 0 | 0 | 0 | 0 | 0 | 0 | 0 | 0 | 0 | 0 | 0 | 0 | 0 | 0 | 0 | 0 | 0 | 0 | 0 | 0 | 0 | 0 | 0 | 0 | 0 | 0 | 0 | 0 | 0 | 0 | 0 | 0 | 0 | 0 | 0 | 0 | 0 | 0 | 0 | 0 | 0 | 0 | 0 | 0 | 0 | 0 | 0 | 0 | 0 | 0 | 0 | 0 | 0 | 0 | 0 | 0 | 0 | 0 | 0 | 0 | 0 | 0 | 0 | 0 | 0 | 0 | 0 | 0 | 0 | 0 | 0 | 0 | 0 | 0 | 0 | 0 | 0 | 0 | 0 | 0 | 0 | 0 | 0 | 0 | 0 | 0 | 0 | 0 | 0 | 0 | 0 | 0 | 0 | 0 | 0 | 0 | 0 | 0 | 0 | 0 | 0 | 0 | 0 | 0 | 0 | 0 | 0 | 0 | 0 | 0 | 0 | 0 | 0 | 0 | 0 | 0 | 0 | 0 | 0 | 0 | 0 | 0 | 0 | 0 | 0 | 0 | 0 | 0 | 0 | 0 | 0 | 0 | 0 | 0 | 0 | 0 | 0 | 0 | 0 | 0 | 0 | 0 | 0 | 0 | 0 | 0 | 0 | 0 | 0 | 0 | 0 | 0 | 0 | 0 | 0 | 0 | 0 | 0 | 0 | 0 | 0 | 0 | 0 | 0 | 0 | 0 | 0 | 0 | 0 | 0 | 0 | 0 | 0 | 0 | 0 | 0 | 0 | 0 | 0 | 0 | 0 | 0 | 0 | 0 | 0 | 0 | 0 | 0 | 0 | 0 | 0 | 0 | 0 | 0 | 0 | 0 | 0 | 0 | 0 | 0 | 0 | 0 | 0 | 0 | 0 | 0 | 0 | 0 | 0 | 0 | 0 | 0 | 0 | 0 | 0 | 0 | 0 | 0 | 0 | 0 | 0 | 0 | 0 | 0 | 0 | 0 | 0 | 0 | 0 | 0 | 0 | 0 | 0 | 0 | 0 | 0 | 0 | 0 | 0 | 0 | 0 | 0 | 0 | 0 | 0 | 0 | 0 | 0 | 0 | 0 | 0 | 0 | 0 | 0 | 0 | 0 | 0 | 0 | 0 | 0 | 0 | 0 | 0 | 0 | 0 | 0 | 0 | 0 | 0 | 0
WA_Industrial_Food Products_New_Space Heating_Natural Gas_Unit Heater_A | WA | Industrial | Food Products | New | Space Heating | Natural Gas | Unit Heater | A | IE6 | Condensing | Infrared Radiant | 12 | 15772.4108 | 0 | 0 | 78394.64 | 0 | 0 | 0 | 78394.6374 | 86234.1011 | 120 kBtu/Hr | 4.367% | 100% | Turnover | LO12Med | 84.73% | TBD | 0.2% | -137.9153 |  | 246.3446 |  | 0.023872 | IL TRM v11 - 4.4.5 (Adjusted for WA Climate) | CNGC Program Data | IL TRM v11 - 4.4.5 (Adjusted for WA Climate) | Standard | Standard | Standard | Standard | Standard | Condensing | Condensing | Condensing | Condensing | Condensing | Condensing | Condensing | Condensing | Condensing | Condensing | Condensing | Condensing | Condensing | Condensing | Condensing | Condensing | Condensing | Condensing | Condensing | Condensing | Condensing | Condensing | Condensing | Condensing | Condensing | Condensing | Infrared Radiant | Infrared Radiant | Infrared Radiant | Infrared Radiant | Infrared Radiant | Infrared Radiant | Infrared Radiant | Infrared Radiant | Infrared Radiant | Infrared Radiant | Infrared Radiant | Infrared Radiant | Infrared Radiant | Infrared Radiant | Infrared Radiant | Infrared Radiant | Infrared Radiant | Infrared Radiant | Infrared Radiant | Infrared Radiant | Infrared Radiant | Infrared Radiant | Infrared Radiant | Infrared Radiant | Infrared Radiant | Infrared Radiant | Infrared Radiant | Infrared Radiant | Infrared Radiant | Infrared Radiant | Infrared Radiant | 78394.64 | 78394.64 | 78394.64 | 78394.64 | 78394.64 | -158314.4 | -158314.4 | -158314.4 | -158314.4 | -158314.4 | -158314.4 | -158314.4 | -158314.4 | -158314.4 | -158314.4 | -158314.4 | -158314.4 | -158314.4 | -158314.4 | -158314.4 | -158314.4 | -158314.4 | -158314.4 | -158314.4034 | -158314.4034 | -158314.4034 | -158314.4034 | -158314.4034 | -158314.4034 | -158314.4034 | -158314.4034 | 0 | 28641.12 | 28641.12 | 28641.12 | 28641.12 | 15772.4108 | 15772.4108 | 15772.4108 | 15772.4108 | 15772.4108 | 15772.4108 | 15772.4108 | 15772.4108 | 15772.4108 | 15772.4108 | 15772.4108 | 15772.4108 | 15772.4108 | 15772.4108 | 15772.4108 | 15772.4108 | 15772.4108 | 15772.4108 | 15772.4108 | 15772.4108 | 15772.4108 | 15772.4108 | 15772.4108 | 15772.4108 | 15772.4108 | 15772.4108 | 0.086585 | 0.085097 | 0.08505 | 0.084549 | 0.084594 | 0.084664 | 0.098933 | 0.11026 | 0.11844 | 0.12424 | 0.13087 | 0.13529 | 0.13975 | 0.17438 | 0.16915 | 0.16547 | 0.16703 | 0.17049 | 0.17372 | 0.17771 | 0.18194 | 0.18633 | 0.19073 | 0.20357 | 0.21297 | 0.21957 | 0.086585 | 0.17168 | 0.25673 | 0.34128 | 0.42588 | 0.51054 | 0.60947 | 0.71974 | 0.83818 | 0.96242 | 1.0933 | 1.2286 | 1.2817 | 1.371 | 1.4551 | 1.536 | 1.6185 | 1.7043 | 1.7791 | 1.8465 | 1.91 | 1.9721 | 2.032 | 0 | 0 | 0 | 0.0054896 | 0.0053953 | 0.0053923 | 0.0053605 | 0.0053634 | 0.0053679 | 0.0062725 | 0.006991 | 0.0075096 | 0.007877 | 0.0082973 | 0.0085774 | 0.0088603 | 0.011056 | 0.010725 | 0.010491 | 0.01059 | 0.010809 | 0.011014 | 0.011267 | 0.011535 | 0.011814 | 0.012092 | 0.012907 | 0.013503 | 0.013921 | 0.0054896 | 0.010885 | 0.016277 | 0.021638 | 0.027001 | 0.032369 | 0.038642 | 0.045633 | 0.053142 | 0.061019 | 0.069317 | 0.077894 | 0.081265 | 0.086925 | 0.092257 | 0.097388 | 0.10261 | 0.10806 | 0.1128 | 0.11707 | 0.1211 | 0.12504 | 0.12883 | 0.13316 | 0.1378 | 0.14067 | 0.0080497 | 0.015823 | 0.023721 | 0.031441 | 0.039323 | 0.04644 | 0.060888 | 0.073767 | 0.084313 | 0.092696 | 0.10123 | 0.10762 | 0.11362 | 0.14422 | 0.1418 | 0.14019 | 0.14153 | 0.14446 | 0.1472 | 0.15059 | 0.15416 | 0.15838 | 0.16212 | 0.17303 | 0.18102 | 0.18664 | 0.0080497 | 0.023872 | 0.047593 | 0.079035 | 0.11836 | 0.1648 | 0.22569 | 0.29945 | 0.38377 | 0.47646 | 0.57769 | 0.68531 | 0.79088 | 0.91927 | 1.0373 | 1.1461 | 1.2483 | 1.3463 | 1.4326 | 1.5095 | 1.5793 | 1.645 | 1.7059 | 0 | 0 | 0 | 0.00051036 | 0.0010032 | 0.001504 | 0.0019934 | 0.0024932 | 0.0029444 | 0.0038604 | 0.004677 | 0.0053456 | 0.0058771 | 0.0064182 | 0.006823 | 0.0072035 | 0.0091437 | 0.0089902 | 0.0088885 | 0.0089731 | 0.0091591 | 0.0093327 | 0.0095475 | 0.0097743 | 0.010042 | 0.010279 | 0.010971 | 0.011477 | 0.011833 | 0.00051036 | 0.0015136 | 0.0030175 | 0.005011 | 0.0075041 | 0.010448 | 0.014309 | 0.018986 | 0.024331 | 0.030209 | 0.036627 | 0.04345 | 0.050143 | 0.058283 | 0.06577 | 0.072665 | 0.079145 | 0.085359 | 0.090832 | 0.095702 | 0.10013 | 0.1043 | 0.10816 | 0.1123 | 0.11658 | 0.11927 | 0.0080497 | 0.015823 | 0.023721 | 0.031441 | 0.039323 | 0.04644 | 0.060888 | 0.073767 | 0.084313 | 0.092696 | 0.10123 | 0.10762 | 0.11362 | 0.14422 | 0.1418 | 0.14019 | 0.14153 | 0.14446 | 0.1472 | 0.15059 | 0.15416 | 0.15838 | 0.16212 | 0.17303 | 0.18102 | 0.18664 | 0.0080497 | 0.023872 | 0.047593 | 0.079035 | 0.11836 | 0.1648 | 0.22569 | 0.29945 | 0.38377 | 0.47646 | 0.57769 | 0.68531 | 0.79088 | 0.91927 | 1.0373 | 1.1461 | 1.2483 | 1.3463 | 1.4326 | 1.5095 | 1.5793 | 1.645 | 1.7059 | 0 | 0 | 0 | 0.00051036 | 0.0010032 | 0.001504 | 0.0019934 | 0.0024932 | 0.0029444 | 0.0038604 | 0.004677 | 0.0053456 | 0.0058771 | 0.0064182 | 0.006823 | 0.0072035 | 0.0091437 | 0.0089902 | 0.0088885 | 0.0089731 | 0.0091591 | 0.0093327 | 0.0095475 | 0.0097743 | 0.010042 | 0.010279 | 0.010971 | 0.011477 | 0.011833 | 0.00051036 | 0.0015136 | 0.0030175 | 0.005011 | 0.0075041 | 0.010448 | 0.014309 | 0.018986 | 0.024331 | 0.030209 | 0.036627 | 0.04345 | 0.050143 | 0.058283 | 0.06577 | 0.072665 | 0.079145 | 0.085359 | 0.090832 | 0.095702 | 0.10013 | 0.1043 | 0.10816 | 0.1123 | 0.11658 | 0.11927 | 0.0080497 | 0.015823 | 0.023721 | 0.031441 | 0.039323 | 0.04644 | 0.060888 | 0.073767 | 0.084313 | 0.092696 | 0.10123 | 0.10762 | 0.11362 | 0.14422 | 0.1418 | 0.14019 | 0.14153 | 0.14446 | 0.1472 | 0.15059 | 0.15416 | 0.15838 | 0.16212 | 0.17303 | 0.18102 | 0.18664 | 0.0080497 | 0.023872 | 0.047593 | 0.079035 | 0.11836 | 0.1648 | 0.22569 | 0.29945 | 0.38377 | 0.47646 | 0.57769 | 0.68531 | 0.79088 | 0.91927 | 1.0373 | 1.1461 | 1.2483 | 1.3463 | 1.4326 | 1.5095 | 1.5793 | 1.645 | 1.7059 | 0 | 0 | 0 | 0.00051036 | 0.0010032 | 0.001504 | 0.0019934 | 0.0024932 | 0.0029444 | 0.0038604 | 0.004677 | 0.0053456 | 0.0058771 | 0.0064182 | 0.006823 | 0.0072035 | 0.0091437 | 0.0089902 | 0.0088885 | 0.0089731 | 0.0091591 | 0.0093327 | 0.0095475 | 0.0097743 | 0.010042 | 0.010279 | 0.010971 | 0.011477 | 0.011833 | 0.00051036 | 0.0015136 | 0.0030175 | 0.005011 | 0.0075041 | 0.010448 | 0.014309 | 0.018986 | 0.024331 | 0.030209 | 0.036627 | 0.04345 | 0.050143 | 0.058283 | 0.06577 | 0.072665 | 0.079145 | 0.085359 | 0.090832 | 0.095702 | 0.10013 | 0.1043 | 0.10816 | 0.1123 | 0.11658 | 0.11927 | -265.2069 | -265.2069 | -265.2069 | -265.2069 | -265.2069 | -265.2069 | -265.2069 | -265.2069 | -265.2069 | -265.2069 | -265.2069 | -265.2069 | -265.2069 | -265.2069 | -265.2069 | -265.2069 | -265.2069 | -265.2069 | -265.2069 | -265.2069 | -265.2069 | -265.2069 | -265.2069 | -265.2069 | -265.2069 | -265.2069 | 168.0233 | 168.0233 | 168.0233 | 168.0233 | 168.0233 | 168.0233 | 168.0233 | 168.0233 | 168.0233 | 168.0233 | 168.0233 | 168.0233 | 168.0233 | 168.0233 | 168.0233 | 168.0233 | 168.0233 | 168.0233 | 168.0233 | 168.0233 | 168.0233 | 168.0233 | 168.0233 | 168.0233 | 168.0233 | 168.0233
WA_Industrial_Agriculture_Existing_Space Heating_Natural Gas_Furnace_A | WA | Industrial | Agriculture | Existing | Space Heating | Natural Gas | Furnace | A | IE7 | AFUE 91% (2023 WA State Code Compliant) | AFUE 96% | 23 | 138.7616 | 0 | 0 | 667.74 | 0 | 0 | 0 | 667.7377 | 734.5115 | 140 kBtu/hr | 24.44% | 30% | Turnover | LO12Med | 25.42% | TBD | 0.2% | 98.5784 |  | 105.0024 |  | 0.011098 | EIA 2018 Tech Forecast | 2015 DOE Commercial Warm Air Furnace TSD - EERE-2013-BT-STD-0021-0050 | AEG BEST | AFUE 80% (Standard) | AFUE 80% (Standard) | AFUE 80% (Standard) | AFUE 80% (Standard) | AFUE 80% (Standard) | AFUE 91% (2023 WA State Code Compliant) | AFUE 91% (2023 WA State Code Compliant) | AFUE 91% (2023 WA State Code Compliant) | AFUE 91% (2023 WA State Code Compliant) | AFUE 91% (2023 WA State Code Compliant) | AFUE 91% (2023 WA State Code Compliant) | AFUE 91% (2023 WA State Code Compliant) | AFUE 91% (2023 WA State Code Compliant) | AFUE 91% (2023 WA State Code Compliant) | AFUE 91% (2023 WA State Code Compliant) | AFUE 91% (2023 WA State Code Compliant) | AFUE 91% (2023 WA State Code Compliant) | AFUE 91% (2023 WA State Code Compliant) | AFUE 91% (2023 WA State Code Compliant) | AFUE 91% (2023 WA State Code Compliant) | AFUE 91% (2023 WA State Code Compliant) | AFUE 91% (2023 WA State Code Compliant) | AFUE 91% (2023 WA State Code Compliant) | AFUE 91% (2023 WA State Code Compliant) | AFUE 91% (2023 WA State Code Compliant) | AFUE 91% (2023 WA State Code Compliant) | AFUE 91% (2023 WA State Code Compliant) | AFUE 91% (2023 WA State Code Compliant) | AFUE 91% (2023 WA State Code Compliant) | AFUE 91% (2023 WA State Code Compliant) | AFUE 91% (2023 WA State Code Compliant) | AFUE 96% | AFUE 96% | AFUE 96% | AFUE 96% | AFUE 96% | AFUE 96% | AFUE 96% | AFUE 96% | AFUE 96% | AFUE 96% | AFUE 96% | AFUE 96% | AFUE 96% | AFUE 96% | AFUE 96% | AFUE 96% | AFUE 96% | AFUE 96% | AFUE 96% | AFUE 96% | AFUE 96% | AFUE 96% | AFUE 96% | AFUE 96% | AFUE 96% | AFUE 96% | AFUE 96% | AFUE 96% | AFUE 96% | AFUE 96% | AFUE 96% | 667.74 | 667.74 | 667.74 | 667.74 | 667.74 | -828.69 | -828.69 | -828.69 | -828.69 | -828.69 | -828.69 | -828.69 | -828.69 | -828.69 | -828.69 | -828.69 | -828.69 | -828.69 | -828.69 | -828.69 | -828.69 | -828.69 | -828.69 | -828.6875 | -828.6875 | -828.6875 | -828.6875 | -828.6875 | -828.6875 | -828.6875 | -828.6875 | 0 | 505.0924 | 505.0924 | 505.0924 | 505.0924 | 138.7616 | 138.7616 | 799.267 | 799.267 | 799.267 | 799.267 | 799.267 | 799.267 | 799.267 | 799.267 | 799.267 | 799.267 | 799.267 | 799.267 | 799.267 | 799.267 | 799.267 | 799.267 | 799.267 | 799.267 | 799.267 | 799.267 | 799.267 | 799.267 | 799.267 | 799.267 | 0.1291 | 0.13442 | 0.56037 | 0.58834 | 0.61106 | 0.60681 | 0.62091 | 0.5832 | 0.54018 | 0.56846 | 0.47393 | 0.44808 | 0.4177 | 0.38963 | 0.41529 | 0.40376 | 0.41138 | 0.44021 | 0.44751 | 0.45542 | 0.46382 | 0.47324 | 0.48325 | 0.74359 | 0.77425 | 0.56037 | 0.1291 | 0.26351 | 0.82388 | 1.4122 | 2.0233 | 2.6301 | 3.251 | 3.8342 | 4.3744 | 4.9428 | 5.4168 | 5.8649 | 6.2826 | 6.6722 | 7.0875 | 7.4912 | 7.9026 | 8.3428 | 8.7903 | 9.2457 | 9.7096 | 10.1828 | 10.6661 | 0 | 0 | 0 | 0.93034 | 0.96869 | 0.7011 | 0.7361 | 0.76452 | 0.75921 | 0.77685 | 0.72967 | 0.67584 | 0.71123 | 0.59296 | 0.56062 | 0.52261 | 0.48748 | 0.51959 | 0.50516 | 0.51469 | 0.55077 | 0.5599 | 0.5698 | 0.58031 | 0.5921 | 0.60462 | 0.93034 | 0.96869 | 0.7011 | 0.93034 | 1.899 | 2.6001 | 3.3362 | 4.1008 | 4.86 | 5.6368 | 6.3665 | 7.0423 | 7.7535 | 8.3465 | 8.9071 | 9.4297 | 9.9172 | 10.4368 | 10.942 | 11.4567 | 12.0074 | 12.5673 | 13.1371 | 13.7174 | 14.3095 | 14.9141 | 14.9141 | 14.9141 | 14.9141 | 0.0036005 | 0.007498 | 0.046887 | 0.065636 | 0.085214 | 0.099854 | 0.11464 | 0.11705 | 0.11536 | 0.12724 | 0.10998 | 0.10693 | 0.10188 | 0.096672 | 0.10444 | 0.10263 | 0.10457 | 0.1119 | 0.11376 | 0.11577 | 0.11791 | 0.12068 | 0.12323 | 0.12558 | 0.14396 | 0.15629 | 0.0036005 | 0.011098 | 0.019239 | 0.030634 | 0.045428 | 0.062763 | 0.082667 | 0.10299 | 0.12301 | 0.1451 | 0.1642 | 0.18276 | 0.20045 | 0.21723 | 0.23537 | 0.25318 | 0.27134 | 0.29076 | 0.31051 | 0.33061 | 0.35108 | 0.37203 | 0.39343 | 0 | 0 | 0 | 0.025948 | 0.054035 | 0.058662 | 0.082121 | 0.10661 | 0.12493 | 0.14343 | 0.14644 | 0.14433 | 0.1592 | 0.1376 | 0.13379 | 0.12747 | 0.12095 | 0.13067 | 0.1284 | 0.13083 | 0.14001 | 0.14233 | 0.14485 | 0.14752 | 0.15098 | 0.15418 | 0.15712 | 0.18012 | 0.19554 | 0.025948 | 0.079982 | 0.13864 | 0.22077 | 0.32738 | 0.45231 | 0.59575 | 0.74219 | 0.88652 | 1.0457 | 1.1833 | 1.3171 | 1.4446 | 1.5655 | 1.6962 | 1.8246 | 1.9554 | 2.0954 | 2.2378 | 2.3826 | 2.5301 | 2.6811 | 2.8353 | 2.9059 | 2.9059 | 2.9059 | 0.0036005 | 0.007498 | 0.00814 | 0.011395 | 0.014794 | 0.017336 | 0.019903 | 0.020321 | 0.020027 | 0.02209 | 0.019094 | 0.018564 | 0.017687 | 0.016783 | 0.018132 | 0.017817 | 0.018155 | 0.019428 | 0.01975 | 0.020099 | 0.02047 | 0.020951 | 0.021394 | 0.021802 | 0.024993 | 0.027133 | 0.0036005 | 0.011098 | 0.019239 | 0.030634 | 0.045428 | 0.062763 | 0.082667 | 0.10299 | 0.12301 | 0.1451 | 0.1642 | 0.18276 | 0.20045 | 0.21723 | 0.23537 | 0.25318 | 0.27134 | 0.29076 | 0.31051 | 0.33061 | 0.35108 | 0.37203 | 0.39343 | 0 | 0 | 0 | 0.025948 | 0.054035 | 0.058662 | 0.082121 | 0.10661 | 0.12493 | 0.14343 | 0.14644 | 0.14433 | 0.1592 | 0.1376 | 0.13379 | 0.12747 | 0.12095 | 0.13067 | 0.1284 | 0.13083 | 0.14001 | 0.14233 | 0.14485 | 0.14752 | 0.15098 | 0.15418 | 0.15712 | 0.18012 | 0.19554 | 0.025948 | 0.079982 | 0.13864 | 0.22077 | 0.32738 | 0.45231 | 0.59575 | 0.74219 | 0.88652 | 1.0457 | 1.1833 | 1.3171 | 1.4446 | 1.5655 | 1.6962 | 1.8246 | 1.9554 | 2.0954 | 2.2378 | 2.3826 | 2.5301 | 2.6811 | 2.8353 | 2.9059 | 2.9059 | 2.9059 | 0.0036005 | 0.007498 | 0.00814 | 0.011395 | 0.014794 | 0.017336 | 0.019903 | 0.020321 | 0.020027 | 0.02209 | 0.019094 | 0.018564 | 0.017687 | 0.016783 | 0.018132 | 0.017817 | 0.018155 | 0.019428 | 0.01975 | 0.020099 | 0.02047 | 0.020951 | 0.021394 | 0.021802 | 0.024993 | 0.027133 | 0.0036005 | 0.011098 | 0.019239 | 0.030634 | 0.045428 | 0.062763 | 0.082667 | 0.10299 | 0.12301 | 0.1451 | 0.1642 | 0.18276 | 0.20045 | 0.21723 | 0.23537 | 0.25318 | 0.27134 | 0.29076 | 0.31051 | 0.33061 | 0.35108 | 0.37203 | 0.39343 | 0 | 0 | 0 | 0.025948 | 0.054035 | 0.058662 | 0.082121 | 0.10661 | 0.12493 | 0.14343 | 0.14644 | 0.14433 | 0.1592 | 0.1376 | 0.13379 | 0.12747 | 0.12095 | 0.13067 | 0.1284 | 0.13083 | 0.14001 | 0.14233 | 0.14485 | 0.14752 | 0.15098 | 0.15418 | 0.15712 | 0.18012 | 0.19554 | 0.025948 | 0.079982 | 0.13864 | 0.22077 | 0.32738 | 0.45231 | 0.59575 | 0.74219 | 0.88652 | 1.0457 | 1.1833 | 1.3171 | 1.4446 | 1.5655 | 1.6962 | 1.8246 | 1.9554 | 2.0954 | 2.2378 | 2.3826 | 2.5301 | 2.6811 | 2.8353 | 2.9059 | 2.9059 | 2.9059 | 61.8107 | 61.8107 | 61.8107 | 61.8107 | 61.8107 | 61.8107 | 61.8107 | 61.8107 | 61.8107 | 61.8107 | 61.8107 | 61.8107 | 61.8107 | 61.8107 | 61.8107 | 61.8107 | 61.8107 | 61.8107 | 61.8105 | 61.8105 | 61.8105 | 61.8105 | 61.8105 | 61.8105 | 61.8105 | 61.8105 | 65.8387 | 65.8387 | 65.8387 | 65.8387 | 65.8387 | 65.8387 | 65.8387 | 65.8387 | 65.8387 | 65.8387 | 65.8387 | 65.8387 | 65.8387 | 65.8387 | 65.8387 | 65.8387 | 65.8387 | 65.8387 | 65.8385 | 65.8385 | 65.8385 | 65.8385 | 65.8385 | 65.8385 | 65.8385 | 65.8385
WA_Industrial_Agriculture_Existing_Space Heating_Natural Gas_Boiler_A | WA | Industrial | Agriculture | Existing | Space Heating | Natural Gas | Boiler | A | IE8 | TE 94% (ENERGY STAR 1.0) | Convert to Gas-Fired ASHP | 25 | 5375.3 | 0 | 0 | 86650.46 | -1334.36 | 0 | 0 | 20347.2112 | 22381.9323 | 513.550054507209 kBtu/hr | 12.09% | 100% | Turnover | LO50Fast | 85% | TBD | 0.2% | 881.5968 |  | 440.0561 |  | 0.57465 | RTF Wkbk - ComGasBoilersUES_v2.1 | CE_EWR Measure Cost Benchmarking - 02.08.23 | AEG BEST | TE 80% | TE 80% | TE 80% | TE 80% | TE 80% | TE 94% (ENERGY STAR 1.0) | TE 94% (ENERGY STAR 1.0) | TE 94% (ENERGY STAR 1.0) | TE 94% (ENERGY STAR 1.0) | TE 94% (ENERGY STAR 1.0) | TE 94% (ENERGY STAR 1.0) | TE 94% (ENERGY STAR 1.0) | TE 94% (ENERGY STAR 1.0) | TE 94% (ENERGY STAR 1.0) | TE 94% (ENERGY STAR 1.0) | TE 94% (ENERGY STAR 1.0) | TE 94% (ENERGY STAR 1.0) | TE 94% (ENERGY STAR 1.0) | TE 94% (ENERGY STAR 1.0) | TE 94% (ENERGY STAR 1.0) | TE 94% (ENERGY STAR 1.0) | TE 94% (ENERGY STAR 1.0) | TE 94% (ENERGY STAR 1.0) | TE 94% (ENERGY STAR 1.0) | TE 94% (ENERGY STAR 1.0) | TE 94% (ENERGY STAR 1.0) | TE 94% (ENERGY STAR 1.0) | TE 94% (ENERGY STAR 1.0) | TE 94% (ENERGY STAR 1.0) | TE 94% (ENERGY STAR 1.0) | TE 94% (ENERGY STAR 1.0) | Convert to Gas-Fired ASHP | Convert to Gas-Fired ASHP | Convert to Gas-Fired ASHP | Convert to Gas-Fired ASHP | Convert to Gas-Fired ASHP | Convert to Gas-Fired ASHP | Convert to Gas-Fired ASHP | Convert to Gas-Fired ASHP | Convert to Gas-Fired ASHP | Convert to Gas-Fired ASHP | Convert to Gas-Fired ASHP | Convert to Gas-Fired ASHP | Convert to Gas-Fired ASHP | Convert to Gas-Fired ASHP | Convert to Gas-Fired ASHP | Convert to Gas-Fired ASHP | Convert to Gas-Fired ASHP | Convert to Gas-Fired ASHP | Convert to Gas-Fired ASHP | Convert to Gas-Fired ASHP | Convert to Gas-Fired ASHP | Convert to Gas-Fired ASHP | Convert to Gas-Fired ASHP | TE 98% | TE 98% | TE 98% | TE 98% | TE 98% | TE 98% | TE 98% | TE 98% | 86650.46 | 86650.46 | 86650.46 | 86650.46 | 86650.46 | 71785.75 | 71785.75 | 71785.75 | 71785.75 | 71785.75 | 71785.75 | 71785.75 | 71785.75 | 71785.75 | 71785.75 | 71785.75 | 71785.75 | 71785.75 | 71785.75 | 71785.75 | 71785.75 | 71785.75 | 71785.75 | 3619.8414 | 3619.8414 | 3619.8414 | 3619.8414 | 3619.8414 | 3619.8414 | 3619.8414 | 3619.8414 | 0 | 8772.191 | 8772.191 | 8772.191 | 8772.191 | 5375.3 | 5375.3 | 5375.3 | 5375.3 | 5375.3 | 5375.3 | 5375.3 | 5375.3 | 5375.3 | 5375.3 | 5375.3 | 5375.3 | 5375.3 | 5375.3 | 5375.3 | 5375.3 | 5375.3 | 5375.3 | 5375.3 | 5375.3 | 5375.3 | 5375.3 | 5375.3 | 5375.3 | 5375.3 | 5375.3 | 0.60709 | 0.61041 | 0.61011 | 0.62372 | 0.63208 | 0.61046 | 0.61101 | 0.61179 | 0.60387 | 0.67811 | 0.60121 | 0.605 | 0.60073 | 0.59646 | 0.61954 | 0.59589 | 0.63652 | 0.61949 | 0.60496 | 0.61721 | 0.60481 | 0.59426 | 0.58532 | 0.57857 | 0.5734 | 0.60709 | 0.60709 | 1.2175 | 1.8276 | 2.4513 | 3.0834 | 3.6939 | 4.3049 | 4.9167 | 5.5205 | 6.1986 | 6.7999 | 7.4049 | 8.0056 | 8.6021 | 9.2216 | 9.8175 | 10.454 | 11.0735 | 11.6784 | 12.2957 | 12.9005 | 13.4947 | 14.08 | 0 | 0 | 0 | 0.11294 | 0.11356 | 0.1135 | 0.11604 | 0.11759 | 0.11357 | 0.11367 | 0.11381 | 0.11234 | 0.12615 | 0.11185 | 0.11255 | 0.11176 | 0.11096 | 0.11526 | 0.11086 | 0.11842 | 0.11525 | 0.11254 | 0.11482 | 0.11252 | 0.11055 | 0.10889 | 0.10763 | 0.10667 | 0.11294 | 0.11294 | 0.2265 | 0.34 | 0.45603 | 0.57362 | 0.68719 | 0.80086 | 0.91468 | 1.027 | 1.1532 | 1.265 | 1.3776 | 1.4893 | 1.6003 | 1.7155 | 1.8264 | 1.9448 | 2.0601 | 2.1726 | 2.2874 | 2.4 | 2.5105 | 2.6194 | 2.727 | 2.8337 | 2.8337 | 0.23221 | 0.34244 | 0.41487 | 0.47185 | 0.51016 | 0.50816 | 0.51549 | 0.51889 | 0.51317 | 0.5764 | 0.51103 | 0.51425 | 0.51062 | 0.50699 | 0.52661 | 0.5065 | 0.54104 | 0.52657 | 0.51421 | 0.52463 | 0.51409 | 0.50512 | 0.49753 | 0.49178 | 0.48739 | 0.48289 | 0.23221 | 0.57465 | 0.98952 | 1.4614 | 1.9715 | 2.4797 | 2.9952 | 3.5141 | 4.0272 | 4.6036 | 5.1147 | 5.6289 | 6.1395 | 6.6465 | 7.1731 | 7.6796 | 8.2207 | 8.7472 | 8.823 | 8.9004 | 8.9761 | 9.0506 | 9.1239 | 0 | 0 | 0 | 0.0432 | 0.063706 | 0.077181 | 0.087781 | 0.094908 | 0.094535 | 0.095899 | 0.096532 | 0.095468 | 0.10723 | 0.09507 | 0.09567 | 0.094994 | 0.094319 | 0.097969 | 0.094228 | 0.10065 | 0.097961 | 0.095662 | 0.0976 | 0.095639 | 0.09397 | 0.092558 | 0.091489 | 0.090672 | 0.089835 | 0.0432 | 0.10691 | 0.18409 | 0.27187 | 0.36677 | 0.46131 | 0.55721 | 0.65374 | 0.74921 | 0.85644 | 0.95151 | 1.0472 | 1.1422 | 1.2365 | 1.3345 | 1.4287 | 1.5293 | 1.6273 | 1.723 | 1.8206 | 1.9162 | 2.0102 | 2.1027 | 2.1942 | 2.2849 | 2.3315 | 0 | 0 | 0 | 0 | 0 | 0 | 0 | 0 | 0 | 0 | 0 | 0 | 0 | 0 | 0 | 0 | 0 | 0 | 0.034106 | 0.051035 | 0.060618 | 0.066261 | 0.069631 | 0.070985 | 0.071302 | 0.07102 | 0 | 0 | 0 | 0 | 0 | 0 | 0 | 0 | 0 | 0 | 0 | 0 | 0 | 0 | 0 | 0 | 0 | 0 | 0.034106 | 0.085141 | 0.14576 | 0.21202 | 0.28165 | 0 | 0 | 0 | 0 | 0 | 0 | 0 | 0 | 0 | 0 | 0 | 0 | 0 | 0 | 0 | 0 | 0 | 0 | 0 | 0 | 0 | 0.043048 | 0.064416 | 0.076512 | 0.083634 | 0.087887 | 0.089596 | 0.089996 | 0.089641 | 0 | 0 | 0 | 0 | 0 | 0 | 0 | 0 | 0 | 0 | 0 | 0 | 0 | 0 | 0 | 0 | 0 | 0 | 0.043048 | 0.10746 | 0.18398 | 0.26761 | 0.3555 | 0.44509 | 0.53509 | 0.62473 | 0.23221 | 0.34244 | 0.41487 | 0.47185 | 0.51016 | 0.50816 | 0.51549 | 0.51889 | 0.51317 | 0.5764 | 0.51103 | 0.51425 | 0.51062 | 0.50699 | 0.52661 | 0.5065 | 0.54104 | 0.52657 | 0.075791 | 0.077326 | 0.075773 | 0.074451 | 0.073331 | 0.072485 | 0.071837 | 0.071175 | 0.23221 | 0.57465 | 0.98952 | 1.4614 | 1.9715 | 2.4797 | 2.9952 | 3.5141 | 4.0272 | 4.6036 | 5.1147 | 5.6289 | 6.1395 | 6.6465 | 7.1731 | 7.6796 | 8.2207 | 8.7472 | 8.823 | 8.9004 | 8.9761 | 9.0506 | 9.1239 | 0 | 0 | 0 | 0.0432 | 0.063706 | 0.077181 | 0.087781 | 0.094908 | 0.094535 | 0.095899 | 0.096532 | 0.095468 | 0.10723 | 0.09507 | 0.09567 | 0.094994 | 0.094319 | 0.097969 | 0.094228 | 0.10065 | 0.097961 | 0.095662 | 0.0976 | 0.095639 | 0.09397 | 0.092558 | 0.091489 | 0.090672 | 0.089835 | 0.0432 | 0.10691 | 0.18409 | 0.27187 | 0.36677 | 0.46131 | 0.55721 | 0.65374 | 0.74921 | 0.85644 | 0.95151 | 1.0472 | 1.1422 | 1.2365 | 1.3345 | 1.4287 | 1.5293 | 1.6273 | 1.723 | 1.8206 | 1.9162 | 2.0102 | 2.1027 | 2.1942 | 2.2849 | 2.3315 | 913.9318 | 913.9318 | 913.9318 | 913.9318 | 913.9318 | 913.9318 | 913.9318 | 913.9318 | 913.9318 | 913.9318 | 913.9318 | 913.9318 | 913.9318 | 913.9318 | 913.9318 | 913.9318 | 913.9318 | 913.9318 | -1072.532 | -1072.532 | -1072.532 | -1072.532 | -1072.532 | -1072.532 | -1072.532 | -1072.532 | 458.3736 | 458.3736 | 458.3736 | 458.3736 | 458.3736 | 458.3736 | 458.3736 | 458.3736 | 458.3736 | 458.3736 | 458.3736 | 458.3736 | 458.3736 | 458.3736 | 458.3736 | 458.3736 | 458.3736 | 458.3736 | 156.8181 | 156.8181 | 156.8181 | 156.8181 | 156.8181 | 156.8181 | 156.8181 | 156.8181
WA_Industrial_Agriculture_Existing_Space Heating_Natural Gas_Unit Heater_A | WA | Industrial | Agriculture | Existing | Space Heating | Natural Gas | Unit Heater | A | IE9 | Condensing | Infrared Radiant | 12 | 15772.4108 | 0 | 0 | 78394.64 | 0 | 0 | 0 | 78394.6374 | 86234.1011 | 120 kBtu/Hr | 29.6% | 100% | Turnover | LO12Med | 84.73% | TBD | 0.2% | -137.9153 |  | 246.3446 |  | 0.20835 | IL TRM v11 - 4.4.5 (Adjusted for WA Climate) | CNGC Program Data | IL TRM v11 - 4.4.5 (Adjusted for WA Climate) | Standard | Standard | Standard | Standard | Standard | Condensing | Condensing | Condensing | Condensing | Condensing | Condensing | Condensing | Condensing | Condensing | Condensing | Condensing | Condensing | Condensing | Condensing | Condensing | Condensing | Condensing | Condensing | Condensing | Condensing | Condensing | Condensing | Condensing | Condensing | Condensing | Condensing | Infrared Radiant | Infrared Radiant | Infrared Radiant | Infrared Radiant | Infrared Radiant | Infrared Radiant | Infrared Radiant | Infrared Radiant | Infrared Radiant | Infrared Radiant | Infrared Radiant | Infrared Radiant | Infrared Radiant | Infrared Radiant | Infrared Radiant | Infrared Radiant | Infrared Radiant | Infrared Radiant | Infrared Radiant | Infrared Radiant | Infrared Radiant | Infrared Radiant | Infrared Radiant | Infrared Radiant | Infrared Radiant | Infrared Radiant | Infrared Radiant | Infrared Radiant | Infrared Radiant | Infrared Radiant | Infrared Radiant | 78394.64 | 78394.64 | 78394.64 | 78394.64 | 78394.64 | -158314.4 | -158314.4 | -158314.4 | -158314.4 | -158314.4 | -158314.4 | -158314.4 | -158314.4 | -158314.4 | -158314.4 | -158314.4 | -158314.4 | -158314.4 | -158314.4 | -158314.4 | -158314.4 | -158314.4 | -158314.4 | -158314.4034 | -158314.4034 | -158314.4034 | -158314.4034 | -158314.4034 | -158314.4034 | -158314.4034 | -158314.4034 | 0 | 28641.12 | 28641.12 | 28641.12 | 28641.12 | 15772.4108 | 15772.4108 | 15772.4108 | 15772.4108 | 15772.4108 | 15772.4108 | 15772.4108 | 15772.4108 | 15772.4108 | 15772.4108 | 15772.4108 | 15772.4108 | 15772.4108 | 15772.4108 | 15772.4108 | 15772.4108 | 15772.4108 | 15772.4108 | 15772.4108 | 15772.4108 | 15772.4108 | 15772.4108 | 15772.4108 | 15772.4108 | 15772.4108 | 15772.4108 | 0.60262 | 0.81922 | 1.0554 | 1.349 | 1.6498 | 1.8403 | 2.0737 | 2.2974 | 2.4811 | 3.0345 | 3.0089 | 3.2269 | 3.0381 | 2.9087 | 2.922 | 2.836 | 3.1066 | 2.8461 | 2.9123 | 3.0432 | 3.1621 | 3.2886 | 3.3435 | 3.3783 | 3.4023 | 3.4071 | 0.60262 | 1.4218 | 2.4773 | 3.8263 | 5.4761 | 7.3164 | 9.3901 | 11.6875 | 14.1686 | 17.2031 | 20.212 | 23.4389 | 25.8744 | 27.9639 | 29.8305 | 31.3175 | 32.7743 | 33.7801 | 34.6187 | 35.3645 | 36.0455 | 36.2996 | 36.6343 | 0 | 0 | 0 | 0.038207 | 0.05194 | 0.066917 | 0.085531 | 0.1046 | 0.11668 | 0.13147 | 0.14566 | 0.1573 | 0.19239 | 0.19077 | 0.20459 | 0.19262 | 0.18442 | 0.18526 | 0.17981 | 0.19697 | 0.18045 | 0.18464 | 0.19295 | 0.20048 | 0.2085 | 0.21199 | 0.21419 | 0.21571 | 0.21602 | 0.038207 | 0.090147 | 0.15706 | 0.2426 | 0.3472 | 0.46388 | 0.59535 | 0.74101 | 0.89832 | 1.0907 | 1.2815 | 1.4861 | 1.6405 | 1.773 | 1.8913 | 1.9856 | 2.078 | 2.1417 | 2.1949 | 2.2422 | 2.2854 | 2.3015 | 2.3227 | 2.3323 | 2.3554 | 2.387 | 0.056025 | 0.15232 | 0.29437 | 0.50167 | 0.76689 | 1.0094 | 1.2762 | 1.537 | 1.7661 | 2.2641 | 2.3275 | 2.5669 | 2.47 | 2.4057 | 2.4495 | 2.4029 | 2.6323 | 2.4116 | 2.4677 | 2.5787 | 2.6794 | 2.7953 | 2.842 | 2.8715 | 2.892 | 2.8961 | 0.056025 | 0.20835 | 0.50272 | 1.0044 | 1.7713 | 2.7807 | 4.057 | 5.594 | 7.3601 | 9.6241 | 11.9516 | 14.5185 | 16.9325 | 19.1858 | 21.3409 | 23.2421 | 25.1076 | 26.5098 | 27.7013 | 28.743 | 29.6562 | 30.1875 | 30.702 | 0 | 0 | 0 | 0.0035521 | 0.0096576 | 0.018664 | 0.031807 | 0.048622 | 0.064001 | 0.080916 | 0.097448 | 0.11198 | 0.14355 | 0.14757 | 0.16275 | 0.1566 | 0.15252 | 0.1553 | 0.15235 | 0.16689 | 0.1529 | 0.15646 | 0.16349 | 0.16988 | 0.17723 | 0.18019 | 0.18206 | 0.18336 | 0.18362 | 0.0035521 | 0.01321 | 0.031873 | 0.06368 | 0.1123 | 0.1763 | 0.25722 | 0.35467 | 0.46664 | 0.61019 | 0.75775 | 0.9205 | 1.0736 | 1.2164 | 1.3531 | 1.4736 | 1.5919 | 1.6808 | 1.7563 | 1.8224 | 1.8803 | 1.9139 | 1.9466 | 1.9659 | 1.9926 | 2.0237 | 0.056025 | 0.15232 | 0.29437 | 0.50167 | 0.76689 | 1.0094 | 1.2762 | 1.537 | 1.7661 | 2.2641 | 2.3275 | 2.5669 | 2.47 | 2.4057 | 2.4495 | 2.4029 | 2.6323 | 2.4116 | 2.4677 | 2.5787 | 2.6794 | 2.7953 | 2.842 | 2.8715 | 2.892 | 2.8961 | 0.056025 | 0.20835 | 0.50272 | 1.0044 | 1.7713 | 2.7807 | 4.057 | 5.594 | 7.3601 | 9.6241 | 11.9516 | 14.5185 | 16.9325 | 19.1858 | 21.3409 | 23.2421 | 25.1076 | 26.5098 | 27.7013 | 28.743 | 29.6562 | 30.1875 | 30.702 | 0 | 0 | 0 | 0.0035521 | 0.0096576 | 0.018664 | 0.031807 | 0.048622 | 0.064001 | 0.080916 | 0.097448 | 0.11198 | 0.14355 | 0.14757 | 0.16275 | 0.1566 | 0.15252 | 0.1553 | 0.15235 | 0.16689 | 0.1529 | 0.15646 | 0.16349 | 0.16988 | 0.17723 | 0.18019 | 0.18206 | 0.18336 | 0.18362 | 0.0035521 | 0.01321 | 0.031873 | 0.06368 | 0.1123 | 0.1763 | 0.25722 | 0.35467 | 0.46664 | 0.61019 | 0.75775 | 0.9205 | 1.0736 | 1.2164 | 1.3531 | 1.4736 | 1.5919 | 1.6808 | 1.7563 | 1.8224 | 1.8803 | 1.9139 | 1.9466 | 1.9659 | 1.9926 | 2.0237 | 0.056025 | 0.15232 | 0.29437 | 0.50167 | 0.76689 | 1.0094 | 1.2762 | 1.537 | 1.7661 | 2.2641 | 2.3275 | 2.5669 | 2.47 | 2.4057 | 2.4495 | 2.4029 | 2.6323 | 2.4116 | 2.4677 | 2.5787 | 2.6794 | 2.7953 | 2.842 | 2.8715 | 2.892 | 2.8961 | 0.056025 | 0.20835 | 0.50272 | 1.0044 | 1.7713 | 2.7807 | 4.057 | 5.594 | 7.3601 | 9.6241 | 11.9516 | 14.5185 | 16.9325 | 19.1858 | 21.3409 | 23.2421 | 25.1076 | 26.5098 | 27.7013 | 28.743 | 29.6562 | 30.1875 | 30.702 | 0 | 0 | 0 | 0.0035521 | 0.0096576 | 0.018664 | 0.031807 | 0.048622 | 0.064001 | 0.080916 | 0.097448 | 0.11198 | 0.14355 | 0.14757 | 0.16275 | 0.1566 | 0.15252 | 0.1553 | 0.15235 | 0.16689 | 0.1529 | 0.15646 | 0.16349 | 0.16988 | 0.17723 | 0.18019 | 0.18206 | 0.18336 | 0.18362 | 0.0035521 | 0.01321 | 0.031873 | 0.06368 | 0.1123 | 0.1763 | 0.25722 | 0.35467 | 0.46664 | 0.61019 | 0.75775 | 0.9205 | 1.0736 | 1.2164 | 1.3531 | 1.4736 | 1.5919 | 1.6808 | 1.7563 | 1.8224 | 1.8803 | 1.9139 | 1.9466 | 1.9659 | 1.9926 | 2.0237 | -265.2069 | -265.2069 | -265.2069 | -265.2069 | -265.2069 | -265.2069 | -265.2069 | -265.2069 | -265.2069 | -265.2069 | -265.2069 | -265.2069 | -265.2069 | -265.2069 | -265.2069 | -265.2069 | -265.2069 | -265.2069 | -265.2069 | -265.2069 | -265.2069 | -265.2069 | -265.2069 | -265.2069 | -265.2069 | -265.2069 | 168.0233 | 168.0233 | 168.0233 | 168.0233 | 168.0233 | 168.0233 | 168.0233 | 168.0233 | 168.0233 | 168.0233 | 168.0233 | 168.0233 | 168.0233 | 168.0233 | 168.0233 | 168.0233 | 168.0233 | 168.0233 | 168.0233 | 168.0233 | 168.0233 | 168.0233 | 168.0233 | 168.0233 | 168.0233 | 168.0233
WA_Industrial_Agriculture_New_Space Heating_Natural Gas_Furnace_A | WA | Industrial | Agriculture | New | Space Heating | Natural Gas | Furnace | A | IE10 | AFUE 91% (2023 WA State Code Compliant) | AFUE 96% | 23 | 0 | 0 | 0 | 667.74 | 0 | 0 | 0 | 667.7377 | 734.5115 | 140 kBtu/hr | 0% | 30% | Turnover | LO12Med | 25.42% | TBD | 0.2% | 0 |  | 0 |  | 0 | EIA 2018 Tech Forecast | 2015 DOE Commercial Warm Air Furnace TSD - EERE-2013-BT-STD-0021-0050 | AEG BEST | AFUE 80% (Standard) | AFUE 80% (Standard) | AFUE 80% (Standard) | AFUE 80% (Standard) | AFUE 80% (Standard) | AFUE 91% (2023 WA State Code Compliant) | AFUE 91% (2023 WA State Code Compliant) | AFUE 91% (2023 WA State Code Compliant) | AFUE 91% (2023 WA State Code Compliant) | AFUE 91% (2023 WA State Code Compliant) | AFUE 91% (2023 WA State Code Compliant) | AFUE 91% (2023 WA State Code Compliant) | AFUE 91% (2023 WA State Code Compliant) | AFUE 91% (2023 WA State Code Compliant) | AFUE 91% (2023 WA State Code Compliant) | AFUE 91% (2023 WA State Code Compliant) | AFUE 91% (2023 WA State Code Compliant) | AFUE 91% (2023 WA State Code Compliant) | AFUE 91% (2023 WA State Code Compliant) | AFUE 91% (2023 WA State Code Compliant) | AFUE 91% (2023 WA State Code Compliant) | AFUE 91% (2023 WA State Code Compliant) | AFUE 91% (2023 WA State Code Compliant) | AFUE 91% (2023 WA State Code Compliant) | AFUE 91% (2023 WA State Code Compliant) | AFUE 91% (2023 WA State Code Compliant) | AFUE 91% (2023 WA State Code Compliant) | AFUE 91% (2023 WA State Code Compliant) | AFUE 91% (2023 WA State Code Compliant) | AFUE 91% (2023 WA State Code Compliant) | AFUE 91% (2023 WA State Code Compliant) | AFUE 96% | AFUE 96% | AFUE 96% | AFUE 96% | AFUE 96% | AFUE 96% | AFUE 96% | AFUE 96% | AFUE 96% | AFUE 96% | AFUE 96% | AFUE 96% | AFUE 96% | AFUE 96% | AFUE 96% | AFUE 96% | AFUE 96% | AFUE 96% | AFUE 96% | AFUE 96% | AFUE 96% | AFUE 96% | AFUE 96% | AFUE 96% | AFUE 96% | AFUE 96% | AFUE 96% | AFUE 96% | AFUE 96% | AFUE 96% | AFUE 96% | 667.74 | 667.74 | 667.74 | 667.74 | 667.74 | -828.69 | -828.69 | -828.69 | -828.69 | -828.69 | -828.69 | -828.69 | -828.69 | -828.69 | -828.69 | -828.69 | -828.69 | -828.69 | -828.69 | -828.69 | -828.69 | -828.69 | -828.69 | -828.6875 | -828.6875 | -828.6875 | -828.6875 | -828.6875 | -828.6875 | -828.6875 | -828.6875 | 0 | 0 | 0 | 0 | 0 | 0 | 0 | 0 | 0 | 0 | 0 | 0 | 0 | 0 | 0 | 0 | 0 | 0 | 0 | 0 | 0 | 0 | 0 | 0 | 0 | 0 | 0 | 0 | 0 | 0 | 0 | 0 | 0 | 0 | 0 | 0 | 0 | 0 | 0 | 0 | 0 | 0 | 0 | 0 | 0 | 0 | 0 | 0 | 0 | 0 | 0 | 0 | 0 | 0 | 0 | 0 | 0 | 0 | 0 | 0 | 0 | 0 | 0 | 0 | 0 | 0 | 0 | 0 | 0 | 0 | 0 | 0 | 0 | 0 | 0 | 0 | 0 | 0 | 0 | 0 | 0 | 0 | 0 | 0 | 0 | 0 | 0 | 0 | 0 | 0 | 0 | 0 | 0 | 0 | 0 | 0 | 0 | 0 | 0 | 0 | 0 | 0 | 0 | 0 | 0 | 0 | 0 | 0 | 0 | 0 | 0 | 0 | 0 | 0 | 0 | 0 | 0 | 0 | 0 | 0 | 0 | 0 | 0 | 0 | 0 | 0 | 0 | 0 | 0 | 0 | 0 | 0 | 0 | 0 | 0 | 0 | 0 | 0 | 0 | 0 | 0 | 0 | 0 | 0 | 0 | 0 | 0 | 0 | 0 | 0 | 0 | 0 | 0 | 0 | 0 | 0 | 0 | 0 | 0 | 0 | 0 | 0 | 0 | 0 | 0 | 0 | 0 | 0 | 0 | 0 | 0 | 0 | 0 | 0 | 0 | 0 | 0 | 0 | 0 | 0 | 0 | 0 | 0 | 0 | 0 | 0 | 0 | 0 | 0 | 0 | 0 | 0 | 0 | 0 | 0 | 0 | 0 | 0 | 0 | 0 | 0 | 0 | 0 | 0 | 0 | 0 | 0 | 0 | 0 | 0 | 0 | 0 | 0 | 0 | 0 | 0 | 0 | 0 | 0 | 0 | 0 | 0 | 0 | 0 | 0 | 0 | 0 | 0 | 0 | 0 | 0 | 0 | 0 | 0 | 0 | 0 | 0 | 0 | 0 | 0 | 0 | 0 | 0 | 0 | 0 | 0 | 0 | 0 | 0 | 0 | 0 | 0 | 0 | 0 | 0 | 0 | 0 | 0 | 0 | 0 | 0 | 0 | 0 | 0 | 0 | 0 | 0 | 0 | 0 | 0 | 0 | 0 | 0 | 0 | 0 | 0 | 0 | 0 | 0 | 0 | 0 | 0 | 0 | 0 | 0 | 0 | 0 | 0 | 0 | 0 | 0 | 0 | 0 | 0 | 0 | 0 | 0 | 0 | 0 | 0 | 0 | 0 | 0 | 0 | 0 | 0 | 0 | 0 | 0 | 0 | 0 | 0 | 0 | 0 | 0 | 0 | 0 | 0 | 0 | 0 | 0 | 0 | 0 | 0 | 0 | 0 | 0 | 0 | 0 | 0 | 0 | 0 | 0 | 0 | 0 | 0 | 0 | 0 | 0 | 0 | 0 | 0 | 0 | 0 | 0 | 0 | 0 | 0 | 0 | 0 | 0 | 0 | 0 | 0 | 0 | 0 | 0 | 0 | 0 | 0 | 0 | 0 | 0 | 0 | 0 | 0 | 0 | 0 | 0 | 0 | 0 | 0 | 0 | 0 | 0 | 0 | 0 | 0 | 0 | 0 | 0 | 0 | 0 | 0 | 0 | 0 | 0 | 0 | 0 | 0 | 0 | 0 | 0 | 0 | 0 | 0 | 0 | 0 | 0 | 0 | 0 | 0 | 0 | 0 | 0 | 0 | 0 | 0 | 0 | 0 | 0 | 0 | 0 | 0 | 0 | 0 | 0 | 0 | 0 | 0 | 0 | 0 | 0 | 0 | 0 | 0 | 0 | 0 | 0 | 0 | 0 | 0 | 0 | 0 | 0 | 0 | 0 | 0 | 0 | 0 | 0 | 0 | 0 | 0 | 0 | 0 | 0 | 0 | 0 | 0 | 0 | 0 | 0 | 0 | 0 | 0 | 0 | 0 | 0 | 0 | 0 | 0 | 0 | 0 | 0 | 0 | 0 | 0 | 0 | 0 | 0 | 0 | 0 | 0 | 0 | 0 | 0 | 0 | 0 | 0 | 0 | 0 | 0 | 0 | 0 | 0 | 0 | 0 | 0 | 0 | 0 | 0 | 0 | 0 | 0 | 0 | 0 | 0 | 0
WA_Industrial_Agriculture_New_Space Heating_Natural Gas_Boiler_A | WA | Industrial | Agriculture | New | Space Heating | Natural Gas | Boiler | A | IE11 | TE 94% (ENERGY STAR 1.0) | Convert to Gas-Fired ASHP | 25 | 0 | 0 | 0 | 86650.46 | -1334.36 | 0 | 0 | 20347.2112 | 22381.9323 | 513.550054507209 kBtu/hr | 0% | 100% | Turnover | LO50Fast | 85% | TBD | 0.2% | 0 |  | 0 |  | 0 | RTF Wkbk - ComGasBoilersUES_v2.1 | CE_EWR Measure Cost Benchmarking - 02.08.23 | AEG BEST | TE 80% | TE 80% | TE 80% | TE 80% | TE 80% | TE 94% (ENERGY STAR 1.0) | TE 94% (ENERGY STAR 1.0) | TE 94% (ENERGY STAR 1.0) | TE 94% (ENERGY STAR 1.0) | TE 94% (ENERGY STAR 1.0) | TE 94% (ENERGY STAR 1.0) | TE 94% (ENERGY STAR 1.0) | TE 94% (ENERGY STAR 1.0) | TE 94% (ENERGY STAR 1.0) | TE 94% (ENERGY STAR 1.0) | TE 94% (ENERGY STAR 1.0) | TE 94% (ENERGY STAR 1.0) | TE 94% (ENERGY STAR 1.0) | TE 94% (ENERGY STAR 1.0) | TE 94% (ENERGY STAR 1.0) | TE 94% (ENERGY STAR 1.0) | TE 94% (ENERGY STAR 1.0) | TE 94% (ENERGY STAR 1.0) | TE 94% (ENERGY STAR 1.0) | TE 94% (ENERGY STAR 1.0) | TE 94% (ENERGY STAR 1.0) | TE 94% (ENERGY STAR 1.0) | TE 94% (ENERGY STAR 1.0) | TE 94% (ENERGY STAR 1.0) | TE 94% (ENERGY STAR 1.0) | TE 94% (ENERGY STAR 1.0) | Convert to Gas-Fired ASHP | Convert to Gas-Fired ASHP | Convert to Gas-Fired ASHP | Convert to Gas-Fired ASHP | Convert to Gas-Fired ASHP | Convert to Gas-Fired ASHP | Convert to Gas-Fired ASHP | Convert to Gas-Fired ASHP | Convert to Gas-Fired ASHP | Convert to Gas-Fired ASHP | Convert to Gas-Fired ASHP | Convert to Gas-Fired ASHP | Convert to Gas-Fired ASHP | Convert to Gas-Fired ASHP | Convert to Gas-Fired ASHP | Convert to Gas-Fired ASHP | Convert to Gas-Fired ASHP | Convert to Gas-Fired ASHP | Convert to Gas-Fired ASHP | Convert to Gas-Fired ASHP | Convert to Gas-Fired ASHP | Convert to Gas-Fired ASHP | Convert to Gas-Fired ASHP | TE 98% | TE 98% | TE 98% | TE 98% | TE 98% | TE 98% | TE 98% | TE 98% | 86650.46 | 86650.46 | 86650.46 | 86650.46 | 86650.46 | 71785.75 | 71785.75 | 71785.75 | 71785.75 | 71785.75 | 71785.75 | 71785.75 | 71785.75 | 71785.75 | 71785.75 | 71785.75 | 71785.75 | 71785.75 | 71785.75 | 71785.75 | 71785.75 | 71785.75 | 71785.75 | 3619.8414 | 3619.8414 | 3619.8414 | 3619.8414 | 3619.8414 | 3619.8414 | 3619.8414 | 3619.8414 | 0 | 0 | 0 | 0 | 0 | 0 | 0 | 0 | 0 | 0 | 0 | 0 | 0 | 0 | 0 | 0 | 0 | 0 | 0 | 0 | 0 | 0 | 0 | 0 | 0 | 0 | 0 | 0 | 0 | 0 | 0 | 0 | 0 | 0 | 0 | 0 | 0 | 0 | 0 | 0 | 0 | 0 | 0 | 0 | 0 | 0 | 0 | 0 | 0 | 0 | 0 | 0 | 0 | 0 | 0 | 0 | 0 | 0 | 0 | 0 | 0 | 0 | 0 | 0 | 0 | 0 | 0 | 0 | 0 | 0 | 0 | 0 | 0 | 0 | 0 | 0 | 0 | 0 | 0 | 0 | 0 | 0 | 0 | 0 | 0 | 0 | 0 | 0 | 0 | 0 | 0 | 0 | 0 | 0 | 0 | 0 | 0 | 0 | 0 | 0 | 0 | 0 | 0 | 0 | 0 | 0 | 0 | 0 | 0 | 0 | 0 | 0 | 0 | 0 | 0 | 0 | 0 | 0 | 0 | 0 | 0 | 0 | 0 | 0 | 0 | 0 | 0 | 0 | 0 | 0 | 0 | 0 | 0 | 0 | 0 | 0 | 0 | 0 | 0 | 0 | 0 | 0 | 0 | 0 | 0 | 0 | 0 | 0 | 0 | 0 | 0 | 0 | 0 | 0 | 0 | 0 | 0 | 0 | 0 | 0 | 0 | 0 | 0 | 0 | 0 | 0 | 0 | 0 | 0 | 0 | 0 | 0 | 0 | 0 | 0 | 0 | 0 | 0 | 0 | 0 | 0 | 0 | 0 | 0 | 0 | 0 | 0 | 0 | 0 | 0 | 0 | 0 | 0 | 0 | 0 | 0 | 0 | 0 | 0 | 0 | 0 | 0 | 0 | 0 | 0 | 0 | 0 | 0 | 0 | 0 | 0 | 0 | 0 | 0 | 0 | 0 | 0 | 0 | 0 | 0 | 0 | 0 | 0 | 0 | 0 | 0 | 0 | 0 | 0 | 0 | 0 | 0 | 0 | 0 | 0 | 0 | 0 | 0 | 0 | 0 | 0 | 0 | 0 | 0 | 0 | 0 | 0 | 0 | 0 | 0 | 0 | 0 | 0 | 0 | 0 | 0 | 0 | 0 | 0 | 0 | 0 | 0 | 0 | 0 | 0 | 0 | 0 | 0 | 0 | 0 | 0 | 0 | 0 | 0 | 0 | 0 | 0 | 0 | 0 | 0 | 0 | 0 | 0 | 0 | 0 | 0 | 0 | 0 | 0 | 0 | 0 | 0 | 0 | 0 | 0 | 0 | 0 | 0 | 0 | 0 | 0 | 0 | 0 | 0 | 0 | 0 | 0 | 0 | 0 | 0 | 0 | 0 | 0 | 0 | 0 | 0 | 0 | 0 | 0 | 0 | 0 | 0 | 0 | 0 | 0 | 0 | 0 | 0 | 0 | 0 | 0 | 0 | 0 | 0 | 0 | 0 | 0 | 0 | 0 | 0 | 0 | 0 | 0 | 0 | 0 | 0 | 0 | 0 | 0 | 0 | 0 | 0 | 0 | 0 | 0 | 0 | 0 | 0 | 0 | 0 | 0 | 0 | 0 | 0 | 0 | 0 | 0 | 0 | 0 | 0 | 0 | 0 | 0 | 0 | 0 | 0 | 0 | 0 | 0 | 0 | 0 | 0 | 0 | 0 | 0 | 0 | 0 | 0 | 0 | 0 | 0 | 0 | 0 | 0 | 0 | 0 | 0 | 0 | 0 | 0 | 0 | 0 | 0 | 0 | 0 | 0 | 0 | 0 | 0 | 0 | 0 | 0 | 0 | 0 | 0 | 0 | 0 | 0 | 0 | 0 | 0 | 0 | 0 | 0 | 0 | 0 | 0 | 0 | 0 | 0 | 0 | 0 | 0 | 0 | 0 | 0 | 0 | 0 | 0 | 0 | 0 | 0 | 0 | 0 | 0 | 0 | 0 | 0 | 0 | 0 | 0 | 0 | 0 | 0 | 0 | 0 | 0 | 0 | 0 | 0 | 0 | 0 | 0 | 0 | 0 | 0 | 0 | 0 | 0 | 0 | 0 | 0 | 0 | 0 | 0 | 0 | 0 | 0 | 0 | 0 | 0 | 0 | 0 | 0 | 0 | 0 | 0 | 0 | 0 | 0 | 0 | 0 | 0 | 0 | 0 | 0 | 0 | 0 | 0
WA_Industrial_Agriculture_New_Space Heating_Natural Gas_Unit Heater_A | WA | Industrial | Agriculture | New | Space Heating | Natural Gas | Unit Heater | A | IE12 | Condensing | Infrared Radiant | 12 | 15772.4108 | 0 | 0 | 78394.64 | 0 | 0 | 0 | 78394.6374 | 86234.1011 | 120 kBtu/Hr | 5.92% | 100% | Turnover | LO12Med | 84.73% | TBD | 0.2% | -137.9153 |  | 246.3446 |  | 0.061475 | IL TRM v11 - 4.4.5 (Adjusted for WA Climate) | CNGC Program Data | IL TRM v11 - 4.4.5 (Adjusted for WA Climate) | Standard | Standard | Standard | Standard | Standard | Condensing | Condensing | Condensing | Condensing | Condensing | Condensing | Condensing | Condensing | Condensing | Condensing | Condensing | Condensing | Condensing | Condensing | Condensing | Condensing | Condensing | Condensing | Condensing | Condensing | Condensing | Condensing | Condensing | Condensing | Condensing | Condensing | Infrared Radiant | Infrared Radiant | Infrared Radiant | Infrared Radiant | Infrared Radiant | Infrared Radiant | Infrared Radiant | Infrared Radiant | Infrared Radiant | Infrared Radiant | Infrared Radiant | Infrared Radiant | Infrared Radiant | Infrared Radiant | Infrared Radiant | Infrared Radiant | Infrared Radiant | Infrared Radiant | Infrared Radiant | Infrared Radiant | Infrared Radiant | Infrared Radiant | Infrared Radiant | Infrared Radiant | Infrared Radiant | Infrared Radiant | Infrared Radiant | Infrared Radiant | Infrared Radiant | Infrared Radiant | Infrared Radiant | 78394.64 | 78394.64 | 78394.64 | 78394.64 | 78394.64 | -158314.4 | -158314.4 | -158314.4 | -158314.4 | -158314.4 | -158314.4 | -158314.4 | -158314.4 | -158314.4 | -158314.4 | -158314.4 | -158314.4 | -158314.4 | -158314.4 | -158314.4 | -158314.4 | -158314.4 | -158314.4 | -158314.4034 | -158314.4034 | -158314.4034 | -158314.4034 | -158314.4034 | -158314.4034 | -158314.4034 | -158314.4034 | 0 | 28641.12 | 28641.12 | 28641.12 | 28641.12 | 15772.4108 | 15772.4108 | 15772.4108 | 15772.4108 | 15772.4108 | 15772.4108 | 15772.4108 | 15772.4108 | 15772.4108 | 15772.4108 | 15772.4108 | 15772.4108 | 15772.4108 | 15772.4108 | 15772.4108 | 15772.4108 | 15772.4108 | 15772.4108 | 15772.4108 | 15772.4108 | 15772.4108 | 15772.4108 | 15772.4108 | 15772.4108 | 15772.4108 | 15772.4108 | 0.22297 | 0.21914 | 0.21902 | 0.21773 | 0.21785 | 0.21803 | 0.25477 | 0.28395 | 0.30501 | 0.31994 | 0.33701 | 0.34839 | 0.35988 | 0.44905 | 0.4356 | 0.4261 | 0.43013 | 0.43903 | 0.44735 | 0.45764 | 0.46851 | 0.47983 | 0.49115 | 0.52423 | 0.54843 | 0.56544 | 0.22297 | 0.44211 | 0.66113 | 0.87886 | 1.0967 | 1.3147 | 1.5695 | 1.8534 | 2.1585 | 2.4784 | 2.8154 | 3.1638 | 3.3007 | 3.5306 | 3.7472 | 3.9556 | 4.1678 | 4.3888 | 4.5814 | 4.7551 | 4.9186 | 5.0785 | 5.2327 | 0 | 0 | 0 | 0.014137 | 0.013894 | 0.013886 | 0.013804 | 0.013812 | 0.013823 | 0.016153 | 0.018003 | 0.019338 | 0.020285 | 0.021367 | 0.022088 | 0.022817 | 0.028471 | 0.027618 | 0.027016 | 0.027271 | 0.027835 | 0.028363 | 0.029015 | 0.029705 | 0.030422 | 0.03114 | 0.033237 | 0.034771 | 0.03585 | 0.014137 | 0.028031 | 0.041917 | 0.055721 | 0.069533 | 0.083356 | 0.099509 | 0.11751 | 0.13685 | 0.15714 | 0.1785 | 0.20059 | 0.20927 | 0.22385 | 0.23758 | 0.25079 | 0.26425 | 0.27826 | 0.29047 | 0.30148 | 0.31185 | 0.32199 | 0.33176 | 0.34291 | 0.35486 | 0.36224 | 0.020729 | 0.040746 | 0.061086 | 0.080967 | 0.10126 | 0.11959 | 0.1568 | 0.18996 | 0.21712 | 0.23871 | 0.26069 | 0.27713 | 0.29258 | 0.37139 | 0.36515 | 0.36102 | 0.36446 | 0.37201 | 0.37906 | 0.38779 | 0.397 | 0.40785 | 0.41748 | 0.44559 | 0.46616 | 0.48062 | 0.020729 | 0.061475 | 0.12256 | 0.20353 | 0.30479 | 0.42438 | 0.58118 | 0.77114 | 0.98826 | 1.227 | 1.4877 | 1.7648 | 2.0366 | 2.3673 | 2.6713 | 2.9514 | 3.2146 | 3.467 | 3.6893 | 3.8871 | 4.067 | 4.2361 | 4.3929 | 0 | 0 | 0 | 0.0013143 | 0.0025834 | 0.0038729 | 0.0051335 | 0.0064203 | 0.0075822 | 0.0099413 | 0.012044 | 0.013766 | 0.015135 | 0.016528 | 0.01757 | 0.01855 | 0.023547 | 0.023151 | 0.022889 | 0.023107 | 0.023586 | 0.024033 | 0.024586 | 0.02517 | 0.025859 | 0.026469 | 0.028251 | 0.029556 | 0.030472 | 0.0013143 | 0.0038977 | 0.0077706 | 0.012904 | 0.019324 | 0.026907 | 0.036848 | 0.048892 | 0.062658 | 0.077792 | 0.09432 | 0.11189 | 0.12913 | 0.15009 | 0.16937 | 0.18712 | 0.20381 | 0.21982 | 0.23391 | 0.24645 | 0.25785 | 0.26858 | 0.27852 | 0.2892 | 0.30021 | 0.30713 | 0.020729 | 0.040746 | 0.061086 | 0.080967 | 0.10126 | 0.11959 | 0.1568 | 0.18996 | 0.21712 | 0.23871 | 0.26069 | 0.27713 | 0.29258 | 0.37139 | 0.36515 | 0.36102 | 0.36446 | 0.37201 | 0.37906 | 0.38779 | 0.397 | 0.40785 | 0.41748 | 0.44559 | 0.46616 | 0.48062 | 0.020729 | 0.061475 | 0.12256 | 0.20353 | 0.30479 | 0.42438 | 0.58118 | 0.77114 | 0.98826 | 1.227 | 1.4877 | 1.7648 | 2.0366 | 2.3673 | 2.6713 | 2.9514 | 3.2146 | 3.467 | 3.6893 | 3.8871 | 4.067 | 4.2361 | 4.3929 | 0 | 0 | 0 | 0.0013143 | 0.0025834 | 0.0038729 | 0.0051335 | 0.0064203 | 0.0075822 | 0.0099413 | 0.012044 | 0.013766 | 0.015135 | 0.016528 | 0.01757 | 0.01855 | 0.023547 | 0.023151 | 0.022889 | 0.023107 | 0.023586 | 0.024033 | 0.024586 | 0.02517 | 0.025859 | 0.026469 | 0.028251 | 0.029556 | 0.030472 | 0.0013143 | 0.0038977 | 0.0077706 | 0.012904 | 0.019324 | 0.026907 | 0.036848 | 0.048892 | 0.062658 | 0.077792 | 0.09432 | 0.11189 | 0.12913 | 0.15009 | 0.16937 | 0.18712 | 0.20381 | 0.21982 | 0.23391 | 0.24645 | 0.25785 | 0.26858 | 0.27852 | 0.2892 | 0.30021 | 0.30713 | 0.020729 | 0.040746 | 0.061086 | 0.080967 | 0.10126 | 0.11959 | 0.1568 | 0.18996 | 0.21712 | 0.23871 | 0.26069 | 0.27713 | 0.29258 | 0.37139 | 0.36515 | 0.36102 | 0.36446 | 0.37201 | 0.37906 | 0.38779 | 0.397 | 0.40785 | 0.41748 | 0.44559 | 0.46616 | 0.48062 | 0.020729 | 0.061475 | 0.12256 | 0.20353 | 0.30479 | 0.42438 | 0.58118 | 0.77114 | 0.98826 | 1.227 | 1.4877 | 1.7648 | 2.0366 | 2.3673 | 2.6713 | 2.9514 | 3.2146 | 3.467 | 3.6893 | 3.8871 | 4.067 | 4.2361 | 4.3929 | 0 | 0 | 0 | 0.0013143 | 0.0025834 | 0.0038729 | 0.0051335 | 0.0064203 | 0.0075822 | 0.0099413 | 0.012044 | 0.013766 | 0.015135 | 0.016528 | 0.01757 | 0.01855 | 0.023547 | 0.023151 | 0.022889 | 0.023107 | 0.023586 | 0.024033 | 0.024586 | 0.02517 | 0.025859 | 0.026469 | 0.028251 | 0.029556 | 0.030472 | 0.0013143 | 0.0038977 | 0.0077706 | 0.012904 | 0.019324 | 0.026907 | 0.036848 | 0.048892 | 0.062658 | 0.077792 | 0.09432 | 0.11189 | 0.12913 | 0.15009 | 0.16937 | 0.18712 | 0.20381 | 0.21982 | 0.23391 | 0.24645 | 0.25785 | 0.26858 | 0.27852 | 0.2892 | 0.30021 | 0.30713 | -265.2069 | -265.2069 | -265.2069 | -265.2069 | -265.2069 | -265.2069 | -265.2069 | -265.2069 | -265.2069 | -265.2069 | -265.2069 | -265.2069 | -265.2069 | -265.2069 | -265.2069 | -265.2069 | -265.2069 | -265.2069 | -265.2069 | -265.2069 | -265.2069 | -265.2069 | -265.2069 | -265.2069 | -265.2069 | -265.2069 | 168.0233 | 168.0233 | 168.0233 | 168.0233 | 168.0233 | 168.0233 | 168.0233 | 168.0233 | 168.0233 | 168.0233 | 168.0233 | 168.0233 | 168.0233 | 168.0233 | 168.0233 | 168.0233 | 168.0233 | 168.0233 | 168.0233 | 168.0233 | 168.0233 | 168.0233 | 168.0233 | 168.0233 | 168.0233 | 168.0233
WA_Industrial_Primary Metals_Existing_Space Heating_Natural Gas_Furnace_A | WA | Industrial | Primary Metals | Existing | Space Heating | Natural Gas | Furnace | A | IE13 | AFUE 91% (2023 WA State Code Compliant) | AFUE 96% | 23 | 138.7616 | 0 | 0 | 667.74 | 0 | 0 | 0 | 667.7377 | 734.5115 | 140 kBtu/hr | 42.56% | 30% | Turnover | LO12Med | 25.42% | TBD | 0.2% | 98.5784 |  | 105.0024 |  | 0.0010058 | EIA 2018 Tech Forecast | 2015 DOE Commercial Warm Air Furnace TSD - EERE-2013-BT-STD-0021-0050 | AEG BEST | AFUE 80% (Standard) | AFUE 80% (Standard) | AFUE 80% (Standard) | AFUE 80% (Standard) | AFUE 80% (Standard) | AFUE 91% (2023 WA State Code Compliant) | AFUE 91% (2023 WA State Code Compliant) | AFUE 91% (2023 WA State Code Compliant) | AFUE 91% (2023 WA State Code Compliant) | AFUE 91% (2023 WA State Code Compliant) | AFUE 91% (2023 WA State Code Compliant) | AFUE 91% (2023 WA State Code Compliant) | AFUE 91% (2023 WA State Code Compliant) | AFUE 91% (2023 WA State Code Compliant) | AFUE 91% (2023 WA State Code Compliant) | AFUE 91% (2023 WA State Code Compliant) | AFUE 91% (2023 WA State Code Compliant) | AFUE 91% (2023 WA State Code Compliant) | AFUE 91% (2023 WA State Code Compliant) | AFUE 91% (2023 WA State Code Compliant) | AFUE 91% (2023 WA State Code Compliant) | AFUE 91% (2023 WA State Code Compliant) | AFUE 91% (2023 WA State Code Compliant) | AFUE 91% (2023 WA State Code Compliant) | AFUE 91% (2023 WA State Code Compliant) | AFUE 91% (2023 WA State Code Compliant) | AFUE 91% (2023 WA State Code Compliant) | AFUE 91% (2023 WA State Code Compliant) | AFUE 91% (2023 WA State Code Compliant) | AFUE 91% (2023 WA State Code Compliant) | AFUE 91% (2023 WA State Code Compliant) | AFUE 96% | AFUE 96% | AFUE 96% | AFUE 96% | AFUE 96% | AFUE 96% | AFUE 96% | AFUE 96% | AFUE 96% | AFUE 96% | AFUE 96% | AFUE 96% | AFUE 96% | AFUE 96% | AFUE 96% | AFUE 96% | AFUE 96% | AFUE 96% | AFUE 96% | AFUE 96% | AFUE 96% | AFUE 96% | AFUE 96% | AFUE 96% | AFUE 96% | AFUE 96% | AFUE 96% | AFUE 96% | AFUE 96% | AFUE 96% | AFUE 96% | 667.74 | 667.74 | 667.74 | 667.74 | 667.74 | -828.69 | -828.69 | -828.69 | -828.69 | -828.69 | -828.69 | -828.69 | -828.69 | -828.69 | -828.69 | -828.69 | -828.69 | -828.69 | -828.69 | -828.69 | -828.69 | -828.69 | -828.69 | -828.6875 | -828.6875 | -828.6875 | -828.6875 | -828.6875 | -828.6875 | -828.6875 | -828.6875 | 0 | 505.0924 | 505.0924 | 505.0924 | 505.0924 | 138.7616 | 138.7616 | 799.267 | 799.267 | 799.267 | 799.267 | 799.267 | 799.267 | 799.267 | 799.267 | 799.267 | 799.267 | 799.267 | 799.267 | 799.267 | 799.267 | 799.267 | 799.267 | 799.267 | 799.267 | 799.267 | 799.267 | 799.267 | 799.267 | 799.267 | 799.267 | 0.011699 | 0.012182 | 0.050783 | 0.053318 | 0.055377 | 0.054993 | 0.05627 | 0.052853 | 0.048954 | 0.051517 | 0.04295 | 0.040608 | 0.037854 | 0.03531 | 0.037636 | 0.036591 | 0.037281 | 0.039894 | 0.040556 | 0.041272 | 0.042034 | 0.042888 | 0.043795 | 0.067388 | 0.070166 | 0.050783 | 0.011699 | 0.023881 | 0.074664 | 0.12798 | 0.18336 | 0.23835 | 0.29462 | 0.34748 | 0.39643 | 0.44795 | 0.4909 | 0.5315 | 0.56936 | 0.60467 | 0.6423 | 0.67889 | 0.71618 | 0.75607 | 0.79663 | 0.8379 | 0.87993 | 0.92282 | 0.96662 | 0 | 0 | 0 | 0.084312 | 0.087788 | 0.063537 | 0.066709 | 0.069285 | 0.068804 | 0.070402 | 0.066126 | 0.061248 | 0.064455 | 0.053737 | 0.050806 | 0.047361 | 0.044178 | 0.047088 | 0.04578 | 0.046644 | 0.049914 | 0.050741 | 0.051638 | 0.052591 | 0.053659 | 0.054794 | 0.084312 | 0.087788 | 0.063537 | 0.084312 | 0.1721 | 0.23564 | 0.30235 | 0.37163 | 0.44044 | 0.51084 | 0.57696 | 0.63821 | 0.70267 | 0.75641 | 0.80721 | 0.85457 | 0.89875 | 0.94584 | 0.99162 | 1.0383 | 1.0882 | 1.1389 | 1.1906 | 1.2431 | 1.2968 | 1.3516 | 1.3516 | 1.3516 | 1.3516 | 0.0003263 | 0.0006795 | 0.0042491 | 0.0059483 | 0.0077225 | 0.0090493 | 0.010389 | 0.010608 | 0.010454 | 0.011531 | 0.009967 | 0.0096906 | 0.0092328 | 0.0087609 | 0.0094648 | 0.0093006 | 0.0094768 | 0.010141 | 0.01031 | 0.010492 | 0.010685 | 0.010936 | 0.011168 | 0.011381 | 0.013046 | 0.014164 | 0.0003263 | 0.0010058 | 0.0017435 | 0.0027762 | 0.0041169 | 0.005688 | 0.0074917 | 0.0093333 | 0.011148 | 0.01315 | 0.014881 | 0.016563 | 0.018166 | 0.019687 | 0.02133 | 0.022945 | 0.02459 | 0.026351 | 0.028141 | 0.029962 | 0.031817 | 0.033716 | 0.035655 | 0 | 0 | 0 | 0.0023515 | 0.0048969 | 0.0053163 | 0.0074422 | 0.009662 | 0.011322 | 0.012999 | 0.013272 | 0.01308 | 0.014427 | 0.01247 | 0.012124 | 0.011552 | 0.010961 | 0.011842 | 0.011636 | 0.011857 | 0.012688 | 0.012899 | 0.013127 | 0.013369 | 0.013683 | 0.013972 | 0.014239 | 0.016323 | 0.017721 | 0.0023515 | 0.0072484 | 0.012565 | 0.020007 | 0.029669 | 0.040991 | 0.05399 | 0.067261 | 0.080341 | 0.094768 | 0.10724 | 0.11936 | 0.13091 | 0.14188 | 0.15372 | 0.16535 | 0.17721 | 0.1899 | 0.2028 | 0.21592 | 0.22929 | 0.24298 | 0.25695 | 0.26335 | 0.26335 | 0.26335 | 0.0003263 | 0.0006795 | 0.00073769 | 0.0010327 | 0.0013407 | 0.0015711 | 0.0018037 | 0.0018416 | 0.001815 | 0.0020019 | 0.0017304 | 0.0016824 | 0.0016029 | 0.001521 | 0.0016432 | 0.0016147 | 0.0016453 | 0.0017606 | 0.0017899 | 0.0018215 | 0.0018551 | 0.0018987 | 0.0019388 | 0.0019759 | 0.002265 | 0.002459 | 0.0003263 | 0.0010058 | 0.0017435 | 0.0027762 | 0.0041169 | 0.005688 | 0.0074917 | 0.0093333 | 0.011148 | 0.01315 | 0.014881 | 0.016563 | 0.018166 | 0.019687 | 0.02133 | 0.022945 | 0.02459 | 0.026351 | 0.028141 | 0.029962 | 0.031817 | 0.033716 | 0.035655 | 0 | 0 | 0 | 0.0023515 | 0.0048969 | 0.0053163 | 0.0074422 | 0.009662 | 0.011322 | 0.012999 | 0.013272 | 0.01308 | 0.014427 | 0.01247 | 0.012124 | 0.011552 | 0.010961 | 0.011842 | 0.011636 | 0.011857 | 0.012688 | 0.012899 | 0.013127 | 0.013369 | 0.013683 | 0.013972 | 0.014239 | 0.016323 | 0.017721 | 0.0023515 | 0.0072484 | 0.012565 | 0.020007 | 0.029669 | 0.040991 | 0.05399 | 0.067261 | 0.080341 | 0.094768 | 0.10724 | 0.11936 | 0.13091 | 0.14188 | 0.15372 | 0.16535 | 0.17721 | 0.1899 | 0.2028 | 0.21592 | 0.22929 | 0.24298 | 0.25695 | 0.26335 | 0.26335 | 0.26335 | 0.0003263 | 0.0006795 | 0.00073769 | 0.0010327 | 0.0013407 | 0.0015711 | 0.0018037 | 0.0018416 | 0.001815 | 0.0020019 | 0.0017304 | 0.0016824 | 0.0016029 | 0.001521 | 0.0016432 | 0.0016147 | 0.0016453 | 0.0017606 | 0.0017899 | 0.0018215 | 0.0018551 | 0.0018987 | 0.0019388 | 0.0019759 | 0.002265 | 0.002459 | 0.0003263 | 0.0010058 | 0.0017435 | 0.0027762 | 0.0041169 | 0.005688 | 0.0074917 | 0.0093333 | 0.011148 | 0.01315 | 0.014881 | 0.016563 | 0.018166 | 0.019687 | 0.02133 | 0.022945 | 0.02459 | 0.026351 | 0.028141 | 0.029962 | 0.031817 | 0.033716 | 0.035655 | 0 | 0 | 0 | 0.0023515 | 0.0048969 | 0.0053163 | 0.0074422 | 0.009662 | 0.011322 | 0.012999 | 0.013272 | 0.01308 | 0.014427 | 0.01247 | 0.012124 | 0.011552 | 0.010961 | 0.011842 | 0.011636 | 0.011857 | 0.012688 | 0.012899 | 0.013127 | 0.013369 | 0.013683 | 0.013972 | 0.014239 | 0.016323 | 0.017721 | 0.0023515 | 0.0072484 | 0.012565 | 0.020007 | 0.029669 | 0.040991 | 0.05399 | 0.067261 | 0.080341 | 0.094768 | 0.10724 | 0.11936 | 0.13091 | 0.14188 | 0.15372 | 0.16535 | 0.17721 | 0.1899 | 0.2028 | 0.21592 | 0.22929 | 0.24298 | 0.25695 | 0.26335 | 0.26335 | 0.26335 | 61.8107 | 61.8107 | 61.8107 | 61.8107 | 61.8107 | 61.8107 | 61.8107 | 61.8107 | 61.8107 | 61.8107 | 61.8107 | 61.8107 | 61.8107 | 61.8107 | 61.8107 | 61.8107 | 61.8107 | 61.8107 | 61.8105 | 61.8105 | 61.8105 | 61.8105 | 61.8105 | 61.8105 | 61.8105 | 61.8105 | 65.8387 | 65.8387 | 65.8387 | 65.8387 | 65.8387 | 65.8387 | 65.8387 | 65.8387 | 65.8387 | 65.8387 | 65.8387 | 65.8387 | 65.8387 | 65.8387 | 65.8387 | 65.8387 | 65.8387 | 65.8387 | 65.8385 | 65.8385 | 65.8385 | 65.8385 | 65.8385 | 65.8385 | 65.8385 | 65.8385
WA_Industrial_Primary Metals_Existing_Space Heating_Natural Gas_Boiler_A | WA | Industrial | Primary Metals | Existing | Space Heating | Natural Gas | Boiler | A | IE14 | TE 94% (ENERGY STAR 1.0) | Convert to Gas-Fired ASHP | 25 | 5375.3 | 0 | 0 | 86650.46 | -1334.36 | 0 | 0 | 20347.2112 | 22381.9323 | 513.550054507209 kBtu/hr | 2.761% | 100% | Turnover | LO50Fast | 85% | TBD | 0.2% | 881.5968 |  | 440.0561 |  | 0.052078 | RTF Wkbk - ComGasBoilersUES_v2.1 | CE_EWR Measure Cost Benchmarking - 02.08.23 | AEG BEST | TE 80% | TE 80% | TE 80% | TE 80% | TE 80% | TE 94% (ENERGY STAR 1.0) | TE 94% (ENERGY STAR 1.0) | TE 94% (ENERGY STAR 1.0) | TE 94% (ENERGY STAR 1.0) | TE 94% (ENERGY STAR 1.0) | TE 94% (ENERGY STAR 1.0) | TE 94% (ENERGY STAR 1.0) | TE 94% (ENERGY STAR 1.0) | TE 94% (ENERGY STAR 1.0) | TE 94% (ENERGY STAR 1.0) | TE 94% (ENERGY STAR 1.0) | TE 94% (ENERGY STAR 1.0) | TE 94% (ENERGY STAR 1.0) | TE 94% (ENERGY STAR 1.0) | TE 94% (ENERGY STAR 1.0) | TE 94% (ENERGY STAR 1.0) | TE 94% (ENERGY STAR 1.0) | TE 94% (ENERGY STAR 1.0) | TE 94% (ENERGY STAR 1.0) | TE 94% (ENERGY STAR 1.0) | TE 94% (ENERGY STAR 1.0) | TE 94% (ENERGY STAR 1.0) | TE 94% (ENERGY STAR 1.0) | TE 94% (ENERGY STAR 1.0) | TE 94% (ENERGY STAR 1.0) | TE 94% (ENERGY STAR 1.0) | Convert to Gas-Fired ASHP | Convert to Gas-Fired ASHP | Convert to Gas-Fired ASHP | Convert to Gas-Fired ASHP | Convert to Gas-Fired ASHP | Convert to Gas-Fired ASHP | Convert to Gas-Fired ASHP | Convert to Gas-Fired ASHP | Convert to Gas-Fired ASHP | Convert to Gas-Fired ASHP | Convert to Gas-Fired ASHP | Convert to Gas-Fired ASHP | Convert to Gas-Fired ASHP | Convert to Gas-Fired ASHP | Convert to Gas-Fired ASHP | Convert to Gas-Fired ASHP | Convert to Gas-Fired ASHP | Convert to Gas-Fired ASHP | Convert to Gas-Fired ASHP | Convert to Gas-Fired ASHP | Convert to Gas-Fired ASHP | Convert to Gas-Fired ASHP | Convert to Gas-Fired ASHP | TE 98% | TE 98% | TE 98% | TE 98% | TE 98% | TE 98% | TE 98% | TE 98% | 86650.46 | 86650.46 | 86650.46 | 86650.46 | 86650.46 | 71785.75 | 71785.75 | 71785.75 | 71785.75 | 71785.75 | 71785.75 | 71785.75 | 71785.75 | 71785.75 | 71785.75 | 71785.75 | 71785.75 | 71785.75 | 71785.75 | 71785.75 | 71785.75 | 71785.75 | 71785.75 | 3619.8414 | 3619.8414 | 3619.8414 | 3619.8414 | 3619.8414 | 3619.8414 | 3619.8414 | 3619.8414 | 0 | 8772.191 | 8772.191 | 8772.191 | 8772.191 | 5375.3 | 5375.3 | 5375.3 | 5375.3 | 5375.3 | 5375.3 | 5375.3 | 5375.3 | 5375.3 | 5375.3 | 5375.3 | 5375.3 | 5375.3 | 5375.3 | 5375.3 | 5375.3 | 5375.3 | 5375.3 | 5375.3 | 5375.3 | 5375.3 | 5375.3 | 5375.3 | 5375.3 | 5375.3 | 5375.3 | 0.055017 | 0.055318 | 0.055291 | 0.056525 | 0.057283 | 0.055323 | 0.055373 | 0.055443 | 0.054726 | 0.061454 | 0.054485 | 0.054829 | 0.054441 | 0.054055 | 0.056146 | 0.054002 | 0.057685 | 0.056142 | 0.054824 | 0.055935 | 0.054811 | 0.053855 | 0.053045 | 0.052433 | 0.051965 | 0.055017 | 0.055017 | 0.11034 | 0.16563 | 0.22215 | 0.27943 | 0.33476 | 0.39013 | 0.44557 | 0.5003 | 0.56175 | 0.61624 | 0.67107 | 0.72551 | 0.77956 | 0.83571 | 0.88971 | 0.9474 | 1.0035 | 1.0584 | 1.1143 | 1.1691 | 1.223 | 1.276 | 0 | 0 | 0 | 0.010235 | 0.010291 | 0.010286 | 0.010516 | 0.010657 | 0.010292 | 0.010301 | 0.010314 | 0.010181 | 0.011433 | 0.010136 | 0.0102 | 0.010128 | 0.010056 | 0.010445 | 0.010046 | 0.010731 | 0.010444 | 0.010199 | 0.010406 | 0.010197 | 0.010019 | 0.0098683 | 0.0097544 | 0.0096673 | 0.010235 | 0.010235 | 0.020526 | 0.030813 | 0.041328 | 0.051985 | 0.062277 | 0.072578 | 0.082893 | 0.093074 | 0.10451 | 0.11464 | 0.12484 | 0.13497 | 0.14503 | 0.15547 | 0.16552 | 0.17625 | 0.18669 | 0.19689 | 0.2073 | 0.2175 | 0.22752 | 0.23738 | 0.24714 | 0.25681 | 0.25681 | 0.021044 | 0.031034 | 0.037598 | 0.042761 | 0.046233 | 0.046052 | 0.046716 | 0.047025 | 0.046506 | 0.052236 | 0.046312 | 0.046604 | 0.046275 | 0.045947 | 0.047724 | 0.045902 | 0.049032 | 0.04772 | 0.046601 | 0.047545 | 0.04659 | 0.045777 | 0.045088 | 0.044568 | 0.04417 | 0.043762 | 0.021044 | 0.052078 | 0.089676 | 0.13244 | 0.17867 | 0.22472 | 0.27144 | 0.31846 | 0.36497 | 0.4172 | 0.46352 | 0.51012 | 0.5564 | 0.60234 | 0.65007 | 0.69597 | 0.745 | 0.79272 | 0.79959 | 0.8066 | 0.81346 | 0.82021 | 0.82686 | 0 | 0 | 0 | 0.003915 | 0.0057734 | 0.0069946 | 0.0079551 | 0.0086011 | 0.0085673 | 0.0086909 | 0.0087483 | 0.0086518 | 0.0097178 | 0.0086157 | 0.0086701 | 0.0086088 | 0.0085477 | 0.0088785 | 0.0085394 | 0.0091217 | 0.0088777 | 0.0086694 | 0.008845 | 0.0086674 | 0.0085161 | 0.0083881 | 0.0082912 | 0.0082172 | 0.0081414 | 0.003915 | 0.0096883 | 0.016683 | 0.024638 | 0.033239 | 0.041806 | 0.050497 | 0.059246 | 0.067897 | 0.077615 | 0.086231 | 0.094901 | 0.10351 | 0.11206 | 0.12094 | 0.12948 | 0.1386 | 0.14747 | 0.15614 | 0.16499 | 0.17366 | 0.18217 | 0.19056 | 0.19885 | 0.20707 | 0.2113 | 0 | 0 | 0 | 0 | 0 | 0 | 0 | 0 | 0 | 0 | 0 | 0 | 0 | 0 | 0 | 0 | 0 | 0 | 0.0030909 | 0.0046251 | 0.0054936 | 0.0060049 | 0.0063103 | 0.006433 | 0.0064617 | 0.0064362 | 0 | 0 | 0 | 0 | 0 | 0 | 0 | 0 | 0 | 0 | 0 | 0 | 0 | 0 | 0 | 0 | 0 | 0 | 0.0030909 | 0.0077159 | 0.01321 | 0.019214 | 0.025525 | 0 | 0 | 0 | 0 | 0 | 0 | 0 | 0 | 0 | 0 | 0 | 0 | 0 | 0 | 0 | 0 | 0 | 0 | 0 | 0 | 0 | 0.0039012 | 0.0058377 | 0.0069339 | 0.0075793 | 0.0079648 | 0.0081197 | 0.0081559 | 0.0081237 | 0 | 0 | 0 | 0 | 0 | 0 | 0 | 0 | 0 | 0 | 0 | 0 | 0 | 0 | 0 | 0 | 0 | 0 | 0.0039012 | 0.0097389 | 0.016673 | 0.024252 | 0.032217 | 0.040337 | 0.048493 | 0.056616 | 0.021044 | 0.031034 | 0.037598 | 0.042761 | 0.046233 | 0.046052 | 0.046716 | 0.047025 | 0.046506 | 0.052236 | 0.046312 | 0.046604 | 0.046275 | 0.045947 | 0.047724 | 0.045902 | 0.049032 | 0.04772 | 0.0068686 | 0.0070077 | 0.006867 | 0.0067471 | 0.0066457 | 0.006569 | 0.0065103 | 0.0064502 | 0.021044 | 0.052078 | 0.089676 | 0.13244 | 0.17867 | 0.22472 | 0.27144 | 0.31846 | 0.36497 | 0.4172 | 0.46352 | 0.51012 | 0.5564 | 0.60234 | 0.65007 | 0.69597 | 0.745 | 0.79272 | 0.79959 | 0.8066 | 0.81346 | 0.82021 | 0.82686 | 0 | 0 | 0 | 0.003915 | 0.0057734 | 0.0069946 | 0.0079551 | 0.0086011 | 0.0085673 | 0.0086909 | 0.0087483 | 0.0086518 | 0.0097178 | 0.0086157 | 0.0086701 | 0.0086088 | 0.0085477 | 0.0088785 | 0.0085394 | 0.0091217 | 0.0088777 | 0.0086694 | 0.008845 | 0.0086674 | 0.0085161 | 0.0083881 | 0.0082912 | 0.0082172 | 0.0081414 | 0.003915 | 0.0096883 | 0.016683 | 0.024638 | 0.033239 | 0.041806 | 0.050497 | 0.059246 | 0.067897 | 0.077615 | 0.086231 | 0.094901 | 0.10351 | 0.11206 | 0.12094 | 0.12948 | 0.1386 | 0.14747 | 0.15614 | 0.16499 | 0.17366 | 0.18217 | 0.19056 | 0.19885 | 0.20707 | 0.2113 | 913.9318 | 913.9318 | 913.9318 | 913.9318 | 913.9318 | 913.9318 | 913.9318 | 913.9318 | 913.9318 | 913.9318 | 913.9318 | 913.9318 | 913.9318 | 913.9318 | 913.9318 | 913.9318 | 913.9318 | 913.9318 | -1072.532 | -1072.532 | -1072.532 | -1072.532 | -1072.532 | -1072.532 | -1072.532 | -1072.532 | 458.3736 | 458.3736 | 458.3736 | 458.3736 | 458.3736 | 458.3736 | 458.3736 | 458.3736 | 458.3736 | 458.3736 | 458.3736 | 458.3736 | 458.3736 | 458.3736 | 458.3736 | 458.3736 | 458.3736 | 458.3736 | 156.8181 | 156.8181 | 156.8181 | 156.8181 | 156.8181 | 156.8181 | 156.8181 | 156.8181
WA_Industrial_Primary Metals_Existing_Space Heating_Natural Gas_Unit Heater_A | WA | Industrial | Primary Metals | Existing | Space Heating | Natural Gas | Unit Heater | A | IE15 | Condensing | Infrared Radiant | 12 | 15772.4108 | 0 | 0 | 78394.64 | 0 | 0 | 0 | 78394.6374 | 86234.1011 | 120 kBtu/Hr | 49.08% | 100% | Turnover | LO12Med | 84.73% | TBD | 0.2% | -137.9153 |  | 246.3446 |  | 0.018882 | IL TRM v11 - 4.4.5 (Adjusted for WA Climate) | CNGC Program Data | IL TRM v11 - 4.4.5 (Adjusted for WA Climate) | Standard | Standard | Standard | Standard | Standard | Condensing | Condensing | Condensing | Condensing | Condensing | Condensing | Condensing | Condensing | Condensing | Condensing | Condensing | Condensing | Condensing | Condensing | Condensing | Condensing | Condensing | Condensing | Condensing | Condensing | Condensing | Condensing | Condensing | Condensing | Condensing | Condensing | Infrared Radiant | Infrared Radiant | Infrared Radiant | Infrared Radiant | Infrared Radiant | Infrared Radiant | Infrared Radiant | Infrared Radiant | Infrared Radiant | Infrared Radiant | Infrared Radiant | Infrared Radiant | Infrared Radiant | Infrared Radiant | Infrared Radiant | Infrared Radiant | Infrared Radiant | Infrared Radiant | Infrared Radiant | Infrared Radiant | Infrared Radiant | Infrared Radiant | Infrared Radiant | Infrared Radiant | Infrared Radiant | Infrared Radiant | Infrared Radiant | Infrared Radiant | Infrared Radiant | Infrared Radiant | Infrared Radiant | 78394.64 | 78394.64 | 78394.64 | 78394.64 | 78394.64 | -158314.4 | -158314.4 | -158314.4 | -158314.4 | -158314.4 | -158314.4 | -158314.4 | -158314.4 | -158314.4 | -158314.4 | -158314.4 | -158314.4 | -158314.4 | -158314.4 | -158314.4 | -158314.4 | -158314.4 | -158314.4 | -158314.4034 | -158314.4034 | -158314.4034 | -158314.4034 | -158314.4034 | -158314.4034 | -158314.4034 | -158314.4034 | 0 | 28641.12 | 28641.12 | 28641.12 | 28641.12 | 15772.4108 | 15772.4108 | 15772.4108 | 15772.4108 | 15772.4108 | 15772.4108 | 15772.4108 | 15772.4108 | 15772.4108 | 15772.4108 | 15772.4108 | 15772.4108 | 15772.4108 | 15772.4108 | 15772.4108 | 15772.4108 | 15772.4108 | 15772.4108 | 15772.4108 | 15772.4108 | 15772.4108 | 15772.4108 | 15772.4108 | 15772.4108 | 15772.4108 | 15772.4108 | 0.054613 | 0.074242 | 0.09565 | 0.12226 | 0.14951 | 0.16678 | 0.18793 | 0.20821 | 0.22485 | 0.275 | 0.27268 | 0.29244 | 0.27533 | 0.26361 | 0.26481 | 0.25702 | 0.28154 | 0.25793 | 0.26393 | 0.27579 | 0.28656 | 0.29803 | 0.30301 | 0.30616 | 0.30834 | 0.30877 | 0.054613 | 0.12885 | 0.2245 | 0.34676 | 0.49627 | 0.66305 | 0.85098 | 1.0592 | 1.284 | 1.559 | 1.8317 | 2.1242 | 2.3449 | 2.5342 | 2.7034 | 2.8382 | 2.9702 | 3.0613 | 3.1373 | 3.2049 | 3.2666 | 3.2897 | 3.32 | 0 | 0 | 0 | 0.0034625 | 0.0047071 | 0.0060644 | 0.0077513 | 0.0094794 | 0.010574 | 0.011915 | 0.013201 | 0.014256 | 0.017436 | 0.017289 | 0.018541 | 0.017456 | 0.016713 | 0.016789 | 0.016295 | 0.01785 | 0.016353 | 0.016734 | 0.017486 | 0.018169 | 0.018896 | 0.019211 | 0.019411 | 0.019549 | 0.019577 | 0.0034625 | 0.0081696 | 0.014234 | 0.021985 | 0.031465 | 0.042039 | 0.053954 | 0.067154 | 0.08141 | 0.098846 | 0.11613 | 0.13468 | 0.14867 | 0.16068 | 0.1714 | 0.17994 | 0.18832 | 0.19409 | 0.19891 | 0.2032 | 0.20711 | 0.20857 | 0.21049 | 0.21136 | 0.21346 | 0.21632 | 0.0050773 | 0.013804 | 0.026677 | 0.045464 | 0.0695 | 0.091481 | 0.11566 | 0.13929 | 0.16005 | 0.20518 | 0.21093 | 0.23263 | 0.22384 | 0.21801 | 0.22198 | 0.21776 | 0.23856 | 0.21855 | 0.22364 | 0.2337 | 0.24282 | 0.25333 | 0.25756 | 0.26023 | 0.26209 | 0.26246 | 0.0050773 | 0.018882 | 0.045559 | 0.091023 | 0.16052 | 0.252 | 0.36766 | 0.50695 | 0.66701 | 0.87219 | 1.0831 | 1.3157 | 1.5345 | 1.7387 | 1.934 | 2.1063 | 2.2754 | 2.4025 | 2.5104 | 2.6048 | 2.6876 | 2.7358 | 2.7824 | 0 | 0 | 0 | 0.00032191 | 0.00087522 | 0.0016914 | 0.0028825 | 0.0044064 | 0.0058001 | 0.007333 | 0.0088313 | 0.010148 | 0.013009 | 0.013373 | 0.014749 | 0.014192 | 0.013823 | 0.014074 | 0.013806 | 0.015125 | 0.013857 | 0.014179 | 0.014817 | 0.015395 | 0.016061 | 0.01633 | 0.016499 | 0.016617 | 0.01664 | 0.00032191 | 0.0011971 | 0.0028885 | 0.005771 | 0.010177 | 0.015978 | 0.023311 | 0.032142 | 0.04229 | 0.055298 | 0.068672 | 0.083421 | 0.097291 | 0.11024 | 0.12262 | 0.13355 | 0.14426 | 0.15232 | 0.15917 | 0.16515 | 0.1704 | 0.17345 | 0.17641 | 0.17816 | 0.18058 | 0.1834 | 0.0050773 | 0.013804 | 0.026677 | 0.045464 | 0.0695 | 0.091481 | 0.11566 | 0.13929 | 0.16005 | 0.20518 | 0.21093 | 0.23263 | 0.22384 | 0.21801 | 0.22198 | 0.21776 | 0.23856 | 0.21855 | 0.22364 | 0.2337 | 0.24282 | 0.25333 | 0.25756 | 0.26023 | 0.26209 | 0.26246 | 0.0050773 | 0.018882 | 0.045559 | 0.091023 | 0.16052 | 0.252 | 0.36766 | 0.50695 | 0.66701 | 0.87219 | 1.0831 | 1.3157 | 1.5345 | 1.7387 | 1.934 | 2.1063 | 2.2754 | 2.4025 | 2.5104 | 2.6048 | 2.6876 | 2.7358 | 2.7824 | 0 | 0 | 0 | 0.00032191 | 0.00087522 | 0.0016914 | 0.0028825 | 0.0044064 | 0.0058001 | 0.007333 | 0.0088313 | 0.010148 | 0.013009 | 0.013373 | 0.014749 | 0.014192 | 0.013823 | 0.014074 | 0.013806 | 0.015125 | 0.013857 | 0.014179 | 0.014817 | 0.015395 | 0.016061 | 0.01633 | 0.016499 | 0.016617 | 0.01664 | 0.00032191 | 0.0011971 | 0.0028885 | 0.005771 | 0.010177 | 0.015978 | 0.023311 | 0.032142 | 0.04229 | 0.055298 | 0.068672 | 0.083421 | 0.097291 | 0.11024 | 0.12262 | 0.13355 | 0.14426 | 0.15232 | 0.15917 | 0.16515 | 0.1704 | 0.17345 | 0.17641 | 0.17816 | 0.18058 | 0.1834 | 0.0050773 | 0.013804 | 0.026677 | 0.045464 | 0.0695 | 0.091481 | 0.11566 | 0.13929 | 0.16005 | 0.20518 | 0.21093 | 0.23263 | 0.22384 | 0.21801 | 0.22198 | 0.21776 | 0.23856 | 0.21855 | 0.22364 | 0.2337 | 0.24282 | 0.25333 | 0.25756 | 0.26023 | 0.26209 | 0.26246 | 0.0050773 | 0.018882 | 0.045559 | 0.091023 | 0.16052 | 0.252 | 0.36766 | 0.50695 | 0.66701 | 0.87219 | 1.0831 | 1.3157 | 1.5345 | 1.7387 | 1.934 | 2.1063 | 2.2754 | 2.4025 | 2.5104 | 2.6048 | 2.6876 | 2.7358 | 2.7824 | 0 | 0 | 0 | 0.00032191 | 0.00087522 | 0.0016914 | 0.0028825 | 0.0044064 | 0.0058001 | 0.007333 | 0.0088313 | 0.010148 | 0.013009 | 0.013373 | 0.014749 | 0.014192 | 0.013823 | 0.014074 | 0.013806 | 0.015125 | 0.013857 | 0.014179 | 0.014817 | 0.015395 | 0.016061 | 0.01633 | 0.016499 | 0.016617 | 0.01664 | 0.00032191 | 0.0011971 | 0.0028885 | 0.005771 | 0.010177 | 0.015978 | 0.023311 | 0.032142 | 0.04229 | 0.055298 | 0.068672 | 0.083421 | 0.097291 | 0.11024 | 0.12262 | 0.13355 | 0.14426 | 0.15232 | 0.15917 | 0.16515 | 0.1704 | 0.17345 | 0.17641 | 0.17816 | 0.18058 | 0.1834 | -265.2069 | -265.2069 | -265.2069 | -265.2069 | -265.2069 | -265.2069 | -265.2069 | -265.2069 | -265.2069 | -265.2069 | -265.2069 | -265.2069 | -265.2069 | -265.2069 | -265.2069 | -265.2069 | -265.2069 | -265.2069 | -265.2069 | -265.2069 | -265.2069 | -265.2069 | -265.2069 | -265.2069 | -265.2069 | -265.2069 | 168.0233 | 168.0233 | 168.0233 | 168.0233 | 168.0233 | 168.0233 | 168.0233 | 168.0233 | 168.0233 | 168.0233 | 168.0233 | 168.0233 | 168.0233 | 168.0233 | 168.0233 | 168.0233 | 168.0233 | 168.0233 | 168.0233 | 168.0233 | 168.0233 | 168.0233 | 168.0233 | 168.0233 | 168.0233 | 168.0233
WA_Industrial_Primary Metals_New_Space Heating_Natural Gas_Furnace_A | WA | Industrial | Primary Metals | New | Space Heating | Natural Gas | Furnace | A | IE16 | AFUE 91% (2023 WA State Code Compliant) | AFUE 96% | 23 | 0 | 0 | 0 | 667.74 | 0 | 0 | 0 | 667.7377 | 734.5115 | 140 kBtu/hr | 0% | 30% | Turnover | LO12Med | 25.42% | TBD | 0.2% | 0 |  | 0 |  | 0 | EIA 2018 Tech Forecast | 2015 DOE Commercial Warm Air Furnace TSD - EERE-2013-BT-STD-0021-0050 | AEG BEST | AFUE 80% (Standard) | AFUE 80% (Standard) | AFUE 80% (Standard) | AFUE 80% (Standard) | AFUE 80% (Standard) | AFUE 91% (2023 WA State Code Compliant) | AFUE 91% (2023 WA State Code Compliant) | AFUE 91% (2023 WA State Code Compliant) | AFUE 91% (2023 WA State Code Compliant) | AFUE 91% (2023 WA State Code Compliant) | AFUE 91% (2023 WA State Code Compliant) | AFUE 91% (2023 WA State Code Compliant) | AFUE 91% (2023 WA State Code Compliant) | AFUE 91% (2023 WA State Code Compliant) | AFUE 91% (2023 WA State Code Compliant) | AFUE 91% (2023 WA State Code Compliant) | AFUE 91% (2023 WA State Code Compliant) | AFUE 91% (2023 WA State Code Compliant) | AFUE 91% (2023 WA State Code Compliant) | AFUE 91% (2023 WA State Code Compliant) | AFUE 91% (2023 WA State Code Compliant) | AFUE 91% (2023 WA State Code Compliant) | AFUE 91% (2023 WA State Code Compliant) | AFUE 91% (2023 WA State Code Compliant) | AFUE 91% (2023 WA State Code Compliant) | AFUE 91% (2023 WA State Code Compliant) | AFUE 91% (2023 WA State Code Compliant) | AFUE 91% (2023 WA State Code Compliant) | AFUE 91% (2023 WA State Code Compliant) | AFUE 91% (2023 WA State Code Compliant) | AFUE 91% (2023 WA State Code Compliant) | AFUE 96% | AFUE 96% | AFUE 96% | AFUE 96% | AFUE 96% | AFUE 96% | AFUE 96% | AFUE 96% | AFUE 96% | AFUE 96% | AFUE 96% | AFUE 96% | AFUE 96% | AFUE 96% | AFUE 96% | AFUE 96% | AFUE 96% | AFUE 96% | AFUE 96% | AFUE 96% | AFUE 96% | AFUE 96% | AFUE 96% | AFUE 96% | AFUE 96% | AFUE 96% | AFUE 96% | AFUE 96% | AFUE 96% | AFUE 96% | AFUE 96% | 667.74 | 667.74 | 667.74 | 667.74 | 667.74 | -828.69 | -828.69 | -828.69 | -828.69 | -828.69 | -828.69 | -828.69 | -828.69 | -828.69 | -828.69 | -828.69 | -828.69 | -828.69 | -828.69 | -828.69 | -828.69 | -828.69 | -828.69 | -828.6875 | -828.6875 | -828.6875 | -828.6875 | -828.6875 | -828.6875 | -828.6875 | -828.6875 | 0 | 0 | 0 | 0 | 0 | 0 | 0 | 0 | 0 | 0 | 0 | 0 | 0 | 0 | 0 | 0 | 0 | 0 | 0 | 0 | 0 | 0 | 0 | 0 | 0 | 0 | 0 | 0 | 0 | 0 | 0 | 0 | 0 | 0 | 0 | 0 | 0 | 0 | 0 | 0 | 0 | 0 | 0 | 0 | 0 | 0 | 0 | 0 | 0 | 0 | 0 | 0 | 0 | 0 | 0 | 0 | 0 | 0 | 0 | 0 | 0 | 0 | 0 | 0 | 0 | 0 | 0 | 0 | 0 | 0 | 0 | 0 | 0 | 0 | 0 | 0 | 0 | 0 | 0 | 0 | 0 | 0 | 0 | 0 | 0 | 0 | 0 | 0 | 0 | 0 | 0 | 0 | 0 | 0 | 0 | 0 | 0 | 0 | 0 | 0 | 0 | 0 | 0 | 0 | 0 | 0 | 0 | 0 | 0 | 0 | 0 | 0 | 0 | 0 | 0 | 0 | 0 | 0 | 0 | 0 | 0 | 0 | 0 | 0 | 0 | 0 | 0 | 0 | 0 | 0 | 0 | 0 | 0 | 0 | 0 | 0 | 0 | 0 | 0 | 0 | 0 | 0 | 0 | 0 | 0 | 0 | 0 | 0 | 0 | 0 | 0 | 0 | 0 | 0 | 0 | 0 | 0 | 0 | 0 | 0 | 0 | 0 | 0 | 0 | 0 | 0 | 0 | 0 | 0 | 0 | 0 | 0 | 0 | 0 | 0 | 0 | 0 | 0 | 0 | 0 | 0 | 0 | 0 | 0 | 0 | 0 | 0 | 0 | 0 | 0 | 0 | 0 | 0 | 0 | 0 | 0 | 0 | 0 | 0 | 0 | 0 | 0 | 0 | 0 | 0 | 0 | 0 | 0 | 0 | 0 | 0 | 0 | 0 | 0 | 0 | 0 | 0 | 0 | 0 | 0 | 0 | 0 | 0 | 0 | 0 | 0 | 0 | 0 | 0 | 0 | 0 | 0 | 0 | 0 | 0 | 0 | 0 | 0 | 0 | 0 | 0 | 0 | 0 | 0 | 0 | 0 | 0 | 0 | 0 | 0 | 0 | 0 | 0 | 0 | 0 | 0 | 0 | 0 | 0 | 0 | 0 | 0 | 0 | 0 | 0 | 0 | 0 | 0 | 0 | 0 | 0 | 0 | 0 | 0 | 0 | 0 | 0 | 0 | 0 | 0 | 0 | 0 | 0 | 0 | 0 | 0 | 0 | 0 | 0 | 0 | 0 | 0 | 0 | 0 | 0 | 0 | 0 | 0 | 0 | 0 | 0 | 0 | 0 | 0 | 0 | 0 | 0 | 0 | 0 | 0 | 0 | 0 | 0 | 0 | 0 | 0 | 0 | 0 | 0 | 0 | 0 | 0 | 0 | 0 | 0 | 0 | 0 | 0 | 0 | 0 | 0 | 0 | 0 | 0 | 0 | 0 | 0 | 0 | 0 | 0 | 0 | 0 | 0 | 0 | 0 | 0 | 0 | 0 | 0 | 0 | 0 | 0 | 0 | 0 | 0 | 0 | 0 | 0 | 0 | 0 | 0 | 0 | 0 | 0 | 0 | 0 | 0 | 0 | 0 | 0 | 0 | 0 | 0 | 0 | 0 | 0 | 0 | 0 | 0 | 0 | 0 | 0 | 0 | 0 | 0 | 0 | 0 | 0 | 0 | 0 | 0 | 0 | 0 | 0 | 0 | 0 | 0 | 0 | 0 | 0 | 0 | 0 | 0 | 0 | 0 | 0 | 0 | 0 | 0 | 0 | 0 | 0 | 0 | 0 | 0 | 0 | 0 | 0 | 0 | 0 | 0 | 0 | 0 | 0 | 0 | 0 | 0 | 0 | 0 | 0 | 0 | 0 | 0 | 0 | 0 | 0 | 0 | 0 | 0 | 0 | 0 | 0 | 0 | 0 | 0 | 0 | 0 | 0 | 0 | 0 | 0 | 0 | 0 | 0 | 0 | 0 | 0 | 0 | 0 | 0 | 0 | 0 | 0 | 0 | 0 | 0 | 0 | 0 | 0 | 0 | 0 | 0 | 0 | 0 | 0 | 0 | 0 | 0 | 0 | 0 | 0 | 0 | 0 | 0 | 0 | 0 | 0 | 0 | 0 | 0 | 0 | 0 | 0 | 0 | 0 | 0 | 0 | 0 | 0
WA_Industrial_Primary Metals_New_Space Heating_Natural Gas_Boiler_A | WA | Industrial | Primary Metals | New | Space Heating | Natural Gas | Boiler | A | IE17 | TE 94% (ENERGY STAR 1.0) | Convert to Gas-Fired ASHP | 25 | 0 | 0 | 0 | 86650.46 | -1334.36 | 0 | 0 | 20347.2112 | 22381.9323 | 513.550054507209 kBtu/hr | 0% | 100% | Turnover | LO50Fast | 85% | TBD | 0.2% | 0 |  | 0 |  | 0 | RTF Wkbk - ComGasBoilersUES_v2.1 | CE_EWR Measure Cost Benchmarking - 02.08.23 | AEG BEST | TE 80% | TE 80% | TE 80% | TE 80% | TE 80% | TE 94% (ENERGY STAR 1.0) | TE 94% (ENERGY STAR 1.0) | TE 94% (ENERGY STAR 1.0) | TE 94% (ENERGY STAR 1.0) | TE 94% (ENERGY STAR 1.0) | TE 94% (ENERGY STAR 1.0) | TE 94% (ENERGY STAR 1.0) | TE 94% (ENERGY STAR 1.0) | TE 94% (ENERGY STAR 1.0) | TE 94% (ENERGY STAR 1.0) | TE 94% (ENERGY STAR 1.0) | TE 94% (ENERGY STAR 1.0) | TE 94% (ENERGY STAR 1.0) | TE 94% (ENERGY STAR 1.0) | TE 94% (ENERGY STAR 1.0) | TE 94% (ENERGY STAR 1.0) | TE 94% (ENERGY STAR 1.0) | TE 94% (ENERGY STAR 1.0) | TE 94% (ENERGY STAR 1.0) | TE 94% (ENERGY STAR 1.0) | TE 94% (ENERGY STAR 1.0) | TE 94% (ENERGY STAR 1.0) | TE 94% (ENERGY STAR 1.0) | TE 94% (ENERGY STAR 1.0) | TE 94% (ENERGY STAR 1.0) | TE 94% (ENERGY STAR 1.0) | Convert to Gas-Fired ASHP | Convert to Gas-Fired ASHP | Convert to Gas-Fired ASHP | Convert to Gas-Fired ASHP | Convert to Gas-Fired ASHP | Convert to Gas-Fired ASHP | Convert to Gas-Fired ASHP | Convert to Gas-Fired ASHP | Convert to Gas-Fired ASHP | Convert to Gas-Fired ASHP | Convert to Gas-Fired ASHP | Convert to Gas-Fired ASHP | Convert to Gas-Fired ASHP | Convert to Gas-Fired ASHP | Convert to Gas-Fired ASHP | Convert to Gas-Fired ASHP | Convert to Gas-Fired ASHP | Convert to Gas-Fired ASHP | Convert to Gas-Fired ASHP | Convert to Gas-Fired ASHP | Convert to Gas-Fired ASHP | Convert to Gas-Fired ASHP | Convert to Gas-Fired ASHP | TE 98% | TE 98% | TE 98% | TE 98% | TE 98% | TE 98% | TE 98% | TE 98% | 86650.46 | 86650.46 | 86650.46 | 86650.46 | 86650.46 | 71785.75 | 71785.75 | 71785.75 | 71785.75 | 71785.75 | 71785.75 | 71785.75 | 71785.75 | 71785.75 | 71785.75 | 71785.75 | 71785.75 | 71785.75 | 71785.75 | 71785.75 | 71785.75 | 71785.75 | 71785.75 | 3619.8414 | 3619.8414 | 3619.8414 | 3619.8414 | 3619.8414 | 3619.8414 | 3619.8414 | 3619.8414 | 0 | 0 | 0 | 0 | 0 | 0 | 0 | 0 | 0 | 0 | 0 | 0 | 0 | 0 | 0 | 0 | 0 | 0 | 0 | 0 | 0 | 0 | 0 | 0 | 0 | 0 | 0 | 0 | 0 | 0 | 0 | 0 | 0 | 0 | 0 | 0 | 0 | 0 | 0 | 0 | 0 | 0 | 0 | 0 | 0 | 0 | 0 | 0 | 0 | 0 | 0 | 0 | 0 | 0 | 0 | 0 | 0 | 0 | 0 | 0 | 0 | 0 | 0 | 0 | 0 | 0 | 0 | 0 | 0 | 0 | 0 | 0 | 0 | 0 | 0 | 0 | 0 | 0 | 0 | 0 | 0 | 0 | 0 | 0 | 0 | 0 | 0 | 0 | 0 | 0 | 0 | 0 | 0 | 0 | 0 | 0 | 0 | 0 | 0 | 0 | 0 | 0 | 0 | 0 | 0 | 0 | 0 | 0 | 0 | 0 | 0 | 0 | 0 | 0 | 0 | 0 | 0 | 0 | 0 | 0 | 0 | 0 | 0 | 0 | 0 | 0 | 0 | 0 | 0 | 0 | 0 | 0 | 0 | 0 | 0 | 0 | 0 | 0 | 0 | 0 | 0 | 0 | 0 | 0 | 0 | 0 | 0 | 0 | 0 | 0 | 0 | 0 | 0 | 0 | 0 | 0 | 0 | 0 | 0 | 0 | 0 | 0 | 0 | 0 | 0 | 0 | 0 | 0 | 0 | 0 | 0 | 0 | 0 | 0 | 0 | 0 | 0 | 0 | 0 | 0 | 0 | 0 | 0 | 0 | 0 | 0 | 0 | 0 | 0 | 0 | 0 | 0 | 0 | 0 | 0 | 0 | 0 | 0 | 0 | 0 | 0 | 0 | 0 | 0 | 0 | 0 | 0 | 0 | 0 | 0 | 0 | 0 | 0 | 0 | 0 | 0 | 0 | 0 | 0 | 0 | 0 | 0 | 0 | 0 | 0 | 0 | 0 | 0 | 0 | 0 | 0 | 0 | 0 | 0 | 0 | 0 | 0 | 0 | 0 | 0 | 0 | 0 | 0 | 0 | 0 | 0 | 0 | 0 | 0 | 0 | 0 | 0 | 0 | 0 | 0 | 0 | 0 | 0 | 0 | 0 | 0 | 0 | 0 | 0 | 0 | 0 | 0 | 0 | 0 | 0 | 0 | 0 | 0 | 0 | 0 | 0 | 0 | 0 | 0 | 0 | 0 | 0 | 0 | 0 | 0 | 0 | 0 | 0 | 0 | 0 | 0 | 0 | 0 | 0 | 0 | 0 | 0 | 0 | 0 | 0 | 0 | 0 | 0 | 0 | 0 | 0 | 0 | 0 | 0 | 0 | 0 | 0 | 0 | 0 | 0 | 0 | 0 | 0 | 0 | 0 | 0 | 0 | 0 | 0 | 0 | 0 | 0 | 0 | 0 | 0 | 0 | 0 | 0 | 0 | 0 | 0 | 0 | 0 | 0 | 0 | 0 | 0 | 0 | 0 | 0 | 0 | 0 | 0 | 0 | 0 | 0 | 0 | 0 | 0 | 0 | 0 | 0 | 0 | 0 | 0 | 0 | 0 | 0 | 0 | 0 | 0 | 0 | 0 | 0 | 0 | 0 | 0 | 0 | 0 | 0 | 0 | 0 | 0 | 0 | 0 | 0 | 0 | 0 | 0 | 0 | 0 | 0 | 0 | 0 | 0 | 0 | 0 | 0 | 0 | 0 | 0 | 0 | 0 | 0 | 0 | 0 | 0 | 0 | 0 | 0 | 0 | 0 | 0 | 0 | 0 | 0 | 0 | 0 | 0 | 0 | 0 | 0 | 0 | 0 | 0 | 0 | 0 | 0 | 0 | 0 | 0 | 0 | 0 | 0 | 0 | 0 | 0 | 0 | 0 | 0 | 0 | 0 | 0 | 0 | 0 | 0 | 0 | 0 | 0 | 0 | 0 | 0 | 0 | 0 | 0 | 0 | 0 | 0 | 0 | 0 | 0 | 0 | 0 | 0 | 0 | 0 | 0 | 0 | 0 | 0 | 0 | 0 | 0 | 0 | 0 | 0 | 0 | 0 | 0 | 0 | 0 | 0 | 0 | 0 | 0 | 0 | 0 | 0 | 0 | 0 | 0 | 0 | 0 | 0 | 0 | 0 | 0 | 0 | 0 | 0 | 0 | 0 | 0 | 0
WA_Industrial_Primary Metals_New_Space Heating_Natural Gas_Unit Heater_A | WA | Industrial | Primary Metals | New | Space Heating | Natural Gas | Unit Heater | A | IE18 | Condensing | Infrared Radiant | 12 | 15772.4108 | 0 | 0 | 78394.64 | 0 | 0 | 0 | 78394.6374 | 86234.1011 | 120 kBtu/Hr | 9.815% | 100% | Turnover | LO12Med | 84.73% | TBD | 0.2% | -137.9153 |  | 246.3446 |  | 0.0055712 | IL TRM v11 - 4.4.5 (Adjusted for WA Climate) | CNGC Program Data | IL TRM v11 - 4.4.5 (Adjusted for WA Climate) | Standard | Standard | Standard | Standard | Standard | Condensing | Condensing | Condensing | Condensing | Condensing | Condensing | Condensing | Condensing | Condensing | Condensing | Condensing | Condensing | Condensing | Condensing | Condensing | Condensing | Condensing | Condensing | Condensing | Condensing | Condensing | Condensing | Condensing | Condensing | Condensing | Condensing | Infrared Radiant | Infrared Radiant | Infrared Radiant | Infrared Radiant | Infrared Radiant | Infrared Radiant | Infrared Radiant | Infrared Radiant | Infrared Radiant | Infrared Radiant | Infrared Radiant | Infrared Radiant | Infrared Radiant | Infrared Radiant | Infrared Radiant | Infrared Radiant | Infrared Radiant | Infrared Radiant | Infrared Radiant | Infrared Radiant | Infrared Radiant | Infrared Radiant | Infrared Radiant | Infrared Radiant | Infrared Radiant | Infrared Radiant | Infrared Radiant | Infrared Radiant | Infrared Radiant | Infrared Radiant | Infrared Radiant | 78394.64 | 78394.64 | 78394.64 | 78394.64 | 78394.64 | -158314.4 | -158314.4 | -158314.4 | -158314.4 | -158314.4 | -158314.4 | -158314.4 | -158314.4 | -158314.4 | -158314.4 | -158314.4 | -158314.4 | -158314.4 | -158314.4 | -158314.4 | -158314.4 | -158314.4 | -158314.4 | -158314.4034 | -158314.4034 | -158314.4034 | -158314.4034 | -158314.4034 | -158314.4034 | -158314.4034 | -158314.4034 | 0 | 28641.12 | 28641.12 | 28641.12 | 28641.12 | 15772.4108 | 15772.4108 | 15772.4108 | 15772.4108 | 15772.4108 | 15772.4108 | 15772.4108 | 15772.4108 | 15772.4108 | 15772.4108 | 15772.4108 | 15772.4108 | 15772.4108 | 15772.4108 | 15772.4108 | 15772.4108 | 15772.4108 | 15772.4108 | 15772.4108 | 15772.4108 | 15772.4108 | 15772.4108 | 15772.4108 | 15772.4108 | 15772.4108 | 15772.4108 | 0.020207 | 0.01986 | 0.019849 | 0.019732 | 0.019742 | 0.019759 | 0.023089 | 0.025733 | 0.027642 | 0.028994 | 0.030541 | 0.031573 | 0.032614 | 0.040695 | 0.039476 | 0.038616 | 0.03898 | 0.039787 | 0.040541 | 0.041474 | 0.042459 | 0.043485 | 0.044511 | 0.047508 | 0.049702 | 0.051243 | 0.020207 | 0.040066 | 0.059915 | 0.079647 | 0.099389 | 0.11915 | 0.14224 | 0.16797 | 0.19561 | 0.22461 | 0.25515 | 0.28672 | 0.29913 | 0.31996 | 0.33959 | 0.35847 | 0.37771 | 0.39774 | 0.41519 | 0.43093 | 0.44575 | 0.46024 | 0.47421 | 0 | 0 | 0 | 0.0012812 | 0.0012591 | 0.0012584 | 0.001251 | 0.0012517 | 0.0012527 | 0.0014639 | 0.0016315 | 0.0017526 | 0.0018383 | 0.0019364 | 0.0020018 | 0.0020678 | 0.0025802 | 0.0025029 | 0.0024483 | 0.0024714 | 0.0025226 | 0.0025704 | 0.0026295 | 0.002692 | 0.002757 | 0.0028221 | 0.0030121 | 0.0031512 | 0.0032489 | 0.0012812 | 0.0025403 | 0.0037987 | 0.0050498 | 0.0063015 | 0.0075542 | 0.009018 | 0.01065 | 0.012402 | 0.01424 | 0.016177 | 0.018179 | 0.018965 | 0.020286 | 0.021531 | 0.022728 | 0.023948 | 0.025218 | 0.026324 | 0.027322 | 0.028261 | 0.02918 | 0.030066 | 0.031076 | 0.03216 | 0.032828 | 0.0018786 | 0.0036926 | 0.0055359 | 0.0073377 | 0.0091771 | 0.010838 | 0.01421 | 0.017215 | 0.019677 | 0.021633 | 0.023625 | 0.025115 | 0.026516 | 0.033657 | 0.033092 | 0.032718 | 0.033029 | 0.033714 | 0.034353 | 0.035143 | 0.035978 | 0.036962 | 0.037834 | 0.040382 | 0.042246 | 0.043557 | 0.0018786 | 0.0055712 | 0.011107 | 0.018445 | 0.027622 | 0.03846 | 0.05267 | 0.069885 | 0.089562 | 0.11119 | 0.13482 | 0.15993 | 0.18457 | 0.21454 | 0.24209 | 0.26747 | 0.29132 | 0.3142 | 0.33434 | 0.35227 | 0.36857 | 0.3839 | 0.39811 | 0 | 0 | 0 | 0.00011911 | 0.00023412 | 0.00035099 | 0.00046522 | 0.00058184 | 0.00068714 | 0.00090093 | 0.0010915 | 0.0012475 | 0.0013716 | 0.0014979 | 0.0015923 | 0.0016811 | 0.0021339 | 0.0020981 | 0.0020744 | 0.0020941 | 0.0021375 | 0.002178 | 0.0022281 | 0.0022811 | 0.0023435 | 0.0023988 | 0.0025603 | 0.0026785 | 0.0027616 | 0.00011911 | 0.00035323 | 0.00070421 | 0.0011694 | 0.0017513 | 0.0024384 | 0.0033394 | 0.0044308 | 0.0056784 | 0.00705 | 0.0085478 | 0.01014 | 0.011702 | 0.013602 | 0.015349 | 0.016958 | 0.01847 | 0.019921 | 0.021198 | 0.022335 | 0.023368 | 0.02434 | 0.025241 | 0.026209 | 0.027206 | 0.027834 | 0.0018786 | 0.0036926 | 0.0055359 | 0.0073377 | 0.0091771 | 0.010838 | 0.01421 | 0.017215 | 0.019677 | 0.021633 | 0.023625 | 0.025115 | 0.026516 | 0.033657 | 0.033092 | 0.032718 | 0.033029 | 0.033714 | 0.034353 | 0.035143 | 0.035978 | 0.036962 | 0.037834 | 0.040382 | 0.042246 | 0.043557 | 0.0018786 | 0.0055712 | 0.011107 | 0.018445 | 0.027622 | 0.03846 | 0.05267 | 0.069885 | 0.089562 | 0.11119 | 0.13482 | 0.15993 | 0.18457 | 0.21454 | 0.24209 | 0.26747 | 0.29132 | 0.3142 | 0.33434 | 0.35227 | 0.36857 | 0.3839 | 0.39811 | 0 | 0 | 0 | 0.00011911 | 0.00023412 | 0.00035099 | 0.00046522 | 0.00058184 | 0.00068714 | 0.00090093 | 0.0010915 | 0.0012475 | 0.0013716 | 0.0014979 | 0.0015923 | 0.0016811 | 0.0021339 | 0.0020981 | 0.0020744 | 0.0020941 | 0.0021375 | 0.002178 | 0.0022281 | 0.0022811 | 0.0023435 | 0.0023988 | 0.0025603 | 0.0026785 | 0.0027616 | 0.00011911 | 0.00035323 | 0.00070421 | 0.0011694 | 0.0017513 | 0.0024384 | 0.0033394 | 0.0044308 | 0.0056784 | 0.00705 | 0.0085478 | 0.01014 | 0.011702 | 0.013602 | 0.015349 | 0.016958 | 0.01847 | 0.019921 | 0.021198 | 0.022335 | 0.023368 | 0.02434 | 0.025241 | 0.026209 | 0.027206 | 0.027834 | 0.0018786 | 0.0036926 | 0.0055359 | 0.0073377 | 0.0091771 | 0.010838 | 0.01421 | 0.017215 | 0.019677 | 0.021633 | 0.023625 | 0.025115 | 0.026516 | 0.033657 | 0.033092 | 0.032718 | 0.033029 | 0.033714 | 0.034353 | 0.035143 | 0.035978 | 0.036962 | 0.037834 | 0.040382 | 0.042246 | 0.043557 | 0.0018786 | 0.0055712 | 0.011107 | 0.018445 | 0.027622 | 0.03846 | 0.05267 | 0.069885 | 0.089562 | 0.11119 | 0.13482 | 0.15993 | 0.18457 | 0.21454 | 0.24209 | 0.26747 | 0.29132 | 0.3142 | 0.33434 | 0.35227 | 0.36857 | 0.3839 | 0.39811 | 0 | 0 | 0 | 0.00011911 | 0.00023412 | 0.00035099 | 0.00046522 | 0.00058184 | 0.00068714 | 0.00090093 | 0.0010915 | 0.0012475 | 0.0013716 | 0.0014979 | 0.0015923 | 0.0016811 | 0.0021339 | 0.0020981 | 0.0020744 | 0.0020941 | 0.0021375 | 0.002178 | 0.0022281 | 0.0022811 | 0.0023435 | 0.0023988 | 0.0025603 | 0.0026785 | 0.0027616 | 0.00011911 | 0.00035323 | 0.00070421 | 0.0011694 | 0.0017513 | 0.0024384 | 0.0033394 | 0.0044308 | 0.0056784 | 0.00705 | 0.0085478 | 0.01014 | 0.011702 | 0.013602 | 0.015349 | 0.016958 | 0.01847 | 0.019921 | 0.021198 | 0.022335 | 0.023368 | 0.02434 | 0.025241 | 0.026209 | 0.027206 | 0.027834 | -265.2069 | -265.2069 | -265.2069 | -265.2069 | -265.2069 | -265.2069 | -265.2069 | -265.2069 | -265.2069 | -265.2069 | -265.2069 | -265.2069 | -265.2069 | -265.2069 | -265.2069 | -265.2069 | -265.2069 | -265.2069 | -265.2069 | -265.2069 | -265.2069 | -265.2069 | -265.2069 | -265.2069 | -265.2069 | -265.2069 | 168.0233 | 168.0233 | 168.0233 | 168.0233 | 168.0233 | 168.0233 | 168.0233 | 168.0233 | 168.0233 | 168.0233 | 168.0233 | 168.0233 | 168.0233 | 168.0233 | 168.0233 | 168.0233 | 168.0233 | 168.0233 | 168.0233 | 168.0233 | 168.0233 | 168.0233 | 168.0233 | 168.0233 | 168.0233 | 168.0233
WA_Industrial_Stone, Clay, and Glass_Existing_Space Heating_Natural Gas_Furnace_A | WA | Industrial | Stone, Clay, and Glass | Existing | Space Heating | Natural Gas | Furnace | A | IE19 | AFUE 91% (2023 WA State Code Compliant) | AFUE 96% | 23 | 138.7616 | 0 | 0 | 667.74 | 0 | 0 | 0 | 667.7377 | 734.5115 | 140 kBtu/hr | 28.78% | 30% | Turnover | LO12Med | 25.42% | TBD | 0.2% | 98.5784 |  | 105.0024 |  | 0.0010292 | EIA 2018 Tech Forecast | 2015 DOE Commercial Warm Air Furnace TSD - EERE-2013-BT-STD-0021-0050 | AEG BEST | AFUE 80% (Standard) | AFUE 80% (Standard) | AFUE 80% (Standard) | AFUE 80% (Standard) | AFUE 80% (Standard) | AFUE 91% (2023 WA State Code Compliant) | AFUE 91% (2023 WA State Code Compliant) | AFUE 91% (2023 WA State Code Compliant) | AFUE 91% (2023 WA State Code Compliant) | AFUE 91% (2023 WA State Code Compliant) | AFUE 91% (2023 WA State Code Compliant) | AFUE 91% (2023 WA State Code Compliant) | AFUE 91% (2023 WA State Code Compliant) | AFUE 91% (2023 WA State Code Compliant) | AFUE 91% (2023 WA State Code Compliant) | AFUE 91% (2023 WA State Code Compliant) | AFUE 91% (2023 WA State Code Compliant) | AFUE 91% (2023 WA State Code Compliant) | AFUE 91% (2023 WA State Code Compliant) | AFUE 91% (2023 WA State Code Compliant) | AFUE 91% (2023 WA State Code Compliant) | AFUE 91% (2023 WA State Code Compliant) | AFUE 91% (2023 WA State Code Compliant) | AFUE 91% (2023 WA State Code Compliant) | AFUE 91% (2023 WA State Code Compliant) | AFUE 91% (2023 WA State Code Compliant) | AFUE 91% (2023 WA State Code Compliant) | AFUE 91% (2023 WA State Code Compliant) | AFUE 91% (2023 WA State Code Compliant) | AFUE 91% (2023 WA State Code Compliant) | AFUE 91% (2023 WA State Code Compliant) | AFUE 96% | AFUE 96% | AFUE 96% | AFUE 96% | AFUE 96% | AFUE 96% | AFUE 96% | AFUE 96% | AFUE 96% | AFUE 96% | AFUE 96% | AFUE 96% | AFUE 96% | AFUE 96% | AFUE 96% | AFUE 96% | AFUE 96% | AFUE 96% | AFUE 96% | AFUE 96% | AFUE 96% | AFUE 96% | AFUE 96% | AFUE 96% | AFUE 96% | AFUE 96% | AFUE 96% | AFUE 96% | AFUE 96% | AFUE 96% | AFUE 96% | 667.74 | 667.74 | 667.74 | 667.74 | 667.74 | -828.69 | -828.69 | -828.69 | -828.69 | -828.69 | -828.69 | -828.69 | -828.69 | -828.69 | -828.69 | -828.69 | -828.69 | -828.69 | -828.69 | -828.69 | -828.69 | -828.69 | -828.69 | -828.6875 | -828.6875 | -828.6875 | -828.6875 | -828.6875 | -828.6875 | -828.6875 | -828.6875 | 0 | 505.0924 | 505.0924 | 505.0924 | 505.0924 | 138.7616 | 138.7616 | 799.267 | 799.267 | 799.267 | 799.267 | 799.267 | 799.267 | 799.267 | 799.267 | 799.267 | 799.267 | 799.267 | 799.267 | 799.267 | 799.267 | 799.267 | 799.267 | 799.267 | 799.267 | 799.267 | 799.267 | 799.267 | 799.267 | 799.267 | 799.267 | 0.011972 | 0.012465 | 0.051966 | 0.05456 | 0.056667 | 0.056274 | 0.057581 | 0.054084 | 0.050094 | 0.052717 | 0.043951 | 0.041554 | 0.038736 | 0.036132 | 0.038512 | 0.037443 | 0.03815 | 0.040824 | 0.041501 | 0.042234 | 0.043013 | 0.043887 | 0.044815 | 0.068958 | 0.071801 | 0.051966 | 0.011972 | 0.024437 | 0.076403 | 0.13096 | 0.18763 | 0.2439 | 0.30149 | 0.35557 | 0.40566 | 0.45838 | 0.50233 | 0.54388 | 0.58262 | 0.61875 | 0.65726 | 0.69471 | 0.73286 | 0.77368 | 0.81518 | 0.85742 | 0.90043 | 0.94432 | 0.98913 | 0 | 0 | 0 | 0.086276 | 0.089833 | 0.065017 | 0.068263 | 0.070899 | 0.070407 | 0.072042 | 0.067667 | 0.062675 | 0.065956 | 0.054989 | 0.05199 | 0.048465 | 0.045207 | 0.048185 | 0.046847 | 0.047731 | 0.051076 | 0.051923 | 0.052841 | 0.053816 | 0.054909 | 0.05607 | 0.086276 | 0.089833 | 0.065017 | 0.086276 | 0.17611 | 0.24113 | 0.30939 | 0.38029 | 0.45069 | 0.52274 | 0.5904 | 0.65308 | 0.71903 | 0.77402 | 0.82601 | 0.87448 | 0.91968 | 0.96787 | 1.0147 | 1.0624 | 1.1135 | 1.1654 | 1.2183 | 1.2721 | 1.327 | 1.3831 | 1.3831 | 1.3831 | 1.3831 | 0.0003339 | 0.00069533 | 0.0043481 | 0.0060869 | 0.0079024 | 0.0092601 | 0.010631 | 0.010855 | 0.010698 | 0.0118 | 0.010199 | 0.0099163 | 0.0094479 | 0.008965 | 0.0096852 | 0.0095172 | 0.0096975 | 0.010378 | 0.01055 | 0.010736 | 0.010934 | 0.011191 | 0.011428 | 0.011646 | 0.01335 | 0.014494 | 0.0003339 | 0.0010292 | 0.0017841 | 0.0028409 | 0.0042128 | 0.0058204 | 0.0076662 | 0.0095507 | 0.011408 | 0.013456 | 0.015227 | 0.016949 | 0.018589 | 0.020145 | 0.021827 | 0.023479 | 0.025163 | 0.026964 | 0.028796 | 0.03066 | 0.032558 | 0.034501 | 0.036485 | 0 | 0 | 0 | 0.0024063 | 0.005011 | 0.0054401 | 0.0076156 | 0.0098871 | 0.011586 | 0.013301 | 0.013581 | 0.013384 | 0.014763 | 0.012761 | 0.012407 | 0.011821 | 0.011216 | 0.012118 | 0.011907 | 0.012133 | 0.012984 | 0.013199 | 0.013432 | 0.01368 | 0.014002 | 0.014298 | 0.014571 | 0.016703 | 0.018134 | 0.0024063 | 0.0074173 | 0.012857 | 0.020473 | 0.03036 | 0.041946 | 0.055247 | 0.068828 | 0.082212 | 0.096975 | 0.10974 | 0.12214 | 0.13396 | 0.14518 | 0.1573 | 0.16921 | 0.18134 | 0.19432 | 0.20752 | 0.22095 | 0.23463 | 0.24864 | 0.26293 | 0.26948 | 0.26948 | 0.26948 | 0.0003339 | 0.00069533 | 0.00075488 | 0.0010567 | 0.0013719 | 0.0016076 | 0.0018457 | 0.0018845 | 0.0018572 | 0.0020486 | 0.0017707 | 0.0017216 | 0.0016403 | 0.0015564 | 0.0016815 | 0.0016523 | 0.0016836 | 0.0018017 | 0.0018315 | 0.0018639 | 0.0018983 | 0.0019429 | 0.001984 | 0.0020219 | 0.0023178 | 0.0025163 | 0.0003339 | 0.0010292 | 0.0017841 | 0.0028409 | 0.0042128 | 0.0058204 | 0.0076662 | 0.0095507 | 0.011408 | 0.013456 | 0.015227 | 0.016949 | 0.018589 | 0.020145 | 0.021827 | 0.023479 | 0.025163 | 0.026964 | 0.028796 | 0.03066 | 0.032558 | 0.034501 | 0.036485 | 0 | 0 | 0 | 0.0024063 | 0.005011 | 0.0054401 | 0.0076156 | 0.0098871 | 0.011586 | 0.013301 | 0.013581 | 0.013384 | 0.014763 | 0.012761 | 0.012407 | 0.011821 | 0.011216 | 0.012118 | 0.011907 | 0.012133 | 0.012984 | 0.013199 | 0.013432 | 0.01368 | 0.014002 | 0.014298 | 0.014571 | 0.016703 | 0.018134 | 0.0024063 | 0.0074173 | 0.012857 | 0.020473 | 0.03036 | 0.041946 | 0.055247 | 0.068828 | 0.082212 | 0.096975 | 0.10974 | 0.12214 | 0.13396 | 0.14518 | 0.1573 | 0.16921 | 0.18134 | 0.19432 | 0.20752 | 0.22095 | 0.23463 | 0.24864 | 0.26293 | 0.26948 | 0.26948 | 0.26948 | 0.0003339 | 0.00069533 | 0.00075488 | 0.0010567 | 0.0013719 | 0.0016076 | 0.0018457 | 0.0018845 | 0.0018572 | 0.0020486 | 0.0017707 | 0.0017216 | 0.0016403 | 0.0015564 | 0.0016815 | 0.0016523 | 0.0016836 | 0.0018017 | 0.0018315 | 0.0018639 | 0.0018983 | 0.0019429 | 0.001984 | 0.0020219 | 0.0023178 | 0.0025163 | 0.0003339 | 0.0010292 | 0.0017841 | 0.0028409 | 0.0042128 | 0.0058204 | 0.0076662 | 0.0095507 | 0.011408 | 0.013456 | 0.015227 | 0.016949 | 0.018589 | 0.020145 | 0.021827 | 0.023479 | 0.025163 | 0.026964 | 0.028796 | 0.03066 | 0.032558 | 0.034501 | 0.036485 | 0 | 0 | 0 | 0.0024063 | 0.005011 | 0.0054401 | 0.0076156 | 0.0098871 | 0.011586 | 0.013301 | 0.013581 | 0.013384 | 0.014763 | 0.012761 | 0.012407 | 0.011821 | 0.011216 | 0.012118 | 0.011907 | 0.012133 | 0.012984 | 0.013199 | 0.013432 | 0.01368 | 0.014002 | 0.014298 | 0.014571 | 0.016703 | 0.018134 | 0.0024063 | 0.0074173 | 0.012857 | 0.020473 | 0.03036 | 0.041946 | 0.055247 | 0.068828 | 0.082212 | 0.096975 | 0.10974 | 0.12214 | 0.13396 | 0.14518 | 0.1573 | 0.16921 | 0.18134 | 0.19432 | 0.20752 | 0.22095 | 0.23463 | 0.24864 | 0.26293 | 0.26948 | 0.26948 | 0.26948 | 61.8107 | 61.8107 | 61.8107 | 61.8107 | 61.8107 | 61.8107 | 61.8107 | 61.8107 | 61.8107 | 61.8107 | 61.8107 | 61.8107 | 61.8107 | 61.8107 | 61.8107 | 61.8107 | 61.8107 | 61.8107 | 61.8105 | 61.8105 | 61.8105 | 61.8105 | 61.8105 | 61.8105 | 61.8105 | 61.8105 | 65.8387 | 65.8387 | 65.8387 | 65.8387 | 65.8387 | 65.8387 | 65.8387 | 65.8387 | 65.8387 | 65.8387 | 65.8387 | 65.8387 | 65.8387 | 65.8387 | 65.8387 | 65.8387 | 65.8387 | 65.8387 | 65.8385 | 65.8385 | 65.8385 | 65.8385 | 65.8385 | 65.8385 | 65.8385 | 65.8385
WA_Industrial_Stone, Clay, and Glass_Existing_Space Heating_Natural Gas_Boiler_A | WA | Industrial | Stone, Clay, and Glass | Existing | Space Heating | Natural Gas | Boiler | A | IE20 | TE 94% (ENERGY STAR 1.0) | Convert to Gas-Fired ASHP | 25 | 5375.3 | 0 | 0 | 86650.46 | -1334.36 | 0 | 0 | 20347.2112 | 22381.9323 | 513.550054507209 kBtu/hr | 9.02% | 100% | Turnover | LO50Fast | 85% | TBD | 0.2% | 881.5968 |  | 440.0561 |  | 0.053291 | RTF Wkbk - ComGasBoilersUES_v2.1 | CE_EWR Measure Cost Benchmarking - 02.08.23 | AEG BEST | TE 80% | TE 80% | TE 80% | TE 80% | TE 80% | TE 94% (ENERGY STAR 1.0) | TE 94% (ENERGY STAR 1.0) | TE 94% (ENERGY STAR 1.0) | TE 94% (ENERGY STAR 1.0) | TE 94% (ENERGY STAR 1.0) | TE 94% (ENERGY STAR 1.0) | TE 94% (ENERGY STAR 1.0) | TE 94% (ENERGY STAR 1.0) | TE 94% (ENERGY STAR 1.0) | TE 94% (ENERGY STAR 1.0) | TE 94% (ENERGY STAR 1.0) | TE 94% (ENERGY STAR 1.0) | TE 94% (ENERGY STAR 1.0) | TE 94% (ENERGY STAR 1.0) | TE 94% (ENERGY STAR 1.0) | TE 94% (ENERGY STAR 1.0) | TE 94% (ENERGY STAR 1.0) | TE 94% (ENERGY STAR 1.0) | TE 94% (ENERGY STAR 1.0) | TE 94% (ENERGY STAR 1.0) | TE 94% (ENERGY STAR 1.0) | TE 94% (ENERGY STAR 1.0) | TE 94% (ENERGY STAR 1.0) | TE 94% (ENERGY STAR 1.0) | TE 94% (ENERGY STAR 1.0) | TE 94% (ENERGY STAR 1.0) | Convert to Gas-Fired ASHP | Convert to Gas-Fired ASHP | Convert to Gas-Fired ASHP | Convert to Gas-Fired ASHP | Convert to Gas-Fired ASHP | Convert to Gas-Fired ASHP | Convert to Gas-Fired ASHP | Convert to Gas-Fired ASHP | Convert to Gas-Fired ASHP | Convert to Gas-Fired ASHP | Convert to Gas-Fired ASHP | Convert to Gas-Fired ASHP | Convert to Gas-Fired ASHP | Convert to Gas-Fired ASHP | Convert to Gas-Fired ASHP | Convert to Gas-Fired ASHP | Convert to Gas-Fired ASHP | Convert to Gas-Fired ASHP | Convert to Gas-Fired ASHP | Convert to Gas-Fired ASHP | Convert to Gas-Fired ASHP | Convert to Gas-Fired ASHP | Convert to Gas-Fired ASHP | TE 98% | TE 98% | TE 98% | TE 98% | TE 98% | TE 98% | TE 98% | TE 98% | 86650.46 | 86650.46 | 86650.46 | 86650.46 | 86650.46 | 71785.75 | 71785.75 | 71785.75 | 71785.75 | 71785.75 | 71785.75 | 71785.75 | 71785.75 | 71785.75 | 71785.75 | 71785.75 | 71785.75 | 71785.75 | 71785.75 | 71785.75 | 71785.75 | 71785.75 | 71785.75 | 3619.8414 | 3619.8414 | 3619.8414 | 3619.8414 | 3619.8414 | 3619.8414 | 3619.8414 | 3619.8414 | 0 | 8772.191 | 8772.191 | 8772.191 | 8772.191 | 5375.3 | 5375.3 | 5375.3 | 5375.3 | 5375.3 | 5375.3 | 5375.3 | 5375.3 | 5375.3 | 5375.3 | 5375.3 | 5375.3 | 5375.3 | 5375.3 | 5375.3 | 5375.3 | 5375.3 | 5375.3 | 5375.3 | 5375.3 | 5375.3 | 5375.3 | 5375.3 | 5375.3 | 5375.3 | 5375.3 | 0.056299 | 0.056607 | 0.056579 | 0.057842 | 0.058617 | 0.056612 | 0.056663 | 0.056735 | 0.056001 | 0.062886 | 0.055754 | 0.056106 | 0.055709 | 0.055314 | 0.057454 | 0.05526 | 0.059028 | 0.057449 | 0.056101 | 0.057238 | 0.056088 | 0.055109 | 0.054281 | 0.053654 | 0.053175 | 0.056299 | 0.056299 | 0.11291 | 0.16948 | 0.22733 | 0.28594 | 0.34255 | 0.39922 | 0.45595 | 0.51195 | 0.57484 | 0.63059 | 0.6867 | 0.74241 | 0.79772 | 0.85518 | 0.91044 | 0.96946 | 1.0269 | 1.083 | 1.1403 | 1.1963 | 1.2514 | 1.3057 | 0 | 0 | 0 | 0.010474 | 0.010531 | 0.010526 | 0.010761 | 0.010905 | 0.010532 | 0.010541 | 0.010555 | 0.010418 | 0.011699 | 0.010372 | 0.010438 | 0.010364 | 0.01029 | 0.010689 | 0.01028 | 0.010981 | 0.010688 | 0.010437 | 0.010648 | 0.010434 | 0.010252 | 0.010098 | 0.0099816 | 0.0098924 | 0.010474 | 0.010474 | 0.021005 | 0.03153 | 0.042291 | 0.053196 | 0.063728 | 0.074269 | 0.084824 | 0.095242 | 0.10694 | 0.11731 | 0.12775 | 0.13811 | 0.1484 | 0.15909 | 0.16937 | 0.18036 | 0.19104 | 0.20148 | 0.21213 | 0.22256 | 0.23281 | 0.24291 | 0.25289 | 0.26279 | 0.26279 | 0.021534 | 0.031756 | 0.038474 | 0.043757 | 0.04731 | 0.047124 | 0.047804 | 0.04812 | 0.047589 | 0.053453 | 0.047391 | 0.04769 | 0.047353 | 0.047017 | 0.048836 | 0.046971 | 0.050174 | 0.048832 | 0.047686 | 0.048652 | 0.047675 | 0.046843 | 0.046139 | 0.045606 | 0.045199 | 0.044782 | 0.021534 | 0.053291 | 0.091764 | 0.13552 | 0.18283 | 0.22996 | 0.27776 | 0.32588 | 0.37347 | 0.42692 | 0.47431 | 0.522 | 0.56936 | 0.61637 | 0.66521 | 0.71218 | 0.76235 | 0.81119 | 0.81821 | 0.82539 | 0.83241 | 0.83932 | 0.84612 | 0 | 0 | 0 | 0.0040062 | 0.0059078 | 0.0071575 | 0.0081404 | 0.0088014 | 0.0087669 | 0.0088933 | 0.0089521 | 0.0088533 | 0.0099441 | 0.0088164 | 0.008872 | 0.0088094 | 0.0087468 | 0.0090853 | 0.0087383 | 0.0093342 | 0.0090845 | 0.0088713 | 0.009051 | 0.0088692 | 0.0087145 | 0.0085834 | 0.0084843 | 0.0084086 | 0.008331 | 0.0040062 | 0.009914 | 0.017071 | 0.025212 | 0.034013 | 0.04278 | 0.051673 | 0.060626 | 0.069479 | 0.079423 | 0.088239 | 0.097111 | 0.10592 | 0.11467 | 0.12375 | 0.13249 | 0.14183 | 0.15091 | 0.15978 | 0.16883 | 0.1777 | 0.18642 | 0.195 | 0.20348 | 0.21189 | 0.21622 | 0 | 0 | 0 | 0 | 0 | 0 | 0 | 0 | 0 | 0 | 0 | 0 | 0 | 0 | 0 | 0 | 0 | 0 | 0.0031629 | 0.0047328 | 0.0056215 | 0.0061448 | 0.0064573 | 0.0065829 | 0.0066122 | 0.0065862 | 0 | 0 | 0 | 0 | 0 | 0 | 0 | 0 | 0 | 0 | 0 | 0 | 0 | 0 | 0 | 0 | 0 | 0 | 0.0031629 | 0.0078957 | 0.013517 | 0.019662 | 0.026119 | 0 | 0 | 0 | 0 | 0 | 0 | 0 | 0 | 0 | 0 | 0 | 0 | 0 | 0 | 0 | 0 | 0 | 0 | 0 | 0 | 0 | 0.0039921 | 0.0059737 | 0.0070954 | 0.0077559 | 0.0081503 | 0.0083088 | 0.0083459 | 0.0083129 | 0 | 0 | 0 | 0 | 0 | 0 | 0 | 0 | 0 | 0 | 0 | 0 | 0 | 0 | 0 | 0 | 0 | 0 | 0.0039921 | 0.0099658 | 0.017061 | 0.024817 | 0.032967 | 0.041276 | 0.049622 | 0.057935 | 0.021534 | 0.031756 | 0.038474 | 0.043757 | 0.04731 | 0.047124 | 0.047804 | 0.04812 | 0.047589 | 0.053453 | 0.047391 | 0.04769 | 0.047353 | 0.047017 | 0.048836 | 0.046971 | 0.050174 | 0.048832 | 0.0070286 | 0.0071709 | 0.0070269 | 0.0069043 | 0.0068005 | 0.006722 | 0.0066619 | 0.0066005 | 0.021534 | 0.053291 | 0.091764 | 0.13552 | 0.18283 | 0.22996 | 0.27776 | 0.32588 | 0.37347 | 0.42692 | 0.47431 | 0.522 | 0.56936 | 0.61637 | 0.66521 | 0.71218 | 0.76235 | 0.81119 | 0.81821 | 0.82539 | 0.83241 | 0.83932 | 0.84612 | 0 | 0 | 0 | 0.0040062 | 0.0059078 | 0.0071575 | 0.0081404 | 0.0088014 | 0.0087669 | 0.0088933 | 0.0089521 | 0.0088533 | 0.0099441 | 0.0088164 | 0.008872 | 0.0088094 | 0.0087468 | 0.0090853 | 0.0087383 | 0.0093342 | 0.0090845 | 0.0088713 | 0.009051 | 0.0088692 | 0.0087145 | 0.0085834 | 0.0084843 | 0.0084086 | 0.008331 | 0.0040062 | 0.009914 | 0.017071 | 0.025212 | 0.034013 | 0.04278 | 0.051673 | 0.060626 | 0.069479 | 0.079423 | 0.088239 | 0.097111 | 0.10592 | 0.11467 | 0.12375 | 0.13249 | 0.14183 | 0.15091 | 0.15978 | 0.16883 | 0.1777 | 0.18642 | 0.195 | 0.20348 | 0.21189 | 0.21622 | 913.9318 | 913.9318 | 913.9318 | 913.9318 | 913.9318 | 913.9318 | 913.9318 | 913.9318 | 913.9318 | 913.9318 | 913.9318 | 913.9318 | 913.9318 | 913.9318 | 913.9318 | 913.9318 | 913.9318 | 913.9318 | -1072.532 | -1072.532 | -1072.532 | -1072.532 | -1072.532 | -1072.532 | -1072.532 | -1072.532 | 458.3736 | 458.3736 | 458.3736 | 458.3736 | 458.3736 | 458.3736 | 458.3736 | 458.3736 | 458.3736 | 458.3736 | 458.3736 | 458.3736 | 458.3736 | 458.3736 | 458.3736 | 458.3736 | 458.3736 | 458.3736 | 156.8181 | 156.8181 | 156.8181 | 156.8181 | 156.8181 | 156.8181 | 156.8181 | 156.8181
WA_Industrial_Stone, Clay, and Glass_Existing_Space Heating_Natural Gas_Unit Heater_A | WA | Industrial | Stone, Clay, and Glass | Existing | Space Heating | Natural Gas | Unit Heater | A | IE21 | Condensing | Infrared Radiant | 12 | 15772.4108 | 0 | 0 | 78394.64 | 0 | 0 | 0 | 78394.6374 | 86234.1011 | 120 kBtu/Hr | 25.2% | 100% | Turnover | LO12Med | 84.73% | TBD | 0.2% | -137.9153 |  | 246.3446 |  | 0.019321 | IL TRM v11 - 4.4.5 (Adjusted for WA Climate) | CNGC Program Data | IL TRM v11 - 4.4.5 (Adjusted for WA Climate) | Standard | Standard | Standard | Standard | Standard | Condensing | Condensing | Condensing | Condensing | Condensing | Condensing | Condensing | Condensing | Condensing | Condensing | Condensing | Condensing | Condensing | Condensing | Condensing | Condensing | Condensing | Condensing | Condensing | Condensing | Condensing | Condensing | Condensing | Condensing | Condensing | Condensing | Infrared Radiant | Infrared Radiant | Infrared Radiant | Infrared Radiant | Infrared Radiant | Infrared Radiant | Infrared Radiant | Infrared Radiant | Infrared Radiant | Infrared Radiant | Infrared Radiant | Infrared Radiant | Infrared Radiant | Infrared Radiant | Infrared Radiant | Infrared Radiant | Infrared Radiant | Infrared Radiant | Infrared Radiant | Infrared Radiant | Infrared Radiant | Infrared Radiant | Infrared Radiant | Infrared Radiant | Infrared Radiant | Infrared Radiant | Infrared Radiant | Infrared Radiant | Infrared Radiant | Infrared Radiant | Infrared Radiant | 78394.64 | 78394.64 | 78394.64 | 78394.64 | 78394.64 | -158314.4 | -158314.4 | -158314.4 | -158314.4 | -158314.4 | -158314.4 | -158314.4 | -158314.4 | -158314.4 | -158314.4 | -158314.4 | -158314.4 | -158314.4 | -158314.4 | -158314.4 | -158314.4 | -158314.4 | -158314.4 | -158314.4034 | -158314.4034 | -158314.4034 | -158314.4034 | -158314.4034 | -158314.4034 | -158314.4034 | -158314.4034 | 0 | 28641.12 | 28641.12 | 28641.12 | 28641.12 | 15772.4108 | 15772.4108 | 15772.4108 | 15772.4108 | 15772.4108 | 15772.4108 | 15772.4108 | 15772.4108 | 15772.4108 | 15772.4108 | 15772.4108 | 15772.4108 | 15772.4108 | 15772.4108 | 15772.4108 | 15772.4108 | 15772.4108 | 15772.4108 | 15772.4108 | 15772.4108 | 15772.4108 | 15772.4108 | 15772.4108 | 15772.4108 | 15772.4108 | 15772.4108 | 0.055885 | 0.075971 | 0.097878 | 0.1251 | 0.153 | 0.17066 | 0.1923 | 0.21306 | 0.23008 | 0.28141 | 0.27903 | 0.29925 | 0.28174 | 0.26975 | 0.27098 | 0.263 | 0.2881 | 0.26393 | 0.27008 | 0.28222 | 0.29324 | 0.30497 | 0.31007 | 0.31329 | 0.31552 | 0.31597 | 0.055885 | 0.13186 | 0.22973 | 0.35484 | 0.50783 | 0.6785 | 0.8708 | 1.0839 | 1.3139 | 1.5953 | 1.8744 | 2.1736 | 2.3995 | 2.5933 | 2.7664 | 2.9043 | 3.0394 | 3.1326 | 3.2104 | 3.2796 | 3.3427 | 3.3663 | 3.3973 | 0 | 0 | 0 | 0.0035432 | 0.0048167 | 0.0062057 | 0.0079318 | 0.0097002 | 0.01082 | 0.012192 | 0.013508 | 0.014588 | 0.017842 | 0.017691 | 0.018973 | 0.017863 | 0.017102 | 0.01718 | 0.016675 | 0.018266 | 0.016734 | 0.017123 | 0.017893 | 0.018592 | 0.019336 | 0.019659 | 0.019863 | 0.020004 | 0.020033 | 0.0035432 | 0.0083599 | 0.014566 | 0.022497 | 0.032198 | 0.043018 | 0.05521 | 0.068719 | 0.083306 | 0.10115 | 0.11884 | 0.13781 | 0.15213 | 0.16442 | 0.17539 | 0.18414 | 0.1927 | 0.19861 | 0.20355 | 0.20793 | 0.21193 | 0.21343 | 0.2154 | 0.21629 | 0.21843 | 0.22136 | 0.0051955 | 0.014126 | 0.027299 | 0.046523 | 0.071119 | 0.093612 | 0.11835 | 0.14253 | 0.16378 | 0.20996 | 0.21584 | 0.23805 | 0.22906 | 0.22309 | 0.22715 | 0.22283 | 0.24411 | 0.22364 | 0.22885 | 0.23914 | 0.24848 | 0.25923 | 0.26356 | 0.2663 | 0.26819 | 0.26857 | 0.0051955 | 0.019321 | 0.04662 | 0.093143 | 0.16426 | 0.25787 | 0.37623 | 0.51876 | 0.68254 | 0.89251 | 1.1083 | 1.3464 | 1.5703 | 1.7792 | 1.9791 | 2.1554 | 2.3284 | 2.4584 | 2.5689 | 2.6655 | 2.7502 | 2.7995 | 2.8472 | 0 | 0 | 0 | 0.00032941 | 0.00089561 | 0.0017308 | 0.0029496 | 0.0045091 | 0.0059352 | 0.0075038 | 0.009037 | 0.010384 | 0.013312 | 0.013685 | 0.015093 | 0.014523 | 0.014144 | 0.014402 | 0.014128 | 0.015477 | 0.014179 | 0.014509 | 0.015162 | 0.015754 | 0.016435 | 0.01671 | 0.016884 | 0.017004 | 0.017028 | 0.00032941 | 0.001225 | 0.0029558 | 0.0059054 | 0.010414 | 0.01635 | 0.023853 | 0.03289 | 0.043275 | 0.056586 | 0.070271 | 0.085364 | 0.099557 | 0.11281 | 0.12548 | 0.13666 | 0.14762 | 0.15587 | 0.16287 | 0.169 | 0.17437 | 0.17749 | 0.18052 | 0.18231 | 0.18479 | 0.18767 | 0.0051955 | 0.014126 | 0.027299 | 0.046523 | 0.071119 | 0.093612 | 0.11835 | 0.14253 | 0.16378 | 0.20996 | 0.21584 | 0.23805 | 0.22906 | 0.22309 | 0.22715 | 0.22283 | 0.24411 | 0.22364 | 0.22885 | 0.23914 | 0.24848 | 0.25923 | 0.26356 | 0.2663 | 0.26819 | 0.26857 | 0.0051955 | 0.019321 | 0.04662 | 0.093143 | 0.16426 | 0.25787 | 0.37623 | 0.51876 | 0.68254 | 0.89251 | 1.1083 | 1.3464 | 1.5703 | 1.7792 | 1.9791 | 2.1554 | 2.3284 | 2.4584 | 2.5689 | 2.6655 | 2.7502 | 2.7995 | 2.8472 | 0 | 0 | 0 | 0.00032941 | 0.00089561 | 0.0017308 | 0.0029496 | 0.0045091 | 0.0059352 | 0.0075038 | 0.009037 | 0.010384 | 0.013312 | 0.013685 | 0.015093 | 0.014523 | 0.014144 | 0.014402 | 0.014128 | 0.015477 | 0.014179 | 0.014509 | 0.015162 | 0.015754 | 0.016435 | 0.01671 | 0.016884 | 0.017004 | 0.017028 | 0.00032941 | 0.001225 | 0.0029558 | 0.0059054 | 0.010414 | 0.01635 | 0.023853 | 0.03289 | 0.043275 | 0.056586 | 0.070271 | 0.085364 | 0.099557 | 0.11281 | 0.12548 | 0.13666 | 0.14762 | 0.15587 | 0.16287 | 0.169 | 0.17437 | 0.17749 | 0.18052 | 0.18231 | 0.18479 | 0.18767 | 0.0051955 | 0.014126 | 0.027299 | 0.046523 | 0.071119 | 0.093612 | 0.11835 | 0.14253 | 0.16378 | 0.20996 | 0.21584 | 0.23805 | 0.22906 | 0.22309 | 0.22715 | 0.22283 | 0.24411 | 0.22364 | 0.22885 | 0.23914 | 0.24848 | 0.25923 | 0.26356 | 0.2663 | 0.26819 | 0.26857 | 0.0051955 | 0.019321 | 0.04662 | 0.093143 | 0.16426 | 0.25787 | 0.37623 | 0.51876 | 0.68254 | 0.89251 | 1.1083 | 1.3464 | 1.5703 | 1.7792 | 1.9791 | 2.1554 | 2.3284 | 2.4584 | 2.5689 | 2.6655 | 2.7502 | 2.7995 | 2.8472 | 0 | 0 | 0 | 0.00032941 | 0.00089561 | 0.0017308 | 0.0029496 | 0.0045091 | 0.0059352 | 0.0075038 | 0.009037 | 0.010384 | 0.013312 | 0.013685 | 0.015093 | 0.014523 | 0.014144 | 0.014402 | 0.014128 | 0.015477 | 0.014179 | 0.014509 | 0.015162 | 0.015754 | 0.016435 | 0.01671 | 0.016884 | 0.017004 | 0.017028 | 0.00032941 | 0.001225 | 0.0029558 | 0.0059054 | 0.010414 | 0.01635 | 0.023853 | 0.03289 | 0.043275 | 0.056586 | 0.070271 | 0.085364 | 0.099557 | 0.11281 | 0.12548 | 0.13666 | 0.14762 | 0.15587 | 0.16287 | 0.169 | 0.17437 | 0.17749 | 0.18052 | 0.18231 | 0.18479 | 0.18767 | -265.2069 | -265.2069 | -265.2069 | -265.2069 | -265.2069 | -265.2069 | -265.2069 | -265.2069 | -265.2069 | -265.2069 | -265.2069 | -265.2069 | -265.2069 | -265.2069 | -265.2069 | -265.2069 | -265.2069 | -265.2069 | -265.2069 | -265.2069 | -265.2069 | -265.2069 | -265.2069 | -265.2069 | -265.2069 | -265.2069 | 168.0233 | 168.0233 | 168.0233 | 168.0233 | 168.0233 | 168.0233 | 168.0233 | 168.0233 | 168.0233 | 168.0233 | 168.0233 | 168.0233 | 168.0233 | 168.0233 | 168.0233 | 168.0233 | 168.0233 | 168.0233 | 168.0233 | 168.0233 | 168.0233 | 168.0233 | 168.0233 | 168.0233 | 168.0233 | 168.0233
WA_Industrial_Stone, Clay, and Glass_New_Space Heating_Natural Gas_Furnace_A | WA | Industrial | Stone, Clay, and Glass | New | Space Heating | Natural Gas | Furnace | A | IE22 | AFUE 91% (2023 WA State Code Compliant) | AFUE 96% | 23 | 0 | 0 | 0 | 667.74 | 0 | 0 | 0 | 667.7377 | 734.5115 | 140 kBtu/hr | 0% | 30% | Turnover | LO12Med | 25.42% | TBD | 0.2% | 0 |  | 0 |  | 0 | EIA 2018 Tech Forecast | 2015 DOE Commercial Warm Air Furnace TSD - EERE-2013-BT-STD-0021-0050 | AEG BEST | AFUE 80% (Standard) | AFUE 80% (Standard) | AFUE 80% (Standard) | AFUE 80% (Standard) | AFUE 80% (Standard) | AFUE 91% (2023 WA State Code Compliant) | AFUE 91% (2023 WA State Code Compliant) | AFUE 91% (2023 WA State Code Compliant) | AFUE 91% (2023 WA State Code Compliant) | AFUE 91% (2023 WA State Code Compliant) | AFUE 91% (2023 WA State Code Compliant) | AFUE 91% (2023 WA State Code Compliant) | AFUE 91% (2023 WA State Code Compliant) | AFUE 91% (2023 WA State Code Compliant) | AFUE 91% (2023 WA State Code Compliant) | AFUE 91% (2023 WA State Code Compliant) | AFUE 91% (2023 WA State Code Compliant) | AFUE 91% (2023 WA State Code Compliant) | AFUE 91% (2023 WA State Code Compliant) | AFUE 91% (2023 WA State Code Compliant) | AFUE 91% (2023 WA State Code Compliant) | AFUE 91% (2023 WA State Code Compliant) | AFUE 91% (2023 WA State Code Compliant) | AFUE 91% (2023 WA State Code Compliant) | AFUE 91% (2023 WA State Code Compliant) | AFUE 91% (2023 WA State Code Compliant) | AFUE 91% (2023 WA State Code Compliant) | AFUE 91% (2023 WA State Code Compliant) | AFUE 91% (2023 WA State Code Compliant) | AFUE 91% (2023 WA State Code Compliant) | AFUE 91% (2023 WA State Code Compliant) | AFUE 96% | AFUE 96% | AFUE 96% | AFUE 96% | AFUE 96% | AFUE 96% | AFUE 96% | AFUE 96% | AFUE 96% | AFUE 96% | AFUE 96% | AFUE 96% | AFUE 96% | AFUE 96% | AFUE 96% | AFUE 96% | AFUE 96% | AFUE 96% | AFUE 96% | AFUE 96% | AFUE 96% | AFUE 96% | AFUE 96% | AFUE 96% | AFUE 96% | AFUE 96% | AFUE 96% | AFUE 96% | AFUE 96% | AFUE 96% | AFUE 96% | 667.74 | 667.74 | 667.74 | 667.74 | 667.74 | -828.69 | -828.69 | -828.69 | -828.69 | -828.69 | -828.69 | -828.69 | -828.69 | -828.69 | -828.69 | -828.69 | -828.69 | -828.69 | -828.69 | -828.69 | -828.69 | -828.69 | -828.69 | -828.6875 | -828.6875 | -828.6875 | -828.6875 | -828.6875 | -828.6875 | -828.6875 | -828.6875 | 0 | 0 | 0 | 0 | 0 | 0 | 0 | 0 | 0 | 0 | 0 | 0 | 0 | 0 | 0 | 0 | 0 | 0 | 0 | 0 | 0 | 0 | 0 | 0 | 0 | 0 | 0 | 0 | 0 | 0 | 0 | 0 | 0 | 0 | 0 | 0 | 0 | 0 | 0 | 0 | 0 | 0 | 0 | 0 | 0 | 0 | 0 | 0 | 0 | 0 | 0 | 0 | 0 | 0 | 0 | 0 | 0 | 0 | 0 | 0 | 0 | 0 | 0 | 0 | 0 | 0 | 0 | 0 | 0 | 0 | 0 | 0 | 0 | 0 | 0 | 0 | 0 | 0 | 0 | 0 | 0 | 0 | 0 | 0 | 0 | 0 | 0 | 0 | 0 | 0 | 0 | 0 | 0 | 0 | 0 | 0 | 0 | 0 | 0 | 0 | 0 | 0 | 0 | 0 | 0 | 0 | 0 | 0 | 0 | 0 | 0 | 0 | 0 | 0 | 0 | 0 | 0 | 0 | 0 | 0 | 0 | 0 | 0 | 0 | 0 | 0 | 0 | 0 | 0 | 0 | 0 | 0 | 0 | 0 | 0 | 0 | 0 | 0 | 0 | 0 | 0 | 0 | 0 | 0 | 0 | 0 | 0 | 0 | 0 | 0 | 0 | 0 | 0 | 0 | 0 | 0 | 0 | 0 | 0 | 0 | 0 | 0 | 0 | 0 | 0 | 0 | 0 | 0 | 0 | 0 | 0 | 0 | 0 | 0 | 0 | 0 | 0 | 0 | 0 | 0 | 0 | 0 | 0 | 0 | 0 | 0 | 0 | 0 | 0 | 0 | 0 | 0 | 0 | 0 | 0 | 0 | 0 | 0 | 0 | 0 | 0 | 0 | 0 | 0 | 0 | 0 | 0 | 0 | 0 | 0 | 0 | 0 | 0 | 0 | 0 | 0 | 0 | 0 | 0 | 0 | 0 | 0 | 0 | 0 | 0 | 0 | 0 | 0 | 0 | 0 | 0 | 0 | 0 | 0 | 0 | 0 | 0 | 0 | 0 | 0 | 0 | 0 | 0 | 0 | 0 | 0 | 0 | 0 | 0 | 0 | 0 | 0 | 0 | 0 | 0 | 0 | 0 | 0 | 0 | 0 | 0 | 0 | 0 | 0 | 0 | 0 | 0 | 0 | 0 | 0 | 0 | 0 | 0 | 0 | 0 | 0 | 0 | 0 | 0 | 0 | 0 | 0 | 0 | 0 | 0 | 0 | 0 | 0 | 0 | 0 | 0 | 0 | 0 | 0 | 0 | 0 | 0 | 0 | 0 | 0 | 0 | 0 | 0 | 0 | 0 | 0 | 0 | 0 | 0 | 0 | 0 | 0 | 0 | 0 | 0 | 0 | 0 | 0 | 0 | 0 | 0 | 0 | 0 | 0 | 0 | 0 | 0 | 0 | 0 | 0 | 0 | 0 | 0 | 0 | 0 | 0 | 0 | 0 | 0 | 0 | 0 | 0 | 0 | 0 | 0 | 0 | 0 | 0 | 0 | 0 | 0 | 0 | 0 | 0 | 0 | 0 | 0 | 0 | 0 | 0 | 0 | 0 | 0 | 0 | 0 | 0 | 0 | 0 | 0 | 0 | 0 | 0 | 0 | 0 | 0 | 0 | 0 | 0 | 0 | 0 | 0 | 0 | 0 | 0 | 0 | 0 | 0 | 0 | 0 | 0 | 0 | 0 | 0 | 0 | 0 | 0 | 0 | 0 | 0 | 0 | 0 | 0 | 0 | 0 | 0 | 0 | 0 | 0 | 0 | 0 | 0 | 0 | 0 | 0 | 0 | 0 | 0 | 0 | 0 | 0 | 0 | 0 | 0 | 0 | 0 | 0 | 0 | 0 | 0 | 0 | 0 | 0 | 0 | 0 | 0 | 0 | 0 | 0 | 0 | 0 | 0 | 0 | 0 | 0 | 0 | 0 | 0 | 0 | 0 | 0 | 0 | 0 | 0 | 0 | 0 | 0 | 0 | 0 | 0 | 0 | 0 | 0 | 0 | 0 | 0 | 0 | 0 | 0 | 0 | 0 | 0 | 0 | 0 | 0 | 0 | 0 | 0 | 0 | 0 | 0 | 0 | 0 | 0 | 0 | 0 | 0 | 0 | 0 | 0 | 0 | 0 | 0 | 0 | 0 | 0 | 0 | 0 | 0 | 0
WA_Industrial_Stone, Clay, and Glass_New_Space Heating_Natural Gas_Boiler_A | WA | Industrial | Stone, Clay, and Glass | New | Space Heating | Natural Gas | Boiler | A | IE23 | TE 94% (ENERGY STAR 1.0) | Convert to Gas-Fired ASHP | 25 | 0 | 0 | 0 | 86650.46 | -1334.36 | 0 | 0 | 20347.2112 | 22381.9323 | 513.550054507209 kBtu/hr | 0% | 100% | Turnover | LO50Fast | 85% | TBD | 0.2% | 0 |  | 0 |  | 0 | RTF Wkbk - ComGasBoilersUES_v2.1 | CE_EWR Measure Cost Benchmarking - 02.08.23 | AEG BEST | TE 80% | TE 80% | TE 80% | TE 80% | TE 80% | TE 94% (ENERGY STAR 1.0) | TE 94% (ENERGY STAR 1.0) | TE 94% (ENERGY STAR 1.0) | TE 94% (ENERGY STAR 1.0) | TE 94% (ENERGY STAR 1.0) | TE 94% (ENERGY STAR 1.0) | TE 94% (ENERGY STAR 1.0) | TE 94% (ENERGY STAR 1.0) | TE 94% (ENERGY STAR 1.0) | TE 94% (ENERGY STAR 1.0) | TE 94% (ENERGY STAR 1.0) | TE 94% (ENERGY STAR 1.0) | TE 94% (ENERGY STAR 1.0) | TE 94% (ENERGY STAR 1.0) | TE 94% (ENERGY STAR 1.0) | TE 94% (ENERGY STAR 1.0) | TE 94% (ENERGY STAR 1.0) | TE 94% (ENERGY STAR 1.0) | TE 94% (ENERGY STAR 1.0) | TE 94% (ENERGY STAR 1.0) | TE 94% (ENERGY STAR 1.0) | TE 94% (ENERGY STAR 1.0) | TE 94% (ENERGY STAR 1.0) | TE 94% (ENERGY STAR 1.0) | TE 94% (ENERGY STAR 1.0) | TE 94% (ENERGY STAR 1.0) | Convert to Gas-Fired ASHP | Convert to Gas-Fired ASHP | Convert to Gas-Fired ASHP | Convert to Gas-Fired ASHP | Convert to Gas-Fired ASHP | Convert to Gas-Fired ASHP | Convert to Gas-Fired ASHP | Convert to Gas-Fired ASHP | Convert to Gas-Fired ASHP | Convert to Gas-Fired ASHP | Convert to Gas-Fired ASHP | Convert to Gas-Fired ASHP | Convert to Gas-Fired ASHP | Convert to Gas-Fired ASHP | Convert to Gas-Fired ASHP | Convert to Gas-Fired ASHP | Convert to Gas-Fired ASHP | Convert to Gas-Fired ASHP | Convert to Gas-Fired ASHP | Convert to Gas-Fired ASHP | Convert to Gas-Fired ASHP | Convert to Gas-Fired ASHP | Convert to Gas-Fired ASHP | TE 98% | TE 98% | TE 98% | TE 98% | TE 98% | TE 98% | TE 98% | TE 98% | 86650.46 | 86650.46 | 86650.46 | 86650.46 | 86650.46 | 71785.75 | 71785.75 | 71785.75 | 71785.75 | 71785.75 | 71785.75 | 71785.75 | 71785.75 | 71785.75 | 71785.75 | 71785.75 | 71785.75 | 71785.75 | 71785.75 | 71785.75 | 71785.75 | 71785.75 | 71785.75 | 3619.8414 | 3619.8414 | 3619.8414 | 3619.8414 | 3619.8414 | 3619.8414 | 3619.8414 | 3619.8414 | 0 | 0 | 0 | 0 | 0 | 0 | 0 | 0 | 0 | 0 | 0 | 0 | 0 | 0 | 0 | 0 | 0 | 0 | 0 | 0 | 0 | 0 | 0 | 0 | 0 | 0 | 0 | 0 | 0 | 0 | 0 | 0 | 0 | 0 | 0 | 0 | 0 | 0 | 0 | 0 | 0 | 0 | 0 | 0 | 0 | 0 | 0 | 0 | 0 | 0 | 0 | 0 | 0 | 0 | 0 | 0 | 0 | 0 | 0 | 0 | 0 | 0 | 0 | 0 | 0 | 0 | 0 | 0 | 0 | 0 | 0 | 0 | 0 | 0 | 0 | 0 | 0 | 0 | 0 | 0 | 0 | 0 | 0 | 0 | 0 | 0 | 0 | 0 | 0 | 0 | 0 | 0 | 0 | 0 | 0 | 0 | 0 | 0 | 0 | 0 | 0 | 0 | 0 | 0 | 0 | 0 | 0 | 0 | 0 | 0 | 0 | 0 | 0 | 0 | 0 | 0 | 0 | 0 | 0 | 0 | 0 | 0 | 0 | 0 | 0 | 0 | 0 | 0 | 0 | 0 | 0 | 0 | 0 | 0 | 0 | 0 | 0 | 0 | 0 | 0 | 0 | 0 | 0 | 0 | 0 | 0 | 0 | 0 | 0 | 0 | 0 | 0 | 0 | 0 | 0 | 0 | 0 | 0 | 0 | 0 | 0 | 0 | 0 | 0 | 0 | 0 | 0 | 0 | 0 | 0 | 0 | 0 | 0 | 0 | 0 | 0 | 0 | 0 | 0 | 0 | 0 | 0 | 0 | 0 | 0 | 0 | 0 | 0 | 0 | 0 | 0 | 0 | 0 | 0 | 0 | 0 | 0 | 0 | 0 | 0 | 0 | 0 | 0 | 0 | 0 | 0 | 0 | 0 | 0 | 0 | 0 | 0 | 0 | 0 | 0 | 0 | 0 | 0 | 0 | 0 | 0 | 0 | 0 | 0 | 0 | 0 | 0 | 0 | 0 | 0 | 0 | 0 | 0 | 0 | 0 | 0 | 0 | 0 | 0 | 0 | 0 | 0 | 0 | 0 | 0 | 0 | 0 | 0 | 0 | 0 | 0 | 0 | 0 | 0 | 0 | 0 | 0 | 0 | 0 | 0 | 0 | 0 | 0 | 0 | 0 | 0 | 0 | 0 | 0 | 0 | 0 | 0 | 0 | 0 | 0 | 0 | 0 | 0 | 0 | 0 | 0 | 0 | 0 | 0 | 0 | 0 | 0 | 0 | 0 | 0 | 0 | 0 | 0 | 0 | 0 | 0 | 0 | 0 | 0 | 0 | 0 | 0 | 0 | 0 | 0 | 0 | 0 | 0 | 0 | 0 | 0 | 0 | 0 | 0 | 0 | 0 | 0 | 0 | 0 | 0 | 0 | 0 | 0 | 0 | 0 | 0 | 0 | 0 | 0 | 0 | 0 | 0 | 0 | 0 | 0 | 0 | 0 | 0 | 0 | 0 | 0 | 0 | 0 | 0 | 0 | 0 | 0 | 0 | 0 | 0 | 0 | 0 | 0 | 0 | 0 | 0 | 0 | 0 | 0 | 0 | 0 | 0 | 0 | 0 | 0 | 0 | 0 | 0 | 0 | 0 | 0 | 0 | 0 | 0 | 0 | 0 | 0 | 0 | 0 | 0 | 0 | 0 | 0 | 0 | 0 | 0 | 0 | 0 | 0 | 0 | 0 | 0 | 0 | 0 | 0 | 0 | 0 | 0 | 0 | 0 | 0 | 0 | 0 | 0 | 0 | 0 | 0 | 0 | 0 | 0 | 0 | 0 | 0 | 0 | 0 | 0 | 0 | 0 | 0 | 0 | 0 | 0 | 0 | 0 | 0 | 0 | 0 | 0 | 0 | 0 | 0 | 0 | 0 | 0 | 0 | 0 | 0 | 0 | 0 | 0 | 0 | 0 | 0 | 0 | 0 | 0 | 0 | 0 | 0 | 0 | 0 | 0 | 0 | 0 | 0 | 0 | 0 | 0 | 0 | 0 | 0 | 0 | 0 | 0 | 0 | 0 | 0 | 0 | 0 | 0 | 0 | 0 | 0 | 0 | 0 | 0 | 0 | 0 | 0 | 0 | 0 | 0 | 0 | 0 | 0 | 0 | 0 | 0 | 0 | 0 | 0 | 0 | 0 | 0 | 0 | 0 | 0 | 0 | 0
WA_Industrial_Stone, Clay, and Glass_New_Space Heating_Natural Gas_Unit Heater_A | WA | Industrial | Stone, Clay, and Glass | New | Space Heating | Natural Gas | Unit Heater | A | IE24 | Condensing | Infrared Radiant | 12 | 15772.4108 | 0 | 0 | 78394.64 | 0 | 0 | 0 | 78394.6374 | 86234.1011 | 120 kBtu/Hr | 5.041% | 100% | Turnover | LO12Med | 84.73% | TBD | 0.2% | -137.9153 |  | 246.3446 |  | 0.005701 | IL TRM v11 - 4.4.5 (Adjusted for WA Climate) | CNGC Program Data | IL TRM v11 - 4.4.5 (Adjusted for WA Climate) | Standard | Standard | Standard | Standard | Standard | Condensing | Condensing | Condensing | Condensing | Condensing | Condensing | Condensing | Condensing | Condensing | Condensing | Condensing | Condensing | Condensing | Condensing | Condensing | Condensing | Condensing | Condensing | Condensing | Condensing | Condensing | Condensing | Condensing | Condensing | Condensing | Condensing | Infrared Radiant | Infrared Radiant | Infrared Radiant | Infrared Radiant | Infrared Radiant | Infrared Radiant | Infrared Radiant | Infrared Radiant | Infrared Radiant | Infrared Radiant | Infrared Radiant | Infrared Radiant | Infrared Radiant | Infrared Radiant | Infrared Radiant | Infrared Radiant | Infrared Radiant | Infrared Radiant | Infrared Radiant | Infrared Radiant | Infrared Radiant | Infrared Radiant | Infrared Radiant | Infrared Radiant | Infrared Radiant | Infrared Radiant | Infrared Radiant | Infrared Radiant | Infrared Radiant | Infrared Radiant | Infrared Radiant | 78394.64 | 78394.64 | 78394.64 | 78394.64 | 78394.64 | -158314.4 | -158314.4 | -158314.4 | -158314.4 | -158314.4 | -158314.4 | -158314.4 | -158314.4 | -158314.4 | -158314.4 | -158314.4 | -158314.4 | -158314.4 | -158314.4 | -158314.4 | -158314.4 | -158314.4 | -158314.4 | -158314.4034 | -158314.4034 | -158314.4034 | -158314.4034 | -158314.4034 | -158314.4034 | -158314.4034 | -158314.4034 | 0 | 28641.12 | 28641.12 | 28641.12 | 28641.12 | 15772.4108 | 15772.4108 | 15772.4108 | 15772.4108 | 15772.4108 | 15772.4108 | 15772.4108 | 15772.4108 | 15772.4108 | 15772.4108 | 15772.4108 | 15772.4108 | 15772.4108 | 15772.4108 | 15772.4108 | 15772.4108 | 15772.4108 | 15772.4108 | 15772.4108 | 15772.4108 | 15772.4108 | 15772.4108 | 15772.4108 | 15772.4108 | 15772.4108 | 15772.4108 | 0.020678 | 0.020322 | 0.020311 | 0.020191 | 0.020202 | 0.020219 | 0.023626 | 0.026332 | 0.028286 | 0.02967 | 0.031253 | 0.032308 | 0.033374 | 0.041643 | 0.040396 | 0.039515 | 0.039888 | 0.040714 | 0.041486 | 0.04244 | 0.043448 | 0.044498 | 0.045548 | 0.048615 | 0.050859 | 0.052437 | 0.020678 | 0.041 | 0.061311 | 0.081502 | 0.1017 | 0.12192 | 0.14555 | 0.17188 | 0.20017 | 0.22984 | 0.26109 | 0.2934 | 0.30609 | 0.32742 | 0.3475 | 0.36682 | 0.38651 | 0.40701 | 0.42486 | 0.44097 | 0.45613 | 0.47096 | 0.48526 | 0 | 0 | 0 | 0.001311 | 0.0012885 | 0.0012878 | 0.0012802 | 0.0012809 | 0.0012819 | 0.001498 | 0.0016695 | 0.0017934 | 0.0018811 | 0.0019815 | 0.0020484 | 0.0021159 | 0.0026403 | 0.0025612 | 0.0025053 | 0.002529 | 0.0025813 | 0.0026303 | 0.0026908 | 0.0027547 | 0.0028212 | 0.0028878 | 0.0030823 | 0.0032246 | 0.0033246 | 0.001311 | 0.0025995 | 0.0038872 | 0.0051674 | 0.0064482 | 0.0077301 | 0.0092281 | 0.010898 | 0.012691 | 0.014572 | 0.016554 | 0.018602 | 0.019407 | 0.020759 | 0.022032 | 0.023257 | 0.024505 | 0.025805 | 0.026937 | 0.027958 | 0.02892 | 0.02986 | 0.030766 | 0.0318 | 0.032909 | 0.033593 | 0.0019224 | 0.0037786 | 0.0056648 | 0.0075086 | 0.0093908 | 0.01109 | 0.014541 | 0.017616 | 0.020135 | 0.022137 | 0.024175 | 0.0257 | 0.027133 | 0.034441 | 0.033863 | 0.03348 | 0.033798 | 0.034499 | 0.035153 | 0.035962 | 0.036816 | 0.037823 | 0.038716 | 0.041323 | 0.04323 | 0.044571 | 0.0019224 | 0.005701 | 0.011366 | 0.018874 | 0.028265 | 0.039356 | 0.053896 | 0.071513 | 0.091648 | 0.11378 | 0.13796 | 0.16366 | 0.18887 | 0.21953 | 0.24773 | 0.2737 | 0.29811 | 0.32152 | 0.34213 | 0.36048 | 0.37716 | 0.39284 | 0.40738 | 0 | 0 | 0 | 0.00012188 | 0.00023957 | 0.00035916 | 0.00047606 | 0.00059539 | 0.00070315 | 0.00092192 | 0.0011169 | 0.0012766 | 0.0014035 | 0.0015327 | 0.0016294 | 0.0017203 | 0.0021836 | 0.002147 | 0.0021227 | 0.0021429 | 0.0021873 | 0.0022288 | 0.00228 | 0.0023342 | 0.002398 | 0.0024546 | 0.0026199 | 0.0027409 | 0.0028259 | 0.00012188 | 0.00036145 | 0.00072062 | 0.0011967 | 0.0017921 | 0.0024952 | 0.0034171 | 0.004534 | 0.0058106 | 0.0072142 | 0.0087469 | 0.010376 | 0.011975 | 0.013919 | 0.015707 | 0.017353 | 0.018901 | 0.020385 | 0.021692 | 0.022855 | 0.023912 | 0.024907 | 0.025829 | 0.026819 | 0.02784 | 0.028482 | 0.0019224 | 0.0037786 | 0.0056648 | 0.0075086 | 0.0093908 | 0.01109 | 0.014541 | 0.017616 | 0.020135 | 0.022137 | 0.024175 | 0.0257 | 0.027133 | 0.034441 | 0.033863 | 0.03348 | 0.033798 | 0.034499 | 0.035153 | 0.035962 | 0.036816 | 0.037823 | 0.038716 | 0.041323 | 0.04323 | 0.044571 | 0.0019224 | 0.005701 | 0.011366 | 0.018874 | 0.028265 | 0.039356 | 0.053896 | 0.071513 | 0.091648 | 0.11378 | 0.13796 | 0.16366 | 0.18887 | 0.21953 | 0.24773 | 0.2737 | 0.29811 | 0.32152 | 0.34213 | 0.36048 | 0.37716 | 0.39284 | 0.40738 | 0 | 0 | 0 | 0.00012188 | 0.00023957 | 0.00035916 | 0.00047606 | 0.00059539 | 0.00070315 | 0.00092192 | 0.0011169 | 0.0012766 | 0.0014035 | 0.0015327 | 0.0016294 | 0.0017203 | 0.0021836 | 0.002147 | 0.0021227 | 0.0021429 | 0.0021873 | 0.0022288 | 0.00228 | 0.0023342 | 0.002398 | 0.0024546 | 0.0026199 | 0.0027409 | 0.0028259 | 0.00012188 | 0.00036145 | 0.00072062 | 0.0011967 | 0.0017921 | 0.0024952 | 0.0034171 | 0.004534 | 0.0058106 | 0.0072142 | 0.0087469 | 0.010376 | 0.011975 | 0.013919 | 0.015707 | 0.017353 | 0.018901 | 0.020385 | 0.021692 | 0.022855 | 0.023912 | 0.024907 | 0.025829 | 0.026819 | 0.02784 | 0.028482 | 0.0019224 | 0.0037786 | 0.0056648 | 0.0075086 | 0.0093908 | 0.01109 | 0.014541 | 0.017616 | 0.020135 | 0.022137 | 0.024175 | 0.0257 | 0.027133 | 0.034441 | 0.033863 | 0.03348 | 0.033798 | 0.034499 | 0.035153 | 0.035962 | 0.036816 | 0.037823 | 0.038716 | 0.041323 | 0.04323 | 0.044571 | 0.0019224 | 0.005701 | 0.011366 | 0.018874 | 0.028265 | 0.039356 | 0.053896 | 0.071513 | 0.091648 | 0.11378 | 0.13796 | 0.16366 | 0.18887 | 0.21953 | 0.24773 | 0.2737 | 0.29811 | 0.32152 | 0.34213 | 0.36048 | 0.37716 | 0.39284 | 0.40738 | 0 | 0 | 0 | 0.00012188 | 0.00023957 | 0.00035916 | 0.00047606 | 0.00059539 | 0.00070315 | 0.00092192 | 0.0011169 | 0.0012766 | 0.0014035 | 0.0015327 | 0.0016294 | 0.0017203 | 0.0021836 | 0.002147 | 0.0021227 | 0.0021429 | 0.0021873 | 0.0022288 | 0.00228 | 0.0023342 | 0.002398 | 0.0024546 | 0.0026199 | 0.0027409 | 0.0028259 | 0.00012188 | 0.00036145 | 0.00072062 | 0.0011967 | 0.0017921 | 0.0024952 | 0.0034171 | 0.004534 | 0.0058106 | 0.0072142 | 0.0087469 | 0.010376 | 0.011975 | 0.013919 | 0.015707 | 0.017353 | 0.018901 | 0.020385 | 0.021692 | 0.022855 | 0.023912 | 0.024907 | 0.025829 | 0.026819 | 0.02784 | 0.028482 | -265.2069 | -265.2069 | -265.2069 | -265.2069 | -265.2069 | -265.2069 | -265.2069 | -265.2069 | -265.2069 | -265.2069 | -265.2069 | -265.2069 | -265.2069 | -265.2069 | -265.2069 | -265.2069 | -265.2069 | -265.2069 | -265.2069 | -265.2069 | -265.2069 | -265.2069 | -265.2069 | -265.2069 | -265.2069 | -265.2069 | 168.0233 | 168.0233 | 168.0233 | 168.0233 | 168.0233 | 168.0233 | 168.0233 | 168.0233 | 168.0233 | 168.0233 | 168.0233 | 168.0233 | 168.0233 | 168.0233 | 168.0233 | 168.0233 | 168.0233 | 168.0233 | 168.0233 | 168.0233 | 168.0233 | 168.0233 | 168.0233 | 168.0233 | 168.0233 | 168.0233
WA_Industrial_Petroleum_Existing_Space Heating_Natural Gas_Furnace_A | WA | Industrial | Petroleum | Existing | Space Heating | Natural Gas | Furnace | A | IE25 | AFUE 91% (2023 WA State Code Compliant) | AFUE 96% | 23 | 138.7616 | 0 | 0 | 667.74 | 0 | 0 | 0 | 667.7377 | 734.5115 | 140 kBtu/hr | 0.2854% | 30% | Turnover | LO12Med | 25.42% | TBD | 0.2% | 98.5784 |  | 105.0024 |  | 0.00011748 | EIA 2018 Tech Forecast | 2015 DOE Commercial Warm Air Furnace TSD - EERE-2013-BT-STD-0021-0050 | AEG BEST | AFUE 80% (Standard) | AFUE 80% (Standard) | AFUE 80% (Standard) | AFUE 80% (Standard) | AFUE 80% (Standard) | AFUE 91% (2023 WA State Code Compliant) | AFUE 91% (2023 WA State Code Compliant) | AFUE 91% (2023 WA State Code Compliant) | AFUE 91% (2023 WA State Code Compliant) | AFUE 91% (2023 WA State Code Compliant) | AFUE 91% (2023 WA State Code Compliant) | AFUE 91% (2023 WA State Code Compliant) | AFUE 91% (2023 WA State Code Compliant) | AFUE 91% (2023 WA State Code Compliant) | AFUE 91% (2023 WA State Code Compliant) | AFUE 91% (2023 WA State Code Compliant) | AFUE 91% (2023 WA State Code Compliant) | AFUE 91% (2023 WA State Code Compliant) | AFUE 91% (2023 WA State Code Compliant) | AFUE 91% (2023 WA State Code Compliant) | AFUE 91% (2023 WA State Code Compliant) | AFUE 91% (2023 WA State Code Compliant) | AFUE 91% (2023 WA State Code Compliant) | AFUE 91% (2023 WA State Code Compliant) | AFUE 91% (2023 WA State Code Compliant) | AFUE 91% (2023 WA State Code Compliant) | AFUE 91% (2023 WA State Code Compliant) | AFUE 91% (2023 WA State Code Compliant) | AFUE 91% (2023 WA State Code Compliant) | AFUE 91% (2023 WA State Code Compliant) | AFUE 91% (2023 WA State Code Compliant) | AFUE 96% | AFUE 96% | AFUE 96% | AFUE 96% | AFUE 96% | AFUE 96% | AFUE 96% | AFUE 96% | AFUE 96% | AFUE 96% | AFUE 96% | AFUE 96% | AFUE 96% | AFUE 96% | AFUE 96% | AFUE 96% | AFUE 96% | AFUE 96% | AFUE 96% | AFUE 96% | AFUE 96% | AFUE 96% | AFUE 96% | AFUE 96% | AFUE 96% | AFUE 96% | AFUE 96% | AFUE 96% | AFUE 96% | AFUE 96% | AFUE 96% | 667.74 | 667.74 | 667.74 | 667.74 | 667.74 | -828.69 | -828.69 | -828.69 | -828.69 | -828.69 | -828.69 | -828.69 | -828.69 | -828.69 | -828.69 | -828.69 | -828.69 | -828.69 | -828.69 | -828.69 | -828.69 | -828.69 | -828.69 | -828.6875 | -828.6875 | -828.6875 | -828.6875 | -828.6875 | -828.6875 | -828.6875 | -828.6875 | 0 | 505.0924 | 505.0924 | 505.0924 | 505.0924 | 138.7616 | 138.7616 | 799.267 | 799.267 | 799.267 | 799.267 | 799.267 | 799.267 | 799.267 | 799.267 | 799.267 | 799.267 | 799.267 | 799.267 | 799.267 | 799.267 | 799.267 | 799.267 | 799.267 | 799.267 | 799.267 | 799.267 | 799.267 | 799.267 | 799.267 | 799.267 | 0.0013665 | 0.0014228 | 0.0059315 | 0.0062276 | 0.0064681 | 0.0064232 | 0.0065724 | 0.0061732 | 0.0057178 | 0.0060172 | 0.0050166 | 0.004743 | 0.0044214 | 0.0041242 | 0.0043959 | 0.0042738 | 0.0043545 | 0.0046597 | 0.004737 | 0.0048207 | 0.0049096 | 0.0050093 | 0.0051153 | 0.007871 | 0.0081955 | 0.0059315 | 0.0013665 | 0.0027893 | 0.0087208 | 0.014948 | 0.021417 | 0.02784 | 0.034412 | 0.040585 | 0.046303 | 0.05232 | 0.057337 | 0.06208 | 0.066501 | 0.070626 | 0.075022 | 0.079295 | 0.08365 | 0.08831 | 0.093047 | 0.097867 | 0.10278 | 0.10779 | 0.1129 | 0 | 0 | 0 | 0.0098477 | 0.010254 | 0.0074212 | 0.0077917 | 0.0080926 | 0.0080364 | 0.008223 | 0.0077236 | 0.0071538 | 0.0075284 | 0.0062765 | 0.0059342 | 0.0055319 | 0.00516 | 0.0054999 | 0.0053472 | 0.0054481 | 0.00583 | 0.0059266 | 0.0060313 | 0.0061426 | 0.0062674 | 0.0064 | 0.0098477 | 0.010254 | 0.0074212 | 0.0098477 | 0.020101 | 0.027523 | 0.035314 | 0.043407 | 0.051443 | 0.059666 | 0.06739 | 0.074544 | 0.082072 | 0.088349 | 0.094283 | 0.099815 | 0.10497 | 0.11047 | 0.11582 | 0.12127 | 0.1271 | 0.13303 | 0.13906 | 0.1452 | 0.15147 | 0.15787 | 0.15787 | 0.15787 | 0.15787 | 3.8112e-05 | 7.9367e-05 | 0.0004963 | 0.00069477 | 0.000902 | 0.001057 | 0.0012135 | 0.001239 | 0.0012211 | 0.0013469 | 0.0011642 | 0.0011319 | 0.0010784 | 0.0010233 | 0.0011055 | 0.0010863 | 0.0011069 | 0.0011845 | 0.0012042 | 0.0012254 | 0.0012481 | 0.0012774 | 0.0013044 | 0.0013293 | 0.0015238 | 0.0016543 | 3.8112e-05 | 0.00011748 | 0.00020364 | 0.00032426 | 0.00048086 | 0.00066436 | 0.00087503 | 0.0010901 | 0.0013021 | 0.001536 | 0.0017381 | 0.0019346 | 0.0021218 | 0.0022994 | 0.0024914 | 0.00268 | 0.0028721 | 0.0030778 | 0.0032868 | 0.0034996 | 0.0037163 | 0.003938 | 0.0041645 | 0 | 0 | 0 | 0.00027466 | 0.00057196 | 0.00062094 | 0.00086926 | 0.0011285 | 0.0013224 | 0.0015183 | 0.0015501 | 0.0015277 | 0.0016851 | 0.0014565 | 0.0014161 | 0.0013492 | 0.0012803 | 0.0013831 | 0.0013591 | 0.0013849 | 0.001482 | 0.0015066 | 0.0015332 | 0.0015615 | 0.0015982 | 0.001632 | 0.0016631 | 0.0019065 | 0.0020698 | 0.00027466 | 0.00084662 | 0.0014676 | 0.0023368 | 0.0034654 | 0.0047878 | 0.006306 | 0.0078562 | 0.0093839 | 0.011069 | 0.012526 | 0.013942 | 0.015291 | 0.016571 | 0.017954 | 0.019313 | 0.020698 | 0.02218 | 0.023687 | 0.02522 | 0.026782 | 0.02838 | 0.030012 | 0.030759 | 0.030759 | 0.030759 | 3.8112e-05 | 7.9367e-05 | 8.6163e-05 | 0.00012062 | 0.0001566 | 0.0001835 | 0.00021068 | 0.0002151 | 0.00021199 | 0.00023383 | 0.00020211 | 0.00019651 | 0.00018722 | 0.00017765 | 0.00019193 | 0.0001886 | 0.00019217 | 0.00020565 | 0.00020906 | 0.00021275 | 0.00021668 | 0.00022177 | 0.00022646 | 0.00023078 | 0.00026456 | 0.00028721 | 3.8112e-05 | 0.00011748 | 0.00020364 | 0.00032426 | 0.00048086 | 0.00066436 | 0.00087503 | 0.0010901 | 0.0013021 | 0.001536 | 0.0017381 | 0.0019346 | 0.0021218 | 0.0022994 | 0.0024914 | 0.00268 | 0.0028721 | 0.0030778 | 0.0032868 | 0.0034996 | 0.0037163 | 0.003938 | 0.0041645 | 0 | 0 | 0 | 0.00027466 | 0.00057196 | 0.00062094 | 0.00086926 | 0.0011285 | 0.0013224 | 0.0015183 | 0.0015501 | 0.0015277 | 0.0016851 | 0.0014565 | 0.0014161 | 0.0013492 | 0.0012803 | 0.0013831 | 0.0013591 | 0.0013849 | 0.001482 | 0.0015066 | 0.0015332 | 0.0015615 | 0.0015982 | 0.001632 | 0.0016631 | 0.0019065 | 0.0020698 | 0.00027466 | 0.00084662 | 0.0014676 | 0.0023368 | 0.0034654 | 0.0047878 | 0.006306 | 0.0078562 | 0.0093839 | 0.011069 | 0.012526 | 0.013942 | 0.015291 | 0.016571 | 0.017954 | 0.019313 | 0.020698 | 0.02218 | 0.023687 | 0.02522 | 0.026782 | 0.02838 | 0.030012 | 0.030759 | 0.030759 | 0.030759 | 3.8112e-05 | 7.9367e-05 | 8.6163e-05 | 0.00012062 | 0.0001566 | 0.0001835 | 0.00021068 | 0.0002151 | 0.00021199 | 0.00023383 | 0.00020211 | 0.00019651 | 0.00018722 | 0.00017765 | 0.00019193 | 0.0001886 | 0.00019217 | 0.00020565 | 0.00020906 | 0.00021275 | 0.00021668 | 0.00022177 | 0.00022646 | 0.00023078 | 0.00026456 | 0.00028721 | 3.8112e-05 | 0.00011748 | 0.00020364 | 0.00032426 | 0.00048086 | 0.00066436 | 0.00087503 | 0.0010901 | 0.0013021 | 0.001536 | 0.0017381 | 0.0019346 | 0.0021218 | 0.0022994 | 0.0024914 | 0.00268 | 0.0028721 | 0.0030778 | 0.0032868 | 0.0034996 | 0.0037163 | 0.003938 | 0.0041645 | 0 | 0 | 0 | 0.00027466 | 0.00057196 | 0.00062094 | 0.00086926 | 0.0011285 | 0.0013224 | 0.0015183 | 0.0015501 | 0.0015277 | 0.0016851 | 0.0014565 | 0.0014161 | 0.0013492 | 0.0012803 | 0.0013831 | 0.0013591 | 0.0013849 | 0.001482 | 0.0015066 | 0.0015332 | 0.0015615 | 0.0015982 | 0.001632 | 0.0016631 | 0.0019065 | 0.0020698 | 0.00027466 | 0.00084662 | 0.0014676 | 0.0023368 | 0.0034654 | 0.0047878 | 0.006306 | 0.0078562 | 0.0093839 | 0.011069 | 0.012526 | 0.013942 | 0.015291 | 0.016571 | 0.017954 | 0.019313 | 0.020698 | 0.02218 | 0.023687 | 0.02522 | 0.026782 | 0.02838 | 0.030012 | 0.030759 | 0.030759 | 0.030759 | 61.8107 | 61.8107 | 61.8107 | 61.8107 | 61.8107 | 61.8107 | 61.8107 | 61.8107 | 61.8107 | 61.8107 | 61.8107 | 61.8107 | 61.8107 | 61.8107 | 61.8107 | 61.8107 | 61.8107 | 61.8107 | 61.8105 | 61.8105 | 61.8105 | 61.8105 | 61.8105 | 61.8105 | 61.8105 | 61.8105 | 65.8387 | 65.8387 | 65.8387 | 65.8387 | 65.8387 | 65.8387 | 65.8387 | 65.8387 | 65.8387 | 65.8387 | 65.8387 | 65.8387 | 65.8387 | 65.8387 | 65.8387 | 65.8387 | 65.8387 | 65.8387 | 65.8385 | 65.8385 | 65.8385 | 65.8385 | 65.8385 | 65.8385 | 65.8385 | 65.8385
WA_Industrial_Petroleum_Existing_Space Heating_Natural Gas_Boiler_A | WA | Industrial | Petroleum | Existing | Space Heating | Natural Gas | Boiler | A | IE26 | TE 94% (ENERGY STAR 1.0) | Convert to Gas-Fired ASHP | 25 | 5375.3 | 0 | 0 | 86650.46 | -1334.36 | 0 | 0 | 20347.2112 | 22381.9323 | 513.550054507209 kBtu/hr | 1.259% | 100% | Turnover | LO50Fast | 85% | TBD | 0.2% | 881.5968 |  | 440.0561 |  | 0.0060827 | RTF Wkbk - ComGasBoilersUES_v2.1 | CE_EWR Measure Cost Benchmarking - 02.08.23 | AEG BEST | TE 80% | TE 80% | TE 80% | TE 80% | TE 80% | TE 94% (ENERGY STAR 1.0) | TE 94% (ENERGY STAR 1.0) | TE 94% (ENERGY STAR 1.0) | TE 94% (ENERGY STAR 1.0) | TE 94% (ENERGY STAR 1.0) | TE 94% (ENERGY STAR 1.0) | TE 94% (ENERGY STAR 1.0) | TE 94% (ENERGY STAR 1.0) | TE 94% (ENERGY STAR 1.0) | TE 94% (ENERGY STAR 1.0) | TE 94% (ENERGY STAR 1.0) | TE 94% (ENERGY STAR 1.0) | TE 94% (ENERGY STAR 1.0) | TE 94% (ENERGY STAR 1.0) | TE 94% (ENERGY STAR 1.0) | TE 94% (ENERGY STAR 1.0) | TE 94% (ENERGY STAR 1.0) | TE 94% (ENERGY STAR 1.0) | TE 94% (ENERGY STAR 1.0) | TE 94% (ENERGY STAR 1.0) | TE 94% (ENERGY STAR 1.0) | TE 94% (ENERGY STAR 1.0) | TE 94% (ENERGY STAR 1.0) | TE 94% (ENERGY STAR 1.0) | TE 94% (ENERGY STAR 1.0) | TE 94% (ENERGY STAR 1.0) | Convert to Gas-Fired ASHP | Convert to Gas-Fired ASHP | Convert to Gas-Fired ASHP | Convert to Gas-Fired ASHP | Convert to Gas-Fired ASHP | Convert to Gas-Fired ASHP | Convert to Gas-Fired ASHP | Convert to Gas-Fired ASHP | Convert to Gas-Fired ASHP | Convert to Gas-Fired ASHP | Convert to Gas-Fired ASHP | Convert to Gas-Fired ASHP | Convert to Gas-Fired ASHP | Convert to Gas-Fired ASHP | Convert to Gas-Fired ASHP | Convert to Gas-Fired ASHP | Convert to Gas-Fired ASHP | Convert to Gas-Fired ASHP | Convert to Gas-Fired ASHP | Convert to Gas-Fired ASHP | Convert to Gas-Fired ASHP | Convert to Gas-Fired ASHP | Convert to Gas-Fired ASHP | TE 98% | TE 98% | TE 98% | TE 98% | TE 98% | TE 98% | TE 98% | TE 98% | 86650.46 | 86650.46 | 86650.46 | 86650.46 | 86650.46 | 71785.75 | 71785.75 | 71785.75 | 71785.75 | 71785.75 | 71785.75 | 71785.75 | 71785.75 | 71785.75 | 71785.75 | 71785.75 | 71785.75 | 71785.75 | 71785.75 | 71785.75 | 71785.75 | 71785.75 | 71785.75 | 3619.8414 | 3619.8414 | 3619.8414 | 3619.8414 | 3619.8414 | 3619.8414 | 3619.8414 | 3619.8414 | 0 | 8772.191 | 8772.191 | 8772.191 | 8772.191 | 5375.3 | 5375.3 | 5375.3 | 5375.3 | 5375.3 | 5375.3 | 5375.3 | 5375.3 | 5375.3 | 5375.3 | 5375.3 | 5375.3 | 5375.3 | 5375.3 | 5375.3 | 5375.3 | 5375.3 | 5375.3 | 5375.3 | 5375.3 | 5375.3 | 5375.3 | 5375.3 | 5375.3 | 5375.3 | 5375.3 | 0.0064261 | 0.0064612 | 0.006458 | 0.0066022 | 0.0066906 | 0.0064618 | 0.0064676 | 0.0064758 | 0.006392 | 0.0071779 | 0.0063639 | 0.006404 | 0.0063588 | 0.0063136 | 0.0065579 | 0.0063075 | 0.0067376 | 0.0065574 | 0.0064035 | 0.0065332 | 0.006402 | 0.0062903 | 0.0061957 | 0.0061242 | 0.0060695 | 0.0064261 | 0.0064261 | 0.012887 | 0.019345 | 0.025947 | 0.032638 | 0.0391 | 0.045568 | 0.052043 | 0.058435 | 0.065613 | 0.071977 | 0.078381 | 0.08474 | 0.091054 | 0.097612 | 0.10392 | 0.11066 | 0.11721 | 0.12362 | 0.13015 | 0.13655 | 0.14284 | 0.14904 | 0 | 0 | 0 | 0.0011955 | 0.001202 | 0.0012014 | 0.0012282 | 0.0012447 | 0.0012021 | 0.0012032 | 0.0012047 | 0.0011892 | 0.0013353 | 0.0011839 | 0.0011914 | 0.001183 | 0.0011746 | 0.00122 | 0.0011734 | 0.0012534 | 0.0012199 | 0.0011913 | 0.0012154 | 0.001191 | 0.0011702 | 0.0011526 | 0.0011393 | 0.0011291 | 0.0011955 | 0.0011955 | 0.0023975 | 0.0035989 | 0.0048272 | 0.0060719 | 0.007274 | 0.0084772 | 0.0096819 | 0.010871 | 0.012206 | 0.01339 | 0.014582 | 0.015765 | 0.016939 | 0.018159 | 0.019333 | 0.020586 | 0.021806 | 0.022997 | 0.024213 | 0.025404 | 0.026574 | 0.027727 | 0.028866 | 0.029995 | 0.029995 | 0.002458 | 0.0036247 | 0.0043915 | 0.0049945 | 0.0054001 | 0.0053789 | 0.0054565 | 0.0054925 | 0.0054319 | 0.0061012 | 0.0054093 | 0.0054434 | 0.005405 | 0.0053666 | 0.0055742 | 0.0053614 | 0.005727 | 0.0055738 | 0.005443 | 0.0055532 | 0.0054417 | 0.0053467 | 0.0052664 | 0.0052056 | 0.0051591 | 0.0051115 | 0.002458 | 0.0060827 | 0.010474 | 0.015469 | 0.020869 | 0.026248 | 0.031704 | 0.037197 | 0.042629 | 0.04873 | 0.054139 | 0.059583 | 0.064987 | 0.070354 | 0.075928 | 0.08129 | 0.087017 | 0.09259 | 0.093393 | 0.094211 | 0.095013 | 0.095801 | 0.096578 | 0 | 0 | 0 | 0.00045727 | 0.00067433 | 0.00081697 | 0.00092917 | 0.0010046 | 0.0010007 | 0.0010151 | 0.0010218 | 0.0010105 | 0.001135 | 0.0010063 | 0.0010127 | 0.0010055 | 0.00099838 | 0.001037 | 0.00099741 | 0.0010654 | 0.0010369 | 0.0010126 | 0.0010331 | 0.0010124 | 0.00099469 | 0.00097973 | 0.00096842 | 0.00095977 | 0.00095092 | 0.00045727 | 0.0011316 | 0.0019486 | 0.0028777 | 0.0038824 | 0.004883 | 0.0058981 | 0.0069199 | 0.0079305 | 0.0090655 | 0.010072 | 0.011085 | 0.01209 | 0.013088 | 0.014125 | 0.015123 | 0.016188 | 0.017225 | 0.018238 | 0.019271 | 0.020283 | 0.021278 | 0.022258 | 0.023226 | 0.024186 | 0.024679 | 0 | 0 | 0 | 0 | 0 | 0 | 0 | 0 | 0 | 0 | 0 | 0 | 0 | 0 | 0 | 0 | 0 | 0 | 0.00036102 | 0.00054021 | 0.00064165 | 0.00070138 | 0.00073705 | 0.00075138 | 0.00075474 | 0.00075176 | 0 | 0 | 0 | 0 | 0 | 0 | 0 | 0 | 0 | 0 | 0 | 0 | 0 | 0 | 0 | 0 | 0 | 0 | 0.00036102 | 0.00090123 | 0.0015429 | 0.0022443 | 0.0029813 | 0 | 0 | 0 | 0 | 0 | 0 | 0 | 0 | 0 | 0 | 0 | 0 | 0 | 0 | 0 | 0 | 0 | 0 | 0 | 0 | 0 | 0.00045567 | 0.00068185 | 0.00080988 | 0.00088527 | 0.0009303 | 0.00094838 | 0.00095261 | 0.00094886 | 0 | 0 | 0 | 0 | 0 | 0 | 0 | 0 | 0 | 0 | 0 | 0 | 0 | 0 | 0 | 0 | 0 | 0 | 0.00045567 | 0.0011375 | 0.0019474 | 0.0028327 | 0.003763 | 0.0047113 | 0.005664 | 0.0066128 | 0.002458 | 0.0036247 | 0.0043915 | 0.0049945 | 0.0054001 | 0.0053789 | 0.0054565 | 0.0054925 | 0.0054319 | 0.0061012 | 0.0054093 | 0.0054434 | 0.005405 | 0.0053666 | 0.0055742 | 0.0053614 | 0.005727 | 0.0055738 | 0.00080226 | 0.0008185 | 0.00080206 | 0.00078807 | 0.00077622 | 0.00076726 | 0.00076041 | 0.00075339 | 0.002458 | 0.0060827 | 0.010474 | 0.015469 | 0.020869 | 0.026248 | 0.031704 | 0.037197 | 0.042629 | 0.04873 | 0.054139 | 0.059583 | 0.064987 | 0.070354 | 0.075928 | 0.08129 | 0.087017 | 0.09259 | 0.093393 | 0.094211 | 0.095013 | 0.095801 | 0.096578 | 0 | 0 | 0 | 0.00045727 | 0.00067433 | 0.00081697 | 0.00092917 | 0.0010046 | 0.0010007 | 0.0010151 | 0.0010218 | 0.0010105 | 0.001135 | 0.0010063 | 0.0010127 | 0.0010055 | 0.00099838 | 0.001037 | 0.00099741 | 0.0010654 | 0.0010369 | 0.0010126 | 0.0010331 | 0.0010124 | 0.00099469 | 0.00097973 | 0.00096842 | 0.00095977 | 0.00095092 | 0.00045727 | 0.0011316 | 0.0019486 | 0.0028777 | 0.0038824 | 0.004883 | 0.0058981 | 0.0069199 | 0.0079305 | 0.0090655 | 0.010072 | 0.011085 | 0.01209 | 0.013088 | 0.014125 | 0.015123 | 0.016188 | 0.017225 | 0.018238 | 0.019271 | 0.020283 | 0.021278 | 0.022258 | 0.023226 | 0.024186 | 0.024679 | 913.9318 | 913.9318 | 913.9318 | 913.9318 | 913.9318 | 913.9318 | 913.9318 | 913.9318 | 913.9318 | 913.9318 | 913.9318 | 913.9318 | 913.9318 | 913.9318 | 913.9318 | 913.9318 | 913.9318 | 913.9318 | -1072.532 | -1072.532 | -1072.532 | -1072.532 | -1072.532 | -1072.532 | -1072.532 | -1072.532 | 458.3736 | 458.3736 | 458.3736 | 458.3736 | 458.3736 | 458.3736 | 458.3736 | 458.3736 | 458.3736 | 458.3736 | 458.3736 | 458.3736 | 458.3736 | 458.3736 | 458.3736 | 458.3736 | 458.3736 | 458.3736 | 156.8181 | 156.8181 | 156.8181 | 156.8181 | 156.8181 | 156.8181 | 156.8181 | 156.8181
WA_Industrial_Petroleum_Existing_Space Heating_Natural Gas_Unit Heater_A | WA | Industrial | Petroleum | Existing | Space Heating | Natural Gas | Unit Heater | A | IE27 | Condensing | Infrared Radiant | 12 | 0 | 0 | 0 | 78394.64 | 0 | 0 | 0 | 78394.6374 | 86234.1011 | 120 kBtu/Hr | 0% | 100% | Turnover | LO12Med | 84.73% | TBD | 0.2% | 0 |  | 0 |  | 0 | IL TRM v11 - 4.4.5 (Adjusted for WA Climate) | CNGC Program Data | IL TRM v11 - 4.4.5 (Adjusted for WA Climate) | Standard | Standard | Standard | Standard | Standard | Condensing | Condensing | Condensing | Condensing | Condensing | Condensing | Condensing | Condensing | Condensing | Condensing | Condensing | Condensing | Condensing | Condensing | Condensing | Condensing | Condensing | Condensing | Condensing | Condensing | Condensing | Condensing | Condensing | Condensing | Condensing | Condensing | Infrared Radiant | Infrared Radiant | Infrared Radiant | Infrared Radiant | Infrared Radiant | Infrared Radiant | Infrared Radiant | Infrared Radiant | Infrared Radiant | Infrared Radiant | Infrared Radiant | Infrared Radiant | Infrared Radiant | Infrared Radiant | Infrared Radiant | Infrared Radiant | Infrared Radiant | Infrared Radiant | Infrared Radiant | Infrared Radiant | Infrared Radiant | Infrared Radiant | Infrared Radiant | Infrared Radiant | Infrared Radiant | Infrared Radiant | Infrared Radiant | Infrared Radiant | Infrared Radiant | Infrared Radiant | Infrared Radiant | 78394.64 | 78394.64 | 78394.64 | 78394.64 | 78394.64 | -158314.4 | -158314.4 | -158314.4 | -158314.4 | -158314.4 | -158314.4 | -158314.4 | -158314.4 | -158314.4 | -158314.4 | -158314.4 | -158314.4 | -158314.4 | -158314.4 | -158314.4 | -158314.4 | -158314.4 | -158314.4 | -158314.4034 | -158314.4034 | -158314.4034 | -158314.4034 | -158314.4034 | -158314.4034 | -158314.4034 | -158314.4034 | 0 | 0 | 0 | 0 | 0 | 0 | 0 | 0 | 0 | 0 | 0 | 0 | 0 | 0 | 0 | 0 | 0 | 0 | 0 | 0 | 0 | 0 | 0 | 0 | 0 | 0 | 0 | 0 | 0 | 0 | 0 | 0 | 0 | 0 | 0 | 0 | 0 | 0 | 0 | 0 | 0 | 0 | 0 | 0 | 0 | 0 | 0 | 0 | 0 | 0 | 0 | 0 | 0 | 0 | 0 | 0 | 0 | 0 | 0 | 0 | 0 | 0 | 0 | 0 | 0 | 0 | 0 | 0 | 0 | 0 | 0 | 0 | 0 | 0 | 0 | 0 | 0 | 0 | 0 | 0 | 0 | 0 | 0 | 0 | 0 | 0 | 0 | 0 | 0 | 0 | 0 | 0 | 0 | 0 | 0 | 0 | 0 | 0 | 0 | 0 | 0 | 0 | 0 | 0 | 0 | 0 | 0 | 0 | 0 | 0 | 0 | 0 | 0 | 0 | 0 | 0 | 0 | 0 | 0 | 0 | 0 | 0 | 0 | 0 | 0 | 0 | 0 | 0 | 0 | 0 | 0 | 0 | 0 | 0 | 0 | 0 | 0 | 0 | 0 | 0 | 0 | 0 | 0 | 0 | 0 | 0 | 0 | 0 | 0 | 0 | 0 | 0 | 0 | 0 | 0 | 0 | 0 | 0 | 0 | 0 | 0 | 0 | 0 | 0 | 0 | 0 | 0 | 0 | 0 | 0 | 0 | 0 | 0 | 0 | 0 | 0 | 0 | 0 | 0 | 0 | 0 | 0 | 0 | 0 | 0 | 0 | 0 | 0 | 0 | 0 | 0 | 0 | 0 | 0 | 0 | 0 | 0 | 0 | 0 | 0 | 0 | 0 | 0 | 0 | 0 | 0 | 0 | 0 | 0 | 0 | 0 | 0 | 0 | 0 | 0 | 0 | 0 | 0 | 0 | 0 | 0 | 0 | 0 | 0 | 0 | 0 | 0 | 0 | 0 | 0 | 0 | 0 | 0 | 0 | 0 | 0 | 0 | 0 | 0 | 0 | 0 | 0 | 0 | 0 | 0 | 0 | 0 | 0 | 0 | 0 | 0 | 0 | 0 | 0 | 0 | 0 | 0 | 0 | 0 | 0 | 0 | 0 | 0 | 0 | 0 | 0 | 0 | 0 | 0 | 0 | 0 | 0 | 0 | 0 | 0 | 0 | 0 | 0 | 0 | 0 | 0 | 0 | 0 | 0 | 0 | 0 | 0 | 0 | 0 | 0 | 0 | 0 | 0 | 0 | 0 | 0 | 0 | 0 | 0 | 0 | 0 | 0 | 0 | 0 | 0 | 0 | 0 | 0 | 0 | 0 | 0 | 0 | 0 | 0 | 0 | 0 | 0 | 0 | 0 | 0 | 0 | 0 | 0 | 0 | 0 | 0 | 0 | 0 | 0 | 0 | 0 | 0 | 0 | 0 | 0 | 0 | 0 | 0 | 0 | 0 | 0 | 0 | 0 | 0 | 0 | 0 | 0 | 0 | 0 | 0 | 0 | 0 | 0 | 0 | 0 | 0 | 0 | 0 | 0 | 0 | 0 | 0 | 0 | 0 | 0 | 0 | 0 | 0 | 0 | 0 | 0 | 0 | 0 | 0 | 0 | 0 | 0 | 0 | 0 | 0 | 0 | 0 | 0 | 0 | 0 | 0 | 0 | 0 | 0 | 0 | 0 | 0 | 0 | 0 | 0 | 0 | 0 | 0 | 0 | 0 | 0 | 0 | 0 | 0 | 0 | 0 | 0 | 0 | 0 | 0 | 0 | 0 | 0 | 0 | 0 | 0 | 0 | 0 | 0 | 0 | 0 | 0 | 0 | 0 | 0 | 0 | 0 | 0 | 0 | 0 | 0 | 0 | 0 | 0 | 0 | 0 | 0 | 0 | 0 | 0 | 0 | 0 | 0 | 0 | 0 | 0 | 0 | 0 | 0 | 0 | 0 | 0 | 0 | 0 | 0 | 0 | 0 | 0 | 0 | 0 | 0 | 0 | 0 | 0 | 0 | 0 | 0 | 0 | 0 | 0 | 0 | 0 | 0 | 0 | 0 | 0 | 0 | 0 | 0 | 0 | 0 | 0 | 0 | 0 | 0 | 0 | 0 | 0 | 0 | 0 | 0 | 0 | 0 | 0 | 0 | 0 | 0 | 0 | 0
WA_Industrial_Petroleum_New_Space Heating_Natural Gas_Furnace_A | WA | Industrial | Petroleum | New | Space Heating | Natural Gas | Furnace | A | IE28 | AFUE 91% (2023 WA State Code Compliant) | AFUE 96% | 23 | 0 | 0 | 0 | 667.74 | 0 | 0 | 0 | 667.7377 | 734.5115 | 140 kBtu/hr | 0% | 30% | Turnover | LO12Med | 25.42% | TBD | 0.2% | 0 |  | 0 |  | 0 | EIA 2018 Tech Forecast | 2015 DOE Commercial Warm Air Furnace TSD - EERE-2013-BT-STD-0021-0050 | AEG BEST | AFUE 80% (Standard) | AFUE 80% (Standard) | AFUE 80% (Standard) | AFUE 80% (Standard) | AFUE 80% (Standard) | AFUE 91% (2023 WA State Code Compliant) | AFUE 91% (2023 WA State Code Compliant) | AFUE 91% (2023 WA State Code Compliant) | AFUE 91% (2023 WA State Code Compliant) | AFUE 91% (2023 WA State Code Compliant) | AFUE 91% (2023 WA State Code Compliant) | AFUE 91% (2023 WA State Code Compliant) | AFUE 91% (2023 WA State Code Compliant) | AFUE 91% (2023 WA State Code Compliant) | AFUE 91% (2023 WA State Code Compliant) | AFUE 91% (2023 WA State Code Compliant) | AFUE 91% (2023 WA State Code Compliant) | AFUE 91% (2023 WA State Code Compliant) | AFUE 91% (2023 WA State Code Compliant) | AFUE 91% (2023 WA State Code Compliant) | AFUE 91% (2023 WA State Code Compliant) | AFUE 91% (2023 WA State Code Compliant) | AFUE 91% (2023 WA State Code Compliant) | AFUE 91% (2023 WA State Code Compliant) | AFUE 91% (2023 WA State Code Compliant) | AFUE 91% (2023 WA State Code Compliant) | AFUE 91% (2023 WA State Code Compliant) | AFUE 91% (2023 WA State Code Compliant) | AFUE 91% (2023 WA State Code Compliant) | AFUE 91% (2023 WA State Code Compliant) | AFUE 91% (2023 WA State Code Compliant) | AFUE 96% | AFUE 96% | AFUE 96% | AFUE 96% | AFUE 96% | AFUE 96% | AFUE 96% | AFUE 96% | AFUE 96% | AFUE 96% | AFUE 96% | AFUE 96% | AFUE 96% | AFUE 96% | AFUE 96% | AFUE 96% | AFUE 96% | AFUE 96% | AFUE 96% | AFUE 96% | AFUE 96% | AFUE 96% | AFUE 96% | AFUE 96% | AFUE 96% | AFUE 96% | AFUE 96% | AFUE 96% | AFUE 96% | AFUE 96% | AFUE 96% | 667.74 | 667.74 | 667.74 | 667.74 | 667.74 | -828.69 | -828.69 | -828.69 | -828.69 | -828.69 | -828.69 | -828.69 | -828.69 | -828.69 | -828.69 | -828.69 | -828.69 | -828.69 | -828.69 | -828.69 | -828.69 | -828.69 | -828.69 | -828.6875 | -828.6875 | -828.6875 | -828.6875 | -828.6875 | -828.6875 | -828.6875 | -828.6875 | 0 | 0 | 0 | 0 | 0 | 0 | 0 | 0 | 0 | 0 | 0 | 0 | 0 | 0 | 0 | 0 | 0 | 0 | 0 | 0 | 0 | 0 | 0 | 0 | 0 | 0 | 0 | 0 | 0 | 0 | 0 | 0 | 0 | 0 | 0 | 0 | 0 | 0 | 0 | 0 | 0 | 0 | 0 | 0 | 0 | 0 | 0 | 0 | 0 | 0 | 0 | 0 | 0 | 0 | 0 | 0 | 0 | 0 | 0 | 0 | 0 | 0 | 0 | 0 | 0 | 0 | 0 | 0 | 0 | 0 | 0 | 0 | 0 | 0 | 0 | 0 | 0 | 0 | 0 | 0 | 0 | 0 | 0 | 0 | 0 | 0 | 0 | 0 | 0 | 0 | 0 | 0 | 0 | 0 | 0 | 0 | 0 | 0 | 0 | 0 | 0 | 0 | 0 | 0 | 0 | 0 | 0 | 0 | 0 | 0 | 0 | 0 | 0 | 0 | 0 | 0 | 0 | 0 | 0 | 0 | 0 | 0 | 0 | 0 | 0 | 0 | 0 | 0 | 0 | 0 | 0 | 0 | 0 | 0 | 0 | 0 | 0 | 0 | 0 | 0 | 0 | 0 | 0 | 0 | 0 | 0 | 0 | 0 | 0 | 0 | 0 | 0 | 0 | 0 | 0 | 0 | 0 | 0 | 0 | 0 | 0 | 0 | 0 | 0 | 0 | 0 | 0 | 0 | 0 | 0 | 0 | 0 | 0 | 0 | 0 | 0 | 0 | 0 | 0 | 0 | 0 | 0 | 0 | 0 | 0 | 0 | 0 | 0 | 0 | 0 | 0 | 0 | 0 | 0 | 0 | 0 | 0 | 0 | 0 | 0 | 0 | 0 | 0 | 0 | 0 | 0 | 0 | 0 | 0 | 0 | 0 | 0 | 0 | 0 | 0 | 0 | 0 | 0 | 0 | 0 | 0 | 0 | 0 | 0 | 0 | 0 | 0 | 0 | 0 | 0 | 0 | 0 | 0 | 0 | 0 | 0 | 0 | 0 | 0 | 0 | 0 | 0 | 0 | 0 | 0 | 0 | 0 | 0 | 0 | 0 | 0 | 0 | 0 | 0 | 0 | 0 | 0 | 0 | 0 | 0 | 0 | 0 | 0 | 0 | 0 | 0 | 0 | 0 | 0 | 0 | 0 | 0 | 0 | 0 | 0 | 0 | 0 | 0 | 0 | 0 | 0 | 0 | 0 | 0 | 0 | 0 | 0 | 0 | 0 | 0 | 0 | 0 | 0 | 0 | 0 | 0 | 0 | 0 | 0 | 0 | 0 | 0 | 0 | 0 | 0 | 0 | 0 | 0 | 0 | 0 | 0 | 0 | 0 | 0 | 0 | 0 | 0 | 0 | 0 | 0 | 0 | 0 | 0 | 0 | 0 | 0 | 0 | 0 | 0 | 0 | 0 | 0 | 0 | 0 | 0 | 0 | 0 | 0 | 0 | 0 | 0 | 0 | 0 | 0 | 0 | 0 | 0 | 0 | 0 | 0 | 0 | 0 | 0 | 0 | 0 | 0 | 0 | 0 | 0 | 0 | 0 | 0 | 0 | 0 | 0 | 0 | 0 | 0 | 0 | 0 | 0 | 0 | 0 | 0 | 0 | 0 | 0 | 0 | 0 | 0 | 0 | 0 | 0 | 0 | 0 | 0 | 0 | 0 | 0 | 0 | 0 | 0 | 0 | 0 | 0 | 0 | 0 | 0 | 0 | 0 | 0 | 0 | 0 | 0 | 0 | 0 | 0 | 0 | 0 | 0 | 0 | 0 | 0 | 0 | 0 | 0 | 0 | 0 | 0 | 0 | 0 | 0 | 0 | 0 | 0 | 0 | 0 | 0 | 0 | 0 | 0 | 0 | 0 | 0 | 0 | 0 | 0 | 0 | 0 | 0 | 0 | 0 | 0 | 0 | 0 | 0 | 0 | 0 | 0 | 0 | 0 | 0 | 0 | 0 | 0 | 0 | 0 | 0 | 0 | 0 | 0 | 0 | 0 | 0 | 0 | 0 | 0 | 0 | 0 | 0 | 0 | 0 | 0 | 0 | 0 | 0 | 0 | 0 | 0 | 0 | 0 | 0 | 0 | 0 | 0 | 0 | 0 | 0 | 0 | 0 | 0 | 0 | 0 | 0 | 0 | 0 | 0 | 0 | 0
WA_Industrial_Petroleum_New_Space Heating_Natural Gas_Boiler_A | WA | Industrial | Petroleum | New | Space Heating | Natural Gas | Boiler | A | IE29 | TE 94% (ENERGY STAR 1.0) | Convert to Gas-Fired ASHP | 25 | 0 | 0 | 0 | 86650.46 | -1334.36 | 0 | 0 | 20347.2112 | 22381.9323 | 513.550054507209 kBtu/hr | 0% | 100% | Turnover | LO50Fast | 85% | TBD | 0.2% | 0 |  | 0 |  | 0 | RTF Wkbk - ComGasBoilersUES_v2.1 | CE_EWR Measure Cost Benchmarking - 02.08.23 | AEG BEST | TE 80% | TE 80% | TE 80% | TE 80% | TE 80% | TE 94% (ENERGY STAR 1.0) | TE 94% (ENERGY STAR 1.0) | TE 94% (ENERGY STAR 1.0) | TE 94% (ENERGY STAR 1.0) | TE 94% (ENERGY STAR 1.0) | TE 94% (ENERGY STAR 1.0) | TE 94% (ENERGY STAR 1.0) | TE 94% (ENERGY STAR 1.0) | TE 94% (ENERGY STAR 1.0) | TE 94% (ENERGY STAR 1.0) | TE 94% (ENERGY STAR 1.0) | TE 94% (ENERGY STAR 1.0) | TE 94% (ENERGY STAR 1.0) | TE 94% (ENERGY STAR 1.0) | TE 94% (ENERGY STAR 1.0) | TE 94% (ENERGY STAR 1.0) | TE 94% (ENERGY STAR 1.0) | TE 94% (ENERGY STAR 1.0) | TE 94% (ENERGY STAR 1.0) | TE 94% (ENERGY STAR 1.0) | TE 94% (ENERGY STAR 1.0) | TE 94% (ENERGY STAR 1.0) | TE 94% (ENERGY STAR 1.0) | TE 94% (ENERGY STAR 1.0) | TE 94% (ENERGY STAR 1.0) | TE 94% (ENERGY STAR 1.0) | Convert to Gas-Fired ASHP | Convert to Gas-Fired ASHP | Convert to Gas-Fired ASHP | Convert to Gas-Fired ASHP | Convert to Gas-Fired ASHP | Convert to Gas-Fired ASHP | Convert to Gas-Fired ASHP | Convert to Gas-Fired ASHP | Convert to Gas-Fired ASHP | Convert to Gas-Fired ASHP | Convert to Gas-Fired ASHP | Convert to Gas-Fired ASHP | Convert to Gas-Fired ASHP | Convert to Gas-Fired ASHP | Convert to Gas-Fired ASHP | Convert to Gas-Fired ASHP | Convert to Gas-Fired ASHP | Convert to Gas-Fired ASHP | Convert to Gas-Fired ASHP | Convert to Gas-Fired ASHP | Convert to Gas-Fired ASHP | Convert to Gas-Fired ASHP | Convert to Gas-Fired ASHP | TE 98% | TE 98% | TE 98% | TE 98% | TE 98% | TE 98% | TE 98% | TE 98% | 86650.46 | 86650.46 | 86650.46 | 86650.46 | 86650.46 | 71785.75 | 71785.75 | 71785.75 | 71785.75 | 71785.75 | 71785.75 | 71785.75 | 71785.75 | 71785.75 | 71785.75 | 71785.75 | 71785.75 | 71785.75 | 71785.75 | 71785.75 | 71785.75 | 71785.75 | 71785.75 | 3619.8414 | 3619.8414 | 3619.8414 | 3619.8414 | 3619.8414 | 3619.8414 | 3619.8414 | 3619.8414 | 0 | 0 | 0 | 0 | 0 | 0 | 0 | 0 | 0 | 0 | 0 | 0 | 0 | 0 | 0 | 0 | 0 | 0 | 0 | 0 | 0 | 0 | 0 | 0 | 0 | 0 | 0 | 0 | 0 | 0 | 0 | 0 | 0 | 0 | 0 | 0 | 0 | 0 | 0 | 0 | 0 | 0 | 0 | 0 | 0 | 0 | 0 | 0 | 0 | 0 | 0 | 0 | 0 | 0 | 0 | 0 | 0 | 0 | 0 | 0 | 0 | 0 | 0 | 0 | 0 | 0 | 0 | 0 | 0 | 0 | 0 | 0 | 0 | 0 | 0 | 0 | 0 | 0 | 0 | 0 | 0 | 0 | 0 | 0 | 0 | 0 | 0 | 0 | 0 | 0 | 0 | 0 | 0 | 0 | 0 | 0 | 0 | 0 | 0 | 0 | 0 | 0 | 0 | 0 | 0 | 0 | 0 | 0 | 0 | 0 | 0 | 0 | 0 | 0 | 0 | 0 | 0 | 0 | 0 | 0 | 0 | 0 | 0 | 0 | 0 | 0 | 0 | 0 | 0 | 0 | 0 | 0 | 0 | 0 | 0 | 0 | 0 | 0 | 0 | 0 | 0 | 0 | 0 | 0 | 0 | 0 | 0 | 0 | 0 | 0 | 0 | 0 | 0 | 0 | 0 | 0 | 0 | 0 | 0 | 0 | 0 | 0 | 0 | 0 | 0 | 0 | 0 | 0 | 0 | 0 | 0 | 0 | 0 | 0 | 0 | 0 | 0 | 0 | 0 | 0 | 0 | 0 | 0 | 0 | 0 | 0 | 0 | 0 | 0 | 0 | 0 | 0 | 0 | 0 | 0 | 0 | 0 | 0 | 0 | 0 | 0 | 0 | 0 | 0 | 0 | 0 | 0 | 0 | 0 | 0 | 0 | 0 | 0 | 0 | 0 | 0 | 0 | 0 | 0 | 0 | 0 | 0 | 0 | 0 | 0 | 0 | 0 | 0 | 0 | 0 | 0 | 0 | 0 | 0 | 0 | 0 | 0 | 0 | 0 | 0 | 0 | 0 | 0 | 0 | 0 | 0 | 0 | 0 | 0 | 0 | 0 | 0 | 0 | 0 | 0 | 0 | 0 | 0 | 0 | 0 | 0 | 0 | 0 | 0 | 0 | 0 | 0 | 0 | 0 | 0 | 0 | 0 | 0 | 0 | 0 | 0 | 0 | 0 | 0 | 0 | 0 | 0 | 0 | 0 | 0 | 0 | 0 | 0 | 0 | 0 | 0 | 0 | 0 | 0 | 0 | 0 | 0 | 0 | 0 | 0 | 0 | 0 | 0 | 0 | 0 | 0 | 0 | 0 | 0 | 0 | 0 | 0 | 0 | 0 | 0 | 0 | 0 | 0 | 0 | 0 | 0 | 0 | 0 | 0 | 0 | 0 | 0 | 0 | 0 | 0 | 0 | 0 | 0 | 0 | 0 | 0 | 0 | 0 | 0 | 0 | 0 | 0 | 0 | 0 | 0 | 0 | 0 | 0 | 0 | 0 | 0 | 0 | 0 | 0 | 0 | 0 | 0 | 0 | 0 | 0 | 0 | 0 | 0 | 0 | 0 | 0 | 0 | 0 | 0 | 0 | 0 | 0 | 0 | 0 | 0 | 0 | 0 | 0 | 0 | 0 | 0 | 0 | 0 | 0 | 0 | 0 | 0 | 0 | 0 | 0 | 0 | 0 | 0 | 0 | 0 | 0 | 0 | 0 | 0 | 0 | 0 | 0 | 0 | 0 | 0 | 0 | 0 | 0 | 0 | 0 | 0 | 0 | 0 | 0 | 0 | 0 | 0 | 0 | 0 | 0 | 0 | 0 | 0 | 0 | 0 | 0 | 0 | 0 | 0 | 0 | 0 | 0 | 0 | 0 | 0 | 0 | 0 | 0 | 0 | 0 | 0 | 0 | 0 | 0 | 0 | 0 | 0 | 0 | 0 | 0 | 0 | 0 | 0 | 0 | 0 | 0 | 0 | 0 | 0 | 0 | 0 | 0 | 0 | 0 | 0 | 0 | 0 | 0 | 0 | 0 | 0 | 0 | 0 | 0 | 0 | 0 | 0 | 0 | 0 | 0 | 0 | 0 | 0 | 0 | 0 | 0 | 0 | 0 | 0 | 0 | 0 | 0 | 0 | 0 | 0 | 0 | 0 | 0 | 0
WA_Industrial_Petroleum_New_Space Heating_Natural Gas_Unit Heater_A | WA | Industrial | Petroleum | New | Space Heating | Natural Gas | Unit Heater | A | IE30 | Condensing | Infrared Radiant | 12 | 0 | 0 | 0 | 78394.64 | 0 | 0 | 0 | 78394.6374 | 86234.1011 | 120 kBtu/Hr | 0% | 100% | Turnover | LO12Med | 84.73% | TBD | 0.2% | 0 |  | 0 |  | 0 | IL TRM v11 - 4.4.5 (Adjusted for WA Climate) | CNGC Program Data | IL TRM v11 - 4.4.5 (Adjusted for WA Climate) | Standard | Standard | Standard | Standard | Standard | Condensing | Condensing | Condensing | Condensing | Condensing | Condensing | Condensing | Condensing | Condensing | Condensing | Condensing | Condensing | Condensing | Condensing | Condensing | Condensing | Condensing | Condensing | Condensing | Condensing | Condensing | Condensing | Condensing | Condensing | Condensing | Condensing | Infrared Radiant | Infrared Radiant | Infrared Radiant | Infrared Radiant | Infrared Radiant | Infrared Radiant | Infrared Radiant | Infrared Radiant | Infrared Radiant | Infrared Radiant | Infrared Radiant | Infrared Radiant | Infrared Radiant | Infrared Radiant | Infrared Radiant | Infrared Radiant | Infrared Radiant | Infrared Radiant | Infrared Radiant | Infrared Radiant | Infrared Radiant | Infrared Radiant | Infrared Radiant | Infrared Radiant | Infrared Radiant | Infrared Radiant | Infrared Radiant | Infrared Radiant | Infrared Radiant | Infrared Radiant | Infrared Radiant | 78394.64 | 78394.64 | 78394.64 | 78394.64 | 78394.64 | -158314.4 | -158314.4 | -158314.4 | -158314.4 | -158314.4 | -158314.4 | -158314.4 | -158314.4 | -158314.4 | -158314.4 | -158314.4 | -158314.4 | -158314.4 | -158314.4 | -158314.4 | -158314.4 | -158314.4 | -158314.4 | -158314.4034 | -158314.4034 | -158314.4034 | -158314.4034 | -158314.4034 | -158314.4034 | -158314.4034 | -158314.4034 | 0 | 0 | 0 | 0 | 0 | 0 | 0 | 0 | 0 | 0 | 0 | 0 | 0 | 0 | 0 | 0 | 0 | 0 | 0 | 0 | 0 | 0 | 0 | 0 | 0 | 0 | 0 | 0 | 0 | 0 | 0 | 0 | 0 | 0 | 0 | 0 | 0 | 0 | 0 | 0 | 0 | 0 | 0 | 0 | 0 | 0 | 0 | 0 | 0 | 0 | 0 | 0 | 0 | 0 | 0 | 0 | 0 | 0 | 0 | 0 | 0 | 0 | 0 | 0 | 0 | 0 | 0 | 0 | 0 | 0 | 0 | 0 | 0 | 0 | 0 | 0 | 0 | 0 | 0 | 0 | 0 | 0 | 0 | 0 | 0 | 0 | 0 | 0 | 0 | 0 | 0 | 0 | 0 | 0 | 0 | 0 | 0 | 0 | 0 | 0 | 0 | 0 | 0 | 0 | 0 | 0 | 0 | 0 | 0 | 0 | 0 | 0 | 0 | 0 | 0 | 0 | 0 | 0 | 0 | 0 | 0 | 0 | 0 | 0 | 0 | 0 | 0 | 0 | 0 | 0 | 0 | 0 | 0 | 0 | 0 | 0 | 0 | 0 | 0 | 0 | 0 | 0 | 0 | 0 | 0 | 0 | 0 | 0 | 0 | 0 | 0 | 0 | 0 | 0 | 0 | 0 | 0 | 0 | 0 | 0 | 0 | 0 | 0 | 0 | 0 | 0 | 0 | 0 | 0 | 0 | 0 | 0 | 0 | 0 | 0 | 0 | 0 | 0 | 0 | 0 | 0 | 0 | 0 | 0 | 0 | 0 | 0 | 0 | 0 | 0 | 0 | 0 | 0 | 0 | 0 | 0 | 0 | 0 | 0 | 0 | 0 | 0 | 0 | 0 | 0 | 0 | 0 | 0 | 0 | 0 | 0 | 0 | 0 | 0 | 0 | 0 | 0 | 0 | 0 | 0 | 0 | 0 | 0 | 0 | 0 | 0 | 0 | 0 | 0 | 0 | 0 | 0 | 0 | 0 | 0 | 0 | 0 | 0 | 0 | 0 | 0 | 0 | 0 | 0 | 0 | 0 | 0 | 0 | 0 | 0 | 0 | 0 | 0 | 0 | 0 | 0 | 0 | 0 | 0 | 0 | 0 | 0 | 0 | 0 | 0 | 0 | 0 | 0 | 0 | 0 | 0 | 0 | 0 | 0 | 0 | 0 | 0 | 0 | 0 | 0 | 0 | 0 | 0 | 0 | 0 | 0 | 0 | 0 | 0 | 0 | 0 | 0 | 0 | 0 | 0 | 0 | 0 | 0 | 0 | 0 | 0 | 0 | 0 | 0 | 0 | 0 | 0 | 0 | 0 | 0 | 0 | 0 | 0 | 0 | 0 | 0 | 0 | 0 | 0 | 0 | 0 | 0 | 0 | 0 | 0 | 0 | 0 | 0 | 0 | 0 | 0 | 0 | 0 | 0 | 0 | 0 | 0 | 0 | 0 | 0 | 0 | 0 | 0 | 0 | 0 | 0 | 0 | 0 | 0 | 0 | 0 | 0 | 0 | 0 | 0 | 0 | 0 | 0 | 0 | 0 | 0 | 0 | 0 | 0 | 0 | 0 | 0 | 0 | 0 | 0 | 0 | 0 | 0 | 0 | 0 | 0 | 0 | 0 | 0 | 0 | 0 | 0 | 0 | 0 | 0 | 0 | 0 | 0 | 0 | 0 | 0 | 0 | 0 | 0 | 0 | 0 | 0 | 0 | 0 | 0 | 0 | 0 | 0 | 0 | 0 | 0 | 0 | 0 | 0 | 0 | 0 | 0 | 0 | 0 | 0 | 0 | 0 | 0 | 0 | 0 | 0 | 0 | 0 | 0 | 0 | 0 | 0 | 0 | 0 | 0 | 0 | 0 | 0 | 0 | 0 | 0 | 0 | 0 | 0 | 0 | 0 | 0 | 0 | 0 | 0 | 0 | 0 | 0 | 0 | 0 | 0 | 0 | 0 | 0 | 0 | 0 | 0 | 0 | 0 | 0 | 0 | 0 | 0 | 0 | 0 | 0 | 0 | 0 | 0 | 0 | 0 | 0 | 0 | 0 | 0 | 0 | 0 | 0 | 0 | 0 | 0 | 0 | 0 | 0 | 0 | 0 | 0 | 0 | 0 | 0 | 0 | 0 | 0 | 0 | 0 | 0 | 0 | 0 | 0
WA_Industrial_Paper and Printing_Existing_Space Heating_Natural Gas_Furnace_A | WA | Industrial | Paper and Printing | Existing | Space Heating | Natural Gas | Furnace | A | IE31 | AFUE 91% (2023 WA State Code Compliant) | AFUE 96% | 23 | 138.7616 | 0 | 0 | 667.74 | 0 | 0 | 0 | 667.7377 | 734.5115 | 140 kBtu/hr | 38% | 30% | Turnover | LO12Med | 25.42% | TBD | 0.2% | 98.5784 |  | 105.0024 |  | 0.00072249 | EIA 2018 Tech Forecast | 2015 DOE Commercial Warm Air Furnace TSD - EERE-2013-BT-STD-0021-0050 | AEG BEST | AFUE 80% (Standard) | AFUE 80% (Standard) | AFUE 80% (Standard) | AFUE 80% (Standard) | AFUE 80% (Standard) | AFUE 91% (2023 WA State Code Compliant) | AFUE 91% (2023 WA State Code Compliant) | AFUE 91% (2023 WA State Code Compliant) | AFUE 91% (2023 WA State Code Compliant) | AFUE 91% (2023 WA State Code Compliant) | AFUE 91% (2023 WA State Code Compliant) | AFUE 91% (2023 WA State Code Compliant) | AFUE 91% (2023 WA State Code Compliant) | AFUE 91% (2023 WA State Code Compliant) | AFUE 91% (2023 WA State Code Compliant) | AFUE 91% (2023 WA State Code Compliant) | AFUE 91% (2023 WA State Code Compliant) | AFUE 91% (2023 WA State Code Compliant) | AFUE 91% (2023 WA State Code Compliant) | AFUE 91% (2023 WA State Code Compliant) | AFUE 91% (2023 WA State Code Compliant) | AFUE 91% (2023 WA State Code Compliant) | AFUE 91% (2023 WA State Code Compliant) | AFUE 91% (2023 WA State Code Compliant) | AFUE 91% (2023 WA State Code Compliant) | AFUE 91% (2023 WA State Code Compliant) | AFUE 91% (2023 WA State Code Compliant) | AFUE 91% (2023 WA State Code Compliant) | AFUE 91% (2023 WA State Code Compliant) | AFUE 91% (2023 WA State Code Compliant) | AFUE 91% (2023 WA State Code Compliant) | AFUE 96% | AFUE 96% | AFUE 96% | AFUE 96% | AFUE 96% | AFUE 96% | AFUE 96% | AFUE 96% | AFUE 96% | AFUE 96% | AFUE 96% | AFUE 96% | AFUE 96% | AFUE 96% | AFUE 96% | AFUE 96% | AFUE 96% | AFUE 96% | AFUE 96% | AFUE 96% | AFUE 96% | AFUE 96% | AFUE 96% | AFUE 96% | AFUE 96% | AFUE 96% | AFUE 96% | AFUE 96% | AFUE 96% | AFUE 96% | AFUE 96% | 667.74 | 667.74 | 667.74 | 667.74 | 667.74 | -828.69 | -828.69 | -828.69 | -828.69 | -828.69 | -828.69 | -828.69 | -828.69 | -828.69 | -828.69 | -828.69 | -828.69 | -828.69 | -828.69 | -828.69 | -828.69 | -828.69 | -828.69 | -828.6875 | -828.6875 | -828.6875 | -828.6875 | -828.6875 | -828.6875 | -828.6875 | -828.6875 | 0 | 505.0924 | 505.0924 | 505.0924 | 505.0924 | 138.7616 | 138.7616 | 799.267 | 799.267 | 799.267 | 799.267 | 799.267 | 799.267 | 799.267 | 799.267 | 799.267 | 799.267 | 799.267 | 799.267 | 799.267 | 799.267 | 799.267 | 799.267 | 799.267 | 799.267 | 799.267 | 799.267 | 799.267 | 799.267 | 799.267 | 799.267 | 0.0084038 | 0.0087503 | 0.036478 | 0.0383 | 0.039779 | 0.039502 | 0.04042 | 0.037965 | 0.035164 | 0.037005 | 0.030852 | 0.029169 | 0.027191 | 0.025364 | 0.027034 | 0.026284 | 0.02678 | 0.028657 | 0.029132 | 0.029647 | 0.030194 | 0.030807 | 0.031459 | 0.048406 | 0.050402 | 0.036478 | 0.0084038 | 0.017154 | 0.053633 | 0.091932 | 0.13171 | 0.17121 | 0.21163 | 0.2496 | 0.28476 | 0.32177 | 0.35262 | 0.38179 | 0.40898 | 0.43434 | 0.46138 | 0.48766 | 0.51444 | 0.5431 | 0.57223 | 0.60188 | 0.63207 | 0.66288 | 0.69434 | 0 | 0 | 0 | 0.060563 | 0.06306 | 0.04564 | 0.047918 | 0.049769 | 0.049423 | 0.050571 | 0.0475 | 0.043996 | 0.046299 | 0.0386 | 0.036495 | 0.034021 | 0.031734 | 0.033824 | 0.032885 | 0.033505 | 0.035854 | 0.036448 | 0.037092 | 0.037777 | 0.038544 | 0.039359 | 0.060563 | 0.06306 | 0.04564 | 0.060563 | 0.12362 | 0.16926 | 0.21718 | 0.26695 | 0.31637 | 0.36694 | 0.41444 | 0.45844 | 0.50474 | 0.54334 | 0.57983 | 0.61385 | 0.64559 | 0.67941 | 0.7123 | 0.7458 | 0.78166 | 0.8181 | 0.8552 | 0.89297 | 0.93152 | 0.97088 | 0.97088 | 0.97088 | 0.97088 | 0.00023439 | 0.0004881 | 0.0030522 | 0.0042728 | 0.0055472 | 0.0065002 | 0.0074629 | 0.0076196 | 0.0075094 | 0.0082831 | 0.0071595 | 0.0069609 | 0.0066321 | 0.0062931 | 0.0067987 | 0.0066808 | 0.0068074 | 0.0072847 | 0.0074055 | 0.0075364 | 0.0076754 | 0.0078558 | 0.008022 | 0.0081751 | 0.0093715 | 0.010174 | 0.00023439 | 0.00072249 | 0.0012524 | 0.0019942 | 0.0029572 | 0.0040858 | 0.0053814 | 0.0067042 | 0.008008 | 0.009446 | 0.010689 | 0.011897 | 0.013049 | 0.014141 | 0.015322 | 0.016482 | 0.017663 | 0.018928 | 0.020214 | 0.021522 | 0.022855 | 0.024219 | 0.025611 | 0 | 0 | 0 | 0.0016891 | 0.0035175 | 0.0038188 | 0.0053459 | 0.0069404 | 0.0081328 | 0.0093372 | 0.0095332 | 0.0093954 | 0.010363 | 0.0089575 | 0.0087091 | 0.0082977 | 0.0078736 | 0.0085062 | 0.0083586 | 0.008517 | 0.0091142 | 0.0092654 | 0.0094291 | 0.0096031 | 0.0098287 | 0.010037 | 0.010228 | 0.011725 | 0.012729 | 0.0016891 | 0.0052067 | 0.0090254 | 0.014371 | 0.021312 | 0.029444 | 0.038782 | 0.048315 | 0.05771 | 0.068073 | 0.077031 | 0.08574 | 0.094038 | 0.10191 | 0.11042 | 0.11878 | 0.12729 | 0.13641 | 0.14567 | 0.1551 | 0.16471 | 0.17453 | 0.18457 | 0.18917 | 0.18917 | 0.18917 | 0.00023439 | 0.0004881 | 0.0005299 | 0.0007418 | 0.00096306 | 0.0011285 | 0.0012956 | 0.0013228 | 0.0013037 | 0.001438 | 0.001243 | 0.0012085 | 0.0011514 | 0.0010926 | 0.0011803 | 0.0011599 | 0.0011818 | 0.0012647 | 0.0012857 | 0.0013084 | 0.0013325 | 0.0013639 | 0.0013927 | 0.0014193 | 0.001627 | 0.0017663 | 0.00023439 | 0.00072249 | 0.0012524 | 0.0019942 | 0.0029572 | 0.0040858 | 0.0053814 | 0.0067042 | 0.008008 | 0.009446 | 0.010689 | 0.011897 | 0.013049 | 0.014141 | 0.015322 | 0.016482 | 0.017663 | 0.018928 | 0.020214 | 0.021522 | 0.022855 | 0.024219 | 0.025611 | 0 | 0 | 0 | 0.0016891 | 0.0035175 | 0.0038188 | 0.0053459 | 0.0069404 | 0.0081328 | 0.0093372 | 0.0095332 | 0.0093954 | 0.010363 | 0.0089575 | 0.0087091 | 0.0082977 | 0.0078736 | 0.0085062 | 0.0083586 | 0.008517 | 0.0091142 | 0.0092654 | 0.0094291 | 0.0096031 | 0.0098287 | 0.010037 | 0.010228 | 0.011725 | 0.012729 | 0.0016891 | 0.0052067 | 0.0090254 | 0.014371 | 0.021312 | 0.029444 | 0.038782 | 0.048315 | 0.05771 | 0.068073 | 0.077031 | 0.08574 | 0.094038 | 0.10191 | 0.11042 | 0.11878 | 0.12729 | 0.13641 | 0.14567 | 0.1551 | 0.16471 | 0.17453 | 0.18457 | 0.18917 | 0.18917 | 0.18917 | 0.00023439 | 0.0004881 | 0.0005299 | 0.0007418 | 0.00096306 | 0.0011285 | 0.0012956 | 0.0013228 | 0.0013037 | 0.001438 | 0.001243 | 0.0012085 | 0.0011514 | 0.0010926 | 0.0011803 | 0.0011599 | 0.0011818 | 0.0012647 | 0.0012857 | 0.0013084 | 0.0013325 | 0.0013639 | 0.0013927 | 0.0014193 | 0.001627 | 0.0017663 | 0.00023439 | 0.00072249 | 0.0012524 | 0.0019942 | 0.0029572 | 0.0040858 | 0.0053814 | 0.0067042 | 0.008008 | 0.009446 | 0.010689 | 0.011897 | 0.013049 | 0.014141 | 0.015322 | 0.016482 | 0.017663 | 0.018928 | 0.020214 | 0.021522 | 0.022855 | 0.024219 | 0.025611 | 0 | 0 | 0 | 0.0016891 | 0.0035175 | 0.0038188 | 0.0053459 | 0.0069404 | 0.0081328 | 0.0093372 | 0.0095332 | 0.0093954 | 0.010363 | 0.0089575 | 0.0087091 | 0.0082977 | 0.0078736 | 0.0085062 | 0.0083586 | 0.008517 | 0.0091142 | 0.0092654 | 0.0094291 | 0.0096031 | 0.0098287 | 0.010037 | 0.010228 | 0.011725 | 0.012729 | 0.0016891 | 0.0052067 | 0.0090254 | 0.014371 | 0.021312 | 0.029444 | 0.038782 | 0.048315 | 0.05771 | 0.068073 | 0.077031 | 0.08574 | 0.094038 | 0.10191 | 0.11042 | 0.11878 | 0.12729 | 0.13641 | 0.14567 | 0.1551 | 0.16471 | 0.17453 | 0.18457 | 0.18917 | 0.18917 | 0.18917 | 61.8107 | 61.8107 | 61.8107 | 61.8107 | 61.8107 | 61.8107 | 61.8107 | 61.8107 | 61.8107 | 61.8107 | 61.8107 | 61.8107 | 61.8107 | 61.8107 | 61.8107 | 61.8107 | 61.8107 | 61.8107 | 61.8105 | 61.8105 | 61.8105 | 61.8105 | 61.8105 | 61.8105 | 61.8105 | 61.8105 | 65.8387 | 65.8387 | 65.8387 | 65.8387 | 65.8387 | 65.8387 | 65.8387 | 65.8387 | 65.8387 | 65.8387 | 65.8387 | 65.8387 | 65.8387 | 65.8387 | 65.8387 | 65.8387 | 65.8387 | 65.8387 | 65.8385 | 65.8385 | 65.8385 | 65.8385 | 65.8385 | 65.8385 | 65.8385 | 65.8385
WA_Industrial_Paper and Printing_Existing_Space Heating_Natural Gas_Boiler_A | WA | Industrial | Paper and Printing | Existing | Space Heating | Natural Gas | Boiler | A | IE32 | TE 94% (ENERGY STAR 1.0) | Convert to Gas-Fired ASHP | 25 | 5375.3 | 0 | 0 | 86650.46 | -1334.36 | 0 | 0 | 20347.2112 | 22381.9323 | 513.550054507209 kBtu/hr | 2.506% | 100% | Turnover | LO50Fast | 85% | TBD | 0.2% | 881.5968 |  | 440.0561 |  | 0.037408 | RTF Wkbk - ComGasBoilersUES_v2.1 | CE_EWR Measure Cost Benchmarking - 02.08.23 | AEG BEST | TE 80% | TE 80% | TE 80% | TE 80% | TE 80% | TE 94% (ENERGY STAR 1.0) | TE 94% (ENERGY STAR 1.0) | TE 94% (ENERGY STAR 1.0) | TE 94% (ENERGY STAR 1.0) | TE 94% (ENERGY STAR 1.0) | TE 94% (ENERGY STAR 1.0) | TE 94% (ENERGY STAR 1.0) | TE 94% (ENERGY STAR 1.0) | TE 94% (ENERGY STAR 1.0) | TE 94% (ENERGY STAR 1.0) | TE 94% (ENERGY STAR 1.0) | TE 94% (ENERGY STAR 1.0) | TE 94% (ENERGY STAR 1.0) | TE 94% (ENERGY STAR 1.0) | TE 94% (ENERGY STAR 1.0) | TE 94% (ENERGY STAR 1.0) | TE 94% (ENERGY STAR 1.0) | TE 94% (ENERGY STAR 1.0) | TE 94% (ENERGY STAR 1.0) | TE 94% (ENERGY STAR 1.0) | TE 94% (ENERGY STAR 1.0) | TE 94% (ENERGY STAR 1.0) | TE 94% (ENERGY STAR 1.0) | TE 94% (ENERGY STAR 1.0) | TE 94% (ENERGY STAR 1.0) | TE 94% (ENERGY STAR 1.0) | Convert to Gas-Fired ASHP | Convert to Gas-Fired ASHP | Convert to Gas-Fired ASHP | Convert to Gas-Fired ASHP | Convert to Gas-Fired ASHP | Convert to Gas-Fired ASHP | Convert to Gas-Fired ASHP | Convert to Gas-Fired ASHP | Convert to Gas-Fired ASHP | Convert to Gas-Fired ASHP | Convert to Gas-Fired ASHP | Convert to Gas-Fired ASHP | Convert to Gas-Fired ASHP | Convert to Gas-Fired ASHP | Convert to Gas-Fired ASHP | Convert to Gas-Fired ASHP | Convert to Gas-Fired ASHP | Convert to Gas-Fired ASHP | Convert to Gas-Fired ASHP | Convert to Gas-Fired ASHP | Convert to Gas-Fired ASHP | Convert to Gas-Fired ASHP | Convert to Gas-Fired ASHP | TE 98% | TE 98% | TE 98% | TE 98% | TE 98% | TE 98% | TE 98% | TE 98% | 86650.46 | 86650.46 | 86650.46 | 86650.46 | 86650.46 | 71785.75 | 71785.75 | 71785.75 | 71785.75 | 71785.75 | 71785.75 | 71785.75 | 71785.75 | 71785.75 | 71785.75 | 71785.75 | 71785.75 | 71785.75 | 71785.75 | 71785.75 | 71785.75 | 71785.75 | 71785.75 | 3619.8414 | 3619.8414 | 3619.8414 | 3619.8414 | 3619.8414 | 3619.8414 | 3619.8414 | 3619.8414 | 0 | 8772.191 | 8772.191 | 8772.191 | 8772.191 | 5375.3 | 5375.3 | 5375.3 | 5375.3 | 5375.3 | 5375.3 | 5375.3 | 5375.3 | 5375.3 | 5375.3 | 5375.3 | 5375.3 | 5375.3 | 5375.3 | 5375.3 | 5375.3 | 5375.3 | 5375.3 | 5375.3 | 5375.3 | 5375.3 | 5375.3 | 5375.3 | 5375.3 | 5375.3 | 5375.3 | 0.03952 | 0.039736 | 0.039716 | 0.040603 | 0.041147 | 0.03974 | 0.039775 | 0.039826 | 0.039311 | 0.044144 | 0.039137 | 0.039384 | 0.039106 | 0.038828 | 0.040331 | 0.038791 | 0.041436 | 0.040328 | 0.039381 | 0.040179 | 0.039372 | 0.038685 | 0.038103 | 0.037663 | 0.037327 | 0.03952 | 0.03952 | 0.079256 | 0.11897 | 0.15958 | 0.20072 | 0.24046 | 0.28024 | 0.32006 | 0.35937 | 0.40352 | 0.44265 | 0.48204 | 0.52115 | 0.55997 | 0.6003 | 0.6391 | 0.68053 | 0.72086 | 0.76024 | 0.80042 | 0.83979 | 0.87848 | 0.91658 | 0 | 0 | 0 | 0.0073521 | 0.0073923 | 0.0073887 | 0.0075536 | 0.0076548 | 0.007393 | 0.0073997 | 0.007409 | 0.0073132 | 0.0082123 | 0.007281 | 0.0073269 | 0.0072751 | 0.0072235 | 0.007503 | 0.0072165 | 0.0077085 | 0.0075024 | 0.0073263 | 0.0074747 | 0.0073246 | 0.0071968 | 0.0070886 | 0.0070067 | 0.0069442 | 0.0073521 | 0.0073521 | 0.014744 | 0.022133 | 0.029687 | 0.037342 | 0.044735 | 0.052134 | 0.059543 | 0.066857 | 0.075069 | 0.08235 | 0.089677 | 0.096952 | 0.10418 | 0.11168 | 0.11889 | 0.1266 | 0.13411 | 0.14143 | 0.14891 | 0.15623 | 0.16343 | 0.17052 | 0.17752 | 0.18447 | 0.18447 | 0.015116 | 0.022292 | 0.027007 | 0.030716 | 0.03321 | 0.03308 | 0.033557 | 0.033779 | 0.033406 | 0.037522 | 0.033267 | 0.033477 | 0.03324 | 0.033004 | 0.034281 | 0.032972 | 0.03522 | 0.034278 | 0.033474 | 0.034152 | 0.033466 | 0.032882 | 0.032388 | 0.032014 | 0.031728 | 0.031435 | 0.015116 | 0.037408 | 0.064415 | 0.095132 | 0.12834 | 0.16142 | 0.19498 | 0.22876 | 0.26216 | 0.29969 | 0.33295 | 0.36643 | 0.39967 | 0.43267 | 0.46695 | 0.49993 | 0.53515 | 0.56943 | 0.57436 | 0.57939 | 0.58433 | 0.58917 | 0.59395 | 0 | 0 | 0 | 0.0028122 | 0.0041471 | 0.0050243 | 0.0057143 | 0.0061783 | 0.006154 | 0.0062428 | 0.006284 | 0.0062147 | 0.0069805 | 0.0061888 | 0.0062279 | 0.0061839 | 0.00614 | 0.0063776 | 0.006134 | 0.0065523 | 0.006377 | 0.0062274 | 0.0063535 | 0.0062259 | 0.0061173 | 0.0060253 | 0.0059557 | 0.0059025 | 0.0058481 | 0.0028122 | 0.0069593 | 0.011984 | 0.017698 | 0.023876 | 0.03003 | 0.036273 | 0.042557 | 0.048772 | 0.055752 | 0.061941 | 0.068169 | 0.074353 | 0.080493 | 0.08687 | 0.093004 | 0.099557 | 0.10593 | 0.11216 | 0.11851 | 0.12474 | 0.13086 | 0.13688 | 0.14284 | 0.14874 | 0.15178 | 0 | 0 | 0 | 0 | 0 | 0 | 0 | 0 | 0 | 0 | 0 | 0 | 0 | 0 | 0 | 0 | 0 | 0 | 0.0022202 | 0.0033223 | 0.0039461 | 0.0043134 | 0.0045328 | 0.004621 | 0.0046416 | 0.0046233 | 0 | 0 | 0 | 0 | 0 | 0 | 0 | 0 | 0 | 0 | 0 | 0 | 0 | 0 | 0 | 0 | 0 | 0 | 0.0022202 | 0.0055425 | 0.0094886 | 0.013802 | 0.018335 | 0 | 0 | 0 | 0 | 0 | 0 | 0 | 0 | 0 | 0 | 0 | 0 | 0 | 0 | 0 | 0 | 0 | 0 | 0 | 0 | 0 | 0.0028023 | 0.0041933 | 0.0049807 | 0.0054444 | 0.0057213 | 0.0058325 | 0.0058585 | 0.0058354 | 0 | 0 | 0 | 0 | 0 | 0 | 0 | 0 | 0 | 0 | 0 | 0 | 0 | 0 | 0 | 0 | 0 | 0 | 0.0028023 | 0.0069956 | 0.011976 | 0.017421 | 0.023142 | 0.028974 | 0.034833 | 0.040668 | 0.015116 | 0.022292 | 0.027007 | 0.030716 | 0.03321 | 0.03308 | 0.033557 | 0.033779 | 0.033406 | 0.037522 | 0.033267 | 0.033477 | 0.03324 | 0.033004 | 0.034281 | 0.032972 | 0.03522 | 0.034278 | 0.0049338 | 0.0050337 | 0.0049326 | 0.0048466 | 0.0047737 | 0.0047186 | 0.0046765 | 0.0046333 | 0.015116 | 0.037408 | 0.064415 | 0.095132 | 0.12834 | 0.16142 | 0.19498 | 0.22876 | 0.26216 | 0.29969 | 0.33295 | 0.36643 | 0.39967 | 0.43267 | 0.46695 | 0.49993 | 0.53515 | 0.56943 | 0.57436 | 0.57939 | 0.58433 | 0.58917 | 0.59395 | 0 | 0 | 0 | 0.0028122 | 0.0041471 | 0.0050243 | 0.0057143 | 0.0061783 | 0.006154 | 0.0062428 | 0.006284 | 0.0062147 | 0.0069805 | 0.0061888 | 0.0062279 | 0.0061839 | 0.00614 | 0.0063776 | 0.006134 | 0.0065523 | 0.006377 | 0.0062274 | 0.0063535 | 0.0062259 | 0.0061173 | 0.0060253 | 0.0059557 | 0.0059025 | 0.0058481 | 0.0028122 | 0.0069593 | 0.011984 | 0.017698 | 0.023876 | 0.03003 | 0.036273 | 0.042557 | 0.048772 | 0.055752 | 0.061941 | 0.068169 | 0.074353 | 0.080493 | 0.08687 | 0.093004 | 0.099557 | 0.10593 | 0.11216 | 0.11851 | 0.12474 | 0.13086 | 0.13688 | 0.14284 | 0.14874 | 0.15178 | 913.9318 | 913.9318 | 913.9318 | 913.9318 | 913.9318 | 913.9318 | 913.9318 | 913.9318 | 913.9318 | 913.9318 | 913.9318 | 913.9318 | 913.9318 | 913.9318 | 913.9318 | 913.9318 | 913.9318 | 913.9318 | -1072.532 | -1072.532 | -1072.532 | -1072.532 | -1072.532 | -1072.532 | -1072.532 | -1072.532 | 458.3736 | 458.3736 | 458.3736 | 458.3736 | 458.3736 | 458.3736 | 458.3736 | 458.3736 | 458.3736 | 458.3736 | 458.3736 | 458.3736 | 458.3736 | 458.3736 | 458.3736 | 458.3736 | 458.3736 | 458.3736 | 156.8181 | 156.8181 | 156.8181 | 156.8181 | 156.8181 | 156.8181 | 156.8181 | 156.8181
WA_Industrial_Paper and Printing_Existing_Space Heating_Natural Gas_Unit Heater_A | WA | Industrial | Paper and Printing | Existing | Space Heating | Natural Gas | Unit Heater | A | IE33 | Condensing | Infrared Radiant | 12 | 15772.4108 | 0 | 0 | 78394.64 | 0 | 0 | 0 | 78394.6374 | 86234.1011 | 120 kBtu/Hr | 45.74% | 100% | Turnover | LO12Med | 84.73% | TBD | 0.2% | -137.9153 |  | 246.3446 |  | 0.013563 | IL TRM v11 - 4.4.5 (Adjusted for WA Climate) | CNGC Program Data | IL TRM v11 - 4.4.5 (Adjusted for WA Climate) | Standard | Standard | Standard | Standard | Standard | Condensing | Condensing | Condensing | Condensing | Condensing | Condensing | Condensing | Condensing | Condensing | Condensing | Condensing | Condensing | Condensing | Condensing | Condensing | Condensing | Condensing | Condensing | Condensing | Condensing | Condensing | Condensing | Condensing | Condensing | Condensing | Condensing | Infrared Radiant | Infrared Radiant | Infrared Radiant | Infrared Radiant | Infrared Radiant | Infrared Radiant | Infrared Radiant | Infrared Radiant | Infrared Radiant | Infrared Radiant | Infrared Radiant | Infrared Radiant | Infrared Radiant | Infrared Radiant | Infrared Radiant | Infrared Radiant | Infrared Radiant | Infrared Radiant | Infrared Radiant | Infrared Radiant | Infrared Radiant | Infrared Radiant | Infrared Radiant | Infrared Radiant | Infrared Radiant | Infrared Radiant | Infrared Radiant | Infrared Radiant | Infrared Radiant | Infrared Radiant | Infrared Radiant | 78394.64 | 78394.64 | 78394.64 | 78394.64 | 78394.64 | -158314.4 | -158314.4 | -158314.4 | -158314.4 | -158314.4 | -158314.4 | -158314.4 | -158314.4 | -158314.4 | -158314.4 | -158314.4 | -158314.4 | -158314.4 | -158314.4 | -158314.4 | -158314.4 | -158314.4 | -158314.4 | -158314.4034 | -158314.4034 | -158314.4034 | -158314.4034 | -158314.4034 | -158314.4034 | -158314.4034 | -158314.4034 | 0 | 28641.12 | 28641.12 | 28641.12 | 28641.12 | 15772.4108 | 15772.4108 | 15772.4108 | 15772.4108 | 15772.4108 | 15772.4108 | 15772.4108 | 15772.4108 | 15772.4108 | 15772.4108 | 15772.4108 | 15772.4108 | 15772.4108 | 15772.4108 | 15772.4108 | 15772.4108 | 15772.4108 | 15772.4108 | 15772.4108 | 15772.4108 | 15772.4108 | 15772.4108 | 15772.4108 | 15772.4108 | 15772.4108 | 15772.4108 | 0.039229 | 0.053329 | 0.068707 | 0.087819 | 0.1074 | 0.1198 | 0.13499 | 0.14956 | 0.16151 | 0.19754 | 0.19587 | 0.21007 | 0.19777 | 0.18935 | 0.19022 | 0.18462 | 0.20223 | 0.18527 | 0.18958 | 0.19811 | 0.20584 | 0.21408 | 0.21766 | 0.21992 | 0.22148 | 0.2218 | 0.039229 | 0.092559 | 0.16127 | 0.24908 | 0.35648 | 0.47628 | 0.61127 | 0.76083 | 0.92234 | 1.1199 | 1.3158 | 1.5258 | 1.6844 | 1.8204 | 1.9419 | 2.0387 | 2.1335 | 2.199 | 2.2536 | 2.3021 | 2.3465 | 2.363 | 2.3848 | 0 | 0 | 0 | 0.0024872 | 0.0033812 | 0.0043562 | 0.0055679 | 0.0068092 | 0.0075956 | 0.0085587 | 0.0094823 | 0.01024 | 0.012524 | 0.012419 | 0.013319 | 0.012539 | 0.012005 | 0.01206 | 0.011705 | 0.012822 | 0.011747 | 0.01202 | 0.01256 | 0.013051 | 0.013573 | 0.0138 | 0.013943 | 0.014042 | 0.014062 | 0.0024872 | 0.0058684 | 0.010225 | 0.015792 | 0.022602 | 0.030197 | 0.038756 | 0.048238 | 0.058478 | 0.071003 | 0.083421 | 0.09674 | 0.10679 | 0.11542 | 0.12312 | 0.12926 | 0.13527 | 0.13942 | 0.14288 | 0.14596 | 0.14877 | 0.14982 | 0.1512 | 0.15183 | 0.15333 | 0.15539 | 0.0036471 | 0.0099159 | 0.019163 | 0.032658 | 0.049923 | 0.065712 | 0.08308 | 0.10005 | 0.11497 | 0.14739 | 0.15151 | 0.1671 | 0.16079 | 0.1566 | 0.15946 | 0.15642 | 0.17136 | 0.15699 | 0.16064 | 0.16787 | 0.17442 | 0.18197 | 0.18501 | 0.18693 | 0.18826 | 0.18853 | 0.0036471 | 0.013563 | 0.032726 | 0.065383 | 0.11531 | 0.18102 | 0.2641 | 0.36415 | 0.47912 | 0.62651 | 0.77802 | 0.94512 | 1.1023 | 1.249 | 1.3892 | 1.513 | 1.6344 | 1.7257 | 1.8033 | 1.8711 | 1.9306 | 1.9651 | 1.9986 | 0 | 0 | 0 | 0.00023123 | 0.00062869 | 0.001215 | 0.0020705 | 0.0031652 | 0.0041663 | 0.0052674 | 0.0063437 | 0.0072893 | 0.0093445 | 0.0096062 | 0.010594 | 0.010194 | 0.0099289 | 0.01011 | 0.0099174 | 0.010864 | 0.0099535 | 0.010185 | 0.010643 | 0.011059 | 0.011537 | 0.01173 | 0.011852 | 0.011936 | 0.011953 | 0.00023123 | 0.00085992 | 0.0020749 | 0.0041454 | 0.0073106 | 0.011477 | 0.016744 | 0.023088 | 0.030377 | 0.039722 | 0.049328 | 0.059922 | 0.069886 | 0.079186 | 0.088081 | 0.095928 | 0.10363 | 0.10941 | 0.11433 | 0.11863 | 0.1224 | 0.12459 | 0.12672 | 0.12797 | 0.12972 | 0.13174 | 0.0036471 | 0.0099159 | 0.019163 | 0.032658 | 0.049923 | 0.065712 | 0.08308 | 0.10005 | 0.11497 | 0.14739 | 0.15151 | 0.1671 | 0.16079 | 0.1566 | 0.15946 | 0.15642 | 0.17136 | 0.15699 | 0.16064 | 0.16787 | 0.17442 | 0.18197 | 0.18501 | 0.18693 | 0.18826 | 0.18853 | 0.0036471 | 0.013563 | 0.032726 | 0.065383 | 0.11531 | 0.18102 | 0.2641 | 0.36415 | 0.47912 | 0.62651 | 0.77802 | 0.94512 | 1.1023 | 1.249 | 1.3892 | 1.513 | 1.6344 | 1.7257 | 1.8033 | 1.8711 | 1.9306 | 1.9651 | 1.9986 | 0 | 0 | 0 | 0.00023123 | 0.00062869 | 0.001215 | 0.0020705 | 0.0031652 | 0.0041663 | 0.0052674 | 0.0063437 | 0.0072893 | 0.0093445 | 0.0096062 | 0.010594 | 0.010194 | 0.0099289 | 0.01011 | 0.0099174 | 0.010864 | 0.0099535 | 0.010185 | 0.010643 | 0.011059 | 0.011537 | 0.01173 | 0.011852 | 0.011936 | 0.011953 | 0.00023123 | 0.00085992 | 0.0020749 | 0.0041454 | 0.0073106 | 0.011477 | 0.016744 | 0.023088 | 0.030377 | 0.039722 | 0.049328 | 0.059922 | 0.069886 | 0.079186 | 0.088081 | 0.095928 | 0.10363 | 0.10941 | 0.11433 | 0.11863 | 0.1224 | 0.12459 | 0.12672 | 0.12797 | 0.12972 | 0.13174 | 0.0036471 | 0.0099159 | 0.019163 | 0.032658 | 0.049923 | 0.065712 | 0.08308 | 0.10005 | 0.11497 | 0.14739 | 0.15151 | 0.1671 | 0.16079 | 0.1566 | 0.15946 | 0.15642 | 0.17136 | 0.15699 | 0.16064 | 0.16787 | 0.17442 | 0.18197 | 0.18501 | 0.18693 | 0.18826 | 0.18853 | 0.0036471 | 0.013563 | 0.032726 | 0.065383 | 0.11531 | 0.18102 | 0.2641 | 0.36415 | 0.47912 | 0.62651 | 0.77802 | 0.94512 | 1.1023 | 1.249 | 1.3892 | 1.513 | 1.6344 | 1.7257 | 1.8033 | 1.8711 | 1.9306 | 1.9651 | 1.9986 | 0 | 0 | 0 | 0.00023123 | 0.00062869 | 0.001215 | 0.0020705 | 0.0031652 | 0.0041663 | 0.0052674 | 0.0063437 | 0.0072893 | 0.0093445 | 0.0096062 | 0.010594 | 0.010194 | 0.0099289 | 0.01011 | 0.0099174 | 0.010864 | 0.0099535 | 0.010185 | 0.010643 | 0.011059 | 0.011537 | 0.01173 | 0.011852 | 0.011936 | 0.011953 | 0.00023123 | 0.00085992 | 0.0020749 | 0.0041454 | 0.0073106 | 0.011477 | 0.016744 | 0.023088 | 0.030377 | 0.039722 | 0.049328 | 0.059922 | 0.069886 | 0.079186 | 0.088081 | 0.095928 | 0.10363 | 0.10941 | 0.11433 | 0.11863 | 0.1224 | 0.12459 | 0.12672 | 0.12797 | 0.12972 | 0.13174 | -265.2069 | -265.2069 | -265.2069 | -265.2069 | -265.2069 | -265.2069 | -265.2069 | -265.2069 | -265.2069 | -265.2069 | -265.2069 | -265.2069 | -265.2069 | -265.2069 | -265.2069 | -265.2069 | -265.2069 | -265.2069 | -265.2069 | -265.2069 | -265.2069 | -265.2069 | -265.2069 | -265.2069 | -265.2069 | -265.2069 | 168.0233 | 168.0233 | 168.0233 | 168.0233 | 168.0233 | 168.0233 | 168.0233 | 168.0233 | 168.0233 | 168.0233 | 168.0233 | 168.0233 | 168.0233 | 168.0233 | 168.0233 | 168.0233 | 168.0233 | 168.0233 | 168.0233 | 168.0233 | 168.0233 | 168.0233 | 168.0233 | 168.0233 | 168.0233 | 168.0233
WA_Industrial_Paper and Printing_New_Space Heating_Natural Gas_Furnace_A | WA | Industrial | Paper and Printing | New | Space Heating | Natural Gas | Furnace | A | IE34 | AFUE 91% (2023 WA State Code Compliant) | AFUE 96% | 23 | 0 | 0 | 0 | 667.74 | 0 | 0 | 0 | 667.7377 | 734.5115 | 140 kBtu/hr | 0% | 30% | Turnover | LO12Med | 25.42% | TBD | 0.2% | 0 |  | 0 |  | 0 | EIA 2018 Tech Forecast | 2015 DOE Commercial Warm Air Furnace TSD - EERE-2013-BT-STD-0021-0050 | AEG BEST | AFUE 80% (Standard) | AFUE 80% (Standard) | AFUE 80% (Standard) | AFUE 80% (Standard) | AFUE 80% (Standard) | AFUE 91% (2023 WA State Code Compliant) | AFUE 91% (2023 WA State Code Compliant) | AFUE 91% (2023 WA State Code Compliant) | AFUE 91% (2023 WA State Code Compliant) | AFUE 91% (2023 WA State Code Compliant) | AFUE 91% (2023 WA State Code Compliant) | AFUE 91% (2023 WA State Code Compliant) | AFUE 91% (2023 WA State Code Compliant) | AFUE 91% (2023 WA State Code Compliant) | AFUE 91% (2023 WA State Code Compliant) | AFUE 91% (2023 WA State Code Compliant) | AFUE 91% (2023 WA State Code Compliant) | AFUE 91% (2023 WA State Code Compliant) | AFUE 91% (2023 WA State Code Compliant) | AFUE 91% (2023 WA State Code Compliant) | AFUE 91% (2023 WA State Code Compliant) | AFUE 91% (2023 WA State Code Compliant) | AFUE 91% (2023 WA State Code Compliant) | AFUE 91% (2023 WA State Code Compliant) | AFUE 91% (2023 WA State Code Compliant) | AFUE 91% (2023 WA State Code Compliant) | AFUE 91% (2023 WA State Code Compliant) | AFUE 91% (2023 WA State Code Compliant) | AFUE 91% (2023 WA State Code Compliant) | AFUE 91% (2023 WA State Code Compliant) | AFUE 91% (2023 WA State Code Compliant) | AFUE 96% | AFUE 96% | AFUE 96% | AFUE 96% | AFUE 96% | AFUE 96% | AFUE 96% | AFUE 96% | AFUE 96% | AFUE 96% | AFUE 96% | AFUE 96% | AFUE 96% | AFUE 96% | AFUE 96% | AFUE 96% | AFUE 96% | AFUE 96% | AFUE 96% | AFUE 96% | AFUE 96% | AFUE 96% | AFUE 96% | AFUE 96% | AFUE 96% | AFUE 96% | AFUE 96% | AFUE 96% | AFUE 96% | AFUE 96% | AFUE 96% | 667.74 | 667.74 | 667.74 | 667.74 | 667.74 | -828.69 | -828.69 | -828.69 | -828.69 | -828.69 | -828.69 | -828.69 | -828.69 | -828.69 | -828.69 | -828.69 | -828.69 | -828.69 | -828.69 | -828.69 | -828.69 | -828.69 | -828.69 | -828.6875 | -828.6875 | -828.6875 | -828.6875 | -828.6875 | -828.6875 | -828.6875 | -828.6875 | 0 | 0 | 0 | 0 | 0 | 0 | 0 | 0 | 0 | 0 | 0 | 0 | 0 | 0 | 0 | 0 | 0 | 0 | 0 | 0 | 0 | 0 | 0 | 0 | 0 | 0 | 0 | 0 | 0 | 0 | 0 | 0 | 0 | 0 | 0 | 0 | 0 | 0 | 0 | 0 | 0 | 0 | 0 | 0 | 0 | 0 | 0 | 0 | 0 | 0 | 0 | 0 | 0 | 0 | 0 | 0 | 0 | 0 | 0 | 0 | 0 | 0 | 0 | 0 | 0 | 0 | 0 | 0 | 0 | 0 | 0 | 0 | 0 | 0 | 0 | 0 | 0 | 0 | 0 | 0 | 0 | 0 | 0 | 0 | 0 | 0 | 0 | 0 | 0 | 0 | 0 | 0 | 0 | 0 | 0 | 0 | 0 | 0 | 0 | 0 | 0 | 0 | 0 | 0 | 0 | 0 | 0 | 0 | 0 | 0 | 0 | 0 | 0 | 0 | 0 | 0 | 0 | 0 | 0 | 0 | 0 | 0 | 0 | 0 | 0 | 0 | 0 | 0 | 0 | 0 | 0 | 0 | 0 | 0 | 0 | 0 | 0 | 0 | 0 | 0 | 0 | 0 | 0 | 0 | 0 | 0 | 0 | 0 | 0 | 0 | 0 | 0 | 0 | 0 | 0 | 0 | 0 | 0 | 0 | 0 | 0 | 0 | 0 | 0 | 0 | 0 | 0 | 0 | 0 | 0 | 0 | 0 | 0 | 0 | 0 | 0 | 0 | 0 | 0 | 0 | 0 | 0 | 0 | 0 | 0 | 0 | 0 | 0 | 0 | 0 | 0 | 0 | 0 | 0 | 0 | 0 | 0 | 0 | 0 | 0 | 0 | 0 | 0 | 0 | 0 | 0 | 0 | 0 | 0 | 0 | 0 | 0 | 0 | 0 | 0 | 0 | 0 | 0 | 0 | 0 | 0 | 0 | 0 | 0 | 0 | 0 | 0 | 0 | 0 | 0 | 0 | 0 | 0 | 0 | 0 | 0 | 0 | 0 | 0 | 0 | 0 | 0 | 0 | 0 | 0 | 0 | 0 | 0 | 0 | 0 | 0 | 0 | 0 | 0 | 0 | 0 | 0 | 0 | 0 | 0 | 0 | 0 | 0 | 0 | 0 | 0 | 0 | 0 | 0 | 0 | 0 | 0 | 0 | 0 | 0 | 0 | 0 | 0 | 0 | 0 | 0 | 0 | 0 | 0 | 0 | 0 | 0 | 0 | 0 | 0 | 0 | 0 | 0 | 0 | 0 | 0 | 0 | 0 | 0 | 0 | 0 | 0 | 0 | 0 | 0 | 0 | 0 | 0 | 0 | 0 | 0 | 0 | 0 | 0 | 0 | 0 | 0 | 0 | 0 | 0 | 0 | 0 | 0 | 0 | 0 | 0 | 0 | 0 | 0 | 0 | 0 | 0 | 0 | 0 | 0 | 0 | 0 | 0 | 0 | 0 | 0 | 0 | 0 | 0 | 0 | 0 | 0 | 0 | 0 | 0 | 0 | 0 | 0 | 0 | 0 | 0 | 0 | 0 | 0 | 0 | 0 | 0 | 0 | 0 | 0 | 0 | 0 | 0 | 0 | 0 | 0 | 0 | 0 | 0 | 0 | 0 | 0 | 0 | 0 | 0 | 0 | 0 | 0 | 0 | 0 | 0 | 0 | 0 | 0 | 0 | 0 | 0 | 0 | 0 | 0 | 0 | 0 | 0 | 0 | 0 | 0 | 0 | 0 | 0 | 0 | 0 | 0 | 0 | 0 | 0 | 0 | 0 | 0 | 0 | 0 | 0 | 0 | 0 | 0 | 0 | 0 | 0 | 0 | 0 | 0 | 0 | 0 | 0 | 0 | 0 | 0 | 0 | 0 | 0 | 0 | 0 | 0 | 0 | 0 | 0 | 0 | 0 | 0 | 0 | 0 | 0 | 0 | 0 | 0 | 0 | 0 | 0 | 0 | 0 | 0 | 0 | 0 | 0 | 0 | 0 | 0 | 0 | 0 | 0 | 0 | 0 | 0 | 0 | 0 | 0 | 0 | 0 | 0 | 0 | 0 | 0 | 0 | 0 | 0 | 0 | 0 | 0 | 0 | 0 | 0 | 0 | 0 | 0 | 0 | 0 | 0 | 0 | 0 | 0 | 0 | 0 | 0 | 0 | 0
WA_Industrial_Paper and Printing_New_Space Heating_Natural Gas_Boiler_A | WA | Industrial | Paper and Printing | New | Space Heating | Natural Gas | Boiler | A | IE35 | TE 94% (ENERGY STAR 1.0) | Convert to Gas-Fired ASHP | 25 | 0 | 0 | 0 | 86650.46 | -1334.36 | 0 | 0 | 20347.2112 | 22381.9323 | 513.550054507209 kBtu/hr | 0% | 100% | Turnover | LO50Fast | 85% | TBD | 0.2% | 0 |  | 0 |  | 0 | RTF Wkbk - ComGasBoilersUES_v2.1 | CE_EWR Measure Cost Benchmarking - 02.08.23 | AEG BEST | TE 80% | TE 80% | TE 80% | TE 80% | TE 80% | TE 94% (ENERGY STAR 1.0) | TE 94% (ENERGY STAR 1.0) | TE 94% (ENERGY STAR 1.0) | TE 94% (ENERGY STAR 1.0) | TE 94% (ENERGY STAR 1.0) | TE 94% (ENERGY STAR 1.0) | TE 94% (ENERGY STAR 1.0) | TE 94% (ENERGY STAR 1.0) | TE 94% (ENERGY STAR 1.0) | TE 94% (ENERGY STAR 1.0) | TE 94% (ENERGY STAR 1.0) | TE 94% (ENERGY STAR 1.0) | TE 94% (ENERGY STAR 1.0) | TE 94% (ENERGY STAR 1.0) | TE 94% (ENERGY STAR 1.0) | TE 94% (ENERGY STAR 1.0) | TE 94% (ENERGY STAR 1.0) | TE 94% (ENERGY STAR 1.0) | TE 94% (ENERGY STAR 1.0) | TE 94% (ENERGY STAR 1.0) | TE 94% (ENERGY STAR 1.0) | TE 94% (ENERGY STAR 1.0) | TE 94% (ENERGY STAR 1.0) | TE 94% (ENERGY STAR 1.0) | TE 94% (ENERGY STAR 1.0) | TE 94% (ENERGY STAR 1.0) | Convert to Gas-Fired ASHP | Convert to Gas-Fired ASHP | Convert to Gas-Fired ASHP | Convert to Gas-Fired ASHP | Convert to Gas-Fired ASHP | Convert to Gas-Fired ASHP | Convert to Gas-Fired ASHP | Convert to Gas-Fired ASHP | Convert to Gas-Fired ASHP | Convert to Gas-Fired ASHP | Convert to Gas-Fired ASHP | Convert to Gas-Fired ASHP | Convert to Gas-Fired ASHP | Convert to Gas-Fired ASHP | Convert to Gas-Fired ASHP | Convert to Gas-Fired ASHP | Convert to Gas-Fired ASHP | Convert to Gas-Fired ASHP | Convert to Gas-Fired ASHP | Convert to Gas-Fired ASHP | Convert to Gas-Fired ASHP | Convert to Gas-Fired ASHP | Convert to Gas-Fired ASHP | TE 98% | TE 98% | TE 98% | TE 98% | TE 98% | TE 98% | TE 98% | TE 98% | 86650.46 | 86650.46 | 86650.46 | 86650.46 | 86650.46 | 71785.75 | 71785.75 | 71785.75 | 71785.75 | 71785.75 | 71785.75 | 71785.75 | 71785.75 | 71785.75 | 71785.75 | 71785.75 | 71785.75 | 71785.75 | 71785.75 | 71785.75 | 71785.75 | 71785.75 | 71785.75 | 3619.8414 | 3619.8414 | 3619.8414 | 3619.8414 | 3619.8414 | 3619.8414 | 3619.8414 | 3619.8414 | 0 | 0 | 0 | 0 | 0 | 0 | 0 | 0 | 0 | 0 | 0 | 0 | 0 | 0 | 0 | 0 | 0 | 0 | 0 | 0 | 0 | 0 | 0 | 0 | 0 | 0 | 0 | 0 | 0 | 0 | 0 | 0 | 0 | 0 | 0 | 0 | 0 | 0 | 0 | 0 | 0 | 0 | 0 | 0 | 0 | 0 | 0 | 0 | 0 | 0 | 0 | 0 | 0 | 0 | 0 | 0 | 0 | 0 | 0 | 0 | 0 | 0 | 0 | 0 | 0 | 0 | 0 | 0 | 0 | 0 | 0 | 0 | 0 | 0 | 0 | 0 | 0 | 0 | 0 | 0 | 0 | 0 | 0 | 0 | 0 | 0 | 0 | 0 | 0 | 0 | 0 | 0 | 0 | 0 | 0 | 0 | 0 | 0 | 0 | 0 | 0 | 0 | 0 | 0 | 0 | 0 | 0 | 0 | 0 | 0 | 0 | 0 | 0 | 0 | 0 | 0 | 0 | 0 | 0 | 0 | 0 | 0 | 0 | 0 | 0 | 0 | 0 | 0 | 0 | 0 | 0 | 0 | 0 | 0 | 0 | 0 | 0 | 0 | 0 | 0 | 0 | 0 | 0 | 0 | 0 | 0 | 0 | 0 | 0 | 0 | 0 | 0 | 0 | 0 | 0 | 0 | 0 | 0 | 0 | 0 | 0 | 0 | 0 | 0 | 0 | 0 | 0 | 0 | 0 | 0 | 0 | 0 | 0 | 0 | 0 | 0 | 0 | 0 | 0 | 0 | 0 | 0 | 0 | 0 | 0 | 0 | 0 | 0 | 0 | 0 | 0 | 0 | 0 | 0 | 0 | 0 | 0 | 0 | 0 | 0 | 0 | 0 | 0 | 0 | 0 | 0 | 0 | 0 | 0 | 0 | 0 | 0 | 0 | 0 | 0 | 0 | 0 | 0 | 0 | 0 | 0 | 0 | 0 | 0 | 0 | 0 | 0 | 0 | 0 | 0 | 0 | 0 | 0 | 0 | 0 | 0 | 0 | 0 | 0 | 0 | 0 | 0 | 0 | 0 | 0 | 0 | 0 | 0 | 0 | 0 | 0 | 0 | 0 | 0 | 0 | 0 | 0 | 0 | 0 | 0 | 0 | 0 | 0 | 0 | 0 | 0 | 0 | 0 | 0 | 0 | 0 | 0 | 0 | 0 | 0 | 0 | 0 | 0 | 0 | 0 | 0 | 0 | 0 | 0 | 0 | 0 | 0 | 0 | 0 | 0 | 0 | 0 | 0 | 0 | 0 | 0 | 0 | 0 | 0 | 0 | 0 | 0 | 0 | 0 | 0 | 0 | 0 | 0 | 0 | 0 | 0 | 0 | 0 | 0 | 0 | 0 | 0 | 0 | 0 | 0 | 0 | 0 | 0 | 0 | 0 | 0 | 0 | 0 | 0 | 0 | 0 | 0 | 0 | 0 | 0 | 0 | 0 | 0 | 0 | 0 | 0 | 0 | 0 | 0 | 0 | 0 | 0 | 0 | 0 | 0 | 0 | 0 | 0 | 0 | 0 | 0 | 0 | 0 | 0 | 0 | 0 | 0 | 0 | 0 | 0 | 0 | 0 | 0 | 0 | 0 | 0 | 0 | 0 | 0 | 0 | 0 | 0 | 0 | 0 | 0 | 0 | 0 | 0 | 0 | 0 | 0 | 0 | 0 | 0 | 0 | 0 | 0 | 0 | 0 | 0 | 0 | 0 | 0 | 0 | 0 | 0 | 0 | 0 | 0 | 0 | 0 | 0 | 0 | 0 | 0 | 0 | 0 | 0 | 0 | 0 | 0 | 0 | 0 | 0 | 0 | 0 | 0 | 0 | 0 | 0 | 0 | 0 | 0 | 0 | 0 | 0 | 0 | 0 | 0 | 0 | 0 | 0 | 0 | 0 | 0 | 0 | 0 | 0 | 0 | 0 | 0 | 0 | 0 | 0 | 0 | 0 | 0 | 0 | 0 | 0 | 0 | 0 | 0 | 0 | 0 | 0 | 0 | 0 | 0 | 0 | 0 | 0 | 0 | 0 | 0 | 0 | 0 | 0 | 0 | 0 | 0 | 0 | 0 | 0 | 0 | 0 | 0 | 0 | 0 | 0 | 0 | 0 | 0 | 0 | 0 | 0 | 0 | 0 | 0 | 0 | 0 | 0 | 0 | 0
WA_Industrial_Paper and Printing_New_Space Heating_Natural Gas_Unit Heater_A | WA | Industrial | Paper and Printing | New | Space Heating | Natural Gas | Unit Heater | A | IE36 | Condensing | Infrared Radiant | 12 | 15772.4108 | 0 | 0 | 78394.64 | 0 | 0 | 0 | 78394.6374 | 86234.1011 | 120 kBtu/Hr | 9.148% | 100% | Turnover | LO12Med | 84.73% | TBD | 0.2% | -137.9153 |  | 246.3446 |  | 0.0040019 | IL TRM v11 - 4.4.5 (Adjusted for WA Climate) | CNGC Program Data | IL TRM v11 - 4.4.5 (Adjusted for WA Climate) | Standard | Standard | Standard | Standard | Standard | Condensing | Condensing | Condensing | Condensing | Condensing | Condensing | Condensing | Condensing | Condensing | Condensing | Condensing | Condensing | Condensing | Condensing | Condensing | Condensing | Condensing | Condensing | Condensing | Condensing | Condensing | Condensing | Condensing | Condensing | Condensing | Condensing | Infrared Radiant | Infrared Radiant | Infrared Radiant | Infrared Radiant | Infrared Radiant | Infrared Radiant | Infrared Radiant | Infrared Radiant | Infrared Radiant | Infrared Radiant | Infrared Radiant | Infrared Radiant | Infrared Radiant | Infrared Radiant | Infrared Radiant | Infrared Radiant | Infrared Radiant | Infrared Radiant | Infrared Radiant | Infrared Radiant | Infrared Radiant | Infrared Radiant | Infrared Radiant | Infrared Radiant | Infrared Radiant | Infrared Radiant | Infrared Radiant | Infrared Radiant | Infrared Radiant | Infrared Radiant | Infrared Radiant | 78394.64 | 78394.64 | 78394.64 | 78394.64 | 78394.64 | -158314.4 | -158314.4 | -158314.4 | -158314.4 | -158314.4 | -158314.4 | -158314.4 | -158314.4 | -158314.4 | -158314.4 | -158314.4 | -158314.4 | -158314.4 | -158314.4 | -158314.4 | -158314.4 | -158314.4 | -158314.4 | -158314.4034 | -158314.4034 | -158314.4034 | -158314.4034 | -158314.4034 | -158314.4034 | -158314.4034 | -158314.4034 | 0 | 28641.12 | 28641.12 | 28641.12 | 28641.12 | 15772.4108 | 15772.4108 | 15772.4108 | 15772.4108 | 15772.4108 | 15772.4108 | 15772.4108 | 15772.4108 | 15772.4108 | 15772.4108 | 15772.4108 | 15772.4108 | 15772.4108 | 15772.4108 | 15772.4108 | 15772.4108 | 15772.4108 | 15772.4108 | 15772.4108 | 15772.4108 | 15772.4108 | 15772.4108 | 15772.4108 | 15772.4108 | 15772.4108 | 15772.4108 | 0.014515 | 0.014265 | 0.014258 | 0.014174 | 0.014181 | 0.014193 | 0.016585 | 0.018485 | 0.019856 | 0.020827 | 0.021938 | 0.022679 | 0.023427 | 0.029232 | 0.028356 | 0.027738 | 0.028 | 0.02858 | 0.029122 | 0.029791 | 0.030499 | 0.031236 | 0.031973 | 0.034126 | 0.035701 | 0.036809 | 0.014515 | 0.02878 | 0.043038 | 0.057212 | 0.071393 | 0.085586 | 0.10217 | 0.12066 | 0.14051 | 0.16134 | 0.18328 | 0.20596 | 0.21487 | 0.22983 | 0.24393 | 0.2575 | 0.27132 | 0.2857 | 0.29824 | 0.30955 | 0.32019 | 0.3306 | 0.34063 | 0 | 0 | 0 | 0.00092027 | 0.00090446 | 0.00090396 | 0.00089863 | 0.00089912 | 0.00089986 | 0.0010515 | 0.001172 | 0.0012589 | 0.0013205 | 0.0013909 | 0.0014379 | 0.0014853 | 0.0018534 | 0.0017979 | 0.0017587 | 0.0017753 | 0.001812 | 0.0018464 | 0.0018888 | 0.0019337 | 0.0019804 | 0.0020271 | 0.0021636 | 0.0022635 | 0.0023337 | 0.00092027 | 0.0018247 | 0.0027287 | 0.0036273 | 0.0045264 | 0.0054263 | 0.0064778 | 0.0076498 | 0.0089087 | 0.010229 | 0.01162 | 0.013058 | 0.013623 | 0.014572 | 0.015466 | 0.016326 | 0.017202 | 0.018114 | 0.018909 | 0.019626 | 0.020301 | 0.020961 | 0.021597 | 0.022323 | 0.023101 | 0.023581 | 0.0013494 | 0.0026525 | 0.0039765 | 0.0052708 | 0.006592 | 0.007785 | 0.010207 | 0.012366 | 0.014134 | 0.015539 | 0.01697 | 0.01804 | 0.019047 | 0.024176 | 0.023771 | 0.023502 | 0.023725 | 0.024217 | 0.024676 | 0.025244 | 0.025844 | 0.02655 | 0.027177 | 0.029007 | 0.030346 | 0.031287 | 0.0013494 | 0.0040019 | 0.0079784 | 0.013249 | 0.019841 | 0.027626 | 0.037833 | 0.0502 | 0.064334 | 0.079873 | 0.096843 | 0.11488 | 0.13258 | 0.1541 | 0.1739 | 0.19213 | 0.20926 | 0.22569 | 0.24016 | 0.25304 | 0.26475 | 0.27576 | 0.28597 | 0 | 0 | 0 | 8.5556e-05 | 0.00016817 | 0.00025212 | 0.00033418 | 0.00041795 | 0.00049359 | 0.00064716 | 0.00078404 | 0.00089613 | 0.00098523 | 0.0010759 | 0.0011438 | 0.0012076 | 0.0015328 | 0.0015071 | 0.00149 | 0.0015042 | 0.0015354 | 0.0015645 | 0.0016005 | 0.0016385 | 0.0016833 | 0.0017231 | 0.0018391 | 0.001924 | 0.0019837 | 8.5556e-05 | 0.00025373 | 0.00050585 | 0.00084002 | 0.001258 | 0.0017516 | 0.0023987 | 0.0031828 | 0.0040789 | 0.0050641 | 0.00614 | 0.0072838 | 0.0084059 | 0.0097705 | 0.011025 | 0.012181 | 0.013268 | 0.014309 | 0.015227 | 0.016043 | 0.016786 | 0.017484 | 0.018131 | 0.018826 | 0.019543 | 0.019994 | 0.0013494 | 0.0026525 | 0.0039765 | 0.0052708 | 0.006592 | 0.007785 | 0.010207 | 0.012366 | 0.014134 | 0.015539 | 0.01697 | 0.01804 | 0.019047 | 0.024176 | 0.023771 | 0.023502 | 0.023725 | 0.024217 | 0.024676 | 0.025244 | 0.025844 | 0.02655 | 0.027177 | 0.029007 | 0.030346 | 0.031287 | 0.0013494 | 0.0040019 | 0.0079784 | 0.013249 | 0.019841 | 0.027626 | 0.037833 | 0.0502 | 0.064334 | 0.079873 | 0.096843 | 0.11488 | 0.13258 | 0.1541 | 0.1739 | 0.19213 | 0.20926 | 0.22569 | 0.24016 | 0.25304 | 0.26475 | 0.27576 | 0.28597 | 0 | 0 | 0 | 8.5556e-05 | 0.00016817 | 0.00025212 | 0.00033418 | 0.00041795 | 0.00049359 | 0.00064716 | 0.00078404 | 0.00089613 | 0.00098523 | 0.0010759 | 0.0011438 | 0.0012076 | 0.0015328 | 0.0015071 | 0.00149 | 0.0015042 | 0.0015354 | 0.0015645 | 0.0016005 | 0.0016385 | 0.0016833 | 0.0017231 | 0.0018391 | 0.001924 | 0.0019837 | 8.5556e-05 | 0.00025373 | 0.00050585 | 0.00084002 | 0.001258 | 0.0017516 | 0.0023987 | 0.0031828 | 0.0040789 | 0.0050641 | 0.00614 | 0.0072838 | 0.0084059 | 0.0097705 | 0.011025 | 0.012181 | 0.013268 | 0.014309 | 0.015227 | 0.016043 | 0.016786 | 0.017484 | 0.018131 | 0.018826 | 0.019543 | 0.019994 | 0.0013494 | 0.0026525 | 0.0039765 | 0.0052708 | 0.006592 | 0.007785 | 0.010207 | 0.012366 | 0.014134 | 0.015539 | 0.01697 | 0.01804 | 0.019047 | 0.024176 | 0.023771 | 0.023502 | 0.023725 | 0.024217 | 0.024676 | 0.025244 | 0.025844 | 0.02655 | 0.027177 | 0.029007 | 0.030346 | 0.031287 | 0.0013494 | 0.0040019 | 0.0079784 | 0.013249 | 0.019841 | 0.027626 | 0.037833 | 0.0502 | 0.064334 | 0.079873 | 0.096843 | 0.11488 | 0.13258 | 0.1541 | 0.1739 | 0.19213 | 0.20926 | 0.22569 | 0.24016 | 0.25304 | 0.26475 | 0.27576 | 0.28597 | 0 | 0 | 0 | 8.5556e-05 | 0.00016817 | 0.00025212 | 0.00033418 | 0.00041795 | 0.00049359 | 0.00064716 | 0.00078404 | 0.00089613 | 0.00098523 | 0.0010759 | 0.0011438 | 0.0012076 | 0.0015328 | 0.0015071 | 0.00149 | 0.0015042 | 0.0015354 | 0.0015645 | 0.0016005 | 0.0016385 | 0.0016833 | 0.0017231 | 0.0018391 | 0.001924 | 0.0019837 | 8.5556e-05 | 0.00025373 | 0.00050585 | 0.00084002 | 0.001258 | 0.0017516 | 0.0023987 | 0.0031828 | 0.0040789 | 0.0050641 | 0.00614 | 0.0072838 | 0.0084059 | 0.0097705 | 0.011025 | 0.012181 | 0.013268 | 0.014309 | 0.015227 | 0.016043 | 0.016786 | 0.017484 | 0.018131 | 0.018826 | 0.019543 | 0.019994 | -265.2069 | -265.2069 | -265.2069 | -265.2069 | -265.2069 | -265.2069 | -265.2069 | -265.2069 | -265.2069 | -265.2069 | -265.2069 | -265.2069 | -265.2069 | -265.2069 | -265.2069 | -265.2069 | -265.2069 | -265.2069 | -265.2069 | -265.2069 | -265.2069 | -265.2069 | -265.2069 | -265.2069 | -265.2069 | -265.2069 | 168.0233 | 168.0233 | 168.0233 | 168.0233 | 168.0233 | 168.0233 | 168.0233 | 168.0233 | 168.0233 | 168.0233 | 168.0233 | 168.0233 | 168.0233 | 168.0233 | 168.0233 | 168.0233 | 168.0233 | 168.0233 | 168.0233 | 168.0233 | 168.0233 | 168.0233 | 168.0233 | 168.0233 | 168.0233 | 168.0233
WA_Industrial_Instruments_Existing_Space Heating_Natural Gas_Furnace_A | WA | Industrial | Instruments | Existing | Space Heating | Natural Gas | Furnace | A | IE37 | AFUE 91% (2023 WA State Code Compliant) | AFUE 96% | 23 | 138.7616 | 0 | 0 | 667.74 | 0 | 0 | 0 | 667.7377 | 734.5115 | 140 kBtu/hr | 39.73% | 30% | Turnover | LO12Med | 25.42% | TBD | 0.2% | 98.5784 |  | 105.0024 |  | 0.0046239 | EIA 2018 Tech Forecast | 2015 DOE Commercial Warm Air Furnace TSD - EERE-2013-BT-STD-0021-0050 | AEG BEST | AFUE 80% (Standard) | AFUE 80% (Standard) | AFUE 80% (Standard) | AFUE 80% (Standard) | AFUE 80% (Standard) | AFUE 91% (2023 WA State Code Compliant) | AFUE 91% (2023 WA State Code Compliant) | AFUE 91% (2023 WA State Code Compliant) | AFUE 91% (2023 WA State Code Compliant) | AFUE 91% (2023 WA State Code Compliant) | AFUE 91% (2023 WA State Code Compliant) | AFUE 91% (2023 WA State Code Compliant) | AFUE 91% (2023 WA State Code Compliant) | AFUE 91% (2023 WA State Code Compliant) | AFUE 91% (2023 WA State Code Compliant) | AFUE 91% (2023 WA State Code Compliant) | AFUE 91% (2023 WA State Code Compliant) | AFUE 91% (2023 WA State Code Compliant) | AFUE 91% (2023 WA State Code Compliant) | AFUE 91% (2023 WA State Code Compliant) | AFUE 91% (2023 WA State Code Compliant) | AFUE 91% (2023 WA State Code Compliant) | AFUE 91% (2023 WA State Code Compliant) | AFUE 91% (2023 WA State Code Compliant) | AFUE 91% (2023 WA State Code Compliant) | AFUE 91% (2023 WA State Code Compliant) | AFUE 91% (2023 WA State Code Compliant) | AFUE 91% (2023 WA State Code Compliant) | AFUE 91% (2023 WA State Code Compliant) | AFUE 91% (2023 WA State Code Compliant) | AFUE 91% (2023 WA State Code Compliant) | AFUE 96% | AFUE 96% | AFUE 96% | AFUE 96% | AFUE 96% | AFUE 96% | AFUE 96% | AFUE 96% | AFUE 96% | AFUE 96% | AFUE 96% | AFUE 96% | AFUE 96% | AFUE 96% | AFUE 96% | AFUE 96% | AFUE 96% | AFUE 96% | AFUE 96% | AFUE 96% | AFUE 96% | AFUE 96% | AFUE 96% | AFUE 96% | AFUE 96% | AFUE 96% | AFUE 96% | AFUE 96% | AFUE 96% | AFUE 96% | AFUE 96% | 667.74 | 667.74 | 667.74 | 667.74 | 667.74 | -828.69 | -828.69 | -828.69 | -828.69 | -828.69 | -828.69 | -828.69 | -828.69 | -828.69 | -828.69 | -828.69 | -828.69 | -828.69 | -828.69 | -828.69 | -828.69 | -828.69 | -828.69 | -828.6875 | -828.6875 | -828.6875 | -828.6875 | -828.6875 | -828.6875 | -828.6875 | -828.6875 | 0 | 505.0924 | 505.0924 | 505.0924 | 505.0924 | 138.7616 | 138.7616 | 799.267 | 799.267 | 799.267 | 799.267 | 799.267 | 799.267 | 799.267 | 799.267 | 799.267 | 799.267 | 799.267 | 799.267 | 799.267 | 799.267 | 799.267 | 799.267 | 799.267 | 799.267 | 799.267 | 799.267 | 799.267 | 799.267 | 799.267 | 799.267 | 0.053784 | 0.056002 | 0.23346 | 0.24512 | 0.25458 | 0.25281 | 0.25869 | 0.24297 | 0.22505 | 0.23683 | 0.19745 | 0.18668 | 0.17403 | 0.16233 | 0.17302 | 0.16822 | 0.17139 | 0.1834 | 0.18644 | 0.18974 | 0.19324 | 0.19716 | 0.20133 | 0.3098 | 0.32257 | 0.23346 | 0.053784 | 0.10979 | 0.34325 | 0.58836 | 0.84295 | 1.0958 | 1.3544 | 1.5974 | 1.8225 | 2.0593 | 2.2568 | 2.4434 | 2.6175 | 2.7798 | 2.9528 | 3.121 | 3.2924 | 3.4758 | 3.6623 | 3.852 | 4.0452 | 4.2424 | 4.4437 | 0 | 0 | 0 | 0.3876 | 0.40358 | 0.29209 | 0.30668 | 0.31852 | 0.31631 | 0.32365 | 0.304 | 0.28157 | 0.29631 | 0.24704 | 0.23357 | 0.21773 | 0.2031 | 0.21647 | 0.21046 | 0.21443 | 0.22946 | 0.23327 | 0.23739 | 0.24177 | 0.24668 | 0.2519 | 0.3876 | 0.40358 | 0.29209 | 0.3876 | 0.79118 | 1.0833 | 1.39 | 1.7085 | 2.0248 | 2.3484 | 2.6524 | 2.934 | 3.2303 | 3.4774 | 3.7109 | 3.9287 | 4.1318 | 4.3482 | 4.5587 | 4.7731 | 5.0026 | 5.2359 | 5.4732 | 5.715 | 5.9617 | 6.2136 | 6.2136 | 6.2136 | 6.2136 | 0.0015001 | 0.0031238 | 0.019534 | 0.027346 | 0.035502 | 0.041601 | 0.047763 | 0.048765 | 0.04806 | 0.053011 | 0.04582 | 0.04455 | 0.042445 | 0.040276 | 0.043512 | 0.042757 | 0.043567 | 0.046622 | 0.047395 | 0.048233 | 0.049123 | 0.050277 | 0.05134 | 0.052321 | 0.059978 | 0.065114 | 0.0015001 | 0.0046239 | 0.0080152 | 0.012763 | 0.018926 | 0.026149 | 0.034441 | 0.042907 | 0.051251 | 0.060454 | 0.068409 | 0.076143 | 0.083512 | 0.090505 | 0.098059 | 0.10548 | 0.11305 | 0.12114 | 0.12937 | 0.13774 | 0.14627 | 0.155 | 0.16391 | 0 | 0 | 0 | 0.01081 | 0.022512 | 0.02444 | 0.034213 | 0.044418 | 0.05205 | 0.059758 | 0.061012 | 0.06013 | 0.066325 | 0.057328 | 0.055738 | 0.053105 | 0.050391 | 0.054439 | 0.053495 | 0.054509 | 0.058331 | 0.059298 | 0.060346 | 0.06146 | 0.062904 | 0.064234 | 0.065461 | 0.075041 | 0.081467 | 0.01081 | 0.033323 | 0.057763 | 0.091976 | 0.13639 | 0.18844 | 0.2482 | 0.30921 | 0.36934 | 0.43567 | 0.493 | 0.54874 | 0.60184 | 0.65223 | 0.70667 | 0.76017 | 0.81467 | 0.87301 | 0.9323 | 0.99265 | 1.0541 | 1.117 | 1.1812 | 1.2107 | 1.2107 | 1.2107 | 0.0015001 | 0.0031238 | 0.0033913 | 0.0047475 | 0.0061636 | 0.0072225 | 0.0082921 | 0.0084662 | 0.0083438 | 0.0092034 | 0.0079549 | 0.0077343 | 0.007369 | 0.0069923 | 0.0075541 | 0.007423 | 0.0075637 | 0.0080941 | 0.0082283 | 0.0083738 | 0.0085282 | 0.0087286 | 0.0089133 | 0.0090834 | 0.010413 | 0.011304 | 0.0015001 | 0.0046239 | 0.0080152 | 0.012763 | 0.018926 | 0.026149 | 0.034441 | 0.042907 | 0.051251 | 0.060454 | 0.068409 | 0.076143 | 0.083512 | 0.090505 | 0.098059 | 0.10548 | 0.11305 | 0.12114 | 0.12937 | 0.13774 | 0.14627 | 0.155 | 0.16391 | 0 | 0 | 0 | 0.01081 | 0.022512 | 0.02444 | 0.034213 | 0.044418 | 0.05205 | 0.059758 | 0.061012 | 0.06013 | 0.066325 | 0.057328 | 0.055738 | 0.053105 | 0.050391 | 0.054439 | 0.053495 | 0.054509 | 0.058331 | 0.059298 | 0.060346 | 0.06146 | 0.062904 | 0.064234 | 0.065461 | 0.075041 | 0.081467 | 0.01081 | 0.033323 | 0.057763 | 0.091976 | 0.13639 | 0.18844 | 0.2482 | 0.30921 | 0.36934 | 0.43567 | 0.493 | 0.54874 | 0.60184 | 0.65223 | 0.70667 | 0.76017 | 0.81467 | 0.87301 | 0.9323 | 0.99265 | 1.0541 | 1.117 | 1.1812 | 1.2107 | 1.2107 | 1.2107 | 0.0015001 | 0.0031238 | 0.0033913 | 0.0047475 | 0.0061636 | 0.0072225 | 0.0082921 | 0.0084662 | 0.0083438 | 0.0092034 | 0.0079549 | 0.0077343 | 0.007369 | 0.0069923 | 0.0075541 | 0.007423 | 0.0075637 | 0.0080941 | 0.0082283 | 0.0083738 | 0.0085282 | 0.0087286 | 0.0089133 | 0.0090834 | 0.010413 | 0.011304 | 0.0015001 | 0.0046239 | 0.0080152 | 0.012763 | 0.018926 | 0.026149 | 0.034441 | 0.042907 | 0.051251 | 0.060454 | 0.068409 | 0.076143 | 0.083512 | 0.090505 | 0.098059 | 0.10548 | 0.11305 | 0.12114 | 0.12937 | 0.13774 | 0.14627 | 0.155 | 0.16391 | 0 | 0 | 0 | 0.01081 | 0.022512 | 0.02444 | 0.034213 | 0.044418 | 0.05205 | 0.059758 | 0.061012 | 0.06013 | 0.066325 | 0.057328 | 0.055738 | 0.053105 | 0.050391 | 0.054439 | 0.053495 | 0.054509 | 0.058331 | 0.059298 | 0.060346 | 0.06146 | 0.062904 | 0.064234 | 0.065461 | 0.075041 | 0.081467 | 0.01081 | 0.033323 | 0.057763 | 0.091976 | 0.13639 | 0.18844 | 0.2482 | 0.30921 | 0.36934 | 0.43567 | 0.493 | 0.54874 | 0.60184 | 0.65223 | 0.70667 | 0.76017 | 0.81467 | 0.87301 | 0.9323 | 0.99265 | 1.0541 | 1.117 | 1.1812 | 1.2107 | 1.2107 | 1.2107 | 61.8107 | 61.8107 | 61.8107 | 61.8107 | 61.8107 | 61.8107 | 61.8107 | 61.8107 | 61.8107 | 61.8107 | 61.8107 | 61.8107 | 61.8107 | 61.8107 | 61.8107 | 61.8107 | 61.8107 | 61.8107 | 61.8105 | 61.8105 | 61.8105 | 61.8105 | 61.8105 | 61.8105 | 61.8105 | 61.8105 | 65.8387 | 65.8387 | 65.8387 | 65.8387 | 65.8387 | 65.8387 | 65.8387 | 65.8387 | 65.8387 | 65.8387 | 65.8387 | 65.8387 | 65.8387 | 65.8387 | 65.8387 | 65.8387 | 65.8387 | 65.8387 | 65.8385 | 65.8385 | 65.8385 | 65.8385 | 65.8385 | 65.8385 | 65.8385 | 65.8385
WA_Industrial_Instruments_Existing_Space Heating_Natural Gas_Boiler_A | WA | Industrial | Instruments | Existing | Space Heating | Natural Gas | Boiler | A | IE38 | TE 94% (ENERGY STAR 1.0) | Convert to Gas-Fired ASHP | 25 | 5375.3 | 0 | 0 | 86650.46 | -1334.36 | 0 | 0 | 20347.2112 | 22381.9323 | 513.550054507209 kBtu/hr | 3.297% | 100% | Turnover | LO50Fast | 85% | TBD | 0.2% | 881.5968 |  | 440.0561 |  | 0.23941 | RTF Wkbk - ComGasBoilersUES_v2.1 | CE_EWR Measure Cost Benchmarking - 02.08.23 | AEG BEST | TE 80% | TE 80% | TE 80% | TE 80% | TE 80% | TE 94% (ENERGY STAR 1.0) | TE 94% (ENERGY STAR 1.0) | TE 94% (ENERGY STAR 1.0) | TE 94% (ENERGY STAR 1.0) | TE 94% (ENERGY STAR 1.0) | TE 94% (ENERGY STAR 1.0) | TE 94% (ENERGY STAR 1.0) | TE 94% (ENERGY STAR 1.0) | TE 94% (ENERGY STAR 1.0) | TE 94% (ENERGY STAR 1.0) | TE 94% (ENERGY STAR 1.0) | TE 94% (ENERGY STAR 1.0) | TE 94% (ENERGY STAR 1.0) | TE 94% (ENERGY STAR 1.0) | TE 94% (ENERGY STAR 1.0) | TE 94% (ENERGY STAR 1.0) | TE 94% (ENERGY STAR 1.0) | TE 94% (ENERGY STAR 1.0) | TE 94% (ENERGY STAR 1.0) | TE 94% (ENERGY STAR 1.0) | TE 94% (ENERGY STAR 1.0) | TE 94% (ENERGY STAR 1.0) | TE 94% (ENERGY STAR 1.0) | TE 94% (ENERGY STAR 1.0) | TE 94% (ENERGY STAR 1.0) | TE 94% (ENERGY STAR 1.0) | Convert to Gas-Fired ASHP | Convert to Gas-Fired ASHP | Convert to Gas-Fired ASHP | Convert to Gas-Fired ASHP | Convert to Gas-Fired ASHP | Convert to Gas-Fired ASHP | Convert to Gas-Fired ASHP | Convert to Gas-Fired ASHP | Convert to Gas-Fired ASHP | Convert to Gas-Fired ASHP | Convert to Gas-Fired ASHP | Convert to Gas-Fired ASHP | Convert to Gas-Fired ASHP | Convert to Gas-Fired ASHP | Convert to Gas-Fired ASHP | Convert to Gas-Fired ASHP | Convert to Gas-Fired ASHP | Convert to Gas-Fired ASHP | Convert to Gas-Fired ASHP | Convert to Gas-Fired ASHP | Convert to Gas-Fired ASHP | Convert to Gas-Fired ASHP | Convert to Gas-Fired ASHP | TE 98% | TE 98% | TE 98% | TE 98% | TE 98% | TE 98% | TE 98% | TE 98% | 86650.46 | 86650.46 | 86650.46 | 86650.46 | 86650.46 | 71785.75 | 71785.75 | 71785.75 | 71785.75 | 71785.75 | 71785.75 | 71785.75 | 71785.75 | 71785.75 | 71785.75 | 71785.75 | 71785.75 | 71785.75 | 71785.75 | 71785.75 | 71785.75 | 71785.75 | 71785.75 | 3619.8414 | 3619.8414 | 3619.8414 | 3619.8414 | 3619.8414 | 3619.8414 | 3619.8414 | 3619.8414 | 0 | 8772.191 | 8772.191 | 8772.191 | 8772.191 | 5375.3 | 5375.3 | 5375.3 | 5375.3 | 5375.3 | 5375.3 | 5375.3 | 5375.3 | 5375.3 | 5375.3 | 5375.3 | 5375.3 | 5375.3 | 5375.3 | 5375.3 | 5375.3 | 5375.3 | 5375.3 | 5375.3 | 5375.3 | 5375.3 | 5375.3 | 5375.3 | 5375.3 | 5375.3 | 5375.3 | 0.25293 | 0.25431 | 0.25418 | 0.25986 | 0.26334 | 0.25433 | 0.25456 | 0.25488 | 0.25159 | 0.28252 | 0.25048 | 0.25206 | 0.25028 | 0.2485 | 0.25812 | 0.24826 | 0.26519 | 0.2581 | 0.25204 | 0.25714 | 0.25198 | 0.24758 | 0.24386 | 0.24104 | 0.23889 | 0.25293 | 0.25293 | 0.50724 | 0.76142 | 1.0213 | 1.2846 | 1.539 | 1.7935 | 2.0484 | 2.3 | 2.5825 | 2.833 | 3.085 | 3.3353 | 3.5838 | 3.8419 | 4.0902 | 4.3554 | 4.6135 | 4.8655 | 5.1227 | 5.3746 | 5.6222 | 5.8661 | 0 | 0 | 0 | 0.047054 | 0.047311 | 0.047288 | 0.048343 | 0.048991 | 0.047315 | 0.047358 | 0.047418 | 0.046804 | 0.052559 | 0.046598 | 0.046892 | 0.046561 | 0.04623 | 0.048019 | 0.046185 | 0.049335 | 0.048015 | 0.046888 | 0.047838 | 0.046877 | 0.046059 | 0.045367 | 0.044843 | 0.044443 | 0.047054 | 0.047054 | 0.094364 | 0.14165 | 0.18999 | 0.23899 | 0.2863 | 0.33366 | 0.38108 | 0.42788 | 0.48044 | 0.52704 | 0.57393 | 0.62049 | 0.66672 | 0.71474 | 0.76092 | 0.81026 | 0.85827 | 0.90516 | 0.953 | 0.99988 | 1.0459 | 1.0913 | 1.1361 | 1.1806 | 1.1806 | 0.096745 | 0.14267 | 0.17285 | 0.19658 | 0.21254 | 0.21171 | 0.21476 | 0.21618 | 0.2138 | 0.24014 | 0.21291 | 0.21425 | 0.21274 | 0.21123 | 0.2194 | 0.21102 | 0.22541 | 0.21938 | 0.21423 | 0.21857 | 0.21418 | 0.21044 | 0.20728 | 0.20489 | 0.20306 | 0.20118 | 0.096745 | 0.23941 | 0.41226 | 0.60884 | 0.82139 | 1.0331 | 1.2479 | 1.464 | 1.6778 | 1.918 | 2.1309 | 2.3451 | 2.5579 | 2.7691 | 2.9885 | 3.1995 | 3.4249 | 3.6443 | 3.6759 | 3.7081 | 3.7397 | 3.7707 | 3.8012 | 0 | 0 | 0 | 0.017998 | 0.026541 | 0.032156 | 0.036571 | 0.039541 | 0.039386 | 0.039954 | 0.040218 | 0.039774 | 0.044675 | 0.039608 | 0.039858 | 0.039577 | 0.039296 | 0.040816 | 0.039258 | 0.041934 | 0.040813 | 0.039855 | 0.040662 | 0.039846 | 0.03915 | 0.038562 | 0.038117 | 0.037776 | 0.037428 | 0.017998 | 0.044539 | 0.076695 | 0.11327 | 0.15281 | 0.19219 | 0.23215 | 0.27236 | 0.31214 | 0.35681 | 0.39642 | 0.43628 | 0.47586 | 0.51515 | 0.55597 | 0.59523 | 0.63716 | 0.67797 | 0.71783 | 0.75849 | 0.79834 | 0.83749 | 0.87605 | 0.91417 | 0.95194 | 0.97137 | 0 | 0 | 0 | 0 | 0 | 0 | 0 | 0 | 0 | 0 | 0 | 0 | 0 | 0 | 0 | 0 | 0 | 0 | 0.014209 | 0.021262 | 0.025255 | 0.027606 | 0.02901 | 0.029574 | 0.029706 | 0.029589 | 0 | 0 | 0 | 0 | 0 | 0 | 0 | 0 | 0 | 0 | 0 | 0 | 0 | 0 | 0 | 0 | 0 | 0 | 0.014209 | 0.035472 | 0.060727 | 0.088333 | 0.11734 | 0 | 0 | 0 | 0 | 0 | 0 | 0 | 0 | 0 | 0 | 0 | 0 | 0 | 0 | 0 | 0 | 0 | 0 | 0 | 0 | 0 | 0.017935 | 0.026837 | 0.031877 | 0.034844 | 0.036616 | 0.037328 | 0.037494 | 0.037346 | 0 | 0 | 0 | 0 | 0 | 0 | 0 | 0 | 0 | 0 | 0 | 0 | 0 | 0 | 0 | 0 | 0 | 0 | 0.017935 | 0.044772 | 0.076649 | 0.11149 | 0.14811 | 0.18544 | 0.22293 | 0.26028 | 0.096745 | 0.14267 | 0.17285 | 0.19658 | 0.21254 | 0.21171 | 0.21476 | 0.21618 | 0.2138 | 0.24014 | 0.21291 | 0.21425 | 0.21274 | 0.21123 | 0.2194 | 0.21102 | 0.22541 | 0.21938 | 0.031576 | 0.032216 | 0.031569 | 0.031018 | 0.030552 | 0.030199 | 0.029929 | 0.029653 | 0.096745 | 0.23941 | 0.41226 | 0.60884 | 0.82139 | 1.0331 | 1.2479 | 1.464 | 1.6778 | 1.918 | 2.1309 | 2.3451 | 2.5579 | 2.7691 | 2.9885 | 3.1995 | 3.4249 | 3.6443 | 3.6759 | 3.7081 | 3.7397 | 3.7707 | 3.8012 | 0 | 0 | 0 | 0.017998 | 0.026541 | 0.032156 | 0.036571 | 0.039541 | 0.039386 | 0.039954 | 0.040218 | 0.039774 | 0.044675 | 0.039608 | 0.039858 | 0.039577 | 0.039296 | 0.040816 | 0.039258 | 0.041934 | 0.040813 | 0.039855 | 0.040662 | 0.039846 | 0.03915 | 0.038562 | 0.038117 | 0.037776 | 0.037428 | 0.017998 | 0.044539 | 0.076695 | 0.11327 | 0.15281 | 0.19219 | 0.23215 | 0.27236 | 0.31214 | 0.35681 | 0.39642 | 0.43628 | 0.47586 | 0.51515 | 0.55597 | 0.59523 | 0.63716 | 0.67797 | 0.71783 | 0.75849 | 0.79834 | 0.83749 | 0.87605 | 0.91417 | 0.95194 | 0.97137 | 913.9318 | 913.9318 | 913.9318 | 913.9318 | 913.9318 | 913.9318 | 913.9318 | 913.9318 | 913.9318 | 913.9318 | 913.9318 | 913.9318 | 913.9318 | 913.9318 | 913.9318 | 913.9318 | 913.9318 | 913.9318 | -1072.532 | -1072.532 | -1072.532 | -1072.532 | -1072.532 | -1072.532 | -1072.532 | -1072.532 | 458.3736 | 458.3736 | 458.3736 | 458.3736 | 458.3736 | 458.3736 | 458.3736 | 458.3736 | 458.3736 | 458.3736 | 458.3736 | 458.3736 | 458.3736 | 458.3736 | 458.3736 | 458.3736 | 458.3736 | 458.3736 | 156.8181 | 156.8181 | 156.8181 | 156.8181 | 156.8181 | 156.8181 | 156.8181 | 156.8181
WA_Industrial_Instruments_Existing_Space Heating_Natural Gas_Unit Heater_A | WA | Industrial | Instruments | Existing | Space Heating | Natural Gas | Unit Heater | A | IE39 | Condensing | Infrared Radiant | 12 | 15772.4108 | 0 | 0 | 78394.64 | 0 | 0 | 0 | 78394.6374 | 86234.1011 | 120 kBtu/Hr | 38.88% | 100% | Turnover | LO12Med | 84.73% | TBD | 0.2% | -137.9153 |  | 246.3446 |  | 0.086803 | IL TRM v11 - 4.4.5 (Adjusted for WA Climate) | CNGC Program Data | IL TRM v11 - 4.4.5 (Adjusted for WA Climate) | Standard | Standard | Standard | Standard | Standard | Condensing | Condensing | Condensing | Condensing | Condensing | Condensing | Condensing | Condensing | Condensing | Condensing | Condensing | Condensing | Condensing | Condensing | Condensing | Condensing | Condensing | Condensing | Condensing | Condensing | Condensing | Condensing | Condensing | Condensing | Condensing | Condensing | Infrared Radiant | Infrared Radiant | Infrared Radiant | Infrared Radiant | Infrared Radiant | Infrared Radiant | Infrared Radiant | Infrared Radiant | Infrared Radiant | Infrared Radiant | Infrared Radiant | Infrared Radiant | Infrared Radiant | Infrared Radiant | Infrared Radiant | Infrared Radiant | Infrared Radiant | Infrared Radiant | Infrared Radiant | Infrared Radiant | Infrared Radiant | Infrared Radiant | Infrared Radiant | Infrared Radiant | Infrared Radiant | Infrared Radiant | Infrared Radiant | Infrared Radiant | Infrared Radiant | Infrared Radiant | Infrared Radiant | 78394.64 | 78394.64 | 78394.64 | 78394.64 | 78394.64 | -158314.4 | -158314.4 | -158314.4 | -158314.4 | -158314.4 | -158314.4 | -158314.4 | -158314.4 | -158314.4 | -158314.4 | -158314.4 | -158314.4 | -158314.4 | -158314.4 | -158314.4 | -158314.4 | -158314.4 | -158314.4 | -158314.4034 | -158314.4034 | -158314.4034 | -158314.4034 | -158314.4034 | -158314.4034 | -158314.4034 | -158314.4034 | 0 | 28641.12 | 28641.12 | 28641.12 | 28641.12 | 15772.4108 | 15772.4108 | 15772.4108 | 15772.4108 | 15772.4108 | 15772.4108 | 15772.4108 | 15772.4108 | 15772.4108 | 15772.4108 | 15772.4108 | 15772.4108 | 15772.4108 | 15772.4108 | 15772.4108 | 15772.4108 | 15772.4108 | 15772.4108 | 15772.4108 | 15772.4108 | 15772.4108 | 15772.4108 | 15772.4108 | 15772.4108 | 15772.4108 | 15772.4108 | 0.25107 | 0.34131 | 0.43972 | 0.56204 | 0.68734 | 0.76672 | 0.86394 | 0.95717 | 1.0337 | 1.2642 | 1.2536 | 1.3444 | 1.2657 | 1.2119 | 1.2174 | 1.1816 | 1.2943 | 1.1857 | 1.2133 | 1.2679 | 1.3174 | 1.3701 | 1.393 | 1.4075 | 1.4175 | 1.4195 | 0.25107 | 0.59237 | 1.0321 | 1.5941 | 2.2815 | 3.0482 | 3.9121 | 4.8693 | 5.903 | 7.1672 | 8.4208 | 9.7652 | 10.7799 | 11.6504 | 12.4281 | 13.0476 | 13.6546 | 14.0736 | 14.423 | 14.7337 | 15.0174 | 15.1233 | 15.2627 | 0 | 0 | 0 | 0.015918 | 0.021639 | 0.027879 | 0.035634 | 0.043579 | 0.048612 | 0.054775 | 0.060686 | 0.065536 | 0.080155 | 0.079479 | 0.085239 | 0.08025 | 0.076834 | 0.077185 | 0.074913 | 0.082061 | 0.075178 | 0.076928 | 0.080386 | 0.083525 | 0.086868 | 0.088318 | 0.089237 | 0.089871 | 0.089999 | 0.015918 | 0.037558 | 0.065437 | 0.10107 | 0.14465 | 0.19326 | 0.24804 | 0.30872 | 0.37426 | 0.45442 | 0.53389 | 0.61913 | 0.68347 | 0.73866 | 0.78796 | 0.82724 | 0.86573 | 0.89229 | 0.91444 | 0.93414 | 0.95213 | 0.95885 | 0.96768 | 0.97168 | 0.9813 | 0.99447 | 0.023341 | 0.063461 | 0.12264 | 0.20901 | 0.31951 | 0.42056 | 0.53171 | 0.64035 | 0.73581 | 0.94326 | 0.96968 | 1.0694 | 1.0291 | 1.0023 | 1.0205 | 1.0011 | 1.0967 | 1.0047 | 1.0281 | 1.0744 | 1.1163 | 1.1646 | 1.184 | 1.1964 | 1.2049 | 1.2066 | 0.023341 | 0.086803 | 0.20944 | 0.41845 | 0.73796 | 1.1585 | 1.6902 | 2.3306 | 3.0664 | 4.0096 | 4.9793 | 6.0488 | 7.0545 | 7.9933 | 8.8912 | 9.6832 | 10.4604 | 11.0446 | 11.541 | 11.975 | 12.3555 | 12.5768 | 12.7912 | 0 | 0 | 0 | 0.0014799 | 0.0040236 | 0.0077757 | 0.013251 | 0.020257 | 0.026664 | 0.033711 | 0.040599 | 0.046652 | 0.059805 | 0.06148 | 0.067804 | 0.065244 | 0.063545 | 0.064702 | 0.063471 | 0.069532 | 0.063702 | 0.065185 | 0.068116 | 0.070775 | 0.073837 | 0.075071 | 0.075851 | 0.076391 | 0.076499 | 0.0014799 | 0.0055035 | 0.013279 | 0.026531 | 0.046788 | 0.073452 | 0.10716 | 0.14776 | 0.19441 | 0.25422 | 0.3157 | 0.3835 | 0.44727 | 0.50679 | 0.56372 | 0.61394 | 0.66321 | 0.70025 | 0.73172 | 0.75924 | 0.78336 | 0.79739 | 0.81099 | 0.81903 | 0.83018 | 0.84313 | 0.023341 | 0.063461 | 0.12264 | 0.20901 | 0.31951 | 0.42056 | 0.53171 | 0.64035 | 0.73581 | 0.94326 | 0.96968 | 1.0694 | 1.0291 | 1.0023 | 1.0205 | 1.0011 | 1.0967 | 1.0047 | 1.0281 | 1.0744 | 1.1163 | 1.1646 | 1.184 | 1.1964 | 1.2049 | 1.2066 | 0.023341 | 0.086803 | 0.20944 | 0.41845 | 0.73796 | 1.1585 | 1.6902 | 2.3306 | 3.0664 | 4.0096 | 4.9793 | 6.0488 | 7.0545 | 7.9933 | 8.8912 | 9.6832 | 10.4604 | 11.0446 | 11.541 | 11.975 | 12.3555 | 12.5768 | 12.7912 | 0 | 0 | 0 | 0.0014799 | 0.0040236 | 0.0077757 | 0.013251 | 0.020257 | 0.026664 | 0.033711 | 0.040599 | 0.046652 | 0.059805 | 0.06148 | 0.067804 | 0.065244 | 0.063545 | 0.064702 | 0.063471 | 0.069532 | 0.063702 | 0.065185 | 0.068116 | 0.070775 | 0.073837 | 0.075071 | 0.075851 | 0.076391 | 0.076499 | 0.0014799 | 0.0055035 | 0.013279 | 0.026531 | 0.046788 | 0.073452 | 0.10716 | 0.14776 | 0.19441 | 0.25422 | 0.3157 | 0.3835 | 0.44727 | 0.50679 | 0.56372 | 0.61394 | 0.66321 | 0.70025 | 0.73172 | 0.75924 | 0.78336 | 0.79739 | 0.81099 | 0.81903 | 0.83018 | 0.84313 | 0.023341 | 0.063461 | 0.12264 | 0.20901 | 0.31951 | 0.42056 | 0.53171 | 0.64035 | 0.73581 | 0.94326 | 0.96968 | 1.0694 | 1.0291 | 1.0023 | 1.0205 | 1.0011 | 1.0967 | 1.0047 | 1.0281 | 1.0744 | 1.1163 | 1.1646 | 1.184 | 1.1964 | 1.2049 | 1.2066 | 0.023341 | 0.086803 | 0.20944 | 0.41845 | 0.73796 | 1.1585 | 1.6902 | 2.3306 | 3.0664 | 4.0096 | 4.9793 | 6.0488 | 7.0545 | 7.9933 | 8.8912 | 9.6832 | 10.4604 | 11.0446 | 11.541 | 11.975 | 12.3555 | 12.5768 | 12.7912 | 0 | 0 | 0 | 0.0014799 | 0.0040236 | 0.0077757 | 0.013251 | 0.020257 | 0.026664 | 0.033711 | 0.040599 | 0.046652 | 0.059805 | 0.06148 | 0.067804 | 0.065244 | 0.063545 | 0.064702 | 0.063471 | 0.069532 | 0.063702 | 0.065185 | 0.068116 | 0.070775 | 0.073837 | 0.075071 | 0.075851 | 0.076391 | 0.076499 | 0.0014799 | 0.0055035 | 0.013279 | 0.026531 | 0.046788 | 0.073452 | 0.10716 | 0.14776 | 0.19441 | 0.25422 | 0.3157 | 0.3835 | 0.44727 | 0.50679 | 0.56372 | 0.61394 | 0.66321 | 0.70025 | 0.73172 | 0.75924 | 0.78336 | 0.79739 | 0.81099 | 0.81903 | 0.83018 | 0.84313 | -265.2069 | -265.2069 | -265.2069 | -265.2069 | -265.2069 | -265.2069 | -265.2069 | -265.2069 | -265.2069 | -265.2069 | -265.2069 | -265.2069 | -265.2069 | -265.2069 | -265.2069 | -265.2069 | -265.2069 | -265.2069 | -265.2069 | -265.2069 | -265.2069 | -265.2069 | -265.2069 | -265.2069 | -265.2069 | -265.2069 | 168.0233 | 168.0233 | 168.0233 | 168.0233 | 168.0233 | 168.0233 | 168.0233 | 168.0233 | 168.0233 | 168.0233 | 168.0233 | 168.0233 | 168.0233 | 168.0233 | 168.0233 | 168.0233 | 168.0233 | 168.0233 | 168.0233 | 168.0233 | 168.0233 | 168.0233 | 168.0233 | 168.0233 | 168.0233 | 168.0233
WA_Industrial_Instruments_New_Space Heating_Natural Gas_Furnace_A | WA | Industrial | Instruments | New | Space Heating | Natural Gas | Furnace | A | IE40 | AFUE 91% (2023 WA State Code Compliant) | AFUE 96% | 23 | 0 | 0 | 0 | 667.74 | 0 | 0 | 0 | 667.7377 | 734.5115 | 140 kBtu/hr | 0% | 30% | Turnover | LO12Med | 25.42% | TBD | 0.2% | 0 |  | 0 |  | 0 | EIA 2018 Tech Forecast | 2015 DOE Commercial Warm Air Furnace TSD - EERE-2013-BT-STD-0021-0050 | AEG BEST | AFUE 80% (Standard) | AFUE 80% (Standard) | AFUE 80% (Standard) | AFUE 80% (Standard) | AFUE 80% (Standard) | AFUE 91% (2023 WA State Code Compliant) | AFUE 91% (2023 WA State Code Compliant) | AFUE 91% (2023 WA State Code Compliant) | AFUE 91% (2023 WA State Code Compliant) | AFUE 91% (2023 WA State Code Compliant) | AFUE 91% (2023 WA State Code Compliant) | AFUE 91% (2023 WA State Code Compliant) | AFUE 91% (2023 WA State Code Compliant) | AFUE 91% (2023 WA State Code Compliant) | AFUE 91% (2023 WA State Code Compliant) | AFUE 91% (2023 WA State Code Compliant) | AFUE 91% (2023 WA State Code Compliant) | AFUE 91% (2023 WA State Code Compliant) | AFUE 91% (2023 WA State Code Compliant) | AFUE 91% (2023 WA State Code Compliant) | AFUE 91% (2023 WA State Code Compliant) | AFUE 91% (2023 WA State Code Compliant) | AFUE 91% (2023 WA State Code Compliant) | AFUE 91% (2023 WA State Code Compliant) | AFUE 91% (2023 WA State Code Compliant) | AFUE 91% (2023 WA State Code Compliant) | AFUE 91% (2023 WA State Code Compliant) | AFUE 91% (2023 WA State Code Compliant) | AFUE 91% (2023 WA State Code Compliant) | AFUE 91% (2023 WA State Code Compliant) | AFUE 91% (2023 WA State Code Compliant) | AFUE 96% | AFUE 96% | AFUE 96% | AFUE 96% | AFUE 96% | AFUE 96% | AFUE 96% | AFUE 96% | AFUE 96% | AFUE 96% | AFUE 96% | AFUE 96% | AFUE 96% | AFUE 96% | AFUE 96% | AFUE 96% | AFUE 96% | AFUE 96% | AFUE 96% | AFUE 96% | AFUE 96% | AFUE 96% | AFUE 96% | AFUE 96% | AFUE 96% | AFUE 96% | AFUE 96% | AFUE 96% | AFUE 96% | AFUE 96% | AFUE 96% | 667.74 | 667.74 | 667.74 | 667.74 | 667.74 | -828.69 | -828.69 | -828.69 | -828.69 | -828.69 | -828.69 | -828.69 | -828.69 | -828.69 | -828.69 | -828.69 | -828.69 | -828.69 | -828.69 | -828.69 | -828.69 | -828.69 | -828.69 | -828.6875 | -828.6875 | -828.6875 | -828.6875 | -828.6875 | -828.6875 | -828.6875 | -828.6875 | 0 | 0 | 0 | 0 | 0 | 0 | 0 | 0 | 0 | 0 | 0 | 0 | 0 | 0 | 0 | 0 | 0 | 0 | 0 | 0 | 0 | 0 | 0 | 0 | 0 | 0 | 0 | 0 | 0 | 0 | 0 | 0 | 0 | 0 | 0 | 0 | 0 | 0 | 0 | 0 | 0 | 0 | 0 | 0 | 0 | 0 | 0 | 0 | 0 | 0 | 0 | 0 | 0 | 0 | 0 | 0 | 0 | 0 | 0 | 0 | 0 | 0 | 0 | 0 | 0 | 0 | 0 | 0 | 0 | 0 | 0 | 0 | 0 | 0 | 0 | 0 | 0 | 0 | 0 | 0 | 0 | 0 | 0 | 0 | 0 | 0 | 0 | 0 | 0 | 0 | 0 | 0 | 0 | 0 | 0 | 0 | 0 | 0 | 0 | 0 | 0 | 0 | 0 | 0 | 0 | 0 | 0 | 0 | 0 | 0 | 0 | 0 | 0 | 0 | 0 | 0 | 0 | 0 | 0 | 0 | 0 | 0 | 0 | 0 | 0 | 0 | 0 | 0 | 0 | 0 | 0 | 0 | 0 | 0 | 0 | 0 | 0 | 0 | 0 | 0 | 0 | 0 | 0 | 0 | 0 | 0 | 0 | 0 | 0 | 0 | 0 | 0 | 0 | 0 | 0 | 0 | 0 | 0 | 0 | 0 | 0 | 0 | 0 | 0 | 0 | 0 | 0 | 0 | 0 | 0 | 0 | 0 | 0 | 0 | 0 | 0 | 0 | 0 | 0 | 0 | 0 | 0 | 0 | 0 | 0 | 0 | 0 | 0 | 0 | 0 | 0 | 0 | 0 | 0 | 0 | 0 | 0 | 0 | 0 | 0 | 0 | 0 | 0 | 0 | 0 | 0 | 0 | 0 | 0 | 0 | 0 | 0 | 0 | 0 | 0 | 0 | 0 | 0 | 0 | 0 | 0 | 0 | 0 | 0 | 0 | 0 | 0 | 0 | 0 | 0 | 0 | 0 | 0 | 0 | 0 | 0 | 0 | 0 | 0 | 0 | 0 | 0 | 0 | 0 | 0 | 0 | 0 | 0 | 0 | 0 | 0 | 0 | 0 | 0 | 0 | 0 | 0 | 0 | 0 | 0 | 0 | 0 | 0 | 0 | 0 | 0 | 0 | 0 | 0 | 0 | 0 | 0 | 0 | 0 | 0 | 0 | 0 | 0 | 0 | 0 | 0 | 0 | 0 | 0 | 0 | 0 | 0 | 0 | 0 | 0 | 0 | 0 | 0 | 0 | 0 | 0 | 0 | 0 | 0 | 0 | 0 | 0 | 0 | 0 | 0 | 0 | 0 | 0 | 0 | 0 | 0 | 0 | 0 | 0 | 0 | 0 | 0 | 0 | 0 | 0 | 0 | 0 | 0 | 0 | 0 | 0 | 0 | 0 | 0 | 0 | 0 | 0 | 0 | 0 | 0 | 0 | 0 | 0 | 0 | 0 | 0 | 0 | 0 | 0 | 0 | 0 | 0 | 0 | 0 | 0 | 0 | 0 | 0 | 0 | 0 | 0 | 0 | 0 | 0 | 0 | 0 | 0 | 0 | 0 | 0 | 0 | 0 | 0 | 0 | 0 | 0 | 0 | 0 | 0 | 0 | 0 | 0 | 0 | 0 | 0 | 0 | 0 | 0 | 0 | 0 | 0 | 0 | 0 | 0 | 0 | 0 | 0 | 0 | 0 | 0 | 0 | 0 | 0 | 0 | 0 | 0 | 0 | 0 | 0 | 0 | 0 | 0 | 0 | 0 | 0 | 0 | 0 | 0 | 0 | 0 | 0 | 0 | 0 | 0 | 0 | 0 | 0 | 0 | 0 | 0 | 0 | 0 | 0 | 0 | 0 | 0 | 0 | 0 | 0 | 0 | 0 | 0 | 0 | 0 | 0 | 0 | 0 | 0 | 0 | 0 | 0 | 0 | 0 | 0 | 0 | 0 | 0 | 0 | 0 | 0 | 0 | 0 | 0 | 0 | 0 | 0 | 0 | 0 | 0 | 0 | 0 | 0 | 0 | 0 | 0 | 0 | 0 | 0 | 0 | 0 | 0 | 0 | 0 | 0 | 0 | 0 | 0 | 0 | 0 | 0 | 0 | 0 | 0 | 0 | 0 | 0 | 0 | 0 | 0 | 0 | 0 | 0 | 0 | 0
WA_Industrial_Instruments_New_Space Heating_Natural Gas_Boiler_A | WA | Industrial | Instruments | New | Space Heating | Natural Gas | Boiler | A | IE41 | TE 94% (ENERGY STAR 1.0) | Convert to Gas-Fired ASHP | 25 | 0 | 0 | 0 | 86650.46 | -1334.36 | 0 | 0 | 20347.2112 | 22381.9323 | 513.550054507209 kBtu/hr | 0% | 100% | Turnover | LO50Fast | 85% | TBD | 0.2% | 0 |  | 0 |  | 0 | RTF Wkbk - ComGasBoilersUES_v2.1 | CE_EWR Measure Cost Benchmarking - 02.08.23 | AEG BEST | TE 80% | TE 80% | TE 80% | TE 80% | TE 80% | TE 94% (ENERGY STAR 1.0) | TE 94% (ENERGY STAR 1.0) | TE 94% (ENERGY STAR 1.0) | TE 94% (ENERGY STAR 1.0) | TE 94% (ENERGY STAR 1.0) | TE 94% (ENERGY STAR 1.0) | TE 94% (ENERGY STAR 1.0) | TE 94% (ENERGY STAR 1.0) | TE 94% (ENERGY STAR 1.0) | TE 94% (ENERGY STAR 1.0) | TE 94% (ENERGY STAR 1.0) | TE 94% (ENERGY STAR 1.0) | TE 94% (ENERGY STAR 1.0) | TE 94% (ENERGY STAR 1.0) | TE 94% (ENERGY STAR 1.0) | TE 94% (ENERGY STAR 1.0) | TE 94% (ENERGY STAR 1.0) | TE 94% (ENERGY STAR 1.0) | TE 94% (ENERGY STAR 1.0) | TE 94% (ENERGY STAR 1.0) | TE 94% (ENERGY STAR 1.0) | TE 94% (ENERGY STAR 1.0) | TE 94% (ENERGY STAR 1.0) | TE 94% (ENERGY STAR 1.0) | TE 94% (ENERGY STAR 1.0) | TE 94% (ENERGY STAR 1.0) | Convert to Gas-Fired ASHP | Convert to Gas-Fired ASHP | Convert to Gas-Fired ASHP | Convert to Gas-Fired ASHP | Convert to Gas-Fired ASHP | Convert to Gas-Fired ASHP | Convert to Gas-Fired ASHP | Convert to Gas-Fired ASHP | Convert to Gas-Fired ASHP | Convert to Gas-Fired ASHP | Convert to Gas-Fired ASHP | Convert to Gas-Fired ASHP | Convert to Gas-Fired ASHP | Convert to Gas-Fired ASHP | Convert to Gas-Fired ASHP | Convert to Gas-Fired ASHP | Convert to Gas-Fired ASHP | Convert to Gas-Fired ASHP | Convert to Gas-Fired ASHP | Convert to Gas-Fired ASHP | Convert to Gas-Fired ASHP | Convert to Gas-Fired ASHP | Convert to Gas-Fired ASHP | TE 98% | TE 98% | TE 98% | TE 98% | TE 98% | TE 98% | TE 98% | TE 98% | 86650.46 | 86650.46 | 86650.46 | 86650.46 | 86650.46 | 71785.75 | 71785.75 | 71785.75 | 71785.75 | 71785.75 | 71785.75 | 71785.75 | 71785.75 | 71785.75 | 71785.75 | 71785.75 | 71785.75 | 71785.75 | 71785.75 | 71785.75 | 71785.75 | 71785.75 | 71785.75 | 3619.8414 | 3619.8414 | 3619.8414 | 3619.8414 | 3619.8414 | 3619.8414 | 3619.8414 | 3619.8414 | 0 | 0 | 0 | 0 | 0 | 0 | 0 | 0 | 0 | 0 | 0 | 0 | 0 | 0 | 0 | 0 | 0 | 0 | 0 | 0 | 0 | 0 | 0 | 0 | 0 | 0 | 0 | 0 | 0 | 0 | 0 | 0 | 0 | 0 | 0 | 0 | 0 | 0 | 0 | 0 | 0 | 0 | 0 | 0 | 0 | 0 | 0 | 0 | 0 | 0 | 0 | 0 | 0 | 0 | 0 | 0 | 0 | 0 | 0 | 0 | 0 | 0 | 0 | 0 | 0 | 0 | 0 | 0 | 0 | 0 | 0 | 0 | 0 | 0 | 0 | 0 | 0 | 0 | 0 | 0 | 0 | 0 | 0 | 0 | 0 | 0 | 0 | 0 | 0 | 0 | 0 | 0 | 0 | 0 | 0 | 0 | 0 | 0 | 0 | 0 | 0 | 0 | 0 | 0 | 0 | 0 | 0 | 0 | 0 | 0 | 0 | 0 | 0 | 0 | 0 | 0 | 0 | 0 | 0 | 0 | 0 | 0 | 0 | 0 | 0 | 0 | 0 | 0 | 0 | 0 | 0 | 0 | 0 | 0 | 0 | 0 | 0 | 0 | 0 | 0 | 0 | 0 | 0 | 0 | 0 | 0 | 0 | 0 | 0 | 0 | 0 | 0 | 0 | 0 | 0 | 0 | 0 | 0 | 0 | 0 | 0 | 0 | 0 | 0 | 0 | 0 | 0 | 0 | 0 | 0 | 0 | 0 | 0 | 0 | 0 | 0 | 0 | 0 | 0 | 0 | 0 | 0 | 0 | 0 | 0 | 0 | 0 | 0 | 0 | 0 | 0 | 0 | 0 | 0 | 0 | 0 | 0 | 0 | 0 | 0 | 0 | 0 | 0 | 0 | 0 | 0 | 0 | 0 | 0 | 0 | 0 | 0 | 0 | 0 | 0 | 0 | 0 | 0 | 0 | 0 | 0 | 0 | 0 | 0 | 0 | 0 | 0 | 0 | 0 | 0 | 0 | 0 | 0 | 0 | 0 | 0 | 0 | 0 | 0 | 0 | 0 | 0 | 0 | 0 | 0 | 0 | 0 | 0 | 0 | 0 | 0 | 0 | 0 | 0 | 0 | 0 | 0 | 0 | 0 | 0 | 0 | 0 | 0 | 0 | 0 | 0 | 0 | 0 | 0 | 0 | 0 | 0 | 0 | 0 | 0 | 0 | 0 | 0 | 0 | 0 | 0 | 0 | 0 | 0 | 0 | 0 | 0 | 0 | 0 | 0 | 0 | 0 | 0 | 0 | 0 | 0 | 0 | 0 | 0 | 0 | 0 | 0 | 0 | 0 | 0 | 0 | 0 | 0 | 0 | 0 | 0 | 0 | 0 | 0 | 0 | 0 | 0 | 0 | 0 | 0 | 0 | 0 | 0 | 0 | 0 | 0 | 0 | 0 | 0 | 0 | 0 | 0 | 0 | 0 | 0 | 0 | 0 | 0 | 0 | 0 | 0 | 0 | 0 | 0 | 0 | 0 | 0 | 0 | 0 | 0 | 0 | 0 | 0 | 0 | 0 | 0 | 0 | 0 | 0 | 0 | 0 | 0 | 0 | 0 | 0 | 0 | 0 | 0 | 0 | 0 | 0 | 0 | 0 | 0 | 0 | 0 | 0 | 0 | 0 | 0 | 0 | 0 | 0 | 0 | 0 | 0 | 0 | 0 | 0 | 0 | 0 | 0 | 0 | 0 | 0 | 0 | 0 | 0 | 0 | 0 | 0 | 0 | 0 | 0 | 0 | 0 | 0 | 0 | 0 | 0 | 0 | 0 | 0 | 0 | 0 | 0 | 0 | 0 | 0 | 0 | 0 | 0 | 0 | 0 | 0 | 0 | 0 | 0 | 0 | 0 | 0 | 0 | 0 | 0 | 0 | 0 | 0 | 0 | 0 | 0 | 0 | 0 | 0 | 0 | 0 | 0 | 0 | 0 | 0 | 0 | 0 | 0 | 0 | 0 | 0 | 0 | 0 | 0 | 0 | 0 | 0 | 0 | 0 | 0 | 0 | 0 | 0 | 0 | 0 | 0 | 0 | 0 | 0 | 0 | 0 | 0 | 0 | 0 | 0 | 0 | 0 | 0 | 0 | 0 | 0 | 0 | 0 | 0 | 0 | 0 | 0 | 0 | 0 | 0 | 0 | 0 | 0 | 0 | 0
WA_Industrial_Instruments_New_Space Heating_Natural Gas_Unit Heater_A | WA | Industrial | Instruments | New | Space Heating | Natural Gas | Unit Heater | A | IE42 | Condensing | Infrared Radiant | 12 | 15772.4108 | 0 | 0 | 78394.64 | 0 | 0 | 0 | 78394.6374 | 86234.1011 | 120 kBtu/Hr | 7.776% | 100% | Turnover | LO12Med | 84.73% | TBD | 0.2% | -137.9153 |  | 246.3446 |  | 0.025612 | IL TRM v11 - 4.4.5 (Adjusted for WA Climate) | CNGC Program Data | IL TRM v11 - 4.4.5 (Adjusted for WA Climate) | Standard | Standard | Standard | Standard | Standard | Condensing | Condensing | Condensing | Condensing | Condensing | Condensing | Condensing | Condensing | Condensing | Condensing | Condensing | Condensing | Condensing | Condensing | Condensing | Condensing | Condensing | Condensing | Condensing | Condensing | Condensing | Condensing | Condensing | Condensing | Condensing | Condensing | Infrared Radiant | Infrared Radiant | Infrared Radiant | Infrared Radiant | Infrared Radiant | Infrared Radiant | Infrared Radiant | Infrared Radiant | Infrared Radiant | Infrared Radiant | Infrared Radiant | Infrared Radiant | Infrared Radiant | Infrared Radiant | Infrared Radiant | Infrared Radiant | Infrared Radiant | Infrared Radiant | Infrared Radiant | Infrared Radiant | Infrared Radiant | Infrared Radiant | Infrared Radiant | Infrared Radiant | Infrared Radiant | Infrared Radiant | Infrared Radiant | Infrared Radiant | Infrared Radiant | Infrared Radiant | Infrared Radiant | 78394.64 | 78394.64 | 78394.64 | 78394.64 | 78394.64 | -158314.4 | -158314.4 | -158314.4 | -158314.4 | -158314.4 | -158314.4 | -158314.4 | -158314.4 | -158314.4 | -158314.4 | -158314.4 | -158314.4 | -158314.4 | -158314.4 | -158314.4 | -158314.4 | -158314.4 | -158314.4 | -158314.4034 | -158314.4034 | -158314.4034 | -158314.4034 | -158314.4034 | -158314.4034 | -158314.4034 | -158314.4034 | 0 | 28641.12 | 28641.12 | 28641.12 | 28641.12 | 15772.4108 | 15772.4108 | 15772.4108 | 15772.4108 | 15772.4108 | 15772.4108 | 15772.4108 | 15772.4108 | 15772.4108 | 15772.4108 | 15772.4108 | 15772.4108 | 15772.4108 | 15772.4108 | 15772.4108 | 15772.4108 | 15772.4108 | 15772.4108 | 15772.4108 | 15772.4108 | 15772.4108 | 15772.4108 | 15772.4108 | 15772.4108 | 15772.4108 | 15772.4108 | 0.092895 | 0.091299 | 0.091249 | 0.090711 | 0.09076 | 0.090835 | 0.10614 | 0.1183 | 0.12708 | 0.13329 | 0.14041 | 0.14515 | 0.14993 | 0.18709 | 0.18148 | 0.17752 | 0.1792 | 0.18291 | 0.18638 | 0.19067 | 0.19519 | 0.19991 | 0.20463 | 0.21841 | 0.22849 | 0.23558 | 0.092895 | 0.18419 | 0.27544 | 0.36615 | 0.45691 | 0.54775 | 0.65389 | 0.77219 | 0.89927 | 1.0326 | 1.173 | 1.3181 | 1.3752 | 1.4709 | 1.5612 | 1.648 | 1.7364 | 1.8285 | 1.9087 | 1.9811 | 2.0492 | 2.1158 | 2.1801 | 0 | 0 | 0 | 0.0058897 | 0.0057885 | 0.0057853 | 0.0057512 | 0.0057543 | 0.0057591 | 0.0067297 | 0.0075005 | 0.0080569 | 0.008451 | 0.008902 | 0.0092025 | 0.0095061 | 0.011862 | 0.011506 | 0.011255 | 0.011362 | 0.011597 | 0.011817 | 0.012089 | 0.012376 | 0.012675 | 0.012974 | 0.013847 | 0.014487 | 0.014936 | 0.0058897 | 0.011678 | 0.017464 | 0.023215 | 0.028969 | 0.034728 | 0.041458 | 0.048958 | 0.057015 | 0.065466 | 0.074368 | 0.083571 | 0.087187 | 0.09326 | 0.098981 | 0.10449 | 0.11009 | 0.11593 | 0.12102 | 0.12561 | 0.12992 | 0.13415 | 0.13822 | 0.14286 | 0.14784 | 0.15092 | 0.0086363 | 0.016976 | 0.02545 | 0.033733 | 0.042189 | 0.049824 | 0.065326 | 0.079143 | 0.090458 | 0.099452 | 0.10861 | 0.11546 | 0.1219 | 0.15473 | 0.15213 | 0.15041 | 0.15184 | 0.15499 | 0.15793 | 0.16156 | 0.1654 | 0.16992 | 0.17393 | 0.18564 | 0.19422 | 0.20024 | 0.0086363 | 0.025612 | 0.051062 | 0.084795 | 0.12698 | 0.17681 | 0.24213 | 0.32128 | 0.41173 | 0.51119 | 0.61979 | 0.73525 | 0.84851 | 0.98627 | 1.1129 | 1.2296 | 1.3393 | 1.4444 | 1.537 | 1.6195 | 1.6944 | 1.7649 | 1.8302 | 0 | 0 | 0 | 0.00054756 | 0.0010763 | 0.0016136 | 0.0021387 | 0.0026749 | 0.0031589 | 0.0041418 | 0.0050178 | 0.0057352 | 0.0063054 | 0.0068859 | 0.0073203 | 0.0077285 | 0.0098101 | 0.0096454 | 0.0095362 | 0.0096271 | 0.0098266 | 0.010013 | 0.010243 | 0.010487 | 0.010773 | 0.011028 | 0.01177 | 0.012314 | 0.012696 | 0.00054756 | 0.0016239 | 0.0032374 | 0.0053761 | 0.008051 | 0.01121 | 0.015352 | 0.02037 | 0.026105 | 0.03241 | 0.039296 | 0.046616 | 0.053797 | 0.062531 | 0.070563 | 0.077961 | 0.084913 | 0.09158 | 0.097451 | 0.10268 | 0.10743 | 0.1119 | 0.11604 | 0.12049 | 0.12507 | 0.12796 | 0.0086363 | 0.016976 | 0.02545 | 0.033733 | 0.042189 | 0.049824 | 0.065326 | 0.079143 | 0.090458 | 0.099452 | 0.10861 | 0.11546 | 0.1219 | 0.15473 | 0.15213 | 0.15041 | 0.15184 | 0.15499 | 0.15793 | 0.16156 | 0.1654 | 0.16992 | 0.17393 | 0.18564 | 0.19422 | 0.20024 | 0.0086363 | 0.025612 | 0.051062 | 0.084795 | 0.12698 | 0.17681 | 0.24213 | 0.32128 | 0.41173 | 0.51119 | 0.61979 | 0.73525 | 0.84851 | 0.98627 | 1.1129 | 1.2296 | 1.3393 | 1.4444 | 1.537 | 1.6195 | 1.6944 | 1.7649 | 1.8302 | 0 | 0 | 0 | 0.00054756 | 0.0010763 | 0.0016136 | 0.0021387 | 0.0026749 | 0.0031589 | 0.0041418 | 0.0050178 | 0.0057352 | 0.0063054 | 0.0068859 | 0.0073203 | 0.0077285 | 0.0098101 | 0.0096454 | 0.0095362 | 0.0096271 | 0.0098266 | 0.010013 | 0.010243 | 0.010487 | 0.010773 | 0.011028 | 0.01177 | 0.012314 | 0.012696 | 0.00054756 | 0.0016239 | 0.0032374 | 0.0053761 | 0.008051 | 0.01121 | 0.015352 | 0.02037 | 0.026105 | 0.03241 | 0.039296 | 0.046616 | 0.053797 | 0.062531 | 0.070563 | 0.077961 | 0.084913 | 0.09158 | 0.097451 | 0.10268 | 0.10743 | 0.1119 | 0.11604 | 0.12049 | 0.12507 | 0.12796 | 0.0086363 | 0.016976 | 0.02545 | 0.033733 | 0.042189 | 0.049824 | 0.065326 | 0.079143 | 0.090458 | 0.099452 | 0.10861 | 0.11546 | 0.1219 | 0.15473 | 0.15213 | 0.15041 | 0.15184 | 0.15499 | 0.15793 | 0.16156 | 0.1654 | 0.16992 | 0.17393 | 0.18564 | 0.19422 | 0.20024 | 0.0086363 | 0.025612 | 0.051062 | 0.084795 | 0.12698 | 0.17681 | 0.24213 | 0.32128 | 0.41173 | 0.51119 | 0.61979 | 0.73525 | 0.84851 | 0.98627 | 1.1129 | 1.2296 | 1.3393 | 1.4444 | 1.537 | 1.6195 | 1.6944 | 1.7649 | 1.8302 | 0 | 0 | 0 | 0.00054756 | 0.0010763 | 0.0016136 | 0.0021387 | 0.0026749 | 0.0031589 | 0.0041418 | 0.0050178 | 0.0057352 | 0.0063054 | 0.0068859 | 0.0073203 | 0.0077285 | 0.0098101 | 0.0096454 | 0.0095362 | 0.0096271 | 0.0098266 | 0.010013 | 0.010243 | 0.010487 | 0.010773 | 0.011028 | 0.01177 | 0.012314 | 0.012696 | 0.00054756 | 0.0016239 | 0.0032374 | 0.0053761 | 0.008051 | 0.01121 | 0.015352 | 0.02037 | 0.026105 | 0.03241 | 0.039296 | 0.046616 | 0.053797 | 0.062531 | 0.070563 | 0.077961 | 0.084913 | 0.09158 | 0.097451 | 0.10268 | 0.10743 | 0.1119 | 0.11604 | 0.12049 | 0.12507 | 0.12796 | -265.2069 | -265.2069 | -265.2069 | -265.2069 | -265.2069 | -265.2069 | -265.2069 | -265.2069 | -265.2069 | -265.2069 | -265.2069 | -265.2069 | -265.2069 | -265.2069 | -265.2069 | -265.2069 | -265.2069 | -265.2069 | -265.2069 | -265.2069 | -265.2069 | -265.2069 | -265.2069 | -265.2069 | -265.2069 | -265.2069 | 168.0233 | 168.0233 | 168.0233 | 168.0233 | 168.0233 | 168.0233 | 168.0233 | 168.0233 | 168.0233 | 168.0233 | 168.0233 | 168.0233 | 168.0233 | 168.0233 | 168.0233 | 168.0233 | 168.0233 | 168.0233 | 168.0233 | 168.0233 | 168.0233 | 168.0233 | 168.0233 | 168.0233 | 168.0233 | 168.0233
WA_Industrial_Wood and Lumber Products_Existing_Space Heating_Natural Gas_Furnace_A | WA | Industrial | Wood and Lumber Products | Existing | Space Heating | Natural Gas | Furnace | A | IE43 | AFUE 91% (2023 WA State Code Compliant) | AFUE 96% | 23 | 138.7616 | 0 | 0 | 667.74 | 0 | 0 | 0 | 667.7377 | 734.5115 | 140 kBtu/hr | 49.07% | 30% | Turnover | LO12Med | 25.42% | TBD | 0.2% | 98.5784 |  | 105.0024 |  | 0.00098342 | EIA 2018 Tech Forecast | 2015 DOE Commercial Warm Air Furnace TSD - EERE-2013-BT-STD-0021-0050 | AEG BEST | AFUE 80% (Standard) | AFUE 80% (Standard) | AFUE 80% (Standard) | AFUE 80% (Standard) | AFUE 80% (Standard) | AFUE 91% (2023 WA State Code Compliant) | AFUE 91% (2023 WA State Code Compliant) | AFUE 91% (2023 WA State Code Compliant) | AFUE 91% (2023 WA State Code Compliant) | AFUE 91% (2023 WA State Code Compliant) | AFUE 91% (2023 WA State Code Compliant) | AFUE 91% (2023 WA State Code Compliant) | AFUE 91% (2023 WA State Code Compliant) | AFUE 91% (2023 WA State Code Compliant) | AFUE 91% (2023 WA State Code Compliant) | AFUE 91% (2023 WA State Code Compliant) | AFUE 91% (2023 WA State Code Compliant) | AFUE 91% (2023 WA State Code Compliant) | AFUE 91% (2023 WA State Code Compliant) | AFUE 91% (2023 WA State Code Compliant) | AFUE 91% (2023 WA State Code Compliant) | AFUE 91% (2023 WA State Code Compliant) | AFUE 91% (2023 WA State Code Compliant) | AFUE 91% (2023 WA State Code Compliant) | AFUE 91% (2023 WA State Code Compliant) | AFUE 91% (2023 WA State Code Compliant) | AFUE 91% (2023 WA State Code Compliant) | AFUE 91% (2023 WA State Code Compliant) | AFUE 91% (2023 WA State Code Compliant) | AFUE 91% (2023 WA State Code Compliant) | AFUE 91% (2023 WA State Code Compliant) | AFUE 96% | AFUE 96% | AFUE 96% | AFUE 96% | AFUE 96% | AFUE 96% | AFUE 96% | AFUE 96% | AFUE 96% | AFUE 96% | AFUE 96% | AFUE 96% | AFUE 96% | AFUE 96% | AFUE 96% | AFUE 96% | AFUE 96% | AFUE 96% | AFUE 96% | AFUE 96% | AFUE 96% | AFUE 96% | AFUE 96% | AFUE 96% | AFUE 96% | AFUE 96% | AFUE 96% | AFUE 96% | AFUE 96% | AFUE 96% | AFUE 96% | 667.74 | 667.74 | 667.74 | 667.74 | 667.74 | -828.69 | -828.69 | -828.69 | -828.69 | -828.69 | -828.69 | -828.69 | -828.69 | -828.69 | -828.69 | -828.69 | -828.69 | -828.69 | -828.69 | -828.69 | -828.69 | -828.69 | -828.69 | -828.6875 | -828.6875 | -828.6875 | -828.6875 | -828.6875 | -828.6875 | -828.6875 | -828.6875 | 0 | 505.0924 | 505.0924 | 505.0924 | 505.0924 | 138.7616 | 138.7616 | 799.267 | 799.267 | 799.267 | 799.267 | 799.267 | 799.267 | 799.267 | 799.267 | 799.267 | 799.267 | 799.267 | 799.267 | 799.267 | 799.267 | 799.267 | 799.267 | 799.267 | 799.267 | 799.267 | 799.267 | 799.267 | 799.267 | 799.267 | 799.267 | 0.011439 | 0.011911 | 0.049653 | 0.052132 | 0.054145 | 0.053769 | 0.055018 | 0.051676 | 0.047864 | 0.05037 | 0.041994 | 0.039704 | 0.037012 | 0.034524 | 0.036798 | 0.035776 | 0.036452 | 0.039007 | 0.039653 | 0.040354 | 0.041098 | 0.041933 | 0.04282 | 0.065888 | 0.068605 | 0.049653 | 0.011439 | 0.023349 | 0.073002 | 0.12513 | 0.17928 | 0.23305 | 0.28807 | 0.33974 | 0.38761 | 0.43798 | 0.47997 | 0.51967 | 0.55669 | 0.59121 | 0.62801 | 0.66378 | 0.70024 | 0.73924 | 0.7789 | 0.81925 | 0.86035 | 0.90228 | 0.9451 | 0 | 0 | 0 | 0.082436 | 0.085834 | 0.062123 | 0.065224 | 0.067743 | 0.067273 | 0.068835 | 0.064655 | 0.059885 | 0.06302 | 0.052541 | 0.049675 | 0.046307 | 0.043195 | 0.04604 | 0.044761 | 0.045606 | 0.048803 | 0.049612 | 0.050489 | 0.05142 | 0.052465 | 0.053574 | 0.082436 | 0.085834 | 0.062123 | 0.082436 | 0.16827 | 0.23039 | 0.29562 | 0.36336 | 0.43063 | 0.49947 | 0.56412 | 0.62401 | 0.68703 | 0.73957 | 0.78925 | 0.83555 | 0.87875 | 0.92479 | 0.96955 | 1.0152 | 1.064 | 1.1136 | 1.1641 | 1.2155 | 1.2679 | 1.3215 | 1.3215 | 1.3215 | 1.3215 | 0.00031904 | 0.00066438 | 0.0041545 | 0.0058159 | 0.0075506 | 0.0088479 | 0.010158 | 0.010371 | 0.010221 | 0.011275 | 0.0097452 | 0.0094749 | 0.0090273 | 0.0085659 | 0.0092541 | 0.0090936 | 0.0092659 | 0.0099156 | 0.01008 | 0.010258 | 0.010447 | 0.010693 | 0.010919 | 0.011128 | 0.012756 | 0.013848 | 0.00031904 | 0.00098342 | 0.0017047 | 0.0027144 | 0.0040253 | 0.0055614 | 0.0073249 | 0.0091255 | 0.0109 | 0.012857 | 0.014549 | 0.016194 | 0.017762 | 0.019249 | 0.020855 | 0.022434 | 0.024043 | 0.025764 | 0.027514 | 0.029295 | 0.031109 | 0.032965 | 0.034861 | 0 | 0 | 0 | 0.0022992 | 0.0047879 | 0.0051979 | 0.0072766 | 0.009447 | 0.01107 | 0.012709 | 0.012976 | 0.012789 | 0.014106 | 0.012193 | 0.011855 | 0.011295 | 0.010717 | 0.011578 | 0.011377 | 0.011593 | 0.012406 | 0.012612 | 0.012835 | 0.013071 | 0.013378 | 0.013661 | 0.013922 | 0.01596 | 0.017326 | 0.0022992 | 0.0070871 | 0.012285 | 0.019562 | 0.029009 | 0.040079 | 0.052788 | 0.065764 | 0.078553 | 0.092659 | 0.10485 | 0.11671 | 0.128 | 0.13872 | 0.1503 | 0.16167 | 0.17327 | 0.18567 | 0.19828 | 0.21112 | 0.22419 | 0.23757 | 0.25123 | 0.25749 | 0.25749 | 0.25749 | 0.00031904 | 0.00066438 | 0.00072127 | 0.0010097 | 0.0013109 | 0.0015361 | 0.0017636 | 0.0018006 | 0.0017746 | 0.0019574 | 0.0016919 | 0.001645 | 0.0015672 | 0.0014871 | 0.0016066 | 0.0015787 | 0.0016087 | 0.0017215 | 0.00175 | 0.0017809 | 0.0018138 | 0.0018564 | 0.0018957 | 0.0019319 | 0.0022146 | 0.0024042 | 0.00031904 | 0.00098342 | 0.0017047 | 0.0027144 | 0.0040253 | 0.0055614 | 0.0073249 | 0.0091255 | 0.0109 | 0.012857 | 0.014549 | 0.016194 | 0.017762 | 0.019249 | 0.020855 | 0.022434 | 0.024043 | 0.025764 | 0.027514 | 0.029295 | 0.031109 | 0.032965 | 0.034861 | 0 | 0 | 0 | 0.0022992 | 0.0047879 | 0.0051979 | 0.0072766 | 0.009447 | 0.01107 | 0.012709 | 0.012976 | 0.012789 | 0.014106 | 0.012193 | 0.011855 | 0.011295 | 0.010717 | 0.011578 | 0.011377 | 0.011593 | 0.012406 | 0.012612 | 0.012835 | 0.013071 | 0.013378 | 0.013661 | 0.013922 | 0.01596 | 0.017326 | 0.0022992 | 0.0070871 | 0.012285 | 0.019562 | 0.029009 | 0.040079 | 0.052788 | 0.065764 | 0.078553 | 0.092659 | 0.10485 | 0.11671 | 0.128 | 0.13872 | 0.1503 | 0.16167 | 0.17327 | 0.18567 | 0.19828 | 0.21112 | 0.22419 | 0.23757 | 0.25123 | 0.25749 | 0.25749 | 0.25749 | 0.00031904 | 0.00066438 | 0.00072127 | 0.0010097 | 0.0013109 | 0.0015361 | 0.0017636 | 0.0018006 | 0.0017746 | 0.0019574 | 0.0016919 | 0.001645 | 0.0015672 | 0.0014871 | 0.0016066 | 0.0015787 | 0.0016087 | 0.0017215 | 0.00175 | 0.0017809 | 0.0018138 | 0.0018564 | 0.0018957 | 0.0019319 | 0.0022146 | 0.0024042 | 0.00031904 | 0.00098342 | 0.0017047 | 0.0027144 | 0.0040253 | 0.0055614 | 0.0073249 | 0.0091255 | 0.0109 | 0.012857 | 0.014549 | 0.016194 | 0.017762 | 0.019249 | 0.020855 | 0.022434 | 0.024043 | 0.025764 | 0.027514 | 0.029295 | 0.031109 | 0.032965 | 0.034861 | 0 | 0 | 0 | 0.0022992 | 0.0047879 | 0.0051979 | 0.0072766 | 0.009447 | 0.01107 | 0.012709 | 0.012976 | 0.012789 | 0.014106 | 0.012193 | 0.011855 | 0.011295 | 0.010717 | 0.011578 | 0.011377 | 0.011593 | 0.012406 | 0.012612 | 0.012835 | 0.013071 | 0.013378 | 0.013661 | 0.013922 | 0.01596 | 0.017326 | 0.0022992 | 0.0070871 | 0.012285 | 0.019562 | 0.029009 | 0.040079 | 0.052788 | 0.065764 | 0.078553 | 0.092659 | 0.10485 | 0.11671 | 0.128 | 0.13872 | 0.1503 | 0.16167 | 0.17327 | 0.18567 | 0.19828 | 0.21112 | 0.22419 | 0.23757 | 0.25123 | 0.25749 | 0.25749 | 0.25749 | 61.8107 | 61.8107 | 61.8107 | 61.8107 | 61.8107 | 61.8107 | 61.8107 | 61.8107 | 61.8107 | 61.8107 | 61.8107 | 61.8107 | 61.8107 | 61.8107 | 61.8107 | 61.8107 | 61.8107 | 61.8107 | 61.8105 | 61.8105 | 61.8105 | 61.8105 | 61.8105 | 61.8105 | 61.8105 | 61.8105 | 65.8387 | 65.8387 | 65.8387 | 65.8387 | 65.8387 | 65.8387 | 65.8387 | 65.8387 | 65.8387 | 65.8387 | 65.8387 | 65.8387 | 65.8387 | 65.8387 | 65.8387 | 65.8387 | 65.8387 | 65.8387 | 65.8385 | 65.8385 | 65.8385 | 65.8385 | 65.8385 | 65.8385 | 65.8385 | 65.8385
WA_Industrial_Wood and Lumber Products_Existing_Space Heating_Natural Gas_Boiler_A | WA | Industrial | Wood and Lumber Products | Existing | Space Heating | Natural Gas | Boiler | A | IE44 | TE 94% (ENERGY STAR 1.0) | Convert to Gas-Fired ASHP | 25 | 5375.3 | 0 | 0 | 86650.46 | -1334.36 | 0 | 0 | 20347.2112 | 22381.9323 | 513.550054507209 kBtu/hr | 29.05% | 100% | Turnover | LO50Fast | 85% | TBD | 0.2% | 881.5968 |  | 440.0561 |  | 0.050919 | RTF Wkbk - ComGasBoilersUES_v2.1 | CE_EWR Measure Cost Benchmarking - 02.08.23 | AEG BEST | TE 80% | TE 80% | TE 80% | TE 80% | TE 80% | TE 94% (ENERGY STAR 1.0) | TE 94% (ENERGY STAR 1.0) | TE 94% (ENERGY STAR 1.0) | TE 94% (ENERGY STAR 1.0) | TE 94% (ENERGY STAR 1.0) | TE 94% (ENERGY STAR 1.0) | TE 94% (ENERGY STAR 1.0) | TE 94% (ENERGY STAR 1.0) | TE 94% (ENERGY STAR 1.0) | TE 94% (ENERGY STAR 1.0) | TE 94% (ENERGY STAR 1.0) | TE 94% (ENERGY STAR 1.0) | TE 94% (ENERGY STAR 1.0) | TE 94% (ENERGY STAR 1.0) | TE 94% (ENERGY STAR 1.0) | TE 94% (ENERGY STAR 1.0) | TE 94% (ENERGY STAR 1.0) | TE 94% (ENERGY STAR 1.0) | TE 94% (ENERGY STAR 1.0) | TE 94% (ENERGY STAR 1.0) | TE 94% (ENERGY STAR 1.0) | TE 94% (ENERGY STAR 1.0) | TE 94% (ENERGY STAR 1.0) | TE 94% (ENERGY STAR 1.0) | TE 94% (ENERGY STAR 1.0) | TE 94% (ENERGY STAR 1.0) | Convert to Gas-Fired ASHP | Convert to Gas-Fired ASHP | Convert to Gas-Fired ASHP | Convert to Gas-Fired ASHP | Convert to Gas-Fired ASHP | Convert to Gas-Fired ASHP | Convert to Gas-Fired ASHP | Convert to Gas-Fired ASHP | Convert to Gas-Fired ASHP | Convert to Gas-Fired ASHP | Convert to Gas-Fired ASHP | Convert to Gas-Fired ASHP | Convert to Gas-Fired ASHP | Convert to Gas-Fired ASHP | Convert to Gas-Fired ASHP | Convert to Gas-Fired ASHP | Convert to Gas-Fired ASHP | Convert to Gas-Fired ASHP | Convert to Gas-Fired ASHP | Convert to Gas-Fired ASHP | Convert to Gas-Fired ASHP | Convert to Gas-Fired ASHP | Convert to Gas-Fired ASHP | TE 98% | TE 98% | TE 98% | TE 98% | TE 98% | TE 98% | TE 98% | TE 98% | 86650.46 | 86650.46 | 86650.46 | 86650.46 | 86650.46 | 71785.75 | 71785.75 | 71785.75 | 71785.75 | 71785.75 | 71785.75 | 71785.75 | 71785.75 | 71785.75 | 71785.75 | 71785.75 | 71785.75 | 71785.75 | 71785.75 | 71785.75 | 71785.75 | 71785.75 | 71785.75 | 3619.8414 | 3619.8414 | 3619.8414 | 3619.8414 | 3619.8414 | 3619.8414 | 3619.8414 | 3619.8414 | 0 | 8772.191 | 8772.191 | 8772.191 | 8772.191 | 5375.3 | 5375.3 | 5375.3 | 5375.3 | 5375.3 | 5375.3 | 5375.3 | 5375.3 | 5375.3 | 5375.3 | 5375.3 | 5375.3 | 5375.3 | 5375.3 | 5375.3 | 5375.3 | 5375.3 | 5375.3 | 5375.3 | 5375.3 | 5375.3 | 5375.3 | 5375.3 | 5375.3 | 5375.3 | 5375.3 | 0.053793 | 0.054087 | 0.05406 | 0.055267 | 0.056008 | 0.054092 | 0.054141 | 0.054209 | 0.053508 | 0.060086 | 0.053272 | 0.053608 | 0.05323 | 0.052852 | 0.054897 | 0.0528 | 0.056401 | 0.054892 | 0.053604 | 0.05469 | 0.053591 | 0.052656 | 0.051865 | 0.051266 | 0.050808 | 0.053793 | 0.053793 | 0.10788 | 0.16194 | 0.21721 | 0.27321 | 0.32731 | 0.38145 | 0.43566 | 0.48916 | 0.54925 | 0.60252 | 0.65613 | 0.70936 | 0.76221 | 0.81711 | 0.86991 | 0.92631 | 0.9812 | 1.0348 | 1.0895 | 1.1431 | 1.1957 | 1.2476 | 0 | 0 | 0 | 0.010007 | 0.010062 | 0.010057 | 0.010282 | 0.010419 | 0.010063 | 0.010072 | 0.010085 | 0.0099544 | 0.011178 | 0.0099105 | 0.0099731 | 0.0099026 | 0.0098323 | 0.010213 | 0.0098228 | 0.010493 | 0.010212 | 0.0099723 | 0.010174 | 0.0099699 | 0.0097959 | 0.0096487 | 0.0095373 | 0.0094521 | 0.010007 | 0.010007 | 0.02007 | 0.030127 | 0.040408 | 0.050828 | 0.060891 | 0.070963 | 0.081048 | 0.091002 | 0.10218 | 0.11209 | 0.12206 | 0.13197 | 0.1418 | 0.15201 | 0.16183 | 0.17233 | 0.18254 | 0.19251 | 0.20269 | 0.21266 | 0.22245 | 0.2321 | 0.24164 | 0.25109 | 0.25109 | 0.020576 | 0.030343 | 0.036761 | 0.04181 | 0.045204 | 0.045027 | 0.045676 | 0.045978 | 0.045471 | 0.051073 | 0.045281 | 0.045567 | 0.045245 | 0.044924 | 0.046662 | 0.04488 | 0.047941 | 0.046658 | 0.045564 | 0.046486 | 0.045553 | 0.044758 | 0.044085 | 0.043576 | 0.043187 | 0.042788 | 0.020576 | 0.050919 | 0.08768 | 0.12949 | 0.17469 | 0.21972 | 0.2654 | 0.31137 | 0.35685 | 0.40792 | 0.4532 | 0.49877 | 0.54401 | 0.58894 | 0.6356 | 0.68048 | 0.72842 | 0.77508 | 0.78179 | 0.78865 | 0.79536 | 0.80196 | 0.80845 | 0 | 0 | 0 | 0.0038278 | 0.0056449 | 0.0068389 | 0.0077781 | 0.0084096 | 0.0083766 | 0.0084975 | 0.0085536 | 0.0084592 | 0.0095015 | 0.008424 | 0.0084771 | 0.0084172 | 0.0083575 | 0.0086809 | 0.0083494 | 0.0089187 | 0.0086801 | 0.0084765 | 0.0086481 | 0.0084744 | 0.0083266 | 0.0082014 | 0.0081067 | 0.0080343 | 0.0079602 | 0.0038278 | 0.0094727 | 0.016312 | 0.02409 | 0.032499 | 0.040876 | 0.049373 | 0.057927 | 0.066386 | 0.075888 | 0.084312 | 0.092789 | 0.10121 | 0.10956 | 0.11824 | 0.12659 | 0.13551 | 0.14419 | 0.15267 | 0.16132 | 0.16979 | 0.17812 | 0.18632 | 0.19443 | 0.20246 | 0.20659 | 0 | 0 | 0 | 0 | 0 | 0 | 0 | 0 | 0 | 0 | 0 | 0 | 0 | 0 | 0 | 0 | 0 | 0 | 0.0030221 | 0.0045221 | 0.0053713 | 0.0058713 | 0.0061699 | 0.0062899 | 0.0063179 | 0.006293 | 0 | 0 | 0 | 0 | 0 | 0 | 0 | 0 | 0 | 0 | 0 | 0 | 0 | 0 | 0 | 0 | 0 | 0 | 0.0030221 | 0.0075442 | 0.012915 | 0.018787 | 0.024957 | 0 | 0 | 0 | 0 | 0 | 0 | 0 | 0 | 0 | 0 | 0 | 0 | 0 | 0 | 0 | 0 | 0 | 0 | 0 | 0 | 0 | 0.0038144 | 0.0057078 | 0.0067796 | 0.0074106 | 0.0077875 | 0.007939 | 0.0079744 | 0.0079429 | 0 | 0 | 0 | 0 | 0 | 0 | 0 | 0 | 0 | 0 | 0 | 0 | 0 | 0 | 0 | 0 | 0 | 0 | 0.0038144 | 0.0095222 | 0.016302 | 0.023712 | 0.0315 | 0.039439 | 0.047413 | 0.055356 | 0.020576 | 0.030343 | 0.036761 | 0.04181 | 0.045204 | 0.045027 | 0.045676 | 0.045978 | 0.045471 | 0.051073 | 0.045281 | 0.045567 | 0.045245 | 0.044924 | 0.046662 | 0.04488 | 0.047941 | 0.046658 | 0.0067157 | 0.0068517 | 0.0067141 | 0.0065969 | 0.0064978 | 0.0064227 | 0.0063654 | 0.0063067 | 0.020576 | 0.050919 | 0.08768 | 0.12949 | 0.17469 | 0.21972 | 0.2654 | 0.31137 | 0.35685 | 0.40792 | 0.4532 | 0.49877 | 0.54401 | 0.58894 | 0.6356 | 0.68048 | 0.72842 | 0.77508 | 0.78179 | 0.78865 | 0.79536 | 0.80196 | 0.80845 | 0 | 0 | 0 | 0.0038278 | 0.0056449 | 0.0068389 | 0.0077781 | 0.0084096 | 0.0083766 | 0.0084975 | 0.0085536 | 0.0084592 | 0.0095015 | 0.008424 | 0.0084771 | 0.0084172 | 0.0083575 | 0.0086809 | 0.0083494 | 0.0089187 | 0.0086801 | 0.0084765 | 0.0086481 | 0.0084744 | 0.0083266 | 0.0082014 | 0.0081067 | 0.0080343 | 0.0079602 | 0.0038278 | 0.0094727 | 0.016312 | 0.02409 | 0.032499 | 0.040876 | 0.049373 | 0.057927 | 0.066386 | 0.075888 | 0.084312 | 0.092789 | 0.10121 | 0.10956 | 0.11824 | 0.12659 | 0.13551 | 0.14419 | 0.15267 | 0.16132 | 0.16979 | 0.17812 | 0.18632 | 0.19443 | 0.20246 | 0.20659 | 913.9318 | 913.9318 | 913.9318 | 913.9318 | 913.9318 | 913.9318 | 913.9318 | 913.9318 | 913.9318 | 913.9318 | 913.9318 | 913.9318 | 913.9318 | 913.9318 | 913.9318 | 913.9318 | 913.9318 | 913.9318 | -1072.532 | -1072.532 | -1072.532 | -1072.532 | -1072.532 | -1072.532 | -1072.532 | -1072.532 | 458.3736 | 458.3736 | 458.3736 | 458.3736 | 458.3736 | 458.3736 | 458.3736 | 458.3736 | 458.3736 | 458.3736 | 458.3736 | 458.3736 | 458.3736 | 458.3736 | 458.3736 | 458.3736 | 458.3736 | 458.3736 | 156.8181 | 156.8181 | 156.8181 | 156.8181 | 156.8181 | 156.8181 | 156.8181 | 156.8181
WA_Industrial_Wood and Lumber Products_Existing_Space Heating_Natural Gas_Unit Heater_A | WA | Industrial | Wood and Lumber Products | Existing | Space Heating | Natural Gas | Unit Heater | A | IE45 | Condensing | Infrared Radiant | 12 | 15772.4108 | 0 | 0 | 78394.64 | 0 | 0 | 0 | 78394.6374 | 86234.1011 | 120 kBtu/Hr | 11.32% | 100% | Turnover | LO12Med | 84.73% | TBD | 0.2% | -137.9153 |  | 246.3446 |  | 0.018461 | IL TRM v11 - 4.4.5 (Adjusted for WA Climate) | CNGC Program Data | IL TRM v11 - 4.4.5 (Adjusted for WA Climate) | Standard | Standard | Standard | Standard | Standard | Condensing | Condensing | Condensing | Condensing | Condensing | Condensing | Condensing | Condensing | Condensing | Condensing | Condensing | Condensing | Condensing | Condensing | Condensing | Condensing | Condensing | Condensing | Condensing | Condensing | Condensing | Condensing | Condensing | Condensing | Condensing | Condensing | Infrared Radiant | Infrared Radiant | Infrared Radiant | Infrared Radiant | Infrared Radiant | Infrared Radiant | Infrared Radiant | Infrared Radiant | Infrared Radiant | Infrared Radiant | Infrared Radiant | Infrared Radiant | Infrared Radiant | Infrared Radiant | Infrared Radiant | Infrared Radiant | Infrared Radiant | Infrared Radiant | Infrared Radiant | Infrared Radiant | Infrared Radiant | Infrared Radiant | Infrared Radiant | Infrared Radiant | Infrared Radiant | Infrared Radiant | Infrared Radiant | Infrared Radiant | Infrared Radiant | Infrared Radiant | Infrared Radiant | 78394.64 | 78394.64 | 78394.64 | 78394.64 | 78394.64 | -158314.4 | -158314.4 | -158314.4 | -158314.4 | -158314.4 | -158314.4 | -158314.4 | -158314.4 | -158314.4 | -158314.4 | -158314.4 | -158314.4 | -158314.4 | -158314.4 | -158314.4 | -158314.4 | -158314.4 | -158314.4 | -158314.4034 | -158314.4034 | -158314.4034 | -158314.4034 | -158314.4034 | -158314.4034 | -158314.4034 | -158314.4034 | 0 | 28641.12 | 28641.12 | 28641.12 | 28641.12 | 15772.4108 | 15772.4108 | 15772.4108 | 15772.4108 | 15772.4108 | 15772.4108 | 15772.4108 | 15772.4108 | 15772.4108 | 15772.4108 | 15772.4108 | 15772.4108 | 15772.4108 | 15772.4108 | 15772.4108 | 15772.4108 | 15772.4108 | 15772.4108 | 15772.4108 | 15772.4108 | 15772.4108 | 15772.4108 | 15772.4108 | 15772.4108 | 15772.4108 | 15772.4108 | 0.053397 | 0.07259 | 0.093521 | 0.11954 | 0.14619 | 0.16307 | 0.18374 | 0.20357 | 0.21984 | 0.26888 | 0.26661 | 0.28593 | 0.2692 | 0.25774 | 0.25892 | 0.2513 | 0.27527 | 0.25219 | 0.25805 | 0.26966 | 0.28018 | 0.2914 | 0.29626 | 0.29934 | 0.30147 | 0.3019 | 0.053397 | 0.12599 | 0.21951 | 0.33904 | 0.48523 | 0.6483 | 0.83204 | 1.0356 | 1.2555 | 1.5243 | 1.7909 | 2.0769 | 2.2927 | 2.4778 | 2.6432 | 2.775 | 2.9041 | 2.9932 | 3.0675 | 3.1336 | 3.1939 | 3.2164 | 3.2461 | 0 | 0 | 0 | 0.0033855 | 0.0046023 | 0.0059294 | 0.0075788 | 0.0092684 | 0.010339 | 0.01165 | 0.012907 | 0.013938 | 0.017047 | 0.016904 | 0.018129 | 0.017068 | 0.016341 | 0.016416 | 0.015933 | 0.017453 | 0.015989 | 0.016361 | 0.017097 | 0.017764 | 0.018475 | 0.018784 | 0.018979 | 0.019114 | 0.019141 | 0.0033855 | 0.0079878 | 0.013917 | 0.021496 | 0.030764 | 0.041103 | 0.052753 | 0.06566 | 0.079598 | 0.096646 | 0.11355 | 0.13168 | 0.14536 | 0.1571 | 0.16759 | 0.17594 | 0.18412 | 0.18977 | 0.19449 | 0.19868 | 0.2025 | 0.20393 | 0.20581 | 0.20666 | 0.20871 | 0.21151 | 0.0049643 | 0.013497 | 0.026084 | 0.044452 | 0.067953 | 0.089445 | 0.11309 | 0.13619 | 0.15649 | 0.20061 | 0.20623 | 0.22745 | 0.21886 | 0.21316 | 0.21704 | 0.21292 | 0.23325 | 0.21369 | 0.21866 | 0.22849 | 0.23742 | 0.24769 | 0.25182 | 0.25444 | 0.25625 | 0.25662 | 0.0049643 | 0.018461 | 0.044545 | 0.088997 | 0.15695 | 0.2464 | 0.35948 | 0.49567 | 0.65216 | 0.85278 | 1.059 | 1.2865 | 1.5004 | 1.7 | 1.891 | 2.0594 | 2.2247 | 2.349 | 2.4546 | 2.5469 | 2.6278 | 2.6749 | 2.7205 | 0 | 0 | 0 | 0.00031474 | 0.00085574 | 0.0016537 | 0.0028183 | 0.0043084 | 0.005671 | 0.0071698 | 0.0086347 | 0.0099219 | 0.012719 | 0.013076 | 0.014421 | 0.013876 | 0.013515 | 0.013761 | 0.013499 | 0.014788 | 0.013548 | 0.013864 | 0.014487 | 0.015053 | 0.015704 | 0.015966 | 0.016132 | 0.016247 | 0.01627 | 0.00031474 | 0.0011705 | 0.0028242 | 0.0056426 | 0.0099509 | 0.015622 | 0.022792 | 0.031426 | 0.041348 | 0.054068 | 0.067143 | 0.081564 | 0.095126 | 0.10778 | 0.11989 | 0.13057 | 0.14105 | 0.14893 | 0.15562 | 0.16148 | 0.16661 | 0.16959 | 0.17248 | 0.17419 | 0.17656 | 0.17932 | 0.0049643 | 0.013497 | 0.026084 | 0.044452 | 0.067953 | 0.089445 | 0.11309 | 0.13619 | 0.15649 | 0.20061 | 0.20623 | 0.22745 | 0.21886 | 0.21316 | 0.21704 | 0.21292 | 0.23325 | 0.21369 | 0.21866 | 0.22849 | 0.23742 | 0.24769 | 0.25182 | 0.25444 | 0.25625 | 0.25662 | 0.0049643 | 0.018461 | 0.044545 | 0.088997 | 0.15695 | 0.2464 | 0.35948 | 0.49567 | 0.65216 | 0.85278 | 1.059 | 1.2865 | 1.5004 | 1.7 | 1.891 | 2.0594 | 2.2247 | 2.349 | 2.4546 | 2.5469 | 2.6278 | 2.6749 | 2.7205 | 0 | 0 | 0 | 0.00031474 | 0.00085574 | 0.0016537 | 0.0028183 | 0.0043084 | 0.005671 | 0.0071698 | 0.0086347 | 0.0099219 | 0.012719 | 0.013076 | 0.014421 | 0.013876 | 0.013515 | 0.013761 | 0.013499 | 0.014788 | 0.013548 | 0.013864 | 0.014487 | 0.015053 | 0.015704 | 0.015966 | 0.016132 | 0.016247 | 0.01627 | 0.00031474 | 0.0011705 | 0.0028242 | 0.0056426 | 0.0099509 | 0.015622 | 0.022792 | 0.031426 | 0.041348 | 0.054068 | 0.067143 | 0.081564 | 0.095126 | 0.10778 | 0.11989 | 0.13057 | 0.14105 | 0.14893 | 0.15562 | 0.16148 | 0.16661 | 0.16959 | 0.17248 | 0.17419 | 0.17656 | 0.17932 | 0.0049643 | 0.013497 | 0.026084 | 0.044452 | 0.067953 | 0.089445 | 0.11309 | 0.13619 | 0.15649 | 0.20061 | 0.20623 | 0.22745 | 0.21886 | 0.21316 | 0.21704 | 0.21292 | 0.23325 | 0.21369 | 0.21866 | 0.22849 | 0.23742 | 0.24769 | 0.25182 | 0.25444 | 0.25625 | 0.25662 | 0.0049643 | 0.018461 | 0.044545 | 0.088997 | 0.15695 | 0.2464 | 0.35948 | 0.49567 | 0.65216 | 0.85278 | 1.059 | 1.2865 | 1.5004 | 1.7 | 1.891 | 2.0594 | 2.2247 | 2.349 | 2.4546 | 2.5469 | 2.6278 | 2.6749 | 2.7205 | 0 | 0 | 0 | 0.00031474 | 0.00085574 | 0.0016537 | 0.0028183 | 0.0043084 | 0.005671 | 0.0071698 | 0.0086347 | 0.0099219 | 0.012719 | 0.013076 | 0.014421 | 0.013876 | 0.013515 | 0.013761 | 0.013499 | 0.014788 | 0.013548 | 0.013864 | 0.014487 | 0.015053 | 0.015704 | 0.015966 | 0.016132 | 0.016247 | 0.01627 | 0.00031474 | 0.0011705 | 0.0028242 | 0.0056426 | 0.0099509 | 0.015622 | 0.022792 | 0.031426 | 0.041348 | 0.054068 | 0.067143 | 0.081564 | 0.095126 | 0.10778 | 0.11989 | 0.13057 | 0.14105 | 0.14893 | 0.15562 | 0.16148 | 0.16661 | 0.16959 | 0.17248 | 0.17419 | 0.17656 | 0.17932 | -265.2069 | -265.2069 | -265.2069 | -265.2069 | -265.2069 | -265.2069 | -265.2069 | -265.2069 | -265.2069 | -265.2069 | -265.2069 | -265.2069 | -265.2069 | -265.2069 | -265.2069 | -265.2069 | -265.2069 | -265.2069 | -265.2069 | -265.2069 | -265.2069 | -265.2069 | -265.2069 | -265.2069 | -265.2069 | -265.2069 | 168.0233 | 168.0233 | 168.0233 | 168.0233 | 168.0233 | 168.0233 | 168.0233 | 168.0233 | 168.0233 | 168.0233 | 168.0233 | 168.0233 | 168.0233 | 168.0233 | 168.0233 | 168.0233 | 168.0233 | 168.0233 | 168.0233 | 168.0233 | 168.0233 | 168.0233 | 168.0233 | 168.0233 | 168.0233 | 168.0233
WA_Industrial_Wood and Lumber Products_New_Space Heating_Natural Gas_Furnace_A | WA | Industrial | Wood and Lumber Products | New | Space Heating | Natural Gas | Furnace | A | IE46 | AFUE 91% (2023 WA State Code Compliant) | AFUE 96% | 23 | 0 | 0 | 0 | 667.74 | 0 | 0 | 0 | 667.7377 | 734.5115 | 140 kBtu/hr | 0% | 30% | Turnover | LO12Med | 25.42% | TBD | 0.2% | 0 |  | 0 |  | 0 | EIA 2018 Tech Forecast | 2015 DOE Commercial Warm Air Furnace TSD - EERE-2013-BT-STD-0021-0050 | AEG BEST | AFUE 80% (Standard) | AFUE 80% (Standard) | AFUE 80% (Standard) | AFUE 80% (Standard) | AFUE 80% (Standard) | AFUE 91% (2023 WA State Code Compliant) | AFUE 91% (2023 WA State Code Compliant) | AFUE 91% (2023 WA State Code Compliant) | AFUE 91% (2023 WA State Code Compliant) | AFUE 91% (2023 WA State Code Compliant) | AFUE 91% (2023 WA State Code Compliant) | AFUE 91% (2023 WA State Code Compliant) | AFUE 91% (2023 WA State Code Compliant) | AFUE 91% (2023 WA State Code Compliant) | AFUE 91% (2023 WA State Code Compliant) | AFUE 91% (2023 WA State Code Compliant) | AFUE 91% (2023 WA State Code Compliant) | AFUE 91% (2023 WA State Code Compliant) | AFUE 91% (2023 WA State Code Compliant) | AFUE 91% (2023 WA State Code Compliant) | AFUE 91% (2023 WA State Code Compliant) | AFUE 91% (2023 WA State Code Compliant) | AFUE 91% (2023 WA State Code Compliant) | AFUE 91% (2023 WA State Code Compliant) | AFUE 91% (2023 WA State Code Compliant) | AFUE 91% (2023 WA State Code Compliant) | AFUE 91% (2023 WA State Code Compliant) | AFUE 91% (2023 WA State Code Compliant) | AFUE 91% (2023 WA State Code Compliant) | AFUE 91% (2023 WA State Code Compliant) | AFUE 91% (2023 WA State Code Compliant) | AFUE 96% | AFUE 96% | AFUE 96% | AFUE 96% | AFUE 96% | AFUE 96% | AFUE 96% | AFUE 96% | AFUE 96% | AFUE 96% | AFUE 96% | AFUE 96% | AFUE 96% | AFUE 96% | AFUE 96% | AFUE 96% | AFUE 96% | AFUE 96% | AFUE 96% | AFUE 96% | AFUE 96% | AFUE 96% | AFUE 96% | AFUE 96% | AFUE 96% | AFUE 96% | AFUE 96% | AFUE 96% | AFUE 96% | AFUE 96% | AFUE 96% | 667.74 | 667.74 | 667.74 | 667.74 | 667.74 | -828.69 | -828.69 | -828.69 | -828.69 | -828.69 | -828.69 | -828.69 | -828.69 | -828.69 | -828.69 | -828.69 | -828.69 | -828.69 | -828.69 | -828.69 | -828.69 | -828.69 | -828.69 | -828.6875 | -828.6875 | -828.6875 | -828.6875 | -828.6875 | -828.6875 | -828.6875 | -828.6875 | 0 | 0 | 0 | 0 | 0 | 0 | 0 | 0 | 0 | 0 | 0 | 0 | 0 | 0 | 0 | 0 | 0 | 0 | 0 | 0 | 0 | 0 | 0 | 0 | 0 | 0 | 0 | 0 | 0 | 0 | 0 | 0 | 0 | 0 | 0 | 0 | 0 | 0 | 0 | 0 | 0 | 0 | 0 | 0 | 0 | 0 | 0 | 0 | 0 | 0 | 0 | 0 | 0 | 0 | 0 | 0 | 0 | 0 | 0 | 0 | 0 | 0 | 0 | 0 | 0 | 0 | 0 | 0 | 0 | 0 | 0 | 0 | 0 | 0 | 0 | 0 | 0 | 0 | 0 | 0 | 0 | 0 | 0 | 0 | 0 | 0 | 0 | 0 | 0 | 0 | 0 | 0 | 0 | 0 | 0 | 0 | 0 | 0 | 0 | 0 | 0 | 0 | 0 | 0 | 0 | 0 | 0 | 0 | 0 | 0 | 0 | 0 | 0 | 0 | 0 | 0 | 0 | 0 | 0 | 0 | 0 | 0 | 0 | 0 | 0 | 0 | 0 | 0 | 0 | 0 | 0 | 0 | 0 | 0 | 0 | 0 | 0 | 0 | 0 | 0 | 0 | 0 | 0 | 0 | 0 | 0 | 0 | 0 | 0 | 0 | 0 | 0 | 0 | 0 | 0 | 0 | 0 | 0 | 0 | 0 | 0 | 0 | 0 | 0 | 0 | 0 | 0 | 0 | 0 | 0 | 0 | 0 | 0 | 0 | 0 | 0 | 0 | 0 | 0 | 0 | 0 | 0 | 0 | 0 | 0 | 0 | 0 | 0 | 0 | 0 | 0 | 0 | 0 | 0 | 0 | 0 | 0 | 0 | 0 | 0 | 0 | 0 | 0 | 0 | 0 | 0 | 0 | 0 | 0 | 0 | 0 | 0 | 0 | 0 | 0 | 0 | 0 | 0 | 0 | 0 | 0 | 0 | 0 | 0 | 0 | 0 | 0 | 0 | 0 | 0 | 0 | 0 | 0 | 0 | 0 | 0 | 0 | 0 | 0 | 0 | 0 | 0 | 0 | 0 | 0 | 0 | 0 | 0 | 0 | 0 | 0 | 0 | 0 | 0 | 0 | 0 | 0 | 0 | 0 | 0 | 0 | 0 | 0 | 0 | 0 | 0 | 0 | 0 | 0 | 0 | 0 | 0 | 0 | 0 | 0 | 0 | 0 | 0 | 0 | 0 | 0 | 0 | 0 | 0 | 0 | 0 | 0 | 0 | 0 | 0 | 0 | 0 | 0 | 0 | 0 | 0 | 0 | 0 | 0 | 0 | 0 | 0 | 0 | 0 | 0 | 0 | 0 | 0 | 0 | 0 | 0 | 0 | 0 | 0 | 0 | 0 | 0 | 0 | 0 | 0 | 0 | 0 | 0 | 0 | 0 | 0 | 0 | 0 | 0 | 0 | 0 | 0 | 0 | 0 | 0 | 0 | 0 | 0 | 0 | 0 | 0 | 0 | 0 | 0 | 0 | 0 | 0 | 0 | 0 | 0 | 0 | 0 | 0 | 0 | 0 | 0 | 0 | 0 | 0 | 0 | 0 | 0 | 0 | 0 | 0 | 0 | 0 | 0 | 0 | 0 | 0 | 0 | 0 | 0 | 0 | 0 | 0 | 0 | 0 | 0 | 0 | 0 | 0 | 0 | 0 | 0 | 0 | 0 | 0 | 0 | 0 | 0 | 0 | 0 | 0 | 0 | 0 | 0 | 0 | 0 | 0 | 0 | 0 | 0 | 0 | 0 | 0 | 0 | 0 | 0 | 0 | 0 | 0 | 0 | 0 | 0 | 0 | 0 | 0 | 0 | 0 | 0 | 0 | 0 | 0 | 0 | 0 | 0 | 0 | 0 | 0 | 0 | 0 | 0 | 0 | 0 | 0 | 0 | 0 | 0 | 0 | 0 | 0 | 0 | 0 | 0 | 0 | 0 | 0 | 0 | 0 | 0 | 0 | 0 | 0 | 0 | 0 | 0 | 0 | 0 | 0 | 0 | 0 | 0 | 0 | 0 | 0 | 0 | 0 | 0 | 0 | 0 | 0 | 0 | 0 | 0 | 0 | 0 | 0 | 0 | 0 | 0 | 0 | 0 | 0 | 0 | 0 | 0 | 0 | 0 | 0 | 0 | 0 | 0 | 0 | 0 | 0 | 0 | 0
WA_Industrial_Wood and Lumber Products_New_Space Heating_Natural Gas_Boiler_A | WA | Industrial | Wood and Lumber Products | New | Space Heating | Natural Gas | Boiler | A | IE47 | TE 94% (ENERGY STAR 1.0) | Convert to Gas-Fired ASHP | 25 | 0 | 0 | 0 | 86650.46 | -1334.36 | 0 | 0 | 20347.2112 | 22381.9323 | 513.550054507209 kBtu/hr | 0% | 100% | Turnover | LO50Fast | 85% | TBD | 0.2% | 0 |  | 0 |  | 0 | RTF Wkbk - ComGasBoilersUES_v2.1 | CE_EWR Measure Cost Benchmarking - 02.08.23 | AEG BEST | TE 80% | TE 80% | TE 80% | TE 80% | TE 80% | TE 94% (ENERGY STAR 1.0) | TE 94% (ENERGY STAR 1.0) | TE 94% (ENERGY STAR 1.0) | TE 94% (ENERGY STAR 1.0) | TE 94% (ENERGY STAR 1.0) | TE 94% (ENERGY STAR 1.0) | TE 94% (ENERGY STAR 1.0) | TE 94% (ENERGY STAR 1.0) | TE 94% (ENERGY STAR 1.0) | TE 94% (ENERGY STAR 1.0) | TE 94% (ENERGY STAR 1.0) | TE 94% (ENERGY STAR 1.0) | TE 94% (ENERGY STAR 1.0) | TE 94% (ENERGY STAR 1.0) | TE 94% (ENERGY STAR 1.0) | TE 94% (ENERGY STAR 1.0) | TE 94% (ENERGY STAR 1.0) | TE 94% (ENERGY STAR 1.0) | TE 94% (ENERGY STAR 1.0) | TE 94% (ENERGY STAR 1.0) | TE 94% (ENERGY STAR 1.0) | TE 94% (ENERGY STAR 1.0) | TE 94% (ENERGY STAR 1.0) | TE 94% (ENERGY STAR 1.0) | TE 94% (ENERGY STAR 1.0) | TE 94% (ENERGY STAR 1.0) | Convert to Gas-Fired ASHP | Convert to Gas-Fired ASHP | Convert to Gas-Fired ASHP | Convert to Gas-Fired ASHP | Convert to Gas-Fired ASHP | Convert to Gas-Fired ASHP | Convert to Gas-Fired ASHP | Convert to Gas-Fired ASHP | Convert to Gas-Fired ASHP | Convert to Gas-Fired ASHP | Convert to Gas-Fired ASHP | Convert to Gas-Fired ASHP | Convert to Gas-Fired ASHP | Convert to Gas-Fired ASHP | Convert to Gas-Fired ASHP | Convert to Gas-Fired ASHP | Convert to Gas-Fired ASHP | Convert to Gas-Fired ASHP | Convert to Gas-Fired ASHP | Convert to Gas-Fired ASHP | Convert to Gas-Fired ASHP | Convert to Gas-Fired ASHP | Convert to Gas-Fired ASHP | TE 98% | TE 98% | TE 98% | TE 98% | TE 98% | TE 98% | TE 98% | TE 98% | 86650.46 | 86650.46 | 86650.46 | 86650.46 | 86650.46 | 71785.75 | 71785.75 | 71785.75 | 71785.75 | 71785.75 | 71785.75 | 71785.75 | 71785.75 | 71785.75 | 71785.75 | 71785.75 | 71785.75 | 71785.75 | 71785.75 | 71785.75 | 71785.75 | 71785.75 | 71785.75 | 3619.8414 | 3619.8414 | 3619.8414 | 3619.8414 | 3619.8414 | 3619.8414 | 3619.8414 | 3619.8414 | 0 | 0 | 0 | 0 | 0 | 0 | 0 | 0 | 0 | 0 | 0 | 0 | 0 | 0 | 0 | 0 | 0 | 0 | 0 | 0 | 0 | 0 | 0 | 0 | 0 | 0 | 0 | 0 | 0 | 0 | 0 | 0 | 0 | 0 | 0 | 0 | 0 | 0 | 0 | 0 | 0 | 0 | 0 | 0 | 0 | 0 | 0 | 0 | 0 | 0 | 0 | 0 | 0 | 0 | 0 | 0 | 0 | 0 | 0 | 0 | 0 | 0 | 0 | 0 | 0 | 0 | 0 | 0 | 0 | 0 | 0 | 0 | 0 | 0 | 0 | 0 | 0 | 0 | 0 | 0 | 0 | 0 | 0 | 0 | 0 | 0 | 0 | 0 | 0 | 0 | 0 | 0 | 0 | 0 | 0 | 0 | 0 | 0 | 0 | 0 | 0 | 0 | 0 | 0 | 0 | 0 | 0 | 0 | 0 | 0 | 0 | 0 | 0 | 0 | 0 | 0 | 0 | 0 | 0 | 0 | 0 | 0 | 0 | 0 | 0 | 0 | 0 | 0 | 0 | 0 | 0 | 0 | 0 | 0 | 0 | 0 | 0 | 0 | 0 | 0 | 0 | 0 | 0 | 0 | 0 | 0 | 0 | 0 | 0 | 0 | 0 | 0 | 0 | 0 | 0 | 0 | 0 | 0 | 0 | 0 | 0 | 0 | 0 | 0 | 0 | 0 | 0 | 0 | 0 | 0 | 0 | 0 | 0 | 0 | 0 | 0 | 0 | 0 | 0 | 0 | 0 | 0 | 0 | 0 | 0 | 0 | 0 | 0 | 0 | 0 | 0 | 0 | 0 | 0 | 0 | 0 | 0 | 0 | 0 | 0 | 0 | 0 | 0 | 0 | 0 | 0 | 0 | 0 | 0 | 0 | 0 | 0 | 0 | 0 | 0 | 0 | 0 | 0 | 0 | 0 | 0 | 0 | 0 | 0 | 0 | 0 | 0 | 0 | 0 | 0 | 0 | 0 | 0 | 0 | 0 | 0 | 0 | 0 | 0 | 0 | 0 | 0 | 0 | 0 | 0 | 0 | 0 | 0 | 0 | 0 | 0 | 0 | 0 | 0 | 0 | 0 | 0 | 0 | 0 | 0 | 0 | 0 | 0 | 0 | 0 | 0 | 0 | 0 | 0 | 0 | 0 | 0 | 0 | 0 | 0 | 0 | 0 | 0 | 0 | 0 | 0 | 0 | 0 | 0 | 0 | 0 | 0 | 0 | 0 | 0 | 0 | 0 | 0 | 0 | 0 | 0 | 0 | 0 | 0 | 0 | 0 | 0 | 0 | 0 | 0 | 0 | 0 | 0 | 0 | 0 | 0 | 0 | 0 | 0 | 0 | 0 | 0 | 0 | 0 | 0 | 0 | 0 | 0 | 0 | 0 | 0 | 0 | 0 | 0 | 0 | 0 | 0 | 0 | 0 | 0 | 0 | 0 | 0 | 0 | 0 | 0 | 0 | 0 | 0 | 0 | 0 | 0 | 0 | 0 | 0 | 0 | 0 | 0 | 0 | 0 | 0 | 0 | 0 | 0 | 0 | 0 | 0 | 0 | 0 | 0 | 0 | 0 | 0 | 0 | 0 | 0 | 0 | 0 | 0 | 0 | 0 | 0 | 0 | 0 | 0 | 0 | 0 | 0 | 0 | 0 | 0 | 0 | 0 | 0 | 0 | 0 | 0 | 0 | 0 | 0 | 0 | 0 | 0 | 0 | 0 | 0 | 0 | 0 | 0 | 0 | 0 | 0 | 0 | 0 | 0 | 0 | 0 | 0 | 0 | 0 | 0 | 0 | 0 | 0 | 0 | 0 | 0 | 0 | 0 | 0 | 0 | 0 | 0 | 0 | 0 | 0 | 0 | 0 | 0 | 0 | 0 | 0 | 0 | 0 | 0 | 0 | 0 | 0 | 0 | 0 | 0 | 0 | 0 | 0 | 0 | 0 | 0 | 0 | 0 | 0 | 0 | 0 | 0 | 0 | 0 | 0 | 0 | 0 | 0 | 0 | 0 | 0 | 0 | 0 | 0 | 0 | 0 | 0 | 0 | 0 | 0 | 0 | 0 | 0 | 0 | 0 | 0 | 0 | 0 | 0 | 0 | 0 | 0 | 0 | 0 | 0 | 0 | 0 | 0 | 0 | 0 | 0 | 0 | 0
WA_Industrial_Wood and Lumber Products_New_Space Heating_Natural Gas_Unit Heater_A | WA | Industrial | Wood and Lumber Products | New | Space Heating | Natural Gas | Unit Heater | A | IE48 | Condensing | Infrared Radiant | 12 | 15772.4108 | 0 | 0 | 78394.64 | 0 | 0 | 0 | 78394.6374 | 86234.1011 | 120 kBtu/Hr | 2.264% | 100% | Turnover | LO12Med | 84.73% | TBD | 0.2% | -137.9153 |  | 246.3446 |  | 0.0054472 | IL TRM v11 - 4.4.5 (Adjusted for WA Climate) | CNGC Program Data | IL TRM v11 - 4.4.5 (Adjusted for WA Climate) | Standard | Standard | Standard | Standard | Standard | Condensing | Condensing | Condensing | Condensing | Condensing | Condensing | Condensing | Condensing | Condensing | Condensing | Condensing | Condensing | Condensing | Condensing | Condensing | Condensing | Condensing | Condensing | Condensing | Condensing | Condensing | Condensing | Condensing | Condensing | Condensing | Condensing | Infrared Radiant | Infrared Radiant | Infrared Radiant | Infrared Radiant | Infrared Radiant | Infrared Radiant | Infrared Radiant | Infrared Radiant | Infrared Radiant | Infrared Radiant | Infrared Radiant | Infrared Radiant | Infrared Radiant | Infrared Radiant | Infrared Radiant | Infrared Radiant | Infrared Radiant | Infrared Radiant | Infrared Radiant | Infrared Radiant | Infrared Radiant | Infrared Radiant | Infrared Radiant | Infrared Radiant | Infrared Radiant | Infrared Radiant | Infrared Radiant | Infrared Radiant | Infrared Radiant | Infrared Radiant | Infrared Radiant | 78394.64 | 78394.64 | 78394.64 | 78394.64 | 78394.64 | -158314.4 | -158314.4 | -158314.4 | -158314.4 | -158314.4 | -158314.4 | -158314.4 | -158314.4 | -158314.4 | -158314.4 | -158314.4 | -158314.4 | -158314.4 | -158314.4 | -158314.4 | -158314.4 | -158314.4 | -158314.4 | -158314.4034 | -158314.4034 | -158314.4034 | -158314.4034 | -158314.4034 | -158314.4034 | -158314.4034 | -158314.4034 | 0 | 28641.12 | 28641.12 | 28641.12 | 28641.12 | 15772.4108 | 15772.4108 | 15772.4108 | 15772.4108 | 15772.4108 | 15772.4108 | 15772.4108 | 15772.4108 | 15772.4108 | 15772.4108 | 15772.4108 | 15772.4108 | 15772.4108 | 15772.4108 | 15772.4108 | 15772.4108 | 15772.4108 | 15772.4108 | 15772.4108 | 15772.4108 | 15772.4108 | 15772.4108 | 15772.4108 | 15772.4108 | 15772.4108 | 15772.4108 | 0.019757 | 0.019418 | 0.019407 | 0.019292 | 0.019303 | 0.019319 | 0.022575 | 0.02516 | 0.027027 | 0.028349 | 0.029862 | 0.03087 | 0.031888 | 0.03979 | 0.038598 | 0.037756 | 0.038113 | 0.038902 | 0.039639 | 0.040551 | 0.041514 | 0.042517 | 0.04352 | 0.046451 | 0.048595 | 0.050103 | 0.019757 | 0.039175 | 0.058582 | 0.077874 | 0.097177 | 0.1165 | 0.13907 | 0.16423 | 0.19126 | 0.21961 | 0.24947 | 0.28034 | 0.29247 | 0.31284 | 0.33203 | 0.3505 | 0.36931 | 0.38889 | 0.40595 | 0.42134 | 0.43583 | 0.45 | 0.46366 | 0 | 0 | 0 | 0.0012526 | 0.0012311 | 0.0012304 | 0.0012232 | 0.0012238 | 0.0012249 | 0.0014313 | 0.0015952 | 0.0017135 | 0.0017974 | 0.0018933 | 0.0019572 | 0.0020218 | 0.0025227 | 0.0024472 | 0.0023938 | 0.0024164 | 0.0024664 | 0.0025132 | 0.002571 | 0.0026321 | 0.0026956 | 0.0027593 | 0.0029451 | 0.003081 | 0.0031766 | 0.0012526 | 0.0024837 | 0.0037142 | 0.0049374 | 0.0061612 | 0.0073861 | 0.0088173 | 0.010413 | 0.012126 | 0.013923 | 0.015817 | 0.017774 | 0.018543 | 0.019835 | 0.021051 | 0.022222 | 0.023415 | 0.024656 | 0.025738 | 0.026714 | 0.027632 | 0.028531 | 0.029397 | 0.030385 | 0.031444 | 0.032098 | 0.0018368 | 0.0036104 | 0.0054127 | 0.0071744 | 0.0089728 | 0.010597 | 0.013894 | 0.016832 | 0.019239 | 0.021152 | 0.023099 | 0.024556 | 0.025925 | 0.032908 | 0.032356 | 0.031989 | 0.032294 | 0.032963 | 0.033588 | 0.034361 | 0.035177 | 0.036139 | 0.036992 | 0.039483 | 0.041306 | 0.042587 | 0.0018368 | 0.0054472 | 0.01086 | 0.018034 | 0.027007 | 0.037604 | 0.051497 | 0.06833 | 0.087568 | 0.10872 | 0.13182 | 0.15637 | 0.18046 | 0.20976 | 0.2367 | 0.26152 | 0.28484 | 0.30721 | 0.3269 | 0.34443 | 0.36037 | 0.37536 | 0.38925 | 0 | 0 | 0 | 0.00011646 | 0.00022891 | 0.00034317 | 0.00045487 | 0.00056889 | 0.00067185 | 0.00088088 | 0.0010672 | 0.0012198 | 0.001341 | 0.0014645 | 0.0015569 | 0.0016437 | 0.0020864 | 0.0020514 | 0.0020282 | 0.0020475 | 0.0020899 | 0.0021296 | 0.0021786 | 0.0022303 | 0.0022913 | 0.0023454 | 0.0025033 | 0.0026189 | 0.0027001 | 0.00011646 | 0.00034536 | 0.00068854 | 0.0011434 | 0.0017123 | 0.0023841 | 0.003265 | 0.0043322 | 0.005552 | 0.006893 | 0.0083576 | 0.0099144 | 0.011442 | 0.013299 | 0.015007 | 0.016581 | 0.018059 | 0.019477 | 0.020726 | 0.021837 | 0.022848 | 0.023798 | 0.024679 | 0.025626 | 0.026601 | 0.027214 | 0.0018368 | 0.0036104 | 0.0054127 | 0.0071744 | 0.0089728 | 0.010597 | 0.013894 | 0.016832 | 0.019239 | 0.021152 | 0.023099 | 0.024556 | 0.025925 | 0.032908 | 0.032356 | 0.031989 | 0.032294 | 0.032963 | 0.033588 | 0.034361 | 0.035177 | 0.036139 | 0.036992 | 0.039483 | 0.041306 | 0.042587 | 0.0018368 | 0.0054472 | 0.01086 | 0.018034 | 0.027007 | 0.037604 | 0.051497 | 0.06833 | 0.087568 | 0.10872 | 0.13182 | 0.15637 | 0.18046 | 0.20976 | 0.2367 | 0.26152 | 0.28484 | 0.30721 | 0.3269 | 0.34443 | 0.36037 | 0.37536 | 0.38925 | 0 | 0 | 0 | 0.00011646 | 0.00022891 | 0.00034317 | 0.00045487 | 0.00056889 | 0.00067185 | 0.00088088 | 0.0010672 | 0.0012198 | 0.001341 | 0.0014645 | 0.0015569 | 0.0016437 | 0.0020864 | 0.0020514 | 0.0020282 | 0.0020475 | 0.0020899 | 0.0021296 | 0.0021786 | 0.0022303 | 0.0022913 | 0.0023454 | 0.0025033 | 0.0026189 | 0.0027001 | 0.00011646 | 0.00034536 | 0.00068854 | 0.0011434 | 0.0017123 | 0.0023841 | 0.003265 | 0.0043322 | 0.005552 | 0.006893 | 0.0083576 | 0.0099144 | 0.011442 | 0.013299 | 0.015007 | 0.016581 | 0.018059 | 0.019477 | 0.020726 | 0.021837 | 0.022848 | 0.023798 | 0.024679 | 0.025626 | 0.026601 | 0.027214 | 0.0018368 | 0.0036104 | 0.0054127 | 0.0071744 | 0.0089728 | 0.010597 | 0.013894 | 0.016832 | 0.019239 | 0.021152 | 0.023099 | 0.024556 | 0.025925 | 0.032908 | 0.032356 | 0.031989 | 0.032294 | 0.032963 | 0.033588 | 0.034361 | 0.035177 | 0.036139 | 0.036992 | 0.039483 | 0.041306 | 0.042587 | 0.0018368 | 0.0054472 | 0.01086 | 0.018034 | 0.027007 | 0.037604 | 0.051497 | 0.06833 | 0.087568 | 0.10872 | 0.13182 | 0.15637 | 0.18046 | 0.20976 | 0.2367 | 0.26152 | 0.28484 | 0.30721 | 0.3269 | 0.34443 | 0.36037 | 0.37536 | 0.38925 | 0 | 0 | 0 | 0.00011646 | 0.00022891 | 0.00034317 | 0.00045487 | 0.00056889 | 0.00067185 | 0.00088088 | 0.0010672 | 0.0012198 | 0.001341 | 0.0014645 | 0.0015569 | 0.0016437 | 0.0020864 | 0.0020514 | 0.0020282 | 0.0020475 | 0.0020899 | 0.0021296 | 0.0021786 | 0.0022303 | 0.0022913 | 0.0023454 | 0.0025033 | 0.0026189 | 0.0027001 | 0.00011646 | 0.00034536 | 0.00068854 | 0.0011434 | 0.0017123 | 0.0023841 | 0.003265 | 0.0043322 | 0.005552 | 0.006893 | 0.0083576 | 0.0099144 | 0.011442 | 0.013299 | 0.015007 | 0.016581 | 0.018059 | 0.019477 | 0.020726 | 0.021837 | 0.022848 | 0.023798 | 0.024679 | 0.025626 | 0.026601 | 0.027214 | -265.2069 | -265.2069 | -265.2069 | -265.2069 | -265.2069 | -265.2069 | -265.2069 | -265.2069 | -265.2069 | -265.2069 | -265.2069 | -265.2069 | -265.2069 | -265.2069 | -265.2069 | -265.2069 | -265.2069 | -265.2069 | -265.2069 | -265.2069 | -265.2069 | -265.2069 | -265.2069 | -265.2069 | -265.2069 | -265.2069 | 168.0233 | 168.0233 | 168.0233 | 168.0233 | 168.0233 | 168.0233 | 168.0233 | 168.0233 | 168.0233 | 168.0233 | 168.0233 | 168.0233 | 168.0233 | 168.0233 | 168.0233 | 168.0233 | 168.0233 | 168.0233 | 168.0233 | 168.0233 | 168.0233 | 168.0233 | 168.0233 | 168.0233 | 168.0233 | 168.0233
WA_Industrial_Other Industrial_Existing_Space Heating_Natural Gas_Furnace_A | WA | Industrial | Other Industrial | Existing | Space Heating | Natural Gas | Furnace | A | IE49 | AFUE 91% (2023 WA State Code Compliant) | AFUE 96% | 23 | 138.7616 | 0 | 0 | 667.74 | 0 | 0 | 0 | 667.7377 | 734.5115 | 140 kBtu/hr | 46.63% | 30% | Turnover | LO12Med | 25.42% | TBD | 0.2% | 98.5784 |  | 105.0024 |  | 0.0097772 | EIA 2018 Tech Forecast | 2015 DOE Commercial Warm Air Furnace TSD - EERE-2013-BT-STD-0021-0050 | AEG BEST | AFUE 80% (Standard) | AFUE 80% (Standard) | AFUE 80% (Standard) | AFUE 80% (Standard) | AFUE 80% (Standard) | AFUE 91% (2023 WA State Code Compliant) | AFUE 91% (2023 WA State Code Compliant) | AFUE 91% (2023 WA State Code Compliant) | AFUE 91% (2023 WA State Code Compliant) | AFUE 91% (2023 WA State Code Compliant) | AFUE 91% (2023 WA State Code Compliant) | AFUE 91% (2023 WA State Code Compliant) | AFUE 91% (2023 WA State Code Compliant) | AFUE 91% (2023 WA State Code Compliant) | AFUE 91% (2023 WA State Code Compliant) | AFUE 91% (2023 WA State Code Compliant) | AFUE 91% (2023 WA State Code Compliant) | AFUE 91% (2023 WA State Code Compliant) | AFUE 91% (2023 WA State Code Compliant) | AFUE 91% (2023 WA State Code Compliant) | AFUE 91% (2023 WA State Code Compliant) | AFUE 91% (2023 WA State Code Compliant) | AFUE 91% (2023 WA State Code Compliant) | AFUE 91% (2023 WA State Code Compliant) | AFUE 91% (2023 WA State Code Compliant) | AFUE 91% (2023 WA State Code Compliant) | AFUE 91% (2023 WA State Code Compliant) | AFUE 91% (2023 WA State Code Compliant) | AFUE 91% (2023 WA State Code Compliant) | AFUE 91% (2023 WA State Code Compliant) | AFUE 91% (2023 WA State Code Compliant) | AFUE 96% | AFUE 96% | AFUE 96% | AFUE 96% | AFUE 96% | AFUE 96% | AFUE 96% | AFUE 96% | AFUE 96% | AFUE 96% | AFUE 96% | AFUE 96% | AFUE 96% | AFUE 96% | AFUE 96% | AFUE 96% | AFUE 96% | AFUE 96% | AFUE 96% | AFUE 96% | AFUE 96% | AFUE 96% | AFUE 96% | AFUE 96% | AFUE 96% | AFUE 96% | AFUE 96% | AFUE 96% | AFUE 96% | AFUE 96% | AFUE 96% | 667.74 | 667.74 | 667.74 | 667.74 | 667.74 | -828.69 | -828.69 | -828.69 | -828.69 | -828.69 | -828.69 | -828.69 | -828.69 | -828.69 | -828.69 | -828.69 | -828.69 | -828.69 | -828.69 | -828.69 | -828.69 | -828.69 | -828.69 | -828.6875 | -828.6875 | -828.6875 | -828.6875 | -828.6875 | -828.6875 | -828.6875 | -828.6875 | 0 | 505.0924 | 505.0924 | 505.0924 | 505.0924 | 138.7616 | 138.7616 | 799.267 | 799.267 | 799.267 | 799.267 | 799.267 | 799.267 | 799.267 | 799.267 | 799.267 | 799.267 | 799.267 | 799.267 | 799.267 | 799.267 | 799.267 | 799.267 | 799.267 | 799.267 | 799.267 | 799.267 | 799.267 | 799.267 | 799.267 | 799.267 | 0.11373 | 0.11841 | 0.49365 | 0.5183 | 0.53831 | 0.53457 | 0.54699 | 0.51377 | 0.47587 | 0.50078 | 0.41751 | 0.39474 | 0.36797 | 0.34324 | 0.36585 | 0.35569 | 0.3624 | 0.3878 | 0.39423 | 0.4012 | 0.4086 | 0.4169 | 0.42572 | 0.65506 | 0.68207 | 0.49365 | 0.11373 | 0.23214 | 0.72579 | 1.2441 | 1.7824 | 2.317 | 2.864 | 3.3777 | 3.8536 | 4.3544 | 4.7719 | 5.1666 | 5.5346 | 5.8778 | 6.2437 | 6.5994 | 6.9618 | 7.3496 | 7.7438 | 8.145 | 8.5536 | 8.9705 | 9.3962 | 0 | 0 | 0 | 0.81958 | 0.85337 | 0.61763 | 0.64846 | 0.6735 | 0.66883 | 0.68436 | 0.6428 | 0.59538 | 0.62655 | 0.52237 | 0.49388 | 0.46039 | 0.42944 | 0.45773 | 0.44502 | 0.45342 | 0.4852 | 0.49324 | 0.50196 | 0.51122 | 0.5216 | 0.53264 | 0.81958 | 0.85337 | 0.61763 | 0.81958 | 1.6729 | 2.2906 | 2.939 | 3.6125 | 4.2814 | 4.9657 | 5.6085 | 6.2039 | 6.8305 | 7.3528 | 7.8467 | 8.3071 | 8.7365 | 9.1943 | 9.6393 | 10.0927 | 10.5779 | 11.0711 | 11.5731 | 12.0843 | 12.6059 | 13.1386 | 13.1386 | 13.1386 | 13.1386 | 0.0031719 | 0.0066053 | 0.041305 | 0.057822 | 0.075069 | 0.087966 | 0.10099 | 0.10311 | 0.10162 | 0.11209 | 0.096887 | 0.0942 | 0.08975 | 0.085163 | 0.092005 | 0.090409 | 0.092122 | 0.098581 | 0.10022 | 0.10199 | 0.10387 | 0.10631 | 0.10856 | 0.11063 | 0.12682 | 0.13768 | 0.0031719 | 0.0097772 | 0.016948 | 0.026987 | 0.040019 | 0.055291 | 0.072825 | 0.090726 | 0.10837 | 0.12783 | 0.14465 | 0.161 | 0.17659 | 0.19137 | 0.20734 | 0.22304 | 0.23903 | 0.25615 | 0.27355 | 0.29125 | 0.30929 | 0.32774 | 0.34659 | 0 | 0 | 0 | 0.022858 | 0.047602 | 0.051678 | 0.072344 | 0.093922 | 0.11006 | 0.12636 | 0.12901 | 0.12714 | 0.14024 | 0.12122 | 0.11786 | 0.11229 | 0.10655 | 0.11511 | 0.11311 | 0.11526 | 0.12334 | 0.12539 | 0.1276 | 0.12996 | 0.13301 | 0.13582 | 0.13842 | 0.15867 | 0.17226 | 0.022858 | 0.07046 | 0.12214 | 0.19448 | 0.2884 | 0.39846 | 0.52482 | 0.65383 | 0.78097 | 0.92122 | 1.0424 | 1.1603 | 1.2726 | 1.3791 | 1.4942 | 1.6074 | 1.7226 | 1.846 | 1.9713 | 2.0989 | 2.2289 | 2.3619 | 2.4977 | 2.56 | 2.56 | 2.56 | 0.0031719 | 0.0066053 | 0.0071709 | 0.010039 | 0.013033 | 0.015272 | 0.017534 | 0.017902 | 0.017643 | 0.01946 | 0.016821 | 0.016354 | 0.015582 | 0.014785 | 0.015973 | 0.015696 | 0.015993 | 0.017115 | 0.017399 | 0.017706 | 0.018033 | 0.018457 | 0.018847 | 0.019207 | 0.022018 | 0.023903 | 0.0031719 | 0.0097772 | 0.016948 | 0.026987 | 0.040019 | 0.055291 | 0.072825 | 0.090726 | 0.10837 | 0.12783 | 0.14465 | 0.161 | 0.17659 | 0.19137 | 0.20734 | 0.22304 | 0.23903 | 0.25615 | 0.27355 | 0.29125 | 0.30929 | 0.32774 | 0.34659 | 0 | 0 | 0 | 0.022858 | 0.047602 | 0.051678 | 0.072344 | 0.093922 | 0.11006 | 0.12636 | 0.12901 | 0.12714 | 0.14024 | 0.12122 | 0.11786 | 0.11229 | 0.10655 | 0.11511 | 0.11311 | 0.11526 | 0.12334 | 0.12539 | 0.1276 | 0.12996 | 0.13301 | 0.13582 | 0.13842 | 0.15867 | 0.17226 | 0.022858 | 0.07046 | 0.12214 | 0.19448 | 0.2884 | 0.39846 | 0.52482 | 0.65383 | 0.78097 | 0.92122 | 1.0424 | 1.1603 | 1.2726 | 1.3791 | 1.4942 | 1.6074 | 1.7226 | 1.846 | 1.9713 | 2.0989 | 2.2289 | 2.3619 | 2.4977 | 2.56 | 2.56 | 2.56 | 0.0031719 | 0.0066053 | 0.0071709 | 0.010039 | 0.013033 | 0.015272 | 0.017534 | 0.017902 | 0.017643 | 0.01946 | 0.016821 | 0.016354 | 0.015582 | 0.014785 | 0.015973 | 0.015696 | 0.015993 | 0.017115 | 0.017399 | 0.017706 | 0.018033 | 0.018457 | 0.018847 | 0.019207 | 0.022018 | 0.023903 | 0.0031719 | 0.0097772 | 0.016948 | 0.026987 | 0.040019 | 0.055291 | 0.072825 | 0.090726 | 0.10837 | 0.12783 | 0.14465 | 0.161 | 0.17659 | 0.19137 | 0.20734 | 0.22304 | 0.23903 | 0.25615 | 0.27355 | 0.29125 | 0.30929 | 0.32774 | 0.34659 | 0 | 0 | 0 | 0.022858 | 0.047602 | 0.051678 | 0.072344 | 0.093922 | 0.11006 | 0.12636 | 0.12901 | 0.12714 | 0.14024 | 0.12122 | 0.11786 | 0.11229 | 0.10655 | 0.11511 | 0.11311 | 0.11526 | 0.12334 | 0.12539 | 0.1276 | 0.12996 | 0.13301 | 0.13582 | 0.13842 | 0.15867 | 0.17226 | 0.022858 | 0.07046 | 0.12214 | 0.19448 | 0.2884 | 0.39846 | 0.52482 | 0.65383 | 0.78097 | 0.92122 | 1.0424 | 1.1603 | 1.2726 | 1.3791 | 1.4942 | 1.6074 | 1.7226 | 1.846 | 1.9713 | 2.0989 | 2.2289 | 2.3619 | 2.4977 | 2.56 | 2.56 | 2.56 | 61.8107 | 61.8107 | 61.8107 | 61.8107 | 61.8107 | 61.8107 | 61.8107 | 61.8107 | 61.8107 | 61.8107 | 61.8107 | 61.8107 | 61.8107 | 61.8107 | 61.8107 | 61.8107 | 61.8107 | 61.8107 | 61.8105 | 61.8105 | 61.8105 | 61.8105 | 61.8105 | 61.8105 | 61.8105 | 61.8105 | 65.8387 | 65.8387 | 65.8387 | 65.8387 | 65.8387 | 65.8387 | 65.8387 | 65.8387 | 65.8387 | 65.8387 | 65.8387 | 65.8387 | 65.8387 | 65.8387 | 65.8387 | 65.8387 | 65.8387 | 65.8387 | 65.8385 | 65.8385 | 65.8385 | 65.8385 | 65.8385 | 65.8385 | 65.8385 | 65.8385
WA_Industrial_Other Industrial_Existing_Space Heating_Natural Gas_Boiler_A | WA | Industrial | Other Industrial | Existing | Space Heating | Natural Gas | Boiler | A | IE50 | TE 94% (ENERGY STAR 1.0) | Convert to Gas-Fired ASHP | 25 | 5375.3 | 0 | 0 | 86650.46 | -1334.36 | 0 | 0 | 20347.2112 | 22381.9323 | 513.550054507209 kBtu/hr | 6.906% | 100% | Turnover | LO50Fast | 85% | TBD | 0.2% | 881.5968 |  | 440.0561 |  | 0.50623 | RTF Wkbk - ComGasBoilersUES_v2.1 | CE_EWR Measure Cost Benchmarking - 02.08.23 | AEG BEST | TE 80% | TE 80% | TE 80% | TE 80% | TE 80% | TE 94% (ENERGY STAR 1.0) | TE 94% (ENERGY STAR 1.0) | TE 94% (ENERGY STAR 1.0) | TE 94% (ENERGY STAR 1.0) | TE 94% (ENERGY STAR 1.0) | TE 94% (ENERGY STAR 1.0) | TE 94% (ENERGY STAR 1.0) | TE 94% (ENERGY STAR 1.0) | TE 94% (ENERGY STAR 1.0) | TE 94% (ENERGY STAR 1.0) | TE 94% (ENERGY STAR 1.0) | TE 94% (ENERGY STAR 1.0) | TE 94% (ENERGY STAR 1.0) | TE 94% (ENERGY STAR 1.0) | TE 94% (ENERGY STAR 1.0) | TE 94% (ENERGY STAR 1.0) | TE 94% (ENERGY STAR 1.0) | TE 94% (ENERGY STAR 1.0) | TE 94% (ENERGY STAR 1.0) | TE 94% (ENERGY STAR 1.0) | TE 94% (ENERGY STAR 1.0) | TE 94% (ENERGY STAR 1.0) | TE 94% (ENERGY STAR 1.0) | TE 94% (ENERGY STAR 1.0) | TE 94% (ENERGY STAR 1.0) | TE 94% (ENERGY STAR 1.0) | Convert to Gas-Fired ASHP | Convert to Gas-Fired ASHP | Convert to Gas-Fired ASHP | Convert to Gas-Fired ASHP | Convert to Gas-Fired ASHP | Convert to Gas-Fired ASHP | Convert to Gas-Fired ASHP | Convert to Gas-Fired ASHP | Convert to Gas-Fired ASHP | Convert to Gas-Fired ASHP | Convert to Gas-Fired ASHP | Convert to Gas-Fired ASHP | Convert to Gas-Fired ASHP | Convert to Gas-Fired ASHP | Convert to Gas-Fired ASHP | Convert to Gas-Fired ASHP | Convert to Gas-Fired ASHP | Convert to Gas-Fired ASHP | Convert to Gas-Fired ASHP | Convert to Gas-Fired ASHP | Convert to Gas-Fired ASHP | Convert to Gas-Fired ASHP | Convert to Gas-Fired ASHP | TE 98% | TE 98% | TE 98% | TE 98% | TE 98% | TE 98% | TE 98% | TE 98% | 86650.46 | 86650.46 | 86650.46 | 86650.46 | 86650.46 | 71785.75 | 71785.75 | 71785.75 | 71785.75 | 71785.75 | 71785.75 | 71785.75 | 71785.75 | 71785.75 | 71785.75 | 71785.75 | 71785.75 | 71785.75 | 71785.75 | 71785.75 | 71785.75 | 71785.75 | 71785.75 | 3619.8414 | 3619.8414 | 3619.8414 | 3619.8414 | 3619.8414 | 3619.8414 | 3619.8414 | 3619.8414 | 0 | 8772.191 | 8772.191 | 8772.191 | 8772.191 | 5375.3 | 5375.3 | 5375.3 | 5375.3 | 5375.3 | 5375.3 | 5375.3 | 5375.3 | 5375.3 | 5375.3 | 5375.3 | 5375.3 | 5375.3 | 5375.3 | 5375.3 | 5375.3 | 5375.3 | 5375.3 | 5375.3 | 5375.3 | 5375.3 | 5375.3 | 5375.3 | 5375.3 | 5375.3 | 5375.3 | 0.53481 | 0.53773 | 0.53747 | 0.54947 | 0.55683 | 0.53778 | 0.53827 | 0.53895 | 0.53198 | 0.59738 | 0.52963 | 0.53298 | 0.52921 | 0.52545 | 0.54579 | 0.52494 | 0.56074 | 0.54574 | 0.53293 | 0.54373 | 0.53281 | 0.52351 | 0.51564 | 0.50969 | 0.50513 | 0.53481 | 0.53481 | 1.0725 | 1.61 | 2.1595 | 2.7163 | 3.2541 | 3.7924 | 4.3313 | 4.8633 | 5.4607 | 5.9903 | 6.5233 | 7.0525 | 7.5779 | 8.1237 | 8.6487 | 9.2094 | 9.7552 | 10.2881 | 10.8318 | 11.3646 | 11.8881 | 12.4038 | 0 | 0 | 0 | 0.099494 | 0.10004 | 0.099989 | 0.10222 | 0.10359 | 0.10005 | 0.10014 | 0.10026 | 0.098967 | 0.11113 | 0.098531 | 0.099153 | 0.098452 | 0.097753 | 0.10154 | 0.097658 | 0.10432 | 0.10153 | 0.099145 | 0.10115 | 0.099121 | 0.097392 | 0.095927 | 0.09482 | 0.093973 | 0.099494 | 0.099494 | 0.19953 | 0.29952 | 0.40174 | 0.50533 | 0.60538 | 0.70552 | 0.80578 | 0.90475 | 1.0159 | 1.1144 | 1.2136 | 1.312 | 1.4098 | 1.5113 | 1.609 | 1.7133 | 1.8148 | 1.914 | 2.0151 | 2.1142 | 2.2116 | 2.3076 | 2.4024 | 2.4963 | 2.4963 | 0.20457 | 0.30167 | 0.36548 | 0.41567 | 0.44942 | 0.44766 | 0.45412 | 0.45712 | 0.45207 | 0.50777 | 0.45019 | 0.45303 | 0.44983 | 0.44663 | 0.46392 | 0.4462 | 0.47663 | 0.46388 | 0.45299 | 0.46217 | 0.45289 | 0.44498 | 0.43829 | 0.43323 | 0.42936 | 0.4254 | 0.20457 | 0.50623 | 0.87171 | 1.2874 | 1.7368 | 2.1845 | 2.6386 | 3.0957 | 3.5478 | 4.0555 | 4.5057 | 4.9588 | 5.4086 | 5.8552 | 6.3191 | 6.7653 | 7.242 | 7.7059 | 7.7726 | 7.8407 | 7.9075 | 7.9731 | 8.0377 | 0 | 0 | 0 | 0.038057 | 0.056121 | 0.067993 | 0.07733 | 0.083609 | 0.083281 | 0.084482 | 0.08504 | 0.084102 | 0.094464 | 0.083751 | 0.08428 | 0.083684 | 0.08309 | 0.086305 | 0.08301 | 0.08867 | 0.086298 | 0.084273 | 0.08598 | 0.084253 | 0.082783 | 0.081538 | 0.080597 | 0.079877 | 0.07914 | 0.038057 | 0.094178 | 0.16217 | 0.2395 | 0.32311 | 0.40639 | 0.49087 | 0.57591 | 0.66001 | 0.75448 | 0.83823 | 0.92251 | 1.0062 | 1.0893 | 1.1756 | 1.2586 | 1.3473 | 1.4336 | 1.5178 | 1.6038 | 1.6881 | 1.7709 | 1.8524 | 1.933 | 2.0129 | 2.054 | 0 | 0 | 0 | 0 | 0 | 0 | 0 | 0 | 0 | 0 | 0 | 0 | 0 | 0 | 0 | 0 | 0 | 0 | 0.030046 | 0.044959 | 0.053402 | 0.058372 | 0.061341 | 0.062534 | 0.062813 | 0.062565 | 0 | 0 | 0 | 0 | 0 | 0 | 0 | 0 | 0 | 0 | 0 | 0 | 0 | 0 | 0 | 0 | 0 | 0 | 0.030046 | 0.075005 | 0.12841 | 0.18678 | 0.24812 | 0 | 0 | 0 | 0 | 0 | 0 | 0 | 0 | 0 | 0 | 0 | 0 | 0 | 0 | 0 | 0 | 0 | 0 | 0 | 0 | 0 | 0.037923 | 0.056747 | 0.067403 | 0.073677 | 0.077424 | 0.078929 | 0.079282 | 0.078969 | 0 | 0 | 0 | 0 | 0 | 0 | 0 | 0 | 0 | 0 | 0 | 0 | 0 | 0 | 0 | 0 | 0 | 0 | 0.037923 | 0.09467 | 0.16207 | 0.23575 | 0.31317 | 0.3921 | 0.47138 | 0.55035 | 0.20457 | 0.30167 | 0.36548 | 0.41567 | 0.44942 | 0.44766 | 0.45412 | 0.45712 | 0.45207 | 0.50777 | 0.45019 | 0.45303 | 0.44983 | 0.44663 | 0.46392 | 0.4462 | 0.47663 | 0.46388 | 0.066768 | 0.06812 | 0.066752 | 0.065587 | 0.064601 | 0.063855 | 0.063285 | 0.062701 | 0.20457 | 0.50623 | 0.87171 | 1.2874 | 1.7368 | 2.1845 | 2.6386 | 3.0957 | 3.5478 | 4.0555 | 4.5057 | 4.9588 | 5.4086 | 5.8552 | 6.3191 | 6.7653 | 7.242 | 7.7059 | 7.7726 | 7.8407 | 7.9075 | 7.9731 | 8.0377 | 0 | 0 | 0 | 0.038057 | 0.056121 | 0.067993 | 0.07733 | 0.083609 | 0.083281 | 0.084482 | 0.08504 | 0.084102 | 0.094464 | 0.083751 | 0.08428 | 0.083684 | 0.08309 | 0.086305 | 0.08301 | 0.08867 | 0.086298 | 0.084273 | 0.08598 | 0.084253 | 0.082783 | 0.081538 | 0.080597 | 0.079877 | 0.07914 | 0.038057 | 0.094178 | 0.16217 | 0.2395 | 0.32311 | 0.40639 | 0.49087 | 0.57591 | 0.66001 | 0.75448 | 0.83823 | 0.92251 | 1.0062 | 1.0893 | 1.1756 | 1.2586 | 1.3473 | 1.4336 | 1.5178 | 1.6038 | 1.6881 | 1.7709 | 1.8524 | 1.933 | 2.0129 | 2.054 | 913.9318 | 913.9318 | 913.9318 | 913.9318 | 913.9318 | 913.9318 | 913.9318 | 913.9318 | 913.9318 | 913.9318 | 913.9318 | 913.9318 | 913.9318 | 913.9318 | 913.9318 | 913.9318 | 913.9318 | 913.9318 | -1072.532 | -1072.532 | -1072.532 | -1072.532 | -1072.532 | -1072.532 | -1072.532 | -1072.532 | 458.3736 | 458.3736 | 458.3736 | 458.3736 | 458.3736 | 458.3736 | 458.3736 | 458.3736 | 458.3736 | 458.3736 | 458.3736 | 458.3736 | 458.3736 | 458.3736 | 458.3736 | 458.3736 | 458.3736 | 458.3736 | 156.8181 | 156.8181 | 156.8181 | 156.8181 | 156.8181 | 156.8181 | 156.8181 | 156.8181
WA_Industrial_Other Industrial_Existing_Space Heating_Natural Gas_Unit Heater_A | WA | Industrial | Other Industrial | Existing | Space Heating | Natural Gas | Unit Heater | A | IE51 | Condensing | Infrared Radiant | 12 | 15772.4108 | 0 | 0 | 78394.64 | 0 | 0 | 0 | 78394.6374 | 86234.1011 | 120 kBtu/Hr | 32.45% | 100% | Turnover | LO12Med | 84.73% | TBD | 0.2% | -137.9153 |  | 246.3446 |  | 0.18354 | IL TRM v11 - 4.4.5 (Adjusted for WA Climate) | CNGC Program Data | IL TRM v11 - 4.4.5 (Adjusted for WA Climate) | Standard | Standard | Standard | Standard | Standard | Condensing | Condensing | Condensing | Condensing | Condensing | Condensing | Condensing | Condensing | Condensing | Condensing | Condensing | Condensing | Condensing | Condensing | Condensing | Condensing | Condensing | Condensing | Condensing | Condensing | Condensing | Condensing | Condensing | Condensing | Condensing | Condensing | Infrared Radiant | Infrared Radiant | Infrared Radiant | Infrared Radiant | Infrared Radiant | Infrared Radiant | Infrared Radiant | Infrared Radiant | Infrared Radiant | Infrared Radiant | Infrared Radiant | Infrared Radiant | Infrared Radiant | Infrared Radiant | Infrared Radiant | Infrared Radiant | Infrared Radiant | Infrared Radiant | Infrared Radiant | Infrared Radiant | Infrared Radiant | Infrared Radiant | Infrared Radiant | Infrared Radiant | Infrared Radiant | Infrared Radiant | Infrared Radiant | Infrared Radiant | Infrared Radiant | Infrared Radiant | Infrared Radiant | 78394.64 | 78394.64 | 78394.64 | 78394.64 | 78394.64 | -158314.4 | -158314.4 | -158314.4 | -158314.4 | -158314.4 | -158314.4 | -158314.4 | -158314.4 | -158314.4 | -158314.4 | -158314.4 | -158314.4 | -158314.4 | -158314.4 | -158314.4 | -158314.4 | -158314.4 | -158314.4 | -158314.4034 | -158314.4034 | -158314.4034 | -158314.4034 | -158314.4034 | -158314.4034 | -158314.4034 | -158314.4034 | 0 | 28641.12 | 28641.12 | 28641.12 | 28641.12 | 15772.4108 | 15772.4108 | 15772.4108 | 15772.4108 | 15772.4108 | 15772.4108 | 15772.4108 | 15772.4108 | 15772.4108 | 15772.4108 | 15772.4108 | 15772.4108 | 15772.4108 | 15772.4108 | 15772.4108 | 15772.4108 | 15772.4108 | 15772.4108 | 15772.4108 | 15772.4108 | 15772.4108 | 15772.4108 | 15772.4108 | 15772.4108 | 15772.4108 | 15772.4108 | 0.53088 | 0.72169 | 0.92979 | 1.1884 | 1.4534 | 1.6212 | 1.8268 | 2.0239 | 2.1857 | 2.6732 | 2.6507 | 2.8428 | 2.6764 | 2.5624 | 2.5741 | 2.4984 | 2.7368 | 2.5072 | 2.5656 | 2.6809 | 2.7856 | 2.8971 | 2.9455 | 2.9761 | 2.9973 | 3.0015 | 0.53088 | 1.2526 | 2.1824 | 3.3708 | 4.8242 | 6.4454 | 8.2722 | 10.2961 | 12.4818 | 15.155 | 17.8057 | 20.6484 | 22.794 | 24.6347 | 26.2791 | 27.589 | 28.8724 | 29.7585 | 30.4973 | 31.1543 | 31.7542 | 31.978 | 32.2728 | 0 | 0 | 0 | 0.033659 | 0.045756 | 0.058951 | 0.075348 | 0.092147 | 0.10279 | 0.11582 | 0.12832 | 0.13858 | 0.16949 | 0.16806 | 0.18024 | 0.16969 | 0.16246 | 0.16321 | 0.1584 | 0.17352 | 0.15896 | 0.16266 | 0.16998 | 0.17661 | 0.18368 | 0.18675 | 0.18869 | 0.19003 | 0.1903 | 0.033659 | 0.079415 | 0.13837 | 0.21371 | 0.30586 | 0.40865 | 0.52447 | 0.65279 | 0.79137 | 0.96086 | 1.1289 | 1.3091 | 1.4452 | 1.5619 | 1.6661 | 1.7492 | 1.8306 | 1.8867 | 1.9336 | 1.9752 | 2.0133 | 2.0275 | 2.0462 | 2.0546 | 2.075 | 2.1028 | 0.049355 | 0.13419 | 0.25932 | 0.44194 | 0.67559 | 0.88926 | 1.1243 | 1.354 | 1.5559 | 1.9945 | 2.0504 | 2.2613 | 2.1759 | 2.1193 | 2.1579 | 2.1168 | 2.3189 | 2.1245 | 2.174 | 2.2717 | 2.3604 | 2.4625 | 2.5036 | 2.5297 | 2.5477 | 2.5513 | 0.049355 | 0.18354 | 0.44287 | 0.88481 | 1.5604 | 2.4497 | 3.574 | 4.928 | 6.4838 | 8.4784 | 10.5287 | 12.79 | 14.9166 | 16.9017 | 18.8002 | 20.4751 | 22.1184 | 23.3537 | 24.4033 | 25.321 | 26.1256 | 26.5936 | 27.0468 | 0 | 0 | 0 | 0.0031292 | 0.0085078 | 0.016442 | 0.02802 | 0.042834 | 0.056381 | 0.071283 | 0.085847 | 0.098644 | 0.12646 | 0.13 | 0.14337 | 0.13796 | 0.13437 | 0.13681 | 0.13421 | 0.14702 | 0.1347 | 0.13783 | 0.14403 | 0.14965 | 0.15613 | 0.15874 | 0.16039 | 0.16153 | 0.16176 | 0.0031292 | 0.011637 | 0.028079 | 0.056099 | 0.098932 | 0.15531 | 0.2266 | 0.31244 | 0.41109 | 0.53754 | 0.66754 | 0.81091 | 0.94574 | 1.0716 | 1.192 | 1.2982 | 1.4024 | 1.4807 | 1.5472 | 1.6054 | 1.6564 | 1.6861 | 1.7148 | 1.7318 | 1.7554 | 1.7828 | 0.049355 | 0.13419 | 0.25932 | 0.44194 | 0.67559 | 0.88926 | 1.1243 | 1.354 | 1.5559 | 1.9945 | 2.0504 | 2.2613 | 2.1759 | 2.1193 | 2.1579 | 2.1168 | 2.3189 | 2.1245 | 2.174 | 2.2717 | 2.3604 | 2.4625 | 2.5036 | 2.5297 | 2.5477 | 2.5513 | 0.049355 | 0.18354 | 0.44287 | 0.88481 | 1.5604 | 2.4497 | 3.574 | 4.928 | 6.4838 | 8.4784 | 10.5287 | 12.79 | 14.9166 | 16.9017 | 18.8002 | 20.4751 | 22.1184 | 23.3537 | 24.4033 | 25.321 | 26.1256 | 26.5936 | 27.0468 | 0 | 0 | 0 | 0.0031292 | 0.0085078 | 0.016442 | 0.02802 | 0.042834 | 0.056381 | 0.071283 | 0.085847 | 0.098644 | 0.12646 | 0.13 | 0.14337 | 0.13796 | 0.13437 | 0.13681 | 0.13421 | 0.14702 | 0.1347 | 0.13783 | 0.14403 | 0.14965 | 0.15613 | 0.15874 | 0.16039 | 0.16153 | 0.16176 | 0.0031292 | 0.011637 | 0.028079 | 0.056099 | 0.098932 | 0.15531 | 0.2266 | 0.31244 | 0.41109 | 0.53754 | 0.66754 | 0.81091 | 0.94574 | 1.0716 | 1.192 | 1.2982 | 1.4024 | 1.4807 | 1.5472 | 1.6054 | 1.6564 | 1.6861 | 1.7148 | 1.7318 | 1.7554 | 1.7828 | 0.049355 | 0.13419 | 0.25932 | 0.44194 | 0.67559 | 0.88926 | 1.1243 | 1.354 | 1.5559 | 1.9945 | 2.0504 | 2.2613 | 2.1759 | 2.1193 | 2.1579 | 2.1168 | 2.3189 | 2.1245 | 2.174 | 2.2717 | 2.3604 | 2.4625 | 2.5036 | 2.5297 | 2.5477 | 2.5513 | 0.049355 | 0.18354 | 0.44287 | 0.88481 | 1.5604 | 2.4497 | 3.574 | 4.928 | 6.4838 | 8.4784 | 10.5287 | 12.79 | 14.9166 | 16.9017 | 18.8002 | 20.4751 | 22.1184 | 23.3537 | 24.4033 | 25.321 | 26.1256 | 26.5936 | 27.0468 | 0 | 0 | 0 | 0.0031292 | 0.0085078 | 0.016442 | 0.02802 | 0.042834 | 0.056381 | 0.071283 | 0.085847 | 0.098644 | 0.12646 | 0.13 | 0.14337 | 0.13796 | 0.13437 | 0.13681 | 0.13421 | 0.14702 | 0.1347 | 0.13783 | 0.14403 | 0.14965 | 0.15613 | 0.15874 | 0.16039 | 0.16153 | 0.16176 | 0.0031292 | 0.011637 | 0.028079 | 0.056099 | 0.098932 | 0.15531 | 0.2266 | 0.31244 | 0.41109 | 0.53754 | 0.66754 | 0.81091 | 0.94574 | 1.0716 | 1.192 | 1.2982 | 1.4024 | 1.4807 | 1.5472 | 1.6054 | 1.6564 | 1.6861 | 1.7148 | 1.7318 | 1.7554 | 1.7828 | -265.2069 | -265.2069 | -265.2069 | -265.2069 | -265.2069 | -265.2069 | -265.2069 | -265.2069 | -265.2069 | -265.2069 | -265.2069 | -265.2069 | -265.2069 | -265.2069 | -265.2069 | -265.2069 | -265.2069 | -265.2069 | -265.2069 | -265.2069 | -265.2069 | -265.2069 | -265.2069 | -265.2069 | -265.2069 | -265.2069 | 168.0233 | 168.0233 | 168.0233 | 168.0233 | 168.0233 | 168.0233 | 168.0233 | 168.0233 | 168.0233 | 168.0233 | 168.0233 | 168.0233 | 168.0233 | 168.0233 | 168.0233 | 168.0233 | 168.0233 | 168.0233 | 168.0233 | 168.0233 | 168.0233 | 168.0233 | 168.0233 | 168.0233 | 168.0233 | 168.0233
WA_Industrial_Other Industrial_New_Space Heating_Natural Gas_Furnace_A | WA | Industrial | Other Industrial | New | Space Heating | Natural Gas | Furnace | A | IE52 | AFUE 91% (2023 WA State Code Compliant) | AFUE 96% | 23 | 0 | 0 | 0 | 667.74 | 0 | 0 | 0 | 667.7377 | 734.5115 | 140 kBtu/hr | 0% | 30% | Turnover | LO12Med | 25.42% | TBD | 0.2% | 0 |  | 0 |  | 0 | EIA 2018 Tech Forecast | 2015 DOE Commercial Warm Air Furnace TSD - EERE-2013-BT-STD-0021-0050 | AEG BEST | AFUE 80% (Standard) | AFUE 80% (Standard) | AFUE 80% (Standard) | AFUE 80% (Standard) | AFUE 80% (Standard) | AFUE 91% (2023 WA State Code Compliant) | AFUE 91% (2023 WA State Code Compliant) | AFUE 91% (2023 WA State Code Compliant) | AFUE 91% (2023 WA State Code Compliant) | AFUE 91% (2023 WA State Code Compliant) | AFUE 91% (2023 WA State Code Compliant) | AFUE 91% (2023 WA State Code Compliant) | AFUE 91% (2023 WA State Code Compliant) | AFUE 91% (2023 WA State Code Compliant) | AFUE 91% (2023 WA State Code Compliant) | AFUE 91% (2023 WA State Code Compliant) | AFUE 91% (2023 WA State Code Compliant) | AFUE 91% (2023 WA State Code Compliant) | AFUE 91% (2023 WA State Code Compliant) | AFUE 91% (2023 WA State Code Compliant) | AFUE 91% (2023 WA State Code Compliant) | AFUE 91% (2023 WA State Code Compliant) | AFUE 91% (2023 WA State Code Compliant) | AFUE 91% (2023 WA State Code Compliant) | AFUE 91% (2023 WA State Code Compliant) | AFUE 91% (2023 WA State Code Compliant) | AFUE 91% (2023 WA State Code Compliant) | AFUE 91% (2023 WA State Code Compliant) | AFUE 91% (2023 WA State Code Compliant) | AFUE 91% (2023 WA State Code Compliant) | AFUE 91% (2023 WA State Code Compliant) | AFUE 96% | AFUE 96% | AFUE 96% | AFUE 96% | AFUE 96% | AFUE 96% | AFUE 96% | AFUE 96% | AFUE 96% | AFUE 96% | AFUE 96% | AFUE 96% | AFUE 96% | AFUE 96% | AFUE 96% | AFUE 96% | AFUE 96% | AFUE 96% | AFUE 96% | AFUE 96% | AFUE 96% | AFUE 96% | AFUE 96% | AFUE 96% | AFUE 96% | AFUE 96% | AFUE 96% | AFUE 96% | AFUE 96% | AFUE 96% | AFUE 96% | 667.74 | 667.74 | 667.74 | 667.74 | 667.74 | -828.69 | -828.69 | -828.69 | -828.69 | -828.69 | -828.69 | -828.69 | -828.69 | -828.69 | -828.69 | -828.69 | -828.69 | -828.69 | -828.69 | -828.69 | -828.69 | -828.69 | -828.69 | -828.6875 | -828.6875 | -828.6875 | -828.6875 | -828.6875 | -828.6875 | -828.6875 | -828.6875 | 0 | 0 | 0 | 0 | 0 | 0 | 0 | 0 | 0 | 0 | 0 | 0 | 0 | 0 | 0 | 0 | 0 | 0 | 0 | 0 | 0 | 0 | 0 | 0 | 0 | 0 | 0 | 0 | 0 | 0 | 0 | 0 | 0 | 0 | 0 | 0 | 0 | 0 | 0 | 0 | 0 | 0 | 0 | 0 | 0 | 0 | 0 | 0 | 0 | 0 | 0 | 0 | 0 | 0 | 0 | 0 | 0 | 0 | 0 | 0 | 0 | 0 | 0 | 0 | 0 | 0 | 0 | 0 | 0 | 0 | 0 | 0 | 0 | 0 | 0 | 0 | 0 | 0 | 0 | 0 | 0 | 0 | 0 | 0 | 0 | 0 | 0 | 0 | 0 | 0 | 0 | 0 | 0 | 0 | 0 | 0 | 0 | 0 | 0 | 0 | 0 | 0 | 0 | 0 | 0 | 0 | 0 | 0 | 0 | 0 | 0 | 0 | 0 | 0 | 0 | 0 | 0 | 0 | 0 | 0 | 0 | 0 | 0 | 0 | 0 | 0 | 0 | 0 | 0 | 0 | 0 | 0 | 0 | 0 | 0 | 0 | 0 | 0 | 0 | 0 | 0 | 0 | 0 | 0 | 0 | 0 | 0 | 0 | 0 | 0 | 0 | 0 | 0 | 0 | 0 | 0 | 0 | 0 | 0 | 0 | 0 | 0 | 0 | 0 | 0 | 0 | 0 | 0 | 0 | 0 | 0 | 0 | 0 | 0 | 0 | 0 | 0 | 0 | 0 | 0 | 0 | 0 | 0 | 0 | 0 | 0 | 0 | 0 | 0 | 0 | 0 | 0 | 0 | 0 | 0 | 0 | 0 | 0 | 0 | 0 | 0 | 0 | 0 | 0 | 0 | 0 | 0 | 0 | 0 | 0 | 0 | 0 | 0 | 0 | 0 | 0 | 0 | 0 | 0 | 0 | 0 | 0 | 0 | 0 | 0 | 0 | 0 | 0 | 0 | 0 | 0 | 0 | 0 | 0 | 0 | 0 | 0 | 0 | 0 | 0 | 0 | 0 | 0 | 0 | 0 | 0 | 0 | 0 | 0 | 0 | 0 | 0 | 0 | 0 | 0 | 0 | 0 | 0 | 0 | 0 | 0 | 0 | 0 | 0 | 0 | 0 | 0 | 0 | 0 | 0 | 0 | 0 | 0 | 0 | 0 | 0 | 0 | 0 | 0 | 0 | 0 | 0 | 0 | 0 | 0 | 0 | 0 | 0 | 0 | 0 | 0 | 0 | 0 | 0 | 0 | 0 | 0 | 0 | 0 | 0 | 0 | 0 | 0 | 0 | 0 | 0 | 0 | 0 | 0 | 0 | 0 | 0 | 0 | 0 | 0 | 0 | 0 | 0 | 0 | 0 | 0 | 0 | 0 | 0 | 0 | 0 | 0 | 0 | 0 | 0 | 0 | 0 | 0 | 0 | 0 | 0 | 0 | 0 | 0 | 0 | 0 | 0 | 0 | 0 | 0 | 0 | 0 | 0 | 0 | 0 | 0 | 0 | 0 | 0 | 0 | 0 | 0 | 0 | 0 | 0 | 0 | 0 | 0 | 0 | 0 | 0 | 0 | 0 | 0 | 0 | 0 | 0 | 0 | 0 | 0 | 0 | 0 | 0 | 0 | 0 | 0 | 0 | 0 | 0 | 0 | 0 | 0 | 0 | 0 | 0 | 0 | 0 | 0 | 0 | 0 | 0 | 0 | 0 | 0 | 0 | 0 | 0 | 0 | 0 | 0 | 0 | 0 | 0 | 0 | 0 | 0 | 0 | 0 | 0 | 0 | 0 | 0 | 0 | 0 | 0 | 0 | 0 | 0 | 0 | 0 | 0 | 0 | 0 | 0 | 0 | 0 | 0 | 0 | 0 | 0 | 0 | 0 | 0 | 0 | 0 | 0 | 0 | 0 | 0 | 0 | 0 | 0 | 0 | 0 | 0 | 0 | 0 | 0 | 0 | 0 | 0 | 0 | 0 | 0 | 0 | 0 | 0 | 0 | 0 | 0 | 0 | 0 | 0 | 0 | 0 | 0 | 0 | 0 | 0 | 0 | 0 | 0 | 0 | 0 | 0 | 0 | 0 | 0 | 0 | 0 | 0 | 0 | 0 | 0 | 0 | 0 | 0 | 0 | 0 | 0 | 0 | 0 | 0 | 0
WA_Industrial_Other Industrial_New_Space Heating_Natural Gas_Boiler_A | WA | Industrial | Other Industrial | New | Space Heating | Natural Gas | Boiler | A | IE53 | TE 94% (ENERGY STAR 1.0) | Convert to Gas-Fired ASHP | 25 | 0 | 0 | 0 | 86650.46 | -1334.36 | 0 | 0 | 20347.2112 | 22381.9323 | 513.550054507209 kBtu/hr | 0% | 100% | Turnover | LO50Fast | 85% | TBD | 0.2% | 0 |  | 0 |  | 0 | RTF Wkbk - ComGasBoilersUES_v2.1 | CE_EWR Measure Cost Benchmarking - 02.08.23 | AEG BEST | TE 80% | TE 80% | TE 80% | TE 80% | TE 80% | TE 94% (ENERGY STAR 1.0) | TE 94% (ENERGY STAR 1.0) | TE 94% (ENERGY STAR 1.0) | TE 94% (ENERGY STAR 1.0) | TE 94% (ENERGY STAR 1.0) | TE 94% (ENERGY STAR 1.0) | TE 94% (ENERGY STAR 1.0) | TE 94% (ENERGY STAR 1.0) | TE 94% (ENERGY STAR 1.0) | TE 94% (ENERGY STAR 1.0) | TE 94% (ENERGY STAR 1.0) | TE 94% (ENERGY STAR 1.0) | TE 94% (ENERGY STAR 1.0) | TE 94% (ENERGY STAR 1.0) | TE 94% (ENERGY STAR 1.0) | TE 94% (ENERGY STAR 1.0) | TE 94% (ENERGY STAR 1.0) | TE 94% (ENERGY STAR 1.0) | TE 94% (ENERGY STAR 1.0) | TE 94% (ENERGY STAR 1.0) | TE 94% (ENERGY STAR 1.0) | TE 94% (ENERGY STAR 1.0) | TE 94% (ENERGY STAR 1.0) | TE 94% (ENERGY STAR 1.0) | TE 94% (ENERGY STAR 1.0) | TE 94% (ENERGY STAR 1.0) | Convert to Gas-Fired ASHP | Convert to Gas-Fired ASHP | Convert to Gas-Fired ASHP | Convert to Gas-Fired ASHP | Convert to Gas-Fired ASHP | Convert to Gas-Fired ASHP | Convert to Gas-Fired ASHP | Convert to Gas-Fired ASHP | Convert to Gas-Fired ASHP | Convert to Gas-Fired ASHP | Convert to Gas-Fired ASHP | Convert to Gas-Fired ASHP | Convert to Gas-Fired ASHP | Convert to Gas-Fired ASHP | Convert to Gas-Fired ASHP | Convert to Gas-Fired ASHP | Convert to Gas-Fired ASHP | Convert to Gas-Fired ASHP | Convert to Gas-Fired ASHP | Convert to Gas-Fired ASHP | Convert to Gas-Fired ASHP | Convert to Gas-Fired ASHP | Convert to Gas-Fired ASHP | TE 98% | TE 98% | TE 98% | TE 98% | TE 98% | TE 98% | TE 98% | TE 98% | 86650.46 | 86650.46 | 86650.46 | 86650.46 | 86650.46 | 71785.75 | 71785.75 | 71785.75 | 71785.75 | 71785.75 | 71785.75 | 71785.75 | 71785.75 | 71785.75 | 71785.75 | 71785.75 | 71785.75 | 71785.75 | 71785.75 | 71785.75 | 71785.75 | 71785.75 | 71785.75 | 3619.8414 | 3619.8414 | 3619.8414 | 3619.8414 | 3619.8414 | 3619.8414 | 3619.8414 | 3619.8414 | 0 | 0 | 0 | 0 | 0 | 0 | 0 | 0 | 0 | 0 | 0 | 0 | 0 | 0 | 0 | 0 | 0 | 0 | 0 | 0 | 0 | 0 | 0 | 0 | 0 | 0 | 0 | 0 | 0 | 0 | 0 | 0 | 0 | 0 | 0 | 0 | 0 | 0 | 0 | 0 | 0 | 0 | 0 | 0 | 0 | 0 | 0 | 0 | 0 | 0 | 0 | 0 | 0 | 0 | 0 | 0 | 0 | 0 | 0 | 0 | 0 | 0 | 0 | 0 | 0 | 0 | 0 | 0 | 0 | 0 | 0 | 0 | 0 | 0 | 0 | 0 | 0 | 0 | 0 | 0 | 0 | 0 | 0 | 0 | 0 | 0 | 0 | 0 | 0 | 0 | 0 | 0 | 0 | 0 | 0 | 0 | 0 | 0 | 0 | 0 | 0 | 0 | 0 | 0 | 0 | 0 | 0 | 0 | 0 | 0 | 0 | 0 | 0 | 0 | 0 | 0 | 0 | 0 | 0 | 0 | 0 | 0 | 0 | 0 | 0 | 0 | 0 | 0 | 0 | 0 | 0 | 0 | 0 | 0 | 0 | 0 | 0 | 0 | 0 | 0 | 0 | 0 | 0 | 0 | 0 | 0 | 0 | 0 | 0 | 0 | 0 | 0 | 0 | 0 | 0 | 0 | 0 | 0 | 0 | 0 | 0 | 0 | 0 | 0 | 0 | 0 | 0 | 0 | 0 | 0 | 0 | 0 | 0 | 0 | 0 | 0 | 0 | 0 | 0 | 0 | 0 | 0 | 0 | 0 | 0 | 0 | 0 | 0 | 0 | 0 | 0 | 0 | 0 | 0 | 0 | 0 | 0 | 0 | 0 | 0 | 0 | 0 | 0 | 0 | 0 | 0 | 0 | 0 | 0 | 0 | 0 | 0 | 0 | 0 | 0 | 0 | 0 | 0 | 0 | 0 | 0 | 0 | 0 | 0 | 0 | 0 | 0 | 0 | 0 | 0 | 0 | 0 | 0 | 0 | 0 | 0 | 0 | 0 | 0 | 0 | 0 | 0 | 0 | 0 | 0 | 0 | 0 | 0 | 0 | 0 | 0 | 0 | 0 | 0 | 0 | 0 | 0 | 0 | 0 | 0 | 0 | 0 | 0 | 0 | 0 | 0 | 0 | 0 | 0 | 0 | 0 | 0 | 0 | 0 | 0 | 0 | 0 | 0 | 0 | 0 | 0 | 0 | 0 | 0 | 0 | 0 | 0 | 0 | 0 | 0 | 0 | 0 | 0 | 0 | 0 | 0 | 0 | 0 | 0 | 0 | 0 | 0 | 0 | 0 | 0 | 0 | 0 | 0 | 0 | 0 | 0 | 0 | 0 | 0 | 0 | 0 | 0 | 0 | 0 | 0 | 0 | 0 | 0 | 0 | 0 | 0 | 0 | 0 | 0 | 0 | 0 | 0 | 0 | 0 | 0 | 0 | 0 | 0 | 0 | 0 | 0 | 0 | 0 | 0 | 0 | 0 | 0 | 0 | 0 | 0 | 0 | 0 | 0 | 0 | 0 | 0 | 0 | 0 | 0 | 0 | 0 | 0 | 0 | 0 | 0 | 0 | 0 | 0 | 0 | 0 | 0 | 0 | 0 | 0 | 0 | 0 | 0 | 0 | 0 | 0 | 0 | 0 | 0 | 0 | 0 | 0 | 0 | 0 | 0 | 0 | 0 | 0 | 0 | 0 | 0 | 0 | 0 | 0 | 0 | 0 | 0 | 0 | 0 | 0 | 0 | 0 | 0 | 0 | 0 | 0 | 0 | 0 | 0 | 0 | 0 | 0 | 0 | 0 | 0 | 0 | 0 | 0 | 0 | 0 | 0 | 0 | 0 | 0 | 0 | 0 | 0 | 0 | 0 | 0 | 0 | 0 | 0 | 0 | 0 | 0 | 0 | 0 | 0 | 0 | 0 | 0 | 0 | 0 | 0 | 0 | 0 | 0 | 0 | 0 | 0 | 0 | 0 | 0 | 0 | 0 | 0 | 0 | 0 | 0 | 0 | 0 | 0 | 0 | 0 | 0 | 0 | 0 | 0 | 0 | 0 | 0 | 0 | 0 | 0 | 0 | 0 | 0 | 0 | 0 | 0 | 0 | 0 | 0 | 0 | 0 | 0 | 0 | 0 | 0 | 0 | 0 | 0 | 0 | 0
WA_Industrial_Other Industrial_New_Space Heating_Natural Gas_Unit Heater_A | WA | Industrial | Other Industrial | New | Space Heating | Natural Gas | Unit Heater | A | IE54 | Condensing | Infrared Radiant | 12 | 15772.4108 | 0 | 0 | 78394.64 | 0 | 0 | 0 | 78394.6374 | 86234.1011 | 120 kBtu/Hr | 6.49% | 100% | Turnover | LO12Med | 84.73% | TBD | 0.2% | -137.9153 |  | 246.3446 |  | 0.054157 | IL TRM v11 - 4.4.5 (Adjusted for WA Climate) | CNGC Program Data | IL TRM v11 - 4.4.5 (Adjusted for WA Climate) | Standard | Standard | Standard | Standard | Standard | Condensing | Condensing | Condensing | Condensing | Condensing | Condensing | Condensing | Condensing | Condensing | Condensing | Condensing | Condensing | Condensing | Condensing | Condensing | Condensing | Condensing | Condensing | Condensing | Condensing | Condensing | Condensing | Condensing | Condensing | Condensing | Condensing | Infrared Radiant | Infrared Radiant | Infrared Radiant | Infrared Radiant | Infrared Radiant | Infrared Radiant | Infrared Radiant | Infrared Radiant | Infrared Radiant | Infrared Radiant | Infrared Radiant | Infrared Radiant | Infrared Radiant | Infrared Radiant | Infrared Radiant | Infrared Radiant | Infrared Radiant | Infrared Radiant | Infrared Radiant | Infrared Radiant | Infrared Radiant | Infrared Radiant | Infrared Radiant | Infrared Radiant | Infrared Radiant | Infrared Radiant | Infrared Radiant | Infrared Radiant | Infrared Radiant | Infrared Radiant | Infrared Radiant | 78394.64 | 78394.64 | 78394.64 | 78394.64 | 78394.64 | -158314.4 | -158314.4 | -158314.4 | -158314.4 | -158314.4 | -158314.4 | -158314.4 | -158314.4 | -158314.4 | -158314.4 | -158314.4 | -158314.4 | -158314.4 | -158314.4 | -158314.4 | -158314.4 | -158314.4 | -158314.4 | -158314.4034 | -158314.4034 | -158314.4034 | -158314.4034 | -158314.4034 | -158314.4034 | -158314.4034 | -158314.4034 | 0 | 28641.12 | 28641.12 | 28641.12 | 28641.12 | 15772.4108 | 15772.4108 | 15772.4108 | 15772.4108 | 15772.4108 | 15772.4108 | 15772.4108 | 15772.4108 | 15772.4108 | 15772.4108 | 15772.4108 | 15772.4108 | 15772.4108 | 15772.4108 | 15772.4108 | 15772.4108 | 15772.4108 | 15772.4108 | 15772.4108 | 15772.4108 | 15772.4108 | 15772.4108 | 15772.4108 | 15772.4108 | 15772.4108 | 15772.4108 | 0.19643 | 0.19305 | 0.19294 | 0.19181 | 0.19191 | 0.19207 | 0.22444 | 0.25015 | 0.2687 | 0.28185 | 0.29689 | 0.30691 | 0.31703 | 0.39559 | 0.38374 | 0.37537 | 0.37892 | 0.38676 | 0.39409 | 0.40316 | 0.41274 | 0.4227 | 0.43268 | 0.46182 | 0.48314 | 0.49812 | 0.19643 | 0.38948 | 0.58242 | 0.77423 | 0.96614 | 1.1582 | 1.3826 | 1.6328 | 1.9015 | 2.1833 | 2.4802 | 2.7871 | 2.9077 | 3.1103 | 3.3011 | 3.4846 | 3.6716 | 3.8663 | 4.036 | 4.189 | 4.333 | 4.4739 | 4.6097 | 0 | 0 | 0 | 0.012454 | 0.01224 | 0.012233 | 0.012161 | 0.012167 | 0.012178 | 0.01423 | 0.01586 | 0.017036 | 0.01787 | 0.018823 | 0.019459 | 0.0201 | 0.025081 | 0.02433 | 0.023799 | 0.024024 | 0.024521 | 0.024986 | 0.025561 | 0.026168 | 0.0268 | 0.027433 | 0.02928 | 0.030632 | 0.031582 | 0.012454 | 0.024694 | 0.036927 | 0.049087 | 0.061255 | 0.073432 | 0.087662 | 0.10352 | 0.12056 | 0.13843 | 0.15725 | 0.17671 | 0.18436 | 0.1972 | 0.20929 | 0.22093 | 0.23279 | 0.24513 | 0.25589 | 0.26559 | 0.27472 | 0.28365 | 0.29226 | 0.30208 | 0.31262 | 0.31912 | 0.018261 | 0.035895 | 0.053813 | 0.071328 | 0.089208 | 0.10535 | 0.13813 | 0.16735 | 0.19127 | 0.21029 | 0.22965 | 0.24413 | 0.25775 | 0.32717 | 0.32168 | 0.31804 | 0.32107 | 0.32772 | 0.33394 | 0.34162 | 0.34973 | 0.3593 | 0.36778 | 0.39254 | 0.41067 | 0.4234 | 0.018261 | 0.054157 | 0.10797 | 0.1793 | 0.26851 | 0.37386 | 0.51199 | 0.67934 | 0.87061 | 1.0809 | 1.3105 | 1.5547 | 1.7942 | 2.0854 | 2.3533 | 2.6 | 2.8319 | 3.0543 | 3.2501 | 3.4243 | 3.5828 | 3.7318 | 3.8699 | 0 | 0 | 0 | 0.0011578 | 0.0022758 | 0.0034119 | 0.0045223 | 0.0056559 | 0.0066795 | 0.0087578 | 0.01061 | 0.012127 | 0.013333 | 0.01456 | 0.015479 | 0.016342 | 0.020743 | 0.020395 | 0.020164 | 0.020356 | 0.020778 | 0.021172 | 0.021659 | 0.022174 | 0.02278 | 0.023318 | 0.024888 | 0.026037 | 0.026845 | 0.0011578 | 0.0034336 | 0.0068455 | 0.011368 | 0.017024 | 0.023703 | 0.032461 | 0.043071 | 0.055198 | 0.068531 | 0.083091 | 0.09857 | 0.11375 | 0.13222 | 0.1492 | 0.16485 | 0.17955 | 0.19365 | 0.20606 | 0.21711 | 0.22716 | 0.2366 | 0.24536 | 0.25477 | 0.26447 | 0.27057 | 0.018261 | 0.035895 | 0.053813 | 0.071328 | 0.089208 | 0.10535 | 0.13813 | 0.16735 | 0.19127 | 0.21029 | 0.22965 | 0.24413 | 0.25775 | 0.32717 | 0.32168 | 0.31804 | 0.32107 | 0.32772 | 0.33394 | 0.34162 | 0.34973 | 0.3593 | 0.36778 | 0.39254 | 0.41067 | 0.4234 | 0.018261 | 0.054157 | 0.10797 | 0.1793 | 0.26851 | 0.37386 | 0.51199 | 0.67934 | 0.87061 | 1.0809 | 1.3105 | 1.5547 | 1.7942 | 2.0854 | 2.3533 | 2.6 | 2.8319 | 3.0543 | 3.2501 | 3.4243 | 3.5828 | 3.7318 | 3.8699 | 0 | 0 | 0 | 0.0011578 | 0.0022758 | 0.0034119 | 0.0045223 | 0.0056559 | 0.0066795 | 0.0087578 | 0.01061 | 0.012127 | 0.013333 | 0.01456 | 0.015479 | 0.016342 | 0.020743 | 0.020395 | 0.020164 | 0.020356 | 0.020778 | 0.021172 | 0.021659 | 0.022174 | 0.02278 | 0.023318 | 0.024888 | 0.026037 | 0.026845 | 0.0011578 | 0.0034336 | 0.0068455 | 0.011368 | 0.017024 | 0.023703 | 0.032461 | 0.043071 | 0.055198 | 0.068531 | 0.083091 | 0.09857 | 0.11375 | 0.13222 | 0.1492 | 0.16485 | 0.17955 | 0.19365 | 0.20606 | 0.21711 | 0.22716 | 0.2366 | 0.24536 | 0.25477 | 0.26447 | 0.27057 | 0.018261 | 0.035895 | 0.053813 | 0.071328 | 0.089208 | 0.10535 | 0.13813 | 0.16735 | 0.19127 | 0.21029 | 0.22965 | 0.24413 | 0.25775 | 0.32717 | 0.32168 | 0.31804 | 0.32107 | 0.32772 | 0.33394 | 0.34162 | 0.34973 | 0.3593 | 0.36778 | 0.39254 | 0.41067 | 0.4234 | 0.018261 | 0.054157 | 0.10797 | 0.1793 | 0.26851 | 0.37386 | 0.51199 | 0.67934 | 0.87061 | 1.0809 | 1.3105 | 1.5547 | 1.7942 | 2.0854 | 2.3533 | 2.6 | 2.8319 | 3.0543 | 3.2501 | 3.4243 | 3.5828 | 3.7318 | 3.8699 | 0 | 0 | 0 | 0.0011578 | 0.0022758 | 0.0034119 | 0.0045223 | 0.0056559 | 0.0066795 | 0.0087578 | 0.01061 | 0.012127 | 0.013333 | 0.01456 | 0.015479 | 0.016342 | 0.020743 | 0.020395 | 0.020164 | 0.020356 | 0.020778 | 0.021172 | 0.021659 | 0.022174 | 0.02278 | 0.023318 | 0.024888 | 0.026037 | 0.026845 | 0.0011578 | 0.0034336 | 0.0068455 | 0.011368 | 0.017024 | 0.023703 | 0.032461 | 0.043071 | 0.055198 | 0.068531 | 0.083091 | 0.09857 | 0.11375 | 0.13222 | 0.1492 | 0.16485 | 0.17955 | 0.19365 | 0.20606 | 0.21711 | 0.22716 | 0.2366 | 0.24536 | 0.25477 | 0.26447 | 0.27057 | -265.2069 | -265.2069 | -265.2069 | -265.2069 | -265.2069 | -265.2069 | -265.2069 | -265.2069 | -265.2069 | -265.2069 | -265.2069 | -265.2069 | -265.2069 | -265.2069 | -265.2069 | -265.2069 | -265.2069 | -265.2069 | -265.2069 | -265.2069 | -265.2069 | -265.2069 | -265.2069 | -265.2069 | -265.2069 | -265.2069 | 168.0233 | 168.0233 | 168.0233 | 168.0233 | 168.0233 | 168.0233 | 168.0233 | 168.0233 | 168.0233 | 168.0233 | 168.0233 | 168.0233 | 168.0233 | 168.0233 | 168.0233 | 168.0233 | 168.0233 | 168.0233 | 168.0233 | 168.0233 | 168.0233 | 168.0233 | 168.0233 | 168.0233 | 168.0233 | 168.0233
WA_Industrial_Food Products_Existing_Space Heating_Natural Gas_Insulation - Roof/Ceiling_A | WA | Industrial | Food Products | Existing | Space Heating | Natural Gas | Insulation - Roof/Ceiling | A | IM1 | R-13 | R-38 | 45 | 0.10108 | 0 | 0 | 1.11 | 0.09 | 0 | 0 | 0.55255 |  | sqft | 60% | 100% | Retrofit | Retro3Slow | 83.42% | TBD | 0.2% | 1700.4349 |  | 551.4318 |  | 3.457 | RTF Wkbk - ComWeatherizationSchool_v3_1 | RTF Wkbk - ComWeatherizationSchool_v3_1 | Building Energy Simulation Tool | R-13 | R-13 | R-13 | R-13 | R-13 | R-13 | R-13 | R-13 | R-13 | R-13 | R-13 | R-13 | R-13 | R-13 | R-13 | R-13 | R-13 | R-13 | R-13 | R-13 | R-13 | R-13 | R-13 | R-13 | R-13 | R-13 | R-13 | R-13 | R-13 | R-13 | R-13 | R-38 | R-38 | R-38 | R-38 | R-38 | R-38 | R-38 | R-38 | R-38 | R-38 | R-38 | R-38 | R-38 | R-38 | R-38 | R-38 | R-38 | R-38 | R-38 | R-38 | R-38 | R-38 | R-38 | R-38 | R-38 | R-38 | R-38 | R-38 | R-38 | R-38 | R-38 | 1.11 | 1.11 | 1.11 | 1.11 | 1.11 | 1.11 | 1.11 | 1.11 | 1.11 | 1.11 | 1.11 | 1.11 | 1.11 | 1.11 | 1.11 | 1.11 | 1.11 | 1.11 | 1.11 | 1.11 | 1.11 | 1.11 | 1.11 | 1.11 | 1.11 | 1.11 | 1.11 | 1.11 | 1.11 | 1.11 | 1.11 | 0 | 0 | 0 | 0 | 0 | 0.099234 | 0.098352 | 0.09725 | 0.096051 | 0.094743 | 0.093319 | 0.091811 | 0.090223 | 0.088488 | 0.086676 | 0.084816 | 0.083003 | 0.081303 | 0.079691 | 0.078293 | 0.076997 | 0.075782 | 0.074756 | 0.073848 | 0.073014 | 0.072416 | 0.071895 | 0.071394 | 0 | 0 | 0 | 1.4881 | 2.5796 | 3.9444 | 5.457 | 6.8563 | 7.7788 | 8.2193 | 8.0608 | 7.2615 | 6.2474 | 4.9866 | 3.796 | 2.726 | 1.8537 | 1.2155 | 0.75757 | 0.45209 | 0.30086 | 0 | 0 | 0 | 0 | 0 | 0 | 0 | 0 | 1.4881 | 4.0545 | 7.9535 | 13.3123 | 19.9874 | 27.4657 | 35.2413 | 42.6927 | 49.1331 | 54.3741 | 58.1943 | 60.7459 | 62.2279 | 62.848 | 62.9608 | 62.676 | 62.1395 | 61.5992 | 60.8503 | 60.1637 | 59.6707 | 59.2414 | 58.8284 | 0 | 0 | 0 | 14995.9195 | 26228.4561 | 40559.2094 | 56813.5924 | 72367.9987 | 83357.1662 | 89523.9461 | 89342.1739 | 82061.8876 | 72078.3023 | 58792.5403 | 45733.4656 | 33528.7379 | 23260.7645 | 15525.5454 | 9839.0368 | 5965.6858 | 4024.5509 | 0 | 0 | 0 | 0 | 0 | 0 | 0 | 0 | 14995.9195 | 41224.3757 | 81783.5851 | 138597.1775 | 210965.1762 | 294322.3423 | 383846.2884 | 473188.4623 | 555250.3499 | 627328.6523 | 686121.1925 | 731854.6582 | 765383.3961 | 788644.1605 | 804169.7059 | 814008.7427 | 819974.4285 | 823998.9795 | 823998.9795 | 823998.9795 | 823998.9795 | 823998.9795 | 823998.9795 | 823998.9795 | 823998.9795 | 823998.9795 | 1.2668 | 2.1995 | 3.3706 | 4.674 | 5.8871 | 6.697 | 7.0953 | 6.9777 | 6.3054 | 5.4412 | 4.3571 | 3.3269 | 2.3946 | 1.6318 | 1.0717 | 0.66882 | 0.39962 | 0.26623 | 0 | 0 | 0 | 0 | 0 | 0 | 0 | 0 | 1.2668 | 3.457 | 6.7964 | 11.4022 | 17.1619 | 23.6461 | 30.4221 | 36.9564 | 42.6638 | 47.3574 | 50.8487 | 53.2391 | 54.664 | 55.3253 | 55.5087 | 55.3331 | 54.9268 | 54.5084 | 53.9337 | 53.4136 | 53.0468 | 52.7317 | 52.4379 | 0 | 0 | 0 | 12746.5316 | 22294.1877 | 34475.328 | 48291.5535 | 61512.7989 | 70853.5912 | 76095.3542 | 75940.8478 | 69752.6044 | 61266.557 | 49973.6592 | 38873.4458 | 28499.4272 | 19771.6498 | 13196.7136 | 8363.1813 | 5070.8329 | 3420.8683 | 0 | 0 | 0 | 0 | 0 | 0 | 0 | 0 | 12746.5316 | 35040.7193 | 69516.0473 | 117807.6008 | 179320.3998 | 250173.991 | 326269.3452 | 402210.193 | 471962.7974 | 533229.3544 | 583203.0137 | 622076.4595 | 650575.8866 | 670347.5364 | 683544.25 | 691907.4313 | 696978.2643 | 700399.1326 | 700399.1326 | 700399.1326 | 700399.1326 | 700399.1326 | 700399.1326 | 700399.1326 | 700399.1326 | 700399.1326 | 1.2675 | 2.2021 | 3.3771 | 4.6869 | 5.9085 | 6.7276 | 7.1343 | 7.0225 | 6.3525 | 5.4873 | 4.3986 | 3.3618 | 2.4222 | 1.6524 | 1.0863 | 0.67865 | 0.40595 | 0.27074 | 0 | 0 | 0 | 0 | 0 | 0 | 0 | 0 | 1.2675 | 3.4611 | 6.8096 | 11.4337 | 17.2243 | 23.7541 | 30.5891 | 37.1938 | 42.9823 | 47.7584 | 51.3324 | 53.7976 | 55.2942 | 56.0239 | 56.2659 | 56.1468 | 55.7967 | 55.4324 | 54.8705 | 54.3621 | 53.9953 | 53.6801 | 53.3858 | 0 | 0 | 0 | 12746.5316 | 22294.1877 | 34475.328 | 48291.5535 | 61512.7989 | 70853.5912 | 76095.3542 | 75940.8478 | 69752.6044 | 61266.557 | 49973.6592 | 38873.4458 | 28499.4272 | 19771.6498 | 13196.7136 | 8363.1813 | 5070.8329 | 3420.8683 | 0 | 0 | 0 | 0 | 0 | 0 | 0 | 0 | 12746.5316 | 35040.7193 | 69516.0473 | 117807.6008 | 179320.3998 | 250173.991 | 326269.3452 | 402210.193 | 471962.7974 | 533229.3544 | 583203.0137 | 622076.4595 | 650575.8866 | 670347.5364 | 683544.25 | 691907.4313 | 696978.2643 | 700399.1326 | 700399.1326 | 700399.1326 | 700399.1326 | 700399.1326 | 700399.1326 | 700399.1326 | 700399.1326 | 700399.1326 | 1.2671 | 2.2001 | 3.3714 | 4.6752 | 5.8886 | 6.6987 | 7.0971 | 6.9795 | 6.307 | 5.4426 | 4.3583 | 3.3278 | 2.3953 | 1.6322 | 1.0719 | 0.66899 | 0.39972 | 0.2663 | 0 | 0 | 0 | 0 | 0 | 0 | 0 | 0 | 1.2671 | 3.4579 | 6.7981 | 11.4051 | 17.1662 | 23.6521 | 30.4299 | 36.9658 | 42.6748 | 47.3695 | 50.8617 | 53.2528 | 54.6781 | 55.3397 | 55.5231 | 55.3474 | 54.9411 | 54.5226 | 53.9477 | 53.4274 | 53.0478 | 52.7328 | 52.439 | 0 | 0 | 0 | 12746.5316 | 22294.1877 | 34475.328 | 48291.5535 | 61512.7989 | 70853.5912 | 76095.3542 | 75940.8478 | 69752.6044 | 61266.557 | 49973.6592 | 38873.4458 | 28499.4272 | 19771.6498 | 13196.7136 | 8363.1813 | 5070.8329 | 3420.8683 | 0 | 0 | 0 | 0 | 0 | 0 | 0 | 0 | 12746.5316 | 35040.7193 | 69516.0473 | 117807.6008 | 179320.3998 | 250173.991 | 326269.3452 | 402210.193 | 471962.7974 | 533229.3544 | 583203.0137 | 622076.4595 | 650575.8866 | 670347.5364 | 683544.25 | 691907.4313 | 696978.2643 | 700399.1326 | 700399.1326 | 700399.1326 | 700399.1326 | 700399.1326 | 700399.1326 | 700399.1326 | 700399.1326 | 700399.1326 | 1607.8908 | 1615.7897 | 1625.6679 | 1636.2463 | 1647.4696 | 1659.0052 | 1671.0313 | 1683.1648 | 1695.4248 | 1708.8727 | 1721.4938 | 1734.1485 | 1746.0565 | 1757.3066 | 1768.4096 | 1779.0285 | 1790.0107 | 1800.0412 | 1809.6237 | 1818.8327 | 1827.4393 | 1835.4792 | 1842.9868 | 0 | 0 | 0 | 521.4208 | 523.9824 | 527.1858 | 530.6162 | 534.2558 | 537.9967 | 541.8966 | 545.8313 | 549.8071 | 554.1681 | 558.261 | 562.3648 | 566.2264 | 569.8747 | 573.4753 | 576.9189 | 580.4803 | 583.733 | 586.8405 | 589.8269 | 592.6179 | 595.2252 | 597.6598 | 0 | 0 | 0
WA_Industrial_Food Products_Existing_Space Heating_Natural Gas_Insulation - Wall Cavity_A | WA | Industrial | Food Products | Existing | Space Heating | Natural Gas | Insulation - Wall Cavity | A | IM2 | R-11 or less | R-21 | 45 | 0.018204 | 0 | 0 | 0.36 | 0.02 | 0 | 0 | 0.1823 |  | sqft | 60% | 100% | Retrofit | Retro3Slow | 83.42% | TBD | 0.2% | 2395.312 |  | 993.0672 |  | 0.61596 | RTF Wkbk - ComWeatherizationSchool_v4_0 | RTF Wkbk - ComWeatherizationSchool_v4_0 | Building Energy Simulation Tool | R-11 or less | R-11 or less | R-11 or less | R-11 or less | R-11 or less | R-11 or less | R-11 or less | R-11 or less | R-11 or less | R-11 or less | R-11 or less | R-11 or less | R-11 or less | R-11 or less | R-11 or less | R-11 or less | R-11 or less | R-11 or less | R-11 or less | R-11 or less | R-11 or less | R-11 or less | R-11 or less | R-11 or less | R-11 or less | R-11 or less | R-11 or less | R-11 or less | R-11 or less | R-11 or less | R-11 or less | R-21 | R-21 | R-21 | R-21 | R-21 | R-21 | R-21 | R-21 | R-21 | R-21 | R-21 | R-21 | R-21 | R-21 | R-21 | R-21 | R-21 | R-21 | R-21 | R-21 | R-21 | R-21 | R-21 | R-21 | R-21 | R-21 | R-21 | R-21 | R-21 | R-21 | R-21 | 0.36 | 0.36 | 0.36 | 0.36 | 0.36 | 0.36 | 0.36 | 0.36 | 0.36 | 0.36 | 0.36 | 0.36 | 0.36 | 0.36 | 0.36 | 0.36 | 0.36 | 0.36 | 0.36 | 0.36 | 0.36 | 0.36 | 0.36 | 0.36 | 0.36 | 0.36 | 0.36 | 0.36 | 0.36 | 0.36 | 0.36 | 0 | 0 | 0 | 0 | 0 | 0.017789 | 0.017491 | 0.017078 | 0.016571 | 0.015973 | 0.015291 | 0.014587 | 0.013886 | 0.013174 | 0.012565 | 0.011985 | 0.011515 | 0.011107 | 0.010749 | 0.010495 | 0.010262 | 0.01006 | 0.0098935 | 0.0097608 | 0.0096392 | 0.0095501 | 0.0094722 | 0.0093978 | 0 | 0 | 0 | 0.26677 | 0.45875 | 0.69267 | 0.94143 | 1.1559 | 1.2746 | 1.3059 | 1.2406 | 1.0811 | 0.90566 | 0.70463 | 0.52661 | 0.3724 | 0.25003 | 0.16294 | 0.10097 | 0.060017 | 0.039817 | 0 | 0 | 0 | 0 | 0 | 0 | 0 | 0 | 0.26677 | 0.72104 | 1.3967 | 2.2966 | 3.3697 | 4.5005 | 5.5991 | 6.5705 | 7.3147 | 7.8823 | 8.2232 | 8.4271 | 8.5011 | 8.4773 | 8.4396 | 8.3537 | 8.2492 | 8.1522 | 8.0429 | 7.9427 | 7.8693 | 7.8051 | 7.7438 | 0 | 0 | 0 | 14995.9195 | 26228.4561 | 40559.2094 | 56813.5924 | 72367.9987 | 83357.1662 | 89523.9461 | 89342.1739 | 82061.8876 | 72078.3023 | 58792.5403 | 45733.4656 | 33528.7379 | 23260.7645 | 15525.5454 | 9839.0368 | 5965.6858 | 4024.5509 | 0 | 0 | 0 | 0 | 0 | 0 | 0 | 0 | 14995.9195 | 41224.3757 | 81783.5851 | 138597.1775 | 210965.1762 | 294322.3423 | 383846.2884 | 473188.4623 | 555250.3499 | 627328.6523 | 686121.1925 | 731854.6582 | 765383.3961 | 788644.1605 | 804169.7059 | 814008.7427 | 819974.4285 | 823998.9795 | 823998.9795 | 823998.9795 | 823998.9795 | 823998.9795 | 823998.9795 | 823998.9795 | 823998.9795 | 823998.9795 | 0.22726 | 0.39189 | 0.59417 | 0.81166 | 1.0027 | 1.1137 | 1.1499 | 1.1013 | 0.96822 | 0.81742 | 0.64101 | 0.48215 | 0.34273 | 0.23115 | 0.15104 | 0.093832 | 0.055883 | 0.037137 | 0 | 0 | 0 | 0 | 0 | 0 | 0 | 0 | 0.22726 | 0.61596 | 1.1981 | 1.98 | 2.923 | 3.9322 | 4.9302 | 5.8328 | 6.5512 | 7.1144 | 7.4807 | 7.7156 | 7.8238 | 7.8372 | 7.8235 | 7.7629 | 7.6811 | 7.6035 | 7.5156 | 7.436 | 7.3787 | 7.3291 | 7.2831 | 0 | 0 | 0 | 12746.5316 | 22294.1877 | 34475.328 | 48291.5535 | 61512.7989 | 70853.5912 | 76095.3542 | 75940.8478 | 69752.6044 | 61266.557 | 49973.6592 | 38873.4458 | 28499.4272 | 19771.6498 | 13196.7136 | 8363.1813 | 5070.8329 | 3420.8683 | 0 | 0 | 0 | 0 | 0 | 0 | 0 | 0 | 12746.5316 | 35040.7193 | 69516.0473 | 117807.6008 | 179320.3998 | 250173.991 | 326269.3452 | 402210.193 | 471962.7974 | 533229.3544 | 583203.0137 | 622076.4595 | 650575.8866 | 670347.5364 | 683544.25 | 691907.4313 | 696978.2643 | 700399.1326 | 700399.1326 | 700399.1326 | 700399.1326 | 700399.1326 | 700399.1326 | 700399.1326 | 700399.1326 | 700399.1326 | 0.22738 | 0.39239 | 0.59539 | 0.81402 | 1.0065 | 1.119 | 1.1565 | 1.1087 | 0.97577 | 0.82465 | 0.64737 | 0.48742 | 0.34685 | 0.2342 | 0.15319 | 0.095268 | 0.056804 | 0.037792 | 0 | 0 | 0 | 0 | 0 | 0 | 0 | 0 | 0.22738 | 0.61673 | 1.2005 | 1.9858 | 2.9341 | 3.951 | 4.9586 | 5.872 | 6.6023 | 7.1773 | 7.555 | 7.8 | 7.9178 | 7.9403 | 7.9346 | 7.8817 | 7.8076 | 7.7376 | 7.6515 | 7.5736 | 7.5161 | 7.4664 | 7.4202 | 0 | 0 | 0 | 12746.5316 | 22294.1877 | 34475.328 | 48291.5535 | 61512.7989 | 70853.5912 | 76095.3542 | 75940.8478 | 69752.6044 | 61266.557 | 49973.6592 | 38873.4458 | 28499.4272 | 19771.6498 | 13196.7136 | 8363.1813 | 5070.8329 | 3420.8683 | 0 | 0 | 0 | 0 | 0 | 0 | 0 | 0 | 12746.5316 | 35040.7193 | 69516.0473 | 117807.6008 | 179320.3998 | 250173.991 | 326269.3452 | 402210.193 | 471962.7974 | 533229.3544 | 583203.0137 | 622076.4595 | 650575.8866 | 670347.5364 | 683544.25 | 691907.4313 | 696978.2643 | 700399.1326 | 700399.1326 | 700399.1326 | 700399.1326 | 700399.1326 | 700399.1326 | 700399.1326 | 700399.1326 | 700399.1326 | 0 | 0 | 0 | 0 | 0 | 0 | 0 | 0 | 0 | 0 | 0 | 0 | 0 | 0 | 0 | 0 | 0 | 0 | 0 | 0 | 0 | 0 | 0 | 0 | 0 | 0 | 0 | 0 | 0 | 0 | 0 | 0 | 0 | 0 | 0 | 0 | 0 | 0 | 0 | 0 | 0 | 0 | 0 | 0 | 0 | 0 | 0 | 0 | 0 | 0 | 0 | 0 | 0 | 0 | 0 | 0 | 0 | 0 | 0 | 0 | 0 | 0 | 0 | 0 | 0 | 0 | 0 | 0 | 0 | 0 | 0 | 0 | 0 | 0 | 0 | 0 | 0 | 0 | 0 | 0 | 0 | 0 | 0 | 0 | 0 | 0 | 0 | 0 | 0 | 0 | 0 | 0 | 0 | 0 | 0 | 0 | 0 | 0 | 0 | 0 | 0 | 0 | 0 | 0 | 2264.95 | 2276.0768 | 2289.9918 | 2304.893 | 2320.7026 | 2336.9523 | 2353.8928 | 2370.9845 | 2388.2546 | 2407.1979 | 2424.9766 | 2442.8026 | 2459.5768 | 2475.4241 | 2491.0644 | 2506.0226 | 2521.4927 | 2535.6221 | 2549.1204 | 2562.0927 | 2574.2163 | 2585.5417 | 2596.1174 | 0 | 0 | 0 | 939.0207 | 943.6337 | 949.4027 | 955.5806 | 962.1351 | 968.872 | 975.8953 | 982.9813 | 990.1413 | 997.995 | 1005.3658 | 1012.7562 | 1019.7106 | 1026.2807 | 1032.765 | 1038.9665 | 1045.3802 | 1051.238 | 1056.8343 | 1062.2125 | 1067.2387 | 1071.9341 | 1076.3187 | 0 | 0 | 0
WA_Industrial_Food Products_Existing_Space Heating_Natural Gas_Insulation - Ducting_A | WA | Industrial | Food Products | Existing | Space Heating | Natural Gas | Insulation - Ducting | A | IM3 | ~2°F thermal losses | 50% reduction in thermal losses | 20 | 0.0016852 | 0 | 0 | 1.52 | 0 | 0 | 0 | 0.76105 |  | sqft | 40% | 60% | Retrofit | Retro5Med | 85.36% | TBD | 0.2% | 92900.7848 |  | 67826.1227 |  | 0.0056889 | MA TRM - 2019-2021 - COM-HVAC-DI | MEMD - MMD8.25.01.FESH23.v01 | Building Energy Simulation Tool | ~2°F thermal losses | ~2°F thermal losses | ~2°F thermal losses | ~2°F thermal losses | ~2°F thermal losses | ~2°F thermal losses | ~2°F thermal losses | ~2°F thermal losses | ~2°F thermal losses | ~2°F thermal losses | ~2°F thermal losses | ~2°F thermal losses | ~2°F thermal losses | ~2°F thermal losses | ~2°F thermal losses | ~2°F thermal losses | ~2°F thermal losses | ~2°F thermal losses | ~2°F thermal losses | ~2°F thermal losses | ~2°F thermal losses | ~2°F thermal losses | ~2°F thermal losses | ~2°F thermal losses | ~2°F thermal losses | ~2°F thermal losses | ~2°F thermal losses | ~2°F thermal losses | ~2°F thermal losses | ~2°F thermal losses | ~2°F thermal losses | 50% reduction in thermal losses | 50% reduction in thermal losses | 50% reduction in thermal losses | 50% reduction in thermal losses | 50% reduction in thermal losses | 50% reduction in thermal losses | 50% reduction in thermal losses | 50% reduction in thermal losses | 50% reduction in thermal losses | 50% reduction in thermal losses | 50% reduction in thermal losses | 50% reduction in thermal losses | 50% reduction in thermal losses | 50% reduction in thermal losses | 50% reduction in thermal losses | 50% reduction in thermal losses | 50% reduction in thermal losses | 50% reduction in thermal losses | 50% reduction in thermal losses | 50% reduction in thermal losses | 50% reduction in thermal losses | 50% reduction in thermal losses | 50% reduction in thermal losses | 50% reduction in thermal losses | 50% reduction in thermal losses | 50% reduction in thermal losses | 50% reduction in thermal losses | 50% reduction in thermal losses | 50% reduction in thermal losses | 50% reduction in thermal losses | 50% reduction in thermal losses | 1.52 | 1.52 | 1.52 | 1.52 | 1.52 | 1.52 | 1.52 | 1.52 | 1.52 | 1.52 | 1.52 | 1.52 | 1.52 | 1.52 | 1.52 | 1.52 | 1.52 | 1.52 | 1.52 | 1.52 | 1.52 | 1.52 | 1.52 | 1.52 | 1.52 | 1.52 | 1.52 | 1.52 | 1.52 | 1.52 | 1.52 | 0 | 0 | 0 | 0 | 0 | 0.0016154 | 0.0015784 | 0.0015281 | 0.0014688 | 0.0014014 | 0.0013268 | 0.0012514 | 0.0011782 | 0.0011056 | 0.0010445 | 0.00098755 | 0.00094188 | 0.00090225 | 0.00086755 | 0.00084246 | 0.00081947 | 0.00079966 | 0.00078246 | 0.0007685 | 0.00075567 | 0.0007462 | 0.00073774 | 0.0007297 | 0.00131 | 0.0013019 | 0.0012943 | 0.0030586 | 0.0036674 | 0.0043193 | 0.0048221 | 0.0052521 | 0.0057397 | 0.0059225 | 0.0056845 | 0.0049471 | 0.004033 | 0.0029225 | 0.001845 | 0.001021 | 0.00046849 | 0.0001927 | 6.7879e-05 | 2.0609e-05 | 4.3793e-06 | 7.0458e-07 | 8.29e-08 | 0 | 0 | 0 | 0 | 0 | 0 | 0.0030586 | 0.006656 | 0.010763 | 0.015168 | 0.019724 | 0.024414 | 0.028949 | 0.032939 | 0.035857 | 0.037909 | 0.038764 | 0.038816 | 0.038204 | 0.037203 | 0.03632 | 0.035397 | 0.034562 | 0.033823 | 0.03322 | 0.032665 | 0.032256 | 0.03189 | 0.031543 | 0 | 0 | 0 | 1893.4145 | 2323.5351 | 2826.5589 | 3282.9635 | 3747.7319 | 4325.908 | 4732.6201 | 4824.8892 | 4474.6761 | 3861.0487 | 2959.3495 | 1958.8145 | 1131.6517 | 540.0091 | 228.736 | 82.8328 | 25.7726 | 5.5968 | 0.91683 | 0.1097 | 0 | 0 | 0 | 0 | 0 | 0 | 1893.4145 | 4216.9497 | 7043.5086 | 10326.472 | 14074.204 | 18400.1119 | 23132.732 | 27957.6212 | 32432.2973 | 36293.346 | 39252.6956 | 41211.51 | 42343.1617 | 42883.1708 | 43111.9069 | 43194.7397 | 43220.5123 | 43226.1091 | 43227.0259 | 43227.1356 | 43227.1356 | 43227.1356 | 43227.1356 | 43227.1356 | 43227.1356 | 43227.1356 | 0.0026061 | 0.0031346 | 0.0037086 | 0.0041638 | 0.0045662 | 0.0050309 | 0.0052368 | 0.0050726 | 0.0044589 | 0.0036667 | 0.0026806 | 0.0017046 | 0.00094894 | 0.00043767 | 0.0001806 | 6.38e-05 | 1.9416e-05 | 4.1338e-06 | 6.6647e-07 | 7.8577e-08 | 0 | 0 | 0 | 0 | 0 | 0 | 0.0026061 | 0.0056889 | 0.0092415 | 0.013097 | 0.017148 | 0.021399 | 0.025597 | 0.029393 | 0.032318 | 0.034466 | 0.035556 | 0.035862 | 0.035507 | 0.034757 | 0.034039 | 0.03327 | 0.032561 | 0.031927 | 0.031423 | 0.030962 | 0.030622 | 0.03032 | 0.030038 | 0 | 0 | 0 | 1609.4023 | 1975.0049 | 2402.5751 | 2790.519 | 3185.5721 | 3677.0218 | 4022.7271 | 4101.1558 | 3803.4747 | 3281.8914 | 2515.4471 | 1664.9923 | 961.9039 | 459.0078 | 194.4256 | 70.4079 | 21.9067 | 4.7573 | 0.77931 | 0.093248 | 0 | 0 | 0 | 0 | 0 | 0 | 1609.4023 | 3584.4072 | 5986.9823 | 8777.5012 | 11963.0734 | 15640.0951 | 19662.8222 | 23763.978 | 27567.4527 | 30849.3441 | 33364.7912 | 35029.7835 | 35991.6875 | 36450.6952 | 36645.1208 | 36715.5287 | 36737.4354 | 36742.1927 | 36742.972 | 36743.0652 | 36743.0652 | 36743.0652 | 36743.0652 | 36743.0652 | 36743.0652 | 36743.0652 | 0 | 0 | 0 | 0 | 0 | 0 | 0 | 0 | 0 | 0 | 0 | 0 | 0 | 0 | 0 | 0 | 0 | 0 | 0 | 0 | 0 | 0 | 0 | 0 | 0 | 0 | 0 | 0 | 0 | 0 | 0 | 0 | 0 | 0 | 0 | 0 | 0 | 0 | 0 | 0 | 0 | 0 | 0 | 0 | 0 | 0 | 0 | 0 | 0 | 0 | 0 | 0 | 0 | 0 | 0 | 0 | 0 | 0 | 0 | 0 | 0 | 0 | 0 | 0 | 0 | 0 | 0 | 0 | 0 | 0 | 0 | 0 | 0 | 0 | 0 | 0 | 0 | 0 | 0 | 0 | 0 | 0 | 0 | 0 | 0 | 0 | 0 | 0 | 0 | 0 | 0 | 0 | 0 | 0 | 0 | 0 | 0 | 0 | 0 | 0 | 0 | 0 | 0 | 0 | 0 | 0 | 0 | 0 | 0 | 0 | 0 | 0 | 0 | 0 | 0 | 0 | 0 | 0 | 0 | 0 | 0 | 0 | 0 | 0 | 0 | 0 | 0 | 0 | 0 | 0 | 0 | 0 | 0 | 0 | 0 | 0 | 0 | 0 | 0 | 0 | 0 | 0 | 0 | 0 | 0 | 0 | 0 | 0 | 0 | 0 | 0 | 0 | 0 | 0 | 0 | 0 | 0 | 0 | 0 | 0 | 0 | 0 | 0 | 0 | 0 | 0 | 0 | 0 | 0 | 0 | 0 | 0 | 0 | 0 | 0 | 0 | 0 | 0 | 0 | 0 | 0 | 0 | 0 | 0 | 0 | 0 | 0 | 0 | 0 | 0 | 0 | 0 | 0 | 0 | 0 | 0 | 0 | 0 | 0 | 0 | 0 | 0 | 0 | 0 | 0 | 0 | 0 | 0 | 84863.365 | 85636.2898 | 86640.1016 | 87683.2795 | 88756.1653 | 89831.4423 | 90923.8694 | 91976.5885 | 92989.8962 | 94035.2852 | 94968.9433 | 95867.0471 | 96725.6896 | 97547.9937 | 98393.9839 | 99227.8908 | 100071.4039 | 100955.7537 | 101820.0685 | 102665.8439 | 103470.8503 | 104236.4171 | 104963.9046 | 105654.6936 | 106310.1751 | 106931.742 | 61958.0665 | 62522.3728 | 63255.2478 | 64016.8637 | 64800.1691 | 65585.2202 | 66382.7926 | 67151.3743 | 67891.1823 | 68654.4124 | 69336.0688 | 69991.7672 | 70618.6552 | 71219.0129 | 71836.6636 | 72445.4924 | 73061.3346 | 73706.9913 | 74338.0207 | 74955.5146 | 75543.2433 | 76102.1775 | 76633.3104 | 77137.6499 | 77616.2117 | 78070.0128
WA_Industrial_Food Products_Existing_Space Heating_Natural Gas_HVAC - Duct Repair and Sealing_A | WA | Industrial | Food Products | Existing | Space Heating | Natural Gas | HVAC - Duct Repair and Sealing | A | IM4 | Poorly sealed/leaky ducts | 30% reduced duct leaking | 20 | 0.0039673 | 0 | 0 | 0.07 | 0 | 0 | 0 | 0.035 |  | sqft | 15% | 50% | Retrofit | RetroEven20 | 76.5% | TBD | 0.2% | 2048.2895 |  | 1326.8113 |  | 0.02454 | MA TRM - 2019-2021 - COM-HVAC-DS | RS Means Cost Calculator 2019 IRP DSM TRM Extract | Building Energy Simulation Tool | Poorly sealed/leaky ducts | Poorly sealed/leaky ducts | Poorly sealed/leaky ducts | Poorly sealed/leaky ducts | Poorly sealed/leaky ducts | Poorly sealed/leaky ducts | Poorly sealed/leaky ducts | Poorly sealed/leaky ducts | Poorly sealed/leaky ducts | Poorly sealed/leaky ducts | Poorly sealed/leaky ducts | Poorly sealed/leaky ducts | Poorly sealed/leaky ducts | Poorly sealed/leaky ducts | Poorly sealed/leaky ducts | Poorly sealed/leaky ducts | Poorly sealed/leaky ducts | Poorly sealed/leaky ducts | Poorly sealed/leaky ducts | Poorly sealed/leaky ducts | Poorly sealed/leaky ducts | Poorly sealed/leaky ducts | Poorly sealed/leaky ducts | Poorly sealed/leaky ducts | Poorly sealed/leaky ducts | Poorly sealed/leaky ducts | Poorly sealed/leaky ducts | Poorly sealed/leaky ducts | Poorly sealed/leaky ducts | Poorly sealed/leaky ducts | Poorly sealed/leaky ducts | 30% reduced duct leaking | 30% reduced duct leaking | 30% reduced duct leaking | 30% reduced duct leaking | 30% reduced duct leaking | 30% reduced duct leaking | 30% reduced duct leaking | 30% reduced duct leaking | 30% reduced duct leaking | 30% reduced duct leaking | 30% reduced duct leaking | 30% reduced duct leaking | 30% reduced duct leaking | 30% reduced duct leaking | 30% reduced duct leaking | 30% reduced duct leaking | 30% reduced duct leaking | 30% reduced duct leaking | 30% reduced duct leaking | 30% reduced duct leaking | 30% reduced duct leaking | 30% reduced duct leaking | 30% reduced duct leaking | 30% reduced duct leaking | 30% reduced duct leaking | 30% reduced duct leaking | 30% reduced duct leaking | 30% reduced duct leaking | 30% reduced duct leaking | 30% reduced duct leaking | 30% reduced duct leaking | 0.07 | 0.07 | 0.07 | 0.07 | 0.07 | 0.07 | 0.07 | 0.07 | 0.07 | 0.07 | 0.07 | 0.07 | 0.07 | 0.07 | 0.07 | 0.07 | 0.07 | 0.07 | 0.07 | 0.07 | 0.07 | 0.07 | 0.07 | 0.07 | 0.07 | 0.07 | 0.07 | 0.07 | 0.07 | 0.07 | 0.07 | 0 | 0 | 0 | 0 | 0 | 0.0038084 | 0.003729 | 0.003621 | 0.0034943 | 0.0033506 | 0.0031915 | 0.0030299 | 0.002872 | 0.0027148 | 0.002581 | 0.0024558 | 0.0023546 | 0.0022666 | 0.0021892 | 0.0021325 | 0.0020803 | 0.0020347 | 0.0019946 | 0.0019616 | 0.0019311 | 0.0019073 | 0.0018861 | 0.001866 | 0.0030839 | 0.0030649 | 0.0030471 | 0.014673 | 0.014359 | 0.013861 | 0.013384 | 0.012844 | 0.012079 | 0.011436 | 0.010818 | 0.010063 | 0.0096037 | 0.0090508 | 0.0086789 | 0.0083126 | 0.0079571 | 0.0077602 | 0.0075388 | 0.0073449 | 0.007174 | 0.0070314 | 0.0069001 | 0 | 0 | 0 | 0 | 0 | 0 | 0.014673 | 0.028727 | 0.041756 | 0.053679 | 0.064314 | 0.07334 | 0.081061 | 0.087656 | 0.092922 | 0.097944 | 0.10224 | 0.10671 | 0.11104 | 0.1152 | 0.11998 | 0.12458 | 0.12919 | 0.13382 | 0.13864 | 0.14338 | 0.14162 | 0.14004 | 0.13855 | 0 | 0 | 0 | 3852.8784 | 3850.7638 | 3828.0544 | 3830.1241 | 3833.2911 | 3784.6123 | 3774.2702 | 3766.6068 | 3706.7943 | 3720.947 | 3685.4629 | 3685.9412 | 3667.3897 | 3634.6768 | 3638.9823 | 3623.9342 | 3609.8395 | 3596.6866 | 3584.4639 | 3573.1604 | 0 | 0 | 0 | 0 | 0 | 0 | 3852.8784 | 7703.6422 | 11531.6966 | 15361.8207 | 19195.1118 | 22979.724 | 26753.9942 | 30520.601 | 34227.3953 | 37948.3423 | 41633.8053 | 45319.7465 | 48987.1362 | 52621.813 | 56260.7953 | 59884.7295 | 63494.569 | 67091.2556 | 70675.7195 | 74248.8799 | 74248.8799 | 74248.8799 | 74248.8799 | 74248.8799 | 74248.8799 | 74248.8799 | 0.0125 | 0.012267 | 0.01189 | 0.011539 | 0.01114 | 0.010553 | 0.010069 | 0.0096026 | 0.0090124 | 0.0086675 | 0.008233 | 0.0079455 | 0.0076496 | 0.0073556 | 0.007193 | 0.0070049 | 0.0068383 | 0.0066904 | 0.0065696 | 0.0064591 | 0 | 0 | 0 | 0 | 0 | 0 | 0.0125 | 0.02454 | 0.035817 | 0.046279 | 0.055785 | 0.064075 | 0.071373 | 0.077809 | 0.083217 | 0.088397 | 0.093006 | 0.097693 | 0.10218 | 0.10649 | 0.11121 | 0.11575 | 0.12028 | 0.1248 | 0.12954 | 0.13422 | 0.13277 | 0.13149 | 0.13029 | 0 | 0 | 0 | 3274.9466 | 3273.1492 | 3253.8463 | 3255.6054 | 3258.2974 | 3216.9204 | 3208.1296 | 3201.6157 | 3150.7752 | 3162.805 | 3132.6435 | 3133.05 | 3117.2813 | 3089.4753 | 3093.1349 | 3080.3441 | 3068.3636 | 3057.1836 | 3046.7943 | 3037.1864 | 0 | 0 | 0 | 0 | 0 | 0 | 3274.9466 | 6548.0959 | 9801.9421 | 13057.5476 | 16315.845 | 19532.7654 | 22740.8951 | 25942.5108 | 29093.286 | 32256.091 | 35388.7345 | 38521.7845 | 41639.0658 | 44728.541 | 47821.676 | 50902.0201 | 53970.3837 | 57027.5673 | 60074.3616 | 63111.5479 | 63111.5479 | 63111.5479 | 63111.5479 | 63111.5479 | 63111.5479 | 63111.5479 | 0 | 0 | 0 | 0 | 0 | 0 | 0 | 0 | 0 | 0 | 0 | 0 | 0 | 0 | 0 | 0 | 0 | 0 | 0 | 0 | 0 | 0 | 0 | 0 | 0 | 0 | 0 | 0 | 0 | 0 | 0 | 0 | 0 | 0 | 0 | 0 | 0 | 0 | 0 | 0 | 0 | 0 | 0 | 0 | 0 | 0 | 0 | 0 | 0 | 0 | 0 | 0 | 0 | 0 | 0 | 0 | 0 | 0 | 0 | 0 | 0 | 0 | 0 | 0 | 0 | 0 | 0 | 0 | 0 | 0 | 0 | 0 | 0 | 0 | 0 | 0 | 0 | 0 | 0 | 0 | 0 | 0 | 0 | 0 | 0 | 0 | 0 | 0 | 0 | 0 | 0 | 0 | 0 | 0 | 0 | 0 | 0 | 0 | 0 | 0 | 0 | 0 | 0 | 0 | 0 | 0 | 0 | 0 | 0 | 0 | 0 | 0 | 0 | 0 | 0 | 0 | 0 | 0 | 0 | 0 | 0 | 0 | 0 | 0 | 0 | 0 | 0 | 0 | 0 | 0 | 0 | 0 | 0 | 0 | 0 | 0 | 0 | 0 | 0 | 0 | 0 | 0 | 0 | 0 | 0 | 0 | 0 | 0 | 0 | 0 | 0 | 0 | 0 | 0 | 0 | 0 | 0 | 0 | 0 | 0 | 0 | 0 | 0 | 0 | 0 | 0 | 0 | 0 | 0 | 0 | 0 | 0 | 0 | 0 | 0 | 0 | 0 | 0 | 0 | 0 | 0 | 0 | 0 | 0 | 0 | 0 | 0 | 0 | 0 | 0 | 0 | 0 | 0 | 0 | 0 | 0 | 0 | 0 | 0 | 0 | 0 | 0 | 0 | 0 | 0 | 0 | 0 | 0 | 1871.0793 | 1888.1209 | 1910.2531 | 1933.2532 | 1956.9083 | 1980.6162 | 2004.7022 | 2027.9127 | 2050.2542 | 2073.3031 | 2093.8885 | 2113.6901 | 2132.6215 | 2150.7518 | 2169.4043 | 2187.7904 | 2206.3883 | 2225.8866 | 2244.9431 | 2263.5909 | 2281.3398 | 2298.2191 | 2314.2588 | 2329.4895 | 2343.9416 | 2357.646 | 1212.0207 | 1223.0596 | 1237.3961 | 1252.2948 | 1267.6178 | 1282.9749 | 1298.577 | 1313.6119 | 1328.084 | 1343.0143 | 1356.3488 | 1369.1756 | 1381.4387 | 1393.1829 | 1405.2653 | 1417.1752 | 1429.2223 | 1441.8526 | 1454.1968 | 1466.2762 | 1477.7733 | 1488.7071 | 1499.0971 | 1508.963 | 1518.3246 | 1527.2018
WA_Industrial_Food Products_Existing_Space Heating_Natural Gas_Windows - High Efficiency_A | WA | Industrial | Food Products | Existing | Space Heating | Natural Gas | Windows - High Efficiency | A | IM5 | U-.5 or worse | U-.22 or better | 45 | 0.0057775 | 0 | 0 | 0.23 | 0.01 | 0 | 0 | 0.11455 |  | sqft | 45% | 100% | Retrofit | Retro1Slow | 81.8% | TBD | 0.2% | 3978.3028 |  | 1999.1511 |  | 0.043122 | RTF Wkbk - ComWeatherizationSchool_v3_1 | RTF Wkbk - ComWeatherizationSchool_v3_1 | Building Energy Simulation Tool | U-.5 or worse | U-.5 or worse | U-.5 or worse | U-.5 or worse | U-.5 or worse | U-.5 or worse | U-.5 or worse | U-.5 or worse | U-.5 or worse | U-.5 or worse | U-.5 or worse | U-.5 or worse | U-.5 or worse | U-.5 or worse | U-.5 or worse | U-.5 or worse | U-.5 or worse | U-.5 or worse | U-.5 or worse | U-.5 or worse | U-.5 or worse | U-.5 or worse | U-.5 or worse | U-.5 or worse | U-.5 or worse | U-.5 or worse | U-.5 or worse | U-.5 or worse | U-.5 or worse | U-.5 or worse | U-.5 or worse | U-.22 or better | U-.22 or better | U-.22 or better | U-.22 or better | U-.22 or better | U-.22 or better | U-.22 or better | U-.22 or better | U-.22 or better | U-.22 or better | U-.22 or better | U-.22 or better | U-.22 or better | U-.22 or better | U-.22 or better | U-.22 or better | U-.22 or better | U-.22 or better | U-.22 or better | U-.22 or better | U-.22 or better | U-.22 or better | U-.22 or better | U-.22 or better | U-.22 or better | U-.22 or better | U-.22 or better | U-.22 or better | U-.22 or better | U-.22 or better | U-.22 or better | 0.23 | 0.23 | 0.23 | 0.23 | 0.23 | 0.23 | 0.23 | 0.23 | 0.23 | 0.23 | 0.23 | 0.23 | 0.23 | 0.23 | 0.23 | 0.23 | 0.23 | 0.23 | 0.23 | 0.23 | 0.23 | 0.23 | 0.23 | 0.23 | 0.23 | 0.23 | 0.23 | 0.23 | 0.23 | 0.23 | 0.23 | 0 | 0 | 0 | 0 | 0 | 0.00564 | 0.0055362 | 0.0053925 | 0.005215 | 0.005006 | 0.0047684 | 0.0045249 | 0.0042846 | 0.0040431 | 0.0038399 | 0.003648 | 0.0034948 | 0.0033628 | 0.0032479 | 0.0031676 | 0.0030943 | 0.003031 | 0.0029788 | 0.0029377 | 0.0029 | 0.0028727 | 0.0028489 | 0.0028261 | 0 | 0 | 0 | 0.017147 | 0.033627 | 0.057814 | 0.090995 | 0.13269 | 0.17873 | 0.23007 | 0.28184 | 0.32372 | 0.36394 | 0.38422 | 0.39161 | 0.3765 | 0.33972 | 0.29166 | 0.23464 | 0.17508 | 0.11868 | 0.074525 | 0.047828 | 0 | 0 | 0 | 0 | 0 | 0 | 0.017147 | 0.050459 | 0.10696 | 0.19444 | 0.31934 | 0.48291 | 0.68832 | 0.93362 | 1.2047 | 1.5081 | 1.817 | 2.1322 | 2.4282 | 2.685 | 2.9103 | 3.0776 | 3.1897 | 3.2534 | 3.283 | 3.2887 | 3.2578 | 3.2307 | 3.2049 | 0 | 0 | 0 | 3040.3117 | 6074.0481 | 10721.1459 | 17448.8418 | 26506.8046 | 37481.3118 | 50845.5524 | 65780.3658 | 80067.0229 | 94778.5313 | 105321.3065 | 112056.5807 | 111958.0619 | 104597.95 | 92073.9295 | 75829.2482 | 57761.5413 | 39843.0543 | 25368.7796 | 16492.6828 | 0 | 0 | 0 | 0 | 0 | 0 | 3040.3117 | 9114.3598 | 19835.5057 | 37284.3475 | 63791.1521 | 101272.4639 | 152118.0163 | 217898.3821 | 297965.405 | 392743.9363 | 498065.2429 | 610121.8236 | 722079.8855 | 826677.8355 | 918751.7651 | 994581.0133 | 1052342.5546 | 1092185.6089 | 1117554.3884 | 1134047.0713 | 1134047.0713 | 1134047.0713 | 1134047.0713 | 1134047.0713 | 1134047.0713 | 1134047.0713 | 0.01461 | 0.028738 | 0.04963 | 0.078551 | 0.11532 | 0.15657 | 0.20329 | 0.25127 | 0.29141 | 0.33038 | 0.35176 | 0.361 | 0.349 | 0.31644 | 0.27245 | 0.21976 | 0.16432 | 0.11159 | 0.070207 | 0.045145 | 0 | 0 | 0 | 0 | 0 | 0 | 0.01461 | 0.043122 | 0.091822 | 0.16785 | 0.27753 | 0.42305 | 0.60818 | 0.83232 | 1.0845 | 1.369 | 1.6635 | 1.9656 | 2.2509 | 2.5009 | 2.7186 | 2.8824 | 2.9937 | 3.059 | 3.0928 | 3.1042 | 3.0798 | 3.0588 | 3.0392 | 0 | 0 | 0 | 2584.2649 | 5162.9409 | 9112.974 | 14831.5155 | 22530.7839 | 31859.115 | 43218.7195 | 55913.3109 | 68056.9695 | 80561.7516 | 89523.1106 | 95248.0936 | 95164.3526 | 88908.2575 | 78262.8401 | 64454.861 | 49097.3101 | 33866.5962 | 21563.4626 | 14018.7804 | 0 | 0 | 0 | 0 | 0 | 0 | 2584.2649 | 7747.2058 | 16860.1799 | 31691.6954 | 54222.4793 | 86081.5943 | 129300.3139 | 185213.6248 | 253270.5943 | 333832.3459 | 423355.4564 | 518603.5501 | 613767.9027 | 702676.1602 | 780939.0003 | 845393.8613 | 894491.1714 | 928357.7675 | 949921.2302 | 963940.0106 | 963940.0106 | 963940.0106 | 963940.0106 | 963940.0106 | 963940.0106 | 963940.0106 | 0 | 0 | 0 | 0 | 0 | 0 | 0 | 0 | 0 | 0 | 0 | 0 | 0 | 0 | 0 | 0 | 0 | 0 | 0 | 0 | 0 | 0 | 0 | 0 | 0 | 0 | 0 | 0 | 0 | 0 | 0 | 0 | 0 | 0 | 0 | 0 | 0 | 0 | 0 | 0 | 0 | 0 | 0 | 0 | 0 | 0 | 0 | 0 | 0 | 0 | 0 | 0 | 0 | 0 | 0 | 0 | 0 | 0 | 0 | 0 | 0 | 0 | 0 | 0 | 0 | 0 | 0 | 0 | 0 | 0 | 0 | 0 | 0 | 0 | 0 | 0 | 0 | 0 | 0 | 0 | 0 | 0 | 0 | 0 | 0 | 0 | 0 | 0 | 0 | 0 | 0 | 0 | 0 | 0 | 0 | 0 | 0 | 0 | 0 | 0 | 0 | 0 | 0 | 0 | 0 | 0 | 0 | 0 | 0 | 0 | 0 | 0 | 0 | 0 | 0 | 0 | 0 | 0 | 0 | 0 | 0 | 0 | 0 | 0 | 0 | 0 | 0 | 0 | 0 | 0 | 0 | 0 | 0 | 0 | 0 | 0 | 0 | 0 | 0 | 0 | 0 | 0 | 0 | 0 | 0 | 0 | 0 | 0 | 0 | 0 | 0 | 0 | 0 | 0 | 0 | 0 | 0 | 0 | 0 | 0 | 0 | 0 | 0 | 0 | 0 | 0 | 0 | 0 | 0 | 0 | 0 | 0 | 0 | 0 | 0 | 0 | 0 | 0 | 0 | 0 | 0 | 0 | 0 | 0 | 0 | 0 | 0 | 0 | 0 | 0 | 0 | 0 | 0 | 0 | 0 | 0 | 0 | 0 | 0 | 0 | 0 | 0 | 0 | 0 | 0 | 0 | 0 | 0 | 3761.7885 | 3780.2686 | 3803.3796 | 3828.1285 | 3854.3863 | 3881.3749 | 3909.5108 | 3937.898 | 3966.5813 | 3998.0438 | 4027.5719 | 4057.1785 | 4085.0382 | 4111.3587 | 4137.3351 | 4162.1788 | 4187.8725 | 4211.3396 | 4233.7587 | 4255.304 | 4275.4397 | 4294.2497 | 4311.8145 | 0 | 0 | 0 | 1890.3497 | 1899.6362 | 1911.2498 | 1923.6865 | 1936.8814 | 1950.4435 | 1964.5822 | 1978.8471 | 1993.2609 | 2009.0712 | 2023.9095 | 2038.7872 | 2052.7871 | 2066.0135 | 2079.067 | 2091.5513 | 2104.4627 | 2116.2553 | 2127.5211 | 2138.348 | 2148.4664 | 2157.9187 | 2166.7452 | 0 | 0 | 0
WA_Industrial_Food Products_Existing_Space Heating_Natural Gas_Gas Boiler - Maintenance_A | WA | Industrial | Food Products | Existing | Space Heating | Natural Gas | Gas Boiler - Maintenance | A | IM6 | Degrade performance | General cleaning and maintenance | 3 | 0.9573 | 0 | 0 | 0.11 | 0 | 0 | 0 | 0.0544 |  | employee | 20% | 30% | Retrofit | Retro20Fast | 83.83% | TBD | 0.2% | 1.0377 |  | 0.93528 |  | 0.02351 | IL TRM - 4.3.10 - CI-HWE-DBTU-V01-180101 | IL TRM - 4.3.10 - CI-HWE-DBTU-V01-180101 | IL TRM - 4.3.10 - CI-HWE-DBTU-V01-180101 | Degrade performance | Degrade performance | Degrade performance | Degrade performance | Degrade performance | Degrade performance | Degrade performance | Degrade performance | Degrade performance | Degrade performance | Degrade performance | Degrade performance | Degrade performance | Degrade performance | Degrade performance | Degrade performance | Degrade performance | Degrade performance | Degrade performance | Degrade performance | Degrade performance | Degrade performance | Degrade performance | Degrade performance | Degrade performance | Degrade performance | Degrade performance | Degrade performance | Degrade performance | Degrade performance | Degrade performance | General cleaning and maintenance | General cleaning and maintenance | General cleaning and maintenance | General cleaning and maintenance | General cleaning and maintenance | General cleaning and maintenance | General cleaning and maintenance | General cleaning and maintenance | General cleaning and maintenance | General cleaning and maintenance | General cleaning and maintenance | General cleaning and maintenance | General cleaning and maintenance | General cleaning and maintenance | General cleaning and maintenance | General cleaning and maintenance | General cleaning and maintenance | General cleaning and maintenance | General cleaning and maintenance | General cleaning and maintenance | General cleaning and maintenance | General cleaning and maintenance | General cleaning and maintenance | General cleaning and maintenance | General cleaning and maintenance | General cleaning and maintenance | General cleaning and maintenance | General cleaning and maintenance | General cleaning and maintenance | General cleaning and maintenance | General cleaning and maintenance | 0.11 | 0.11 | 0.11 | 0.11 | 0.11 | 0.11 | 0.11 | 0.11 | 0.11 | 0.11 | 0.11 | 0.11 | 0.11 | 0.11 | 0.11 | 0.11 | 0.11 | 0.11 | 0.11 | 0.11 | 0.11 | 0.11 | 0.11 | 0.11 | 0.11 | 0.11 | 0.11 | 0.11 | 0.11 | 0.11 | 0.11 | 0 | 0 | 0 | 0 | 0 | 0.93912 | 0.93104 | 0.92225 | 0.91309 | 0.90359 | 0.8939 | 0.8841 | 0.87415 | 0.86374 | 0.85273 | 0.84201 | 0.83145 | 0.82171 | 0.81227 | 0.8035 | 0.79513 | 0.78653 | 0.77864 | 0.77114 | 0.76373 | 0.75685 | 0.75089 | 0.74522 | 0.81246 | 0.80912 | 0.80607 | 0.016365 | 0.011366 | 0.0077479 | 0.0059774 | 0.0051869 | 0.0043839 | 0.0037042 | 0.0031054 | 0.0025477 | 0.0021176 | 0.0017281 | 0.0013292 | 0.0010179 | 0.00077663 | 0.00059902 | 0.00054205 | 0.00041799 | 0.00035503 | 0.0002939 | 0.00023435 | 0 | 0 | 0 | 0 | 0 | 0 | 0.016365 | 0.02759 | 0.035078 | 0.040707 | 0.04547 | 0.049366 | 0.052529 | 0.055043 | 0.056936 | 0.058327 | 0.059323 | 0.059908 | 0.060224 | 0.060308 | 0.060257 | 0.060171 | 0.059938 | 0.059692 | 0.059411 | 0.059074 | 0.058542 | 0.058081 | 0.057642 | 0 | 0 | 0 | 17.4261 | 12.2076 | 8.4011 | 6.5463 | 5.7403 | 4.9042 | 4.1899 | 3.5525 | 2.9496 | 2.4833 | 2.0524 | 1.5986 | 1.2387 | 0.95613 | 0.74551 | 0.68171 | 0.53144 | 0.45596 | 0.38112 | 0.30685 | 0 | 0 | 0 | 0 | 0 | 0 | 17.4261 | 29.6337 | 38.0348 | 44.5811 | 50.3214 | 55.2256 | 59.4155 | 62.968 | 65.9176 | 68.4009 | 70.4533 | 72.0519 | 73.2907 | 74.2468 | 74.9923 | 75.674 | 76.2055 | 76.6614 | 77.0425 | 77.3494 | 77.3494 | 77.3494 | 77.3494 | 77.3494 | 77.3494 | 77.3494 | 0.013927 | 0.0096848 | 0.0066141 | 0.0051124 | 0.0044451 | 0.0037646 | 0.0031872 | 0.0026771 | 0.0022009 | 0.0018329 | 0.0014987 | 0.0011548 | 0.0008852 | 0.00067594 | 0.00052158 | 0.00047214 | 0.00036421 | 0.00030948 | 0.00025647 | 0.00020476 | 0 | 0 | 0 | 0 | 0 | 0 | 0.013927 | 0.02351 | 0.029944 | 0.034816 | 0.038967 | 0.042392 | 0.045198 | 0.047452 | 0.049184 | 0.050485 | 0.051447 | 0.052047 | 0.052373 | 0.052489 | 0.052466 | 0.05241 | 0.052227 | 0.052034 | 0.051845 | 0.051613 | 0.051215 | 0.050873 | 0.050559 | 0 | 0 | 0 | 14.8122 | 10.3765 | 7.1409 | 5.5644 | 4.8793 | 4.1686 | 3.5614 | 3.0196 | 2.5072 | 2.1108 | 1.7445 | 1.3588 | 1.0529 | 0.81271 | 0.63369 | 0.57945 | 0.45172 | 0.38757 | 0.32395 | 0.26083 | 0 | 0 | 0 | 0 | 0 | 0 | 14.8122 | 25.1887 | 32.3296 | 37.894 | 42.7732 | 46.9418 | 50.5032 | 53.5228 | 56.03 | 58.1408 | 59.8853 | 61.2441 | 62.2971 | 63.1098 | 63.7435 | 64.3229 | 64.7746 | 65.1622 | 65.4862 | 65.747 | 65.747 | 65.747 | 65.747 | 65.747 | 65.747 | 65.747 | 0.013931 | 0.0096914 | 0.0066218 | 0.0051213 | 0.0044556 | 0.003776 | 0.0031991 | 0.0026889 | 0.0022122 | 0.0018437 | 0.0015088 | 0.0011634 | 0.00089248 | 0.00068206 | 0.0005267 | 0.00047716 | 0.00036841 | 0.00031331 | 0.00025969 | 0.00020735 | 0 | 0 | 0 | 0 | 0 | 0 | 0.013931 | 0.023526 | 0.029979 | 0.034877 | 0.039059 | 0.042521 | 0.045365 | 0.047661 | 0.049439 | 0.050784 | 0.051793 | 0.052434 | 0.052804 | 0.052964 | 0.052982 | 0.052967 | 0.052828 | 0.052677 | 0.052495 | 0.052268 | 0.051871 | 0.05153 | 0.051216 | 0 | 0 | 0 | 14.8122 | 10.3765 | 7.1409 | 5.5644 | 4.8793 | 4.1686 | 3.5614 | 3.0196 | 2.5072 | 2.1108 | 1.7445 | 1.3588 | 1.0529 | 0.81271 | 0.63369 | 0.57945 | 0.45172 | 0.38757 | 0.32395 | 0.26083 | 0 | 0 | 0 | 0 | 0 | 0 | 14.8122 | 25.1887 | 32.3296 | 37.894 | 42.7732 | 46.9418 | 50.5032 | 53.5228 | 56.03 | 58.1408 | 59.8853 | 61.2441 | 62.2971 | 63.1098 | 63.7435 | 64.3229 | 64.7746 | 65.1622 | 65.4862 | 65.747 | 65.747 | 65.747 | 65.747 | 65.747 | 65.747 | 65.747 | 0.013927 | 0.0096848 | 0.0066141 | 0.0051124 | 0.0044451 | 0.0037646 | 0.0031872 | 0.0026771 | 0.0022009 | 0.0018329 | 0.0014987 | 0.0011548 | 0.0008852 | 0.00067594 | 0.00052158 | 0.00047214 | 0.00036421 | 0.00030948 | 0.00025647 | 0.00020476 | 0 | 0 | 0 | 0 | 0 | 0 | 0.013927 | 0.02351 | 0.029944 | 0.034816 | 0.038967 | 0.042392 | 0.045198 | 0.047452 | 0.049184 | 0.050485 | 0.051447 | 0.052047 | 0.052373 | 0.052489 | 0.052466 | 0.05241 | 0.052227 | 0.052034 | 0.051845 | 0.051613 | 0.051215 | 0.050873 | 0.050559 | 0 | 0 | 0 | 14.8122 | 10.3765 | 7.1409 | 5.5644 | 4.8793 | 4.1686 | 3.5614 | 3.0196 | 2.5072 | 2.1108 | 1.7445 | 1.3588 | 1.0529 | 0.81271 | 0.63369 | 0.57945 | 0.45172 | 0.38757 | 0.32395 | 0.26083 | 0 | 0 | 0 | 0 | 0 | 0 | 14.8122 | 25.1887 | 32.3296 | 37.894 | 42.7732 | 46.9418 | 50.5032 | 53.5228 | 56.03 | 58.1408 | 59.8853 | 61.2441 | 62.2971 | 63.1098 | 63.7435 | 64.3229 | 64.7746 | 65.1622 | 65.4862 | 65.747 | 65.747 | 65.747 | 65.747 | 65.747 | 65.747 | 65.747 | 1.0362 | 1.0364 | 1.0365 | 1.0367 | 1.0369 | 1.0371 | 1.0373 | 1.0374 | 1.0376 | 1.0378 | 1.038 | 1.0381 | 1.0383 | 1.0385 | 1.0386 | 1.0388 | 1.0389 | 1.0391 | 1.0393 | 1.0394 | 1.0396 | 1.0397 | 1.0398 | 1.0399 | 1.04 | 1.0401 | 0.93392 | 0.93409 | 0.93425 | 0.93442 | 0.93459 | 0.93475 | 0.93491 | 0.93507 | 0.93522 | 0.93539 | 0.93554 | 0.93569 | 0.93584 | 0.93599 | 0.93613 | 0.93627 | 0.93642 | 0.93656 | 0.9367 | 0.93684 | 0.93697 | 0.93708 | 0.93719 | 0.93729 | 0.93737 | 0.93745
WA_Industrial_Food Products_Existing_Process_Natural Gas_Gas Boiler - Maintenance_A | WA | Industrial | Food Products | Existing | Process | Natural Gas | Gas Boiler - Maintenance | A | IM7 | Degrade performance | General cleaning and maintenance | 3 | 34.75 | 0 | 0 | 0.11 | 0 | 0 | 0 | 0.0544 |  | sqft | 20% | 30% | Retrofit | Retro20Fast | 83.83% | TBD | 0.2% | 1.0377 |  | 0.93528 |  | 2.0871 | IL TRM - 4.3.10 - CI-HWE-DBTU-V01-180101 | IL TRM - 4.3.10 - CI-HWE-DBTU-V01-180101 | IL TRM - 4.3.10 - CI-HWE-DBTU-V01-180101 | Degrade performance | Degrade performance | Degrade performance | Degrade performance | Degrade performance | Degrade performance | Degrade performance | Degrade performance | Degrade performance | Degrade performance | Degrade performance | Degrade performance | Degrade performance | Degrade performance | Degrade performance | Degrade performance | Degrade performance | Degrade performance | Degrade performance | Degrade performance | Degrade performance | Degrade performance | Degrade performance | Degrade performance | Degrade performance | Degrade performance | Degrade performance | Degrade performance | Degrade performance | Degrade performance | Degrade performance | General cleaning and maintenance | General cleaning and maintenance | General cleaning and maintenance | General cleaning and maintenance | General cleaning and maintenance | General cleaning and maintenance | General cleaning and maintenance | General cleaning and maintenance | General cleaning and maintenance | General cleaning and maintenance | General cleaning and maintenance | General cleaning and maintenance | General cleaning and maintenance | General cleaning and maintenance | General cleaning and maintenance | General cleaning and maintenance | General cleaning and maintenance | General cleaning and maintenance | General cleaning and maintenance | General cleaning and maintenance | General cleaning and maintenance | General cleaning and maintenance | General cleaning and maintenance | General cleaning and maintenance | General cleaning and maintenance | General cleaning and maintenance | General cleaning and maintenance | General cleaning and maintenance | General cleaning and maintenance | General cleaning and maintenance | General cleaning and maintenance | 0.11 | 0.11 | 0.11 | 0.11 | 0.11 | 0.11 | 0.11 | 0.11 | 0.11 | 0.11 | 0.11 | 0.11 | 0.11 | 0.11 | 0.11 | 0.11 | 0.11 | 0.11 | 0.11 | 0.11 | 0.11 | 0.11 | 0.11 | 0.11 | 0.11 | 0.11 | 0.11 | 0.11 | 0.11 | 0.11 | 0.11 | 0 | 0 | 0 | 0 | 0 | 34.75 | 34.75 | 34.75 | 34.75 | 34.75 | 34.75 | 34.75 | 34.75 | 34.75 | 34.75 | 34.75 | 34.75 | 34.75 | 34.75 | 34.75 | 34.75 | 34.75 | 34.75 | 34.75 | 34.75 | 34.75 | 34.75 | 34.75 | 34.75 | 34.75 | 34.75 | 1.4439 | 1.0115 | 0.69611 | 0.54242 | 0.47564 | 0.40636 | 0.34717 | 0.29436 | 0.2444 | 0.20577 | 0.17006 | 0.13246 | 0.10264 | 0.079224 | 0.061773 | 0.056486 | 0.044035 | 0.03778 | 0.031579 | 0.025426 | 0 | 0 | 0 | 0 | 0 | 0 | 1.4439 | 2.4554 | 3.1515 | 3.694 | 4.1696 | 4.576 | 4.9231 | 5.2175 | 5.4619 | 5.6677 | 5.8377 | 5.9702 | 6.0728 | 6.152 | 6.2138 | 6.2703 | 6.3143 | 6.3521 | 6.3837 | 6.4091 | 6.4091 | 6.4091 | 6.4091 | 0 | 0 | 0 | 41.5516 | 29.1084 | 20.032 | 15.6093 | 13.6874 | 11.6938 | 9.9905 | 8.4707 | 7.0332 | 5.9214 | 4.8938 | 3.8118 | 2.9537 | 2.2798 | 1.7776 | 1.6255 | 1.2672 | 1.0872 | 0.90875 | 0.73168 | 0 | 0 | 0 | 0 | 0 | 0 | 41.5516 | 70.66 | 90.692 | 106.3013 | 119.9888 | 131.6826 | 141.673 | 150.1437 | 157.177 | 163.0983 | 167.9922 | 171.804 | 174.7577 | 177.0375 | 178.8152 | 180.4407 | 181.7079 | 182.7951 | 183.7038 | 184.4355 | 184.4355 | 184.4355 | 184.4355 | 184.4355 | 184.4355 | 184.4355 | 1.2273 | 0.85979 | 0.59169 | 0.46106 | 0.40429 | 0.34541 | 0.29509 | 0.2502 | 0.20774 | 0.1749 | 0.14455 | 0.11259 | 0.087245 | 0.06734 | 0.052507 | 0.048013 | 0.037429 | 0.032113 | 0.026842 | 0.021612 | 0 | 0 | 0 | 0 | 0 | 0 | 1.2273 | 2.0871 | 2.6788 | 3.1399 | 3.5442 | 3.8896 | 4.1847 | 4.4349 | 4.6426 | 4.8175 | 4.9621 | 5.0747 | 5.1619 | 5.2292 | 5.2817 | 5.3298 | 5.3672 | 5.3993 | 5.4261 | 5.4478 | 5.4478 | 5.4478 | 5.4478 | 0 | 0 | 0 | 35.3189 | 24.7421 | 17.0272 | 13.2679 | 11.6343 | 9.9397 | 8.4919 | 7.2001 | 5.9783 | 5.0332 | 4.1598 | 3.24 | 2.5107 | 1.9379 | 1.511 | 1.3817 | 1.0771 | 0.92413 | 0.77244 | 0.62193 | 0 | 0 | 0 | 0 | 0 | 0 | 35.3189 | 60.061 | 77.0882 | 90.3561 | 101.9904 | 111.9302 | 120.4221 | 127.6222 | 133.6004 | 138.6336 | 142.7934 | 146.0334 | 148.5441 | 150.4819 | 151.9929 | 153.3746 | 154.4517 | 155.3758 | 156.1482 | 156.7702 | 156.7702 | 156.7702 | 156.7702 | 156.7702 | 156.7702 | 156.7702 | 1.2273 | 0.85979 | 0.59169 | 0.46106 | 0.40429 | 0.34541 | 0.29509 | 0.2502 | 0.20774 | 0.1749 | 0.14455 | 0.11259 | 0.087245 | 0.06734 | 0.052507 | 0.048013 | 0.037429 | 0.032113 | 0.026842 | 0.021612 | 0 | 0 | 0 | 0 | 0 | 0 | 1.2273 | 2.0871 | 2.6788 | 3.1399 | 3.5442 | 3.8896 | 4.1847 | 4.4349 | 4.6426 | 4.8175 | 4.9621 | 5.0747 | 5.1619 | 5.2292 | 5.2817 | 5.3298 | 5.3672 | 5.3993 | 5.4261 | 5.4478 | 5.4478 | 5.4478 | 5.4478 | 0 | 0 | 0 | 35.3189 | 24.7421 | 17.0272 | 13.2679 | 11.6343 | 9.9397 | 8.4919 | 7.2001 | 5.9783 | 5.0332 | 4.1598 | 3.24 | 2.5107 | 1.9379 | 1.511 | 1.3817 | 1.0771 | 0.92413 | 0.77244 | 0.62193 | 0 | 0 | 0 | 0 | 0 | 0 | 35.3189 | 60.061 | 77.0882 | 90.3561 | 101.9904 | 111.9302 | 120.4221 | 127.6222 | 133.6004 | 138.6336 | 142.7934 | 146.0334 | 148.5441 | 150.4819 | 151.9929 | 153.3746 | 154.4517 | 155.3758 | 156.1482 | 156.7702 | 156.7702 | 156.7702 | 156.7702 | 156.7702 | 156.7702 | 156.7702 | 1.2273 | 0.85979 | 0.59169 | 0.46106 | 0.40429 | 0.34541 | 0.29509 | 0.2502 | 0.20774 | 0.1749 | 0.14455 | 0.11259 | 0.087245 | 0.06734 | 0.052507 | 0.048013 | 0.037429 | 0.032113 | 0.026842 | 0.021612 | 0 | 0 | 0 | 0 | 0 | 0 | 1.2273 | 2.0871 | 2.6788 | 3.1399 | 3.5442 | 3.8896 | 4.1847 | 4.4349 | 4.6426 | 4.8175 | 4.9621 | 5.0747 | 5.1619 | 5.2292 | 5.2817 | 5.3298 | 5.3672 | 5.3993 | 5.4261 | 5.4478 | 5.4478 | 5.4478 | 5.4478 | 0 | 0 | 0 | 35.3189 | 24.7421 | 17.0272 | 13.2679 | 11.6343 | 9.9397 | 8.4919 | 7.2001 | 5.9783 | 5.0332 | 4.1598 | 3.24 | 2.5107 | 1.9379 | 1.511 | 1.3817 | 1.0771 | 0.92413 | 0.77244 | 0.62193 | 0 | 0 | 0 | 0 | 0 | 0 | 35.3189 | 60.061 | 77.0882 | 90.3561 | 101.9904 | 111.9302 | 120.4221 | 127.6222 | 133.6004 | 138.6336 | 142.7934 | 146.0334 | 148.5441 | 150.4819 | 151.9929 | 153.3746 | 154.4517 | 155.3758 | 156.1482 | 156.7702 | 156.7702 | 156.7702 | 156.7702 | 156.7702 | 156.7702 | 156.7702 | 1.0362 | 1.0364 | 1.0365 | 1.0367 | 1.0369 | 1.0371 | 1.0373 | 1.0374 | 1.0376 | 1.0378 | 1.038 | 1.0381 | 1.0383 | 1.0385 | 1.0386 | 1.0388 | 1.0389 | 1.0391 | 1.0393 | 1.0394 | 1.0396 | 1.0397 | 1.0398 | 1.0399 | 1.04 | 1.0401 | 0.93392 | 0.93409 | 0.93425 | 0.93442 | 0.93459 | 0.93475 | 0.93491 | 0.93507 | 0.93522 | 0.93539 | 0.93554 | 0.93569 | 0.93584 | 0.93599 | 0.93613 | 0.93627 | 0.93642 | 0.93656 | 0.9367 | 0.93684 | 0.93697 | 0.93708 | 0.93719 | 0.93729 | 0.93737 | 0.93745
WA_Industrial_Food Products_Existing_Space Heating_Natural Gas_Gas Furnace - Maintenance_A | WA | Industrial | Food Products | Existing | Space Heating | Natural Gas | Gas Furnace - Maintenance | A | IM8 | Degrade performance | General cleaning and maintenance | 3 | 0.0095 | 0 | 0 | 0.02 | 0 | 0 | 0 | 0.0104 |  | sqft | 20% | 30% | Retrofit | Retro20Fast | 83.83% | TBD | 0.2% | 800.61 |  | 721.6043 |  | 0.00018283 | IL TRM - 4.4.31 - CI-HVC-FTUN-V03-200101 | MN TRM 3.1 - Forced-Air Heating Maintenance v2.0 | MN TRM v3.1 - Forced-Air Heating Maintenance | Degrade performance | Degrade performance | Degrade performance | Degrade performance | Degrade performance | Degrade performance | Degrade performance | Degrade performance | Degrade performance | Degrade performance | Degrade performance | Degrade performance | Degrade performance | Degrade performance | Degrade performance | Degrade performance | Degrade performance | Degrade performance | Degrade performance | Degrade performance | Degrade performance | Degrade performance | Degrade performance | Degrade performance | Degrade performance | Degrade performance | Degrade performance | Degrade performance | Degrade performance | Degrade performance | Degrade performance | General cleaning and maintenance | General cleaning and maintenance | General cleaning and maintenance | General cleaning and maintenance | General cleaning and maintenance | General cleaning and maintenance | General cleaning and maintenance | General cleaning and maintenance | General cleaning and maintenance | General cleaning and maintenance | General cleaning and maintenance | General cleaning and maintenance | General cleaning and maintenance | General cleaning and maintenance | General cleaning and maintenance | General cleaning and maintenance | General cleaning and maintenance | General cleaning and maintenance | General cleaning and maintenance | General cleaning and maintenance | General cleaning and maintenance | General cleaning and maintenance | General cleaning and maintenance | General cleaning and maintenance | General cleaning and maintenance | General cleaning and maintenance | General cleaning and maintenance | General cleaning and maintenance | General cleaning and maintenance | General cleaning and maintenance | General cleaning and maintenance | 0.02 | 0.02 | 0.02 | 0.02 | 0.02 | 0.02 | 0.02 | 0.02 | 0.02 | 0.02 | 0.02 | 0.02 | 0.02 | 0.02 | 0.02 | 0.02 | 0.02 | 0.02 | 0.02 | 0.02 | 0.02 | 0.02 | 0.02 | 0.02 | 0.02 | 0.02 | 0.02 | 0.02 | 0.02 | 0.02 | 0.02 | 0 | 0 | 0 | 0 | 0 | 0.0091767 | 0.0090743 | 0.0089422 | 0.0088055 | 0.0086652 | 0.0085237 | 0.0083818 | 0.0082441 | 0.0081069 | 0.0079671 | 0.0078365 | 0.0077117 | 0.0075984 | 0.0074914 | 0.0073911 | 0.0072952 | 0.0072 | 0.0071086 | 0.0070223 | 0.0069396 | 0.0068633 | 0.0067953 | 0.00673 | 0.0073847 | 0.0073392 | 0.0072965 | 0.00012759 | 8.8382e-05 | 5.9938e-05 | 4.5991e-05 | 3.9686e-05 | 3.3352e-05 | 2.8019e-05 | 2.3367e-05 | 1.9079e-05 | 1.5786e-05 | 1.2832e-05 | 9.836e-06 | 7.5097e-06 | 5.7148e-06 | 4.3963e-06 | 3.9679e-06 | 3.0529e-06 | 2.586e-06 | 2.1353e-06 | 1.699e-06 | 0 | 0 | 0 | 0 | 0 | 0 | 0.00012759 | 0.00021455 | 0.00027136 | 0.00031321 | 0.0003479 | 0.00037557 | 0.00039734 | 0.00041418 | 0.00042636 | 0.0004348 | 0.0004405 | 0.00044332 | 0.00044432 | 0.00044378 | 0.00044223 | 0.00044046 | 0.00043777 | 0.00043479 | 0.00043165 | 0.00042827 | 0.00042356 | 0.00041936 | 0.00041533 | 0 | 0 | 0 | 13.9035 | 9.7399 | 6.7028 | 5.223 | 4.5799 | 3.9128 | 3.3429 | 2.8344 | 2.3534 | 1.9813 | 1.6375 | 1.2755 | 0.98833 | 0.76285 | 0.59481 | 0.5439 | 0.42401 | 0.36379 | 0.30408 | 0.24482 | 0 | 0 | 0 | 0 | 0 | 0 | 13.9035 | 23.6433 | 30.3462 | 35.5692 | 40.1491 | 44.0619 | 47.4048 | 50.2391 | 52.5925 | 54.5738 | 56.2113 | 57.4868 | 58.4751 | 59.238 | 59.8328 | 60.3767 | 60.8007 | 61.1645 | 61.4686 | 61.7134 | 61.7134 | 61.7134 | 61.7134 | 61.7134 | 61.7134 | 61.7134 | 0.00010859 | 7.5318e-05 | 5.1174e-05 | 3.9344e-05 | 3.4018e-05 | 2.8649e-05 | 2.4118e-05 | 2.0153e-05 | 1.649e-05 | 1.3671e-05 | 1.1136e-05 | 8.5519e-06 | 6.5364e-06 | 4.9786e-06 | 3.8318e-06 | 3.4598e-06 | 2.6632e-06 | 2.2569e-06 | 1.8657e-06 | 1.4863e-06 | 0 | 0 | 0 | 0 | 0 | 0 | 0.00010859 | 0.00018283 | 0.00023168 | 0.00026793 | 0.00029822 | 0.00032261 | 0.00034201 | 0.00035721 | 0.00036851 | 0.00037656 | 0.00038228 | 0.00038545 | 0.00038673 | 0.0003866 | 0.00038545 | 0.00038406 | 0.00038188 | 0.00037946 | 0.00037715 | 0.00037465 | 0.00037102 | 0.00036779 | 0.00036476 | 0 | 0 | 0 | 11.8179 | 8.2789 | 5.6974 | 4.4395 | 3.8929 | 3.3259 | 2.8415 | 2.4092 | 2.0004 | 1.6841 | 1.3919 | 1.0841 | 0.84008 | 0.64842 | 0.50559 | 0.46232 | 0.36041 | 0.30922 | 0.25846 | 0.2081 | 0 | 0 | 0 | 0 | 0 | 0 | 11.8179 | 20.0968 | 25.7942 | 30.2338 | 34.1267 | 37.4526 | 40.2941 | 42.7033 | 44.7036 | 46.3878 | 47.7796 | 48.8638 | 49.7039 | 50.3523 | 50.8579 | 51.3202 | 51.6806 | 51.9898 | 52.2483 | 52.4564 | 52.4564 | 52.4564 | 52.4564 | 52.4564 | 52.4564 | 52.4564 | 0.00010862 | 7.5369e-05 | 5.1234e-05 | 3.9412e-05 | 3.4099e-05 | 2.8736e-05 | 2.4207e-05 | 2.0241e-05 | 1.6575e-05 | 1.3752e-05 | 1.1211e-05 | 8.6156e-06 | 6.5901e-06 | 5.0236e-06 | 3.8695e-06 | 3.4966e-06 | 2.6938e-06 | 2.2849e-06 | 1.8891e-06 | 1.5052e-06 | 0 | 0 | 0 | 0 | 0 | 0 | 0.00010862 | 0.00018296 | 0.00023196 | 0.0002684 | 0.00029892 | 0.0003236 | 0.00034328 | 0.00035878 | 0.00037041 | 0.00037879 | 0.00038485 | 0.00038832 | 0.00038991 | 0.0003901 | 0.00038924 | 0.00038815 | 0.00038628 | 0.00038416 | 0.00038188 | 0.00037941 | 0.00037577 | 0.00037254 | 0.0003695 | 0 | 0 | 0 | 11.8179 | 8.2789 | 5.6974 | 4.4395 | 3.8929 | 3.3259 | 2.8415 | 2.4092 | 2.0004 | 1.6841 | 1.3919 | 1.0841 | 0.84008 | 0.64842 | 0.50559 | 0.46232 | 0.36041 | 0.30922 | 0.25846 | 0.2081 | 0 | 0 | 0 | 0 | 0 | 0 | 11.8179 | 20.0968 | 25.7942 | 30.2338 | 34.1267 | 37.4526 | 40.2941 | 42.7033 | 44.7036 | 46.3878 | 47.7796 | 48.8638 | 49.7039 | 50.3523 | 50.8579 | 51.3202 | 51.6806 | 51.9898 | 52.2483 | 52.4564 | 52.4564 | 52.4564 | 52.4564 | 52.4564 | 52.4564 | 52.4564 | 0.00010859 | 7.5318e-05 | 5.1174e-05 | 3.9344e-05 | 3.4018e-05 | 2.8649e-05 | 2.4118e-05 | 2.0153e-05 | 1.649e-05 | 1.3671e-05 | 1.1136e-05 | 8.5519e-06 | 6.5364e-06 | 4.9786e-06 | 3.8318e-06 | 3.4598e-06 | 2.6632e-06 | 2.2569e-06 | 1.8657e-06 | 1.4863e-06 | 0 | 0 | 0 | 0 | 0 | 0 | 0.00010859 | 0.00018283 | 0.00023168 | 0.00026793 | 0.00029822 | 0.00032261 | 0.00034201 | 0.00035721 | 0.00036851 | 0.00037656 | 0.00038228 | 0.00038545 | 0.00038673 | 0.0003866 | 0.00038545 | 0.00038406 | 0.00038188 | 0.00037946 | 0.00037715 | 0.00037465 | 0.00037102 | 0.00036779 | 0.00036476 | 0 | 0 | 0 | 11.8179 | 8.2789 | 5.6974 | 4.4395 | 3.8929 | 3.3259 | 2.8415 | 2.4092 | 2.0004 | 1.6841 | 1.3919 | 1.0841 | 0.84008 | 0.64842 | 0.50559 | 0.46232 | 0.36041 | 0.30922 | 0.25846 | 0.2081 | 0 | 0 | 0 | 0 | 0 | 0 | 11.8179 | 20.0968 | 25.7942 | 30.2338 | 34.1267 | 37.4526 | 40.2941 | 42.7033 | 44.7036 | 46.3878 | 47.7796 | 48.8638 | 49.7039 | 50.3523 | 50.8579 | 51.3202 | 51.6806 | 51.9898 | 52.2483 | 52.4564 | 52.4564 | 52.4564 | 52.4564 | 52.4564 | 52.4564 | 52.4564 | 731.3443 | 738.0053 | 746.6561 | 755.6461 | 764.8921 | 774.1587 | 783.5732 | 792.6454 | 801.378 | 810.387 | 818.4332 | 826.173 | 833.5727 | 840.6592 | 847.9499 | 855.1364 | 862.4057 | 870.027 | 877.4755 | 884.7644 | 891.7018 | 898.2994 | 904.5688 | 910.522 | 916.1709 | 921.5275 | 659.1738 | 665.1775 | 672.9746 | 681.0774 | 689.411 | 697.7632 | 706.2486 | 714.4256 | 722.2964 | 730.4165 | 737.6686 | 744.6446 | 751.3141 | 757.7013 | 764.2725 | 770.7499 | 777.3018 | 784.171 | 790.8845 | 797.4541 | 803.7069 | 809.6535 | 815.3042 | 820.6699 | 825.7613 | 830.5893
WA_Industrial_Food Products_Existing_Space Heating_Natural Gas_Gas Boiler - Hot Water Reset_A | WA | Industrial | Food Products | Existing | Space Heating | Natural Gas | Gas Boiler - Hot Water Reset | A | IM9 | No control | Reset control installed | 16 | 3.4811 | 0 | 0 | 132.97 | 0 | 0 | 0 | 66.4849 |  | employee | 20% | 45% | Retrofit | Retro5Med | 85.36% | TBD | 0.2% | 202.9099 |  | 152.9257 |  | 0.054295 | IL TRM - 4.4.4 - CI-HVC-BLRC-V04-210101 | IL TRM - 4.4.4 - CI-HVC-BLRC-V04-210101 | IL TRM - 4.4.4 - CI-HVC-BLRC-V04-210101 | No control | No control | No control | No control | No control | No control | No control | No control | No control | No control | No control | No control | No control | No control | No control | No control | No control | No control | No control | No control | No control | No control | No control | No control | No control | No control | No control | No control | No control | No control | No control | Reset control installed | Reset control installed | Reset control installed | Reset control installed | Reset control installed | Reset control installed | Reset control installed | Reset control installed | Reset control installed | Reset control installed | Reset control installed | Reset control installed | Reset control installed | Reset control installed | Reset control installed | Reset control installed | Reset control installed | Reset control installed | Reset control installed | Reset control installed | Reset control installed | Reset control installed | Reset control installed | Reset control installed | Reset control installed | Reset control installed | Reset control installed | Reset control installed | Reset control installed | Reset control installed | Reset control installed | 132.97 | 132.97 | 132.97 | 132.97 | 132.97 | 132.97 | 132.97 | 132.97 | 132.97 | 132.97 | 132.97 | 132.97 | 132.97 | 132.97 | 132.97 | 132.97 | 132.97 | 132.97 | 132.97 | 132.97 | 132.97 | 132.97 | 132.97 | 132.97 | 132.97 | 132.97 | 132.97 | 132.97 | 132.97 | 132.97 | 132.97 | 0 | 0 | 0 | 0 | 0 | 3.4106 | 3.3769 | 3.3407 | 3.3032 | 3.2645 | 3.2248 | 3.185 | 3.1446 | 3.1021 | 3.0581 | 3.0147 | 2.9722 | 2.9326 | 2.8941 | 2.8587 | 2.8246 | 2.7901 | 2.7583 | 2.7281 | 2.6984 | 2.6739 | 2.6527 | 2.6325 | 2.9544 | 2.9423 | 2.9312 | 0.028884 | 0.035095 | 0.042235 | 0.048504 | 0.054722 | 0.062397 | 0.06742 | 0.067863 | 0.062086 | 0.052813 | 0.039904 | 0.026041 | 0.014844 | 0.0069902 | 0.0029247 | 0.0010465 | 0.00032163 | 6.905e-05 | 1.1188e-05 | 1.3241e-06 | 0 | 0 | 0 | 0 | 0 | 0 | 0.028884 | 0.063694 | 0.10525 | 0.15257 | 0.2055 | 0.2654 | 0.32954 | 0.39323 | 0.45 | 0.49643 | 0.52928 | 0.54788 | 0.55542 | 0.5551 | 0.55124 | 0.54572 | 0.53937 | 0.5333 | 0.52747 | 0.52173 | 0.51699 | 0.51288 | 0.50898 | 0 | 0 | 0 | 8.4689 | 10.3927 | 12.6426 | 14.684 | 16.7629 | 19.3489 | 21.1681 | 21.5808 | 20.0143 | 17.2697 | 13.2366 | 8.7614 | 5.0617 | 2.4154 | 1.0231 | 0.37049 | 0.11528 | 0.025033 | 0.0041008 | 0.00049068 | 0 | 0 | 0 | 0 | 0 | 0 | 8.4689 | 18.8616 | 31.5042 | 46.1882 | 62.9511 | 82.3 | 103.4681 | 125.0488 | 145.0632 | 162.3329 | 175.5694 | 184.3308 | 189.3925 | 191.8078 | 192.8309 | 193.2014 | 193.3167 | 193.3417 | 193.3458 | 193.3463 | 193.3463 | 193.3463 | 193.3463 | 193.3463 | 193.3463 | 193.3463 | 0.024586 | 0.029916 | 0.036075 | 0.041517 | 0.046942 | 0.053646 | 0.058091 | 0.058598 | 0.053734 | 0.045807 | 0.034687 | 0.022682 | 0.012945 | 0.0061026 | 0.002555 | 0.00091475 | 0.0002813 | 6.0429e-05 | 9.8034e-06 | 1.1619e-06 | 0 | 0 | 0 | 0 | 0 | 0 | 0.024586 | 0.054295 | 0.089896 | 0.13059 | 0.17628 | 0.22818 | 0.28395 | 0.33954 | 0.38946 | 0.43058 | 0.46009 | 0.47721 | 0.48438 | 0.48462 | 0.48156 | 0.47701 | 0.47174 | 0.46672 | 0.46222 | 0.45782 | 0.45426 | 0.4512 | 0.44839 | 0 | 0 | 0 | 7.1985 | 8.8338 | 10.7462 | 12.4814 | 14.2484 | 16.4466 | 17.9929 | 18.3436 | 17.0122 | 14.6792 | 11.2511 | 7.4472 | 4.3024 | 2.053 | 0.86963 | 0.31492 | 0.097984 | 0.021278 | 0.0034857 | 0.00041708 | 0 | 0 | 0 | 0 | 0 | 0 | 7.1985 | 16.0323 | 26.7786 | 39.26 | 53.5084 | 69.955 | 87.9479 | 106.2915 | 123.3037 | 137.9829 | 149.234 | 156.6812 | 160.9836 | 163.0367 | 163.9063 | 164.2212 | 164.3192 | 164.3405 | 164.344 | 164.3444 | 164.3444 | 164.3444 | 164.3444 | 164.3444 | 164.3444 | 164.3444 | 0.024593 | 0.029937 | 0.036118 | 0.04159 | 0.047053 | 0.05381 | 0.058307 | 0.058856 | 0.054012 | 0.046079 | 0.03492 | 0.022851 | 0.013052 | 0.0061578 | 0.0025801 | 0.00092448 | 0.00028454 | 6.1176e-05 | 9.9264e-06 | 1.1766e-06 | 0 | 0 | 0 | 0 | 0 | 0 | 0.024593 | 0.054331 | 0.090001 | 0.13082 | 0.1767 | 0.22888 | 0.285 | 0.34104 | 0.39148 | 0.43313 | 0.46318 | 0.48077 | 0.48837 | 0.489 | 0.48629 | 0.48209 | 0.47717 | 0.47249 | 0.46801 | 0.46363 | 0.46007 | 0.45703 | 0.45422 | 0 | 0 | 0 | 7.1985 | 8.8338 | 10.7462 | 12.4814 | 14.2484 | 16.4466 | 17.9929 | 18.3436 | 17.0122 | 14.6792 | 11.2511 | 7.4472 | 4.3024 | 2.053 | 0.86963 | 0.31492 | 0.097984 | 0.021278 | 0.0034857 | 0.00041708 | 0 | 0 | 0 | 0 | 0 | 0 | 7.1985 | 16.0323 | 26.7786 | 39.26 | 53.5084 | 69.955 | 87.9479 | 106.2915 | 123.3037 | 137.9829 | 149.234 | 156.6812 | 160.9836 | 163.0367 | 163.9063 | 164.2212 | 164.3192 | 164.3405 | 164.344 | 164.3444 | 164.3444 | 164.3444 | 164.3444 | 164.3444 | 164.3444 | 164.3444 | 0.024586 | 0.029916 | 0.036075 | 0.041517 | 0.046942 | 0.053646 | 0.058091 | 0.058598 | 0.053734 | 0.045807 | 0.034687 | 0.022682 | 0.012945 | 0.0061026 | 0.002555 | 0.00091475 | 0.0002813 | 6.0429e-05 | 9.8034e-06 | 1.1619e-06 | 0 | 0 | 0 | 0 | 0 | 0 | 0.024586 | 0.054295 | 0.089896 | 0.13059 | 0.17628 | 0.22818 | 0.28395 | 0.33954 | 0.38946 | 0.43058 | 0.46009 | 0.47721 | 0.48438 | 0.48462 | 0.48156 | 0.47701 | 0.47174 | 0.46672 | 0.46222 | 0.45782 | 0.45426 | 0.4512 | 0.44839 | 0 | 0 | 0 | 7.1985 | 8.8338 | 10.7462 | 12.4814 | 14.2484 | 16.4466 | 17.9929 | 18.3436 | 17.0122 | 14.6792 | 11.2511 | 7.4472 | 4.3024 | 2.053 | 0.86963 | 0.31492 | 0.097984 | 0.021278 | 0.0034857 | 0.00041708 | 0 | 0 | 0 | 0 | 0 | 0 | 7.1985 | 16.0323 | 26.7786 | 39.26 | 53.5084 | 69.955 | 87.9479 | 106.2915 | 123.3037 | 137.9829 | 149.234 | 156.6812 | 160.9836 | 163.0367 | 163.9063 | 164.2212 | 164.3192 | 164.3405 | 164.344 | 164.3444 | 164.3444 | 164.3444 | 164.3444 | 164.3444 | 164.3444 | 164.3444 | 202.335 | 202.4054 | 202.4755 | 202.5459 | 202.6162 | 202.6846 | 202.7523 | 202.8194 | 202.8857 | 202.956 | 203.0205 | 203.0844 | 203.1472 | 203.2092 | 203.2713 | 203.3313 | 203.3938 | 203.4542 | 203.5128 | 203.5717 | 203.6255 | 203.6746 | 203.7195 | 203.7605 | 203.7978 | 203.832 | 152.4924 | 152.5455 | 152.5983 | 152.6514 | 152.7044 | 152.7559 | 152.807 | 152.8575 | 152.9075 | 152.9605 | 153.0091 | 153.0572 | 153.1046 | 153.1513 | 153.1981 | 153.2433 | 153.2904 | 153.336 | 153.3801 | 153.4245 | 153.465 | 153.5021 | 153.5359 | 153.5667 | 153.5949 | 153.6207
WA_Industrial_Food Products_Existing_Process_Natural Gas_Gas Boiler - Hot Water Reset_A | WA | Industrial | Food Products | Existing | Process | Natural Gas | Gas Boiler - Hot Water Reset | A | IM10 | No control | Reset control installed | 16 | 63.1817 | 0 | 0 | 132.97 | 0 | 0 | 0 | 66.4849 |  | sqft | 20% | 45% | Retrofit | Retro5Med | 85.36% | TBD | 0.2% | 202.9099 |  | 152.9257 |  | 2.4071 | IL TRM - 4.4.4 - CI-HVC-BLRC-V04-210101 | IL TRM - 4.4.4 - CI-HVC-BLRC-V04-210101 | XCEL CO 2019-2020 DSM Plan | No control | No control | No control | No control | No control | No control | No control | No control | No control | No control | No control | No control | No control | No control | No control | No control | No control | No control | No control | No control | No control | No control | No control | No control | No control | No control | No control | No control | No control | No control | No control | Reset control installed | Reset control installed | Reset control installed | Reset control installed | Reset control installed | Reset control installed | Reset control installed | Reset control installed | Reset control installed | Reset control installed | Reset control installed | Reset control installed | Reset control installed | Reset control installed | Reset control installed | Reset control installed | Reset control installed | Reset control installed | Reset control installed | Reset control installed | Reset control installed | Reset control installed | Reset control installed | Reset control installed | Reset control installed | Reset control installed | Reset control installed | Reset control installed | Reset control installed | Reset control installed | Reset control installed | 132.97 | 132.97 | 132.97 | 132.97 | 132.97 | 132.97 | 132.97 | 132.97 | 132.97 | 132.97 | 132.97 | 132.97 | 132.97 | 132.97 | 132.97 | 132.97 | 132.97 | 132.97 | 132.97 | 132.97 | 132.97 | 132.97 | 132.97 | 132.97 | 132.97 | 132.97 | 132.97 | 132.97 | 132.97 | 132.97 | 132.97 | 0 | 0 | 0 | 0 | 0 | 63.0526 | 62.9285 | 62.8068 | 62.6886 | 62.5712 | 62.4506 | 62.3443 | 62.2449 | 62.1374 | 62.0532 | 61.9576 | 61.8759 | 61.79 | 61.7003 | 61.6268 | 61.5468 | 61.4717 | 61.3975 | 61.3239 | 61.2509 | 61.2453 | 61.2402 | 61.2355 | 63.1817 | 63.1817 | 63.1817 | 1.2733 | 1.5594 | 1.8934 | 2.1949 | 2.501 | 2.8812 | 3.1468 | 3.203 | 2.9654 | 2.5553 | 1.9555 | 1.2927 | 0.74576 | 0.35535 | 0.15034 | 0.054372 | 0.016897 | 0.0036649 | 0.00059963 | 7.1664e-05 | 0 | 0 | 0 | 0 | 0 | 0 | 1.2733 | 2.8302 | 4.7181 | 6.9041 | 9.3922 | 12.2553 | 15.3812 | 18.5597 | 21.4931 | 24.0192 | 25.9377 | 27.1961 | 27.9041 | 28.219 | 28.3357 | 28.3533 | 28.3356 | 28.305 | 28.2717 | 28.2381 | 28.2356 | 28.2332 | 28.231 | 0 | 0 | 0 | 20.1936 | 24.7809 | 30.1457 | 35.0133 | 39.9701 | 46.1365 | 50.4741 | 51.4582 | 47.7231 | 41.1787 | 31.5619 | 20.8911 | 12.0692 | 5.7593 | 2.4395 | 0.88342 | 0.27487 | 0.059691 | 0.0097781 | 0.00117 | 0 | 0 | 0 | 0 | 0 | 0 | 20.1936 | 44.9744 | 75.1201 | 110.1334 | 150.1035 | 196.24 | 246.7141 | 298.1723 | 345.8954 | 387.0741 | 418.636 | 439.527 | 451.5963 | 457.3555 | 459.7951 | 460.6785 | 460.9533 | 461.013 | 461.0228 | 461.024 | 461.024 | 461.024 | 461.024 | 461.024 | 461.024 | 461.024 | 1.0826 | 1.3263 | 1.6108 | 1.8679 | 2.1289 | 2.4534 | 2.6801 | 2.7287 | 2.5269 | 2.1779 | 1.6671 | 1.1022 | 0.63602 | 0.30313 | 0.12827 | 0.046399 | 0.014422 | 0.0031286 | 0.00051199 | 6.12e-05 | 0 | 0 | 0 | 0 | 0 | 0 | 1.0826 | 2.4071 | 4.0139 | 5.8754 | 7.995 | 10.4352 | 13.1003 | 15.8112 | 18.315 | 20.4718 | 22.1121 | 23.1895 | 23.7982 | 24.072 | 24.176 | 24.1957 | 24.1851 | 24.1635 | 24.1394 | 24.1151 | 24.1133 | 24.1116 | 24.11 | 0 | 0 | 0 | 17.1645 | 21.0637 | 25.6238 | 29.7613 | 33.9746 | 39.216 | 42.903 | 43.7395 | 40.5646 | 35.0019 | 26.8276 | 17.7574 | 10.2589 | 4.8954 | 2.0736 | 0.75091 | 0.23364 | 0.050737 | 0.0083114 | 0.00099451 | 0 | 0 | 0 | 0 | 0 | 0 | 17.1645 | 38.2282 | 63.8521 | 93.6134 | 127.588 | 166.804 | 209.707 | 253.4464 | 294.0111 | 329.013 | 355.8406 | 373.598 | 383.8568 | 388.7522 | 390.8258 | 391.5767 | 391.8103 | 391.8611 | 391.8694 | 391.8704 | 391.8704 | 391.8704 | 391.8704 | 391.8704 | 391.8704 | 391.8704 | 1.0826 | 1.3263 | 1.6108 | 1.8679 | 2.1289 | 2.4534 | 2.6801 | 2.7287 | 2.5269 | 2.1779 | 1.6671 | 1.1022 | 0.63602 | 0.30313 | 0.12827 | 0.046399 | 0.014422 | 0.0031286 | 0.00051199 | 6.12e-05 | 0 | 0 | 0 | 0 | 0 | 0 | 1.0826 | 2.4071 | 4.0139 | 5.8754 | 7.995 | 10.4352 | 13.1003 | 15.8112 | 18.315 | 20.4718 | 22.1121 | 23.1895 | 23.7982 | 24.072 | 24.176 | 24.1957 | 24.1851 | 24.1635 | 24.1394 | 24.1151 | 24.1133 | 24.1116 | 24.11 | 0 | 0 | 0 | 17.1645 | 21.0637 | 25.6238 | 29.7613 | 33.9746 | 39.216 | 42.903 | 43.7395 | 40.5646 | 35.0019 | 26.8276 | 17.7574 | 10.2589 | 4.8954 | 2.0736 | 0.75091 | 0.23364 | 0.050737 | 0.0083114 | 0.00099451 | 0 | 0 | 0 | 0 | 0 | 0 | 17.1645 | 38.2282 | 63.8521 | 93.6134 | 127.588 | 166.804 | 209.707 | 253.4464 | 294.0111 | 329.013 | 355.8406 | 373.598 | 383.8568 | 388.7522 | 390.8258 | 391.5767 | 391.8103 | 391.8611 | 391.8694 | 391.8704 | 391.8704 | 391.8704 | 391.8704 | 391.8704 | 391.8704 | 391.8704 | 1.0826 | 1.3263 | 1.6108 | 1.8679 | 2.1289 | 2.4534 | 2.6801 | 2.7287 | 2.5269 | 2.1779 | 1.6671 | 1.1022 | 0.63602 | 0.30313 | 0.12827 | 0.046399 | 0.014422 | 0.0031286 | 0.00051199 | 6.12e-05 | 0 | 0 | 0 | 0 | 0 | 0 | 1.0826 | 2.4071 | 4.0139 | 5.8754 | 7.995 | 10.4352 | 13.1003 | 15.8112 | 18.315 | 20.4718 | 22.1121 | 23.1895 | 23.7982 | 24.072 | 24.176 | 24.1957 | 24.1851 | 24.1635 | 24.1394 | 24.1151 | 24.1133 | 24.1116 | 24.11 | 0 | 0 | 0 | 17.1645 | 21.0637 | 25.6238 | 29.7613 | 33.9746 | 39.216 | 42.903 | 43.7395 | 40.5646 | 35.0019 | 26.8276 | 17.7574 | 10.2589 | 4.8954 | 2.0736 | 0.75091 | 0.23364 | 0.050737 | 0.0083114 | 0.00099451 | 0 | 0 | 0 | 0 | 0 | 0 | 17.1645 | 38.2282 | 63.8521 | 93.6134 | 127.588 | 166.804 | 209.707 | 253.4464 | 294.0111 | 329.013 | 355.8406 | 373.598 | 383.8568 | 388.7522 | 390.8258 | 391.5767 | 391.8103 | 391.8611 | 391.8694 | 391.8704 | 391.8704 | 391.8704 | 391.8704 | 391.8704 | 391.8704 | 391.8704 | 202.335 | 202.4054 | 202.4755 | 202.5459 | 202.6162 | 202.6846 | 202.7523 | 202.8194 | 202.8857 | 202.956 | 203.0205 | 203.0844 | 203.1472 | 203.2092 | 203.2713 | 203.3313 | 203.3938 | 203.4542 | 203.5128 | 203.5717 | 203.6255 | 203.6746 | 203.7195 | 203.7605 | 203.7978 | 203.832 | 152.4924 | 152.5455 | 152.5983 | 152.6514 | 152.7044 | 152.7559 | 152.807 | 152.8575 | 152.9075 | 152.9605 | 153.0091 | 153.0572 | 153.1046 | 153.1513 | 153.1981 | 153.2433 | 153.2904 | 153.336 | 153.3801 | 153.4245 | 153.465 | 153.5021 | 153.5359 | 153.5667 | 153.5949 | 153.6207
WA_Industrial_Food Products_Existing_Space Heating_Natural Gas_Steam Trap Maintenance_A | WA | Industrial | Food Products | Existing | Space Heating | Natural Gas | Steam Trap Maintenance | A | IM11 | Degrade performance | Cleaning and maintenance | 6 | 1.2298 | 0 | 0 | 25.24 | 0 | 0 | 0 | 12.6176 |  | employee | 73% | 85% | Retrofit | RetroEven20 | 76.5% | TBD | 0.2% | 112.7424 |  | 89.6995 |  | 0.0096273 | IL TRM - 4.4.16 - CI-HVC-STRE-V07-210101 | IL TRM - 4.4.16 - CI-HVC-STRE-V07-210101 | IL TRM - 4.4.16 - CI-HVC-STRE-V07-210101 | Degrade performance | Degrade performance | Degrade performance | Degrade performance | Degrade performance | Degrade performance | Degrade performance | Degrade performance | Degrade performance | Degrade performance | Degrade performance | Degrade performance | Degrade performance | Degrade performance | Degrade performance | Degrade performance | Degrade performance | Degrade performance | Degrade performance | Degrade performance | Degrade performance | Degrade performance | Degrade performance | Degrade performance | Degrade performance | Degrade performance | Degrade performance | Degrade performance | Degrade performance | Degrade performance | Degrade performance | Cleaning and maintenance | Cleaning and maintenance | Cleaning and maintenance | Cleaning and maintenance | Cleaning and maintenance | Cleaning and maintenance | Cleaning and maintenance | Cleaning and maintenance | Cleaning and maintenance | Cleaning and maintenance | Cleaning and maintenance | Cleaning and maintenance | Cleaning and maintenance | Cleaning and maintenance | Cleaning and maintenance | Cleaning and maintenance | Cleaning and maintenance | Cleaning and maintenance | Cleaning and maintenance | Cleaning and maintenance | Cleaning and maintenance | Cleaning and maintenance | Cleaning and maintenance | Cleaning and maintenance | Cleaning and maintenance | Cleaning and maintenance | Cleaning and maintenance | Cleaning and maintenance | Cleaning and maintenance | Cleaning and maintenance | Cleaning and maintenance | 25.24 | 25.24 | 25.24 | 25.24 | 25.24 | 25.24 | 25.24 | 25.24 | 25.24 | 25.24 | 25.24 | 25.24 | 25.24 | 25.24 | 25.24 | 25.24 | 25.24 | 25.24 | 25.24 | 25.24 | 25.24 | 25.24 | 25.24 | 25.24 | 25.24 | 25.24 | 25.24 | 25.24 | 25.24 | 25.24 | 25.24 | 0 | 0 | 0 | 0 | 0 | 1.2061 | 1.1953 | 1.1837 | 1.1716 | 1.159 | 1.1461 | 1.1331 | 1.1199 | 1.106 | 1.0913 | 1.077 | 1.0629 | 1.0498 | 1.0372 | 1.0255 | 1.0144 | 1.003 | 0.99268 | 0.98287 | 0.9732 | 0.96442 | 0.95681 | 0.94957 | 1.0437 | 1.0394 | 1.0355 | 0.0057009 | 0.0056471 | 0.0055591 | 0.0055051 | 0.0054505 | 0.0053215 | 0.0052466 | 0.0051748 | 0.0050294 | 0.0049818 | 0.0048695 | 0.0048064 | 0.0047235 | 0.004625 | 0.0045783 | 0.0045099 | 0.0044421 | 0.0043802 | 0.0043222 | 0.0042662 | 0 | 0 | 0 | 0 | 0 | 0 | 0.0057009 | 0.011297 | 0.016746 | 0.02208 | 0.027293 | 0.032311 | 0.037191 | 0.041931 | 0.04644 | 0.050808 | 0.05501 | 0.059097 | 0.063094 | 0.066959 | 0.070784 | 0.074525 | 0.078134 | 0.081707 | 0.085221 | 0.088649 | 0.087849 | 0.087156 | 0.086497 | 0 | 0 | 0 | 4.7268 | 4.7242 | 4.6964 | 4.6989 | 4.7028 | 4.6431 | 4.6304 | 4.621 | 4.5476 | 4.565 | 4.5214 | 4.522 | 4.4992 | 4.4591 | 4.4644 | 4.4459 | 4.4286 | 4.4125 | 4.3975 | 4.3836 | 0 | 0 | 0 | 0 | 0 | 0 | 4.7268 | 9.451 | 14.1474 | 18.8463 | 23.549 | 28.1921 | 32.8225 | 37.4434 | 41.991 | 46.556 | 51.0774 | 55.5994 | 60.0986 | 64.5578 | 69.0222 | 73.4681 | 77.8967 | 82.3092 | 86.7067 | 91.0904 | 91.0904 | 91.0904 | 91.0904 | 91.0904 | 91.0904 | 91.0904 | 0.0048519 | 0.0048123 | 0.0047462 | 0.0047093 | 0.004672 | 0.0045711 | 0.0045159 | 0.004463 | 0.0043469 | 0.0043144 | 0.0042258 | 0.0041788 | 0.0041112 | 0.004029 | 0.0039903 | 0.0039323 | 0.0038749 | 0.0038226 | 0.0037762 | 0.0037319 | 0 | 0 | 0 | 0 | 0 | 0 | 0.0048519 | 0.0096273 | 0.014298 | 0.018888 | 0.023395 | 0.027755 | 0.032011 | 0.036163 | 0.040138 | 0.044001 | 0.047738 | 0.05138 | 0.054915 | 0.05833 | 0.061693 | 0.064981 | 0.068157 | 0.071306 | 0.074457 | 0.077548 | 0.076948 | 0.076434 | 0.07596 | 0 | 0 | 0 | 4.0178 | 4.0156 | 3.9919 | 3.9941 | 3.9974 | 3.9466 | 3.9358 | 3.9278 | 3.8654 | 3.8802 | 3.8432 | 3.8437 | 3.8244 | 3.7902 | 3.7947 | 3.779 | 3.7643 | 3.7506 | 3.7379 | 3.7261 | 0 | 0 | 0 | 0 | 0 | 0 | 4.0178 | 8.0334 | 12.0253 | 16.0193 | 20.0167 | 23.9633 | 27.8991 | 31.8269 | 35.6924 | 39.5726 | 43.4158 | 47.2595 | 51.0838 | 54.8741 | 58.6688 | 62.4479 | 66.2122 | 69.9628 | 73.7007 | 77.4268 | 77.4268 | 77.4268 | 77.4268 | 77.4268 | 77.4268 | 77.4268 | 0.0048532 | 0.0048156 | 0.0047518 | 0.0047175 | 0.0046831 | 0.004585 | 0.0045327 | 0.0044826 | 0.0043693 | 0.00434 | 0.0042542 | 0.0042099 | 0.004145 | 0.0040654 | 0.0040295 | 0.0039741 | 0.0039195 | 0.0038699 | 0.0038236 | 0.0037792 | 0 | 0 | 0 | 0 | 0 | 0 | 0.0048532 | 0.0096338 | 0.014314 | 0.018921 | 0.023451 | 0.027839 | 0.03213 | 0.036322 | 0.040345 | 0.044262 | 0.048059 | 0.051763 | 0.055367 | 0.058858 | 0.062299 | 0.065672 | 0.068941 | 0.072188 | 0.075391 | 0.078531 | 0.077933 | 0.077421 | 0.076948 | 0 | 0 | 0 | 4.0178 | 4.0156 | 3.9919 | 3.9941 | 3.9974 | 3.9466 | 3.9358 | 3.9278 | 3.8654 | 3.8802 | 3.8432 | 3.8437 | 3.8244 | 3.7902 | 3.7947 | 3.779 | 3.7643 | 3.7506 | 3.7379 | 3.7261 | 0 | 0 | 0 | 0 | 0 | 0 | 4.0178 | 8.0334 | 12.0253 | 16.0193 | 20.0167 | 23.9633 | 27.8991 | 31.8269 | 35.6924 | 39.5726 | 43.4158 | 47.2595 | 51.0838 | 54.8741 | 58.6688 | 62.4479 | 66.2122 | 69.9628 | 73.7007 | 77.4268 | 77.4268 | 77.4268 | 77.4268 | 77.4268 | 77.4268 | 77.4268 | 0.0048519 | 0.0048123 | 0.0047462 | 0.0047093 | 0.004672 | 0.0045711 | 0.0045159 | 0.004463 | 0.0043469 | 0.0043144 | 0.0042258 | 0.0041788 | 0.0041112 | 0.004029 | 0.0039903 | 0.0039323 | 0.0038749 | 0.0038226 | 0.0037762 | 0.0037319 | 0 | 0 | 0 | 0 | 0 | 0 | 0.0048519 | 0.0096273 | 0.014298 | 0.018888 | 0.023395 | 0.027755 | 0.032011 | 0.036163 | 0.040138 | 0.044001 | 0.047738 | 0.05138 | 0.054915 | 0.05833 | 0.061693 | 0.064981 | 0.068157 | 0.071306 | 0.074457 | 0.077548 | 0.076948 | 0.076434 | 0.07596 | 0 | 0 | 0 | 4.0178 | 4.0156 | 3.9919 | 3.9941 | 3.9974 | 3.9466 | 3.9358 | 3.9278 | 3.8654 | 3.8802 | 3.8432 | 3.8437 | 3.8244 | 3.7902 | 3.7947 | 3.779 | 3.7643 | 3.7506 | 3.7379 | 3.7261 | 0 | 0 | 0 | 0 | 0 | 0 | 4.0178 | 8.0334 | 12.0253 | 16.0193 | 20.0167 | 23.9633 | 27.8991 | 31.8269 | 35.6924 | 39.5726 | 43.4158 | 47.2595 | 51.0838 | 54.8741 | 58.6688 | 62.4479 | 66.2122 | 69.9628 | 73.7007 | 77.4268 | 77.4268 | 77.4268 | 77.4268 | 77.4268 | 77.4268 | 77.4268 | 112.5785 | 112.5986 | 112.6185 | 112.6386 | 112.6587 | 112.6782 | 112.6975 | 112.7166 | 112.7355 | 112.7555 | 112.7739 | 112.792 | 112.8099 | 112.8275 | 112.8452 | 112.8623 | 112.88 | 112.8972 | 112.9138 | 112.9305 | 112.9458 | 112.9597 | 112.9725 | 112.9841 | 112.9947 | 113.0044 | 89.5691 | 89.5851 | 89.601 | 89.617 | 89.6329 | 89.6484 | 89.6638 | 89.679 | 89.694 | 89.7099 | 89.7246 | 89.739 | 89.7532 | 89.7672 | 89.7813 | 89.7949 | 89.809 | 89.8227 | 89.8359 | 89.8492 | 89.8613 | 89.8724 | 89.8826 | 89.8918 | 89.9002 | 89.9079
WA_Industrial_Food Products_Existing_Process_Natural Gas_Steam Trap Maintenance_A | WA | Industrial | Food Products | Existing | Process | Natural Gas | Steam Trap Maintenance | A | IM12 | Degrade performance | Cleaning and maintenance | 6 | 44.6416 | 0 | 0 | 25.24 | 0 | 0 | 0 | 12.6176 |  | sqft | 73% | 85% | Retrofit | RetroEven20 | 76.5% | TBD | 0.2% | 112.7424 |  | 89.6995 |  | 0.85374 | IL TRM - 4.4.16 - CI-HVC-STRE-V07-210101 | IL TRM - 4.4.16 - CI-HVC-STRE-V07-210101 | IL TRM - 4.4.16 - CI-HVC-STRE-V07-210101 | Degrade performance | Degrade performance | Degrade performance | Degrade performance | Degrade performance | Degrade performance | Degrade performance | Degrade performance | Degrade performance | Degrade performance | Degrade performance | Degrade performance | Degrade performance | Degrade performance | Degrade performance | Degrade performance | Degrade performance | Degrade performance | Degrade performance | Degrade performance | Degrade performance | Degrade performance | Degrade performance | Degrade performance | Degrade performance | Degrade performance | Degrade performance | Degrade performance | Degrade performance | Degrade performance | Degrade performance | Cleaning and maintenance | Cleaning and maintenance | Cleaning and maintenance | Cleaning and maintenance | Cleaning and maintenance | Cleaning and maintenance | Cleaning and maintenance | Cleaning and maintenance | Cleaning and maintenance | Cleaning and maintenance | Cleaning and maintenance | Cleaning and maintenance | Cleaning and maintenance | Cleaning and maintenance | Cleaning and maintenance | Cleaning and maintenance | Cleaning and maintenance | Cleaning and maintenance | Cleaning and maintenance | Cleaning and maintenance | Cleaning and maintenance | Cleaning and maintenance | Cleaning and maintenance | Cleaning and maintenance | Cleaning and maintenance | Cleaning and maintenance | Cleaning and maintenance | Cleaning and maintenance | Cleaning and maintenance | Cleaning and maintenance | Cleaning and maintenance | 25.24 | 25.24 | 25.24 | 25.24 | 25.24 | 25.24 | 25.24 | 25.24 | 25.24 | 25.24 | 25.24 | 25.24 | 25.24 | 25.24 | 25.24 | 25.24 | 25.24 | 25.24 | 25.24 | 25.24 | 25.24 | 25.24 | 25.24 | 25.24 | 25.24 | 25.24 | 25.24 | 25.24 | 25.24 | 25.24 | 25.24 | 0 | 0 | 0 | 0 | 0 | 44.5977 | 44.5574 | 44.5191 | 44.4827 | 44.4466 | 44.4114 | 44.384 | 44.3614 | 44.3385 | 44.3242 | 44.3081 | 44.2972 | 44.2862 | 44.2753 | 44.2694 | 44.2626 | 44.2595 | 44.2569 | 44.2547 | 44.2529 | 44.2518 | 44.2507 | 44.2498 | 44.6416 | 44.6416 | 44.6416 | 0.50265 | 0.50192 | 0.49853 | 0.4984 | 0.4984 | 0.49168 | 0.49004 | 0.48879 | 0.48078 | 0.48246 | 0.47769 | 0.47763 | 0.47511 | 0.47076 | 0.47125 | 0.46923 | 0.46737 | 0.46564 | 0.46404 | 0.46256 | 0 | 0 | 0 | 0 | 0 | 0 | 0.50265 | 1.0041 | 1.5018 | 1.999 | 2.4957 | 2.9854 | 3.4736 | 3.9607 | 4.4394 | 4.9204 | 5.3963 | 5.8726 | 6.3463 | 6.8155 | 7.2858 | 7.754 | 8.2208 | 8.6859 | 9.1496 | 9.6117 | 9.6115 | 9.6113 | 9.6111 | 0 | 0 | 0 | 11.2708 | 11.2646 | 11.1982 | 11.2043 | 11.2135 | 11.0711 | 11.0409 | 11.0185 | 10.8435 | 10.8849 | 10.7811 | 10.7825 | 10.7282 | 10.6325 | 10.6451 | 10.6011 | 10.5599 | 10.5214 | 10.4856 | 10.4526 | 0 | 0 | 0 | 0 | 0 | 0 | 11.2708 | 22.5355 | 33.7337 | 44.9379 | 56.1514 | 67.2226 | 78.2634 | 89.2819 | 100.1254 | 111.0102 | 121.7913 | 132.5738 | 143.302 | 153.9345 | 164.5796 | 175.1807 | 185.7406 | 196.262 | 206.7476 | 217.2002 | 217.2002 | 217.2002 | 217.2002 | 217.2002 | 217.2002 | 217.2002 | 0.42732 | 0.42676 | 0.42393 | 0.42386 | 0.42392 | 0.41826 | 0.41689 | 0.41587 | 0.40908 | 0.41053 | 0.40649 | 0.40646 | 0.40433 | 0.40064 | 0.40107 | 0.39936 | 0.39778 | 0.39631 | 0.39495 | 0.39369 | 0 | 0 | 0 | 0 | 0 | 0 | 0.42732 | 0.85374 | 1.2771 | 1.7 | 2.1228 | 2.5396 | 2.9552 | 3.3698 | 3.7774 | 4.1869 | 4.5921 | 4.9976 | 5.4008 | 5.8003 | 6.2008 | 6.5993 | 6.9967 | 7.3927 | 7.7873 | 8.1807 | 8.1805 | 8.1804 | 8.1802 | 0 | 0 | 0 | 9.5802 | 9.5749 | 9.5185 | 9.5236 | 9.5315 | 9.4105 | 9.3847 | 9.3657 | 9.217 | 9.2521 | 9.1639 | 9.1651 | 9.119 | 9.0376 | 9.0483 | 9.0109 | 8.9759 | 8.9432 | 8.9128 | 8.8847 | 0 | 0 | 0 | 0 | 0 | 0 | 9.5802 | 19.1551 | 28.6736 | 38.1972 | 47.7287 | 57.1392 | 66.5239 | 75.8896 | 85.1066 | 94.3587 | 103.5226 | 112.6877 | 121.8067 | 130.8444 | 139.8927 | 148.9036 | 157.8795 | 166.8227 | 175.7355 | 184.6201 | 184.6201 | 184.6201 | 184.6201 | 184.6201 | 184.6201 | 184.6201 | 0.42732 | 0.42676 | 0.42393 | 0.42386 | 0.42392 | 0.41826 | 0.41689 | 0.41587 | 0.40908 | 0.41053 | 0.40649 | 0.40646 | 0.40433 | 0.40064 | 0.40107 | 0.39936 | 0.39778 | 0.39631 | 0.39495 | 0.39369 | 0 | 0 | 0 | 0 | 0 | 0 | 0.42732 | 0.85374 | 1.2771 | 1.7 | 2.1228 | 2.5396 | 2.9552 | 3.3698 | 3.7774 | 4.1869 | 4.5921 | 4.9976 | 5.4008 | 5.8003 | 6.2008 | 6.5993 | 6.9967 | 7.3927 | 7.7873 | 8.1807 | 8.1805 | 8.1804 | 8.1802 | 0 | 0 | 0 | 9.5802 | 9.5749 | 9.5185 | 9.5236 | 9.5315 | 9.4105 | 9.3847 | 9.3657 | 9.217 | 9.2521 | 9.1639 | 9.1651 | 9.119 | 9.0376 | 9.0483 | 9.0109 | 8.9759 | 8.9432 | 8.9128 | 8.8847 | 0 | 0 | 0 | 0 | 0 | 0 | 9.5802 | 19.1551 | 28.6736 | 38.1972 | 47.7287 | 57.1392 | 66.5239 | 75.8896 | 85.1066 | 94.3587 | 103.5226 | 112.6877 | 121.8067 | 130.8444 | 139.8927 | 148.9036 | 157.8795 | 166.8227 | 175.7355 | 184.6201 | 184.6201 | 184.6201 | 184.6201 | 184.6201 | 184.6201 | 184.6201 | 0.42732 | 0.42676 | 0.42393 | 0.42386 | 0.42392 | 0.41826 | 0.41689 | 0.41587 | 0.40908 | 0.41053 | 0.40649 | 0.40646 | 0.40433 | 0.40064 | 0.40107 | 0.39936 | 0.39778 | 0.39631 | 0.39495 | 0.39369 | 0 | 0 | 0 | 0 | 0 | 0 | 0.42732 | 0.85374 | 1.2771 | 1.7 | 2.1228 | 2.5396 | 2.9552 | 3.3698 | 3.7774 | 4.1869 | 4.5921 | 4.9976 | 5.4008 | 5.8003 | 6.2008 | 6.5993 | 6.9967 | 7.3927 | 7.7873 | 8.1807 | 8.1805 | 8.1804 | 8.1802 | 0 | 0 | 0 | 9.5802 | 9.5749 | 9.5185 | 9.5236 | 9.5315 | 9.4105 | 9.3847 | 9.3657 | 9.217 | 9.2521 | 9.1639 | 9.1651 | 9.119 | 9.0376 | 9.0483 | 9.0109 | 8.9759 | 8.9432 | 8.9128 | 8.8847 | 0 | 0 | 0 | 0 | 0 | 0 | 9.5802 | 19.1551 | 28.6736 | 38.1972 | 47.7287 | 57.1392 | 66.5239 | 75.8896 | 85.1066 | 94.3587 | 103.5226 | 112.6877 | 121.8067 | 130.8444 | 139.8927 | 148.9036 | 157.8795 | 166.8227 | 175.7355 | 184.6201 | 184.6201 | 184.6201 | 184.6201 | 184.6201 | 184.6201 | 184.6201 | 112.5785 | 112.5986 | 112.6185 | 112.6386 | 112.6587 | 112.6782 | 112.6975 | 112.7166 | 112.7355 | 112.7555 | 112.7739 | 112.792 | 112.8099 | 112.8275 | 112.8452 | 112.8623 | 112.88 | 112.8972 | 112.9138 | 112.9305 | 112.9458 | 112.9597 | 112.9725 | 112.9841 | 112.9947 | 113.0044 | 89.5691 | 89.5851 | 89.601 | 89.617 | 89.6329 | 89.6484 | 89.6638 | 89.679 | 89.694 | 89.7099 | 89.7246 | 89.739 | 89.7532 | 89.7672 | 89.7813 | 89.7949 | 89.809 | 89.8227 | 89.8359 | 89.8492 | 89.8613 | 89.8724 | 89.8826 | 89.8918 | 89.9002 | 89.9079
WA_Industrial_Food Products_Existing_Space Heating_Natural Gas_Gas Boiler - High Turndown_A | WA | Industrial | Food Products | Existing | Space Heating | Natural Gas | Gas Boiler - High Turndown | A | IM13 | No control | Turndown control installed | 15 | 1.3054 | 0 | 0 | 361.01 | 0 | 0 | 0 | 180.5039 |  | employee | 35% | 50% | Retrofit | Retro12Med | 84.73% | TBD | 0.2% | 779.0235 |  | 592.3049 |  | 0.027565 | MN TRM 3.1 - Boiler Modifications, Space Heating Only v4.0 | MN TRM 3.1 - Boiler Modifications, Space Heating Only v4.0 | MN TRM 3.1 - Boiler Modifications, Space Heating Only v4.0 | No control | No control | No control | No control | No control | No control | No control | No control | No control | No control | No control | No control | No control | No control | No control | No control | No control | No control | No control | No control | No control | No control | No control | No control | No control | No control | No control | No control | No control | No control | No control | Turndown control installed | Turndown control installed | Turndown control installed | Turndown control installed | Turndown control installed | Turndown control installed | Turndown control installed | Turndown control installed | Turndown control installed | Turndown control installed | Turndown control installed | Turndown control installed | Turndown control installed | Turndown control installed | Turndown control installed | Turndown control installed | Turndown control installed | Turndown control installed | Turndown control installed | Turndown control installed | Turndown control installed | Turndown control installed | Turndown control installed | Turndown control installed | Turndown control installed | Turndown control installed | Turndown control installed | Turndown control installed | Turndown control installed | Turndown control installed | Turndown control installed | 361.01 | 361.01 | 361.01 | 361.01 | 361.01 | 361.01 | 361.01 | 361.01 | 361.01 | 361.01 | 361.01 | 361.01 | 361.01 | 361.01 | 361.01 | 361.01 | 361.01 | 361.01 | 361.01 | 361.01 | 361.01 | 361.01 | 361.01 | 361.01 | 361.01 | 361.01 | 361.01 | 361.01 | 361.01 | 361.01 | 361.01 | 0 | 0 | 0 | 0 | 0 | 1.2723 | 1.2487 | 1.2185 | 1.1819 | 1.1394 | 1.0911 | 1.0415 | 0.99211 | 0.94193 | 0.89921 | 0.8585 | 0.82554 | 0.79668 | 0.77108 | 0.75275 | 0.7359 | 0.72113 | 0.70861 | 0.69848 | 0.68894 | 0.68183 | 0.67563 | 0.66978 | 1.1079 | 1.1033 | 1.0992 | 0.016444 | 0.01613 | 0.015647 | 0.015186 | 0.014651 | 0.012468 | 0.0094945 | 0.0072206 | 0.0053972 | 0.0041377 | 0.0031301 | 0.0024083 | 0.0018499 | 0.0014196 | 0.00111 | 0.00086453 | 5.7559e-06 | 2.0127e-06 | 6.7402e-07 | 2.1611e-07 | 1.8126e-07 | 1.7914e-07 | 1.7715e-07 | 2.924e-07 | 2.9063e-07 | 2.8904e-07 | 0.016444 | 0.032269 | 0.047137 | 0.060909 | 0.073366 | 0.082727 | 0.088461 | 0.091484 | 0.092254 | 0.092208 | 0.091164 | 0.090072 | 0.088773 | 0.08734 | 0.086374 | 0.085305 | 0.083598 | 0.082149 | 0.080976 | 0.07987 | 0.079046 | 0.078327 | 0.077649 | 0 | 0 | 0 | 12.9248 | 12.9177 | 12.8415 | 12.8485 | 12.8591 | 11.4262 | 9.116 | 7.278 | 5.7299 | 4.6015 | 3.6461 | 2.9172 | 2.322 | 1.8411 | 1.4746 | 1.1748 | 0.0079818 | 0.0028403 | 0.00096498 | 0.00031368 | 0.00026585 | 0.00026514 | 0.0002645 | 0.00026392 | 0.00026341 | 0.00026296 | 12.9248 | 25.8425 | 38.6841 | 51.5326 | 64.3917 | 75.8179 | 84.9339 | 92.2119 | 97.9419 | 102.5433 | 106.1894 | 109.1066 | 111.4286 | 113.2697 | 114.7443 | 115.9191 | 115.927 | 115.9299 | 115.9309 | 115.9312 | 115.9314 | 115.9317 | 115.932 | 115.9322 | 115.9325 | 115.9327 | 0.014008 | 0.013779 | 0.013422 | 0.013092 | 0.012708 | 0.010892 | 0.0083592 | 0.0064089 | 0.004833 | 0.0037339 | 0.0028469 | 0.0022045 | 0.0017021 | 0.0013121 | 0.0010287 | 0.00080317 | 5.358e-06 | 1.8766e-06 | 6.2965e-07 | 2.0226e-07 | 1.6991e-07 | 1.6816e-07 | 1.6656e-07 | 2.4854e-07 | 2.4704e-07 | 2.4569e-07 | 0.014008 | 0.027565 | 0.040431 | 0.052509 | 0.063634 | 0.072273 | 0.077883 | 0.0812 | 0.08261 | 0.083209 | 0.082915 | 0.082449 | 0.08168 | 0.080725 | 0.080047 | 0.07925 | 0.077818 | 0.076598 | 0.075645 | 0.074752 | 0.074095 | 0.073527 | 0.073006 | 0 | 0 | 0 | 10.9861 | 10.9801 | 10.9153 | 10.9212 | 10.9302 | 9.7123 | 7.7486 | 6.1863 | 4.8704 | 3.9112 | 3.0991 | 2.4796 | 1.9737 | 1.5649 | 1.2534 | 0.99858 | 0.0067846 | 0.0024142 | 0.00082024 | 0.00026662 | 0.00022597 | 0.00022537 | 0.00022482 | 0.00022433 | 0.0002239 | 0.00022352 | 10.9861 | 21.9662 | 32.8815 | 43.8027 | 54.7329 | 64.4452 | 72.1938 | 78.3801 | 83.2506 | 87.1618 | 90.261 | 92.7406 | 94.7143 | 96.2792 | 97.5326 | 98.5312 | 98.538 | 98.5404 | 98.5412 | 98.5415 | 98.5417 | 98.5419 | 98.5422 | 98.5424 | 98.5426 | 98.5428 | 0.014016 | 0.013795 | 0.013448 | 0.013128 | 0.012754 | 0.010942 | 0.0084051 | 0.00645 | 0.0048691 | 0.0037655 | 0.002874 | 0.0022276 | 0.0017217 | 0.0013287 | 0.0010427 | 0.00081498 | 5.4428e-06 | 1.9085e-06 | 6.4058e-07 | 2.0585e-07 | 1.7295e-07 | 1.7118e-07 | 1.6957e-07 | 2.4854e-07 | 2.4704e-07 | 2.4569e-07 | 0.014016 | 0.027598 | 0.04051 | 0.052654 | 0.063865 | 0.072603 | 0.07831 | 0.081722 | 0.083227 | 0.083914 | 0.083703 | 0.083313 | 0.082622 | 0.081744 | 0.081139 | 0.080415 | 0.079051 | 0.077896 | 0.076958 | 0.07608 | 0.07542 | 0.07485 | 0.074326 | 0 | 0 | 0 | 10.9861 | 10.9801 | 10.9153 | 10.9212 | 10.9302 | 9.7123 | 7.7486 | 6.1863 | 4.8704 | 3.9112 | 3.0991 | 2.4796 | 1.9737 | 1.5649 | 1.2534 | 0.99858 | 0.0067846 | 0.0024142 | 0.00082024 | 0.00026662 | 0.00022597 | 0.00022537 | 0.00022482 | 0.00022433 | 0.0002239 | 0.00022352 | 10.9861 | 21.9662 | 32.8815 | 43.8027 | 54.7329 | 64.4452 | 72.1938 | 78.3801 | 83.2506 | 87.1618 | 90.261 | 92.7406 | 94.7143 | 96.2792 | 97.5326 | 98.5312 | 98.538 | 98.5404 | 98.5412 | 98.5415 | 98.5417 | 98.5419 | 98.5422 | 98.5424 | 98.5426 | 98.5428 | 0.014012 | 0.013782 | 0.013425 | 0.013095 | 0.012711 | 0.010895 | 0.0083613 | 0.0064105 | 0.0048342 | 0.0037348 | 0.0028476 | 0.002205 | 0.0017026 | 0.0013124 | 0.001029 | 0.00080337 | 5.3593e-06 | 1.8771e-06 | 6.2981e-07 | 2.0231e-07 | 1.6991e-07 | 1.6816e-07 | 1.6657e-07 | 2.4854e-07 | 2.4704e-07 | 2.4569e-07 | 0.014012 | 0.027573 | 0.040442 | 0.052523 | 0.06365 | 0.072291 | 0.077902 | 0.081221 | 0.082632 | 0.08323 | 0.082936 | 0.08247 | 0.081701 | 0.080746 | 0.080068 | 0.07927 | 0.077838 | 0.076618 | 0.075664 | 0.074772 | 0.074096 | 0.073529 | 0.073008 | 0 | 0 | 0 | 10.9861 | 10.9801 | 10.9153 | 10.9212 | 10.9302 | 9.7123 | 7.7486 | 6.1863 | 4.8704 | 3.9112 | 3.0991 | 2.4796 | 1.9737 | 1.5649 | 1.2534 | 0.99858 | 0.0067846 | 0.0024142 | 0.00082024 | 0.00026662 | 0.00022597 | 0.00022537 | 0.00022482 | 0.00022433 | 0.0002239 | 0.00022352 | 10.9861 | 21.9662 | 32.8815 | 43.8027 | 54.7329 | 64.4452 | 72.1938 | 78.3801 | 83.2506 | 87.1618 | 90.261 | 92.7406 | 94.7143 | 96.2792 | 97.5326 | 98.5312 | 98.538 | 98.5404 | 98.5412 | 98.5415 | 98.5417 | 98.5419 | 98.5422 | 98.5424 | 98.5426 | 98.5428 | 777.8909 | 778.0298 | 778.168 | 778.3068 | 778.4454 | 778.5801 | 778.7135 | 778.8455 | 778.976 | 779.1143 | 779.2412 | 779.3667 | 779.4902 | 779.612 | 779.734 | 779.8519 | 779.9746 | 780.0932 | 780.208 | 780.3236 | 780.4291 | 780.5254 | 780.6134 | 780.6936 | 780.7669 | 780.8338 | 591.4437 | 591.5494 | 591.6544 | 591.76 | 591.8653 | 591.9677 | 592.0692 | 592.1695 | 592.2688 | 592.3739 | 592.4704 | 592.5658 | 592.6597 | 592.7523 | 592.8451 | 592.9347 | 593.028 | 593.1181 | 593.2055 | 593.2934 | 593.3736 | 593.4468 | 593.5137 | 593.5747 | 593.6304 | 593.6813
WA_Industrial_Food Products_Existing_Process_Natural Gas_Gas Boiler - High Turndown_A | WA | Industrial | Food Products | Existing | Process | Natural Gas | Gas Boiler - High Turndown | A | IM14 | No control | Turndown control installed | 15 | 47.3863 | 0 | 0 | 361.01 | 0 | 0 | 0 | 180.5039 |  | sqft | 35% | 50% | Retrofit | Retro12Med | 84.73% | TBD | 0.2% | 779.0235 |  | 592.3049 |  | 2.4655 | MN TRM 3.1 - Boiler Modifications, Space Heating Only v4.0 | MN TRM 3.1 - Boiler Modifications, Space Heating Only v4.0 | MN TRM 3.1 - Boiler Modifications, Space Heating Only v4.0 | No control | No control | No control | No control | No control | No control | No control | No control | No control | No control | No control | No control | No control | No control | No control | No control | No control | No control | No control | No control | No control | No control | No control | No control | No control | No control | No control | No control | No control | No control | No control | Turndown control installed | Turndown control installed | Turndown control installed | Turndown control installed | Turndown control installed | Turndown control installed | Turndown control installed | Turndown control installed | Turndown control installed | Turndown control installed | Turndown control installed | Turndown control installed | Turndown control installed | Turndown control installed | Turndown control installed | Turndown control installed | Turndown control installed | Turndown control installed | Turndown control installed | Turndown control installed | Turndown control installed | Turndown control installed | Turndown control installed | Turndown control installed | Turndown control installed | Turndown control installed | Turndown control installed | Turndown control installed | Turndown control installed | Turndown control installed | Turndown control installed | 361.01 | 361.01 | 361.01 | 361.01 | 361.01 | 361.01 | 361.01 | 361.01 | 361.01 | 361.01 | 361.01 | 361.01 | 361.01 | 361.01 | 361.01 | 361.01 | 361.01 | 361.01 | 361.01 | 361.01 | 361.01 | 361.01 | 361.01 | 361.01 | 361.01 | 361.01 | 361.01 | 361.01 | 361.01 | 361.01 | 361.01 | 0 | 0 | 0 | 0 | 0 | 47.2011 | 47.0175 | 46.832 | 46.6481 | 46.4627 | 46.268 | 46.0906 | 45.9221 | 45.7417 | 45.6004 | 45.4459 | 45.3185 | 45.1888 | 45.0563 | 44.9502 | 44.8343 | 44.725 | 44.6166 | 44.5091 | 44.4024 | 44.3939 | 44.3861 | 44.379 | 47.3863 | 47.3863 | 47.3863 | 1.4547 | 1.4482 | 1.434 | 1.4291 | 1.4246 | 1.2606 | 1.0019 | 0.79693 | 0.62496 | 0.50032 | 0.3951 | 0.31523 | 0.2502 | 0.19779 | 0.15805 | 0.12559 | 0.00085122 | 0.00030216 | 0.00010241 | 3.321e-05 | 2.8141e-05 | 2.8061e-05 | 2.7989e-05 | 2.982e-05 | 2.9763e-05 | 2.9712e-05 | 1.4547 | 2.8972 | 4.3198 | 5.732 | 7.1338 | 8.3645 | 9.3343 | 10.0971 | 10.6824 | 11.1497 | 11.507 | 11.79 | 12.0065 | 12.1691 | 12.2984 | 12.3923 | 12.363 | 12.3333 | 12.3037 | 12.2742 | 12.2719 | 12.2698 | 12.2678 | 0 | 0 | 0 | 30.8185 | 30.8016 | 30.62 | 30.6365 | 30.6619 | 27.2452 | 21.7366 | 17.354 | 13.6627 | 10.9719 | 8.6938 | 6.956 | 5.5368 | 4.3899 | 3.5161 | 2.8012 | 0.019032 | 0.0067725 | 0.0023009 | 0.00074794 | 0.0006339 | 0.00063221 | 0.00063068 | 0.00062931 | 0.00062808 | 0.00062702 | 30.8185 | 61.6202 | 92.2401 | 122.8767 | 153.5385 | 180.7838 | 202.5204 | 219.8744 | 233.5371 | 244.509 | 253.2029 | 260.1588 | 265.6956 | 270.0855 | 273.6016 | 276.4028 | 276.4219 | 276.4286 | 276.4309 | 276.4317 | 276.4323 | 276.4329 | 276.4336 | 276.4342 | 276.4348 | 276.4355 | 1.2372 | 1.2324 | 1.2211 | 1.2176 | 1.2145 | 1.0753 | 0.85513 | 0.6806 | 0.53404 | 0.42774 | 0.33795 | 0.26975 | 0.2142 | 0.16941 | 0.13541 | 0.10765 | 0.00072986 | 0.00025918 | 8.7877e-05 | 2.8507e-05 | 2.4157e-05 | 2.4089e-05 | 2.4027e-05 | 2.5347e-05 | 2.5298e-05 | 2.5255e-05 | 1.2372 | 2.4655 | 3.6783 | 4.8837 | 6.0817 | 7.1354 | 7.9673 | 8.6231 | 9.1284 | 9.5322 | 9.8427 | 10.089 | 10.2787 | 10.4225 | 10.5371 | 10.6217 | 10.6004 | 10.5789 | 10.5574 | 10.5359 | 10.5342 | 10.5327 | 10.5313 | 0 | 0 | 0 | 26.1958 | 26.1814 | 26.027 | 26.041 | 26.0626 | 23.1585 | 18.4761 | 14.7509 | 11.6133 | 9.3261 | 7.3898 | 5.9126 | 4.7063 | 3.7314 | 2.9887 | 2.381 | 0.016177 | 0.0057566 | 0.0019558 | 0.00063575 | 0.00053882 | 0.00053738 | 0.00053608 | 0.00053491 | 0.00053387 | 0.00053296 | 26.1958 | 52.3771 | 78.4041 | 104.4452 | 130.5077 | 153.6662 | 172.1423 | 186.8932 | 198.5066 | 207.8327 | 215.2224 | 221.135 | 225.8413 | 229.5727 | 232.5614 | 234.9424 | 234.9586 | 234.9643 | 234.9663 | 234.9669 | 234.9675 | 234.968 | 234.9685 | 234.9691 | 234.9696 | 234.9701 | 1.2372 | 1.2324 | 1.2211 | 1.2176 | 1.2145 | 1.0753 | 0.85513 | 0.6806 | 0.53404 | 0.42774 | 0.33795 | 0.26975 | 0.2142 | 0.16941 | 0.13541 | 0.10765 | 0.00072986 | 0.00025918 | 8.7877e-05 | 2.8507e-05 | 2.4157e-05 | 2.4089e-05 | 2.4027e-05 | 2.5347e-05 | 2.5298e-05 | 2.5255e-05 | 1.2372 | 2.4655 | 3.6783 | 4.8837 | 6.0817 | 7.1354 | 7.9673 | 8.6231 | 9.1284 | 9.5322 | 9.8427 | 10.089 | 10.2787 | 10.4225 | 10.5371 | 10.6217 | 10.6004 | 10.5789 | 10.5574 | 10.5359 | 10.5342 | 10.5327 | 10.5313 | 0 | 0 | 0 | 26.1958 | 26.1814 | 26.027 | 26.041 | 26.0626 | 23.1585 | 18.4761 | 14.7509 | 11.6133 | 9.3261 | 7.3898 | 5.9126 | 4.7063 | 3.7314 | 2.9887 | 2.381 | 0.016177 | 0.0057566 | 0.0019558 | 0.00063575 | 0.00053882 | 0.00053738 | 0.00053608 | 0.00053491 | 0.00053387 | 0.00053296 | 26.1958 | 52.3771 | 78.4041 | 104.4452 | 130.5077 | 153.6662 | 172.1423 | 186.8932 | 198.5066 | 207.8327 | 215.2224 | 221.135 | 225.8413 | 229.5727 | 232.5614 | 234.9424 | 234.9586 | 234.9643 | 234.9663 | 234.9669 | 234.9675 | 234.968 | 234.9685 | 234.9691 | 234.9696 | 234.9701 | 1.2372 | 1.2324 | 1.2211 | 1.2176 | 1.2145 | 1.0753 | 0.85513 | 0.6806 | 0.53404 | 0.42774 | 0.33795 | 0.26975 | 0.2142 | 0.16941 | 0.13541 | 0.10765 | 0.00072986 | 0.00025918 | 8.7877e-05 | 2.8507e-05 | 2.4157e-05 | 2.4089e-05 | 2.4027e-05 | 2.5347e-05 | 2.5298e-05 | 2.5255e-05 | 1.2372 | 2.4655 | 3.6783 | 4.8837 | 6.0817 | 7.1354 | 7.9673 | 8.6231 | 9.1284 | 9.5322 | 9.8427 | 10.089 | 10.2787 | 10.4225 | 10.5371 | 10.6217 | 10.6004 | 10.5789 | 10.5574 | 10.5359 | 10.5342 | 10.5327 | 10.5313 | 0 | 0 | 0 | 26.1958 | 26.1814 | 26.027 | 26.041 | 26.0626 | 23.1585 | 18.4761 | 14.7509 | 11.6133 | 9.3261 | 7.3898 | 5.9126 | 4.7063 | 3.7314 | 2.9887 | 2.381 | 0.016177 | 0.0057566 | 0.0019558 | 0.00063575 | 0.00053882 | 0.00053738 | 0.00053608 | 0.00053491 | 0.00053387 | 0.00053296 | 26.1958 | 52.3771 | 78.4041 | 104.4452 | 130.5077 | 153.6662 | 172.1423 | 186.8932 | 198.5066 | 207.8327 | 215.2224 | 221.135 | 225.8413 | 229.5727 | 232.5614 | 234.9424 | 234.9586 | 234.9643 | 234.9663 | 234.9669 | 234.9675 | 234.968 | 234.9685 | 234.9691 | 234.9696 | 234.9701 | 777.8909 | 778.0298 | 778.168 | 778.3068 | 778.4454 | 778.5801 | 778.7135 | 778.8455 | 778.976 | 779.1143 | 779.2412 | 779.3667 | 779.4902 | 779.612 | 779.734 | 779.8519 | 779.9746 | 780.0932 | 780.208 | 780.3236 | 780.4291 | 780.5254 | 780.6134 | 780.6936 | 780.7669 | 780.8338 | 591.4437 | 591.5494 | 591.6544 | 591.76 | 591.8653 | 591.9677 | 592.0692 | 592.1695 | 592.2688 | 592.3739 | 592.4704 | 592.5658 | 592.6597 | 592.7523 | 592.8451 | 592.9347 | 593.028 | 593.1181 | 593.2055 | 593.2934 | 593.3736 | 593.4468 | 593.5137 | 593.5747 | 593.6304 | 593.6813
WA_Industrial_Food Products_Existing_Space Heating_Natural Gas_Gas Boiler - Burner Control Optimization_A | WA | Industrial | Food Products | Existing | Space Heating | Natural Gas | Gas Boiler - Burner Control Optimization | A | IM15 | Average performance | Optimized burner controls | 18 | 0.37857 | 0 | 0 | 121.29 | 0 | 0 | 0 | 60.6436 |  | employee | 5% | 85% | Retrofit | Retro3Slow | 83.58% | TBD | 0.2% | 822.125 |  | 609.6925 |  | 0.0027726 | IL TRM - 4.4.22 - CI-HVC-O2TC-V01-140601 | GBLR_O2TRM-Heating-MEMD-2018-1 | IL TRM - 4.4.22 - CI-HVC-O2TC-V01-140601 | Average performance | Average performance | Average performance | Average performance | Average performance | Average performance | Average performance | Average performance | Average performance | Average performance | Average performance | Average performance | Average performance | Average performance | Average performance | Average performance | Average performance | Average performance | Average performance | Average performance | Average performance | Average performance | Average performance | Average performance | Average performance | Average performance | Average performance | Average performance | Average performance | Average performance | Average performance | Optimized burner controls | Optimized burner controls | Optimized burner controls | Optimized burner controls | Optimized burner controls | Optimized burner controls | Optimized burner controls | Optimized burner controls | Optimized burner controls | Optimized burner controls | Optimized burner controls | Optimized burner controls | Optimized burner controls | Optimized burner controls | Optimized burner controls | Optimized burner controls | Optimized burner controls | Optimized burner controls | Optimized burner controls | Optimized burner controls | Optimized burner controls | Optimized burner controls | Optimized burner controls | Optimized burner controls | Optimized burner controls | Optimized burner controls | Optimized burner controls | Optimized burner controls | Optimized burner controls | Optimized burner controls | Optimized burner controls | 121.29 | 121.29 | 121.29 | 121.29 | 121.29 | 121.29 | 121.29 | 121.29 | 121.29 | 121.29 | 121.29 | 121.29 | 121.29 | 121.29 | 121.29 | 121.29 | 121.29 | 121.29 | 121.29 | 121.29 | 121.29 | 121.29 | 121.29 | 121.29 | 121.29 | 121.29 | 121.29 | 121.29 | 121.29 | 121.29 | 121.29 | 0 | 0 | 0 | 0 | 0 | 0.36895 | 0.36208 | 0.35331 | 0.3427 | 0.33034 | 0.31633 | 0.30194 | 0.28761 | 0.27305 | 0.26066 | 0.24886 | 0.2393 | 0.23093 | 0.22351 | 0.2182 | 0.21331 | 0.20903 | 0.2054 | 0.20246 | 0.1997 | 0.19764 | 0.19584 | 0.19414 | 0.32129 | 0.31997 | 0.31877 | 0.0012864 | 0.0019833 | 0.0038477 | 0.0065347 | 0.0098065 | 0.01298 | 0.015726 | 0.01744 | 0.017548 | 0.016816 | 0.014841 | 0.012489 | 0.0098752 | 0.0073676 | 0.0053059 | 0.003616 | 0.0023531 | 0.0014661 | 0.00087663 | 0.0005836 | 0 | 0 | 0 | 0 | 0 | 0 | 0.0012864 | 0.0032457 | 0.0070148 | 0.013339 | 0.022664 | 0.034684 | 0.048831 | 0.063953 | 0.078265 | 0.09153 | 0.10223 | 0.11079 | 0.11679 | 0.1204 | 0.12285 | 0.12371 | 0.12358 | 0.1229 | 0.12202 | 0.12094 | 0.11969 | 0.1186 | 0.11757 | 0 | 0 | 0 | 3.4865 | 5.4775 | 10.8904 | 19.0684 | 29.6865 | 41.0334 | 52.0816 | 60.6385 | 64.266 | 64.5114 | 59.6364 | 52.1886 | 42.7626 | 32.9631 | 24.3174 | 16.9518 | 11.2572 | 7.1376 | 4.3299 | 2.9224 | 0 | 0 | 0 | 0 | 0 | 0 | 3.4865 | 8.964 | 19.8544 | 38.9228 | 68.6094 | 109.6428 | 161.7243 | 222.3628 | 286.6288 | 351.1402 | 410.7766 | 462.9653 | 505.7278 | 538.6909 | 563.0083 | 579.9601 | 591.2173 | 598.3549 | 602.6847 | 605.6072 | 605.6072 | 605.6072 | 605.6072 | 605.6072 | 605.6072 | 605.6072 | 0.0010958 | 0.0016942 | 0.0033004 | 0.0056337 | 0.008506 | 0.01134 | 0.013846 | 0.01548 | 0.015715 | 0.015176 | 0.013499 | 0.011433 | 0.0090869 | 0.00681 | 0.0049176 | 0.0033596 | 0.0021905 | 0.0013671 | 0.00081898 | 0.00054625 | 0 | 0 | 0 | 0 | 0 | 0 | 0.0010958 | 0.0027726 | 0.0060171 | 0.0115 | 0.019658 | 0.030302 | 0.042994 | 0.056767 | 0.070087 | 0.082602 | 0.092982 | 0.10142 | 0.10747 | 0.11129 | 0.11386 | 0.11494 | 0.11504 | 0.1146 | 0.114 | 0.1132 | 0.1122 | 0.11134 | 0.11055 | 0 | 0 | 0 | 2.9635 | 4.6559 | 9.2568 | 16.2082 | 25.2336 | 34.8784 | 44.2694 | 51.5427 | 54.6261 | 54.8347 | 50.691 | 44.3603 | 36.3482 | 28.0186 | 20.6698 | 14.409 | 9.5686 | 6.0669 | 3.6804 | 2.4841 | 0 | 0 | 0 | 0 | 0 | 0 | 2.9635 | 7.6194 | 16.8762 | 33.0844 | 58.318 | 93.1963 | 137.4657 | 189.0084 | 243.6345 | 298.4692 | 349.1601 | 393.5205 | 429.8687 | 457.8873 | 478.5571 | 492.9661 | 502.5347 | 508.6017 | 512.282 | 514.7661 | 514.7661 | 514.7661 | 514.7661 | 514.7661 | 514.7661 | 514.7661 | 0.0010964 | 0.0016962 | 0.0033068 | 0.0056493 | 0.0085369 | 0.011392 | 0.013922 | 0.01558 | 0.015832 | 0.015304 | 0.013627 | 0.011553 | 0.0091916 | 0.006896 | 0.0049847 | 0.003409 | 0.0022252 | 0.0013903 | 0.0008332 | 0.00055595 | 0 | 0 | 0 | 0 | 0 | 0 | 0.0010964 | 0.0027759 | 0.0060287 | 0.011531 | 0.01973 | 0.03044 | 0.04323 | 0.057132 | 0.070611 | 0.083302 | 0.093866 | 0.10248 | 0.1087 | 0.1127 | 0.11541 | 0.11663 | 0.11687 | 0.11655 | 0.11598 | 0.11521 | 0.11421 | 0.11334 | 0.11255 | 0 | 0 | 0 | 2.9635 | 4.6559 | 9.2568 | 16.2082 | 25.2336 | 34.8784 | 44.2694 | 51.5427 | 54.6261 | 54.8347 | 50.691 | 44.3603 | 36.3482 | 28.0186 | 20.6698 | 14.409 | 9.5686 | 6.0669 | 3.6804 | 2.4841 | 0 | 0 | 0 | 0 | 0 | 0 | 2.9635 | 7.6194 | 16.8762 | 33.0844 | 58.318 | 93.1963 | 137.4657 | 189.0084 | 243.6345 | 298.4692 | 349.1601 | 393.5205 | 429.8687 | 457.8873 | 478.5571 | 492.9661 | 502.5347 | 508.6017 | 512.282 | 514.7661 | 514.7661 | 514.7661 | 514.7661 | 514.7661 | 514.7661 | 514.7661 | 0.0010961 | 0.0016947 | 0.0033013 | 0.0056352 | 0.0085081 | 0.011343 | 0.013849 | 0.015484 | 0.015719 | 0.01518 | 0.013503 | 0.011436 | 0.0090892 | 0.0068118 | 0.0049189 | 0.0033604 | 0.0021911 | 0.0013674 | 0.00081919 | 0.00054639 | 0 | 0 | 0 | 0 | 0 | 0 | 0.0010961 | 0.0027734 | 0.0060186 | 0.011503 | 0.019663 | 0.03031 | 0.043005 | 0.056781 | 0.070105 | 0.082623 | 0.093005 | 0.10144 | 0.10749 | 0.11132 | 0.11388 | 0.11497 | 0.11507 | 0.11463 | 0.11403 | 0.11323 | 0.1122 | 0.11134 | 0.11055 | 0 | 0 | 0 | 2.9635 | 4.6559 | 9.2568 | 16.2082 | 25.2336 | 34.8784 | 44.2694 | 51.5427 | 54.6261 | 54.8347 | 50.691 | 44.3603 | 36.3482 | 28.0186 | 20.6698 | 14.409 | 9.5686 | 6.0669 | 3.6804 | 2.4841 | 0 | 0 | 0 | 0 | 0 | 0 | 2.9635 | 7.6194 | 16.8762 | 33.0844 | 58.318 | 93.1963 | 137.4657 | 189.0084 | 243.6345 | 298.4692 | 349.1601 | 393.5205 | 429.8687 | 457.8873 | 478.5571 | 492.9661 | 502.5347 | 508.6017 | 512.282 | 514.7661 | 514.7661 | 514.7661 | 514.7661 | 514.7661 | 514.7661 | 514.7661 | 820.9298 | 821.0764 | 821.2221 | 821.3687 | 821.5149 | 821.6571 | 821.7978 | 821.9372 | 822.0749 | 822.2208 | 822.3548 | 822.4872 | 822.6176 | 822.746 | 822.8748 | 822.9992 | 823.1288 | 823.2538 | 823.375 | 823.497 | 823.6084 | 823.7101 | 823.8028 | 823.8875 | 823.9649 | 824.0355 | 608.806 | 608.9148 | 609.0229 | 609.1316 | 609.24 | 609.3454 | 609.4498 | 609.5531 | 609.6553 | 609.7635 | 609.8628 | 609.9611 | 610.0577 | 610.153 | 610.2485 | 610.3408 | 610.4368 | 610.5296 | 610.6195 | 610.7099 | 610.7925 | 610.8679 | 610.9367 | 610.9995 | 611.0569 | 611.1092
WA_Industrial_Food Products_Existing_Process_Natural Gas_Gas Boiler - Burner Control Optimization_A | WA | Industrial | Food Products | Existing | Process | Natural Gas | Gas Boiler - Burner Control Optimization | A | IM16 | Average performance | Optimized burner controls | 18 | 13.742 | 0 | 0 | 121.29 | 0 | 0 | 0 | 60.6436 |  | sqft | 5% | 85% | Retrofit | Retro3Slow | 83.58% | TBD | 0.2% | 822.125 |  | 609.6925 |  | 0.2479 | IL TRM - 4.4.22 - CI-HVC-O2TC-V01-140601 | GBLR_O2TRM-Heating-MEMD-2018-1 | IL TRM - 4.4.22 - CI-HVC-O2TC-V01-140601 | Average performance | Average performance | Average performance | Average performance | Average performance | Average performance | Average performance | Average performance | Average performance | Average performance | Average performance | Average performance | Average performance | Average performance | Average performance | Average performance | Average performance | Average performance | Average performance | Average performance | Average performance | Average performance | Average performance | Average performance | Average performance | Average performance | Average performance | Average performance | Average performance | Average performance | Average performance | Optimized burner controls | Optimized burner controls | Optimized burner controls | Optimized burner controls | Optimized burner controls | Optimized burner controls | Optimized burner controls | Optimized burner controls | Optimized burner controls | Optimized burner controls | Optimized burner controls | Optimized burner controls | Optimized burner controls | Optimized burner controls | Optimized burner controls | Optimized burner controls | Optimized burner controls | Optimized burner controls | Optimized burner controls | Optimized burner controls | Optimized burner controls | Optimized burner controls | Optimized burner controls | Optimized burner controls | Optimized burner controls | Optimized burner controls | Optimized burner controls | Optimized burner controls | Optimized burner controls | Optimized burner controls | Optimized burner controls | 121.29 | 121.29 | 121.29 | 121.29 | 121.29 | 121.29 | 121.29 | 121.29 | 121.29 | 121.29 | 121.29 | 121.29 | 121.29 | 121.29 | 121.29 | 121.29 | 121.29 | 121.29 | 121.29 | 121.29 | 121.29 | 121.29 | 121.29 | 121.29 | 121.29 | 121.29 | 121.29 | 121.29 | 121.29 | 121.29 | 121.29 | 0 | 0 | 0 | 0 | 0 | 13.6845 | 13.6275 | 13.57 | 13.5129 | 13.4555 | 13.3955 | 13.3415 | 13.2905 | 13.2362 | 13.194 | 13.148 | 13.1103 | 13.0719 | 13.0328 | 13.0017 | 12.9676 | 12.9359 | 12.9044 | 12.8732 | 12.8422 | 12.8397 | 12.8373 | 12.8352 | 13.742 | 13.742 | 13.742 | 0.11377 | 0.17799 | 0.35238 | 0.6144 | 0.95246 | 1.3106 | 1.6568 | 1.9217 | 2.0283 | 2.0296 | 1.8696 | 1.6315 | 1.3329 | 1.0244 | 0.75388 | 0.52416 | 0.34723 | 0.21962 | 0.13291 | 0.08949 | 0 | 0 | 0 | 0 | 0 | 0 | 0.11377 | 0.29128 | 0.64243 | 1.2541 | 2.2013 | 3.5021 | 5.1448 | 7.0468 | 9.0463 | 11.047 | 12.8781 | 14.4727 | 15.7632 | 16.7403 | 17.4542 | 17.9327 | 18.2361 | 18.4113 | 18.4997 | 18.5447 | 18.541 | 18.5376 | 18.5345 | 0 | 0 | 0 | 8.3134 | 13.0608 | 25.9675 | 45.4677 | 70.786 | 97.8419 | 124.1858 | 144.5892 | 153.2388 | 153.8239 | 142.1999 | 124.441 | 101.9651 | 78.5988 | 57.9835 | 40.4206 | 26.8423 | 17.0192 | 10.3243 | 6.9684 | 0 | 0 | 0 | 0 | 0 | 0 | 8.3134 | 21.3742 | 47.3417 | 92.8094 | 163.5954 | 261.4373 | 385.6231 | 530.2123 | 683.4512 | 837.2751 | 979.475 | 1103.916 | 1205.8811 | 1284.4798 | 1342.4633 | 1382.8839 | 1409.7261 | 1426.7453 | 1437.0696 | 1444.038 | 1444.038 | 1444.038 | 1444.038 | 1444.038 | 1444.038 | 1444.038 | 0.096761 | 0.15148 | 0.30009 | 0.52356 | 0.81216 | 1.1183 | 1.4146 | 1.6416 | 1.7338 | 1.7357 | 1.5998 | 1.3966 | 1.1415 | 0.87768 | 0.64617 | 0.44945 | 0.29784 | 0.18846 | 0.11409 | 0.076847 | 0 | 0 | 0 | 0 | 0 | 0 | 0.096761 | 0.2479 | 0.5471 | 1.0687 | 1.877 | 2.9882 | 4.3925 | 6.0199 | 7.7328 | 9.4476 | 11.0194 | 12.3892 | 13.4999 | 14.3432 | 14.9604 | 15.3766 | 15.6425 | 15.7987 | 15.8803 | 15.9248 | 15.9221 | 15.9196 | 15.9174 | 0 | 0 | 0 | 7.0664 | 11.1017 | 22.0724 | 38.6475 | 60.1681 | 83.1656 | 105.5579 | 122.9009 | 130.253 | 130.7503 | 120.8699 | 105.7749 | 86.6703 | 66.8089 | 49.286 | 34.3575 | 22.8159 | 14.4663 | 8.7757 | 5.9231 | 0 | 0 | 0 | 0 | 0 | 0 | 7.0664 | 18.1681 | 40.2404 | 78.888 | 139.0561 | 222.2217 | 327.7796 | 450.6805 | 580.9335 | 711.6838 | 832.5537 | 938.3286 | 1024.9989 | 1091.8078 | 1141.0938 | 1175.4513 | 1198.2672 | 1212.7335 | 1221.5092 | 1227.4323 | 1227.4323 | 1227.4323 | 1227.4323 | 1227.4323 | 1227.4323 | 1227.4323 | 0.096761 | 0.15148 | 0.30009 | 0.52356 | 0.81216 | 1.1183 | 1.4146 | 1.6416 | 1.7338 | 1.7357 | 1.5998 | 1.3966 | 1.1415 | 0.87768 | 0.64617 | 0.44945 | 0.29784 | 0.18846 | 0.11409 | 0.076847 | 0 | 0 | 0 | 0 | 0 | 0 | 0.096761 | 0.2479 | 0.5471 | 1.0687 | 1.877 | 2.9882 | 4.3925 | 6.0199 | 7.7328 | 9.4476 | 11.0194 | 12.3892 | 13.4999 | 14.3432 | 14.9604 | 15.3766 | 15.6425 | 15.7987 | 15.8803 | 15.9248 | 15.9221 | 15.9196 | 15.9174 | 0 | 0 | 0 | 7.0664 | 11.1017 | 22.0724 | 38.6475 | 60.1681 | 83.1656 | 105.5579 | 122.9009 | 130.253 | 130.7503 | 120.8699 | 105.7749 | 86.6703 | 66.8089 | 49.286 | 34.3575 | 22.8159 | 14.4663 | 8.7757 | 5.9231 | 0 | 0 | 0 | 0 | 0 | 0 | 7.0664 | 18.1681 | 40.2404 | 78.888 | 139.0561 | 222.2217 | 327.7796 | 450.6805 | 580.9335 | 711.6838 | 832.5537 | 938.3286 | 1024.9989 | 1091.8078 | 1141.0938 | 1175.4513 | 1198.2672 | 1212.7335 | 1221.5092 | 1227.4323 | 1227.4323 | 1227.4323 | 1227.4323 | 1227.4323 | 1227.4323 | 1227.4323 | 0.096761 | 0.15148 | 0.30009 | 0.52356 | 0.81216 | 1.1183 | 1.4146 | 1.6416 | 1.7338 | 1.7357 | 1.5998 | 1.3966 | 1.1415 | 0.87768 | 0.64617 | 0.44945 | 0.29784 | 0.18846 | 0.11409 | 0.076847 | 0 | 0 | 0 | 0 | 0 | 0 | 0.096761 | 0.2479 | 0.5471 | 1.0687 | 1.877 | 2.9882 | 4.3925 | 6.0199 | 7.7328 | 9.4476 | 11.0194 | 12.3892 | 13.4999 | 14.3432 | 14.9604 | 15.3766 | 15.6425 | 15.7987 | 15.8803 | 15.9248 | 15.9221 | 15.9196 | 15.9174 | 0 | 0 | 0 | 7.0664 | 11.1017 | 22.0724 | 38.6475 | 60.1681 | 83.1656 | 105.5579 | 122.9009 | 130.253 | 130.7503 | 120.8699 | 105.7749 | 86.6703 | 66.8089 | 49.286 | 34.3575 | 22.8159 | 14.4663 | 8.7757 | 5.9231 | 0 | 0 | 0 | 0 | 0 | 0 | 7.0664 | 18.1681 | 40.2404 | 78.888 | 139.0561 | 222.2217 | 327.7796 | 450.6805 | 580.9335 | 711.6838 | 832.5537 | 938.3286 | 1024.9989 | 1091.8078 | 1141.0938 | 1175.4513 | 1198.2672 | 1212.7335 | 1221.5092 | 1227.4323 | 1227.4323 | 1227.4323 | 1227.4323 | 1227.4323 | 1227.4323 | 1227.4323 | 820.9298 | 821.0764 | 821.2221 | 821.3687 | 821.5149 | 821.6571 | 821.7978 | 821.9372 | 822.0749 | 822.2208 | 822.3548 | 822.4872 | 822.6176 | 822.746 | 822.8748 | 822.9992 | 823.1288 | 823.2538 | 823.375 | 823.497 | 823.6084 | 823.7101 | 823.8028 | 823.8875 | 823.9649 | 824.0355 | 608.806 | 608.9148 | 609.0229 | 609.1316 | 609.24 | 609.3454 | 609.4498 | 609.5531 | 609.6553 | 609.7635 | 609.8628 | 609.9611 | 610.0577 | 610.153 | 610.2485 | 610.3408 | 610.4368 | 610.5296 | 610.6195 | 610.7099 | 610.7925 | 610.8679 | 610.9367 | 610.9995 | 611.0569 | 611.1092
WA_Industrial_Food Products_Existing_Space Heating_Natural Gas_HVAC - Demand Controlled Ventilation_A | WA | Industrial | Food Products | Existing | Space Heating | Natural Gas | HVAC - Demand Controlled Ventilation | A | IM17 | Constant ventilation | DCV enabled | 6 | 0.047236 | 0 | 0 | 0.29 | 0.01 | 0 | 0 | 0.14435 |  | sqft | 55% | 75% | Retrofit | RetroEven20 | 76.5% | TBD | 0.2% | 1653.4557 |  | 1129.9365 |  | 0.16885 | IL TRM v11 - 4.4.19 - Demand Controlled Ventilation - CI-HVC-DCV-V06-220101 | IL TRM v11 - 4.4.19 - Demand Controlled Ventilation - CI-HVC-DCV-V06-220101 | IL TRM v11 - 4.4.19 - Demand Controlled Ventilation - CI-HVC-DCV-V06-220101 | Constant ventilation | Constant ventilation | Constant ventilation | Constant ventilation | Constant ventilation | Constant ventilation | Constant ventilation | Constant ventilation | Constant ventilation | Constant ventilation | Constant ventilation | Constant ventilation | Constant ventilation | Constant ventilation | Constant ventilation | Constant ventilation | Constant ventilation | Constant ventilation | Constant ventilation | Constant ventilation | Constant ventilation | Constant ventilation | Constant ventilation | Constant ventilation | Constant ventilation | Constant ventilation | Constant ventilation | Constant ventilation | Constant ventilation | Constant ventilation | Constant ventilation | DCV enabled | DCV enabled | DCV enabled | DCV enabled | DCV enabled | DCV enabled | DCV enabled | DCV enabled | DCV enabled | DCV enabled | DCV enabled | DCV enabled | DCV enabled | DCV enabled | DCV enabled | DCV enabled | DCV enabled | DCV enabled | DCV enabled | DCV enabled | DCV enabled | DCV enabled | DCV enabled | DCV enabled | DCV enabled | DCV enabled | DCV enabled | DCV enabled | DCV enabled | DCV enabled | DCV enabled | 0.29 | 0.29 | 0.29 | 0.29 | 0.29 | 0.29 | 0.29 | 0.29 | 0.29 | 0.29 | 0.29 | 0.29 | 0.29 | 0.29 | 0.29 | 0.29 | 0.29 | 0.29 | 0.29 | 0.29 | 0.29 | 0.29 | 0.29 | 0.29 | 0.29 | 0.29 | 0.29 | 0.29 | 0.29 | 0.29 | 0.29 | 0 | 0 | 0 | 0 | 0 | 0.045567 | 0.04499 | 0.044256 | 0.043486 | 0.042681 | 0.041842 | 0.040981 | 0.040115 | 0.039213 | 0.038297 | 0.037395 | 0.036531 | 0.035722 | 0.034956 | 0.034274 | 0.033636 | 0.033041 | 0.0325 | 0.032013 | 0.031562 | 0.031207 | 0.03089 | 0.030587 | 0.036718 | 0.036492 | 0.03628 | 0.10032 | 0.098998 | 0.096807 | 0.095175 | 0.09349 | 0.09049 | 0.088385 | 0.08634 | 0.08306 | 0.081429 | 0.078753 | 0.076944 | 0.074861 | 0.072602 | 0.07127 | 0.069654 | 0.068155 | 0.066797 | 0.065572 | 0.064444 | 0 | 0 | 0 | 0 | 0 | 0 | 0.10032 | 0.19805 | 0.29162 | 0.38173 | 0.46815 | 0.54944 | 0.62652 | 0.69961 | 0.76695 | 0.83046 | 0.88965 | 0.94605 | 0.99996 | 1.0511 | 1.1019 | 1.151 | 1.1988 | 1.246 | 1.2929 | 1.3391 | 1.324 | 1.3106 | 1.2977 | 0 | 0 | 0 | 2201.6448 | 2200.4365 | 2187.4597 | 2188.6423 | 2190.4521 | 2162.6356 | 2156.7258 | 2152.3467 | 2118.1682 | 2126.2554 | 2105.9788 | 2106.2521 | 2095.6513 | 2076.9582 | 2079.4184 | 2070.8196 | 2062.7655 | 2055.2495 | 2048.2651 | 2041.806 | 0 | 0 | 0 | 0 | 0 | 0 | 2201.6448 | 4402.0812 | 6589.5409 | 8778.1832 | 10968.6353 | 13131.2709 | 15287.9967 | 17440.3434 | 19558.5116 | 21684.767 | 23790.7459 | 25896.998 | 27992.6492 | 30069.6074 | 32149.0259 | 34219.8454 | 36282.6109 | 38337.8603 | 40386.1254 | 42427.9314 | 42427.9314 | 42427.9314 | 42427.9314 | 42427.9314 | 42427.9314 | 42427.9314 | 0.085399 | 0.084401 | 0.08271 | 0.081502 | 0.080253 | 0.07788 | 0.07627 | 0.074708 | 0.072088 | 0.070882 | 0.068771 | 0.067392 | 0.065716 | 0.063864 | 0.062784 | 0.061441 | 0.060189 | 0.05905 | 0.058059 | 0.057152 | 0 | 0 | 0 | 0 | 0 | 0 | 0.085399 | 0.16885 | 0.24916 | 0.32689 | 0.40186 | 0.47288 | 0.54064 | 0.60535 | 0.66564 | 0.7229 | 0.77689 | 0.82861 | 0.8778 | 0.9246 | 0.97067 | 1.0153 | 1.0587 | 1.1015 | 1.1448 | 1.1876 | 1.1758 | 1.1653 | 1.1555 | 0 | 0 | 0 | 1871.3981 | 1870.371 | 1859.3407 | 1860.346 | 1861.8843 | 1838.2402 | 1833.2169 | 1829.4947 | 1800.443 | 1807.3171 | 1790.082 | 1790.3143 | 1781.3036 | 1765.4145 | 1767.5057 | 1760.1966 | 1753.3506 | 1746.962 | 1741.0253 | 1735.5351 | 0 | 0 | 0 | 0 | 0 | 0 | 1871.3981 | 3741.7691 | 5601.1098 | 7461.4558 | 9323.34 | 11161.5803 | 12994.7972 | 14824.2919 | 16624.7349 | 18432.052 | 20222.134 | 22012.4483 | 23793.7519 | 25559.1663 | 27326.672 | 29086.8686 | 30840.2193 | 32587.1813 | 34328.2066 | 36063.7417 | 36063.7417 | 36063.7417 | 36063.7417 | 36063.7417 | 36063.7417 | 36063.7417 | 0 | 0 | 0 | 0 | 0 | 0 | 0 | 0 | 0 | 0 | 0 | 0 | 0 | 0 | 0 | 0 | 0 | 0 | 0 | 0 | 0 | 0 | 0 | 0 | 0 | 0 | 0 | 0 | 0 | 0 | 0 | 0 | 0 | 0 | 0 | 0 | 0 | 0 | 0 | 0 | 0 | 0 | 0 | 0 | 0 | 0 | 0 | 0 | 0 | 0 | 0 | 0 | 0 | 0 | 0 | 0 | 0 | 0 | 0 | 0 | 0 | 0 | 0 | 0 | 0 | 0 | 0 | 0 | 0 | 0 | 0 | 0 | 0 | 0 | 0 | 0 | 0 | 0 | 0 | 0 | 0 | 0 | 0 | 0 | 0 | 0 | 0 | 0 | 0 | 0 | 0 | 0 | 0 | 0 | 0 | 0 | 0 | 0 | 0 | 0 | 0 | 0 | 0 | 0 | 0 | 0.084401 | 0.08271 | 0.081502 | 0.080253 | 0.07788 | 0.07627 | 0.074708 | 0.072088 | 0.070882 | 0.068771 | 0.067392 | 0.065716 | 0.063864 | 0.062784 | 0.061441 | 0.060189 | 0.05905 | 0.058059 | 0.057152 | 0.05642 | 0 | 0 | 0 | 0 | 0 | 0 | 0.084401 | 0.16591 | 0.2449 | 0.3212 | 0.3936 | 0.46278 | 0.52893 | 0.59071 | 0.6495 | 0.705 | 0.75817 | 0.80876 | 0.8569 | 0.9042 | 0.94997 | 0.99445 | 1.0382 | 1.0824 | 1.126 | 1.1712 | 1.1608 | 1.151 | 0 | 0 | 0 | 0 | 1870.371 | 1859.3407 | 1860.346 | 1861.8843 | 1838.2402 | 1833.2169 | 1829.4947 | 1800.443 | 1807.3171 | 1790.082 | 1790.3143 | 1781.3036 | 1765.4145 | 1767.5057 | 1760.1966 | 1753.3506 | 1746.962 | 1741.0253 | 1735.5351 | 1730.4861 | 0 | 0 | 0 | 0 | 0 | 0 | 1870.371 | 3729.7117 | 5590.0577 | 7451.9419 | 9290.1822 | 11123.3991 | 12952.8938 | 14753.3368 | 16560.6539 | 18350.7359 | 20141.0502 | 21922.3538 | 23687.7682 | 25455.2739 | 27215.4705 | 28968.8212 | 30715.7832 | 32456.8085 | 34192.3436 | 35922.8297 | 35922.8297 | 35922.8297 | 35922.8297 | 35922.8297 | 35922.8297 | 1510.4051 | 1524.1617 | 1542.0276 | 1560.5942 | 1579.6895 | 1598.8273 | 1618.2704 | 1637.0068 | 1655.0418 | 1673.6477 | 1690.265 | 1706.2495 | 1721.5317 | 1736.1671 | 1751.2241 | 1766.0661 | 1781.079 | 1796.8187 | 1812.2019 | 1827.2551 | 1841.5826 | 1855.2082 | 1868.1561 | 1880.4508 | 1892.1172 | 1903.1799 | 1032.1787 | 1041.5797 | 1053.7889 | 1066.4769 | 1079.5262 | 1092.6046 | 1105.8916 | 1118.6957 | 1131.0203 | 1143.7352 | 1155.0912 | 1166.0146 | 1176.4582 | 1186.4597 | 1196.7493 | 1206.892 | 1217.1515 | 1227.9077 | 1238.4202 | 1248.7073 | 1258.4984 | 1267.8099 | 1276.6582 | 1285.0601 | 1293.0326 | 1300.5927
WA_Industrial_Food Products_Existing_Space Heating_Natural Gas_Gas Boiler - Stack Economizer_A | WA | Industrial | Food Products | Existing | Space Heating | Natural Gas | Gas Boiler - Stack Economizer | A | IM18 | None | Economizer installed | 15 | 0.95295 | 0 | 0 | 3.32 | 0 | 0 | 0 | 1.658 |  | employee | 15% | 55% | Retrofit | Retro12Med | 84.73% | TBD | 0.2% | 7.5076 |  | 5.7081 |  | 0.05442 | IL TRM - 4.4.28 - CI-HVC-BECO-V02-210101 | XCEL CO 2019-2020 DSM Plan | IL TRM - 4.4.28 - CI-HVC-BECO-V02-210101 | None | None | None | None | None | None | None | None | None | None | None | None | None | None | None | None | None | None | None | None | None | None | None | None | None | None | None | None | None | None | None | Economizer installed | Economizer installed | Economizer installed | Economizer installed | Economizer installed | Economizer installed | Economizer installed | Economizer installed | Economizer installed | Economizer installed | Economizer installed | Economizer installed | Economizer installed | Economizer installed | Economizer installed | Economizer installed | Economizer installed | Economizer installed | Economizer installed | Economizer installed | Economizer installed | Economizer installed | Economizer installed | Economizer installed | Economizer installed | Economizer installed | Economizer installed | Economizer installed | Economizer installed | Economizer installed | Economizer installed | 3.32 | 3.32 | 3.32 | 3.32 | 3.32 | 3.32 | 3.32 | 3.32 | 3.32 | 3.32 | 3.32 | 3.32 | 3.32 | 3.32 | 3.32 | 3.32 | 3.32 | 3.32 | 3.32 | 3.32 | 3.32 | 3.32 | 3.32 | 3.32 | 3.32 | 3.32 | 3.32 | 3.32 | 3.32 | 3.32 | 3.32 | 0 | 0 | 0 | 0 | 0 | 0.93481 | 0.92673 | 0.91796 | 0.90882 | 0.89936 | 0.8897 | 0.87993 | 0.87002 | 0.85965 | 0.84868 | 0.83801 | 0.8275 | 0.8178 | 0.8084 | 0.79967 | 0.79134 | 0.78277 | 0.77492 | 0.76746 | 0.76008 | 0.75323 | 0.7473 | 0.74166 | 0.80876 | 0.80544 | 0.80241 | 0.032219 | 0.031923 | 0.031435 | 0.031139 | 0.03084 | 0.027109 | 0.02139 | 0.016885 | 0.013135 | 0.010414 | 0.0081478 | 0.0064373 | 0.0050639 | 0.0039688 | 0.0031445 | 0.0024791 | 1.6661e-05 | 5.8693e-06 | 1.9749e-06 | 6.3578e-07 | 5.3399e-07 | 5.2837e-07 | 5.2311e-07 | 5.692e-07 | 5.6576e-07 | 5.6267e-07 | 0.032219 | 0.063864 | 0.094695 | 0.12489 | 0.15443 | 0.17988 | 0.1993 | 0.21394 | 0.22452 | 0.23207 | 0.2373 | 0.24076 | 0.243 | 0.24418 | 0.24469 | 0.24462 | 0.24199 | 0.23957 | 0.23726 | 0.23498 | 0.23286 | 0.23103 | 0.22929 | 0 | 0 | 0 | 34.4662 | 34.4473 | 34.2441 | 34.2626 | 34.291 | 30.4699 | 24.3093 | 19.408 | 15.2798 | 12.2705 | 9.7228 | 7.7793 | 6.1921 | 4.9095 | 3.9322 | 3.1328 | 0.021285 | 0.007574 | 0.0025733 | 0.00083647 | 0.00070893 | 0.00070704 | 0.00070533 | 0.00070379 | 0.00070242 | 0.00070123 | 34.4662 | 68.9134 | 103.1576 | 137.4202 | 171.7111 | 202.1811 | 226.4904 | 245.8984 | 261.1783 | 273.4488 | 283.1716 | 290.9509 | 297.143 | 302.0525 | 305.9847 | 309.1175 | 309.1388 | 309.1464 | 309.1489 | 309.1498 | 309.1505 | 309.1512 | 309.1519 | 309.1526 | 309.1533 | 309.154 | 0.02742 | 0.027202 | 0.026835 | 0.026633 | 0.02643 | 0.02328 | 0.018405 | 0.014557 | 0.011347 | 0.0090138 | 0.0070664 | 0.0055928 | 0.0044039 | 0.0034544 | 0.0027381 | 0.0021594 | 1.4518e-05 | 5.1165e-06 | 1.7235e-06 | 5.5551e-07 | 4.6717e-07 | 4.6282e-07 | 4.5884e-07 | 4.8382e-07 | 4.809e-07 | 4.7827e-07 | 0.02742 | 0.05442 | 0.080838 | 0.10682 | 0.13235 | 0.15447 | 0.17148 | 0.18443 | 0.19396 | 0.20087 | 0.2058 | 0.20918 | 0.21133 | 0.21253 | 0.21306 | 0.21307 | 0.21086 | 0.20884 | 0.20705 | 0.20531 | 0.20372 | 0.20237 | 0.20112 | 0 | 0 | 0 | 29.2963 | 29.2802 | 29.1075 | 29.1232 | 29.1473 | 25.8995 | 20.6629 | 16.4968 | 12.9879 | 10.43 | 8.2644 | 6.6124 | 5.2633 | 4.1731 | 3.3424 | 2.6629 | 0.018092 | 0.0064379 | 0.0021873 | 0.000711 | 0.00060259 | 0.00060098 | 0.00059953 | 0.00059822 | 0.00059706 | 0.00059604 | 29.2963 | 58.5764 | 87.6839 | 116.8072 | 145.9545 | 171.8539 | 192.5169 | 209.0137 | 222.0015 | 232.4315 | 240.6959 | 247.3083 | 252.5715 | 256.7446 | 260.087 | 262.7499 | 262.768 | 262.7744 | 262.7766 | 262.7773 | 262.7779 | 262.7785 | 262.7791 | 262.7797 | 262.7803 | 262.7809 | 0.027427 | 0.027221 | 0.026866 | 0.02668 | 0.026492 | 0.023351 | 0.018474 | 0.014621 | 0.011406 | 0.0090673 | 0.0071138 | 0.0056345 | 0.0044401 | 0.0034856 | 0.002765 | 0.0021824 | 1.4685e-05 | 5.1798e-06 | 1.7451e-06 | 5.6255e-07 | 4.7315e-07 | 4.688e-07 | 4.6481e-07 | 4.8382e-07 | 4.809e-07 | 4.7827e-07 | 0.027427 | 0.054456 | 0.080933 | 0.10701 | 0.13266 | 0.15494 | 0.17212 | 0.18525 | 0.19496 | 0.20207 | 0.20719 | 0.21073 | 0.21307 | 0.21445 | 0.21515 | 0.21534 | 0.21329 | 0.21142 | 0.20965 | 0.20791 | 0.20633 | 0.20498 | 0.20373 | 0 | 0 | 0 | 29.2963 | 29.2802 | 29.1075 | 29.1232 | 29.1473 | 25.8995 | 20.6629 | 16.4968 | 12.9879 | 10.43 | 8.2644 | 6.6124 | 5.2633 | 4.1731 | 3.3424 | 2.6629 | 0.018092 | 0.0064379 | 0.0021873 | 0.000711 | 0.00060259 | 0.00060098 | 0.00059953 | 0.00059822 | 0.00059706 | 0.00059604 | 29.2963 | 58.5764 | 87.6839 | 116.8072 | 145.9545 | 171.8539 | 192.5169 | 209.0137 | 222.0015 | 232.4315 | 240.6959 | 247.3083 | 252.5715 | 256.7446 | 260.087 | 262.7499 | 262.768 | 262.7744 | 262.7766 | 262.7773 | 262.7779 | 262.7785 | 262.7791 | 262.7797 | 262.7803 | 262.7809 | 0.02742 | 0.027202 | 0.026835 | 0.026633 | 0.02643 | 0.02328 | 0.018405 | 0.014557 | 0.011347 | 0.0090138 | 0.0070664 | 0.0055928 | 0.0044039 | 0.0034544 | 0.0027381 | 0.0021594 | 1.4518e-05 | 5.1165e-06 | 1.7235e-06 | 5.5551e-07 | 4.6717e-07 | 4.6282e-07 | 4.5884e-07 | 4.8382e-07 | 4.809e-07 | 4.7827e-07 | 0.02742 | 0.05442 | 0.080838 | 0.10682 | 0.13235 | 0.15447 | 0.17148 | 0.18443 | 0.19396 | 0.20087 | 0.2058 | 0.20918 | 0.21133 | 0.21253 | 0.21306 | 0.21307 | 0.21086 | 0.20884 | 0.20705 | 0.20531 | 0.20372 | 0.20237 | 0.20112 | 0 | 0 | 0 | 29.2963 | 29.2802 | 29.1075 | 29.1232 | 29.1473 | 25.8995 | 20.6629 | 16.4968 | 12.9879 | 10.43 | 8.2644 | 6.6124 | 5.2633 | 4.1731 | 3.3424 | 2.6629 | 0.018092 | 0.0064379 | 0.0021873 | 0.000711 | 0.00060259 | 0.00060098 | 0.00059953 | 0.00059822 | 0.00059706 | 0.00059604 | 29.2963 | 58.5764 | 87.6839 | 116.8072 | 145.9545 | 171.8539 | 192.5169 | 209.0137 | 222.0015 | 232.4315 | 240.6959 | 247.3083 | 252.5715 | 256.7446 | 260.087 | 262.7499 | 262.768 | 262.7744 | 262.7766 | 262.7773 | 262.7779 | 262.7785 | 262.7791 | 262.7797 | 262.7803 | 262.7809 | 7.4992 | 7.5003 | 7.5013 | 7.5023 | 7.5033 | 7.5043 | 7.5053 | 7.5063 | 7.5072 | 7.5083 | 7.5092 | 7.5101 | 7.511 | 7.5119 | 7.5128 | 7.5137 | 7.5146 | 7.5155 | 7.5163 | 7.5172 | 7.5179 | 7.5187 | 7.5193 | 7.5199 | 7.5204 | 7.5209 | 5.7018 | 5.7026 | 5.7034 | 5.7041 | 5.7049 | 5.7057 | 5.7064 | 5.7072 | 5.7079 | 5.7087 | 5.7094 | 5.7101 | 5.7108 | 5.7114 | 5.7121 | 5.7128 | 5.7135 | 5.7141 | 5.7148 | 5.7154 | 5.716 | 5.7166 | 5.7171 | 5.7175 | 5.7179 | 5.7183
WA_Industrial_Food Products_Existing_Process_Natural Gas_Gas Boiler - Stack Economizer_A | WA | Industrial | Food Products | Existing | Process | Natural Gas | Gas Boiler - Stack Economizer | A | IM19 | None | Economizer installed | 15 | 45.4909 | 0 | 0 | 3.32 | 0 | 0 | 0 | 1.658 |  | sqft | 15% | 55% | Retrofit | Retro12Med | 84.73% | TBD | 0.2% | 7.5076 |  | 5.7081 |  | 6.3513 | IL TRM - 4.4.28 - CI-HVC-BECO-V02-210101 | XCEL CO 2019-2020 DSM Plan | IL TRM - 4.4.29 - CI-HVC-PECO-V01-150601 | None | None | None | None | None | None | None | None | None | None | None | None | None | None | None | None | None | None | None | None | None | None | None | None | None | None | None | None | None | None | None | Economizer installed | Economizer installed | Economizer installed | Economizer installed | Economizer installed | Economizer installed | Economizer installed | Economizer installed | Economizer installed | Economizer installed | Economizer installed | Economizer installed | Economizer installed | Economizer installed | Economizer installed | Economizer installed | Economizer installed | Economizer installed | Economizer installed | Economizer installed | Economizer installed | Economizer installed | Economizer installed | Economizer installed | Economizer installed | Economizer installed | Economizer installed | Economizer installed | Economizer installed | Economizer installed | Economizer installed | 3.32 | 3.32 | 3.32 | 3.32 | 3.32 | 3.32 | 3.32 | 3.32 | 3.32 | 3.32 | 3.32 | 3.32 | 3.32 | 3.32 | 3.32 | 3.32 | 3.32 | 3.32 | 3.32 | 3.32 | 3.32 | 3.32 | 3.32 | 3.32 | 3.32 | 3.32 | 3.32 | 3.32 | 3.32 | 3.32 | 3.32 | 0 | 0 | 0 | 0 | 0 | 45.4784 | 45.4697 | 45.4635 | 45.4588 | 45.4547 | 45.4507 | 45.4475 | 45.4449 | 45.4419 | 45.4403 | 45.4383 | 45.4371 | 45.4359 | 45.4347 | 45.4342 | 45.4334 | 45.4328 | 45.4322 | 45.4317 | 45.4313 | 45.4311 | 45.431 | 45.4308 | 45.4909 | 45.4909 | 45.4909 | 3.7375 | 3.7348 | 3.7122 | 3.7139 | 3.7166 | 3.3022 | 2.6343 | 2.1031 | 1.6556 | 1.3295 | 1.0534 | 0.84282 | 0.67085 | 0.53188 | 0.426 | 0.33939 | 0.0023058 | 0.0008205 | 0.00027876 | 9.0613e-05 | 7.6797e-05 | 7.6592e-05 | 7.6406e-05 | 7.634e-05 | 7.6192e-05 | 7.6063e-05 | 3.7375 | 7.4716 | 11.1828 | 14.8955 | 18.6108 | 21.9113 | 24.5441 | 26.6458 | 28.2997 | 29.6282 | 30.6803 | 31.5223 | 32.1923 | 32.7233 | 33.149 | 33.4878 | 33.4896 | 33.49 | 33.49 | 33.4897 | 33.4897 | 33.4896 | 33.4896 | 0 | 0 | 0 | 82.1828 | 82.1377 | 81.6533 | 81.6974 | 81.765 | 72.654 | 57.9643 | 46.2773 | 36.434 | 29.2585 | 23.1835 | 18.5492 | 14.7647 | 11.7064 | 9.3762 | 7.47 | 0.050753 | 0.01806 | 0.0061359 | 0.0019945 | 0.0016904 | 0.0016859 | 0.0016818 | 0.0016781 | 0.0016749 | 0.001672 | 82.1828 | 164.3204 | 245.9737 | 327.6711 | 409.4361 | 482.09 | 540.0544 | 586.3317 | 622.7657 | 652.0241 | 675.2077 | 693.7569 | 708.5216 | 720.228 | 729.6042 | 737.0742 | 737.125 | 737.143 | 737.1492 | 737.1511 | 737.1528 | 737.1545 | 737.1562 | 737.1579 | 737.1596 | 737.1612 | 3.177 | 3.1748 | 3.1557 | 3.1571 | 3.1595 | 2.8072 | 2.2395 | 1.7879 | 1.4075 | 1.1303 | 0.89556 | 0.71653 | 0.57032 | 0.45218 | 0.36217 | 0.28853 | 0.0019603 | 0.00069756 | 0.00023699 | 7.7037e-05 | 6.529e-05 | 6.5116e-05 | 6.4958e-05 | 6.4889e-05 | 6.4763e-05 | 6.4653e-05 | 3.177 | 6.3513 | 9.5063 | 12.6626 | 15.8211 | 18.6271 | 20.8655 | 22.6523 | 24.0586 | 25.1881 | 26.0827 | 26.7987 | 27.3684 | 27.82 | 28.1819 | 28.47 | 28.4716 | 28.472 | 28.472 | 28.4719 | 28.4718 | 28.4718 | 28.4718 | 0 | 0 | 0 | 69.8554 | 69.817 | 69.4053 | 69.4428 | 69.5002 | 61.7559 | 49.2697 | 39.3357 | 30.9689 | 24.8697 | 19.706 | 15.7669 | 12.55 | 9.9504 | 7.9698 | 6.3495 | 0.04314 | 0.015351 | 0.0052155 | 0.0016953 | 0.0014368 | 0.001433 | 0.0014295 | 0.0014264 | 0.0014237 | 0.0014212 | 69.8554 | 139.6724 | 209.0776 | 278.5204 | 348.0207 | 409.7765 | 459.0462 | 498.3819 | 529.3508 | 554.2205 | 573.9265 | 589.6934 | 602.2434 | 612.1938 | 620.1636 | 626.5131 | 626.5562 | 626.5716 | 626.5768 | 626.5785 | 626.5799 | 626.5813 | 626.5828 | 626.5842 | 626.5856 | 626.587 | 3.177 | 3.1748 | 3.1557 | 3.1571 | 3.1595 | 2.8072 | 2.2395 | 1.7879 | 1.4075 | 1.1303 | 0.89556 | 0.71653 | 0.57032 | 0.45218 | 0.36217 | 0.28853 | 0.0019603 | 0.00069756 | 0.00023699 | 7.7037e-05 | 6.529e-05 | 6.5116e-05 | 6.4958e-05 | 6.4889e-05 | 6.4763e-05 | 6.4653e-05 | 3.177 | 6.3513 | 9.5063 | 12.6626 | 15.8211 | 18.6271 | 20.8655 | 22.6523 | 24.0586 | 25.1881 | 26.0827 | 26.7987 | 27.3684 | 27.82 | 28.1819 | 28.47 | 28.4716 | 28.472 | 28.472 | 28.4719 | 28.4718 | 28.4718 | 28.4718 | 0 | 0 | 0 | 69.8554 | 69.817 | 69.4053 | 69.4428 | 69.5002 | 61.7559 | 49.2697 | 39.3357 | 30.9689 | 24.8697 | 19.706 | 15.7669 | 12.55 | 9.9504 | 7.9698 | 6.3495 | 0.04314 | 0.015351 | 0.0052155 | 0.0016953 | 0.0014368 | 0.001433 | 0.0014295 | 0.0014264 | 0.0014237 | 0.0014212 | 69.8554 | 139.6724 | 209.0776 | 278.5204 | 348.0207 | 409.7765 | 459.0462 | 498.3819 | 529.3508 | 554.2205 | 573.9265 | 589.6934 | 602.2434 | 612.1938 | 620.1636 | 626.5131 | 626.5562 | 626.5716 | 626.5768 | 626.5785 | 626.5799 | 626.5813 | 626.5828 | 626.5842 | 626.5856 | 626.587 | 3.177 | 3.1748 | 3.1557 | 3.1571 | 3.1595 | 2.8072 | 2.2395 | 1.7879 | 1.4075 | 1.1303 | 0.89556 | 0.71653 | 0.57032 | 0.45218 | 0.36217 | 0.28853 | 0.0019603 | 0.00069756 | 0.00023699 | 7.7037e-05 | 6.529e-05 | 6.5116e-05 | 6.4958e-05 | 6.4889e-05 | 6.4763e-05 | 6.4653e-05 | 3.177 | 6.3513 | 9.5063 | 12.6626 | 15.8211 | 18.6271 | 20.8655 | 22.6523 | 24.0586 | 25.1881 | 26.0827 | 26.7987 | 27.3684 | 27.82 | 28.1819 | 28.47 | 28.4716 | 28.472 | 28.472 | 28.4719 | 28.4718 | 28.4718 | 28.4718 | 0 | 0 | 0 | 69.8554 | 69.817 | 69.4053 | 69.4428 | 69.5002 | 61.7559 | 49.2697 | 39.3357 | 30.9689 | 24.8697 | 19.706 | 15.7669 | 12.55 | 9.9504 | 7.9698 | 6.3495 | 0.04314 | 0.015351 | 0.0052155 | 0.0016953 | 0.0014368 | 0.001433 | 0.0014295 | 0.0014264 | 0.0014237 | 0.0014212 | 69.8554 | 139.6724 | 209.0776 | 278.5204 | 348.0207 | 409.7765 | 459.0462 | 498.3819 | 529.3508 | 554.2205 | 573.9265 | 589.6934 | 602.2434 | 612.1938 | 620.1636 | 626.5131 | 626.5562 | 626.5716 | 626.5768 | 626.5785 | 626.5799 | 626.5813 | 626.5828 | 626.5842 | 626.5856 | 626.587 | 7.4992 | 7.5003 | 7.5013 | 7.5023 | 7.5033 | 7.5043 | 7.5053 | 7.5063 | 7.5072 | 7.5083 | 7.5092 | 7.5101 | 7.511 | 7.5119 | 7.5128 | 7.5137 | 7.5146 | 7.5155 | 7.5163 | 7.5172 | 7.5179 | 7.5187 | 7.5193 | 7.5199 | 7.5204 | 7.5209 | 5.7018 | 5.7026 | 5.7034 | 5.7041 | 5.7049 | 5.7057 | 5.7064 | 5.7072 | 5.7079 | 5.7087 | 5.7094 | 5.7101 | 5.7108 | 5.7114 | 5.7121 | 5.7128 | 5.7135 | 5.7141 | 5.7148 | 5.7154 | 5.716 | 5.7166 | 5.7171 | 5.7175 | 5.7179 | 5.7183
WA_Industrial_Food Products_Existing_Space Heating_Natural Gas_Gas Furnace Tube Inserts_A | WA | Industrial | Food Products | Existing | Space Heating | Natural Gas | Gas Furnace Tube Inserts | A | IM20 | None | Tube inserts installed | 5 | 0.089062 | 0 | 0 | 0.02 | 0 | 0 | 0 | 0.0086 |  | sqft | 0% | 0% | Retrofit | Retro3Slow | 83.58% | TBD | 0.2% | 54.6606 |  | 48.4408 |  | 0 | WI TRM - Radiant Tube Inserts, 2507 | WI TRM - Radiant Tube Inserts, 2507 | WI TRM - Radiant Tube Inserts, 2507 | None | None | None | None | None | None | None | None | None | None | None | None | None | None | None | None | None | None | None | None | None | None | None | None | None | None | None | None | None | None | None | Tube inserts installed | Tube inserts installed | Tube inserts installed | Tube inserts installed | Tube inserts installed | Tube inserts installed | Tube inserts installed | Tube inserts installed | Tube inserts installed | Tube inserts installed | Tube inserts installed | Tube inserts installed | Tube inserts installed | Tube inserts installed | Tube inserts installed | Tube inserts installed | Tube inserts installed | Tube inserts installed | Tube inserts installed | Tube inserts installed | Tube inserts installed | Tube inserts installed | Tube inserts installed | Tube inserts installed | Tube inserts installed | Tube inserts installed | Tube inserts installed | Tube inserts installed | Tube inserts installed | Tube inserts installed | Tube inserts installed | 0.02 | 0.02 | 0.02 | 0.02 | 0.02 | 0.02 | 0.02 | 0.02 | 0.02 | 0.02 | 0.02 | 0.02 | 0.02 | 0.02 | 0.02 | 0.02 | 0.02 | 0.02 | 0.02 | 0.02 | 0.02 | 0.02 | 0.02 | 0.02 | 0.02 | 0.02 | 0.02 | 0.02 | 0.02 | 0.02 | 0.02 | 0 | 0 | 0 | 0 | 0 | 0.086046 | 0.085101 | 0.08388 | 0.082616 | 0.08132 | 0.080015 | 0.078709 | 0.077446 | 0.076192 | 0.074913 | 0.073725 | 0.072591 | 0.071564 | 0.070596 | 0.069684 | 0.068809 | 0.067938 | 0.067097 | 0.0663 | 0.065535 | 0.064816 | 0.064174 | 0.063559 | 0.069231 | 0.068805 | 0.068405 | 0 | 0 | 0 | 0 | 0 | 0 | 0 | 0 | 0 | 0 | 0 | 0 | 0 | 0 | 0 | 0 | 0 | 0 | 0 | 0 | 0 | 0 | 0 | 0 | 0 | 0 | 0 | 0 | 0 | 0 | 0 | 0 | 0 | 0 | 0 | 0 | 0 | 0 | 0 | 0 | 0 | 0 | 0 | 0 | 0 | 0 | 0 | 0 | 0 | 0 | 0 | 0 | 0 | 0 | 0 | 0 | 0 | 0 | 0 | 0 | 0 | 0 | 0 | 0 | 0 | 0 | 0 | 0 | 0 | 0 | 0 | 0 | 0 | 0 | 0 | 0 | 0 | 0 | 0 | 0 | 0 | 0 | 0 | 0 | 0 | 0 | 0 | 0 | 0 | 0 | 0 | 0 | 0 | 0 | 0 | 0 | 0 | 0 | 0 | 0 | 0 | 0 | 0 | 0 | 0 | 0 | 0 | 0 | 0 | 0 | 0 | 0 | 0 | 0 | 0 | 0 | 0 | 0 | 0 | 0 | 0 | 0 | 0 | 0 | 0 | 0 | 0 | 0 | 0 | 0 | 0 | 0 | 0 | 0 | 0 | 0 | 0 | 0 | 0 | 0 | 0 | 0 | 0 | 0 | 0 | 0 | 0 | 0 | 0 | 0 | 0 | 0 | 0 | 0 | 0 | 0 | 0 | 0 | 0 | 0 | 0 | 0 | 0 | 0 | 0 | 0 | 0 | 0 | 0 | 0 | 0 | 0 | 0 | 0 | 0 | 0 | 0 | 0 | 0 | 0 | 0 | 0 | 0 | 0 | 0 | 0 | 0 | 0 | 0 | 0 | 0 | 0 | 0 | 0 | 0 | 0 | 0 | 0 | 0 | 0 | 0 | 0 | 0 | 0 | 0 | 0 | 0 | 0 | 0 | 0 | 0 | 0 | 0 | 0 | 0 | 0 | 0 | 0 | 0 | 0 | 0 | 0 | 0 | 0 | 0 | 0 | 0 | 0 | 0 | 0 | 0 | 0 | 0 | 0 | 0 | 0 | 0 | 0 | 0 | 0 | 0 | 0 | 0 | 0 | 0 | 0 | 0 | 0 | 0 | 0 | 0 | 0 | 0 | 0 | 0 | 0 | 0 | 0 | 0 | 0 | 0 | 0 | 0 | 0 | 0 | 0 | 0 | 0 | 0 | 0 | 0 | 0 | 0 | 0 | 0 | 0 | 0 | 0 | 0 | 0 | 0 | 0 | 0 | 0 | 0 | 0 | 0 | 0 | 0 | 0 | 0 | 0 | 0 | 0 | 0 | 0 | 0 | 0 | 0 | 0 | 0 | 0 | 0 | 0 | 0 | 0 | 0 | 0 | 0 | 0 | 0 | 0 | 0 | 0 | 0 | 0 | 0 | 0 | 0 | 0 | 0 | 0 | 0 | 0 | 0 | 0 | 0 | 0 | 0 | 0 | 0 | 0 | 0 | 0 | 0 | 0 | 0 | 0 | 0 | 0 | 0 | 0 | 0 | 0 | 0 | 0 | 0 | 0 | 0 | 0 | 0 | 0 | 0 | 0 | 0 | 0 | 0 | 0 | 0 | 0 | 0 | 0 | 0 | 0 | 0 | 0 | 0 | 0 | 0 | 0 | 0 | 0 | 0 | 0 | 0 | 0 | 0 | 0 | 0 | 0 | 0 | 0 | 0 | 0 | 0 | 0 | 0 | 0 | 0 | 0 | 0 | 0 | 0 | 0 | 0 | 0 | 0 | 0 | 0 | 0 | 0 | 0 | 0 | 0 | 0 | 0 | 0 | 0 | 0 | 0 | 0 | 0 | 0 | 0 | 0 | 0 | 49.9315 | 50.3863 | 50.9769 | 51.5907 | 52.222 | 52.8546 | 53.4974 | 54.1168 | 54.713 | 55.3281 | 55.8774 | 56.4058 | 56.911 | 57.3949 | 57.8926 | 58.3833 | 58.8796 | 59.3999 | 59.9085 | 60.4061 | 60.8797 | 61.3302 | 61.7582 | 62.1647 | 62.5503 | 62.916 | 44.2499 | 44.6529 | 45.1763 | 45.7203 | 46.2797 | 46.8404 | 47.41 | 47.9589 | 48.4873 | 49.0324 | 49.5192 | 49.9875 | 50.4352 | 50.864 | 51.3051 | 51.7399 | 52.1798 | 52.6409 | 53.0916 | 53.5326 | 53.9523 | 54.3515 | 54.7308 | 55.091 | 55.4328 | 55.7569
WA_Industrial_Food Products_Existing_Space Heating_Natural Gas_Space Heating - Heat Recovery Ventilator_A | WA | Industrial | Food Products | Existing | Space Heating | Natural Gas | Space Heating - Heat Recovery Ventilator | A | IM21 | None | HRV installed | 15 | 0.013423 | 0 | 0 | 0.28 | 0 | 0 | 0 | 0.139 |  | sqft | 5% | 10% | Retrofit | RetroEven20 | 76.5% | TBD | 0.2% | 2348.1101 |  | 1785.3082 |  | 0.11849 | IL TRM - 4.4.27 - CI-HVC-ERVE-V04-200101 | IL TRM - 4.4.27 - CI-HVC-ERVE-V04-200101 | IL TRM - 4.4.27 - CI-HVC-ERVE-V04-200101 | None | None | None | None | None | None | None | None | None | None | None | None | None | None | None | None | None | None | None | None | None | None | None | None | None | None | None | None | None | None | None | HRV installed | HRV installed | HRV installed | HRV installed | HRV installed | HRV installed | HRV installed | HRV installed | HRV installed | HRV installed | HRV installed | HRV installed | HRV installed | HRV installed | HRV installed | HRV installed | HRV installed | HRV installed | HRV installed | HRV installed | HRV installed | HRV installed | HRV installed | HRV installed | HRV installed | HRV installed | HRV installed | HRV installed | HRV installed | HRV installed | HRV installed | 0.28 | 0.28 | 0.28 | 0.28 | 0.28 | 0.28 | 0.28 | 0.28 | 0.28 | 0.28 | 0.28 | 0.28 | 0.28 | 0.28 | 0.28 | 0.28 | 0.28 | 0.28 | 0.28 | 0.28 | 0.28 | 0.28 | 0.28 | 0.28 | 0.28 | 0.28 | 0.28 | 0.28 | 0.28 | 0.28 | 0.28 | 0 | 0 | 0 | 0 | 0 | 0.013107 | 0.012868 | 0.012537 | 0.012127 | 0.011643 | 0.011093 | 0.010529 | 0.0099722 | 0.0094123 | 0.0089411 | 0.0084964 | 0.0081411 | 0.0078356 | 0.0075696 | 0.007384 | 0.0072149 | 0.0070689 | 0.0069487 | 0.0068543 | 0.0067678 | 0.0067043 | 0.0066487 | 0.0065957 | 0 | 0 | 0 | 0.070632 | 0.06931 | 0.067127 | 0.064966 | 0.062428 | 0.058723 | 0.055584 | 0.052537 | 0.0488 | 0.046534 | 0.043798 | 0.041972 | 0.040193 | 0.038482 | 0.037584 | 0.036571 | 0.035691 | 0.034957 | 0.034365 | 0.033824 | 0 | 0 | 0 | 0 | 0 | 0 | 0.070632 | 0.13866 | 0.20221 | 0.26056 | 0.31261 | 0.35656 | 0.39401 | 0.4257 | 0.4506 | 0.47458 | 0.49477 | 0.51605 | 0.53688 | 0.55714 | 0.58107 | 0.60432 | 0.62779 | 0.65207 | 0.67758 | 0.70285 | 0.69626 | 0.69048 | 0.68498 | 0 | 0 | 0 | 5389.0244 | 5386.0667 | 5354.3032 | 5357.1979 | 5361.6277 | 5293.5405 | 5279.075 | 5268.3562 | 5184.6965 | 5204.4919 | 5154.8603 | 5155.5292 | 5129.5812 | 5083.8257 | 5089.8478 | 5068.8 | 5049.0858 | 5030.6887 | 5013.5928 | 4997.7827 | 0 | 0 | 0 | 0 | 0 | 0 | 5389.0244 | 10775.0912 | 16129.3943 | 21486.5922 | 26848.2199 | 32141.7604 | 37420.8354 | 42689.1917 | 47873.8882 | 53078.3801 | 58233.2404 | 63388.7696 | 68518.3509 | 73602.1765 | 78692.0243 | 83760.8243 | 88809.9101 | 93840.5988 | 98854.1916 | 103851.9742 | 103851.9742 | 103851.9742 | 103851.9742 | 103851.9742 | 103851.9742 | 103851.9742 | 0.060178 | 0.059228 | 0.057619 | 0.056074 | 0.054245 | 0.051434 | 0.049102 | 0.046825 | 0.043916 | 0.042229 | 0.040083 | 0.038676 | 0.037242 | 0.035828 | 0.035091 | 0.034233 | 0.03348 | 0.032848 | 0.032353 | 0.031905 | 0 | 0 | 0 | 0 | 0 | 0 | 0.060178 | 0.11849 | 0.17357 | 0.2249 | 0.27163 | 0.3123 | 0.34806 | 0.37942 | 0.40551 | 0.43067 | 0.45281 | 0.47553 | 0.49746 | 0.51871 | 0.54253 | 0.5657 | 0.58888 | 0.61273 | 0.63791 | 0.66298 | 0.65778 | 0.65329 | 0.64912 | 0 | 0 | 0 | 4580.6708 | 4578.1567 | 4551.1577 | 4553.6182 | 4557.3835 | 4499.5094 | 4487.2138 | 4478.1028 | 4406.9921 | 4423.8181 | 4381.6312 | 4382.1999 | 4360.1441 | 4321.2518 | 4326.3706 | 4308.48 | 4291.7229 | 4276.0854 | 4261.5539 | 4248.1153 | 0 | 0 | 0 | 0 | 0 | 0 | 4580.6708 | 9158.8275 | 13709.9852 | 18263.6034 | 22820.9869 | 27320.4964 | 31807.7101 | 36285.8129 | 40692.805 | 45116.6231 | 49498.2543 | 53880.4542 | 58240.5982 | 62561.8501 | 66888.2207 | 71196.7007 | 75488.4236 | 79764.509 | 84026.0628 | 88274.1781 | 88274.1781 | 88274.1781 | 88274.1781 | 88274.1781 | 88274.1781 | 88274.1781 | 0 | 0 | 0 | 0 | 0 | 0 | 0 | 0 | 0 | 0 | 0 | 0 | 0 | 0 | 0 | 0 | 0 | 0 | 0 | 0 | 0 | 0 | 0 | 0 | 0 | 0 | 0 | 0 | 0 | 0 | 0 | 0 | 0 | 0 | 0 | 0 | 0 | 0 | 0 | 0 | 0 | 0 | 0 | 0 | 0 | 0 | 0 | 0 | 0 | 0 | 0 | 0 | 0 | 0 | 0 | 0 | 0 | 0 | 0 | 0 | 0 | 0 | 0 | 0 | 0 | 0 | 0 | 0 | 0 | 0 | 0 | 0 | 0 | 0 | 0 | 0 | 0 | 0 | 0 | 0 | 0 | 0 | 0 | 0 | 0 | 0 | 0 | 0 | 0 | 0 | 0 | 0 | 0 | 0 | 0 | 0 | 0 | 0 | 0 | 0 | 0 | 0 | 0 | 0 | 0 | 0 | 0 | 0 | 0 | 0 | 0 | 0 | 0 | 0 | 0 | 0 | 0 | 0 | 0 | 0 | 0 | 0 | 0 | 0 | 0 | 0 | 0 | 0 | 0 | 0 | 0 | 0 | 0 | 0 | 0 | 0 | 0 | 0 | 0 | 0 | 0 | 0 | 0 | 0 | 0 | 0 | 0 | 0 | 0 | 0 | 0 | 0 | 0 | 0 | 0 | 0 | 0 | 0 | 0 | 0 | 0 | 0 | 0 | 0 | 0 | 0 | 0 | 0 | 0 | 0 | 0 | 0 | 0 | 0 | 0 | 0 | 0 | 0 | 0 | 0 | 0 | 0 | 0 | 0 | 0 | 0 | 0 | 0 | 0 | 0 | 0 | 0 | 0 | 0 | 0 | 0 | 0 | 0 | 0 | 0 | 0 | 0 | 0 | 0 | 0 | 0 | 0 | 0 | 2220.3171 | 2231.2246 | 2244.8654 | 2259.4729 | 2274.971 | 2290.9005 | 2307.5071 | 2324.262 | 2341.1918 | 2359.7618 | 2377.1902 | 2394.6649 | 2411.1085 | 2426.6436 | 2441.9756 | 2456.6391 | 2471.8043 | 2485.6553 | 2498.8876 | 2511.6043 | 2523.489 | 2534.5912 | 2544.9584 | 0 | 0 | 0 | 1688.145 | 1696.4381 | 1706.8095 | 1717.9158 | 1729.6993 | 1741.8107 | 1754.4371 | 1767.1761 | 1780.0481 | 1794.1672 | 1807.4183 | 1820.7046 | 1833.207 | 1845.0186 | 1856.6758 | 1867.8247 | 1879.355 | 1889.8861 | 1899.9469 | 1909.6156 | 1918.6518 | 1927.093 | 1934.9754 | 0 | 0 | 0
WA_Industrial_Food Products_Existing_Space Heating_Natural Gas_Thermostat - Programmable_A | WA | Industrial | Food Products | Existing | Space Heating | Natural Gas | Thermostat - Programmable | A | IM22 | Manual control | Programmable thermostat installed | 11 | 0.0066685 | 0 | 0 | 0.17 | 0.01 | 0 | 0 | 0.0859 |  | sqft | 25% | 40% | Retrofit | RetroEven20 | 76.5% | TBD | 0.2% | 4378.5124 |  | 2724.0299 |  | 0.1765 | IL TRM - 4.4.48 - CI-HVC-THST-V02-210101 | IL TRM - 4.4.48 - CI-HVC-THST-V02-210101 | BEST | Manual control | Manual control | Manual control | Manual control | Manual control | Manual control | Manual control | Manual control | Manual control | Manual control | Manual control | Manual control | Manual control | Manual control | Manual control | Manual control | Manual control | Manual control | Manual control | Manual control | Manual control | Manual control | Manual control | Manual control | Manual control | Manual control | Manual control | Manual control | Manual control | Manual control | Manual control | Programmable thermostat installed | Programmable thermostat installed | Programmable thermostat installed | Programmable thermostat installed | Programmable thermostat installed | Programmable thermostat installed | Programmable thermostat installed | Programmable thermostat installed | Programmable thermostat installed | Programmable thermostat installed | Programmable thermostat installed | Programmable thermostat installed | Programmable thermostat installed | Programmable thermostat installed | Programmable thermostat installed | Programmable thermostat installed | Programmable thermostat installed | Programmable thermostat installed | Programmable thermostat installed | Programmable thermostat installed | Programmable thermostat installed | Programmable thermostat installed | Programmable thermostat installed | Programmable thermostat installed | Programmable thermostat installed | Programmable thermostat installed | Programmable thermostat installed | Programmable thermostat installed | Programmable thermostat installed | Programmable thermostat installed | Programmable thermostat installed | 0.17 | 0.17 | 0.17 | 0.17 | 0.17 | 0.17 | 0.17 | 0.17 | 0.17 | 0.17 | 0.17 | 0.17 | 0.17 | 0.17 | 0.17 | 0.17 | 0.17 | 0.17 | 0.17 | 0.17 | 0.17 | 0.17 | 0.17 | 0.17 | 0.17 | 0.17 | 0.17 | 0.17 | 0.17 | 0.17 | 0.17 | 0 | 0 | 0 | 0 | 0 | 0.0065095 | 0.0063891 | 0.0062221 | 0.0060154 | 0.0057718 | 0.0054942 | 0.005209 | 0.0049266 | 0.004642 | 0.0044014 | 0.0041732 | 0.0039898 | 0.0038312 | 0.0036927 | 0.0035954 | 0.0035071 | 0.0034314 | 0.0033696 | 0.0033212 | 0.0032774 | 0.0032463 | 0.0032192 | 0.0031933 | 0 | 0 | 0 | 0.10524 | 0.10324 | 0.099945 | 0.096678 | 0.092839 | 0.087251 | 0.082496 | 0.077866 | 0.072202 | 0.068721 | 0.064537 | 0.061709 | 0.058958 | 0.05632 | 0.054901 | 0.05333 | 0.051977 | 0.050854 | 0.049954 | 0.049138 | 0 | 0 | 0 | 0 | 0 | 0 | 0.10524 | 0.20653 | 0.30108 | 0.38775 | 0.46489 | 0.52978 | 0.58477 | 0.63094 | 0.66669 | 0.70085 | 0.72906 | 0.75873 | 0.78753 | 0.81538 | 0.8488 | 0.88127 | 0.91423 | 0.9486 | 0.98495 | 1.0211 | 1.0114 | 1.003 | 0.9949 | 0 | 0 | 0 | 16167.0733 | 16158.2002 | 16062.9095 | 16071.5937 | 16084.883 | 15880.6216 | 15837.2251 | 15805.0687 | 15554.0896 | 15613.4757 | 15464.5808 | 15466.5877 | 15388.7437 | 15251.4771 | 15269.5433 | 15206.4 | 15147.2573 | 15092.066 | 15040.7784 | 14993.348 | 0 | 0 | 0 | 0 | 0 | 0 | 16167.0733 | 32325.2735 | 48388.1829 | 64459.7767 | 80544.6597 | 96425.2813 | 112262.5063 | 128067.575 | 143621.6646 | 159235.1403 | 174699.7211 | 190166.3088 | 205555.0526 | 220806.5296 | 236076.0729 | 251282.4729 | 266429.7303 | 281521.7963 | 296562.5747 | 311555.9227 | 311555.9227 | 311555.9227 | 311555.9227 | 311555.9227 | 311555.9227 | 311555.9227 | 0.089666 | 0.088228 | 0.085801 | 0.083464 | 0.080695 | 0.076455 | 0.07292 | 0.069458 | 0.065047 | 0.062448 | 0.059165 | 0.056979 | 0.05476 | 0.052579 | 0.051415 | 0.050086 | 0.048926 | 0.047961 | 0.047207 | 0.04653 | 0 | 0 | 0 | 0 | 0 | 0 | 0.089666 | 0.1765 | 0.25847 | 0.33476 | 0.40408 | 0.46423 | 0.51689 | 0.56281 | 0.60062 | 0.63689 | 0.66837 | 0.70058 | 0.73145 | 0.76122 | 0.7949 | 0.82766 | 0.86058 | 0.89464 | 0.9308 | 0.96687 | 0.95924 | 0.95263 | 0.94649 | 0 | 0 | 0 | 13742.0123 | 13734.4702 | 13653.473 | 13660.8547 | 13672.1506 | 13498.5283 | 13461.6413 | 13434.3084 | 13220.9762 | 13271.4543 | 13144.8937 | 13146.5996 | 13080.4322 | 12963.7555 | 12979.1118 | 12925.44 | 12875.1687 | 12828.2561 | 12784.6616 | 12744.3458 | 0 | 0 | 0 | 0 | 0 | 0 | 13742.0123 | 27476.4824 | 41129.9555 | 54790.8102 | 68462.9607 | 81961.4891 | 95423.1304 | 108857.4387 | 122078.4149 | 135349.8692 | 148494.7629 | 161641.3625 | 174721.7947 | 187685.5502 | 200664.662 | 213590.102 | 226465.2707 | 239293.5269 | 252078.1885 | 264822.5343 | 264822.5343 | 264822.5343 | 264822.5343 | 264822.5343 | 264822.5343 | 264822.5343 | 0 | 0 | 0 | 0 | 0 | 0 | 0 | 0 | 0 | 0 | 0 | 0 | 0 | 0 | 0 | 0 | 0 | 0 | 0 | 0 | 0 | 0 | 0 | 0 | 0 | 0 | 0 | 0 | 0 | 0 | 0 | 0 | 0 | 0 | 0 | 0 | 0 | 0 | 0 | 0 | 0 | 0 | 0 | 0 | 0 | 0 | 0 | 0 | 0 | 0 | 0 | 0 | 0 | 0 | 0 | 0 | 0 | 0 | 0 | 0 | 0 | 0 | 0 | 0 | 0 | 0 | 0 | 0 | 0 | 0 | 0 | 0 | 0 | 0 | 0 | 0 | 0 | 0 | 0 | 0 | 0 | 0 | 0 | 0 | 0 | 0 | 0 | 0 | 0 | 0 | 0 | 0 | 0 | 0 | 0 | 0 | 0 | 0 | 0 | 0 | 0 | 0 | 0 | 0 | 0 | 0 | 0 | 0 | 0 | 0 | 0 | 0 | 0 | 0 | 0 | 0 | 0 | 0 | 0 | 0 | 0 | 0 | 0 | 0 | 0 | 0 | 0 | 0 | 0 | 0 | 0 | 0 | 0 | 0 | 0 | 0 | 0 | 0 | 0 | 0 | 0 | 0 | 0 | 0 | 0 | 0 | 0 | 0 | 0 | 0 | 0 | 0 | 0 | 0 | 0 | 0 | 0 | 0 | 0 | 0 | 0 | 0 | 0 | 0 | 0 | 0 | 0 | 0 | 0 | 0 | 0 | 0 | 0 | 0 | 0 | 0 | 0 | 0 | 0 | 0 | 0 | 0 | 0 | 0 | 0 | 0 | 0 | 0 | 0 | 0 | 0 | 0 | 0 | 0 | 0 | 0 | 0 | 0 | 0 | 0 | 0 | 0 | 0 | 0 | 0 | 0 | 0 | 0 | 4140.2172 | 4160.5564 | 4185.9923 | 4213.231 | 4242.1302 | 4271.8338 | 4302.8002 | 4334.043 | 4365.6118 | 4400.2394 | 4432.7379 | 4465.3229 | 4495.9852 | 4524.9535 | 4553.5431 | 4580.8861 | 4609.1645 | 4634.9924 | 4659.6667 | 4683.3794 | 4705.5407 | 4726.243 | 4745.5748 | 0 | 0 | 0 | 2575.7778 | 2588.4316 | 2604.2562 | 2621.2023 | 2639.1816 | 2657.6612 | 2676.9265 | 2696.3638 | 2716.0039 | 2737.547 | 2757.7655 | 2778.0378 | 2797.1139 | 2815.1361 | 2832.9227 | 2849.9338 | 2867.5268 | 2883.5952 | 2898.946 | 2913.6986 | 2927.4859 | 2940.3655 | 2952.3925 | 0 | 0 | 0
WA_Industrial_Food Products_Existing_Space Heating_Natural Gas_ENERGY STAR Connected Thermostat_A | WA | Industrial | Food Products | Existing | Space Heating | Natural Gas | ENERGY STAR Connected Thermostat | A | IM23 | Manual control | Wi-Fi/interactive thermostat installed | 5 | 0.015698 | 0 | 0 | 0.39 | 0.01 | 0 | 0 | 0.1927 |  | sqft | 5% | 20% | Retrofit | RetroEven20 | 76.5% | TBD | 0.2% | 6409.0444 |  | 5085.6741 |  | 0.41526 | ComConnectedThermostats_v1_1 | ComConnectedThermostats_v1_1 | ComConnectedThermostats_v1_1 | Manual control | Manual control | Manual control | Manual control | Manual control | Manual control | Manual control | Manual control | Manual control | Manual control | Manual control | Manual control | Manual control | Manual control | Manual control | Manual control | Manual control | Manual control | Manual control | Manual control | Manual control | Manual control | Manual control | Manual control | Manual control | Manual control | Manual control | Manual control | Manual control | Manual control | Manual control | Wi-Fi/interactive thermostat installed | Wi-Fi/interactive thermostat installed | Wi-Fi/interactive thermostat installed | Wi-Fi/interactive thermostat installed | Wi-Fi/interactive thermostat installed | Wi-Fi/interactive thermostat installed | Wi-Fi/interactive thermostat installed | Wi-Fi/interactive thermostat installed | Wi-Fi/interactive thermostat installed | Wi-Fi/interactive thermostat installed | Wi-Fi/interactive thermostat installed | Wi-Fi/interactive thermostat installed | Wi-Fi/interactive thermostat installed | Wi-Fi/interactive thermostat installed | Wi-Fi/interactive thermostat installed | Wi-Fi/interactive thermostat installed | Wi-Fi/interactive thermostat installed | Wi-Fi/interactive thermostat installed | Wi-Fi/interactive thermostat installed | Wi-Fi/interactive thermostat installed | Wi-Fi/interactive thermostat installed | Wi-Fi/interactive thermostat installed | Wi-Fi/interactive thermostat installed | Wi-Fi/interactive thermostat installed | Wi-Fi/interactive thermostat installed | Wi-Fi/interactive thermostat installed | Wi-Fi/interactive thermostat installed | Wi-Fi/interactive thermostat installed | Wi-Fi/interactive thermostat installed | Wi-Fi/interactive thermostat installed | Wi-Fi/interactive thermostat installed | 0.39 | 0.39 | 0.39 | 0.39 | 0.39 | 0.39 | 0.39 | 0.39 | 0.39 | 0.39 | 0.39 | 0.39 | 0.39 | 0.39 | 0.39 | 0.39 | 0.39 | 0.39 | 0.39 | 0.39 | 0.39 | 0.39 | 0.39 | 0.39 | 0.39 | 0.39 | 0.39 | 0.39 | 0.39 | 0.39 | 0.39 | 0 | 0 | 0 | 0 | 0 | 0.015318 | 0.01503 | 0.014632 | 0.014142 | 0.013564 | 0.012907 | 0.012233 | 0.011566 | 0.010893 | 0.010325 | 0.0097867 | 0.0093535 | 0.0089785 | 0.0086508 | 0.0084203 | 0.0082106 | 0.0080306 | 0.0078832 | 0.0077675 | 0.0076622 | 0.0075896 | 0.007526 | 0.0074654 | 0 | 0 | 0 | 0.24765 | 0.24286 | 0.23504 | 0.22728 | 0.21818 | 0.20498 | 0.19374 | 0.1828 | 0.16944 | 0.16122 | 0.15135 | 0.14467 | 0.13817 | 0.13194 | 0.12857 | 0.12485 | 0.12164 | 0.11897 | 0.11683 | 0.11488 | 0 | 0 | 0 | 0 | 0 | 0 | 0.24765 | 0.48585 | 0.70803 | 0.91157 | 1.0925 | 1.2446 | 1.3733 | 1.4812 | 1.5645 | 1.6442 | 1.7097 | 1.7787 | 1.8456 | 1.9102 | 1.9878 | 2.0632 | 2.1396 | 2.2193 | 2.3035 | 2.3872 | 2.3646 | 2.3448 | 2.3259 | 0 | 0 | 0 | 16167.0733 | 16158.2002 | 16062.9095 | 16071.5937 | 16084.883 | 15880.6216 | 15837.2251 | 15805.0687 | 15554.0896 | 15613.4757 | 15464.5808 | 15466.5877 | 15388.7437 | 15251.4771 | 15269.5433 | 15206.4 | 15147.2573 | 15092.066 | 15040.7784 | 14993.348 | 0 | 0 | 0 | 0 | 0 | 0 | 16167.0733 | 32325.2735 | 48388.1829 | 64459.7767 | 80544.6597 | 96425.2813 | 112262.5063 | 128067.575 | 143621.6646 | 159235.1403 | 174699.7211 | 190166.3088 | 205555.0526 | 220806.5296 | 236076.0729 | 251282.4729 | 266429.7303 | 281521.7963 | 296562.5747 | 311555.9227 | 311555.9227 | 311555.9227 | 311555.9227 | 311555.9227 | 311555.9227 | 311555.9227 | 0.21102 | 0.20757 | 0.20181 | 0.19625 | 0.18969 | 0.17967 | 0.17131 | 0.16313 | 0.15272 | 0.14658 | 0.13883 | 0.13366 | 0.12842 | 0.12326 | 0.1205 | 0.11735 | 0.1146 | 0.11231 | 0.11051 | 0.1089 | 0 | 0 | 0 | 0 | 0 | 0 | 0.21102 | 0.41526 | 0.60793 | 0.78714 | 0.94987 | 1.0909 | 1.2143 | 1.3218 | 1.4102 | 1.4949 | 1.5683 | 1.6434 | 1.7153 | 1.7846 | 1.863 | 1.9393 | 2.0158 | 2.095 | 2.179 | 2.2628 | 2.2449 | 2.2294 | 2.215 | 0 | 0 | 0 | 13742.0123 | 13734.4702 | 13653.473 | 13660.8547 | 13672.1506 | 13498.5283 | 13461.6413 | 13434.3084 | 13220.9762 | 13271.4543 | 13144.8937 | 13146.5996 | 13080.4322 | 12963.7555 | 12979.1118 | 12925.44 | 12875.1687 | 12828.2561 | 12784.6616 | 12744.3458 | 0 | 0 | 0 | 0 | 0 | 0 | 13742.0123 | 27476.4824 | 41129.9555 | 54790.8102 | 68462.9607 | 81961.4891 | 95423.1304 | 108857.4387 | 122078.4149 | 135349.8692 | 148494.7629 | 161641.3625 | 174721.7947 | 187685.5502 | 200664.662 | 213590.102 | 226465.2707 | 239293.5269 | 252078.1885 | 264822.5343 | 264822.5343 | 264822.5343 | 264822.5343 | 264822.5343 | 264822.5343 | 264822.5343 | 0 | 0 | 0 | 0 | 0 | 0 | 0 | 0 | 0 | 0 | 0 | 0 | 0 | 0 | 0 | 0 | 0 | 0 | 0 | 0 | 0 | 0 | 0 | 0 | 0 | 0 | 0 | 0 | 0 | 0 | 0 | 0 | 0 | 0 | 0 | 0 | 0 | 0 | 0 | 0 | 0 | 0 | 0 | 0 | 0 | 0 | 0 | 0 | 0 | 0 | 0 | 0 | 0 | 0 | 0 | 0 | 0 | 0 | 0 | 0 | 0 | 0 | 0 | 0 | 0 | 0 | 0 | 0 | 0 | 0 | 0 | 0 | 0 | 0 | 0 | 0 | 0 | 0 | 0 | 0 | 0 | 0 | 0 | 0 | 0 | 0 | 0 | 0 | 0 | 0 | 0 | 0 | 0 | 0 | 0 | 0 | 0 | 0 | 0 | 0 | 0 | 0 | 0 | 0 | 0 | 0 | 0 | 0 | 0 | 0 | 0 | 0 | 0 | 0 | 0 | 0 | 0 | 0 | 0 | 0 | 0 | 0 | 0 | 0 | 0 | 0 | 0 | 0 | 0 | 0 | 0 | 0 | 0 | 0 | 0 | 0 | 0 | 0 | 0 | 0 | 0 | 0 | 0 | 0 | 0 | 0 | 0 | 0 | 0 | 0 | 0 | 0 | 0 | 0 | 0 | 0 | 0 | 0 | 0 | 0 | 0 | 0 | 0 | 0 | 0 | 0 | 0 | 0 | 0 | 0 | 0 | 0 | 0 | 0 | 0 | 0 | 0 | 0 | 0 | 0 | 0 | 0 | 0 | 0 | 0 | 0 | 0 | 0 | 0 | 0 | 0 | 0 | 0 | 0 | 0 | 0 | 0 | 0 | 0 | 0 | 0 | 0 | 0 | 0 | 0 | 0 | 0 | 0 | 6060.2399 | 6090.0114 | 6127.2432 | 6167.1138 | 6209.415 | 6252.8936 | 6298.2207 | 6343.9523 | 6390.1611 | 6440.8472 | 6488.417 | 6536.1132 | 6580.9952 | 6623.3975 | 6665.2454 | 6705.2687 | 6746.6612 | 6784.4668 | 6820.5838 | 6855.2933 | 6887.7319 | 6918.0348 | 6946.3317 | 0 | 0 | 0 | 4808.8924 | 4832.5165 | 4862.0605 | 4893.6984 | 4927.2651 | 4961.766 | 4997.7337 | 5034.0225 | 5070.6899 | 5110.91 | 5148.6574 | 5186.505 | 5222.1196 | 5255.7664 | 5288.9734 | 5320.7325 | 5353.5781 | 5383.5774 | 5412.2368 | 5439.7793 | 5465.5198 | 5489.5657 | 5512.0197 | 0 | 0 | 0
WA_Industrial_Food Products_Existing_Space Heating_Natural Gas_Destratification Fans (HVLS)_A | WA | Industrial | Food Products | Existing | Space Heating | Natural Gas | Destratification Fans (HVLS) | A | IM24 | None/Standard ventilation | Fans installed | 10 | 0.015698 | 0 | 0 | 0.6 | 0.01 | 0 | 0 | 0.2991 |  | sqft | 15% | 30% | Retrofit | RetroEven20 | 76.5% | TBD | 0.2% | 6229.1369 |  | 4392.383 |  | 0.41473 | IL TRM - 4.4.34 - CI-HVC-DSFN-V05-210101 | IL TRM - 4.4.34 - CI-HVC-DSFN-V05-210101 | IL TRM - 4.4.34 - CI-HVC-DSFN-V05-210101 | None/Standard ventilation | None/Standard ventilation | None/Standard ventilation | None/Standard ventilation | None/Standard ventilation | None/Standard ventilation | None/Standard ventilation | None/Standard ventilation | None/Standard ventilation | None/Standard ventilation | None/Standard ventilation | None/Standard ventilation | None/Standard ventilation | None/Standard ventilation | None/Standard ventilation | None/Standard ventilation | None/Standard ventilation | None/Standard ventilation | None/Standard ventilation | None/Standard ventilation | None/Standard ventilation | None/Standard ventilation | None/Standard ventilation | None/Standard ventilation | None/Standard ventilation | None/Standard ventilation | None/Standard ventilation | None/Standard ventilation | None/Standard ventilation | None/Standard ventilation | None/Standard ventilation | Fans installed | Fans installed | Fans installed | Fans installed | Fans installed | Fans installed | Fans installed | Fans installed | Fans installed | Fans installed | Fans installed | Fans installed | Fans installed | Fans installed | Fans installed | Fans installed | Fans installed | Fans installed | Fans installed | Fans installed | Fans installed | Fans installed | Fans installed | Fans installed | Fans installed | Fans installed | Fans installed | Fans installed | Fans installed | Fans installed | Fans installed | 0.6 | 0.6 | 0.6 | 0.6 | 0.6 | 0.6 | 0.6 | 0.6 | 0.6 | 0.6 | 0.6 | 0.6 | 0.6 | 0.6 | 0.6 | 0.6 | 0.6 | 0.6 | 0.6 | 0.6 | 0.6 | 0.6 | 0.6 | 0.6 | 0.6 | 0.6 | 0.6 | 0.6 | 0.6 | 0.6 | 0.6 | 0 | 0 | 0 | 0 | 0 | 0.015307 | 0.015008 | 0.014599 | 0.014099 | 0.013513 | 0.012849 | 0.012168 | 0.011496 | 0.010818 | 0.010246 | 0.0097037 | 0.0092672 | 0.0088886 | 0.0085569 | 0.0083226 | 0.0081088 | 0.0079247 | 0.0077729 | 0.0076526 | 0.0075428 | 0.007471 | 0.0074081 | 0.0073481 | 0 | 0 | 0 | 0.24747 | 0.24249 | 0.23451 | 0.2266 | 0.21736 | 0.20404 | 0.19271 | 0.18169 | 0.16826 | 0.15998 | 0.15006 | 0.14333 | 0.13678 | 0.13051 | 0.12708 | 0.12331 | 0.12004 | 0.11731 | 0.1151 | 0.11309 | 0 | 0 | 0 | 0 | 0 | 0 | 0.24747 | 0.48512 | 0.70643 | 0.90882 | 1.0884 | 1.2389 | 1.366 | 1.4722 | 1.5537 | 1.6316 | 1.6952 | 1.7623 | 1.8271 | 1.8894 | 1.9648 | 2.0376 | 2.1114 | 2.1882 | 2.2695 | 2.35 | 2.3276 | 2.308 | 2.2894 | 0 | 0 | 0 | 16167.0733 | 16158.2002 | 16062.9095 | 16071.5937 | 16084.883 | 15880.6216 | 15837.2251 | 15805.0687 | 15554.0896 | 15613.4757 | 15464.5808 | 15466.5877 | 15388.7437 | 15251.4771 | 15269.5433 | 15206.4 | 15147.2573 | 15092.066 | 15040.7784 | 14993.348 | 0 | 0 | 0 | 0 | 0 | 0 | 16167.0733 | 32325.2735 | 48388.1829 | 64459.7767 | 80544.6597 | 96425.2813 | 112262.5063 | 128067.575 | 143621.6646 | 159235.1403 | 174699.7211 | 190166.3088 | 205555.0526 | 220806.5296 | 236076.0729 | 251282.4729 | 266429.7303 | 281521.7963 | 296562.5747 | 311555.9227 | 311555.9227 | 311555.9227 | 311555.9227 | 311555.9227 | 311555.9227 | 311555.9227 | 0.21088 | 0.20731 | 0.20142 | 0.19575 | 0.18908 | 0.17897 | 0.17053 | 0.16228 | 0.15182 | 0.14562 | 0.13783 | 0.13261 | 0.12732 | 0.12213 | 0.11932 | 0.11612 | 0.11332 | 0.11097 | 0.10912 | 0.10745 | 0 | 0 | 0 | 0 | 0 | 0 | 0.21088 | 0.41473 | 0.60676 | 0.78512 | 0.94684 | 1.0867 | 1.2088 | 1.315 | 1.4018 | 1.4852 | 1.557 | 1.6305 | 1.7007 | 1.7681 | 1.8447 | 1.9188 | 1.9932 | 2.0701 | 2.1516 | 2.2328 | 2.2151 | 2.1997 | 2.1854 | 0 | 0 | 0 | 13742.0123 | 13734.4702 | 13653.473 | 13660.8547 | 13672.1506 | 13498.5283 | 13461.6413 | 13434.3084 | 13220.9762 | 13271.4543 | 13144.8937 | 13146.5996 | 13080.4322 | 12963.7555 | 12979.1118 | 12925.44 | 12875.1687 | 12828.2561 | 12784.6616 | 12744.3458 | 0 | 0 | 0 | 0 | 0 | 0 | 13742.0123 | 27476.4824 | 41129.9555 | 54790.8102 | 68462.9607 | 81961.4891 | 95423.1304 | 108857.4387 | 122078.4149 | 135349.8692 | 148494.7629 | 161641.3625 | 174721.7947 | 187685.5502 | 200664.662 | 213590.102 | 226465.2707 | 239293.5269 | 252078.1885 | 264822.5343 | 264822.5343 | 264822.5343 | 264822.5343 | 264822.5343 | 264822.5343 | 264822.5343 | 0 | 0 | 0 | 0 | 0 | 0 | 0 | 0 | 0 | 0 | 0 | 0 | 0 | 0 | 0 | 0 | 0 | 0 | 0 | 0 | 0 | 0 | 0 | 0 | 0 | 0 | 0 | 0 | 0 | 0 | 0 | 0 | 0 | 0 | 0 | 0 | 0 | 0 | 0 | 0 | 0 | 0 | 0 | 0 | 0 | 0 | 0 | 0 | 0 | 0 | 0 | 0 | 0 | 0 | 0 | 0 | 0 | 0 | 0 | 0 | 0 | 0 | 0 | 0 | 0 | 0 | 0 | 0 | 0 | 0 | 0 | 0 | 0 | 0 | 0 | 0 | 0 | 0 | 0 | 0 | 0 | 0 | 0 | 0 | 0 | 0 | 0 | 0 | 0 | 0 | 0 | 0 | 0 | 0 | 0 | 0 | 0 | 0 | 0 | 0 | 0 | 0 | 0 | 0 | 0 | 0 | 0 | 0 | 0 | 0 | 0 | 0 | 0 | 0 | 0 | 0 | 0 | 0 | 0 | 0 | 0 | 0 | 0 | 0 | 0 | 0 | 0 | 0 | 0 | 0 | 0 | 0 | 0 | 0 | 0 | 0 | 0 | 0 | 0 | 0 | 0 | 0 | 0 | 0 | 0 | 0 | 0 | 0 | 0 | 0 | 0 | 0 | 0 | 0 | 0 | 0 | 0 | 0 | 0 | 0 | 0 | 0 | 0 | 0 | 0 | 0 | 0 | 0 | 0 | 0 | 0 | 0 | 0 | 0 | 0 | 0 | 0 | 0 | 0 | 0 | 0 | 0 | 0 | 0 | 0 | 0 | 0 | 0 | 0 | 0 | 0 | 0 | 0 | 0 | 0 | 0 | 0 | 0 | 0 | 0 | 0 | 0 | 0 | 0 | 0 | 0 | 0 | 0 | 5890.1236 | 5919.0594 | 5955.246 | 5993.9974 | 6035.1112 | 6077.3693 | 6121.424 | 6165.8719 | 6210.7836 | 6260.0469 | 6306.2814 | 6352.6386 | 6396.2608 | 6437.4728 | 6478.146 | 6517.0458 | 6557.2764 | 6594.0207 | 6629.124 | 6662.8591 | 6694.3871 | 6723.8394 | 6751.342 | 0 | 0 | 0 | 4153.3329 | 4173.7365 | 4199.253 | 4226.578 | 4255.5687 | 4285.3664 | 4316.4309 | 4347.7727 | 4379.4415 | 4414.1788 | 4446.7803 | 4479.4685 | 4510.228 | 4539.288 | 4567.9682 | 4595.3978 | 4623.7658 | 4649.6755 | 4674.428 | 4698.2158 | 4720.4473 | 4741.2152 | 4760.6082 | 0 | 0 | 0
WA_Industrial_Food Products_Existing_Space Heating_Natural Gas_Gas Boiler - Insulate Steam Lines/Condensate Tank_A | WA | Industrial | Food Products | Existing | Space Heating | Natural Gas | Gas Boiler - Insulate Steam Lines/Condensate Tank | A | IM25 | No insulation | Lines and condenstate tank insulated | 20 | 10.3675 | 0 | 0 | 1442.48 | 0 | 0 | 0 | 721.2413 |  | employee | 30% | 35% | Retrofit | RetroEven20 | 76.5% | TBD | 0.2% | 339.8784 |  | 248.4544 |  | 0.033716 | PGE Workpaper - SWWH017-01 | PGE Workpaper - SWWH017-01 | PGE Workpaper - SWWH017-01 | No insulation | No insulation | No insulation | No insulation | No insulation | No insulation | No insulation | No insulation | No insulation | No insulation | No insulation | No insulation | No insulation | No insulation | No insulation | No insulation | No insulation | No insulation | No insulation | No insulation | No insulation | No insulation | No insulation | No insulation | No insulation | No insulation | No insulation | No insulation | No insulation | No insulation | No insulation | Lines and condenstate tank insulated | Lines and condenstate tank insulated | Lines and condenstate tank insulated | Lines and condenstate tank insulated | Lines and condenstate tank insulated | Lines and condenstate tank insulated | Lines and condenstate tank insulated | Lines and condenstate tank insulated | Lines and condenstate tank insulated | Lines and condenstate tank insulated | Lines and condenstate tank insulated | Lines and condenstate tank insulated | Lines and condenstate tank insulated | Lines and condenstate tank insulated | Lines and condenstate tank insulated | Lines and condenstate tank insulated | Lines and condenstate tank insulated | Lines and condenstate tank insulated | Lines and condenstate tank insulated | Lines and condenstate tank insulated | Lines and condenstate tank insulated | Lines and condenstate tank insulated | Lines and condenstate tank insulated | Lines and condenstate tank insulated | Lines and condenstate tank insulated | Lines and condenstate tank insulated | Lines and condenstate tank insulated | Lines and condenstate tank insulated | Lines and condenstate tank insulated | Lines and condenstate tank insulated | Lines and condenstate tank insulated | 1442.48 | 1442.48 | 1442.48 | 1442.48 | 1442.48 | 1442.48 | 1442.48 | 1442.48 | 1442.48 | 1442.48 | 1442.48 | 1442.48 | 1442.48 | 1442.48 | 1442.48 | 1442.48 | 1442.48 | 1442.48 | 1442.48 | 1442.48 | 1442.48 | 1442.48 | 1442.48 | 1442.48 | 1442.48 | 1442.48 | 1442.48 | 1442.48 | 1442.48 | 1442.48 | 1442.48 | 0 | 0 | 0 | 0 | 0 | 10.1506 | 10.0418 | 9.923 | 9.7972 | 9.6636 | 9.521 | 9.3723 | 9.2155 | 9.0441 | 8.8663 | 8.6834 | 8.5048 | 8.3341 | 8.1694 | 8.025 | 7.8901 | 7.7626 | 7.6517 | 7.552 | 7.4578 | 7.3886 | 7.3285 | 7.2715 | 8.7988 | 8.7627 | 8.7297 | 0.019992 | 0.019767 | 0.019417 | 0.019182 | 0.018936 | 0.018419 | 0.018082 | 0.017744 | 0.017137 | 0.016864 | 0.016359 | 0.016024 | 0.015624 | 0.015178 | 0.014928 | 0.014616 | 0.014324 | 0.014068 | 0.013837 | 0.013622 | 0 | 0 | 0 | 0 | 0 | 0 | 0.019992 | 0.039544 | 0.058493 | 0.076934 | 0.09482 | 0.11184 | 0.12818 | 0.14378 | 0.15824 | 0.17199 | 0.1848 | 0.19703 | 0.2087 | 0.21975 | 0.23079 | 0.24153 | 0.25195 | 0.26242 | 0.27284 | 0.28306 | 0.28043 | 0.27815 | 0.27599 | 0 | 0 | 0 | 1.9695 | 1.9684 | 1.9568 | 1.9579 | 1.9595 | 1.9346 | 1.9293 | 1.9254 | 1.8948 | 1.9021 | 1.8839 | 1.8842 | 1.8747 | 1.858 | 1.8602 | 1.8525 | 1.8453 | 1.8385 | 1.8323 | 1.8265 | 0 | 0 | 0 | 0 | 0 | 0 | 1.9695 | 3.9379 | 5.8947 | 7.8526 | 9.8121 | 11.7467 | 13.676 | 15.6014 | 17.4963 | 19.3983 | 21.2822 | 23.1664 | 25.0411 | 26.8991 | 28.7592 | 30.6117 | 32.457 | 34.2955 | 36.1278 | 37.9543 | 37.9543 | 37.9543 | 37.9543 | 37.9543 | 37.9543 | 37.9543 | 0.017019 | 0.016853 | 0.016592 | 0.016429 | 0.016258 | 0.015857 | 0.015608 | 0.015358 | 0.014879 | 0.014687 | 0.014292 | 0.014043 | 0.013723 | 0.01336 | 0.013159 | 0.012902 | 0.01266 | 0.012446 | 0.012262 | 0.012091 | 0 | 0 | 0 | 0 | 0 | 0 | 0.017019 | 0.033716 | 0.049982 | 0.065893 | 0.081413 | 0.096282 | 0.11064 | 0.12445 | 0.13739 | 0.14978 | 0.16146 | 0.17266 | 0.18331 | 0.19342 | 0.20345 | 0.2132 | 0.22267 | 0.23217 | 0.24178 | 0.25125 | 0.24925 | 0.24754 | 0.24596 | 0 | 0 | 0 | 1.6741 | 1.6732 | 1.6633 | 1.6642 | 1.6656 | 1.6444 | 1.6399 | 1.6366 | 1.6106 | 1.6168 | 1.6013 | 1.6015 | 1.5935 | 1.5793 | 1.5811 | 1.5746 | 1.5685 | 1.5628 | 1.5575 | 1.5525 | 0 | 0 | 0 | 0 | 0 | 0 | 1.6741 | 3.3472 | 5.0105 | 6.6747 | 8.3403 | 9.9847 | 11.6246 | 13.2612 | 14.8718 | 16.4886 | 18.0899 | 19.6915 | 21.2849 | 22.8642 | 24.4453 | 26.0199 | 27.5884 | 29.1512 | 30.7086 | 32.2612 | 32.2612 | 32.2612 | 32.2612 | 32.2612 | 32.2612 | 32.2612 | 0.017028 | 0.016873 | 0.016624 | 0.016474 | 0.016317 | 0.015929 | 0.015694 | 0.015457 | 0.01499 | 0.014811 | 0.014428 | 0.01419 | 0.013881 | 0.013529 | 0.013339 | 0.013092 | 0.01286 | 0.012657 | 0.012475 | 0.012306 | 0 | 0 | 0 | 0 | 0 | 0 | 0.017028 | 0.033756 | 0.050079 | 0.066075 | 0.081708 | 0.096722 | 0.11125 | 0.12525 | 0.13842 | 0.15105 | 0.16299 | 0.17447 | 0.18542 | 0.19586 | 0.20622 | 0.21634 | 0.2262 | 0.23611 | 0.24598 | 0.25571 | 0.25371 | 0.25199 | 0.2504 | 0 | 0 | 0 | 1.6741 | 1.6732 | 1.6633 | 1.6642 | 1.6656 | 1.6444 | 1.6399 | 1.6366 | 1.6106 | 1.6168 | 1.6013 | 1.6015 | 1.5935 | 1.5793 | 1.5811 | 1.5746 | 1.5685 | 1.5628 | 1.5575 | 1.5525 | 0 | 0 | 0 | 0 | 0 | 0 | 1.6741 | 3.3472 | 5.0105 | 6.6747 | 8.3403 | 9.9847 | 11.6246 | 13.2612 | 14.8718 | 16.4886 | 18.0899 | 19.6915 | 21.2849 | 22.8642 | 24.4453 | 26.0199 | 27.5884 | 29.1512 | 30.7086 | 32.2612 | 32.2612 | 32.2612 | 32.2612 | 32.2612 | 32.2612 | 32.2612 | 0.017023 | 0.016858 | 0.016596 | 0.016433 | 0.016262 | 0.015861 | 0.015612 | 0.015362 | 0.014883 | 0.01469 | 0.014296 | 0.014046 | 0.013727 | 0.013363 | 0.013162 | 0.012905 | 0.012663 | 0.01245 | 0.012266 | 0.012094 | 0 | 0 | 0 | 0 | 0 | 0 | 0.017023 | 0.033725 | 0.049995 | 0.065909 | 0.081433 | 0.096306 | 0.11067 | 0.12448 | 0.13743 | 0.14982 | 0.1615 | 0.1727 | 0.18335 | 0.19347 | 0.2035 | 0.21326 | 0.22273 | 0.23223 | 0.24184 | 0.25132 | 0.24926 | 0.24754 | 0.24596 | 0 | 0 | 0 | 1.6741 | 1.6732 | 1.6633 | 1.6642 | 1.6656 | 1.6444 | 1.6399 | 1.6366 | 1.6106 | 1.6168 | 1.6013 | 1.6015 | 1.5935 | 1.5793 | 1.5811 | 1.5746 | 1.5685 | 1.5628 | 1.5575 | 1.5525 | 0 | 0 | 0 | 0 | 0 | 0 | 1.6741 | 3.3472 | 5.0105 | 6.6747 | 8.3403 | 9.9847 | 11.6246 | 13.2612 | 14.8718 | 16.4886 | 18.0899 | 19.6915 | 21.2849 | 22.8642 | 24.4453 | 26.0199 | 27.5884 | 29.1512 | 30.7086 | 32.2612 | 32.2612 | 32.2612 | 32.2612 | 32.2612 | 32.2612 | 32.2612 | 339.3843 | 339.4449 | 339.5051 | 339.5657 | 339.6262 | 339.6849 | 339.7431 | 339.8007 | 339.8577 | 339.918 | 339.9734 | 340.0282 | 340.082 | 340.1351 | 340.1884 | 340.2398 | 340.2934 | 340.3451 | 340.3952 | 340.4456 | 340.4917 | 340.5337 | 340.572 | 340.6071 | 340.639 | 340.6682 | 248.0932 | 248.1375 | 248.1816 | 248.2259 | 248.27 | 248.313 | 248.3555 | 248.3976 | 248.4393 | 248.4834 | 248.5238 | 248.5639 | 248.6033 | 248.6421 | 248.681 | 248.7186 | 248.7578 | 248.7956 | 248.8322 | 248.8691 | 248.9027 | 248.9334 | 248.9615 | 248.9871 | 249.0104 | 249.0318
WA_Industrial_Food Products_Existing_Process_Natural Gas_Gas Boiler - Insulate Steam Lines/Condensate Tank_A | WA | Industrial | Food Products | Existing | Process | Natural Gas | Gas Boiler - Insulate Steam Lines/Condensate Tank | A | IM26 | No insulation | Lines and condenstate tank insulated | 20 | 376.3371 | 0 | 0 | 1442.48 | 0 | 0 | 0 | 721.2413 |  | sqft | 30% | 35% | Retrofit | RetroEven20 | 76.5% | TBD | 0.2% | 339.8784 |  | 248.4544 |  | 2.9855 | PGE Workpaper - SWWH017-01 | PGE Workpaper - SWWH017-01 | PGE Workpaper - SWWH017-01 | No insulation | No insulation | No insulation | No insulation | No insulation | No insulation | No insulation | No insulation | No insulation | No insulation | No insulation | No insulation | No insulation | No insulation | No insulation | No insulation | No insulation | No insulation | No insulation | No insulation | No insulation | No insulation | No insulation | No insulation | No insulation | No insulation | No insulation | No insulation | No insulation | No insulation | No insulation | Lines and condenstate tank insulated | Lines and condenstate tank insulated | Lines and condenstate tank insulated | Lines and condenstate tank insulated | Lines and condenstate tank insulated | Lines and condenstate tank insulated | Lines and condenstate tank insulated | Lines and condenstate tank insulated | Lines and condenstate tank insulated | Lines and condenstate tank insulated | Lines and condenstate tank insulated | Lines and condenstate tank insulated | Lines and condenstate tank insulated | Lines and condenstate tank insulated | Lines and condenstate tank insulated | Lines and condenstate tank insulated | Lines and condenstate tank insulated | Lines and condenstate tank insulated | Lines and condenstate tank insulated | Lines and condenstate tank insulated | Lines and condenstate tank insulated | Lines and condenstate tank insulated | Lines and condenstate tank insulated | Lines and condenstate tank insulated | Lines and condenstate tank insulated | Lines and condenstate tank insulated | Lines and condenstate tank insulated | Lines and condenstate tank insulated | Lines and condenstate tank insulated | Lines and condenstate tank insulated | Lines and condenstate tank insulated | 1442.48 | 1442.48 | 1442.48 | 1442.48 | 1442.48 | 1442.48 | 1442.48 | 1442.48 | 1442.48 | 1442.48 | 1442.48 | 1442.48 | 1442.48 | 1442.48 | 1442.48 | 1442.48 | 1442.48 | 1442.48 | 1442.48 | 1442.48 | 1442.48 | 1442.48 | 1442.48 | 1442.48 | 1442.48 | 1442.48 | 1442.48 | 1442.48 | 1442.48 | 1442.48 | 1442.48 | 0 | 0 | 0 | 0 | 0 | 374.9914 | 373.6583 | 372.3104 | 370.9724 | 369.6218 | 368.2039 | 366.9178 | 365.7005 | 364.4024 | 363.3941 | 362.2967 | 361.4026 | 360.4972 | 359.5758 | 358.8473 | 358.0502 | 357.3051 | 356.5673 | 355.8358 | 355.1097 | 355.0491 | 354.9935 | 354.9428 | 376.3371 | 376.3371 | 376.3371 | 1.761 | 1.7538 | 1.7372 | 1.7319 | 1.727 | 1.6985 | 1.688 | 1.6789 | 1.6464 | 1.6481 | 1.6275 | 1.6237 | 1.6115 | 1.593 | 1.5917 | 1.5816 | 1.5721 | 1.5632 | 1.5547 | 1.5466 | 0 | 0 | 0 | 0 | 0 | 0 | 1.761 | 3.5086 | 5.2331 | 6.9461 | 8.6478 | 10.3132 | 11.9651 | 13.6043 | 15.2025 | 16.8085 | 18.3852 | 19.9635 | 21.525 | 23.063 | 24.6079 | 26.1348 | 27.6525 | 29.1586 | 30.6534 | 32.1374 | 32.132 | 32.1269 | 32.1223 | 0 | 0 | 0 | 4.6962 | 4.6936 | 4.6659 | 4.6684 | 4.6723 | 4.613 | 4.6004 | 4.591 | 4.5181 | 4.5354 | 4.4921 | 4.4927 | 4.4701 | 4.4302 | 4.4355 | 4.4171 | 4.3999 | 4.3839 | 4.369 | 4.3552 | 0 | 0 | 0 | 0 | 0 | 0 | 4.6962 | 9.3898 | 14.0557 | 18.7241 | 23.3964 | 28.0094 | 32.6098 | 37.2008 | 41.7189 | 46.2543 | 50.7464 | 55.2391 | 59.7092 | 64.1394 | 68.5749 | 72.992 | 77.3919 | 81.7758 | 86.1448 | 90.5001 | 90.5001 | 90.5001 | 90.5001 | 90.5001 | 90.5001 | 90.5001 | 1.4977 | 1.4923 | 1.479 | 1.4753 | 1.4719 | 1.4485 | 1.4402 | 1.4333 | 1.4063 | 1.4083 | 1.3913 | 1.3886 | 1.3786 | 1.3634 | 1.3626 | 1.3544 | 1.3468 | 1.3395 | 1.3327 | 1.3262 | 0 | 0 | 0 | 0 | 0 | 0 | 1.4977 | 2.9855 | 4.4553 | 5.917 | 7.3706 | 8.795 | 10.2092 | 11.6136 | 12.9849 | 14.3627 | 15.7171 | 17.0728 | 18.4151 | 19.7385 | 21.0672 | 22.3819 | 23.6892 | 24.9873 | 26.2765 | 27.5571 | 27.5532 | 27.5495 | 27.5462 | 0 | 0 | 0 | 3.9917 | 3.9896 | 3.966 | 3.9682 | 3.9715 | 3.921 | 3.9103 | 3.9024 | 3.8404 | 3.8551 | 3.8183 | 3.8188 | 3.7996 | 3.7657 | 3.7701 | 3.7546 | 3.74 | 3.7263 | 3.7137 | 3.7019 | 0 | 0 | 0 | 0 | 0 | 0 | 3.9917 | 7.9813 | 11.9473 | 15.9155 | 19.887 | 23.808 | 27.7183 | 31.6207 | 35.4611 | 39.3161 | 43.1344 | 46.9532 | 50.7528 | 54.5185 | 58.2886 | 62.0432 | 65.7831 | 69.5094 | 73.2231 | 76.9251 | 76.9251 | 76.9251 | 76.9251 | 76.9251 | 76.9251 | 76.9251 | 1.4977 | 1.4923 | 1.479 | 1.4753 | 1.4719 | 1.4485 | 1.4402 | 1.4333 | 1.4063 | 1.4083 | 1.3913 | 1.3886 | 1.3786 | 1.3634 | 1.3626 | 1.3544 | 1.3468 | 1.3395 | 1.3327 | 1.3262 | 0 | 0 | 0 | 0 | 0 | 0 | 1.4977 | 2.9855 | 4.4553 | 5.917 | 7.3706 | 8.795 | 10.2092 | 11.6136 | 12.9849 | 14.3627 | 15.7171 | 17.0728 | 18.4151 | 19.7385 | 21.0672 | 22.3819 | 23.6892 | 24.9873 | 26.2765 | 27.5571 | 27.5532 | 27.5495 | 27.5462 | 0 | 0 | 0 | 3.9917 | 3.9896 | 3.966 | 3.9682 | 3.9715 | 3.921 | 3.9103 | 3.9024 | 3.8404 | 3.8551 | 3.8183 | 3.8188 | 3.7996 | 3.7657 | 3.7701 | 3.7546 | 3.74 | 3.7263 | 3.7137 | 3.7019 | 0 | 0 | 0 | 0 | 0 | 0 | 3.9917 | 7.9813 | 11.9473 | 15.9155 | 19.887 | 23.808 | 27.7183 | 31.6207 | 35.4611 | 39.3161 | 43.1344 | 46.9532 | 50.7528 | 54.5185 | 58.2886 | 62.0432 | 65.7831 | 69.5094 | 73.2231 | 76.9251 | 76.9251 | 76.9251 | 76.9251 | 76.9251 | 76.9251 | 76.9251 | 1.4977 | 1.4923 | 1.479 | 1.4753 | 1.4719 | 1.4485 | 1.4402 | 1.4333 | 1.4063 | 1.4083 | 1.3913 | 1.3886 | 1.3786 | 1.3634 | 1.3626 | 1.3544 | 1.3468 | 1.3395 | 1.3327 | 1.3262 | 0 | 0 | 0 | 0 | 0 | 0 | 1.4977 | 2.9855 | 4.4553 | 5.917 | 7.3706 | 8.795 | 10.2092 | 11.6136 | 12.9849 | 14.3627 | 15.7171 | 17.0728 | 18.4151 | 19.7385 | 21.0672 | 22.3819 | 23.6892 | 24.9873 | 26.2765 | 27.5571 | 27.5532 | 27.5495 | 27.5462 | 0 | 0 | 0 | 3.9917 | 3.9896 | 3.966 | 3.9682 | 3.9715 | 3.921 | 3.9103 | 3.9024 | 3.8404 | 3.8551 | 3.8183 | 3.8188 | 3.7996 | 3.7657 | 3.7701 | 3.7546 | 3.74 | 3.7263 | 3.7137 | 3.7019 | 0 | 0 | 0 | 0 | 0 | 0 | 3.9917 | 7.9813 | 11.9473 | 15.9155 | 19.887 | 23.808 | 27.7183 | 31.6207 | 35.4611 | 39.3161 | 43.1344 | 46.9532 | 50.7528 | 54.5185 | 58.2886 | 62.0432 | 65.7831 | 69.5094 | 73.2231 | 76.9251 | 76.9251 | 76.9251 | 76.9251 | 76.9251 | 76.9251 | 76.9251 | 339.3843 | 339.4449 | 339.5051 | 339.5657 | 339.6262 | 339.6849 | 339.7431 | 339.8007 | 339.8577 | 339.918 | 339.9734 | 340.0282 | 340.082 | 340.1351 | 340.1884 | 340.2398 | 340.2934 | 340.3451 | 340.3952 | 340.4456 | 340.4917 | 340.5337 | 340.572 | 340.6071 | 340.639 | 340.6682 | 248.0932 | 248.1375 | 248.1816 | 248.2259 | 248.27 | 248.313 | 248.3555 | 248.3976 | 248.4393 | 248.4834 | 248.5238 | 248.5639 | 248.6033 | 248.6421 | 248.681 | 248.7186 | 248.7578 | 248.7956 | 248.8322 | 248.8691 | 248.9027 | 248.9334 | 248.9615 | 248.9871 | 249.0104 | 249.0318
WA_Industrial_Food Products_Existing_Space Heating_Natural Gas_Gas Boiler - Insulate Hot Water Lines_A | WA | Industrial | Food Products | Existing | Space Heating | Natural Gas | Gas Boiler - Insulate Hot Water Lines | A | IM27 | No insulation | Insulated water lines | 20 | 11.7185 | 0 | 0 | 1024.15 | 0 | 0 | 0 | 512.0743 |  | employee | 40% | 50% | Retrofit | RetroEven20 | 76.5% | TBD | 0.2% | 213.4903 |  | 156.0635 |  | 0.076306 | PGE Workpaper - SWWH017-01 | PGE Workpaper - SWWH017-01 | PGE Workpaper - SWWH017-01 | No insulation | No insulation | No insulation | No insulation | No insulation | No insulation | No insulation | No insulation | No insulation | No insulation | No insulation | No insulation | No insulation | No insulation | No insulation | No insulation | No insulation | No insulation | No insulation | No insulation | No insulation | No insulation | No insulation | No insulation | No insulation | No insulation | No insulation | No insulation | No insulation | No insulation | No insulation | Insulated water lines | Insulated water lines | Insulated water lines | Insulated water lines | Insulated water lines | Insulated water lines | Insulated water lines | Insulated water lines | Insulated water lines | Insulated water lines | Insulated water lines | Insulated water lines | Insulated water lines | Insulated water lines | Insulated water lines | Insulated water lines | Insulated water lines | Insulated water lines | Insulated water lines | Insulated water lines | Insulated water lines | Insulated water lines | Insulated water lines | Insulated water lines | Insulated water lines | Insulated water lines | Insulated water lines | Insulated water lines | Insulated water lines | Insulated water lines | Insulated water lines | 1024.15 | 1024.15 | 1024.15 | 1024.15 | 1024.15 | 1024.15 | 1024.15 | 1024.15 | 1024.15 | 1024.15 | 1024.15 | 1024.15 | 1024.15 | 1024.15 | 1024.15 | 1024.15 | 1024.15 | 1024.15 | 1024.15 | 1024.15 | 1024.15 | 1024.15 | 1024.15 | 1024.15 | 1024.15 | 1024.15 | 1024.15 | 1024.15 | 1024.15 | 1024.15 | 1024.15 | 0 | 0 | 0 | 0 | 0 | 11.4801 | 11.3656 | 11.2421 | 11.1143 | 10.9822 | 10.8465 | 10.71 | 10.5719 | 10.4265 | 10.2768 | 10.1292 | 9.9857 | 9.852 | 9.722 | 9.6031 | 9.4886 | 9.3723 | 9.2656 | 9.1642 | 9.0643 | 8.982 | 8.9105 | 8.8427 | 9.9454 | 9.9046 | 9.8673 | 0.04522 | 0.044744 | 0.043997 | 0.043521 | 0.043039 | 0.041967 | 0.041326 | 0.04071 | 0.039513 | 0.039094 | 0.038165 | 0.03763 | 0.036939 | 0.036126 | 0.035727 | 0.035155 | 0.034589 | 0.034071 | 0.033583 | 0.033112 | 0 | 0 | 0 | 0 | 0 | 0 | 0.04522 | 0.089513 | 0.13254 | 0.17455 | 0.21552 | 0.25482 | 0.29294 | 0.32987 | 0.36485 | 0.39871 | 0.43114 | 0.46267 | 0.49341 | 0.52302 | 0.55235 | 0.58092 | 0.6084 | 0.63554 | 0.66217 | 0.68806 | 0.68181 | 0.67639 | 0.67124 | 0 | 0 | 0 | 3.939 | 3.9368 | 3.9136 | 3.9157 | 3.919 | 3.8692 | 3.8586 | 3.8508 | 3.7897 | 3.8041 | 3.7678 | 3.7683 | 3.7494 | 3.7159 | 3.7203 | 3.7049 | 3.6905 | 3.6771 | 3.6646 | 3.653 | 0 | 0 | 0 | 0 | 0 | 0 | 3.939 | 7.8759 | 11.7895 | 15.7052 | 19.6242 | 23.4934 | 27.3521 | 31.2029 | 34.9925 | 38.7966 | 42.5645 | 46.3328 | 50.0822 | 53.7981 | 57.5185 | 61.2234 | 64.9139 | 68.591 | 72.2556 | 75.9087 | 75.9087 | 75.9087 | 75.9087 | 75.9087 | 75.9087 | 75.9087 | 0.038492 | 0.038143 | 0.037582 | 0.037254 | 0.036923 | 0.036086 | 0.035614 | 0.035159 | 0.034205 | 0.033917 | 0.033185 | 0.032786 | 0.032224 | 0.031549 | 0.03122 | 0.030738 | 0.030262 | 0.029826 | 0.029438 | 0.029066 | 0 | 0 | 0 | 0 | 0 | 0 | 0.038492 | 0.076306 | 0.11321 | 0.14942 | 0.18489 | 0.21911 | 0.25245 | 0.28489 | 0.31584 | 0.34591 | 0.37489 | 0.40311 | 0.43043 | 0.45676 | 0.48268 | 0.50794 | 0.53228 | 0.55637 | 0.58043 | 0.60397 | 0.59927 | 0.59524 | 0.59152 | 0 | 0 | 0 | 3.3482 | 3.3463 | 3.3266 | 3.3284 | 3.3311 | 3.2888 | 3.2798 | 3.2732 | 3.2212 | 3.2335 | 3.2027 | 3.2031 | 3.187 | 3.1585 | 3.1623 | 3.1492 | 3.137 | 3.1255 | 3.1149 | 3.1051 | 0 | 0 | 0 | 0 | 0 | 0 | 3.3482 | 6.6945 | 10.0211 | 13.3494 | 16.6806 | 19.9694 | 23.2492 | 26.5224 | 29.7436 | 32.9771 | 36.1798 | 39.3829 | 42.5699 | 45.7284 | 48.8907 | 52.0399 | 55.1768 | 58.3024 | 61.4173 | 64.5224 | 64.5224 | 64.5224 | 64.5224 | 64.5224 | 64.5224 | 64.5224 | 0.038503 | 0.038168 | 0.037627 | 0.037319 | 0.037011 | 0.036196 | 0.035746 | 0.035314 | 0.034382 | 0.034118 | 0.033408 | 0.03303 | 0.032489 | 0.031834 | 0.031527 | 0.031065 | 0.03061 | 0.030195 | 0.029807 | 0.029434 | 0 | 0 | 0 | 0 | 0 | 0 | 0.038503 | 0.076358 | 0.11335 | 0.14968 | 0.18533 | 0.21978 | 0.25339 | 0.28615 | 0.31747 | 0.34796 | 0.37741 | 0.40611 | 0.43398 | 0.46089 | 0.48742 | 0.51334 | 0.53841 | 0.56325 | 0.58771 | 0.61164 | 0.60694 | 0.60292 | 0.59921 | 0 | 0 | 0 | 3.3482 | 3.3463 | 3.3266 | 3.3284 | 3.3311 | 3.2888 | 3.2798 | 3.2732 | 3.2212 | 3.2335 | 3.2027 | 3.2031 | 3.187 | 3.1585 | 3.1623 | 3.1492 | 3.137 | 3.1255 | 3.1149 | 3.1051 | 0 | 0 | 0 | 0 | 0 | 0 | 3.3482 | 6.6945 | 10.0211 | 13.3494 | 16.6806 | 19.9694 | 23.2492 | 26.5224 | 29.7436 | 32.9771 | 36.1798 | 39.3829 | 42.5699 | 45.7284 | 48.8907 | 52.0399 | 55.1768 | 58.3024 | 61.4173 | 64.5224 | 64.5224 | 64.5224 | 64.5224 | 64.5224 | 64.5224 | 64.5224 | 0.038492 | 0.038143 | 0.037582 | 0.037254 | 0.036923 | 0.036086 | 0.035614 | 0.035159 | 0.034205 | 0.033917 | 0.033185 | 0.032786 | 0.032224 | 0.031549 | 0.03122 | 0.030738 | 0.030262 | 0.029826 | 0.029438 | 0.029066 | 0 | 0 | 0 | 0 | 0 | 0 | 0.038492 | 0.076306 | 0.11321 | 0.14942 | 0.18489 | 0.21911 | 0.25245 | 0.28489 | 0.31584 | 0.34591 | 0.37489 | 0.40311 | 0.43043 | 0.45676 | 0.48268 | 0.50794 | 0.53228 | 0.55637 | 0.58043 | 0.60397 | 0.59927 | 0.59524 | 0.59152 | 0 | 0 | 0 | 3.3482 | 3.3463 | 3.3266 | 3.3284 | 3.3311 | 3.2888 | 3.2798 | 3.2732 | 3.2212 | 3.2335 | 3.2027 | 3.2031 | 3.187 | 3.1585 | 3.1623 | 3.1492 | 3.137 | 3.1255 | 3.1149 | 3.1051 | 0 | 0 | 0 | 0 | 0 | 0 | 3.3482 | 6.6945 | 10.0211 | 13.3494 | 16.6806 | 19.9694 | 23.2492 | 26.5224 | 29.7436 | 32.9771 | 36.1798 | 39.3829 | 42.5699 | 45.7284 | 48.8907 | 52.0399 | 55.1768 | 58.3024 | 61.4173 | 64.5224 | 64.5224 | 64.5224 | 64.5224 | 64.5224 | 64.5224 | 64.5224 | 213.1799 | 213.2179 | 213.2558 | 213.2938 | 213.3318 | 213.3687 | 213.4053 | 213.4415 | 213.4772 | 213.5151 | 213.5499 | 213.5843 | 213.6182 | 213.6515 | 213.685 | 213.7173 | 213.7509 | 213.7834 | 213.8149 | 213.8465 | 213.8755 | 213.9019 | 213.9259 | 213.9479 | 213.968 | 213.9864 | 155.8366 | 155.8644 | 155.8921 | 155.9199 | 155.9476 | 155.9746 | 156.0013 | 156.0278 | 156.0539 | 156.0816 | 156.1071 | 156.1322 | 156.1569 | 156.1813 | 156.2058 | 156.2294 | 156.254 | 156.2777 | 156.3007 | 156.3239 | 156.345 | 156.3643 | 156.3819 | 156.398 | 156.4127 | 156.4261
WA_Industrial_Food Products_Existing_Process_Natural Gas_Gas Boiler - Insulate Hot Water Lines_A | WA | Industrial | Food Products | Existing | Process | Natural Gas | Gas Boiler - Insulate Hot Water Lines | A | IM28 | No insulation | Insulated water lines | 20 | 425.3792 | 0 | 0 | 1024.15 | 0 | 0 | 0 | 512.0743 |  | sqft | 40% | 50% | Retrofit | RetroEven20 | 76.5% | TBD | 0.2% | 213.4903 |  | 156.0635 |  | 6.7639 | PGE Workpaper - SWWH017-01 | PGE Workpaper - SWWH017-01 | PGE Workpaper - SWWH017-01 | No insulation | No insulation | No insulation | No insulation | No insulation | No insulation | No insulation | No insulation | No insulation | No insulation | No insulation | No insulation | No insulation | No insulation | No insulation | No insulation | No insulation | No insulation | No insulation | No insulation | No insulation | No insulation | No insulation | No insulation | No insulation | No insulation | No insulation | No insulation | No insulation | No insulation | No insulation | Insulated water lines | Insulated water lines | Insulated water lines | Insulated water lines | Insulated water lines | Insulated water lines | Insulated water lines | Insulated water lines | Insulated water lines | Insulated water lines | Insulated water lines | Insulated water lines | Insulated water lines | Insulated water lines | Insulated water lines | Insulated water lines | Insulated water lines | Insulated water lines | Insulated water lines | Insulated water lines | Insulated water lines | Insulated water lines | Insulated water lines | Insulated water lines | Insulated water lines | Insulated water lines | Insulated water lines | Insulated water lines | Insulated water lines | Insulated water lines | Insulated water lines | 1024.15 | 1024.15 | 1024.15 | 1024.15 | 1024.15 | 1024.15 | 1024.15 | 1024.15 | 1024.15 | 1024.15 | 1024.15 | 1024.15 | 1024.15 | 1024.15 | 1024.15 | 1024.15 | 1024.15 | 1024.15 | 1024.15 | 1024.15 | 1024.15 | 1024.15 | 1024.15 | 1024.15 | 1024.15 | 1024.15 | 1024.15 | 1024.15 | 1024.15 | 1024.15 | 1024.15 | 0 | 0 | 0 | 0 | 0 | 424.4069 | 423.4463 | 422.4722 | 421.4991 | 420.5079 | 419.4513 | 418.4754 | 417.5418 | 416.5481 | 415.7771 | 414.9526 | 414.2967 | 413.6465 | 412.9947 | 412.4926 | 411.9422 | 411.4291 | 410.9229 | 410.4223 | 409.9261 | 409.8815 | 409.8406 | 409.8033 | 425.3792 | 425.3792 | 425.3792 | 3.9862 | 3.975 | 3.9424 | 3.9355 | 3.9295 | 3.8698 | 3.8503 | 3.8339 | 3.764 | 3.7714 | 3.728 | 3.7226 | 3.6981 | 3.6593 | 3.6592 | 3.6392 | 3.6205 | 3.6029 | 3.5863 | 3.5706 | 0 | 0 | 0 | 0 | 0 | 0 | 3.9862 | 7.9521 | 11.8763 | 15.7844 | 19.6768 | 23.4972 | 27.2928 | 31.0658 | 34.7559 | 38.4629 | 42.1147 | 45.7707 | 49.397 | 52.9785 | 56.5732 | 60.137 | 63.6826 | 67.2071 | 70.7115 | 74.1967 | 74.1886 | 74.1812 | 74.1744 | 0 | 0 | 0 | 9.3924 | 9.3872 | 9.3318 | 9.3369 | 9.3446 | 9.2259 | 9.2007 | 9.182 | 9.0362 | 9.0707 | 8.9842 | 8.9854 | 8.9402 | 8.8604 | 8.8709 | 8.8342 | 8.7999 | 8.7678 | 8.738 | 8.7105 | 0 | 0 | 0 | 0 | 0 | 0 | 9.3924 | 18.7795 | 28.1114 | 37.4483 | 46.7929 | 56.0188 | 65.2195 | 74.4016 | 83.4378 | 92.5085 | 101.4928 | 110.4782 | 119.4183 | 128.2788 | 137.1497 | 145.9839 | 154.7838 | 163.5516 | 172.2897 | 181.0001 | 181.0001 | 181.0001 | 181.0001 | 181.0001 | 181.0001 | 181.0001 | 3.3894 | 3.381 | 3.3545 | 3.3498 | 3.3458 | 3.2963 | 3.2808 | 3.2679 | 3.2095 | 3.2167 | 3.1807 | 3.1768 | 3.1566 | 3.1243 | 3.1248 | 3.1083 | 3.093 | 3.0785 | 3.0648 | 3.052 | 0 | 0 | 0 | 0 | 0 | 0 | 3.3894 | 6.7639 | 10.1052 | 13.4352 | 16.7542 | 20.0147 | 23.256 | 26.4798 | 29.6358 | 32.806 | 35.9314 | 39.06 | 42.1646 | 45.2325 | 48.3106 | 51.3642 | 54.4029 | 57.4246 | 60.4301 | 63.4202 | 63.4144 | 63.409 | 63.4041 | 0 | 0 | 0 | 7.9835 | 7.9791 | 7.9321 | 7.9363 | 7.9429 | 7.842 | 7.8206 | 7.8047 | 7.6808 | 7.7101 | 7.6366 | 7.6376 | 7.5991 | 7.5314 | 7.5403 | 7.5091 | 7.4799 | 7.4526 | 7.4273 | 7.4039 | 0 | 0 | 0 | 0 | 0 | 0 | 7.9835 | 15.9626 | 23.8947 | 31.831 | 39.7739 | 47.616 | 55.4366 | 63.2413 | 70.9221 | 78.6323 | 86.2689 | 93.9064 | 101.5056 | 109.037 | 116.5772 | 124.0864 | 131.5663 | 139.0189 | 146.4462 | 153.8501 | 153.8501 | 153.8501 | 153.8501 | 153.8501 | 153.8501 | 153.8501 | 3.3894 | 3.381 | 3.3545 | 3.3498 | 3.3458 | 3.2963 | 3.2808 | 3.2679 | 3.2095 | 3.2167 | 3.1807 | 3.1768 | 3.1566 | 3.1243 | 3.1248 | 3.1083 | 3.093 | 3.0785 | 3.0648 | 3.052 | 0 | 0 | 0 | 0 | 0 | 0 | 3.3894 | 6.7639 | 10.1052 | 13.4352 | 16.7542 | 20.0147 | 23.256 | 26.4798 | 29.6358 | 32.806 | 35.9314 | 39.06 | 42.1646 | 45.2325 | 48.3106 | 51.3642 | 54.4029 | 57.4246 | 60.4301 | 63.4202 | 63.4144 | 63.409 | 63.4041 | 0 | 0 | 0 | 7.9835 | 7.9791 | 7.9321 | 7.9363 | 7.9429 | 7.842 | 7.8206 | 7.8047 | 7.6808 | 7.7101 | 7.6366 | 7.6376 | 7.5991 | 7.5314 | 7.5403 | 7.5091 | 7.4799 | 7.4526 | 7.4273 | 7.4039 | 0 | 0 | 0 | 0 | 0 | 0 | 7.9835 | 15.9626 | 23.8947 | 31.831 | 39.7739 | 47.616 | 55.4366 | 63.2413 | 70.9221 | 78.6323 | 86.2689 | 93.9064 | 101.5056 | 109.037 | 116.5772 | 124.0864 | 131.5663 | 139.0189 | 146.4462 | 153.8501 | 153.8501 | 153.8501 | 153.8501 | 153.8501 | 153.8501 | 153.8501 | 3.3894 | 3.381 | 3.3545 | 3.3498 | 3.3458 | 3.2963 | 3.2808 | 3.2679 | 3.2095 | 3.2167 | 3.1807 | 3.1768 | 3.1566 | 3.1243 | 3.1248 | 3.1083 | 3.093 | 3.0785 | 3.0648 | 3.052 | 0 | 0 | 0 | 0 | 0 | 0 | 3.3894 | 6.7639 | 10.1052 | 13.4352 | 16.7542 | 20.0147 | 23.256 | 26.4798 | 29.6358 | 32.806 | 35.9314 | 39.06 | 42.1646 | 45.2325 | 48.3106 | 51.3642 | 54.4029 | 57.4246 | 60.4301 | 63.4202 | 63.4144 | 63.409 | 63.4041 | 0 | 0 | 0 | 7.9835 | 7.9791 | 7.9321 | 7.9363 | 7.9429 | 7.842 | 7.8206 | 7.8047 | 7.6808 | 7.7101 | 7.6366 | 7.6376 | 7.5991 | 7.5314 | 7.5403 | 7.5091 | 7.4799 | 7.4526 | 7.4273 | 7.4039 | 0 | 0 | 0 | 0 | 0 | 0 | 7.9835 | 15.9626 | 23.8947 | 31.831 | 39.7739 | 47.616 | 55.4366 | 63.2413 | 70.9221 | 78.6323 | 86.2689 | 93.9064 | 101.5056 | 109.037 | 116.5772 | 124.0864 | 131.5663 | 139.0189 | 146.4462 | 153.8501 | 153.8501 | 153.8501 | 153.8501 | 153.8501 | 153.8501 | 153.8501 | 213.1799 | 213.2179 | 213.2558 | 213.2938 | 213.3318 | 213.3687 | 213.4053 | 213.4415 | 213.4772 | 213.5151 | 213.5499 | 213.5843 | 213.6182 | 213.6515 | 213.685 | 213.7173 | 213.7509 | 213.7834 | 213.8149 | 213.8465 | 213.8755 | 213.9019 | 213.9259 | 213.9479 | 213.968 | 213.9864 | 155.8366 | 155.8644 | 155.8921 | 155.9199 | 155.9476 | 155.9746 | 156.0013 | 156.0278 | 156.0539 | 156.0816 | 156.1071 | 156.1322 | 156.1569 | 156.1813 | 156.2058 | 156.2294 | 156.254 | 156.2777 | 156.3007 | 156.3239 | 156.345 | 156.3643 | 156.3819 | 156.398 | 156.4127 | 156.4261
WA_Industrial_Food Products_Existing_Process_Natural Gas_Process - Insulate Heated Process Fluids_A | WA | Industrial | Food Products | Existing | Process | Natural Gas | Process - Insulate Heated Process Fluids | A | IM29 | No insulation | Insulated process fluid lines | 20 | 275.607 | 0 | 0 | 1442.48 | 0 | 0 | 0 | 721.2413 |  | employee | 5% | 10% | Retrofit | Retro12Med | 84.73% | TBD | 0.2% | 475.9677 |  | 347.937 |  | 4.7871 | PGE Workpaper - SWWH017-01 | PGE Workpaper - SWWH017-01 | PGE Workpaper - SWWH017-01 | No insulation | No insulation | No insulation | No insulation | No insulation | No insulation | No insulation | No insulation | No insulation | No insulation | No insulation | No insulation | No insulation | No insulation | No insulation | No insulation | No insulation | No insulation | No insulation | No insulation | No insulation | No insulation | No insulation | No insulation | No insulation | No insulation | No insulation | No insulation | No insulation | No insulation | No insulation | Insulated process fluid lines | Insulated process fluid lines | Insulated process fluid lines | Insulated process fluid lines | Insulated process fluid lines | Insulated process fluid lines | Insulated process fluid lines | Insulated process fluid lines | Insulated process fluid lines | Insulated process fluid lines | Insulated process fluid lines | Insulated process fluid lines | Insulated process fluid lines | Insulated process fluid lines | Insulated process fluid lines | Insulated process fluid lines | Insulated process fluid lines | Insulated process fluid lines | Insulated process fluid lines | Insulated process fluid lines | Insulated process fluid lines | Insulated process fluid lines | Insulated process fluid lines | Insulated process fluid lines | Insulated process fluid lines | Insulated process fluid lines | Insulated process fluid lines | Insulated process fluid lines | Insulated process fluid lines | Insulated process fluid lines | Insulated process fluid lines | 1442.48 | 1442.48 | 1442.48 | 1442.48 | 1442.48 | 1442.48 | 1442.48 | 1442.48 | 1442.48 | 1442.48 | 1442.48 | 1442.48 | 1442.48 | 1442.48 | 1442.48 | 1442.48 | 1442.48 | 1442.48 | 1442.48 | 1442.48 | 1442.48 | 1442.48 | 1442.48 | 1442.48 | 1442.48 | 1442.48 | 1442.48 | 1442.48 | 1442.48 | 1442.48 | 1442.48 | 0 | 0 | 0 | 0 | 0 | 274.7688 | 273.9391 | 273.0993 | 272.2639 | 271.4181 | 270.5172 | 269.6792 | 268.8698 | 267.999 | 267.3062 | 266.5526 | 265.9284 | 265.2956 | 264.6507 | 264.1301 | 263.5627 | 263.0196 | 262.4815 | 261.9477 | 261.4174 | 261.3768 | 261.3395 | 261.3055 | 275.607 | 275.607 | 275.607 | 2.8227 | 2.8126 | 2.7874 | 2.7804 | 2.7741 | 2.4568 | 1.954 | 1.5553 | 1.2205 | 0.97762 | 0.77245 | 0.6166 | 0.48963 | 0.38726 | 0.30957 | 0.2461 | 0.0016686 | 0.00059255 | 0.00020091 | 6.5175e-05 | 5.5229e-05 | 5.5074e-05 | 5.4933e-05 | 5.7814e-05 | 5.7701e-05 | 5.7603e-05 | 2.8227 | 5.6267 | 8.3969 | 11.1516 | 13.891 | 16.3017 | 18.2052 | 19.7059 | 20.8626 | 21.7863 | 22.4973 | 23.0612 | 23.496 | 23.8261 | 24.0888 | 24.2832 | 24.2348 | 24.1858 | 24.1368 | 24.088 | 24.0843 | 24.0809 | 24.0779 | 0 | 0 | 0 | 10.2728 | 10.2672 | 10.2067 | 10.2122 | 10.2206 | 9.0817 | 7.2455 | 5.7847 | 4.5542 | 3.6573 | 2.8979 | 2.3187 | 1.8456 | 1.4633 | 1.172 | 0.93374 | 0.0063441 | 0.0022575 | 0.00076698 | 0.00024931 | 0.0002113 | 0.00021074 | 0.00021023 | 0.00020977 | 0.00020936 | 0.00020901 | 10.2728 | 20.5401 | 30.7467 | 40.9589 | 51.1795 | 60.2613 | 67.5068 | 73.2915 | 77.8457 | 81.503 | 84.401 | 86.7196 | 88.5652 | 90.0285 | 91.2005 | 92.1343 | 92.1406 | 92.1429 | 92.1436 | 92.1439 | 92.1441 | 92.1443 | 92.1445 | 92.1447 | 92.1449 | 92.1452 | 2.4004 | 2.3929 | 2.3726 | 2.3677 | 2.3634 | 2.0941 | 1.6663 | 1.327 | 1.0418 | 0.83481 | 0.6599 | 0.52694 | 0.41858 | 0.33119 | 0.26482 | 0.2106 | 0.0014284 | 0.00050739 | 0.00017209 | 5.5843e-05 | 4.7322e-05 | 4.719e-05 | 4.707e-05 | 4.9142e-05 | 4.9046e-05 | 4.8963e-05 | 2.4004 | 4.7871 | 7.1472 | 9.4963 | 11.8346 | 13.8953 | 15.5251 | 16.8124 | 17.808 | 18.6037 | 19.2191 | 19.7078 | 20.0866 | 20.3763 | 20.6071 | 20.7802 | 20.7453 | 20.7098 | 20.6742 | 20.6388 | 20.6361 | 20.6337 | 20.6314 | 0 | 0 | 0 | 8.7319 | 8.7271 | 8.6757 | 8.6803 | 8.6875 | 7.7195 | 6.1587 | 4.917 | 3.8711 | 3.1087 | 2.4633 | 1.9709 | 1.5688 | 1.2438 | 0.99622 | 0.79368 | 0.0053925 | 0.0019189 | 0.00065194 | 0.00021192 | 0.00017961 | 0.00017913 | 0.00017869 | 0.0001783 | 0.00017796 | 0.00017765 | 8.7319 | 17.459 | 26.1347 | 34.8151 | 43.5026 | 51.2221 | 57.3808 | 62.2977 | 66.1689 | 69.2776 | 71.7408 | 73.7117 | 75.2804 | 76.5242 | 77.5205 | 78.3141 | 78.3195 | 78.3214 | 78.3221 | 78.3223 | 78.3225 | 78.3227 | 78.3228 | 78.323 | 78.3232 | 78.3234 | 2.4004 | 2.3929 | 2.3726 | 2.3677 | 2.3634 | 2.0941 | 1.6663 | 1.327 | 1.0418 | 0.83481 | 0.6599 | 0.52694 | 0.41858 | 0.33119 | 0.26482 | 0.2106 | 0.0014284 | 0.00050739 | 0.00017209 | 5.5843e-05 | 4.7322e-05 | 4.719e-05 | 4.707e-05 | 4.9142e-05 | 4.9046e-05 | 4.8963e-05 | 2.4004 | 4.7871 | 7.1472 | 9.4963 | 11.8346 | 13.8953 | 15.5251 | 16.8124 | 17.808 | 18.6037 | 19.2191 | 19.7078 | 20.0866 | 20.3763 | 20.6071 | 20.7802 | 20.7453 | 20.7098 | 20.6742 | 20.6388 | 20.6361 | 20.6337 | 20.6314 | 0 | 0 | 0 | 8.7319 | 8.7271 | 8.6757 | 8.6803 | 8.6875 | 7.7195 | 6.1587 | 4.917 | 3.8711 | 3.1087 | 2.4633 | 1.9709 | 1.5688 | 1.2438 | 0.99622 | 0.79368 | 0.0053925 | 0.0019189 | 0.00065194 | 0.00021192 | 0.00017961 | 0.00017913 | 0.00017869 | 0.0001783 | 0.00017796 | 0.00017765 | 8.7319 | 17.459 | 26.1347 | 34.8151 | 43.5026 | 51.2221 | 57.3808 | 62.2977 | 66.1689 | 69.2776 | 71.7408 | 73.7117 | 75.2804 | 76.5242 | 77.5205 | 78.3141 | 78.3195 | 78.3214 | 78.3221 | 78.3223 | 78.3225 | 78.3227 | 78.3228 | 78.323 | 78.3232 | 78.3234 | 2.4004 | 2.3929 | 2.3726 | 2.3677 | 2.3634 | 2.0941 | 1.6663 | 1.327 | 1.0418 | 0.83481 | 0.6599 | 0.52694 | 0.41858 | 0.33119 | 0.26482 | 0.2106 | 0.0014284 | 0.00050739 | 0.00017209 | 5.5843e-05 | 4.7322e-05 | 4.719e-05 | 4.707e-05 | 4.9142e-05 | 4.9046e-05 | 4.8963e-05 | 2.4004 | 4.7871 | 7.1472 | 9.4963 | 11.8346 | 13.8953 | 15.5251 | 16.8124 | 17.808 | 18.6037 | 19.2191 | 19.7078 | 20.0866 | 20.3763 | 20.6071 | 20.7802 | 20.7453 | 20.7098 | 20.6742 | 20.6388 | 20.6361 | 20.6337 | 20.6314 | 0 | 0 | 0 | 8.7319 | 8.7271 | 8.6757 | 8.6803 | 8.6875 | 7.7195 | 6.1587 | 4.917 | 3.8711 | 3.1087 | 2.4633 | 1.9709 | 1.5688 | 1.2438 | 0.99622 | 0.79368 | 0.0053925 | 0.0019189 | 0.00065194 | 0.00021192 | 0.00017961 | 0.00017913 | 0.00017869 | 0.0001783 | 0.00017796 | 0.00017765 | 8.7319 | 17.459 | 26.1347 | 34.8151 | 43.5026 | 51.2221 | 57.3808 | 62.2977 | 66.1689 | 69.2776 | 71.7408 | 73.7117 | 75.2804 | 76.5242 | 77.5205 | 78.3141 | 78.3195 | 78.3214 | 78.3221 | 78.3223 | 78.3225 | 78.3227 | 78.3228 | 78.323 | 78.3232 | 78.3234 | 475.9677 | 475.9677 | 475.9677 | 475.9677 | 475.9677 | 475.9677 | 475.9677 | 475.9677 | 475.9677 | 475.9677 | 475.9677 | 475.9677 | 475.9677 | 475.9677 | 475.9677 | 475.9677 | 475.9677 | 475.9677 | 475.9677 | 475.9677 | 475.9677 | 475.9677 | 475.9677 | 475.9677 | 475.9677 | 475.9677 | 347.937 | 347.937 | 347.937 | 347.937 | 347.937 | 347.937 | 347.937 | 347.937 | 347.937 | 347.937 | 347.937 | 347.937 | 347.937 | 347.937 | 347.937 | 347.937 | 347.937 | 347.937 | 347.937 | 347.937 | 347.937 | 347.937 | 347.937 | 347.937 | 347.937 | 347.937
WA_Industrial_Food Products_Existing_Process_Natural Gas_Process Heat Recovery_A | WA | Industrial | Food Products | Existing | Process | Natural Gas | Process Heat Recovery | A | IM30 | No HR system | HR system installed | 15 | 3.2358 | 0 | 0 | 240.54 | 0 | 0 | 0 | 120.2675 |  | cfm | 5% | 50% | Retrofit | Retro12Med | 84.73% | TBD | 0.2% | 7795.7729 |  | 5927.2593 |  | 2.0193 | MN TRM v3.1 - Exhaust Energy Recovery | WI TRM - Process Exhaust Filtration, 3244 | MN TRM v3.1 - Exhaust Energy Recovery | No HR system | No HR system | No HR system | No HR system | No HR system | No HR system | No HR system | No HR system | No HR system | No HR system | No HR system | No HR system | No HR system | No HR system | No HR system | No HR system | No HR system | No HR system | No HR system | No HR system | No HR system | No HR system | No HR system | No HR system | No HR system | No HR system | No HR system | No HR system | No HR system | No HR system | No HR system | HR system installed | HR system installed | HR system installed | HR system installed | HR system installed | HR system installed | HR system installed | HR system installed | HR system installed | HR system installed | HR system installed | HR system installed | HR system installed | HR system installed | HR system installed | HR system installed | HR system installed | HR system installed | HR system installed | HR system installed | HR system installed | HR system installed | HR system installed | HR system installed | HR system installed | HR system installed | HR system installed | HR system installed | HR system installed | HR system installed | HR system installed | 240.54 | 240.54 | 240.54 | 240.54 | 240.54 | 240.54 | 240.54 | 240.54 | 240.54 | 240.54 | 240.54 | 240.54 | 240.54 | 240.54 | 240.54 | 240.54 | 240.54 | 240.54 | 240.54 | 240.54 | 240.54 | 240.54 | 240.54 | 240.54 | 240.54 | 240.54 | 240.54 | 240.54 | 240.54 | 240.54 | 240.54 | 0 | 0 | 0 | 0 | 0 | 3.2222 | 3.2086 | 3.1949 | 3.1811 | 3.167 | 3.152 | 3.1382 | 3.125 | 3.1109 | 3.0997 | 3.0877 | 3.0778 | 3.0678 | 3.0579 | 3.0501 | 3.0418 | 3.034 | 3.0265 | 3.019 | 3.0117 | 3.011 | 3.0104 | 3.0099 | 0 | 0 | 0 | 1.1916 | 1.186 | 1.1739 | 1.1695 | 1.1653 | 1.0305 | 0.81858 | 0.65078 | 0.51004 | 0.40812 | 0.32212 | 0.25691 | 0.20383 | 0.16109 | 0.12869 | 0.10225 | 0.00069293 | 0.00024596 | 8.3359e-05 | 2.7031e-05 | 2.2904e-05 | 2.2839e-05 | 2.2779e-05 | 0 | 0 | 0 | 1.1916 | 2.3726 | 3.5363 | 4.6905 | 5.835 | 6.838 | 7.6267 | 8.2454 | 8.7182 | 9.095 | 9.3816 | 9.6085 | 9.7814 | 9.9107 | 10.0142 | 10.089 | 10.0641 | 10.0392 | 10.0146 | 9.9902 | 9.9881 | 9.9862 | 9.9845 | 0 | 0 | 0 | 369.8224 | 369.6195 | 367.4397 | 367.6383 | 367.9423 | 326.9429 | 260.8395 | 208.2479 | 163.9528 | 131.663 | 104.326 | 83.4716 | 66.4412 | 52.6788 | 42.193 | 33.6148 | 0.22839 | 0.08127 | 0.027611 | 0.0089753 | 0.0076068 | 0.0075866 | 0.0075682 | 1.0948e-06 | 1.0948e-06 | 1.0948e-06 | 369.8224 | 739.4419 | 1106.8816 | 1474.5199 | 1842.4623 | 2169.4051 | 2430.2447 | 2638.4926 | 2802.4455 | 2934.1085 | 3038.4345 | 3121.9061 | 3188.3473 | 3241.0261 | 3283.2191 | 3316.8339 | 3317.0623 | 3317.1436 | 3317.1712 | 3317.1802 | 3317.1878 | 3317.1954 | 3317.2029 | 3317.2029 | 3317.2029 | 3317.2029 | 1.0135 | 1.0094 | 0.99974 | 0.99661 | 0.99367 | 0.87941 | 0.699 | 0.55607 | 0.43611 | 0.34915 | 0.27574 | 0.22002 | 0.17465 | 0.13809 | 0.11037 | 0.087724 | 0.00059473 | 0.00021118 | 7.16e-05 | 2.3226e-05 | 1.9681e-05 | 1.9625e-05 | 1.9575e-05 | 0 | 0 | 0 | 1.0135 | 2.0193 | 3.0116 | 3.9972 | 4.9758 | 5.8352 | 6.5126 | 7.0454 | 7.4544 | 7.7808 | 8.0308 | 8.229 | 8.3811 | 8.4961 | 8.5882 | 8.6559 | 8.6378 | 8.6198 | 8.6018 | 8.5841 | 8.5825 | 8.5812 | 8.5799 | 0 | 0 | 0 | 314.3491 | 314.1765 | 312.3237 | 312.4926 | 312.751 | 277.9014 | 221.7136 | 177.0108 | 139.3599 | 111.9136 | 88.6771 | 70.9509 | 56.475 | 44.777 | 35.864 | 28.5726 | 0.19413 | 0.069079 | 0.02347 | 0.007629 | 0.0064658 | 0.0064486 | 0.0064329 | 9.3059e-07 | 9.3059e-07 | 9.3059e-07 | 314.3491 | 628.5256 | 940.8494 | 1253.342 | 1566.0929 | 1843.9944 | 2065.708 | 2242.7187 | 2382.0786 | 2493.9922 | 2582.6693 | 2653.6202 | 2710.0952 | 2754.8722 | 2790.7363 | 2819.3088 | 2819.503 | 2819.572 | 2819.5955 | 2819.6031 | 2819.6096 | 2819.6161 | 2819.6225 | 2819.6225 | 2819.6225 | 2819.6225 | 0 | 0 | 0 | 0 | 0 | 0 | 0 | 0 | 0 | 0 | 0 | 0 | 0 | 0 | 0 | 0 | 0 | 0 | 0 | 0 | 0 | 0 | 0 | 0 | 0 | 0 | 0 | 0 | 0 | 0 | 0 | 0 | 0 | 0 | 0 | 0 | 0 | 0 | 0 | 0 | 0 | 0 | 0 | 0 | 0 | 0 | 0 | 0 | 0 | 0 | 0 | 0 | 0 | 0 | 0 | 0 | 0 | 0 | 0 | 0 | 0 | 0 | 0 | 0 | 0 | 0 | 0 | 0 | 0 | 0 | 0 | 0 | 0 | 0 | 0 | 0 | 0 | 0 | 0 | 0 | 0 | 0 | 0 | 0 | 0 | 0 | 0 | 0 | 0 | 0 | 0 | 0 | 0 | 0 | 0 | 0 | 0 | 0 | 0 | 0 | 0 | 0 | 0 | 0 | 0 | 0 | 0 | 0 | 0 | 0 | 0 | 0 | 0 | 0 | 0 | 0 | 0 | 0 | 0 | 0 | 0 | 0 | 0 | 0 | 0 | 0 | 0 | 0 | 0 | 0 | 0 | 0 | 0 | 0 | 0 | 0 | 0 | 0 | 0 | 0 | 0 | 0 | 0 | 0 | 0 | 0 | 0 | 0 | 0 | 0 | 0 | 0 | 0 | 0 | 0 | 0 | 0 | 0 | 0 | 0 | 0 | 0 | 0 | 0 | 0 | 0 | 0 | 0 | 0 | 0 | 0 | 0 | 0 | 0 | 0 | 0 | 0 | 0 | 0 | 0 | 0 | 0 | 0 | 0 | 0 | 0 | 0 | 0 | 0 | 0 | 0 | 0 | 0 | 0 | 0 | 0 | 0 | 0 | 0 | 0 | 0 | 0 | 0 | 0 | 0 | 0 | 0 | 0 | 7795.7729 | 7795.7729 | 7795.7729 | 7795.7729 | 7795.7729 | 7795.7729 | 7795.7729 | 7795.7729 | 7795.7729 | 7795.7729 | 7795.7729 | 7795.7729 | 7795.7729 | 7795.7729 | 7795.7729 | 7795.7729 | 7795.7729 | 7795.7729 | 7795.7729 | 7795.7729 | 7795.7729 | 7795.7729 | 7795.7729 | 0 | 0 | 0 | 5927.2593 | 5927.2593 | 5927.2593 | 5927.2593 | 5927.2593 | 5927.2593 | 5927.2593 | 5927.2593 | 5927.2593 | 5927.2593 | 5927.2593 | 5927.2593 | 5927.2593 | 5927.2593 | 5927.2593 | 5927.2593 | 5927.2593 | 5927.2593 | 5927.2593 | 5927.2593 | 5927.2593 | 5927.2593 | 5927.2593 | 0 | 0 | 0
WA_Industrial_Food Products_Existing_Space Heating_Natural Gas_Building Automation System_A | WA | Industrial | Food Products | Existing | Space Heating | Natural Gas | Building Automation System | A | IM31 | No control system | Automation system installed and programmed | 15 | 0.015698 | 0 | 0 | 0.1 | 0.03 | 0 | 0 | 0.05225 |  | sqft | 5% | 65% | Retrofit | Retro1Slow | 81.8% | TBD | 0.2% | 2737.6837 |  | 545.2251 |  | 0.12961 | COM_EMS-All-XCELCO-2017-18-3 | BEHAV_EIS-All-CPUC-2018_PG-10 | COM_EMS-All-XCELCO-2017-18-3 | No control system | No control system | No control system | No control system | No control system | No control system | No control system | No control system | No control system | No control system | No control system | No control system | No control system | No control system | No control system | No control system | No control system | No control system | No control system | No control system | No control system | No control system | No control system | No control system | No control system | No control system | No control system | No control system | No control system | No control system | No control system | Automation system installed and programmed | Automation system installed and programmed | Automation system installed and programmed | Automation system installed and programmed | Automation system installed and programmed | Automation system installed and programmed | Automation system installed and programmed | Automation system installed and programmed | Automation system installed and programmed | Automation system installed and programmed | Automation system installed and programmed | Automation system installed and programmed | Automation system installed and programmed | Automation system installed and programmed | Automation system installed and programmed | Automation system installed and programmed | Automation system installed and programmed | Automation system installed and programmed | Automation system installed and programmed | Automation system installed and programmed | Automation system installed and programmed | Automation system installed and programmed | Automation system installed and programmed | Automation system installed and programmed | Automation system installed and programmed | Automation system installed and programmed | Automation system installed and programmed | Automation system installed and programmed | Automation system installed and programmed | Automation system installed and programmed | Automation system installed and programmed | 0.1 | 0.1 | 0.1 | 0.1 | 0.1 | 0.1 | 0.1 | 0.1 | 0.1 | 0.1 | 0.1 | 0.1 | 0.1 | 0.1 | 0.1 | 0.1 | 0.1 | 0.1 | 0.1 | 0.1 | 0.1 | 0.1 | 0.1 | 0.1 | 0.1 | 0.1 | 0.1 | 0.1 | 0.1 | 0.1 | 0.1 | 0 | 0 | 0 | 0 | 0 | 0.015418 | 0.015291 | 0.015134 | 0.014966 | 0.014787 | 0.014599 | 0.014407 | 0.014211 | 0.014006 | 0.013792 | 0.013581 | 0.013377 | 0.013191 | 0.013015 | 0.012857 | 0.012706 | 0.012554 | 0.01242 | 0.012293 | 0.012173 | 0.012076 | 0.011991 | 0.011909 | 0 | 0 | 0 | 0.051138 | 0.10132 | 0.177 | 0.28488 | 0.42759 | 0.59694 | 0.79911 | 1.0198 | 1.2233 | 1.426 | 1.5605 | 1.6352 | 1.6111 | 1.4851 | 1.2914 | 1.0511 | 0.79106 | 0.53982 | 0.34022 | 0.21902 | 0 | 0 | 0 | 0 | 0 | 0 | 0.051138 | 0.15204 | 0.32748 | 0.60872 | 1.029 | 1.6129 | 2.3907 | 3.3782 | 4.5526 | 5.9092 | 7.3794 | 8.9035 | 10.391 | 11.7375 | 12.886 | 13.7857 | 14.4121 | 14.7976 | 14.9876 | 15.0599 | 14.9394 | 14.8346 | 14.7335 | 0 | 0 | 0 | 3316.7036 | 6626.2343 | 11695.7956 | 19035.1001 | 28916.5141 | 40888.7038 | 55467.8754 | 71760.399 | 87345.8432 | 103394.7615 | 114895.9708 | 122243.5426 | 122136.0676 | 114106.8545 | 100444.2868 | 82722.8162 | 63012.5905 | 43465.1502 | 27675.0323 | 17992.0176 | 0 | 0 | 0 | 0 | 0 | 0 | 3316.7036 | 9942.9379 | 21638.7335 | 40673.8336 | 69590.3477 | 110479.0515 | 165946.9269 | 237707.3259 | 325053.1691 | 428447.9306 | 543343.9013 | 665587.4439 | 787723.5115 | 901830.366 | 1002274.6528 | 1084997.469 | 1148010.0595 | 1191475.2097 | 1219150.2419 | 1237142.2596 | 1237142.2596 | 1237142.2596 | 1237142.2596 | 1237142.2596 | 1237142.2596 | 1237142.2596 | 0.043531 | 0.086379 | 0.15121 | 0.24388 | 0.36687 | 0.51336 | 0.68875 | 0.88091 | 1.0592 | 1.2374 | 1.3572 | 1.4251 | 1.4059 | 1.2973 | 1.1289 | 0.91932 | 0.69234 | 0.47275 | 0.29835 | 0.19233 | 0 | 0 | 0 | 0 | 0 | 0 | 0.043531 | 0.12961 | 0.27975 | 0.52112 | 0.88291 | 1.3871 | 2.0606 | 2.918 | 3.9418 | 5.1278 | 6.418 | 7.7594 | 9.0673 | 10.2534 | 11.2642 | 12.0579 | 12.6135 | 12.9592 | 13.1429 | 13.2251 | 13.1364 | 13.0603 | 12.9893 | 0 | 0 | 0 | 2819.1981 | 5632.2992 | 9941.4262 | 16179.8351 | 24579.037 | 34755.3982 | 47147.6941 | 60996.3392 | 74243.9667 | 87885.5472 | 97661.5752 | 103907.0112 | 103815.6574 | 96990.8264 | 85377.6437 | 70314.3938 | 53560.7019 | 36945.3776 | 23523.7774 | 15293.215 | 0 | 0 | 0 | 0 | 0 | 0 | 2819.1981 | 8451.4972 | 18392.9235 | 34572.7586 | 59151.7956 | 93907.1938 | 141054.8879 | 202051.227 | 276295.1937 | 364180.741 | 461842.3161 | 565749.3273 | 669564.9848 | 766555.8111 | 851933.4549 | 922247.8487 | 975808.5506 | 1012753.9282 | 1036277.7057 | 1051570.9206 | 1051570.9206 | 1051570.9206 | 1051570.9206 | 1051570.9206 | 1051570.9206 | 1051570.9206 | 0.043542 | 0.086437 | 0.15138 | 0.24431 | 0.36774 | 0.51492 | 0.69131 | 0.88479 | 1.0647 | 1.2448 | 1.3663 | 1.4357 | 1.4174 | 1.3091 | 1.1399 | 0.9291 | 0.70031 | 0.4786 | 0.30209 | 0.19477 | 0 | 0 | 0 | 0 | 0 | 0 | 0.043542 | 0.1297 | 0.28008 | 0.52203 | 0.885 | 1.3913 | 2.0682 | 2.9309 | 3.9622 | 5.1582 | 6.4611 | 7.8172 | 9.1419 | 10.3462 | 11.3749 | 12.1861 | 12.7587 | 13.1195 | 13.3077 | 13.3928 | 13.3046 | 13.2289 | 13.1582 | 0 | 0 | 0 | 2819.1981 | 5632.2992 | 9941.4262 | 16179.8351 | 24579.037 | 34755.3982 | 47147.6941 | 60996.3392 | 74243.9667 | 87885.5472 | 97661.5752 | 103907.0112 | 103815.6574 | 96990.8264 | 85377.6437 | 70314.3938 | 53560.7019 | 36945.3776 | 23523.7774 | 15293.215 | 0 | 0 | 0 | 0 | 0 | 0 | 2819.1981 | 8451.4972 | 18392.9235 | 34572.7586 | 59151.7956 | 93907.1938 | 141054.8879 | 202051.227 | 276295.1937 | 364180.741 | 461842.3161 | 565749.3273 | 669564.9848 | 766555.8111 | 851933.4549 | 922247.8487 | 975808.5506 | 1012753.9282 | 1036277.7057 | 1051570.9206 | 1051570.9206 | 1051570.9206 | 1051570.9206 | 1051570.9206 | 1051570.9206 | 1051570.9206 | 0.043531 | 0.086379 | 0.15121 | 0.24388 | 0.36687 | 0.51336 | 0.68875 | 0.88091 | 1.0592 | 1.2374 | 1.3572 | 1.4251 | 1.4059 | 1.2973 | 1.1289 | 0.91932 | 0.69234 | 0.47275 | 0.29835 | 0.19233 | 0 | 0 | 0 | 0 | 0 | 0 | 0.043531 | 0.12961 | 0.27975 | 0.52112 | 0.88291 | 1.3871 | 2.0606 | 2.918 | 3.9418 | 5.1278 | 6.418 | 7.7594 | 9.0673 | 10.2534 | 11.2642 | 12.0579 | 12.6135 | 12.9592 | 13.1429 | 13.2251 | 13.1364 | 13.0603 | 12.9893 | 0 | 0 | 0 | 2819.1981 | 5632.2992 | 9941.4262 | 16179.8351 | 24579.037 | 34755.3982 | 47147.6941 | 60996.3392 | 74243.9667 | 87885.5472 | 97661.5752 | 103907.0112 | 103815.6574 | 96990.8264 | 85377.6437 | 70314.3938 | 53560.7019 | 36945.3776 | 23523.7774 | 15293.215 | 0 | 0 | 0 | 0 | 0 | 0 | 2819.1981 | 8451.4972 | 18392.9235 | 34572.7586 | 59151.7956 | 93907.1938 | 141054.8879 | 202051.227 | 276295.1937 | 364180.741 | 461842.3161 | 565749.3273 | 669564.9848 | 766555.8111 | 851933.4549 | 922247.8487 | 975808.5506 | 1012753.9282 | 1036277.7057 | 1051570.9206 | 1051570.9206 | 1051570.9206 | 1051570.9206 | 1051570.9206 | 1051570.9206 | 1051570.9206 | 2588.6886 | 2601.4057 | 2617.3097 | 2634.3408 | 2652.4101 | 2670.9824 | 2690.3443 | 2709.879 | 2729.6175 | 2751.2686 | 2771.5884 | 2791.9623 | 2811.1341 | 2829.2466 | 2847.1224 | 2864.2187 | 2881.8999 | 2898.0489 | 2913.4766 | 2928.3031 | 2942.1596 | 2955.1037 | 2967.191 | 0 | 0 | 0 | 515.5519 | 518.0846 | 521.2519 | 524.6438 | 528.2424 | 531.9412 | 535.7972 | 539.6876 | 543.6187 | 547.9306 | 551.9774 | 556.035 | 559.8532 | 563.4604 | 567.0204 | 570.4253 | 573.9466 | 577.1627 | 580.2353 | 583.188 | 585.9476 | 588.5255 | 590.9328 | 0 | 0 | 0
WA_Industrial_Food Products_Existing_Space Heating_Natural Gas_Steam System Efficiency Improvements_A | WA | Industrial | Food Products | Existing | Space Heating | Natural Gas | Steam System Efficiency Improvements | A | IM32 | Average system efficiency | Optimized system | 5 | 0.14024 | 0 | 0 | 0.12 | 0 | 0 | 0 | 0.0594 |  | sqft | 30% | 60% | Retrofit | Retro1Slow | 81.8% | TBD | 0.2% | 190.0038 |  | 168.3836 |  | 0.008186 | AEG Research | DOE - Improving Steam System Performance: A Sourcebook for Industry, Second Edition. October 2012. | DOE - Improving Steam System Performance: A Sourcebook for Industry, Second Edition. October 2012. | Average system efficiency | Average system efficiency | Average system efficiency | Average system efficiency | Average system efficiency | Average system efficiency | Average system efficiency | Average system efficiency | Average system efficiency | Average system efficiency | Average system efficiency | Average system efficiency | Average system efficiency | Average system efficiency | Average system efficiency | Average system efficiency | Average system efficiency | Average system efficiency | Average system efficiency | Average system efficiency | Average system efficiency | Average system efficiency | Average system efficiency | Average system efficiency | Average system efficiency | Average system efficiency | Average system efficiency | Average system efficiency | Average system efficiency | Average system efficiency | Average system efficiency | Optimized system | Optimized system | Optimized system | Optimized system | Optimized system | Optimized system | Optimized system | Optimized system | Optimized system | Optimized system | Optimized system | Optimized system | Optimized system | Optimized system | Optimized system | Optimized system | Optimized system | Optimized system | Optimized system | Optimized system | Optimized system | Optimized system | Optimized system | Optimized system | Optimized system | Optimized system | Optimized system | Optimized system | Optimized system | Optimized system | Optimized system | 0.12 | 0.12 | 0.12 | 0.12 | 0.12 | 0.12 | 0.12 | 0.12 | 0.12 | 0.12 | 0.12 | 0.12 | 0.12 | 0.12 | 0.12 | 0.12 | 0.12 | 0.12 | 0.12 | 0.12 | 0.12 | 0.12 | 0.12 | 0.12 | 0.12 | 0.12 | 0.12 | 0.12 | 0.12 | 0.12 | 0.12 | 0 | 0 | 0 | 0 | 0 | 0.13754 | 0.13632 | 0.135 | 0.13362 | 0.1322 | 0.13074 | 0.12928 | 0.1278 | 0.12625 | 0.12461 | 0.12302 | 0.12146 | 0.12001 | 0.11861 | 0.11731 | 0.11607 | 0.1148 | 0.11363 | 0.11252 | 0.11142 | 0.11041 | 0.10954 | 0.10871 | 0.11902 | 0.11854 | 0.11809 | 0.003233 | 0.0064017 | 0.01119 | 0.018026 | 0.027092 | 0.037887 | 0.050821 | 0.064994 | 0.07815 | 0.091314 | 0.10018 | 0.10523 | 0.10388 | 0.09592 | 0.083511 | 0.068049 | 0.051266 | 0.035002 | 0.022068 | 0.014207 | 0 | 0 | 0 | 0 | 0 | 0 | 0.003233 | 0.009606 | 0.020702 | 0.038517 | 0.065198 | 0.10237 | 0.15204 | 0.2153 | 0.29083 | 0.37839 | 0.47373 | 0.57293 | 0.67 | 0.7581 | 0.83331 | 0.89253 | 0.934 | 0.95949 | 0.97217 | 0.97687 | 0.96806 | 0.96043 | 0.95317 | 0 | 0 | 0 | 23.5059 | 46.9609 | 82.8895 | 134.9041 | 204.9349 | 289.7832 | 393.1076 | 508.5747 | 619.0307 | 732.7713 | 814.2818 | 866.3549 | 865.5933 | 808.6892 | 711.8609 | 586.2667 | 446.5779 | 308.0428 | 196.1363 | 127.5116 | 0 | 0 | 0 | 0 | 0 | 0 | 23.5059 | 70.4668 | 153.3564 | 288.2604 | 493.1953 | 782.9786 | 1176.0862 | 1684.6609 | 2303.6916 | 3036.4629 | 3850.7447 | 4717.0996 | 5582.6929 | 6391.3821 | 7103.2431 | 7689.5098 | 8136.0877 | 8444.1306 | 8640.2669 | 8767.7785 | 8767.7785 | 8767.7785 | 8767.7785 | 8767.7785 | 8767.7785 | 8767.7785 | 0.0027515 | 0.0054553 | 0.0095534 | 0.01542 | 0.023222 | 0.032543 | 0.04374 | 0.056048 | 0.067534 | 0.079065 | 0.086912 | 0.091458 | 0.090383 | 0.083524 | 0.072751 | 0.059304 | 0.044695 | 0.030529 | 0.01927 | 0.01242 | 0 | 0 | 0 | 0 | 0 | 0 | 0.0027515 | 0.008186 | 0.017675 | 0.032949 | 0.055885 | 0.087929 | 0.13086 | 0.18566 | 0.25132 | 0.32763 | 0.41101 | 0.49797 | 0.58293 | 0.66012 | 0.72594 | 0.77783 | 0.81429 | 0.83688 | 0.84888 | 0.85403 | 0.84743 | 0.84178 | 0.83656 | 0 | 0 | 0 | 19.98 | 39.9168 | 70.4561 | 114.6685 | 174.1946 | 246.3158 | 334.1415 | 432.2885 | 526.1761 | 622.8556 | 692.1395 | 736.4017 | 735.7543 | 687.3859 | 605.0818 | 498.3267 | 379.5912 | 261.8364 | 166.7159 | 108.3849 | 0 | 0 | 0 | 0 | 0 | 0 | 19.98 | 59.8968 | 130.3529 | 245.0214 | 419.216 | 665.5318 | 999.6732 | 1431.9618 | 1958.1378 | 2580.9935 | 3273.133 | 4009.5347 | 4745.2889 | 5432.6748 | 6037.7566 | 6536.0833 | 6915.6746 | 7177.511 | 7344.2269 | 7452.6117 | 7452.6117 | 7452.6117 | 7452.6117 | 7452.6117 | 7452.6117 | 7452.6117 | 0.0027523 | 0.005459 | 0.0095646 | 0.015447 | 0.023277 | 0.032642 | 0.043902 | 0.056294 | 0.067883 | 0.079534 | 0.087495 | 0.092139 | 0.091126 | 0.08428 | 0.073466 | 0.059934 | 0.04521 | 0.030907 | 0.019511 | 0.012578 | 0 | 0 | 0 | 0 | 0 | 0 | 0.0027523 | 0.0081915 | 0.017696 | 0.033006 | 0.056017 | 0.088197 | 0.13135 | 0.18648 | 0.25262 | 0.32957 | 0.41376 | 0.50168 | 0.58772 | 0.6661 | 0.73308 | 0.7861 | 0.82366 | 0.84723 | 0.85953 | 0.86487 | 0.85829 | 0.85265 | 0.84744 | 0 | 0 | 0 | 19.98 | 39.9168 | 70.4561 | 114.6685 | 174.1946 | 246.3158 | 334.1415 | 432.2885 | 526.1761 | 622.8556 | 692.1395 | 736.4017 | 735.7543 | 687.3859 | 605.0818 | 498.3267 | 379.5912 | 261.8364 | 166.7159 | 108.3849 | 0 | 0 | 0 | 0 | 0 | 0 | 19.98 | 59.8968 | 130.3529 | 245.0214 | 419.216 | 665.5318 | 999.6732 | 1431.9618 | 1958.1378 | 2580.9935 | 3273.133 | 4009.5347 | 4745.2889 | 5432.6748 | 6037.7566 | 6536.0833 | 6915.6746 | 7177.511 | 7344.2269 | 7452.6117 | 7452.6117 | 7452.6117 | 7452.6117 | 7452.6117 | 7452.6117 | 7452.6117 | 0.0027515 | 0.0054553 | 0.0095534 | 0.01542 | 0.023222 | 0.032543 | 0.04374 | 0.056048 | 0.067534 | 0.079065 | 0.086912 | 0.091458 | 0.090383 | 0.083524 | 0.072751 | 0.059304 | 0.044695 | 0.030529 | 0.01927 | 0.01242 | 0 | 0 | 0 | 0 | 0 | 0 | 0.0027515 | 0.008186 | 0.017675 | 0.032949 | 0.055885 | 0.087929 | 0.13086 | 0.18566 | 0.25132 | 0.32763 | 0.41101 | 0.49797 | 0.58293 | 0.66012 | 0.72594 | 0.77783 | 0.81429 | 0.83688 | 0.84888 | 0.85403 | 0.84743 | 0.84178 | 0.83656 | 0 | 0 | 0 | 19.98 | 39.9168 | 70.4561 | 114.6685 | 174.1946 | 246.3158 | 334.1415 | 432.2885 | 526.1761 | 622.8556 | 692.1395 | 736.4017 | 735.7543 | 687.3859 | 605.0818 | 498.3267 | 379.5912 | 261.8364 | 166.7159 | 108.3849 | 0 | 0 | 0 | 0 | 0 | 0 | 19.98 | 59.8968 | 130.3529 | 245.0214 | 419.216 | 665.5318 | 999.6732 | 1431.9618 | 1958.1378 | 2580.9935 | 3273.133 | 4009.5347 | 4745.2889 | 5432.6748 | 6037.7566 | 6536.0833 | 6915.6746 | 7177.511 | 7344.2269 | 7452.6117 | 7452.6117 | 7452.6117 | 7452.6117 | 7452.6117 | 7452.6117 | 7452.6117 | 189.7276 | 189.7614 | 189.7951 | 189.829 | 189.8628 | 189.8956 | 189.9282 | 189.9604 | 189.9922 | 190.0259 | 190.0569 | 190.0875 | 190.1176 | 190.1473 | 190.1771 | 190.2058 | 190.2358 | 190.2647 | 190.2927 | 190.3209 | 190.3466 | 190.3701 | 190.3916 | 190.4111 | 190.429 | 190.4453 | 168.1388 | 168.1688 | 168.1986 | 168.2287 | 168.2586 | 168.2877 | 168.3166 | 168.3451 | 168.3733 | 168.4032 | 168.4306 | 168.4578 | 168.4844 | 168.5108 | 168.5371 | 168.5626 | 168.5891 | 168.6148 | 168.6396 | 168.6646 | 168.6874 | 168.7082 | 168.7272 | 168.7446 | 168.7604 | 168.7749
WA_Industrial_Food Products_Existing_Process_Natural Gas_Steam System Efficiency Improvements_A | WA | Industrial | Food Products | Existing | Process | Natural Gas | Steam System Efficiency Improvements | A | IM33 | Average system efficiency | Optimized system | 5 | 5.0908 | 0 | 0 | 4.61 | 0 | 0 | 0 | 2.3047 |  | sqft | 30% | 60% | Retrofit | Retro1Slow | 81.8% | TBD | 0.2% | 190.0038 |  | 168.3836 |  | 0.018717 | AEG Research | DOE - Improving Steam System Performance: A Sourcebook for Industry, Second Edition. October 2012. | DOE - Improving Steam System Performance: A Sourcebook for Industry, Second Edition. October 2012. | Average system efficiency | Average system efficiency | Average system efficiency | Average system efficiency | Average system efficiency | Average system efficiency | Average system efficiency | Average system efficiency | Average system efficiency | Average system efficiency | Average system efficiency | Average system efficiency | Average system efficiency | Average system efficiency | Average system efficiency | Average system efficiency | Average system efficiency | Average system efficiency | Average system efficiency | Average system efficiency | Average system efficiency | Average system efficiency | Average system efficiency | Average system efficiency | Average system efficiency | Average system efficiency | Average system efficiency | Average system efficiency | Average system efficiency | Average system efficiency | Average system efficiency | Optimized system | Optimized system | Optimized system | Optimized system | Optimized system | Optimized system | Optimized system | Optimized system | Optimized system | Optimized system | Optimized system | Optimized system | Optimized system | Optimized system | Optimized system | Optimized system | Optimized system | Optimized system | Optimized system | Optimized system | Optimized system | Optimized system | Optimized system | Optimized system | Optimized system | Optimized system | Optimized system | Optimized system | Optimized system | Optimized system | Optimized system | 4.61 | 4.61 | 4.61 | 4.61 | 4.61 | 4.61 | 4.61 | 4.61 | 4.61 | 4.61 | 4.61 | 4.61 | 4.61 | 4.61 | 4.61 | 4.61 | 4.61 | 4.61 | 4.61 | 4.61 | 4.61 | 4.61 | 4.61 | 4.61 | 4.61 | 4.61 | 4.61 | 4.61 | 4.61 | 4.61 | 4.61 | 0 | 0 | 0 | 0 | 0 | 5.0858 | 5.0812 | 5.0769 | 5.0728 | 5.0687 | 5.0648 | 5.0618 | 5.0594 | 5.057 | 5.0556 | 5.054 | 5.053 | 5.0521 | 5.0511 | 5.0506 | 5.0501 | 5.0499 | 5.0497 | 5.0495 | 5.0493 | 5.0492 | 5.0491 | 5.049 | 5.0908 | 5.0908 | 5.0908 | 0.0073497 | 0.01467 | 0.025872 | 0.042073 | 0.063863 | 0.090234 | 0.12234 | 0.15819 | 0.19246 | 0.22776 | 0.25301 | 0.26914 | 0.26885 | 0.25113 | 0.22104 | 0.18202 | 0.13865 | 0.095633 | 0.060889 | 0.039584 | 0 | 0 | 0 | 0 | 0 | 0 | 0.0073497 | 0.022014 | 0.047867 | 0.089901 | 0.15369 | 0.24381 | 0.366 | 0.52402 | 0.71623 | 0.94378 | 1.1965 | 1.4654 | 1.734 | 1.9848 | 2.2056 | 2.3874 | 2.526 | 2.6215 | 2.6823 | 2.7218 | 2.7217 | 2.7217 | 2.7216 | 0 | 0 | 0 | 1.4451 | 2.8872 | 5.0961 | 8.2939 | 12.5994 | 17.8159 | 24.1683 | 31.2672 | 38.058 | 45.0508 | 50.0621 | 53.2635 | 53.2167 | 49.7183 | 43.7652 | 36.0437 | 27.4556 | 18.9385 | 12.0585 | 7.8394 | 0 | 0 | 0 | 0 | 0 | 0 | 1.4451 | 4.3323 | 9.4284 | 17.7223 | 30.3217 | 48.1376 | 72.3058 | 103.573 | 141.6311 | 186.6819 | 236.744 | 290.0075 | 343.2243 | 392.9425 | 436.7078 | 472.7515 | 500.2071 | 519.1456 | 531.2041 | 539.0435 | 539.0435 | 539.0435 | 539.0435 | 539.0435 | 539.0435 | 539.0435 | 0.0062482 | 0.012473 | 0.022 | 0.035781 | 0.054319 | 0.076758 | 0.10407 | 0.13459 | 0.16375 | 0.1938 | 0.2153 | 0.22903 | 0.22879 | 0.21371 | 0.18811 | 0.15491 | 0.11799 | 0.081387 | 0.051819 | 0.033688 | 0 | 0 | 0 | 0 | 0 | 0 | 0.0062482 | 0.018717 | 0.040704 | 0.076457 | 0.13072 | 0.2074 | 0.31137 | 0.44583 | 0.6094 | 0.80306 | 1.0181 | 1.247 | 1.4756 | 1.6891 | 1.877 | 2.0318 | 2.1497 | 2.231 | 2.2828 | 2.3164 | 2.3163 | 2.3163 | 2.3163 | 0 | 0 | 0 | 1.2284 | 2.4541 | 4.3316 | 7.0498 | 10.7095 | 15.1435 | 20.543 | 26.5771 | 32.3493 | 38.2932 | 42.5528 | 45.274 | 45.2342 | 42.2605 | 37.2005 | 30.6372 | 23.3373 | 16.0977 | 10.2497 | 6.6635 | 0 | 0 | 0 | 0 | 0 | 0 | 1.2284 | 3.6825 | 8.0141 | 15.0639 | 25.7734 | 40.9169 | 61.46 | 88.0371 | 120.3864 | 158.6796 | 201.2324 | 246.5064 | 291.7406 | 334.0011 | 371.2016 | 401.8387 | 425.176 | 441.2738 | 451.5235 | 458.187 | 458.187 | 458.187 | 458.187 | 458.187 | 458.187 | 458.187 | 0.0062482 | 0.012473 | 0.022 | 0.035781 | 0.054319 | 0.076758 | 0.10407 | 0.13459 | 0.16375 | 0.1938 | 0.2153 | 0.22903 | 0.22879 | 0.21371 | 0.18811 | 0.15491 | 0.11799 | 0.081387 | 0.051819 | 0.033688 | 0 | 0 | 0 | 0 | 0 | 0 | 0.0062482 | 0.018717 | 0.040704 | 0.076457 | 0.13072 | 0.2074 | 0.31137 | 0.44583 | 0.6094 | 0.80306 | 1.0181 | 1.247 | 1.4756 | 1.6891 | 1.877 | 2.0318 | 2.1497 | 2.231 | 2.2828 | 2.3164 | 2.3163 | 2.3163 | 2.3163 | 0 | 0 | 0 | 1.2284 | 2.4541 | 4.3316 | 7.0498 | 10.7095 | 15.1435 | 20.543 | 26.5771 | 32.3493 | 38.2932 | 42.5528 | 45.274 | 45.2342 | 42.2605 | 37.2005 | 30.6372 | 23.3373 | 16.0977 | 10.2497 | 6.6635 | 0 | 0 | 0 | 0 | 0 | 0 | 1.2284 | 3.6825 | 8.0141 | 15.0639 | 25.7734 | 40.9169 | 61.46 | 88.0371 | 120.3864 | 158.6796 | 201.2324 | 246.5064 | 291.7406 | 334.0011 | 371.2016 | 401.8387 | 425.176 | 441.2738 | 451.5235 | 458.187 | 458.187 | 458.187 | 458.187 | 458.187 | 458.187 | 458.187 | 0.0062482 | 0.012473 | 0.022 | 0.035781 | 0.054319 | 0.076758 | 0.10407 | 0.13459 | 0.16375 | 0.1938 | 0.2153 | 0.22903 | 0.22879 | 0.21371 | 0.18811 | 0.15491 | 0.11799 | 0.081387 | 0.051819 | 0.033688 | 0 | 0 | 0 | 0 | 0 | 0 | 0.0062482 | 0.018717 | 0.040704 | 0.076457 | 0.13072 | 0.2074 | 0.31137 | 0.44583 | 0.6094 | 0.80306 | 1.0181 | 1.247 | 1.4756 | 1.6891 | 1.877 | 2.0318 | 2.1497 | 2.231 | 2.2828 | 2.3164 | 2.3163 | 2.3163 | 2.3163 | 0 | 0 | 0 | 1.2284 | 2.4541 | 4.3316 | 7.0498 | 10.7095 | 15.1435 | 20.543 | 26.5771 | 32.3493 | 38.2932 | 42.5528 | 45.274 | 45.2342 | 42.2605 | 37.2005 | 30.6372 | 23.3373 | 16.0977 | 10.2497 | 6.6635 | 0 | 0 | 0 | 0 | 0 | 0 | 1.2284 | 3.6825 | 8.0141 | 15.0639 | 25.7734 | 40.9169 | 61.46 | 88.0371 | 120.3864 | 158.6796 | 201.2324 | 246.5064 | 291.7406 | 334.0011 | 371.2016 | 401.8387 | 425.176 | 441.2738 | 451.5235 | 458.187 | 458.187 | 458.187 | 458.187 | 458.187 | 458.187 | 458.187 | 189.7276 | 189.7614 | 189.7951 | 189.829 | 189.8628 | 189.8956 | 189.9282 | 189.9604 | 189.9922 | 190.0259 | 190.0569 | 190.0875 | 190.1176 | 190.1473 | 190.1771 | 190.2058 | 190.2358 | 190.2647 | 190.2927 | 190.3209 | 190.3466 | 190.3701 | 190.3916 | 190.4111 | 190.429 | 190.4453 | 168.1388 | 168.1688 | 168.1986 | 168.2287 | 168.2586 | 168.2877 | 168.3166 | 168.3451 | 168.3733 | 168.4032 | 168.4306 | 168.4578 | 168.4844 | 168.5108 | 168.5371 | 168.5626 | 168.5891 | 168.6148 | 168.6396 | 168.6646 | 168.6874 | 168.7082 | 168.7272 | 168.7446 | 168.7604 | 168.7749
WA_Industrial_Food Products_Existing_Space Heating_Natural Gas_Strategic Energy Management_A | WA | Industrial | Food Products | Existing | Space Heating | Natural Gas | Strategic Energy Management | A | IM34 | No energy management system | Energy management system installed and programmed | 5 | 7.9664 | 0 | 0 | 57.5 | 0 | 1.37 | 0 | 28.7508 |  | employee | 5% | 50% | Retrofit | RetroEven20 | 76.5% | TBD | 0.2% | 276.764 |  | 271.2733 |  | 0.5447 | BEHAV_SEM-All-CPUC-2018_PG-26 | BEHAV_SEM-All-CPUC-2018_PG-26 | AEG Research | No energy management system | No energy management system | No energy management system | No energy management system | No energy management system | No energy management system | No energy management system | No energy management system | No energy management system | No energy management system | No energy management system | No energy management system | No energy management system | No energy management system | No energy management system | No energy management system | No energy management system | No energy management system | No energy management system | No energy management system | No energy management system | No energy management system | No energy management system | No energy management system | No energy management system | No energy management system | No energy management system | No energy management system | No energy management system | No energy management system | No energy management system | Energy management system installed and programmed | Energy management system installed and programmed | Energy management system installed and programmed | Energy management system installed and programmed | Energy management system installed and programmed | Energy management system installed and programmed | Energy management system installed and programmed | Energy management system installed and programmed | Energy management system installed and programmed | Energy management system installed and programmed | Energy management system installed and programmed | Energy management system installed and programmed | Energy management system installed and programmed | Energy management system installed and programmed | Energy management system installed and programmed | Energy management system installed and programmed | Energy management system installed and programmed | Energy management system installed and programmed | Energy management system installed and programmed | Energy management system installed and programmed | Energy management system installed and programmed | Energy management system installed and programmed | Energy management system installed and programmed | Energy management system installed and programmed | Energy management system installed and programmed | Energy management system installed and programmed | Energy management system installed and programmed | Energy management system installed and programmed | Energy management system installed and programmed | Energy management system installed and programmed | Energy management system installed and programmed | 57.5 | 57.5 | 57.5 | 57.5 | 57.5 | 57.5 | 57.5 | 57.5 | 57.5 | 57.5 | 57.5 | 57.5 | 57.5 | 57.5 | 57.5 | 57.5 | 57.5 | 57.5 | 57.5 | 57.5 | 57.5 | 57.5 | 57.5 | 57.5 | 57.5 | 57.5 | 57.5 | 57.5 | 57.5 | 57.5 | 57.5 | 0 | 0 | 0 | 0 | 0 | 7.8339 | 7.7789 | 7.7084 | 7.6323 | 7.5508 | 7.4652 | 7.3767 | 7.2866 | 7.1919 | 7.0911 | 6.9924 | 6.8955 | 6.8082 | 6.7261 | 6.6516 | 6.5814 | 6.5106 | 6.4486 | 6.3908 | 6.3358 | 6.2855 | 6.2418 | 6.1996 | 0 | 0 | 0 | 0.32194 | 0.3195 | 0.31474 | 0.3118 | 0.30873 | 0.30135 | 0.29697 | 0.29275 | 0.28435 | 0.28144 | 0.27487 | 0.2711 | 0.26632 | 0.26076 | 0.25818 | 0.2544 | 0.25068 | 0.24739 | 0.24434 | 0.24147 | 0 | 0 | 0 | 0 | 0 | 0 | 0.32194 | 0.63918 | 0.94813 | 1.2506 | 1.546 | 1.8298 | 2.1051 | 2.3721 | 2.6256 | 2.8703 | 3.1052 | 3.3332 | 3.5574 | 3.7752 | 3.9916 | 4.2038 | 4.4093 | 4.6147 | 4.8177 | 5.0177 | 4.9779 | 4.9432 | 4.9099 | 0 | 0 | 0 | 41.0959 | 41.0734 | 40.8311 | 40.8532 | 40.887 | 40.3678 | 40.2575 | 40.1757 | 39.5378 | 39.6887 | 39.3102 | 39.3153 | 39.1175 | 38.7685 | 38.8144 | 38.6539 | 38.5036 | 38.3633 | 38.2329 | 38.1124 | 0 | 0 | 0 | 0 | 0 | 0 | 41.0959 | 82.1693 | 123.0004 | 163.8537 | 204.7407 | 245.1085 | 285.3659 | 325.5416 | 365.0794 | 404.7681 | 444.0783 | 483.3937 | 522.5111 | 561.2796 | 600.0941 | 638.748 | 677.2516 | 715.6149 | 753.8479 | 791.9602 | 791.9602 | 791.9602 | 791.9602 | 791.9602 | 791.9602 | 791.9602 | 0.274 | 0.27228 | 0.26872 | 0.26674 | 0.26464 | 0.25886 | 0.25561 | 0.25248 | 0.24577 | 0.24374 | 0.23855 | 0.23571 | 0.2318 | 0.22717 | 0.22503 | 0.22183 | 0.21868 | 0.21591 | 0.21349 | 0.21124 | 0 | 0 | 0 | 0 | 0 | 0 | 0.274 | 0.5447 | 0.8095 | 1.0698 | 1.3252 | 1.5718 | 1.8119 | 2.0458 | 2.2693 | 2.4858 | 2.6948 | 2.8981 | 3.0963 | 3.2889 | 3.4791 | 3.6656 | 3.8464 | 4.0275 | 4.2094 | 4.3895 | 4.3604 | 4.3354 | 4.312 | 0 | 0 | 0 | 34.9315 | 34.9124 | 34.7065 | 34.7252 | 34.754 | 34.3126 | 34.2188 | 34.1494 | 33.6071 | 33.7354 | 33.4137 | 33.418 | 33.2498 | 32.9532 | 32.9923 | 32.8558 | 32.7281 | 32.6088 | 32.498 | 32.3955 | 0 | 0 | 0 | 0 | 0 | 0 | 34.9315 | 69.8439 | 104.5504 | 139.2756 | 174.0296 | 208.3422 | 242.561 | 276.7104 | 310.3175 | 344.0529 | 377.4666 | 410.8846 | 444.1344 | 477.0877 | 510.08 | 542.9358 | 575.6639 | 608.2727 | 640.7707 | 673.1662 | 673.1662 | 673.1662 | 673.1662 | 673.1662 | 673.1662 | 673.1662 | 0.27407 | 0.27246 | 0.26904 | 0.2672 | 0.26527 | 0.25965 | 0.25656 | 0.25359 | 0.24704 | 0.24519 | 0.24015 | 0.23746 | 0.23371 | 0.22922 | 0.22724 | 0.22418 | 0.2212 | 0.21858 | 0.21616 | 0.21392 | 0 | 0 | 0 | 0 | 0 | 0 | 0.27407 | 0.54507 | 0.81045 | 1.0717 | 1.3283 | 1.5766 | 1.8187 | 2.0548 | 2.2811 | 2.5005 | 2.7129 | 2.9197 | 3.1218 | 3.3186 | 3.5133 | 3.7046 | 3.8907 | 4.0773 | 4.2621 | 4.4452 | 4.4162 | 4.3913 | 4.3681 | 0 | 0 | 0 | 34.9315 | 34.9124 | 34.7065 | 34.7252 | 34.754 | 34.3126 | 34.2188 | 34.1494 | 33.6071 | 33.7354 | 33.4137 | 33.418 | 33.2498 | 32.9532 | 32.9923 | 32.8558 | 32.7281 | 32.6088 | 32.498 | 32.3955 | 0 | 0 | 0 | 0 | 0 | 0 | 34.9315 | 69.8439 | 104.5504 | 139.2756 | 174.0296 | 208.3422 | 242.561 | 276.7104 | 310.3175 | 344.0529 | 377.4666 | 410.8846 | 444.1344 | 477.0877 | 510.08 | 542.9358 | 575.6639 | 608.2727 | 640.7707 | 673.1662 | 673.1662 | 673.1662 | 673.1662 | 673.1662 | 673.1662 | 673.1662 | 0.274 | 0.27228 | 0.26872 | 0.26674 | 0.26464 | 0.25886 | 0.25561 | 0.25248 | 0.24577 | 0.24374 | 0.23855 | 0.23571 | 0.2318 | 0.22717 | 0.22503 | 0.22183 | 0.21868 | 0.21591 | 0.21349 | 0.21124 | 0 | 0 | 0 | 0 | 0 | 0 | 0.274 | 0.5447 | 0.8095 | 1.0698 | 1.3252 | 1.5718 | 1.8119 | 2.0458 | 2.2693 | 2.4858 | 2.6948 | 2.8981 | 3.0963 | 3.2889 | 3.4791 | 3.6656 | 3.8464 | 4.0275 | 4.2094 | 4.3895 | 4.3604 | 4.3354 | 4.312 | 0 | 0 | 0 | 34.9315 | 34.9124 | 34.7065 | 34.7252 | 34.754 | 34.3126 | 34.2188 | 34.1494 | 33.6071 | 33.7354 | 33.4137 | 33.418 | 33.2498 | 32.9532 | 32.9923 | 32.8558 | 32.7281 | 32.6088 | 32.498 | 32.3955 | 0 | 0 | 0 | 0 | 0 | 0 | 34.9315 | 69.8439 | 104.5504 | 139.2756 | 174.0296 | 208.3422 | 242.561 | 276.7104 | 310.3175 | 344.0529 | 377.4666 | 410.8846 | 444.1344 | 477.0877 | 510.08 | 542.9358 | 575.6639 | 608.2727 | 640.7707 | 673.1662 | 673.1662 | 673.1662 | 673.1662 | 673.1662 | 673.1662 | 673.1662 | 273.8699 | 274.1274 | 274.4466 | 274.7849 | 275.14 | 275.5008 | 275.8728 | 276.2436 | 276.6139 | 277.0152 | 277.387 | 277.7554 | 278.0981 | 278.4184 | 278.7311 | 279.0273 | 279.3305 | 279.6047 | 279.8644 | 280.1118 | 280.3412 | 280.5539 | 280.7511 | 0 | 0 | 0 | 268.4367 | 268.689 | 269.0019 | 269.3335 | 269.6815 | 270.0352 | 270.3998 | 270.7633 | 271.1262 | 271.5195 | 271.884 | 272.2451 | 272.581 | 272.8949 | 273.2014 | 273.4917 | 273.7889 | 274.0577 | 274.3122 | 274.5547 | 274.7796 | 274.988 | 275.1813 | 0 | 0 | 0
WA_Industrial_Food Products_Existing_Process_Natural Gas_Strategic Energy Management_A | WA | Industrial | Food Products | Existing | Process | Natural Gas | Strategic Energy Management | A | IM35 | No energy management system | Energy management system installed and programmed | 5 | 30.2077 | 0 | 0 | 57.5 | 0 | 1.37 | 0 | 28.7508 |  | employee | 5% | 50% | Retrofit | RetroEven20 | 76.5% | TBD | 0.2% | 276.764 |  | 271.2733 |  | 8.6642 | BEHAV_SEM-All-CPUC-2018_PG-26 | BEHAV_SEM-All-CPUC-2018_PG-26 | AEG Research | No energy management system | No energy management system | No energy management system | No energy management system | No energy management system | No energy management system | No energy management system | No energy management system | No energy management system | No energy management system | No energy management system | No energy management system | No energy management system | No energy management system | No energy management system | No energy management system | No energy management system | No energy management system | No energy management system | No energy management system | No energy management system | No energy management system | No energy management system | No energy management system | No energy management system | No energy management system | No energy management system | No energy management system | No energy management system | No energy management system | No energy management system | Energy management system installed and programmed | Energy management system installed and programmed | Energy management system installed and programmed | Energy management system installed and programmed | Energy management system installed and programmed | Energy management system installed and programmed | Energy management system installed and programmed | Energy management system installed and programmed | Energy management system installed and programmed | Energy management system installed and programmed | Energy management system installed and programmed | Energy management system installed and programmed | Energy management system installed and programmed | Energy management system installed and programmed | Energy management system installed and programmed | Energy management system installed and programmed | Energy management system installed and programmed | Energy management system installed and programmed | Energy management system installed and programmed | Energy management system installed and programmed | Energy management system installed and programmed | Energy management system installed and programmed | Energy management system installed and programmed | Energy management system installed and programmed | Energy management system installed and programmed | Energy management system installed and programmed | Energy management system installed and programmed | Energy management system installed and programmed | Energy management system installed and programmed | Energy management system installed and programmed | Energy management system installed and programmed | 57.5 | 57.5 | 57.5 | 57.5 | 57.5 | 57.5 | 57.5 | 57.5 | 57.5 | 57.5 | 57.5 | 57.5 | 57.5 | 57.5 | 57.5 | 57.5 | 57.5 | 57.5 | 57.5 | 57.5 | 57.5 | 57.5 | 57.5 | 57.5 | 57.5 | 57.5 | 57.5 | 57.5 | 57.5 | 57.5 | 57.5 | 0 | 0 | 0 | 0 | 0 | 30.1751 | 30.145 | 30.1162 | 30.0887 | 30.0614 | 30.0346 | 30.0131 | 29.9949 | 29.9762 | 29.9638 | 29.9498 | 29.9395 | 29.9291 | 29.9185 | 29.9117 | 29.9041 | 29.899 | 29.8941 | 29.8897 | 29.8854 | 29.8845 | 29.8836 | 29.8828 | 0 | 0 | 0 | 5.1015 | 5.0936 | 5.0587 | 5.0568 | 5.0564 | 4.9877 | 4.9706 | 4.9575 | 4.8757 | 4.8923 | 4.8434 | 4.8423 | 4.8163 | 4.7716 | 4.7762 | 4.7552 | 4.7359 | 4.7179 | 4.7012 | 4.6857 | 0 | 0 | 0 | 0 | 0 | 0 | 5.1015 | 10.19 | 15.239 | 20.2818 | 25.3199 | 30.285 | 35.234 | 40.1701 | 45.0207 | 49.8944 | 54.7144 | 59.538 | 64.3335 | 69.0824 | 73.8429 | 78.5794 | 83.3017 | 88.0063 | 92.6942 | 97.3667 | 97.3637 | 97.3609 | 97.3583 | 0 | 0 | 0 | 169.0623 | 168.9695 | 167.9731 | 168.0639 | 168.2028 | 166.0668 | 165.613 | 165.2768 | 162.6522 | 163.2732 | 161.7162 | 161.7372 | 160.9232 | 159.4877 | 159.6767 | 159.0164 | 158.3979 | 157.8207 | 157.2844 | 156.7884 | 0 | 0 | 0 | 0 | 0 | 0 | 169.0623 | 338.0318 | 506.0049 | 674.0688 | 842.2716 | 1008.3384 | 1173.9514 | 1339.2282 | 1501.8804 | 1665.1537 | 1826.8699 | 1988.6071 | 2149.5302 | 2309.018 | 2468.6946 | 2627.711 | 2786.1089 | 2943.9296 | 3101.2141 | 3258.0025 | 3258.0025 | 3258.0025 | 3258.0025 | 3258.0025 | 3258.0025 | 3258.0025 | 4.337 | 4.3309 | 4.3019 | 4.3008 | 4.3011 | 4.2432 | 4.2291 | 4.2183 | 4.1491 | 4.1635 | 4.1222 | 4.1215 | 4.0995 | 4.0618 | 4.0658 | 4.0481 | 4.0318 | 4.0165 | 4.0024 | 3.9893 | 0 | 0 | 0 | 0 | 0 | 0 | 4.337 | 8.6642 | 12.959 | 17.2498 | 21.5376 | 25.7645 | 29.978 | 34.1808 | 38.3119 | 42.4619 | 46.5672 | 50.6752 | 54.7597 | 58.805 | 62.8594 | 66.894 | 70.9159 | 74.9228 | 78.9156 | 82.8953 | 82.8931 | 82.891 | 82.8892 | 0 | 0 | 0 | 143.703 | 143.6241 | 142.7771 | 142.8543 | 142.9724 | 141.1568 | 140.7711 | 140.4852 | 138.2544 | 138.7822 | 137.4588 | 137.4766 | 136.7847 | 135.5646 | 135.7252 | 135.1639 | 134.6382 | 134.1476 | 133.6918 | 133.2702 | 0 | 0 | 0 | 0 | 0 | 0 | 143.703 | 287.3271 | 430.1042 | 572.9584 | 715.9309 | 857.0877 | 997.8587 | 1138.344 | 1276.5984 | 1415.3806 | 1552.8394 | 1690.316 | 1827.1007 | 1962.6653 | 2098.3904 | 2233.5544 | 2368.1926 | 2502.3402 | 2636.032 | 2769.3021 | 2769.3021 | 2769.3021 | 2769.3021 | 2769.3021 | 2769.3021 | 2769.3021 | 4.337 | 4.3309 | 4.3019 | 4.3008 | 4.3011 | 4.2432 | 4.2291 | 4.2183 | 4.1491 | 4.1635 | 4.1222 | 4.1215 | 4.0995 | 4.0618 | 4.0658 | 4.0481 | 4.0318 | 4.0165 | 4.0024 | 3.9893 | 0 | 0 | 0 | 0 | 0 | 0 | 4.337 | 8.6642 | 12.959 | 17.2498 | 21.5376 | 25.7645 | 29.978 | 34.1808 | 38.3119 | 42.4619 | 46.5672 | 50.6752 | 54.7597 | 58.805 | 62.8594 | 66.894 | 70.9159 | 74.9228 | 78.9156 | 82.8953 | 82.8931 | 82.891 | 82.8892 | 0 | 0 | 0 | 143.703 | 143.6241 | 142.7771 | 142.8543 | 142.9724 | 141.1568 | 140.7711 | 140.4852 | 138.2544 | 138.7822 | 137.4588 | 137.4766 | 136.7847 | 135.5646 | 135.7252 | 135.1639 | 134.6382 | 134.1476 | 133.6918 | 133.2702 | 0 | 0 | 0 | 0 | 0 | 0 | 143.703 | 287.3271 | 430.1042 | 572.9584 | 715.9309 | 857.0877 | 997.8587 | 1138.344 | 1276.5984 | 1415.3806 | 1552.8394 | 1690.316 | 1827.1007 | 1962.6653 | 2098.3904 | 2233.5544 | 2368.1926 | 2502.3402 | 2636.032 | 2769.3021 | 2769.3021 | 2769.3021 | 2769.3021 | 2769.3021 | 2769.3021 | 2769.3021 | 4.337 | 4.3309 | 4.3019 | 4.3008 | 4.3011 | 4.2432 | 4.2291 | 4.2183 | 4.1491 | 4.1635 | 4.1222 | 4.1215 | 4.0995 | 4.0618 | 4.0658 | 4.0481 | 4.0318 | 4.0165 | 4.0024 | 3.9893 | 0 | 0 | 0 | 0 | 0 | 0 | 4.337 | 8.6642 | 12.959 | 17.2498 | 21.5376 | 25.7645 | 29.978 | 34.1808 | 38.3119 | 42.4619 | 46.5672 | 50.6752 | 54.7597 | 58.805 | 62.8594 | 66.894 | 70.9159 | 74.9228 | 78.9156 | 82.8953 | 82.8931 | 82.891 | 82.8892 | 0 | 0 | 0 | 143.703 | 143.6241 | 142.7771 | 142.8543 | 142.9724 | 141.1568 | 140.7711 | 140.4852 | 138.2544 | 138.7822 | 137.4588 | 137.4766 | 136.7847 | 135.5646 | 135.7252 | 135.1639 | 134.6382 | 134.1476 | 133.6918 | 133.2702 | 0 | 0 | 0 | 0 | 0 | 0 | 143.703 | 287.3271 | 430.1042 | 572.9584 | 715.9309 | 857.0877 | 997.8587 | 1138.344 | 1276.5984 | 1415.3806 | 1552.8394 | 1690.316 | 1827.1007 | 1962.6653 | 2098.3904 | 2233.5544 | 2368.1926 | 2502.3402 | 2636.032 | 2769.3021 | 2769.3021 | 2769.3021 | 2769.3021 | 2769.3021 | 2769.3021 | 2769.3021 | 273.8699 | 274.1274 | 274.4466 | 274.7849 | 275.14 | 275.5008 | 275.8728 | 276.2436 | 276.6139 | 277.0152 | 277.387 | 277.7554 | 278.0981 | 278.4184 | 278.7311 | 279.0273 | 279.3305 | 279.6047 | 279.8644 | 280.1118 | 280.3412 | 280.5539 | 280.7511 | 0 | 0 | 0 | 268.4367 | 268.689 | 269.0019 | 269.3335 | 269.6815 | 270.0352 | 270.3998 | 270.7633 | 271.1262 | 271.5195 | 271.884 | 272.2451 | 272.581 | 272.8949 | 273.2014 | 273.4917 | 273.7889 | 274.0577 | 274.3122 | 274.5547 | 274.7796 | 274.988 | 275.1813 | 0 | 0 | 0
WA_Industrial_Food Products_Existing_Miscellaneous_Natural Gas_Strategic Energy Management_A | WA | Industrial | Food Products | Existing | Miscellaneous | Natural Gas | Strategic Energy Management | A | IM36 | No energy management system | Energy management system installed and programmed | 5 | 2.7925 | 0 | 0 | 57.5 | 0 | 1.37 | 0 | 28.7508 |  | employee | 5% | 50% | Retrofit | RetroEven20 | 76.5% | TBD | 0.2% | 276.764 |  | 271.2733 |  | 0.20059 | BEHAV_SEM-All-CPUC-2018_PG-26 | BEHAV_SEM-All-CPUC-2018_PG-26 | AEG Research | No energy management system | No energy management system | No energy management system | No energy management system | No energy management system | No energy management system | No energy management system | No energy management system | No energy management system | No energy management system | No energy management system | No energy management system | No energy management system | No energy management system | No energy management system | No energy management system | No energy management system | No energy management system | No energy management system | No energy management system | No energy management system | No energy management system | No energy management system | No energy management system | No energy management system | No energy management system | No energy management system | No energy management system | No energy management system | No energy management system | No energy management system | Energy management system installed and programmed | Energy management system installed and programmed | Energy management system installed and programmed | Energy management system installed and programmed | Energy management system installed and programmed | Energy management system installed and programmed | Energy management system installed and programmed | Energy management system installed and programmed | Energy management system installed and programmed | Energy management system installed and programmed | Energy management system installed and programmed | Energy management system installed and programmed | Energy management system installed and programmed | Energy management system installed and programmed | Energy management system installed and programmed | Energy management system installed and programmed | Energy management system installed and programmed | Energy management system installed and programmed | Energy management system installed and programmed | Energy management system installed and programmed | Energy management system installed and programmed | Energy management system installed and programmed | Energy management system installed and programmed | Energy management system installed and programmed | Energy management system installed and programmed | Energy management system installed and programmed | Energy management system installed and programmed | Energy management system installed and programmed | Energy management system installed and programmed | Energy management system installed and programmed | Energy management system installed and programmed | 57.5 | 57.5 | 57.5 | 57.5 | 57.5 | 57.5 | 57.5 | 57.5 | 57.5 | 57.5 | 57.5 | 57.5 | 57.5 | 57.5 | 57.5 | 57.5 | 57.5 | 57.5 | 57.5 | 57.5 | 57.5 | 57.5 | 57.5 | 57.5 | 57.5 | 57.5 | 57.5 | 57.5 | 57.5 | 57.5 | 57.5 | 0 | 0 | 0 | 0 | 0 | 2.7925 | 2.7925 | 2.7925 | 2.7925 | 2.7925 | 2.7925 | 2.7925 | 2.7925 | 2.7925 | 2.7925 | 2.7925 | 2.7925 | 2.7925 | 2.7925 | 2.7925 | 2.7925 | 2.7925 | 2.7925 | 2.7925 | 2.7925 | 2.7925 | 2.7925 | 2.7925 | 0 | 0 | 0 | 0.11803 | 0.11796 | 0.11727 | 0.11733 | 0.11743 | 0.11593 | 0.11562 | 0.11538 | 0.11355 | 0.11398 | 0.1129 | 0.11291 | 0.11234 | 0.11134 | 0.11147 | 0.11101 | 0.11058 | 0.11018 | 0.1098 | 0.10946 | 0 | 0 | 0 | 0 | 0 | 0 | 0.11803 | 0.23599 | 0.35325 | 0.47058 | 0.58801 | 0.70394 | 0.81956 | 0.93494 | 1.0485 | 1.1625 | 1.2754 | 1.3883 | 1.5006 | 1.612 | 1.7235 | 1.8345 | 1.945 | 2.0552 | 2.165 | 2.2745 | 2.2745 | 2.2745 | 2.2745 | 0 | 0 | 0 | 42.2656 | 42.2424 | 41.9933 | 42.016 | 42.0507 | 41.5167 | 41.4033 | 41.3192 | 40.6631 | 40.8183 | 40.4291 | 40.4343 | 40.2308 | 39.8719 | 39.9192 | 39.7541 | 39.5995 | 39.4552 | 39.3211 | 39.1971 | 0 | 0 | 0 | 0 | 0 | 0 | 42.2656 | 84.508 | 126.5012 | 168.5172 | 210.5679 | 252.0846 | 293.4879 | 334.8071 | 375.4701 | 416.2884 | 456.7175 | 497.1518 | 537.3826 | 577.2545 | 617.1737 | 656.9278 | 696.5272 | 735.9824 | 775.3035 | 814.5006 | 814.5006 | 814.5006 | 814.5006 | 814.5006 | 814.5006 | 814.5006 | 0.10032 | 0.10027 | 0.099676 | 0.09973 | 0.099812 | 0.098545 | 0.098275 | 0.098076 | 0.096518 | 0.096887 | 0.095963 | 0.095975 | 0.095492 | 0.094641 | 0.094753 | 0.094361 | 0.093994 | 0.093651 | 0.093333 | 0.093039 | 0 | 0 | 0 | 0 | 0 | 0 | 0.10032 | 0.20059 | 0.30027 | 0.39999 | 0.49981 | 0.59835 | 0.69663 | 0.7947 | 0.89122 | 0.98811 | 1.0841 | 1.18 | 1.2755 | 1.3702 | 1.4649 | 1.5593 | 1.6533 | 1.7469 | 1.8403 | 1.9333 | 1.9333 | 1.9333 | 1.9333 | 0 | 0 | 0 | 35.9257 | 35.906 | 35.6943 | 35.7136 | 35.7431 | 35.2892 | 35.1928 | 35.1213 | 34.5636 | 34.6956 | 34.3647 | 34.3692 | 34.1962 | 33.8911 | 33.9313 | 33.791 | 33.6596 | 33.5369 | 33.4229 | 33.3175 | 0 | 0 | 0 | 0 | 0 | 0 | 35.9257 | 71.8318 | 107.526 | 143.2396 | 178.9827 | 214.2719 | 249.4647 | 284.586 | 319.1496 | 353.8452 | 388.2098 | 422.579 | 456.7752 | 490.6663 | 524.5976 | 558.3886 | 592.0481 | 625.585 | 659.008 | 692.3255 | 692.3255 | 692.3255 | 692.3255 | 692.3255 | 692.3255 | 692.3255 | 0.10032 | 0.10027 | 0.099676 | 0.09973 | 0.099812 | 0.098545 | 0.098275 | 0.098076 | 0.096518 | 0.096887 | 0.095963 | 0.095975 | 0.095492 | 0.094641 | 0.094753 | 0.094361 | 0.093994 | 0.093651 | 0.093333 | 0.093039 | 0 | 0 | 0 | 0 | 0 | 0 | 0.10032 | 0.20059 | 0.30027 | 0.39999 | 0.49981 | 0.59835 | 0.69663 | 0.7947 | 0.89122 | 0.98811 | 1.0841 | 1.18 | 1.2755 | 1.3702 | 1.4649 | 1.5593 | 1.6533 | 1.7469 | 1.8403 | 1.9333 | 1.9333 | 1.9333 | 1.9333 | 0 | 0 | 0 | 35.9257 | 35.906 | 35.6943 | 35.7136 | 35.7431 | 35.2892 | 35.1928 | 35.1213 | 34.5636 | 34.6956 | 34.3647 | 34.3692 | 34.1962 | 33.8911 | 33.9313 | 33.791 | 33.6596 | 33.5369 | 33.4229 | 33.3175 | 0 | 0 | 0 | 0 | 0 | 0 | 35.9257 | 71.8318 | 107.526 | 143.2396 | 178.9827 | 214.2719 | 249.4647 | 284.586 | 319.1496 | 353.8452 | 388.2098 | 422.579 | 456.7752 | 490.6663 | 524.5976 | 558.3886 | 592.0481 | 625.585 | 659.008 | 692.3255 | 692.3255 | 692.3255 | 692.3255 | 692.3255 | 692.3255 | 692.3255 | 0.10032 | 0.10027 | 0.099676 | 0.09973 | 0.099812 | 0.098545 | 0.098275 | 0.098076 | 0.096518 | 0.096887 | 0.095963 | 0.095975 | 0.095492 | 0.094641 | 0.094753 | 0.094361 | 0.093994 | 0.093651 | 0.093333 | 0.093039 | 0 | 0 | 0 | 0 | 0 | 0 | 0.10032 | 0.20059 | 0.30027 | 0.39999 | 0.49981 | 0.59835 | 0.69663 | 0.7947 | 0.89122 | 0.98811 | 1.0841 | 1.18 | 1.2755 | 1.3702 | 1.4649 | 1.5593 | 1.6533 | 1.7469 | 1.8403 | 1.9333 | 1.9333 | 1.9333 | 1.9333 | 0 | 0 | 0 | 35.9257 | 35.906 | 35.6943 | 35.7136 | 35.7431 | 35.2892 | 35.1928 | 35.1213 | 34.5636 | 34.6956 | 34.3647 | 34.3692 | 34.1962 | 33.8911 | 33.9313 | 33.791 | 33.6596 | 33.5369 | 33.4229 | 33.3175 | 0 | 0 | 0 | 0 | 0 | 0 | 35.9257 | 71.8318 | 107.526 | 143.2396 | 178.9827 | 214.2719 | 249.4647 | 284.586 | 319.1496 | 353.8452 | 388.2098 | 422.579 | 456.7752 | 490.6663 | 524.5976 | 558.3886 | 592.0481 | 625.585 | 659.008 | 692.3255 | 692.3255 | 692.3255 | 692.3255 | 692.3255 | 692.3255 | 692.3255 | 273.8699 | 274.1274 | 274.4466 | 274.7849 | 275.14 | 275.5008 | 275.8728 | 276.2436 | 276.6139 | 277.0152 | 277.387 | 277.7554 | 278.0981 | 278.4184 | 278.7311 | 279.0273 | 279.3305 | 279.6047 | 279.8644 | 280.1118 | 280.3412 | 280.5539 | 280.7511 | 0 | 0 | 0 | 268.4367 | 268.689 | 269.0019 | 269.3335 | 269.6815 | 270.0352 | 270.3998 | 270.7633 | 271.1262 | 271.5195 | 271.884 | 272.2451 | 272.581 | 272.8949 | 273.2014 | 273.4917 | 273.7889 | 274.0577 | 274.3122 | 274.5547 | 274.7796 | 274.988 | 275.1813 | 0 | 0 | 0
WA_Industrial_Food Products_Existing_Space Heating_Natural Gas_Commissioning_A | WA | Industrial | Food Products | Existing | Space Heating | Natural Gas | Commissioning | A | IM37 | New construction code | Optimized HVAC design and controls | 10 | 10.8083 | 0 | 0 | 0.27 | 0 | 0 | 0 | 0.1336 |  | employee | 0% | 0% | Retrofit | Retro12Med | 84.73% | TBD | 0.2% | 0.19876 |  | 0.16178 |  | 0 | DL20_COM_CX-Refrig-2021PLN-V11-3 | 2018 AMIL BUS Retro-Commissioning Initiative | U.S. Department of Energy. Lawrence Berkeley National Labs and Building Commissioning Association. https://www.bcxa.org/wp-content/uploads/2020/09/1-s2.0- S0378778819319553-main.pdf | New construction code | New construction code | New construction code | New construction code | New construction code | New construction code | New construction code | New construction code | New construction code | New construction code | New construction code | New construction code | New construction code | New construction code | New construction code | New construction code | New construction code | New construction code | New construction code | New construction code | New construction code | New construction code | New construction code | New construction code | New construction code | New construction code | New construction code | New construction code | New construction code | New construction code | New construction code | Optimized HVAC design and controls | Optimized HVAC design and controls | Optimized HVAC design and controls | Optimized HVAC design and controls | Optimized HVAC design and controls | Optimized HVAC design and controls | Optimized HVAC design and controls | Optimized HVAC design and controls | Optimized HVAC design and controls | Optimized HVAC design and controls | Optimized HVAC design and controls | Optimized HVAC design and controls | Optimized HVAC design and controls | Optimized HVAC design and controls | Optimized HVAC design and controls | Optimized HVAC design and controls | Optimized HVAC design and controls | Optimized HVAC design and controls | Optimized HVAC design and controls | Optimized HVAC design and controls | Optimized HVAC design and controls | Optimized HVAC design and controls | Optimized HVAC design and controls | Optimized HVAC design and controls | Optimized HVAC design and controls | Optimized HVAC design and controls | Optimized HVAC design and controls | Optimized HVAC design and controls | Optimized HVAC design and controls | Optimized HVAC design and controls | Optimized HVAC design and controls | 0.27 | 0.27 | 0.27 | 0.27 | 0.27 | 0.27 | 0.27 | 0.27 | 0.27 | 0.27 | 0.27 | 0.27 | 0.27 | 0.27 | 0.27 | 0.27 | 0.27 | 0.27 | 0.27 | 0.27 | 0.27 | 0.27 | 0.27 | 0.27 | 0.27 | 0.27 | 0.27 | 0.27 | 0.27 | 0.27 | 0.27 | 0 | 0 | 0 | 0 | 0 | 10.632 | 10.5605 | 10.4682 | 10.3683 | 10.2613 | 10.1491 | 10.033 | 9.9149 | 9.7912 | 9.6589 | 9.5301 | 9.4033 | 9.2898 | 9.1832 | 9.0858 | 8.994 | 8.9007 | 8.8188 | 8.7422 | 8.669 | 8.6004 | 8.5407 | 8.4832 | 0 | 0 | 0 | 0 | 0 | 0 | 0 | 0 | 0 | 0 | 0 | 0 | 0 | 0 | 0 | 0 | 0 | 0 | 0 | 0 | 0 | 0 | 0 | 0 | 0 | 0 | 0 | 0 | 0 | 0 | 0 | 0 | 0 | 0 | 0 | 0 | 0 | 0 | 0 | 0 | 0 | 0 | 0 | 0 | 0 | 0 | 0 | 0 | 0 | 0 | 0 | 0 | 0 | 0 | 0 | 0 | 0 | 0 | 0 | 0 | 0 | 0 | 0 | 0 | 0 | 0 | 0 | 0 | 0 | 0 | 0 | 0 | 0 | 0 | 0 | 0 | 0 | 0 | 0 | 0 | 0 | 0 | 0 | 0 | 0 | 0 | 0 | 0 | 0 | 0 | 0 | 0 | 0 | 0 | 0 | 0 | 0 | 0 | 0 | 0 | 0 | 0 | 0 | 0 | 0 | 0 | 0 | 0 | 0 | 0 | 0 | 0 | 0 | 0 | 0 | 0 | 0 | 0 | 0 | 0 | 0 | 0 | 0 | 0 | 0 | 0 | 0 | 0 | 0 | 0 | 0 | 0 | 0 | 0 | 0 | 0 | 0 | 0 | 0 | 0 | 0 | 0 | 0 | 0 | 0 | 0 | 0 | 0 | 0 | 0 | 0 | 0 | 0 | 0 | 0 | 0 | 0 | 0 | 0 | 0 | 0 | 0 | 0 | 0 | 0 | 0 | 0 | 0 | 0 | 0 | 0 | 0 | 0 | 0 | 0 | 0 | 0 | 0 | 0 | 0 | 0 | 0 | 0 | 0 | 0 | 0 | 0 | 0 | 0 | 0 | 0 | 0 | 0 | 0 | 0 | 0 | 0 | 0 | 0 | 0 | 0 | 0 | 0 | 0 | 0 | 0 | 0 | 0 | 0 | 0 | 0 | 0 | 0 | 0 | 0 | 0 | 0 | 0 | 0 | 0 | 0 | 0 | 0 | 0 | 0 | 0 | 0 | 0 | 0 | 0 | 0 | 0 | 0 | 0 | 0 | 0 | 0 | 0 | 0 | 0 | 0 | 0 | 0 | 0 | 0 | 0 | 0 | 0 | 0 | 0 | 0 | 0 | 0 | 0 | 0 | 0 | 0 | 0 | 0 | 0 | 0 | 0 | 0 | 0 | 0 | 0 | 0 | 0 | 0 | 0 | 0 | 0 | 0 | 0 | 0 | 0 | 0 | 0 | 0 | 0 | 0 | 0 | 0 | 0 | 0 | 0 | 0 | 0 | 0 | 0 | 0 | 0 | 0 | 0 | 0 | 0 | 0 | 0 | 0 | 0 | 0 | 0 | 0 | 0 | 0 | 0 | 0 | 0 | 0 | 0 | 0 | 0 | 0 | 0 | 0 | 0 | 0 | 0 | 0 | 0 | 0 | 0 | 0 | 0 | 0 | 0 | 0 | 0 | 0 | 0 | 0 | 0 | 0 | 0 | 0 | 0 | 0 | 0 | 0 | 0 | 0 | 0 | 0 | 0 | 0 | 0 | 0 | 0 | 0 | 0 | 0 | 0 | 0 | 0 | 0 | 0 | 0 | 0 | 0 | 0 | 0 | 0 | 0 | 0 | 0 | 0 | 0 | 0 | 0 | 0 | 0 | 0 | 0 | 0 | 0 | 0 | 0 | 0 | 0 | 0 | 0 | 0 | 0 | 0 | 0 | 0 | 0 | 0 | 0 | 0 | 0 | 0 | 0 | 0 | 0 | 0 | 0 | 0 | 0 | 0 | 0 | 0 | 0 | 0 | 0 | 0 | 0 | 0 | 0 | 0 | 0 | 0 | 0 | 0 | 0 | 0 | 0 | 0 | 0 | 0.19812 | 0.19818 | 0.19825 | 0.19832 | 0.1984 | 0.19848 | 0.19856 | 0.19865 | 0.19873 | 0.19882 | 0.1989 | 0.19898 | 0.19905 | 0.19912 | 0.19919 | 0.19926 | 0.19932 | 0.19938 | 0.19944 | 0.19949 | 0.19954 | 0.19959 | 0.19963 | 0 | 0 | 0 | 0.16126 | 0.16131 | 0.16136 | 0.16143 | 0.16149 | 0.16155 | 0.16162 | 0.16169 | 0.16176 | 0.16183 | 0.16189 | 0.16196 | 0.16202 | 0.16208 | 0.16213 | 0.16219 | 0.16224 | 0.16229 | 0.16233 | 0.16238 | 0.16242 | 0.16246 | 0.16249 | 0 | 0 | 0
WA_Industrial_Food Products_Existing_Process_Natural Gas_Commissioning_A | WA | Industrial | Food Products | Existing | Process | Natural Gas | Commissioning | A | IM38 | New construction code | Optimized process design and controls | 10 | 168.6012 | 0 | 0 | 0.27 | 0 | 0 | 0 | 0.1336 |  | employee | 0% | 0% | Retrofit | Retro12Med | 84.73% | TBD | 0.2% | 0.19876 |  | 0.16178 |  | 0 | DL20_COM_CX-Refrig-2021PLN-V11-3 | 2018 AMIL BUS Retro-Commissioning Initiative | U.S. Department of Energy. Lawrence Berkeley National Labs and Building Commissioning Association. https://www.bcxa.org/wp-content/uploads/2020/09/1-s2.0- S0378778819319553-main.pdf | New construction code | New construction code | New construction code | New construction code | New construction code | New construction code | New construction code | New construction code | New construction code | New construction code | New construction code | New construction code | New construction code | New construction code | New construction code | New construction code | New construction code | New construction code | New construction code | New construction code | New construction code | New construction code | New construction code | New construction code | New construction code | New construction code | New construction code | New construction code | New construction code | New construction code | New construction code | Optimized process design and controls | Optimized process design and controls | Optimized process design and controls | Optimized process design and controls | Optimized process design and controls | Optimized process design and controls | Optimized process design and controls | Optimized process design and controls | Optimized process design and controls | Optimized process design and controls | Optimized process design and controls | Optimized process design and controls | Optimized process design and controls | Optimized process design and controls | Optimized process design and controls | Optimized process design and controls | Optimized process design and controls | Optimized process design and controls | Optimized process design and controls | Optimized process design and controls | Optimized process design and controls | Optimized process design and controls | Optimized process design and controls | Optimized process design and controls | Optimized process design and controls | Optimized process design and controls | Optimized process design and controls | Optimized process design and controls | Optimized process design and controls | Optimized process design and controls | Optimized process design and controls | 0.27 | 0.27 | 0.27 | 0.27 | 0.27 | 0.27 | 0.27 | 0.27 | 0.27 | 0.27 | 0.27 | 0.27 | 0.27 | 0.27 | 0.27 | 0.27 | 0.27 | 0.27 | 0.27 | 0.27 | 0.27 | 0.27 | 0.27 | 0.27 | 0.27 | 0.27 | 0.27 | 0.27 | 0.27 | 0.27 | 0.27 | 0 | 0 | 0 | 0 | 0 | 168.6012 | 168.6012 | 168.6012 | 168.6012 | 168.6012 | 168.6012 | 168.6012 | 168.6012 | 168.6012 | 168.6012 | 168.6012 | 168.6012 | 168.6012 | 168.6012 | 168.6012 | 168.6012 | 168.6012 | 168.6012 | 168.6012 | 168.6012 | 168.6012 | 168.6012 | 168.6012 | 0 | 0 | 0 | 0 | 0 | 0 | 0 | 0 | 0 | 0 | 0 | 0 | 0 | 0 | 0 | 0 | 0 | 0 | 0 | 0 | 0 | 0 | 0 | 0 | 0 | 0 | 0 | 0 | 0 | 0 | 0 | 0 | 0 | 0 | 0 | 0 | 0 | 0 | 0 | 0 | 0 | 0 | 0 | 0 | 0 | 0 | 0 | 0 | 0 | 0 | 0 | 0 | 0 | 0 | 0 | 0 | 0 | 0 | 0 | 0 | 0 | 0 | 0 | 0 | 0 | 0 | 0 | 0 | 0 | 0 | 0 | 0 | 0 | 0 | 0 | 0 | 0 | 0 | 0 | 0 | 0 | 0 | 0 | 0 | 0 | 0 | 0 | 0 | 0 | 0 | 0 | 0 | 0 | 0 | 0 | 0 | 0 | 0 | 0 | 0 | 0 | 0 | 0 | 0 | 0 | 0 | 0 | 0 | 0 | 0 | 0 | 0 | 0 | 0 | 0 | 0 | 0 | 0 | 0 | 0 | 0 | 0 | 0 | 0 | 0 | 0 | 0 | 0 | 0 | 0 | 0 | 0 | 0 | 0 | 0 | 0 | 0 | 0 | 0 | 0 | 0 | 0 | 0 | 0 | 0 | 0 | 0 | 0 | 0 | 0 | 0 | 0 | 0 | 0 | 0 | 0 | 0 | 0 | 0 | 0 | 0 | 0 | 0 | 0 | 0 | 0 | 0 | 0 | 0 | 0 | 0 | 0 | 0 | 0 | 0 | 0 | 0 | 0 | 0 | 0 | 0 | 0 | 0 | 0 | 0 | 0 | 0 | 0 | 0 | 0 | 0 | 0 | 0 | 0 | 0 | 0 | 0 | 0 | 0 | 0 | 0 | 0 | 0 | 0 | 0 | 0 | 0 | 0 | 0 | 0 | 0 | 0 | 0 | 0 | 0 | 0 | 0 | 0 | 0 | 0 | 0 | 0 | 0 | 0 | 0 | 0 | 0 | 0 | 0 | 0 | 0 | 0 | 0 | 0 | 0 | 0 | 0 | 0 | 0 | 0 | 0 | 0 | 0 | 0 | 0 | 0 | 0 | 0 | 0 | 0 | 0 | 0 | 0 | 0 | 0 | 0 | 0 | 0 | 0 | 0 | 0 | 0 | 0 | 0 | 0 | 0 | 0 | 0 | 0 | 0 | 0 | 0 | 0 | 0 | 0 | 0 | 0 | 0 | 0 | 0 | 0 | 0 | 0 | 0 | 0 | 0 | 0 | 0 | 0 | 0 | 0 | 0 | 0 | 0 | 0 | 0 | 0 | 0 | 0 | 0 | 0 | 0 | 0 | 0 | 0 | 0 | 0 | 0 | 0 | 0 | 0 | 0 | 0 | 0 | 0 | 0 | 0 | 0 | 0 | 0 | 0 | 0 | 0 | 0 | 0 | 0 | 0 | 0 | 0 | 0 | 0 | 0 | 0 | 0 | 0 | 0 | 0 | 0 | 0 | 0 | 0 | 0 | 0 | 0 | 0 | 0 | 0 | 0 | 0 | 0 | 0 | 0 | 0 | 0 | 0 | 0 | 0 | 0 | 0 | 0 | 0 | 0 | 0 | 0 | 0 | 0 | 0 | 0 | 0 | 0 | 0 | 0 | 0 | 0 | 0 | 0 | 0 | 0 | 0 | 0 | 0 | 0 | 0 | 0 | 0 | 0 | 0 | 0 | 0 | 0 | 0 | 0 | 0 | 0 | 0 | 0 | 0 | 0 | 0 | 0 | 0 | 0 | 0 | 0 | 0 | 0 | 0 | 0 | 0 | 0 | 0 | 0 | 0 | 0 | 0 | 0 | 0 | 0 | 0 | 0.19812 | 0.19818 | 0.19825 | 0.19832 | 0.1984 | 0.19848 | 0.19856 | 0.19865 | 0.19873 | 0.19882 | 0.1989 | 0.19898 | 0.19905 | 0.19912 | 0.19919 | 0.19926 | 0.19932 | 0.19938 | 0.19944 | 0.19949 | 0.19954 | 0.19959 | 0.19963 | 0 | 0 | 0 | 0.16126 | 0.16131 | 0.16136 | 0.16143 | 0.16149 | 0.16155 | 0.16162 | 0.16169 | 0.16176 | 0.16183 | 0.16189 | 0.16196 | 0.16202 | 0.16208 | 0.16213 | 0.16219 | 0.16224 | 0.16229 | 0.16233 | 0.16238 | 0.16242 | 0.16246 | 0.16249 | 0 | 0 | 0
WA_Industrial_Food Products_Existing_Space Heating_Natural Gas_Retrocommissioning_A | WA | Industrial | Food Products | Existing | Space Heating | Natural Gas | Retrocommissioning | A | IM39 | Vintage/existing building | Optimized HVAC flow and controls | 5 | 1.5012 | 0 | 0 | 1.02 | 0 | 0 | 0 | 0.5098 |  | employee | 15% | 50% | Retrofit | RetroEven20 | 76.5% | TBD | 0.2% | 156.9456 |  | 139.087 |  | 0.082131 | COM_RCX-Heating-7PLN-v5-18 | COM_RCX-All-XCELCO-2017-18-1 | COM_RCX-All-XCELCO-2017-18-1 | Vintage/existing building | Vintage/existing building | Vintage/existing building | Vintage/existing building | Vintage/existing building | Vintage/existing building | Vintage/existing building | Vintage/existing building | Vintage/existing building | Vintage/existing building | Vintage/existing building | Vintage/existing building | Vintage/existing building | Vintage/existing building | Vintage/existing building | Vintage/existing building | Vintage/existing building | Vintage/existing building | Vintage/existing building | Vintage/existing building | Vintage/existing building | Vintage/existing building | Vintage/existing building | Vintage/existing building | Vintage/existing building | Vintage/existing building | Vintage/existing building | Vintage/existing building | Vintage/existing building | Vintage/existing building | Vintage/existing building | Optimized HVAC flow and controls | Optimized HVAC flow and controls | Optimized HVAC flow and controls | Optimized HVAC flow and controls | Optimized HVAC flow and controls | Optimized HVAC flow and controls | Optimized HVAC flow and controls | Optimized HVAC flow and controls | Optimized HVAC flow and controls | Optimized HVAC flow and controls | Optimized HVAC flow and controls | Optimized HVAC flow and controls | Optimized HVAC flow and controls | Optimized HVAC flow and controls | Optimized HVAC flow and controls | Optimized HVAC flow and controls | Optimized HVAC flow and controls | Optimized HVAC flow and controls | Optimized HVAC flow and controls | Optimized HVAC flow and controls | Optimized HVAC flow and controls | Optimized HVAC flow and controls | Optimized HVAC flow and controls | Optimized HVAC flow and controls | Optimized HVAC flow and controls | Optimized HVAC flow and controls | Optimized HVAC flow and controls | Optimized HVAC flow and controls | Optimized HVAC flow and controls | Optimized HVAC flow and controls | Optimized HVAC flow and controls | 1.02 | 1.02 | 1.02 | 1.02 | 1.02 | 1.02 | 1.02 | 1.02 | 1.02 | 1.02 | 1.02 | 1.02 | 1.02 | 1.02 | 1.02 | 1.02 | 1.02 | 1.02 | 1.02 | 1.02 | 1.02 | 1.02 | 1.02 | 1.02 | 1.02 | 1.02 | 1.02 | 1.02 | 1.02 | 1.02 | 1.02 | 0 | 0 | 0 | 0 | 0 | 1.4765 | 1.4664 | 1.4534 | 1.4394 | 1.4243 | 1.4086 | 1.3924 | 1.3759 | 1.3586 | 1.3402 | 1.3223 | 1.3047 | 1.2889 | 1.2741 | 1.2605 | 1.2478 | 1.2348 | 1.2235 | 1.2128 | 1.2027 | 1.1931 | 1.1849 | 1.1769 | 0 | 0 | 0 | 0.048537 | 0.048178 | 0.047469 | 0.047037 | 0.046584 | 0.045485 | 0.044838 | 0.044217 | 0.042969 | 0.042549 | 0.041579 | 0.04103 | 0.04033 | 0.03951 | 0.039137 | 0.038581 | 0.038032 | 0.037545 | 0.037092 | 0.036665 | 0 | 0 | 0 | 0 | 0 | 0 | 0.048537 | 0.096382 | 0.143 | 0.18865 | 0.23327 | 0.27618 | 0.31783 | 0.35829 | 0.39677 | 0.43394 | 0.46971 | 0.50448 | 0.53871 | 0.57202 | 0.60508 | 0.63754 | 0.66895 | 0.70034 | 0.73134 | 0.76189 | 0.75585 | 0.75061 | 0.74555 | 0 | 0 | 0 | 32.8732 | 32.8552 | 32.6614 | 32.6791 | 32.7061 | 32.2908 | 32.2025 | 32.1371 | 31.6268 | 31.7476 | 31.4448 | 31.4489 | 31.2906 | 31.0115 | 31.0482 | 30.9198 | 30.7996 | 30.6874 | 30.5831 | 30.4866 | 0 | 0 | 0 | 0 | 0 | 0 | 32.8732 | 65.7284 | 98.3898 | 131.0689 | 163.775 | 196.0658 | 228.2683 | 260.4055 | 292.0323 | 323.7799 | 355.2247 | 386.6736 | 417.9642 | 448.9757 | 480.024 | 510.9438 | 541.7434 | 572.4308 | 603.0138 | 633.5005 | 633.5005 | 633.5005 | 633.5005 | 633.5005 | 633.5005 | 633.5005 | 0.041308 | 0.041054 | 0.040525 | 0.040233 | 0.039926 | 0.039064 | 0.038584 | 0.038124 | 0.037125 | 0.036833 | 0.036065 | 0.035652 | 0.035078 | 0.034393 | 0.034083 | 0.033611 | 0.033145 | 0.032733 | 0.032374 | 0.03204 | 0 | 0 | 0 | 0 | 0 | 0 | 0.041308 | 0.082131 | 0.12208 | 0.16137 | 0.19993 | 0.23719 | 0.27351 | 0.30891 | 0.3428 | 0.37564 | 0.40742 | 0.43835 | 0.46856 | 0.49794 | 0.52695 | 0.55541 | 0.58299 | 0.6106 | 0.63832 | 0.66578 | 0.66136 | 0.65758 | 0.65404 | 0 | 0 | 0 | 27.9422 | 27.9269 | 27.7622 | 27.7772 | 27.8002 | 27.4472 | 27.3722 | 27.3166 | 26.8828 | 26.9854 | 26.7281 | 26.7316 | 26.597 | 26.3598 | 26.391 | 26.2819 | 26.1797 | 26.0843 | 25.9956 | 25.9136 | 0 | 0 | 0 | 0 | 0 | 0 | 27.9422 | 55.8692 | 83.6314 | 111.4086 | 139.2088 | 166.6559 | 194.0281 | 221.3447 | 248.2275 | 275.2129 | 301.941 | 328.6726 | 355.2696 | 381.6294 | 408.0204 | 434.3022 | 460.4819 | 486.5661 | 512.5618 | 538.4754 | 538.4754 | 538.4754 | 538.4754 | 538.4754 | 538.4754 | 538.4754 | 0.041319 | 0.041082 | 0.040573 | 0.040303 | 0.04002 | 0.039183 | 0.038728 | 0.038292 | 0.037317 | 0.037052 | 0.036307 | 0.035918 | 0.035367 | 0.034705 | 0.034418 | 0.033968 | 0.033526 | 0.033138 | 0.03278 | 0.032446 | 0 | 0 | 0 | 0 | 0 | 0 | 0.041319 | 0.082187 | 0.12222 | 0.16165 | 0.2004 | 0.23791 | 0.27452 | 0.31027 | 0.34457 | 0.37787 | 0.41015 | 0.44162 | 0.47241 | 0.50244 | 0.53212 | 0.56131 | 0.5897 | 0.61815 | 0.64633 | 0.67423 | 0.66983 | 0.66607 | 0.66255 | 0 | 0 | 0 | 27.9422 | 27.9269 | 27.7622 | 27.7772 | 27.8002 | 27.4472 | 27.3722 | 27.3166 | 26.8828 | 26.9854 | 26.7281 | 26.7316 | 26.597 | 26.3598 | 26.391 | 26.2819 | 26.1797 | 26.0843 | 25.9956 | 25.9136 | 0 | 0 | 0 | 0 | 0 | 0 | 27.9422 | 55.8692 | 83.6314 | 111.4086 | 139.2088 | 166.6559 | 194.0281 | 221.3447 | 248.2275 | 275.2129 | 301.941 | 328.6726 | 355.2696 | 381.6294 | 408.0204 | 434.3022 | 460.4819 | 486.5661 | 512.5618 | 538.4754 | 538.4754 | 538.4754 | 538.4754 | 538.4754 | 538.4754 | 538.4754 | 0.041308 | 0.041054 | 0.040525 | 0.040233 | 0.039926 | 0.039064 | 0.038584 | 0.038124 | 0.037125 | 0.036833 | 0.036065 | 0.035652 | 0.035078 | 0.034393 | 0.034083 | 0.033611 | 0.033145 | 0.032733 | 0.032374 | 0.03204 | 0 | 0 | 0 | 0 | 0 | 0 | 0.041308 | 0.082131 | 0.12208 | 0.16137 | 0.19993 | 0.23719 | 0.27351 | 0.30891 | 0.3428 | 0.37564 | 0.40742 | 0.43835 | 0.46856 | 0.49794 | 0.52695 | 0.55541 | 0.58299 | 0.6106 | 0.63832 | 0.66578 | 0.66136 | 0.65758 | 0.65404 | 0 | 0 | 0 | 27.9422 | 27.9269 | 27.7622 | 27.7772 | 27.8002 | 27.4472 | 27.3722 | 27.3166 | 26.8828 | 26.9854 | 26.7281 | 26.7316 | 26.597 | 26.3598 | 26.391 | 26.2819 | 26.1797 | 26.0843 | 25.9956 | 25.9136 | 0 | 0 | 0 | 0 | 0 | 0 | 27.9422 | 55.8692 | 83.6314 | 111.4086 | 139.2088 | 166.6559 | 194.0281 | 221.3447 | 248.2275 | 275.2129 | 301.941 | 328.6726 | 355.2696 | 381.6294 | 408.0204 | 434.3022 | 460.4819 | 486.5661 | 512.5618 | 538.4754 | 538.4754 | 538.4754 | 538.4754 | 538.4754 | 538.4754 | 538.4754 | 148.4041 | 149.1331 | 150.0448 | 151.0212 | 152.0571 | 153.1218 | 154.2318 | 155.3516 | 156.4832 | 157.7244 | 158.8893 | 160.0573 | 161.1564 | 162.1947 | 163.2195 | 164.1996 | 165.2132 | 166.139 | 167.0235 | 167.8734 | 168.6678 | 169.4099 | 170.1028 | 0 | 0 | 0 | 131.5174 | 132.1635 | 132.9715 | 133.8367 | 134.7547 | 135.6983 | 136.682 | 137.6744 | 138.6772 | 139.7772 | 140.8095 | 141.8446 | 142.8187 | 143.7389 | 144.647 | 145.5156 | 146.4139 | 147.2343 | 148.0181 | 148.7714 | 149.4754 | 150.133 | 150.7471 | 0 | 0 | 0
WA_Industrial_Food Products_Existing_Process_Natural Gas_Retrocommissioning_A | WA | Industrial | Food Products | Existing | Process | Natural Gas | Retrocommissioning | A | IM40 | Vintage/existing building | Optimized process design and controls | 5 | 0 | 0 | 0 | 1.02 | 0 | 0 | 0 | 0.5098 |  | employee | 15% | 50% | Retrofit | RetroEven20 | 76.5% | TBD | 0.2% | 156.9456 |  | 139.087 |  | 0 | COM_RCX-Heating-7PLN-v5-18 | COM_RCX-All-XCELCO-2017-18-1 | n/a | Vintage/existing building | Vintage/existing building | Vintage/existing building | Vintage/existing building | Vintage/existing building | Vintage/existing building | Vintage/existing building | Vintage/existing building | Vintage/existing building | Vintage/existing building | Vintage/existing building | Vintage/existing building | Vintage/existing building | Vintage/existing building | Vintage/existing building | Vintage/existing building | Vintage/existing building | Vintage/existing building | Vintage/existing building | Vintage/existing building | Vintage/existing building | Vintage/existing building | Vintage/existing building | Vintage/existing building | Vintage/existing building | Vintage/existing building | Vintage/existing building | Vintage/existing building | Vintage/existing building | Vintage/existing building | Vintage/existing building | Optimized process design and controls | Optimized process design and controls | Optimized process design and controls | Optimized process design and controls | Optimized process design and controls | Optimized process design and controls | Optimized process design and controls | Optimized process design and controls | Optimized process design and controls | Optimized process design and controls | Optimized process design and controls | Optimized process design and controls | Optimized process design and controls | Optimized process design and controls | Optimized process design and controls | Optimized process design and controls | Optimized process design and controls | Optimized process design and controls | Optimized process design and controls | Optimized process design and controls | Optimized process design and controls | Optimized process design and controls | Optimized process design and controls | Optimized process design and controls | Optimized process design and controls | Optimized process design and controls | Optimized process design and controls | Optimized process design and controls | Optimized process design and controls | Optimized process design and controls | Optimized process design and controls | 1.02 | 1.02 | 1.02 | 1.02 | 1.02 | 1.02 | 1.02 | 1.02 | 1.02 | 1.02 | 1.02 | 1.02 | 1.02 | 1.02 | 1.02 | 1.02 | 1.02 | 1.02 | 1.02 | 1.02 | 1.02 | 1.02 | 1.02 | 1.02 | 1.02 | 1.02 | 1.02 | 1.02 | 1.02 | 1.02 | 1.02 | 0 | 0 | 0 | 0 | 0 | 0 | 0 | 0 | 0 | 0 | 0 | 0 | 0 | 0 | 0 | 0 | 0 | 0 | 0 | 0 | 0 | 0 | 0 | 0 | 0 | 0 | 0 | 0 | 0 | 0 | 0 | 0 | 0 | 0 | 0 | 0 | 0 | 0 | 0 | 0 | 0 | 0 | 0 | 0 | 0 | 0 | 0 | 0 | 0 | 0 | 0 | 0 | 0 | 0 | 0 | 0 | 0 | 0 | 0 | 0 | 0 | 0 | 0 | 0 | 0 | 0 | 0 | 0 | 0 | 0 | 0 | 0 | 0 | 0 | 0 | 0 | 0 | 0 | 0 | 0 | 0 | 0 | 0 | 32.8732 | 32.8552 | 32.6614 | 32.6791 | 32.7061 | 32.2908 | 32.2025 | 32.1371 | 31.6268 | 31.7476 | 31.4448 | 31.4489 | 31.2906 | 31.0115 | 31.0482 | 30.9198 | 30.7996 | 30.6874 | 30.5831 | 30.4866 | 0 | 0 | 0 | 0 | 0 | 0 | 32.8732 | 65.7284 | 98.3898 | 131.0689 | 163.775 | 196.0658 | 228.2683 | 260.4055 | 292.0323 | 323.7799 | 355.2247 | 386.6736 | 417.9642 | 448.9757 | 480.024 | 510.9438 | 541.7434 | 572.4308 | 603.0138 | 633.5005 | 633.5005 | 633.5005 | 633.5005 | 633.5005 | 633.5005 | 633.5005 | 0 | 0 | 0 | 0 | 0 | 0 | 0 | 0 | 0 | 0 | 0 | 0 | 0 | 0 | 0 | 0 | 0 | 0 | 0 | 0 | 0 | 0 | 0 | 0 | 0 | 0 | 0 | 0 | 0 | 0 | 0 | 0 | 0 | 0 | 0 | 0 | 0 | 0 | 0 | 0 | 0 | 0 | 0 | 0 | 0 | 0 | 0 | 0 | 0 | 0 | 0 | 0 | 27.9422 | 27.9269 | 27.7622 | 27.7772 | 27.8002 | 27.4472 | 27.3722 | 27.3166 | 26.8828 | 26.9854 | 26.7281 | 26.7316 | 26.597 | 26.3598 | 26.391 | 26.2819 | 26.1797 | 26.0843 | 25.9956 | 25.9136 | 0 | 0 | 0 | 0 | 0 | 0 | 27.9422 | 55.8692 | 83.6314 | 111.4086 | 139.2088 | 166.6559 | 194.0281 | 221.3447 | 248.2275 | 275.2129 | 301.941 | 328.6726 | 355.2696 | 381.6294 | 408.0204 | 434.3022 | 460.4819 | 486.5661 | 512.5618 | 538.4754 | 538.4754 | 538.4754 | 538.4754 | 538.4754 | 538.4754 | 538.4754 | 0 | 0 | 0 | 0 | 0 | 0 | 0 | 0 | 0 | 0 | 0 | 0 | 0 | 0 | 0 | 0 | 0 | 0 | 0 | 0 | 0 | 0 | 0 | 0 | 0 | 0 | 0 | 0 | 0 | 0 | 0 | 0 | 0 | 0 | 0 | 0 | 0 | 0 | 0 | 0 | 0 | 0 | 0 | 0 | 0 | 0 | 0 | 0 | 0 | 0 | 0 | 0 | 27.9422 | 27.9269 | 27.7622 | 27.7772 | 27.8002 | 27.4472 | 27.3722 | 27.3166 | 26.8828 | 26.9854 | 26.7281 | 26.7316 | 26.597 | 26.3598 | 26.391 | 26.2819 | 26.1797 | 26.0843 | 25.9956 | 25.9136 | 0 | 0 | 0 | 0 | 0 | 0 | 27.9422 | 55.8692 | 83.6314 | 111.4086 | 139.2088 | 166.6559 | 194.0281 | 221.3447 | 248.2275 | 275.2129 | 301.941 | 328.6726 | 355.2696 | 381.6294 | 408.0204 | 434.3022 | 460.4819 | 486.5661 | 512.5618 | 538.4754 | 538.4754 | 538.4754 | 538.4754 | 538.4754 | 538.4754 | 538.4754 | 0 | 0 | 0 | 0 | 0 | 0 | 0 | 0 | 0 | 0 | 0 | 0 | 0 | 0 | 0 | 0 | 0 | 0 | 0 | 0 | 0 | 0 | 0 | 0 | 0 | 0 | 0 | 0 | 0 | 0 | 0 | 0 | 0 | 0 | 0 | 0 | 0 | 0 | 0 | 0 | 0 | 0 | 0 | 0 | 0 | 0 | 0 | 0 | 0 | 0 | 0 | 0 | 27.9422 | 27.9269 | 27.7622 | 27.7772 | 27.8002 | 27.4472 | 27.3722 | 27.3166 | 26.8828 | 26.9854 | 26.7281 | 26.7316 | 26.597 | 26.3598 | 26.391 | 26.2819 | 26.1797 | 26.0843 | 25.9956 | 25.9136 | 0 | 0 | 0 | 0 | 0 | 0 | 27.9422 | 55.8692 | 83.6314 | 111.4086 | 139.2088 | 166.6559 | 194.0281 | 221.3447 | 248.2275 | 275.2129 | 301.941 | 328.6726 | 355.2696 | 381.6294 | 408.0204 | 434.3022 | 460.4819 | 486.5661 | 512.5618 | 538.4754 | 538.4754 | 538.4754 | 538.4754 | 538.4754 | 538.4754 | 538.4754 | 148.4041 | 149.1331 | 150.0448 | 151.0212 | 152.0571 | 153.1218 | 154.2318 | 155.3516 | 156.4832 | 157.7244 | 158.8893 | 160.0573 | 161.1564 | 162.1947 | 163.2195 | 164.1996 | 165.2132 | 166.139 | 167.0235 | 167.8734 | 168.6678 | 169.4099 | 170.1028 | 0 | 0 | 0 | 131.5174 | 132.1635 | 132.9715 | 133.8367 | 134.7547 | 135.6983 | 136.682 | 137.6744 | 138.6772 | 139.7772 | 140.8095 | 141.8446 | 142.8187 | 143.7389 | 144.647 | 145.5156 | 146.4139 | 147.2343 | 148.0181 | 148.7714 | 149.4754 | 150.133 | 150.7471 | 0 | 0 | 0
WA_Industrial_Food Products_New_Space Heating_Natural Gas_Insulation - Roof/Ceiling_A | WA | Industrial | Food Products | New | Space Heating | Natural Gas | Insulation - Roof/Ceiling | A | IM41 | R-13 | R-38 | 45 | 0.095693 | 0 | 0 | 1.11 | 0 | 0 | 0 | 0.55475 |  | sqft | 0% | 0% | Retrofit | Retro3Slow | 83.42% | TBD | 0.2% | 919.2948 |  | 584.266 |  | 0 | RTF Wkbk - ComWeatherizationSchool_v3_1 | RTF Wkbk - ComWeatherizationSchool_v3_1 | Building Energy Simulation Tool | R-13 | R-13 | R-13 | R-13 | R-13 | R-13 | R-13 | R-13 | R-13 | R-13 | R-13 | R-13 | R-13 | R-13 | R-13 | R-13 | R-13 | R-13 | R-13 | R-13 | R-13 | R-13 | R-13 | R-13 | R-13 | R-13 | R-13 | R-13 | R-13 | R-13 | R-13 | R-38 | R-38 | R-38 | R-38 | R-38 | R-38 | R-38 | R-38 | R-38 | R-38 | R-38 | R-38 | R-38 | R-38 | R-38 | R-38 | R-38 | R-38 | R-38 | R-38 | R-38 | R-38 | R-38 | R-38 | R-38 | R-38 | R-38 | R-38 | R-38 | R-38 | R-38 | 1.11 | 1.11 | 1.11 | 1.11 | 1.11 | 1.11 | 1.11 | 1.11 | 1.11 | 1.11 | 1.11 | 1.11 | 1.11 | 1.11 | 1.11 | 1.11 | 1.11 | 1.11 | 1.11 | 1.11 | 1.11 | 1.11 | 1.11 | 1.11 | 1.11 | 1.11 | 1.11 | 1.11 | 1.11 | 1.11 | 1.11 | 0 | 0 | 0 | 0 | 0 | 0.091642 | 0.088903 | 0.086891 | 0.085347 | 0.084108 | 0.083095 | 0.081904 | 0.080639 | 0.079372 | 0.078127 | 0.077 | 0.075981 | 0.075747 | 0.075097 | 0.074621 | 0.074286 | 0.074022 | 0.073932 | 0.073939 | 0.074006 | 0.074105 | 0.074203 | 0.074305 | 0 | 0 | 0 | 0 | 0 | 0 | 0 | 0 | 0 | 0 | 0 | 0 | 0 | 0 | 0 | 0 | 0 | 0 | 0 | 0 | 0 | 0 | 0 | 0 | 0 | 0 | 0 | 0 | 0 | 0 | 0 | 0 | 0 | 0 | 0 | 0 | 0 | 0 | 0 | 0 | 0 | 0 | 0 | 0 | 0 | 0 | 0 | 0 | 0 | 0 | 0 | 0 | 0 | 0 | 0 | 0 | 0 | 0 | 0 | 0 | 0 | 0 | 0 | 0 | 0 | 0 | 0 | 0 | 0 | 0 | 0 | 0 | 0 | 0 | 0 | 0 | 0 | 0 | 0 | 0 | 0 | 0 | 0 | 0 | 0 | 0 | 0 | 0 | 0 | 0 | 0 | 0 | 0 | 0 | 0 | 0 | 0 | 0 | 0 | 0 | 0 | 0 | 0 | 0 | 0 | 0 | 0 | 0 | 0 | 0 | 0 | 0 | 0 | 0 | 0 | 0 | 0 | 0 | 0 | 0 | 0 | 0 | 0 | 0 | 0 | 0 | 0 | 0 | 0 | 0 | 0 | 0 | 0 | 0 | 0 | 0 | 0 | 0 | 0 | 0 | 0 | 0 | 0 | 0 | 0 | 0 | 0 | 0 | 0 | 0 | 0 | 0 | 0 | 0 | 0 | 0 | 0 | 0 | 0 | 0 | 0 | 0 | 0 | 0 | 0 | 0 | 0 | 0 | 0 | 0 | 0 | 0 | 0 | 0 | 0 | 0 | 0 | 0 | 0 | 0 | 0 | 0 | 0 | 0 | 0 | 0 | 0 | 0 | 0 | 0 | 0 | 0 | 0 | 0 | 0 | 0 | 0 | 0 | 0 | 0 | 0 | 0 | 0 | 0 | 0 | 0 | 0 | 0 | 0 | 0 | 0 | 0 | 0 | 0 | 0 | 0 | 0 | 0 | 0 | 0 | 0 | 0 | 0 | 0 | 0 | 0 | 0 | 0 | 0 | 0 | 0 | 0 | 0 | 0 | 0 | 0 | 0 | 0 | 0 | 0 | 0 | 0 | 0 | 0 | 0 | 0 | 0 | 0 | 0 | 0 | 0 | 0 | 0 | 0 | 0 | 0 | 0 | 0 | 0 | 0 | 0 | 0 | 0 | 0 | 0 | 0 | 0 | 0 | 0 | 0 | 0 | 0 | 0 | 0 | 0 | 0 | 0 | 0 | 0 | 0 | 0 | 0 | 0 | 0 | 0 | 0 | 0 | 0 | 0 | 0 | 0 | 0 | 0 | 0 | 0 | 0 | 0 | 0 | 0 | 0 | 0 | 0 | 0 | 0 | 0 | 0 | 0 | 0 | 0 | 0 | 0 | 0 | 0 | 0 | 0 | 0 | 0 | 0 | 0 | 0 | 0 | 0 | 0 | 0 | 0 | 0 | 0 | 0 | 0 | 0 | 0 | 0 | 0 | 0 | 0 | 0 | 0 | 0 | 0 | 0 | 0 | 0 | 0 | 0 | 0 | 0 | 0 | 0 | 0 | 0 | 0 | 0 | 0 | 0 | 0 | 0 | 0 | 0 | 0 | 0 | 0 | 0 | 0 | 0 | 0 | 0 | 0 | 0 | 0 | 0 | 0 | 0 | 0 | 0 | 0 | 0 | 0 | 0 | 0 | 0 | 0 | 0 | 0 | 0 | 0 | 0 | 0 | 0 | 0 | 0 | 0 | 0 | 0 | 0 | 0 | 0 | 0 | 0 | 0 | 0 | 0 | 0 | 0 | 0 | 0 | 0 | 0 | 0 | 0 | 0 | 0 | 0 | 0 | 0 | 0 | 0 | 0 | 0 | 0 | 870.2094 | 881.5988 | 890.1016 | 896.6605 | 901.9039 | 906.1928 | 911.262 | 916.6444 | 922.0154 | 927.2693 | 931.4398 | 934.7521 | 937.4019 | 941.6309 | 944.7604 | 947.0354 | 948.8239 | 948.8239 | 948.8239 | 948.8239 | 948.8239 | 948.8239 | 948.8239 | 0 | 0 | 0 | 553.0693 | 560.308 | 565.712 | 569.8806 | 573.2131 | 575.9389 | 579.1607 | 582.5815 | 585.9951 | 589.3343 | 591.9848 | 594.09 | 595.7741 | 598.4619 | 600.4509 | 601.8968 | 603.0335 | 603.0335 | 603.0335 | 603.0335 | 603.0335 | 603.0335 | 603.0335 | 0 | 0 | 0
WA_Industrial_Food Products_New_Space Heating_Natural Gas_Insulation - Wall Cavity_A | WA | Industrial | Food Products | New | Space Heating | Natural Gas | Insulation - Wall Cavity | A | IM42 | R-11 or less | R-21 | 45 | 0.017233 | 0 | 0 | 0.36 | 0 | 0 | 0 | 0.1823 |  | sqft | 0% | 0% | Retrofit | Retro3Slow | 83.42% | TBD | 0.2% | 1655.5473 |  | 1052.1979 |  | 0 | RTF Wkbk - ComWeatherizationSchool_v4_0 | RTF Wkbk - ComWeatherizationSchool_v4_0 | Building Energy Simulation Tool | R-11 or less | R-11 or less | R-11 or less | R-11 or less | R-11 or less | R-11 or less | R-11 or less | R-11 or less | R-11 or less | R-11 or less | R-11 or less | R-11 or less | R-11 or less | R-11 or less | R-11 or less | R-11 or less | R-11 or less | R-11 or less | R-11 or less | R-11 or less | R-11 or less | R-11 or less | R-11 or less | R-11 or less | R-11 or less | R-11 or less | R-11 or less | R-11 or less | R-11 or less | R-11 or less | R-11 or less | R-21 | R-21 | R-21 | R-21 | R-21 | R-21 | R-21 | R-21 | R-21 | R-21 | R-21 | R-21 | R-21 | R-21 | R-21 | R-21 | R-21 | R-21 | R-21 | R-21 | R-21 | R-21 | R-21 | R-21 | R-21 | R-21 | R-21 | R-21 | R-21 | R-21 | R-21 | 0.36 | 0.36 | 0.36 | 0.36 | 0.36 | 0.36 | 0.36 | 0.36 | 0.36 | 0.36 | 0.36 | 0.36 | 0.36 | 0.36 | 0.36 | 0.36 | 0.36 | 0.36 | 0.36 | 0.36 | 0.36 | 0.36 | 0.36 | 0.36 | 0.36 | 0.36 | 0.36 | 0.36 | 0.36 | 0.36 | 0.36 | 0 | 0 | 0 | 0 | 0 | 0.016504 | 0.016011 | 0.015648 | 0.01537 | 0.015147 | 0.014965 | 0.01475 | 0.014522 | 0.014294 | 0.01407 | 0.013867 | 0.013684 | 0.013641 | 0.013524 | 0.013439 | 0.013378 | 0.013331 | 0.013314 | 0.013316 | 0.013328 | 0.013346 | 0.013363 | 0.013382 | 0 | 0 | 0 | 0 | 0 | 0 | 0 | 0 | 0 | 0 | 0 | 0 | 0 | 0 | 0 | 0 | 0 | 0 | 0 | 0 | 0 | 0 | 0 | 0 | 0 | 0 | 0 | 0 | 0 | 0 | 0 | 0 | 0 | 0 | 0 | 0 | 0 | 0 | 0 | 0 | 0 | 0 | 0 | 0 | 0 | 0 | 0 | 0 | 0 | 0 | 0 | 0 | 0 | 0 | 0 | 0 | 0 | 0 | 0 | 0 | 0 | 0 | 0 | 0 | 0 | 0 | 0 | 0 | 0 | 0 | 0 | 0 | 0 | 0 | 0 | 0 | 0 | 0 | 0 | 0 | 0 | 0 | 0 | 0 | 0 | 0 | 0 | 0 | 0 | 0 | 0 | 0 | 0 | 0 | 0 | 0 | 0 | 0 | 0 | 0 | 0 | 0 | 0 | 0 | 0 | 0 | 0 | 0 | 0 | 0 | 0 | 0 | 0 | 0 | 0 | 0 | 0 | 0 | 0 | 0 | 0 | 0 | 0 | 0 | 0 | 0 | 0 | 0 | 0 | 0 | 0 | 0 | 0 | 0 | 0 | 0 | 0 | 0 | 0 | 0 | 0 | 0 | 0 | 0 | 0 | 0 | 0 | 0 | 0 | 0 | 0 | 0 | 0 | 0 | 0 | 0 | 0 | 0 | 0 | 0 | 0 | 0 | 0 | 0 | 0 | 0 | 0 | 0 | 0 | 0 | 0 | 0 | 0 | 0 | 0 | 0 | 0 | 0 | 0 | 0 | 0 | 0 | 0 | 0 | 0 | 0 | 0 | 0 | 0 | 0 | 0 | 0 | 0 | 0 | 0 | 0 | 0 | 0 | 0 | 0 | 0 | 0 | 0 | 0 | 0 | 0 | 0 | 0 | 0 | 0 | 0 | 0 | 0 | 0 | 0 | 0 | 0 | 0 | 0 | 0 | 0 | 0 | 0 | 0 | 0 | 0 | 0 | 0 | 0 | 0 | 0 | 0 | 0 | 0 | 0 | 0 | 0 | 0 | 0 | 0 | 0 | 0 | 0 | 0 | 0 | 0 | 0 | 0 | 0 | 0 | 0 | 0 | 0 | 0 | 0 | 0 | 0 | 0 | 0 | 0 | 0 | 0 | 0 | 0 | 0 | 0 | 0 | 0 | 0 | 0 | 0 | 0 | 0 | 0 | 0 | 0 | 0 | 0 | 0 | 0 | 0 | 0 | 0 | 0 | 0 | 0 | 0 | 0 | 0 | 0 | 0 | 0 | 0 | 0 | 0 | 0 | 0 | 0 | 0 | 0 | 0 | 0 | 0 | 0 | 0 | 0 | 0 | 0 | 0 | 0 | 0 | 0 | 0 | 0 | 0 | 0 | 0 | 0 | 0 | 0 | 0 | 0 | 0 | 0 | 0 | 0 | 0 | 0 | 0 | 0 | 0 | 0 | 0 | 0 | 0 | 0 | 0 | 0 | 0 | 0 | 0 | 0 | 0 | 0 | 0 | 0 | 0 | 0 | 0 | 0 | 0 | 0 | 0 | 0 | 0 | 0 | 0 | 0 | 0 | 0 | 0 | 0 | 0 | 0 | 0 | 0 | 0 | 0 | 0 | 0 | 0 | 0 | 0 | 0 | 0 | 0 | 0 | 0 | 0 | 0 | 0 | 0 | 0 | 0 | 0 | 0 | 0 | 0 | 0 | 0 | 0 | 0 | 0 | 0 | 0 | 0 | 0 | 0 | 0 | 0 | 0 | 0 | 0 | 0 | 0 | 0 | 0 | 0 | 0 | 0 | 0 | 0 | 0 | 0 | 0 | 0 | 0 | 0 | 0 | 1567.15 | 1587.661 | 1602.9737 | 1614.7854 | 1624.2283 | 1631.952 | 1641.0811 | 1650.7742 | 1660.4467 | 1669.9086 | 1677.419 | 1683.3843 | 1688.1562 | 1695.7722 | 1701.4081 | 1705.505 | 1708.726 | 1708.726 | 1708.726 | 1708.726 | 1708.726 | 1708.726 | 1708.726 | 0 | 0 | 0 | 996.0162 | 1009.0521 | 1018.7842 | 1026.2913 | 1032.2928 | 1037.2016 | 1043.0037 | 1049.1642 | 1055.3117 | 1061.3253 | 1066.0986 | 1069.8899 | 1072.9227 | 1077.7631 | 1081.3451 | 1083.9489 | 1085.996 | 1085.996 | 1085.996 | 1085.996 | 1085.996 | 1085.996 | 1085.996 | 0 | 0 | 0
WA_Industrial_Food Products_New_Space Heating_Natural Gas_Insulation - Ducting_A | WA | Industrial | Food Products | New | Space Heating | Natural Gas | Insulation - Ducting | A | IM43 | ~2°F thermal losses | 50% reduction in thermal losses | 20 | 0.0014746 | 0 | 0 | 1.52 | 0 | 0 | 0 | 0.76105 |  | sqft | 0% | 0% | Retrofit | Retro5Med | 85.36% | TBD | 0.2% | 0 |  | 0 |  | 0 | MA TRM - 2019-2021 - COM-HVAC-DI | MEMD - MMD8.25.01.FESH23.v01 | Building Energy Simulation Tool | ~2°F thermal losses | ~2°F thermal losses | ~2°F thermal losses | ~2°F thermal losses | ~2°F thermal losses | ~2°F thermal losses | ~2°F thermal losses | ~2°F thermal losses | ~2°F thermal losses | ~2°F thermal losses | ~2°F thermal losses | ~2°F thermal losses | ~2°F thermal losses | ~2°F thermal losses | ~2°F thermal losses | ~2°F thermal losses | ~2°F thermal losses | ~2°F thermal losses | ~2°F thermal losses | ~2°F thermal losses | ~2°F thermal losses | ~2°F thermal losses | ~2°F thermal losses | ~2°F thermal losses | ~2°F thermal losses | ~2°F thermal losses | ~2°F thermal losses | ~2°F thermal losses | ~2°F thermal losses | ~2°F thermal losses | ~2°F thermal losses | 50% reduction in thermal losses | 50% reduction in thermal losses | 50% reduction in thermal losses | 50% reduction in thermal losses | 50% reduction in thermal losses | 50% reduction in thermal losses | 50% reduction in thermal losses | 50% reduction in thermal losses | 50% reduction in thermal losses | 50% reduction in thermal losses | 50% reduction in thermal losses | 50% reduction in thermal losses | 50% reduction in thermal losses | 50% reduction in thermal losses | 50% reduction in thermal losses | 50% reduction in thermal losses | 50% reduction in thermal losses | 50% reduction in thermal losses | 50% reduction in thermal losses | 50% reduction in thermal losses | 50% reduction in thermal losses | 50% reduction in thermal losses | 50% reduction in thermal losses | 50% reduction in thermal losses | 50% reduction in thermal losses | 50% reduction in thermal losses | 50% reduction in thermal losses | 50% reduction in thermal losses | 50% reduction in thermal losses | 50% reduction in thermal losses | 50% reduction in thermal losses | 1.52 | 1.52 | 1.52 | 1.52 | 1.52 | 1.52 | 1.52 | 1.52 | 1.52 | 1.52 | 1.52 | 1.52 | 1.52 | 1.52 | 1.52 | 1.52 | 1.52 | 1.52 | 1.52 | 1.52 | 1.52 | 1.52 | 1.52 | 1.52 | 1.52 | 1.52 | 1.52 | 1.52 | 1.52 | 1.52 | 1.52 | 0 | 0 | 0 | 0 | 0 | 0 | 0 | 0 | 0 | 0 | 0 | 0 | 0 | 0 | 0 | 0 | 0 | 0 | 0 | 0 | 0 | 0 | 0 | 0 | 0 | 0 | 0 | 0 | 0 | 0 | 0 | 0 | 0 | 0 | 0 | 0 | 0 | 0 | 0 | 0 | 0 | 0 | 0 | 0 | 0 | 0 | 0 | 0 | 0 | 0 | 0 | 0 | 0 | 0 | 0 | 0 | 0 | 0 | 0 | 0 | 0 | 0 | 0 | 0 | 0 | 0 | 0 | 0 | 0 | 0 | 0 | 0 | 0 | 0 | 0 | 0 | 0 | 0 | 0 | 0 | 0 | 0 | 0 | 0 | 0 | 0 | 0 | 0 | 0 | 0 | 0 | 0 | 0 | 0 | 0 | 0 | 0 | 0 | 0 | 0 | 0 | 0 | 0 | 0 | 0 | 0 | 0 | 0 | 0 | 0 | 0 | 0 | 0 | 0 | 0 | 0 | 0 | 0 | 0 | 0 | 0 | 0 | 0 | 0 | 0 | 0 | 0 | 0 | 0 | 0 | 0 | 0 | 0 | 0 | 0 | 0 | 0 | 0 | 0 | 0 | 0 | 0 | 0 | 0 | 0 | 0 | 0 | 0 | 0 | 0 | 0 | 0 | 0 | 0 | 0 | 0 | 0 | 0 | 0 | 0 | 0 | 0 | 0 | 0 | 0 | 0 | 0 | 0 | 0 | 0 | 0 | 0 | 0 | 0 | 0 | 0 | 0 | 0 | 0 | 0 | 0 | 0 | 0 | 0 | 0 | 0 | 0 | 0 | 0 | 0 | 0 | 0 | 0 | 0 | 0 | 0 | 0 | 0 | 0 | 0 | 0 | 0 | 0 | 0 | 0 | 0 | 0 | 0 | 0 | 0 | 0 | 0 | 0 | 0 | 0 | 0 | 0 | 0 | 0 | 0 | 0 | 0 | 0 | 0 | 0 | 0 | 0 | 0 | 0 | 0 | 0 | 0 | 0 | 0 | 0 | 0 | 0 | 0 | 0 | 0 | 0 | 0 | 0 | 0 | 0 | 0 | 0 | 0 | 0 | 0 | 0 | 0 | 0 | 0 | 0 | 0 | 0 | 0 | 0 | 0 | 0 | 0 | 0 | 0 | 0 | 0 | 0 | 0 | 0 | 0 | 0 | 0 | 0 | 0 | 0 | 0 | 0 | 0 | 0 | 0 | 0 | 0 | 0 | 0 | 0 | 0 | 0 | 0 | 0 | 0 | 0 | 0 | 0 | 0 | 0 | 0 | 0 | 0 | 0 | 0 | 0 | 0 | 0 | 0 | 0 | 0 | 0 | 0 | 0 | 0 | 0 | 0 | 0 | 0 | 0 | 0 | 0 | 0 | 0 | 0 | 0 | 0 | 0 | 0 | 0 | 0 | 0 | 0 | 0 | 0 | 0 | 0 | 0 | 0 | 0 | 0 | 0 | 0 | 0 | 0 | 0 | 0 | 0 | 0 | 0 | 0 | 0 | 0 | 0 | 0 | 0 | 0 | 0 | 0 | 0 | 0 | 0 | 0 | 0 | 0 | 0 | 0 | 0 | 0 | 0 | 0 | 0 | 0 | 0 | 0 | 0 | 0 | 0 | 0 | 0 | 0 | 0 | 0 | 0 | 0 | 0 | 0 | 0 | 0 | 0 | 0 | 0 | 0 | 0 | 0 | 0 | 0 | 0 | 0 | 0 | 0 | 0 | 0 | 0 | 0 | 0 | 0 | 0 | 0 | 0 | 0 | 0 | 0 | 0 | 0 | 0 | 0 | 0 | 0 | 0 | 0 | 0 | 0 | 0 | 0 | 0 | 0 | 0 | 0 | 0 | 0 | 0 | 0 | 0 | 0 | 0 | 0 | 0 | 0 | 0 | 0 | 0 | 0 | 0 | 0 | 0 | 0 | 0 | 0 | 0 | 0 | 0 | 0 | 0 | 0 | 0 | 0 | 0 | 0 | 0 | 0 | 0 | 0 | 0 | 0 | 0 | 0 | 0 | 0 | 0 | 0 | 0 | 0 | 0 | 0 | 0 | 0 | 0 | 0 | 0 | 0 | 0 | 0 | 0 | 0 | 0 | 0 | 0 | 0 | 0 | 0 | 0 | 0 | 0 | 0 | 0 | 0 | 0 | 0 | 0 | 0 | 0 | 0 | 0
WA_Industrial_Food Products_New_Space Heating_Natural Gas_HVAC - Duct Repair and Sealing_A | WA | Industrial | Food Products | New | Space Heating | Natural Gas | HVAC - Duct Repair and Sealing | A | IM44 | Poorly sealed/leaky ducts | 30% reduced duct leaking | 20 | 0.0034715 | 0 | 0 | 0 | 0 | 0 | 0 | 0 |  | sqft | 0% | 0% | Retrofit | RetroEven20 | 76.5% | TBD | 0.2% | 0 |  | 0 |  | 0 | MA TRM - 2019-2021 - COM-HVAC-DS | N/A | Building Energy Simulation Tool | Poorly sealed/leaky ducts | Poorly sealed/leaky ducts | Poorly sealed/leaky ducts | Poorly sealed/leaky ducts | Poorly sealed/leaky ducts | Poorly sealed/leaky ducts | Poorly sealed/leaky ducts | Poorly sealed/leaky ducts | Poorly sealed/leaky ducts | Poorly sealed/leaky ducts | Poorly sealed/leaky ducts | Poorly sealed/leaky ducts | Poorly sealed/leaky ducts | Poorly sealed/leaky ducts | Poorly sealed/leaky ducts | Poorly sealed/leaky ducts | Poorly sealed/leaky ducts | Poorly sealed/leaky ducts | Poorly sealed/leaky ducts | Poorly sealed/leaky ducts | Poorly sealed/leaky ducts | Poorly sealed/leaky ducts | Poorly sealed/leaky ducts | Poorly sealed/leaky ducts | Poorly sealed/leaky ducts | Poorly sealed/leaky ducts | Poorly sealed/leaky ducts | Poorly sealed/leaky ducts | Poorly sealed/leaky ducts | Poorly sealed/leaky ducts | Poorly sealed/leaky ducts | 30% reduced duct leaking | 30% reduced duct leaking | 30% reduced duct leaking | 30% reduced duct leaking | 30% reduced duct leaking | 30% reduced duct leaking | 30% reduced duct leaking | 30% reduced duct leaking | 30% reduced duct leaking | 30% reduced duct leaking | 30% reduced duct leaking | 30% reduced duct leaking | 30% reduced duct leaking | 30% reduced duct leaking | 30% reduced duct leaking | 30% reduced duct leaking | 30% reduced duct leaking | 30% reduced duct leaking | 30% reduced duct leaking | 30% reduced duct leaking | 30% reduced duct leaking | 30% reduced duct leaking | 30% reduced duct leaking | 30% reduced duct leaking | 30% reduced duct leaking | 30% reduced duct leaking | 30% reduced duct leaking | 30% reduced duct leaking | 30% reduced duct leaking | 30% reduced duct leaking | 30% reduced duct leaking | 0 | 0 | 0 | 0 | 0 | 0 | 0 | 0 | 0 | 0 | 0 | 0 | 0 | 0 | 0 | 0 | 0 | 0 | 0 | 0 | 0 | 0 | 0 | 0 | 0 | 0 | 0 | 0 | 0 | 0 | 0 | 0 | 0 | 0 | 0 | 0 | 0 | 0 | 0 | 0 | 0 | 0 | 0 | 0 | 0 | 0 | 0 | 0 | 0 | 0 | 0 | 0 | 0 | 0 | 0 | 0 | 0 | 0 | 0 | 0 | 0 | 0 | 0 | 0 | 0 | 0 | 0 | 0 | 0 | 0 | 0 | 0 | 0 | 0 | 0 | 0 | 0 | 0 | 0 | 0 | 0 | 0 | 0 | 0 | 0 | 0 | 0 | 0 | 0 | 0 | 0 | 0 | 0 | 0 | 0 | 0 | 0 | 0 | 0 | 0 | 0 | 0 | 0 | 0 | 0 | 0 | 0 | 0 | 0 | 0 | 0 | 0 | 0 | 0 | 0 | 0 | 0 | 0 | 0 | 0 | 0 | 0 | 0 | 0 | 0 | 0 | 0 | 0 | 0 | 0 | 0 | 0 | 0 | 0 | 0 | 0 | 0 | 0 | 0 | 0 | 0 | 0 | 0 | 0 | 0 | 0 | 0 | 0 | 0 | 0 | 0 | 0 | 0 | 0 | 0 | 0 | 0 | 0 | 0 | 0 | 0 | 0 | 0 | 0 | 0 | 0 | 0 | 0 | 0 | 0 | 0 | 0 | 0 | 0 | 0 | 0 | 0 | 0 | 0 | 0 | 0 | 0 | 0 | 0 | 0 | 0 | 0 | 0 | 0 | 0 | 0 | 0 | 0 | 0 | 0 | 0 | 0 | 0 | 0 | 0 | 0 | 0 | 0 | 0 | 0 | 0 | 0 | 0 | 0 | 0 | 0 | 0 | 0 | 0 | 0 | 0 | 0 | 0 | 0 | 0 | 0 | 0 | 0 | 0 | 0 | 0 | 0 | 0 | 0 | 0 | 0 | 0 | 0 | 0 | 0 | 0 | 0 | 0 | 0 | 0 | 0 | 0 | 0 | 0 | 0 | 0 | 0 | 0 | 0 | 0 | 0 | 0 | 0 | 0 | 0 | 0 | 0 | 0 | 0 | 0 | 0 | 0 | 0 | 0 | 0 | 0 | 0 | 0 | 0 | 0 | 0 | 0 | 0 | 0 | 0 | 0 | 0 | 0 | 0 | 0 | 0 | 0 | 0 | 0 | 0 | 0 | 0 | 0 | 0 | 0 | 0 | 0 | 0 | 0 | 0 | 0 | 0 | 0 | 0 | 0 | 0 | 0 | 0 | 0 | 0 | 0 | 0 | 0 | 0 | 0 | 0 | 0 | 0 | 0 | 0 | 0 | 0 | 0 | 0 | 0 | 0 | 0 | 0 | 0 | 0 | 0 | 0 | 0 | 0 | 0 | 0 | 0 | 0 | 0 | 0 | 0 | 0 | 0 | 0 | 0 | 0 | 0 | 0 | 0 | 0 | 0 | 0 | 0 | 0 | 0 | 0 | 0 | 0 | 0 | 0 | 0 | 0 | 0 | 0 | 0 | 0 | 0 | 0 | 0 | 0 | 0 | 0 | 0 | 0 | 0 | 0 | 0 | 0 | 0 | 0 | 0 | 0 | 0 | 0 | 0 | 0 | 0 | 0 | 0 | 0 | 0 | 0 | 0 | 0 | 0 | 0 | 0 | 0 | 0 | 0 | 0 | 0 | 0 | 0 | 0 | 0 | 0 | 0 | 0 | 0 | 0 | 0 | 0 | 0 | 0 | 0 | 0 | 0 | 0 | 0 | 0 | 0 | 0 | 0 | 0 | 0 | 0 | 0 | 0 | 0 | 0 | 0 | 0 | 0 | 0 | 0 | 0 | 0 | 0 | 0 | 0 | 0 | 0 | 0 | 0 | 0 | 0 | 0 | 0 | 0 | 0 | 0 | 0 | 0 | 0 | 0 | 0 | 0 | 0 | 0 | 0 | 0 | 0 | 0 | 0 | 0 | 0 | 0 | 0 | 0 | 0 | 0 | 0 | 0 | 0 | 0 | 0 | 0 | 0 | 0 | 0 | 0 | 0 | 0 | 0 | 0 | 0 | 0 | 0 | 0 | 0 | 0 | 0 | 0 | 0 | 0 | 0 | 0 | 0 | 0 | 0 | 0 | 0 | 0 | 0 | 0 | 0 | 0 | 0 | 0 | 0 | 0 | 0 | 0 | 0 | 0 | 0 | 0 | 0 | 0 | 0 | 0 | 0 | 0 | 0 | 0 | 0 | 0 | 0 | 0 | 0 | 0 | 0 | 0 | 0
WA_Industrial_Food Products_New_Space Heating_Natural Gas_Windows - High Efficiency_A | WA | Industrial | Food Products | New | Space Heating | Natural Gas | Windows - High Efficiency | A | IM45 | U-.5 or worse | U-.22 or better | 45 | 0.0054693 | 0 | 0 | 0 | 0 | 0 | 0 | 0 |  | sqft | 0% | 0% | Retrofit | Retro1Slow | 81.8% | TBD | 0.2% | 0 |  | 0 |  | 0 | RTF Wkbk - ComWeatherizationSchool_v3_1 | N/A | Building Energy Simulation Tool | U-.5 or worse | U-.5 or worse | U-.5 or worse | U-.5 or worse | U-.5 or worse | U-.5 or worse | U-.5 or worse | U-.5 or worse | U-.5 or worse | U-.5 or worse | U-.5 or worse | U-.5 or worse | U-.5 or worse | U-.5 or worse | U-.5 or worse | U-.5 or worse | U-.5 or worse | U-.5 or worse | U-.5 or worse | U-.5 or worse | U-.5 or worse | U-.5 or worse | U-.5 or worse | U-.5 or worse | U-.5 or worse | U-.5 or worse | U-.5 or worse | U-.5 or worse | U-.5 or worse | U-.5 or worse | U-.5 or worse | U-.22 or better | U-.22 or better | U-.22 or better | U-.22 or better | U-.22 or better | U-.22 or better | U-.22 or better | U-.22 or better | U-.22 or better | U-.22 or better | U-.22 or better | U-.22 or better | U-.22 or better | U-.22 or better | U-.22 or better | U-.22 or better | U-.22 or better | U-.22 or better | U-.22 or better | U-.22 or better | U-.22 or better | U-.22 or better | U-.22 or better | U-.22 or better | U-.22 or better | U-.22 or better | U-.22 or better | U-.22 or better | U-.22 or better | U-.22 or better | U-.22 or better | 0 | 0 | 0 | 0 | 0 | 0 | 0 | 0 | 0 | 0 | 0 | 0 | 0 | 0 | 0 | 0 | 0 | 0 | 0 | 0 | 0 | 0 | 0 | 0 | 0 | 0 | 0 | 0 | 0 | 0 | 0 | 0 | 0 | 0 | 0 | 0 | 0.0052341 | 0.0050746 | 0.0049571 | 0.0048666 | 0.0047937 | 0.0047347 | 0.0046655 | 0.0045923 | 0.004519 | 0.004447 | 0.0043823 | 0.0043238 | 0.00431 | 0.0042725 | 0.0042451 | 0.0042257 | 0.0042104 | 0.0042051 | 0.0042053 | 0.0042089 | 0.0042153 | 0.0042216 | 0.0042281 | 0 | 0 | 0 | 0 | 0 | 0 | 0 | 0 | 0 | 0 | 0 | 0 | 0 | 0 | 0 | 0 | 0 | 0 | 0 | 0 | 0 | 0 | 0 | 0 | 0 | 0 | 0 | 0 | 0 | 0 | 0 | 0 | 0 | 0 | 0 | 0 | 0 | 0 | 0 | 0 | 0 | 0 | 0 | 0 | 0 | 0 | 0 | 0 | 0 | 0 | 0 | 0 | 0 | 0 | 0 | 0 | 0 | 0 | 0 | 0 | 0 | 0 | 0 | 0 | 0 | 0 | 0 | 0 | 0 | 0 | 0 | 0 | 0 | 0 | 0 | 0 | 0 | 0 | 0 | 0 | 0 | 0 | 0 | 0 | 0 | 0 | 0 | 0 | 0 | 0 | 0 | 0 | 0 | 0 | 0 | 0 | 0 | 0 | 0 | 0 | 0 | 0 | 0 | 0 | 0 | 0 | 0 | 0 | 0 | 0 | 0 | 0 | 0 | 0 | 0 | 0 | 0 | 0 | 0 | 0 | 0 | 0 | 0 | 0 | 0 | 0 | 0 | 0 | 0 | 0 | 0 | 0 | 0 | 0 | 0 | 0 | 0 | 0 | 0 | 0 | 0 | 0 | 0 | 0 | 0 | 0 | 0 | 0 | 0 | 0 | 0 | 0 | 0 | 0 | 0 | 0 | 0 | 0 | 0 | 0 | 0 | 0 | 0 | 0 | 0 | 0 | 0 | 0 | 0 | 0 | 0 | 0 | 0 | 0 | 0 | 0 | 0 | 0 | 0 | 0 | 0 | 0 | 0 | 0 | 0 | 0 | 0 | 0 | 0 | 0 | 0 | 0 | 0 | 0 | 0 | 0 | 0 | 0 | 0 | 0 | 0 | 0 | 0 | 0 | 0 | 0 | 0 | 0 | 0 | 0 | 0 | 0 | 0 | 0 | 0 | 0 | 0 | 0 | 0 | 0 | 0 | 0 | 0 | 0 | 0 | 0 | 0 | 0 | 0 | 0 | 0 | 0 | 0 | 0 | 0 | 0 | 0 | 0 | 0 | 0 | 0 | 0 | 0 | 0 | 0 | 0 | 0 | 0 | 0 | 0 | 0 | 0 | 0 | 0 | 0 | 0 | 0 | 0 | 0 | 0 | 0 | 0 | 0 | 0 | 0 | 0 | 0 | 0 | 0 | 0 | 0 | 0 | 0 | 0 | 0 | 0 | 0 | 0 | 0 | 0 | 0 | 0 | 0 | 0 | 0 | 0 | 0 | 0 | 0 | 0 | 0 | 0 | 0 | 0 | 0 | 0 | 0 | 0 | 0 | 0 | 0 | 0 | 0 | 0 | 0 | 0 | 0 | 0 | 0 | 0 | 0 | 0 | 0 | 0 | 0 | 0 | 0 | 0 | 0 | 0 | 0 | 0 | 0 | 0 | 0 | 0 | 0 | 0 | 0 | 0 | 0 | 0 | 0 | 0 | 0 | 0 | 0 | 0 | 0 | 0 | 0 | 0 | 0 | 0 | 0 | 0 | 0 | 0 | 0 | 0 | 0 | 0 | 0 | 0 | 0 | 0 | 0 | 0 | 0 | 0 | 0 | 0 | 0 | 0 | 0 | 0 | 0 | 0 | 0 | 0 | 0 | 0 | 0 | 0 | 0 | 0 | 0 | 0 | 0 | 0 | 0 | 0 | 0 | 0 | 0 | 0 | 0 | 0 | 0 | 0 | 0 | 0 | 0 | 0 | 0 | 0 | 0 | 0 | 0 | 0 | 0 | 0 | 0 | 0 | 0 | 0 | 0 | 0 | 0 | 0 | 0 | 0 | 0 | 0 | 0 | 0 | 0 | 0 | 0 | 0 | 0 | 0 | 0 | 0 | 0 | 0 | 0 | 0 | 0 | 0 | 0 | 0 | 0 | 0 | 0 | 0 | 0 | 0 | 0 | 0 | 0 | 0 | 0 | 0 | 0 | 0 | 0 | 0 | 0 | 0 | 0 | 0 | 0 | 0 | 0 | 0 | 0 | 0 | 0 | 0 | 0 | 0 | 0 | 0 | 0 | 0 | 0 | 0 | 0 | 0 | 0
WA_Industrial_Food Products_New_Space Heating_Natural Gas_Gas Boiler - Maintenance_A | WA | Industrial | Food Products | New | Space Heating | Natural Gas | Gas Boiler - Maintenance | A | IM46 | Degrade performance | General cleaning and maintenance | 3 | 0.90938 | 0 | 0 | 0.11 | 0 | 0 | 0 | 0.05435 |  | sqft | 5% | 10% | Retrofit | Retro20Fast | 83.83% | TBD | 0.2% | 1.0642 |  | 0.9592 |  | 0 | IL TRM - 4.3.10 - CI-HWE-DBTU-V01-180101 | IL TRM - 4.3.10 - CI-HWE-DBTU-V01-180101 | IL TRM - 4.3.10 - CI-HWE-DBTU-V01-180101 | Degrade performance | Degrade performance | Degrade performance | Degrade performance | Degrade performance | Degrade performance | Degrade performance | Degrade performance | Degrade performance | Degrade performance | Degrade performance | Degrade performance | Degrade performance | Degrade performance | Degrade performance | Degrade performance | Degrade performance | Degrade performance | Degrade performance | Degrade performance | Degrade performance | Degrade performance | Degrade performance | Degrade performance | Degrade performance | Degrade performance | Degrade performance | Degrade performance | Degrade performance | Degrade performance | Degrade performance | General cleaning and maintenance | General cleaning and maintenance | General cleaning and maintenance | General cleaning and maintenance | General cleaning and maintenance | General cleaning and maintenance | General cleaning and maintenance | General cleaning and maintenance | General cleaning and maintenance | General cleaning and maintenance | General cleaning and maintenance | General cleaning and maintenance | General cleaning and maintenance | General cleaning and maintenance | General cleaning and maintenance | General cleaning and maintenance | General cleaning and maintenance | General cleaning and maintenance | General cleaning and maintenance | General cleaning and maintenance | General cleaning and maintenance | General cleaning and maintenance | General cleaning and maintenance | General cleaning and maintenance | General cleaning and maintenance | General cleaning and maintenance | General cleaning and maintenance | General cleaning and maintenance | General cleaning and maintenance | General cleaning and maintenance | General cleaning and maintenance | 0.11 | 0.11 | 0.11 | 0.11 | 0.11 | 0.11 | 0.11 | 0.11 | 0.11 | 0.11 | 0.11 | 0.11 | 0.11 | 0.11 | 0.11 | 0.11 | 0.11 | 0.11 | 0.11 | 0.11 | 0.11 | 0.11 | 0.11 | 0.11 | 0.11 | 0.11 | 0.11 | 0.11 | 0.11 | 0.11 | 0.11 | 0 | 0 | 0 | 0 | 0 | 0 | 0 | 0 | 0 | 0 | 0 | 0 | 0 | 0 | 0 | 0 | 0 | 0 | 0 | 0 | 0 | 0 | 0 | 0 | 0 | 0 | 0 | 0 | 0 | 0 | 0 | 0 | 0 | 0 | 0 | 0 | 0 | 0 | 0 | 0 | 0 | 0 | 0 | 0 | 0 | 0 | 0 | 0 | 0 | 0 | 0 | 0 | 0 | 0 | 0 | 0 | 0 | 0 | 0 | 0 | 0 | 0 | 0 | 0 | 0 | 0 | 0 | 0 | 0 | 0 | 0 | 0 | 0 | 0 | 0 | 0 | 0 | 0 | 0 | 0 | 0 | 0 | 0 | 0 | 0 | 0 | 0 | 0 | 0 | 0 | 0 | 0 | 0 | 0 | 0 | 0 | 0 | 0 | 0 | 0 | 0 | 0 | 0 | 0 | 0 | 0 | 0 | 0 | 0 | 0 | 0 | 0 | 0 | 0 | 0 | 0 | 0 | 0 | 0 | 0 | 0 | 0 | 0 | 0 | 0 | 0 | 0 | 0 | 0 | 0 | 0 | 0 | 0 | 0 | 0 | 0 | 0 | 0 | 0 | 0 | 0 | 0 | 0 | 0 | 0 | 0 | 0 | 0 | 0 | 0 | 0 | 0 | 0 | 0 | 0 | 0 | 0 | 0 | 0 | 0 | 0 | 0 | 0 | 0 | 0 | 0 | 0 | 0 | 0 | 0 | 0 | 0 | 0 | 0 | 0 | 0 | 0 | 0 | 0 | 0 | 0 | 0 | 0 | 0 | 0 | 0 | 0 | 0 | 0 | 0 | 0 | 0 | 0 | 0 | 0 | 0 | 0 | 0 | 0 | 0 | 0 | 0 | 0 | 0 | 0 | 0 | 0 | 0 | 0 | 0 | 0 | 0 | 0 | 0 | 0 | 0 | 0 | 0 | 0 | 0 | 0 | 0 | 0 | 0 | 0 | 0 | 0 | 0 | 0 | 0 | 0 | 0 | 0 | 0 | 0 | 0 | 0 | 0 | 0 | 0 | 0 | 0 | 0 | 0 | 0 | 0 | 0 | 0 | 0 | 0 | 0 | 0 | 0 | 0 | 0 | 0 | 0 | 0 | 0 | 0 | 0 | 0 | 0 | 0 | 0 | 0 | 0 | 0 | 0 | 0 | 0 | 0 | 0 | 0 | 0 | 0 | 0 | 0 | 0 | 0 | 0 | 0 | 0 | 0 | 0 | 0 | 0 | 0 | 0 | 0 | 0 | 0 | 0 | 0 | 0 | 0 | 0 | 0 | 0 | 0 | 0 | 0 | 0 | 0 | 0 | 0 | 0 | 0 | 0 | 0 | 0 | 0 | 0 | 0 | 0 | 0 | 0 | 0 | 0 | 0 | 0 | 0 | 0 | 0 | 0 | 0 | 0 | 0 | 0 | 0 | 0 | 0 | 0 | 0 | 0 | 0 | 0 | 0 | 0 | 0 | 0 | 0 | 0 | 0 | 0 | 0 | 0 | 0 | 0 | 0 | 0 | 0 | 0 | 0 | 0 | 0 | 0 | 0 | 0 | 0 | 0 | 0 | 0 | 0 | 0 | 0 | 0 | 0 | 0 | 0 | 0 | 0 | 0 | 0 | 0 | 0 | 0 | 0 | 0 | 0 | 0 | 0 | 0 | 0 | 0 | 0 | 0 | 0 | 0 | 0 | 0 | 0 | 0 | 0 | 0 | 0 | 0 | 0 | 0 | 0 | 0 | 0 | 0 | 0 | 0 | 0 | 0 | 0 | 0 | 0 | 0 | 0 | 0 | 0 | 0 | 0 | 0 | 0 | 0 | 0 | 0 | 0 | 0 | 0 | 0 | 0 | 0 | 0 | 0 | 0 | 0 | 0 | 0 | 0 | 0 | 0 | 0 | 0 | 0 | 0 | 0 | 0 | 0 | 0 | 0 | 0 | 0 | 1.0642 | 1.0642 | 1.0642 | 1.0642 | 1.0642 | 1.0642 | 1.0642 | 1.0642 | 1.0642 | 1.0642 | 1.0642 | 1.0642 | 1.0642 | 1.0642 | 1.0642 | 1.0642 | 1.0642 | 1.0642 | 1.0642 | 1.0642 | 1.0642 | 1.0642 | 1.0642 | 1.0642 | 1.0642 | 1.0642 | 0.9592 | 0.9592 | 0.9592 | 0.9592 | 0.9592 | 0.9592 | 0.9592 | 0.9592 | 0.9592 | 0.9592 | 0.9592 | 0.9592 | 0.9592 | 0.9592 | 0.9592 | 0.9592 | 0.9592 | 0.9592 | 0.9592 | 0.9592 | 0.9592 | 0.9592 | 0.9592 | 0.9592 | 0.9592 | 0.9592
WA_Industrial_Food Products_New_Process_Natural Gas_Gas Boiler - Maintenance_A | WA | Industrial | Food Products | New | Process | Natural Gas | Gas Boiler - Maintenance | A | IM47 | Degrade performance | General cleaning and maintenance | 3 | 34.75 | 0 | 0 | 0.11 | 0 | 0 | 0 | 0.05435 |  | sqft | 5% | 10% | Retrofit | Retro20Fast | 83.83% | TBD | 0.2% | 1.0642 |  | 0.9592 |  | 0.12161 | IL TRM - 4.3.10 - CI-HWE-DBTU-V01-180101 | IL TRM - 4.3.10 - CI-HWE-DBTU-V01-180101 | IL TRM - 4.3.10 - CI-HWE-DBTU-V01-180101 | Degrade performance | Degrade performance | Degrade performance | Degrade performance | Degrade performance | Degrade performance | Degrade performance | Degrade performance | Degrade performance | Degrade performance | Degrade performance | Degrade performance | Degrade performance | Degrade performance | Degrade performance | Degrade performance | Degrade performance | Degrade performance | Degrade performance | Degrade performance | Degrade performance | Degrade performance | Degrade performance | Degrade performance | Degrade performance | Degrade performance | Degrade performance | Degrade performance | Degrade performance | Degrade performance | Degrade performance | General cleaning and maintenance | General cleaning and maintenance | General cleaning and maintenance | General cleaning and maintenance | General cleaning and maintenance | General cleaning and maintenance | General cleaning and maintenance | General cleaning and maintenance | General cleaning and maintenance | General cleaning and maintenance | General cleaning and maintenance | General cleaning and maintenance | General cleaning and maintenance | General cleaning and maintenance | General cleaning and maintenance | General cleaning and maintenance | General cleaning and maintenance | General cleaning and maintenance | General cleaning and maintenance | General cleaning and maintenance | General cleaning and maintenance | General cleaning and maintenance | General cleaning and maintenance | General cleaning and maintenance | General cleaning and maintenance | General cleaning and maintenance | General cleaning and maintenance | General cleaning and maintenance | General cleaning and maintenance | General cleaning and maintenance | General cleaning and maintenance | 0.11 | 0.11 | 0.11 | 0.11 | 0.11 | 0.11 | 0.11 | 0.11 | 0.11 | 0.11 | 0.11 | 0.11 | 0.11 | 0.11 | 0.11 | 0.11 | 0.11 | 0.11 | 0.11 | 0.11 | 0.11 | 0.11 | 0.11 | 0.11 | 0.11 | 0.11 | 0.11 | 0.11 | 0.11 | 0.11 | 0.11 | 0 | 0 | 0 | 0 | 0 | 34.75 | 34.75 | 34.75 | 34.75 | 34.75 | 34.75 | 34.75 | 34.75 | 34.75 | 34.75 | 34.75 | 34.75 | 34.75 | 34.75 | 34.75 | 34.75 | 34.75 | 34.75 | 34.75 | 34.75 | 34.75 | 34.75 | 34.75 | 34.75 | 34.75 | 34.75 | 0.078165 | 0.064908 | 0.051936 | 0.078165 | 0.064908 | 0.051936 | 0.078165 | 0.064908 | 0.051936 | 0.078165 | 0.064908 | 0.051936 | 0.078165 | 0.064908 | 0.051936 | 0.078165 | 0.064908 | 0.051936 | 0.078165 | 0.064908 | 0.051936 | 0.078165 | 0.064908 | 0.051936 | 0.078165 | 0.064908 | 0.078165 | 0.14307 | 0.19501 | 0.19501 | 0.19501 | 0.19501 | 0.19501 | 0.19501 | 0.19501 | 0.19501 | 0.19501 | 0.19501 | 0.19501 | 0.19501 | 0.19501 | 0.19501 | 0.19501 | 0.19501 | 0.19501 | 0.19501 | 0.19501 | 0.19501 | 0.19501 | 0 | 0 | 0 | 2.2494 | 1.8679 | 1.4946 | 2.2494 | 1.8679 | 1.4946 | 2.2494 | 1.8679 | 1.4946 | 2.2494 | 1.8679 | 1.4946 | 2.2494 | 1.8679 | 1.4946 | 2.2494 | 1.8679 | 1.4946 | 2.2494 | 1.8679 | 1.4946 | 2.2494 | 1.8679 | 1.4946 | 2.2494 | 1.8679 | 2.2494 | 4.1172 | 5.6118 | 5.6118 | 5.6118 | 5.6118 | 5.6118 | 5.6118 | 5.6118 | 5.6118 | 5.6118 | 5.6118 | 5.6118 | 5.6118 | 5.6118 | 5.6118 | 5.6118 | 5.6118 | 5.6118 | 5.6118 | 5.6118 | 5.6118 | 5.6118 | 5.6118 | 5.6118 | 5.6118 | 0.06644 | 0.055172 | 0.044146 | 0.06644 | 0.055172 | 0.044146 | 0.06644 | 0.055172 | 0.044146 | 0.06644 | 0.055172 | 0.044146 | 0.06644 | 0.055172 | 0.044146 | 0.06644 | 0.055172 | 0.044146 | 0.06644 | 0.055172 | 0.044146 | 0.06644 | 0.055172 | 0.044146 | 0.06644 | 0.055172 | 0.06644 | 0.12161 | 0.16576 | 0.16576 | 0.16576 | 0.16576 | 0.16576 | 0.16576 | 0.16576 | 0.16576 | 0.16576 | 0.16576 | 0.16576 | 0.16576 | 0.16576 | 0.16576 | 0.16576 | 0.16576 | 0.16576 | 0.16576 | 0.16576 | 0.16576 | 0.16576 | 0 | 0 | 0 | 1.9119 | 1.5877 | 1.2704 | 1.9119 | 1.5877 | 1.2704 | 1.9119 | 1.5877 | 1.2704 | 1.9119 | 1.5877 | 1.2704 | 1.9119 | 1.5877 | 1.2704 | 1.9119 | 1.5877 | 1.2704 | 1.9119 | 1.5877 | 1.2704 | 1.9119 | 1.5877 | 1.2704 | 1.9119 | 1.5877 | 1.9119 | 3.4996 | 4.77 | 4.77 | 4.77 | 4.77 | 4.77 | 4.77 | 4.77 | 4.77 | 4.77 | 4.77 | 4.77 | 4.77 | 4.77 | 4.77 | 4.77 | 4.77 | 4.77 | 4.77 | 4.77 | 4.77 | 4.77 | 4.77 | 4.77 | 4.77 | 0.06644 | 0.055172 | 0.044146 | 0.06644 | 0.055172 | 0.044146 | 0.06644 | 0.055172 | 0.044146 | 0.06644 | 0.055172 | 0.044146 | 0.06644 | 0.055172 | 0.044146 | 0.06644 | 0.055172 | 0.044146 | 0.06644 | 0.055172 | 0.044146 | 0.06644 | 0.055172 | 0.044146 | 0.06644 | 0.055172 | 0.06644 | 0.12161 | 0.16576 | 0.16576 | 0.16576 | 0.16576 | 0.16576 | 0.16576 | 0.16576 | 0.16576 | 0.16576 | 0.16576 | 0.16576 | 0.16576 | 0.16576 | 0.16576 | 0.16576 | 0.16576 | 0.16576 | 0.16576 | 0.16576 | 0.16576 | 0.16576 | 0 | 0 | 0 | 1.9119 | 1.5877 | 1.2704 | 1.9119 | 1.5877 | 1.2704 | 1.9119 | 1.5877 | 1.2704 | 1.9119 | 1.5877 | 1.2704 | 1.9119 | 1.5877 | 1.2704 | 1.9119 | 1.5877 | 1.2704 | 1.9119 | 1.5877 | 1.2704 | 1.9119 | 1.5877 | 1.2704 | 1.9119 | 1.5877 | 1.9119 | 3.4996 | 4.77 | 4.77 | 4.77 | 4.77 | 4.77 | 4.77 | 4.77 | 4.77 | 4.77 | 4.77 | 4.77 | 4.77 | 4.77 | 4.77 | 4.77 | 4.77 | 4.77 | 4.77 | 4.77 | 4.77 | 4.77 | 4.77 | 4.77 | 4.77 | 0.06644 | 0.055172 | 0.044146 | 0.06644 | 0.055172 | 0.044146 | 0.06644 | 0.055172 | 0.044146 | 0.06644 | 0.055172 | 0.044146 | 0.06644 | 0.055172 | 0.044146 | 0.06644 | 0.055172 | 0.044146 | 0.06644 | 0.055172 | 0.044146 | 0.06644 | 0.055172 | 0.044146 | 0.06644 | 0.055172 | 0.06644 | 0.12161 | 0.16576 | 0.16576 | 0.16576 | 0.16576 | 0.16576 | 0.16576 | 0.16576 | 0.16576 | 0.16576 | 0.16576 | 0.16576 | 0.16576 | 0.16576 | 0.16576 | 0.16576 | 0.16576 | 0.16576 | 0.16576 | 0.16576 | 0.16576 | 0.16576 | 0 | 0 | 0 | 1.9119 | 1.5877 | 1.2704 | 1.9119 | 1.5877 | 1.2704 | 1.9119 | 1.5877 | 1.2704 | 1.9119 | 1.5877 | 1.2704 | 1.9119 | 1.5877 | 1.2704 | 1.9119 | 1.5877 | 1.2704 | 1.9119 | 1.5877 | 1.2704 | 1.9119 | 1.5877 | 1.2704 | 1.9119 | 1.5877 | 1.9119 | 3.4996 | 4.77 | 4.77 | 4.77 | 4.77 | 4.77 | 4.77 | 4.77 | 4.77 | 4.77 | 4.77 | 4.77 | 4.77 | 4.77 | 4.77 | 4.77 | 4.77 | 4.77 | 4.77 | 4.77 | 4.77 | 4.77 | 4.77 | 4.77 | 4.77 | 1.0642 | 1.0642 | 1.0642 | 1.0642 | 1.0642 | 1.0642 | 1.0642 | 1.0642 | 1.0642 | 1.0642 | 1.0642 | 1.0642 | 1.0642 | 1.0642 | 1.0642 | 1.0642 | 1.0642 | 1.0642 | 1.0642 | 1.0642 | 1.0642 | 1.0642 | 1.0642 | 1.0642 | 1.0642 | 1.0642 | 0.9592 | 0.9592 | 0.9592 | 0.9592 | 0.9592 | 0.9592 | 0.9592 | 0.9592 | 0.9592 | 0.9592 | 0.9592 | 0.9592 | 0.9592 | 0.9592 | 0.9592 | 0.9592 | 0.9592 | 0.9592 | 0.9592 | 0.9592 | 0.9592 | 0.9592 | 0.9592 | 0.9592 | 0.9592 | 0.9592
WA_Industrial_Food Products_New_Space Heating_Natural Gas_Gas Furnace - Maintenance_A | WA | Industrial | Food Products | New | Space Heating | Natural Gas | Gas Furnace - Maintenance | A | IM48 | Degrade performance | General cleaning and maintenance | 3 | 0.0083129 | 0 | 0 | 0.02 | 0 | 0 | 0 | 0.0091 |  | sqft | 5% | 10% | Retrofit | Retro20Fast | 83.83% | TBD | 0.2% | 0 |  | 0 |  | 0 | IL TRM - 4.4.31 - CI-HVC-FTUN-V03-200101 | MN TRM 3.1 - Forced-Air Heating Maintenance v2.0 | MN TRM v3.1 - Forced-Air Heating Maintenance | Degrade performance | Degrade performance | Degrade performance | Degrade performance | Degrade performance | Degrade performance | Degrade performance | Degrade performance | Degrade performance | Degrade performance | Degrade performance | Degrade performance | Degrade performance | Degrade performance | Degrade performance | Degrade performance | Degrade performance | Degrade performance | Degrade performance | Degrade performance | Degrade performance | Degrade performance | Degrade performance | Degrade performance | Degrade performance | Degrade performance | Degrade performance | Degrade performance | Degrade performance | Degrade performance | Degrade performance | General cleaning and maintenance | General cleaning and maintenance | General cleaning and maintenance | General cleaning and maintenance | General cleaning and maintenance | General cleaning and maintenance | General cleaning and maintenance | General cleaning and maintenance | General cleaning and maintenance | General cleaning and maintenance | General cleaning and maintenance | General cleaning and maintenance | General cleaning and maintenance | General cleaning and maintenance | General cleaning and maintenance | General cleaning and maintenance | General cleaning and maintenance | General cleaning and maintenance | General cleaning and maintenance | General cleaning and maintenance | General cleaning and maintenance | General cleaning and maintenance | General cleaning and maintenance | General cleaning and maintenance | General cleaning and maintenance | General cleaning and maintenance | General cleaning and maintenance | General cleaning and maintenance | General cleaning and maintenance | General cleaning and maintenance | General cleaning and maintenance | 0.02 | 0.02 | 0.02 | 0.02 | 0.02 | 0.02 | 0.02 | 0.02 | 0.02 | 0.02 | 0.02 | 0.02 | 0.02 | 0.02 | 0.02 | 0.02 | 0.02 | 0.02 | 0.02 | 0.02 | 0.02 | 0.02 | 0.02 | 0.02 | 0.02 | 0.02 | 0.02 | 0.02 | 0.02 | 0.02 | 0.02 | 0 | 0 | 0 | 0 | 0 | 0 | 0 | 0 | 0 | 0 | 0 | 0 | 0 | 0 | 0 | 0 | 0 | 0 | 0 | 0 | 0 | 0 | 0 | 0 | 0 | 0 | 0 | 0 | 0 | 0 | 0 | 0 | 0 | 0 | 0 | 0 | 0 | 0 | 0 | 0 | 0 | 0 | 0 | 0 | 0 | 0 | 0 | 0 | 0 | 0 | 0 | 0 | 0 | 0 | 0 | 0 | 0 | 0 | 0 | 0 | 0 | 0 | 0 | 0 | 0 | 0 | 0 | 0 | 0 | 0 | 0 | 0 | 0 | 0 | 0 | 0 | 0 | 0 | 0 | 0 | 0 | 0 | 0 | 0 | 0 | 0 | 0 | 0 | 0 | 0 | 0 | 0 | 0 | 0 | 0 | 0 | 0 | 0 | 0 | 0 | 0 | 0 | 0 | 0 | 0 | 0 | 0 | 0 | 0 | 0 | 0 | 0 | 0 | 0 | 0 | 0 | 0 | 0 | 0 | 0 | 0 | 0 | 0 | 0 | 0 | 0 | 0 | 0 | 0 | 0 | 0 | 0 | 0 | 0 | 0 | 0 | 0 | 0 | 0 | 0 | 0 | 0 | 0 | 0 | 0 | 0 | 0 | 0 | 0 | 0 | 0 | 0 | 0 | 0 | 0 | 0 | 0 | 0 | 0 | 0 | 0 | 0 | 0 | 0 | 0 | 0 | 0 | 0 | 0 | 0 | 0 | 0 | 0 | 0 | 0 | 0 | 0 | 0 | 0 | 0 | 0 | 0 | 0 | 0 | 0 | 0 | 0 | 0 | 0 | 0 | 0 | 0 | 0 | 0 | 0 | 0 | 0 | 0 | 0 | 0 | 0 | 0 | 0 | 0 | 0 | 0 | 0 | 0 | 0 | 0 | 0 | 0 | 0 | 0 | 0 | 0 | 0 | 0 | 0 | 0 | 0 | 0 | 0 | 0 | 0 | 0 | 0 | 0 | 0 | 0 | 0 | 0 | 0 | 0 | 0 | 0 | 0 | 0 | 0 | 0 | 0 | 0 | 0 | 0 | 0 | 0 | 0 | 0 | 0 | 0 | 0 | 0 | 0 | 0 | 0 | 0 | 0 | 0 | 0 | 0 | 0 | 0 | 0 | 0 | 0 | 0 | 0 | 0 | 0 | 0 | 0 | 0 | 0 | 0 | 0 | 0 | 0 | 0 | 0 | 0 | 0 | 0 | 0 | 0 | 0 | 0 | 0 | 0 | 0 | 0 | 0 | 0 | 0 | 0 | 0 | 0 | 0 | 0 | 0 | 0 | 0 | 0 | 0 | 0 | 0 | 0 | 0 | 0 | 0 | 0 | 0 | 0 | 0 | 0 | 0 | 0 | 0 | 0 | 0 | 0 | 0 | 0 | 0 | 0 | 0 | 0 | 0 | 0 | 0 | 0 | 0 | 0 | 0 | 0 | 0 | 0 | 0 | 0 | 0 | 0 | 0 | 0 | 0 | 0 | 0 | 0 | 0 | 0 | 0 | 0 | 0 | 0 | 0 | 0 | 0 | 0 | 0 | 0 | 0 | 0 | 0 | 0 | 0 | 0 | 0 | 0 | 0 | 0 | 0 | 0 | 0 | 0 | 0 | 0 | 0 | 0 | 0 | 0 | 0 | 0 | 0 | 0 | 0 | 0 | 0 | 0 | 0 | 0 | 0 | 0 | 0 | 0 | 0 | 0 | 0 | 0 | 0 | 0 | 0 | 0 | 0 | 0 | 0 | 0 | 0 | 0 | 0 | 0 | 0 | 0 | 0 | 0 | 0 | 0 | 0 | 0 | 0 | 0 | 0 | 0 | 0 | 0 | 0 | 0 | 0 | 0 | 0 | 0 | 0 | 0 | 0 | 0 | 0 | 0 | 0 | 0 | 0 | 0 | 0 | 0 | 0 | 0 | 0 | 0 | 0 | 0 | 0 | 0 | 0 | 0 | 0 | 0 | 0 | 0 | 0 | 0 | 0 | 0 | 0 | 0 | 0 | 0 | 0 | 0 | 0 | 0 | 0 | 0 | 0 | 0 | 0 | 0 | 0 | 0 | 0 | 0 | 0 | 0 | 0 | 0 | 0 | 0 | 0 | 0 | 0 | 0 | 0 | 0 | 0 | 0 | 0 | 0 | 0 | 0 | 0 | 0 | 0 | 0 | 0
WA_Industrial_Food Products_New_Space Heating_Natural Gas_Gas Boiler - Hot Water Reset_A | WA | Industrial | Food Products | New | Space Heating | Natural Gas | Gas Boiler - Hot Water Reset | A | IM49 | No control | Reset control installed | 16 | 3.3068 | 0 | 0 | 132.62 | 0 | 0 | 0 | 66.3111 |  | sqft | 20% | 45% | Retrofit | Retro5Med | 85.36% | TBD | 0.2% | 212.7269 |  | 160.3244 |  | 0 | IL TRM - 4.4.4 - CI-HVC-BLRC-V04-210101 | IL TRM - 4.4.4 - CI-HVC-BLRC-V04-210101 | IL TRM - 4.4.4 - CI-HVC-BLRC-V04-210101 | No control | No control | No control | No control | No control | No control | No control | No control | No control | No control | No control | No control | No control | No control | No control | No control | No control | No control | No control | No control | No control | No control | No control | No control | No control | No control | No control | No control | No control | No control | No control | Reset control installed | Reset control installed | Reset control installed | Reset control installed | Reset control installed | Reset control installed | Reset control installed | Reset control installed | Reset control installed | Reset control installed | Reset control installed | Reset control installed | Reset control installed | Reset control installed | Reset control installed | Reset control installed | Reset control installed | Reset control installed | Reset control installed | Reset control installed | Reset control installed | Reset control installed | Reset control installed | Reset control installed | Reset control installed | Reset control installed | Reset control installed | Reset control installed | Reset control installed | Reset control installed | Reset control installed | 132.62 | 132.62 | 132.62 | 132.62 | 132.62 | 132.62 | 132.62 | 132.62 | 132.62 | 132.62 | 132.62 | 132.62 | 132.62 | 132.62 | 132.62 | 132.62 | 132.62 | 132.62 | 132.62 | 132.62 | 132.62 | 132.62 | 132.62 | 132.62 | 132.62 | 132.62 | 132.62 | 132.62 | 132.62 | 132.62 | 132.62 | 0 | 0 | 0 | 0 | 0 | 0 | 0 | 0 | 0 | 0 | 0 | 0 | 0 | 0 | 0 | 0 | 0 | 0 | 0 | 0 | 0 | 0 | 0 | 0 | 0 | 0 | 0 | 0 | 0 | 0 | 0 | 0 | 0 | 0 | 0 | 0 | 0 | 0 | 0 | 0 | 0 | 0 | 0 | 0 | 0 | 0 | 0 | 0 | 0 | 0 | 0 | 0 | 0 | 0 | 0 | 0 | 0 | 0 | 0 | 0 | 0 | 0 | 0 | 0 | 0 | 0 | 0 | 0 | 0 | 0 | 0 | 0 | 0 | 0 | 0 | 0 | 0 | 0 | 0 | 0 | 0 | 0 | 0 | 0 | 0 | 0 | 0 | 0 | 0 | 0 | 0 | 0 | 0 | 0 | 0 | 0 | 0 | 0 | 0 | 0 | 0 | 0 | 0 | 0 | 0 | 0 | 0 | 0 | 0 | 0 | 0 | 0 | 0 | 0 | 0 | 0 | 0 | 0 | 0 | 0 | 0 | 0 | 0 | 0 | 0 | 0 | 0 | 0 | 0 | 0 | 0 | 0 | 0 | 0 | 0 | 0 | 0 | 0 | 0 | 0 | 0 | 0 | 0 | 0 | 0 | 0 | 0 | 0 | 0 | 0 | 0 | 0 | 0 | 0 | 0 | 0 | 0 | 0 | 0 | 0 | 0 | 0 | 0 | 0 | 0 | 0 | 0 | 0 | 0 | 0 | 0 | 0 | 0 | 0 | 0 | 0 | 0 | 0 | 0 | 0 | 0 | 0 | 0 | 0 | 0 | 0 | 0 | 0 | 0 | 0 | 0 | 0 | 0 | 0 | 0 | 0 | 0 | 0 | 0 | 0 | 0 | 0 | 0 | 0 | 0 | 0 | 0 | 0 | 0 | 0 | 0 | 0 | 0 | 0 | 0 | 0 | 0 | 0 | 0 | 0 | 0 | 0 | 0 | 0 | 0 | 0 | 0 | 0 | 0 | 0 | 0 | 0 | 0 | 0 | 0 | 0 | 0 | 0 | 0 | 0 | 0 | 0 | 0 | 0 | 0 | 0 | 0 | 0 | 0 | 0 | 0 | 0 | 0 | 0 | 0 | 0 | 0 | 0 | 0 | 0 | 0 | 0 | 0 | 0 | 0 | 0 | 0 | 0 | 0 | 0 | 0 | 0 | 0 | 0 | 0 | 0 | 0 | 0 | 0 | 0 | 0 | 0 | 0 | 0 | 0 | 0 | 0 | 0 | 0 | 0 | 0 | 0 | 0 | 0 | 0 | 0 | 0 | 0 | 0 | 0 | 0 | 0 | 0 | 0 | 0 | 0 | 0 | 0 | 0 | 0 | 0 | 0 | 0 | 0 | 0 | 0 | 0 | 0 | 0 | 0 | 0 | 0 | 0 | 0 | 0 | 0 | 0 | 0 | 0 | 0 | 0 | 0 | 0 | 0 | 0 | 0 | 0 | 0 | 0 | 0 | 0 | 0 | 0 | 0 | 0 | 0 | 0 | 0 | 0 | 0 | 0 | 0 | 0 | 0 | 0 | 0 | 0 | 0 | 0 | 0 | 0 | 0 | 0 | 0 | 0 | 0 | 0 | 0 | 0 | 0 | 0 | 0 | 0 | 0 | 0 | 0 | 0 | 0 | 0 | 0 | 0 | 0 | 0 | 0 | 0 | 0 | 0 | 0 | 0 | 0 | 0 | 0 | 0 | 0 | 0 | 0 | 0 | 0 | 0 | 0 | 0 | 0 | 0 | 0 | 0 | 0 | 0 | 0 | 0 | 0 | 0 | 0 | 0 | 0 | 0 | 0 | 0 | 0 | 0 | 0 | 0 | 0 | 0 | 0 | 0 | 0 | 0 | 0 | 0 | 0 | 0 | 0 | 0 | 0 | 0 | 0 | 0 | 0 | 0 | 0 | 0 | 0 | 0 | 0 | 0 | 0 | 0 | 212.7269 | 212.7269 | 212.7269 | 212.7269 | 212.7269 | 212.7269 | 212.7269 | 212.7269 | 212.7269 | 212.7269 | 212.7269 | 212.7269 | 212.7269 | 212.7269 | 212.7269 | 212.7269 | 212.7269 | 212.7269 | 212.7269 | 212.7269 | 212.7269 | 212.7269 | 212.7269 | 212.7269 | 212.7269 | 212.7269 | 160.3244 | 160.3244 | 160.3244 | 160.3244 | 160.3244 | 160.3244 | 160.3244 | 160.3244 | 160.3244 | 160.3244 | 160.3244 | 160.3244 | 160.3244 | 160.3244 | 160.3244 | 160.3244 | 160.3244 | 160.3244 | 160.3244 | 160.3244 | 160.3244 | 160.3244 | 160.3244 | 160.3244 | 160.3244 | 160.3244
WA_Industrial_Food Products_New_Process_Natural Gas_Gas Boiler - Hot Water Reset_A | WA | Industrial | Food Products | New | Process | Natural Gas | Gas Boiler - Hot Water Reset | A | IM50 | No control | Reset control installed | 16 | 63.1817 | 0 | 0 | 132.62 | 0 | 0 | 0 | 66.3111 |  | sqft | 20% | 45% | Retrofit | Retro5Med | 85.36% | TBD | 0.2% | 212.7269 |  | 160.3244 |  | 0.2874 | IL TRM - 4.4.4 - CI-HVC-BLRC-V04-210101 | IL TRM - 4.4.4 - CI-HVC-BLRC-V04-210101 | XCEL CO 2019-2020 DSM Plan | No control | No control | No control | No control | No control | No control | No control | No control | No control | No control | No control | No control | No control | No control | No control | No control | No control | No control | No control | No control | No control | No control | No control | No control | No control | No control | No control | No control | No control | No control | No control | Reset control installed | Reset control installed | Reset control installed | Reset control installed | Reset control installed | Reset control installed | Reset control installed | Reset control installed | Reset control installed | Reset control installed | Reset control installed | Reset control installed | Reset control installed | Reset control installed | Reset control installed | Reset control installed | Reset control installed | Reset control installed | Reset control installed | Reset control installed | Reset control installed | Reset control installed | Reset control installed | Reset control installed | Reset control installed | Reset control installed | Reset control installed | Reset control installed | Reset control installed | Reset control installed | Reset control installed | 132.62 | 132.62 | 132.62 | 132.62 | 132.62 | 132.62 | 132.62 | 132.62 | 132.62 | 132.62 | 132.62 | 132.62 | 132.62 | 132.62 | 132.62 | 132.62 | 132.62 | 132.62 | 132.62 | 132.62 | 132.62 | 132.62 | 132.62 | 132.62 | 132.62 | 132.62 | 132.62 | 132.62 | 132.62 | 132.62 | 132.62 | 0 | 0 | 0 | 0 | 0 | 63.0672 | 62.9731 | 62.891 | 62.8192 | 62.7512 | 62.722 | 62.7015 | 62.6877 | 62.6788 | 62.6729 | 62.6701 | 62.6692 | 62.6702 | 62.6727 | 62.6766 | 62.6859 | 62.6943 | 62.702 | 62.7091 | 62.7155 | 62.733 | 62.7492 | 62.7642 | 63.1817 | 63.1817 | 63.1817 | 0.13788 | 0.20028 | 0.2829 | 0.372 | 0.47397 | 0.61249 | 0.73516 | 0.8155 | 0.82919 | 0.76411 | 0.63122 | 0.44393 | 0.27297 | 0.13872 | 0.061748 | 0.023569 | 0.13707 | 0.19941 | 0.28208 | 0.37138 | 0.47383 | 0.61276 | 0.7359 | 0.82193 | 0.83585 | 0.77032 | 0.13788 | 0.33795 | 0.62042 | 0.9917 | 1.4646 | 2.0764 | 2.8109 | 3.6258 | 4.4545 | 5.2182 | 5.8491 | 6.293 | 6.5661 | 6.705 | 6.7672 | 6.7918 | 6.7927 | 6.7935 | 6.7943 | 6.795 | 6.7969 | 6.7986 | 6.8003 | 0 | 0 | 0 | 2.1863 | 3.1803 | 4.4983 | 5.9217 | 7.5532 | 9.7652 | 11.7248 | 13.009 | 13.2292 | 12.1921 | 10.0721 | 7.0837 | 4.3557 | 2.2134 | 0.98518 | 0.37599 | 2.1863 | 3.1803 | 4.4983 | 5.9217 | 7.5532 | 9.7652 | 11.7248 | 13.009 | 13.2292 | 12.1921 | 2.1863 | 5.3666 | 9.8649 | 15.7866 | 23.3398 | 33.105 | 44.8298 | 57.8387 | 71.068 | 83.2601 | 93.3321 | 100.4158 | 104.7715 | 106.9849 | 107.9701 | 108.3461 | 108.3461 | 108.3461 | 108.3461 | 108.3461 | 108.3461 | 108.3461 | 108.3461 | 108.3461 | 108.3461 | 108.3461 | 0.11723 | 0.17032 | 0.24063 | 0.31647 | 0.40329 | 0.52119 | 0.6256 | 0.69399 | 0.70566 | 0.65029 | 0.53719 | 0.3778 | 0.23231 | 0.11806 | 0.052549 | 0.020058 | 0.11664 | 0.1697 | 0.24004 | 0.31603 | 0.40319 | 0.52138 | 0.62614 | 0.69864 | 0.71047 | 0.65477 | 0.11723 | 0.2874 | 0.52772 | 0.84368 | 1.2462 | 1.7669 | 2.392 | 3.0855 | 3.7908 | 4.4408 | 4.9778 | 5.3556 | 5.588 | 5.7062 | 5.7591 | 5.7798 | 5.7805 | 5.7811 | 5.7817 | 5.7822 | 5.7835 | 5.7848 | 5.786 | 0 | 0 | 0 | 1.8584 | 2.7033 | 3.8235 | 5.0334 | 6.4202 | 8.3004 | 9.9661 | 11.0576 | 11.2449 | 10.3633 | 8.5613 | 6.0211 | 3.7024 | 1.8814 | 0.8374 | 0.31959 | 1.8584 | 2.7033 | 3.8235 | 5.0334 | 6.4202 | 8.3004 | 9.9661 | 11.0576 | 11.2449 | 10.3633 | 1.8584 | 4.5616 | 8.3852 | 13.4186 | 19.8388 | 28.1392 | 38.1053 | 49.1629 | 60.4078 | 70.771 | 79.3323 | 85.3534 | 89.0558 | 90.9372 | 91.7746 | 92.0942 | 92.0942 | 92.0942 | 92.0942 | 92.0942 | 92.0942 | 92.0942 | 92.0942 | 92.0942 | 92.0942 | 92.0942 | 0.11723 | 0.17032 | 0.24063 | 0.31647 | 0.40329 | 0.52119 | 0.6256 | 0.69399 | 0.70566 | 0.65029 | 0.53719 | 0.3778 | 0.23231 | 0.11806 | 0.052549 | 0.020058 | 0.11664 | 0.1697 | 0.24004 | 0.31603 | 0.40319 | 0.52138 | 0.62614 | 0.69864 | 0.71047 | 0.65477 | 0.11723 | 0.2874 | 0.52772 | 0.84368 | 1.2462 | 1.7669 | 2.392 | 3.0855 | 3.7908 | 4.4408 | 4.9778 | 5.3556 | 5.588 | 5.7062 | 5.7591 | 5.7798 | 5.7805 | 5.7811 | 5.7817 | 5.7822 | 5.7835 | 5.7848 | 5.786 | 0 | 0 | 0 | 1.8584 | 2.7033 | 3.8235 | 5.0334 | 6.4202 | 8.3004 | 9.9661 | 11.0576 | 11.2449 | 10.3633 | 8.5613 | 6.0211 | 3.7024 | 1.8814 | 0.8374 | 0.31959 | 1.8584 | 2.7033 | 3.8235 | 5.0334 | 6.4202 | 8.3004 | 9.9661 | 11.0576 | 11.2449 | 10.3633 | 1.8584 | 4.5616 | 8.3852 | 13.4186 | 19.8388 | 28.1392 | 38.1053 | 49.1629 | 60.4078 | 70.771 | 79.3323 | 85.3534 | 89.0558 | 90.9372 | 91.7746 | 92.0942 | 92.0942 | 92.0942 | 92.0942 | 92.0942 | 92.0942 | 92.0942 | 92.0942 | 92.0942 | 92.0942 | 92.0942 | 0.11723 | 0.17032 | 0.24063 | 0.31647 | 0.40329 | 0.52119 | 0.6256 | 0.69399 | 0.70566 | 0.65029 | 0.53719 | 0.3778 | 0.23231 | 0.11806 | 0.052549 | 0.020058 | 0.11664 | 0.1697 | 0.24004 | 0.31603 | 0.40319 | 0.52138 | 0.62614 | 0.69864 | 0.71047 | 0.65477 | 0.11723 | 0.2874 | 0.52772 | 0.84368 | 1.2462 | 1.7669 | 2.392 | 3.0855 | 3.7908 | 4.4408 | 4.9778 | 5.3556 | 5.588 | 5.7062 | 5.7591 | 5.7798 | 5.7805 | 5.7811 | 5.7817 | 5.7822 | 5.7835 | 5.7848 | 5.786 | 0 | 0 | 0 | 1.8584 | 2.7033 | 3.8235 | 5.0334 | 6.4202 | 8.3004 | 9.9661 | 11.0576 | 11.2449 | 10.3633 | 8.5613 | 6.0211 | 3.7024 | 1.8814 | 0.8374 | 0.31959 | 1.8584 | 2.7033 | 3.8235 | 5.0334 | 6.4202 | 8.3004 | 9.9661 | 11.0576 | 11.2449 | 10.3633 | 1.8584 | 4.5616 | 8.3852 | 13.4186 | 19.8388 | 28.1392 | 38.1053 | 49.1629 | 60.4078 | 70.771 | 79.3323 | 85.3534 | 89.0558 | 90.9372 | 91.7746 | 92.0942 | 92.0942 | 92.0942 | 92.0942 | 92.0942 | 92.0942 | 92.0942 | 92.0942 | 92.0942 | 92.0942 | 92.0942 | 212.7269 | 212.7269 | 212.7269 | 212.7269 | 212.7269 | 212.7269 | 212.7269 | 212.7269 | 212.7269 | 212.7269 | 212.7269 | 212.7269 | 212.7269 | 212.7269 | 212.7269 | 212.7269 | 212.7269 | 212.7269 | 212.7269 | 212.7269 | 212.7269 | 212.7269 | 212.7269 | 212.7269 | 212.7269 | 212.7269 | 160.3244 | 160.3244 | 160.3244 | 160.3244 | 160.3244 | 160.3244 | 160.3244 | 160.3244 | 160.3244 | 160.3244 | 160.3244 | 160.3244 | 160.3244 | 160.3244 | 160.3244 | 160.3244 | 160.3244 | 160.3244 | 160.3244 | 160.3244 | 160.3244 | 160.3244 | 160.3244 | 160.3244 | 160.3244 | 160.3244
WA_Industrial_Food Products_New_Space Heating_Natural Gas_Steam Trap Maintenance_A | WA | Industrial | Food Products | New | Space Heating | Natural Gas | Steam Trap Maintenance | A | IM51 | Degrade performance | Cleaning and maintenance | 6 | 1.1682 | 0 | 0 | 25.2 | 0 | 0 | 0 | 12.6007 |  | sqft | 0% | 0% | Retrofit | RetroEven20 | 76.5% | TBD | 0.2% | 115.4424 |  | 91.8477 |  | 0 | IL TRM - 4.4.16 - CI-HVC-STRE-V07-210101 | IL TRM - 4.4.16 - CI-HVC-STRE-V07-210101 | IL TRM - 4.4.16 - CI-HVC-STRE-V07-210101 | Degrade performance | Degrade performance | Degrade performance | Degrade performance | Degrade performance | Degrade performance | Degrade performance | Degrade performance | Degrade performance | Degrade performance | Degrade performance | Degrade performance | Degrade performance | Degrade performance | Degrade performance | Degrade performance | Degrade performance | Degrade performance | Degrade performance | Degrade performance | Degrade performance | Degrade performance | Degrade performance | Degrade performance | Degrade performance | Degrade performance | Degrade performance | Degrade performance | Degrade performance | Degrade performance | Degrade performance | Cleaning and maintenance | Cleaning and maintenance | Cleaning and maintenance | Cleaning and maintenance | Cleaning and maintenance | Cleaning and maintenance | Cleaning and maintenance | Cleaning and maintenance | Cleaning and maintenance | Cleaning and maintenance | Cleaning and maintenance | Cleaning and maintenance | Cleaning and maintenance | Cleaning and maintenance | Cleaning and maintenance | Cleaning and maintenance | Cleaning and maintenance | Cleaning and maintenance | Cleaning and maintenance | Cleaning and maintenance | Cleaning and maintenance | Cleaning and maintenance | Cleaning and maintenance | Cleaning and maintenance | Cleaning and maintenance | Cleaning and maintenance | Cleaning and maintenance | Cleaning and maintenance | Cleaning and maintenance | Cleaning and maintenance | Cleaning and maintenance | 25.2 | 25.2 | 25.2 | 25.2 | 25.2 | 25.2 | 25.2 | 25.2 | 25.2 | 25.2 | 25.2 | 25.2 | 25.2 | 25.2 | 25.2 | 25.2 | 25.2 | 25.2 | 25.2 | 25.2 | 25.2 | 25.2 | 25.2 | 25.2 | 25.2 | 25.2 | 25.2 | 25.2 | 25.2 | 25.2 | 25.2 | 0 | 0 | 0 | 0 | 0 | 0 | 0 | 0 | 0 | 0 | 0 | 0 | 0 | 0 | 0 | 0 | 0 | 0 | 0 | 0 | 0 | 0 | 0 | 0 | 0 | 0 | 0 | 0 | 0 | 0 | 0 | 0 | 0 | 0 | 0 | 0 | 0 | 0 | 0 | 0 | 0 | 0 | 0 | 0 | 0 | 0 | 0 | 0 | 0 | 0 | 0 | 0 | 0 | 0 | 0 | 0 | 0 | 0 | 0 | 0 | 0 | 0 | 0 | 0 | 0 | 0 | 0 | 0 | 0 | 0 | 0 | 0 | 0 | 0 | 0 | 0 | 0 | 0 | 0 | 0 | 0 | 0 | 0 | 0 | 0 | 0 | 0 | 0 | 0 | 0 | 0 | 0 | 0 | 0 | 0 | 0 | 0 | 0 | 0 | 0 | 0 | 0 | 0 | 0 | 0 | 0 | 0 | 0 | 0 | 0 | 0 | 0 | 0 | 0 | 0 | 0 | 0 | 0 | 0 | 0 | 0 | 0 | 0 | 0 | 0 | 0 | 0 | 0 | 0 | 0 | 0 | 0 | 0 | 0 | 0 | 0 | 0 | 0 | 0 | 0 | 0 | 0 | 0 | 0 | 0 | 0 | 0 | 0 | 0 | 0 | 0 | 0 | 0 | 0 | 0 | 0 | 0 | 0 | 0 | 0 | 0 | 0 | 0 | 0 | 0 | 0 | 0 | 0 | 0 | 0 | 0 | 0 | 0 | 0 | 0 | 0 | 0 | 0 | 0 | 0 | 0 | 0 | 0 | 0 | 0 | 0 | 0 | 0 | 0 | 0 | 0 | 0 | 0 | 0 | 0 | 0 | 0 | 0 | 0 | 0 | 0 | 0 | 0 | 0 | 0 | 0 | 0 | 0 | 0 | 0 | 0 | 0 | 0 | 0 | 0 | 0 | 0 | 0 | 0 | 0 | 0 | 0 | 0 | 0 | 0 | 0 | 0 | 0 | 0 | 0 | 0 | 0 | 0 | 0 | 0 | 0 | 0 | 0 | 0 | 0 | 0 | 0 | 0 | 0 | 0 | 0 | 0 | 0 | 0 | 0 | 0 | 0 | 0 | 0 | 0 | 0 | 0 | 0 | 0 | 0 | 0 | 0 | 0 | 0 | 0 | 0 | 0 | 0 | 0 | 0 | 0 | 0 | 0 | 0 | 0 | 0 | 0 | 0 | 0 | 0 | 0 | 0 | 0 | 0 | 0 | 0 | 0 | 0 | 0 | 0 | 0 | 0 | 0 | 0 | 0 | 0 | 0 | 0 | 0 | 0 | 0 | 0 | 0 | 0 | 0 | 0 | 0 | 0 | 0 | 0 | 0 | 0 | 0 | 0 | 0 | 0 | 0 | 0 | 0 | 0 | 0 | 0 | 0 | 0 | 0 | 0 | 0 | 0 | 0 | 0 | 0 | 0 | 0 | 0 | 0 | 0 | 0 | 0 | 0 | 0 | 0 | 0 | 0 | 0 | 0 | 0 | 0 | 0 | 0 | 0 | 0 | 0 | 0 | 0 | 0 | 0 | 0 | 0 | 0 | 0 | 0 | 0 | 0 | 0 | 0 | 0 | 0 | 0 | 0 | 0 | 0 | 0 | 0 | 0 | 0 | 0 | 0 | 0 | 0 | 0 | 0 | 0 | 0 | 0 | 0 | 0 | 0 | 0 | 0 | 0 | 0 | 0 | 0 | 0 | 0 | 0 | 0 | 0 | 0 | 0 | 0 | 0 | 0 | 0 | 0 | 0 | 0 | 0 | 0 | 0 | 0 | 0 | 0 | 0 | 0 | 0 | 0 | 0 | 0 | 0 | 0 | 0 | 0 | 0 | 0 | 0 | 0 | 0 | 0 | 0 | 0 | 0 | 0 | 0 | 0 | 0 | 0 | 0 | 0 | 0 | 0 | 0 | 0 | 0 | 0 | 0 | 0 | 115.4424 | 115.4424 | 115.4424 | 115.4424 | 115.4424 | 115.4424 | 115.4424 | 115.4424 | 115.4424 | 115.4424 | 115.4424 | 115.4424 | 115.4424 | 115.4424 | 115.4424 | 115.4424 | 115.4424 | 115.4424 | 115.4424 | 115.4424 | 115.4424 | 115.4424 | 115.4424 | 115.4424 | 115.4424 | 115.4424 | 91.8477 | 91.8477 | 91.8477 | 91.8477 | 91.8477 | 91.8477 | 91.8477 | 91.8477 | 91.8477 | 91.8477 | 91.8477 | 91.8477 | 91.8477 | 91.8477 | 91.8477 | 91.8477 | 91.8477 | 91.8477 | 91.8477 | 91.8477 | 91.8477 | 91.8477 | 91.8477 | 91.8477 | 91.8477 | 91.8477
WA_Industrial_Food Products_New_Process_Natural Gas_Steam Trap Maintenance_A | WA | Industrial | Food Products | New | Process | Natural Gas | Steam Trap Maintenance | A | IM52 | Degrade performance | Cleaning and maintenance | 6 | 44.6416 | 0 | 0 | 25.2 | 0 | 0 | 0 | 12.6007 |  | sqft | 0% | 0% | Retrofit | RetroEven20 | 76.5% | TBD | 0.2% | 115.4424 |  | 91.8477 |  | 0 | IL TRM - 4.4.16 - CI-HVC-STRE-V07-210101 | IL TRM - 4.4.16 - CI-HVC-STRE-V07-210101 | IL TRM - 4.4.16 - CI-HVC-STRE-V07-210101 | Degrade performance | Degrade performance | Degrade performance | Degrade performance | Degrade performance | Degrade performance | Degrade performance | Degrade performance | Degrade performance | Degrade performance | Degrade performance | Degrade performance | Degrade performance | Degrade performance | Degrade performance | Degrade performance | Degrade performance | Degrade performance | Degrade performance | Degrade performance | Degrade performance | Degrade performance | Degrade performance | Degrade performance | Degrade performance | Degrade performance | Degrade performance | Degrade performance | Degrade performance | Degrade performance | Degrade performance | Cleaning and maintenance | Cleaning and maintenance | Cleaning and maintenance | Cleaning and maintenance | Cleaning and maintenance | Cleaning and maintenance | Cleaning and maintenance | Cleaning and maintenance | Cleaning and maintenance | Cleaning and maintenance | Cleaning and maintenance | Cleaning and maintenance | Cleaning and maintenance | Cleaning and maintenance | Cleaning and maintenance | Cleaning and maintenance | Cleaning and maintenance | Cleaning and maintenance | Cleaning and maintenance | Cleaning and maintenance | Cleaning and maintenance | Cleaning and maintenance | Cleaning and maintenance | Cleaning and maintenance | Cleaning and maintenance | Cleaning and maintenance | Cleaning and maintenance | Cleaning and maintenance | Cleaning and maintenance | Cleaning and maintenance | Cleaning and maintenance | 25.2 | 25.2 | 25.2 | 25.2 | 25.2 | 25.2 | 25.2 | 25.2 | 25.2 | 25.2 | 25.2 | 25.2 | 25.2 | 25.2 | 25.2 | 25.2 | 25.2 | 25.2 | 25.2 | 25.2 | 25.2 | 25.2 | 25.2 | 25.2 | 25.2 | 25.2 | 25.2 | 25.2 | 25.2 | 25.2 | 25.2 | 0 | 0 | 0 | 0 | 0 | 44.6038 | 44.5737 | 44.548 | 44.5271 | 44.5071 | 44.4907 | 44.48 | 44.4734 | 44.4697 | 44.4679 | 44.4679 | 44.469 | 44.4712 | 44.4744 | 44.4784 | 44.4861 | 44.493 | 44.4994 | 44.5052 | 44.5105 | 44.5155 | 44.52 | 44.5242 | 44.6416 | 44.6416 | 44.6416 | 0 | 0 | 0 | 0 | 0 | 0 | 0 | 0 | 0 | 0 | 0 | 0 | 0 | 0 | 0 | 0 | 0 | 0 | 0 | 0 | 0 | 0 | 0 | 0 | 0 | 0 | 0 | 0 | 0 | 0 | 0 | 0 | 0 | 0 | 0 | 0 | 0 | 0 | 0 | 0 | 0 | 0 | 0 | 0 | 0 | 0 | 0 | 0 | 0 | 0 | 0 | 0 | 0 | 0 | 0 | 0 | 0 | 0 | 0 | 0 | 0 | 0 | 0 | 0 | 0 | 0 | 0 | 0 | 0 | 0 | 0 | 0 | 0 | 0 | 0 | 0 | 0 | 0 | 0 | 0 | 0 | 0 | 0 | 0 | 0 | 0 | 0 | 0 | 0 | 0 | 0 | 0 | 0 | 0 | 0 | 0 | 0 | 0 | 0 | 0 | 0 | 0 | 0 | 0 | 0 | 0 | 0 | 0 | 0 | 0 | 0 | 0 | 0 | 0 | 0 | 0 | 0 | 0 | 0 | 0 | 0 | 0 | 0 | 0 | 0 | 0 | 0 | 0 | 0 | 0 | 0 | 0 | 0 | 0 | 0 | 0 | 0 | 0 | 0 | 0 | 0 | 0 | 0 | 0 | 0 | 0 | 0 | 0 | 0 | 0 | 0 | 0 | 0 | 0 | 0 | 0 | 0 | 0 | 0 | 0 | 0 | 0 | 0 | 0 | 0 | 0 | 0 | 0 | 0 | 0 | 0 | 0 | 0 | 0 | 0 | 0 | 0 | 0 | 0 | 0 | 0 | 0 | 0 | 0 | 0 | 0 | 0 | 0 | 0 | 0 | 0 | 0 | 0 | 0 | 0 | 0 | 0 | 0 | 0 | 0 | 0 | 0 | 0 | 0 | 0 | 0 | 0 | 0 | 0 | 0 | 0 | 0 | 0 | 0 | 0 | 0 | 0 | 0 | 0 | 0 | 0 | 0 | 0 | 0 | 0 | 0 | 0 | 0 | 0 | 0 | 0 | 0 | 0 | 0 | 0 | 0 | 0 | 0 | 0 | 0 | 0 | 0 | 0 | 0 | 0 | 0 | 0 | 0 | 0 | 0 | 0 | 0 | 0 | 0 | 0 | 0 | 0 | 0 | 0 | 0 | 0 | 0 | 0 | 0 | 0 | 0 | 0 | 0 | 0 | 0 | 0 | 0 | 0 | 0 | 0 | 0 | 0 | 0 | 0 | 0 | 0 | 0 | 0 | 0 | 0 | 0 | 0 | 0 | 0 | 0 | 0 | 0 | 0 | 0 | 0 | 0 | 0 | 0 | 0 | 0 | 0 | 0 | 0 | 0 | 0 | 0 | 0 | 0 | 0 | 0 | 0 | 0 | 0 | 0 | 0 | 0 | 0 | 0 | 0 | 0 | 0 | 0 | 0 | 0 | 0 | 0 | 0 | 0 | 0 | 0 | 0 | 0 | 0 | 0 | 0 | 0 | 0 | 0 | 0 | 0 | 0 | 0 | 0 | 0 | 0 | 0 | 0 | 0 | 0 | 0 | 0 | 0 | 0 | 0 | 0 | 0 | 0 | 0 | 0 | 0 | 0 | 0 | 0 | 0 | 0 | 0 | 0 | 0 | 0 | 0 | 0 | 0 | 0 | 0 | 0 | 0 | 0 | 0 | 0 | 0 | 0 | 0 | 0 | 0 | 0 | 0 | 0 | 0 | 0 | 0 | 0 | 0 | 0 | 0 | 0 | 0 | 0 | 0 | 0 | 0 | 0 | 0 | 0 | 0 | 0 | 0 | 0 | 0 | 0 | 0 | 0 | 0 | 0 | 0 | 0 | 0 | 115.4424 | 115.4424 | 115.4424 | 115.4424 | 115.4424 | 115.4424 | 115.4424 | 115.4424 | 115.4424 | 115.4424 | 115.4424 | 115.4424 | 115.4424 | 115.4424 | 115.4424 | 115.4424 | 115.4424 | 115.4424 | 115.4424 | 115.4424 | 115.4424 | 115.4424 | 115.4424 | 115.4424 | 115.4424 | 115.4424 | 91.8477 | 91.8477 | 91.8477 | 91.8477 | 91.8477 | 91.8477 | 91.8477 | 91.8477 | 91.8477 | 91.8477 | 91.8477 | 91.8477 | 91.8477 | 91.8477 | 91.8477 | 91.8477 | 91.8477 | 91.8477 | 91.8477 | 91.8477 | 91.8477 | 91.8477 | 91.8477 | 91.8477 | 91.8477 | 91.8477
WA_Industrial_Food Products_New_Space Heating_Natural Gas_Gas Boiler - High Turndown_A | WA | Industrial | Food Products | New | Space Heating | Natural Gas | Gas Boiler - High Turndown | A | IM53 | No control | Turndown control installed | 15 | 1.2401 | 0 | 0 | 360.52 | 0 | 0 | 0 | 180.2616 |  | sqft | 35% | 50% | Retrofit | Retro12Med | 84.73% | TBD | 0.2% | 797.8619 |  | 606.628 |  | 0 | MN TRM 3.1 - Boiler Modifications, Space Heating Only v4.0 | MN TRM 3.1 - Boiler Modifications, Space Heating Only v4.0 | MN TRM 3.1 - Boiler Modifications, Space Heating Only v4.0 | No control | No control | No control | No control | No control | No control | No control | No control | No control | No control | No control | No control | No control | No control | No control | No control | No control | No control | No control | No control | No control | No control | No control | No control | No control | No control | No control | No control | No control | No control | No control | Turndown control installed | Turndown control installed | Turndown control installed | Turndown control installed | Turndown control installed | Turndown control installed | Turndown control installed | Turndown control installed | Turndown control installed | Turndown control installed | Turndown control installed | Turndown control installed | Turndown control installed | Turndown control installed | Turndown control installed | Turndown control installed | Turndown control installed | Turndown control installed | Turndown control installed | Turndown control installed | Turndown control installed | Turndown control installed | Turndown control installed | Turndown control installed | Turndown control installed | Turndown control installed | Turndown control installed | Turndown control installed | Turndown control installed | Turndown control installed | Turndown control installed | 360.52 | 360.52 | 360.52 | 360.52 | 360.52 | 360.52 | 360.52 | 360.52 | 360.52 | 360.52 | 360.52 | 360.52 | 360.52 | 360.52 | 360.52 | 360.52 | 360.52 | 360.52 | 360.52 | 360.52 | 360.52 | 360.52 | 360.52 | 360.52 | 360.52 | 360.52 | 360.52 | 360.52 | 360.52 | 360.52 | 360.52 | 0 | 0 | 0 | 0 | 0 | 0 | 0 | 0 | 0 | 0 | 0 | 0 | 0 | 0 | 0 | 0 | 0 | 0 | 0 | 0 | 0 | 0 | 0 | 0 | 0 | 0 | 0 | 0 | 0 | 0 | 0 | 0 | 0 | 0 | 0 | 0 | 0 | 0 | 0 | 0 | 0 | 0 | 0 | 0 | 0 | 0 | 0 | 0 | 0 | 0 | 0 | 0 | 0 | 0 | 0 | 0 | 0 | 0 | 0 | 0 | 0 | 0 | 0 | 0 | 0 | 0 | 0 | 0 | 0 | 0 | 0 | 0 | 0 | 0 | 0 | 0 | 0 | 0 | 0 | 0 | 0 | 0 | 0 | 0 | 0 | 0 | 0 | 0 | 0 | 0 | 0 | 0 | 0 | 0 | 0 | 0 | 0 | 0 | 0 | 0 | 0 | 0 | 0 | 0 | 0 | 0 | 0 | 0 | 0 | 0 | 0 | 0 | 0 | 0 | 0 | 0 | 0 | 0 | 0 | 0 | 0 | 0 | 0 | 0 | 0 | 0 | 0 | 0 | 0 | 0 | 0 | 0 | 0 | 0 | 0 | 0 | 0 | 0 | 0 | 0 | 0 | 0 | 0 | 0 | 0 | 0 | 0 | 0 | 0 | 0 | 0 | 0 | 0 | 0 | 0 | 0 | 0 | 0 | 0 | 0 | 0 | 0 | 0 | 0 | 0 | 0 | 0 | 0 | 0 | 0 | 0 | 0 | 0 | 0 | 0 | 0 | 0 | 0 | 0 | 0 | 0 | 0 | 0 | 0 | 0 | 0 | 0 | 0 | 0 | 0 | 0 | 0 | 0 | 0 | 0 | 0 | 0 | 0 | 0 | 0 | 0 | 0 | 0 | 0 | 0 | 0 | 0 | 0 | 0 | 0 | 0 | 0 | 0 | 0 | 0 | 0 | 0 | 0 | 0 | 0 | 0 | 0 | 0 | 0 | 0 | 0 | 0 | 0 | 0 | 0 | 0 | 0 | 0 | 0 | 0 | 0 | 0 | 0 | 0 | 0 | 0 | 0 | 0 | 0 | 0 | 0 | 0 | 0 | 0 | 0 | 0 | 0 | 0 | 0 | 0 | 0 | 0 | 0 | 0 | 0 | 0 | 0 | 0 | 0 | 0 | 0 | 0 | 0 | 0 | 0 | 0 | 0 | 0 | 0 | 0 | 0 | 0 | 0 | 0 | 0 | 0 | 0 | 0 | 0 | 0 | 0 | 0 | 0 | 0 | 0 | 0 | 0 | 0 | 0 | 0 | 0 | 0 | 0 | 0 | 0 | 0 | 0 | 0 | 0 | 0 | 0 | 0 | 0 | 0 | 0 | 0 | 0 | 0 | 0 | 0 | 0 | 0 | 0 | 0 | 0 | 0 | 0 | 0 | 0 | 0 | 0 | 0 | 0 | 0 | 0 | 0 | 0 | 0 | 0 | 0 | 0 | 0 | 0 | 0 | 0 | 0 | 0 | 0 | 0 | 0 | 0 | 0 | 0 | 0 | 0 | 0 | 0 | 0 | 0 | 0 | 0 | 0 | 0 | 0 | 0 | 0 | 0 | 0 | 0 | 0 | 0 | 0 | 0 | 0 | 0 | 0 | 0 | 0 | 0 | 0 | 0 | 0 | 0 | 0 | 0 | 0 | 0 | 0 | 0 | 0 | 0 | 0 | 0 | 0 | 0 | 0 | 0 | 0 | 0 | 0 | 0 | 0 | 0 | 0 | 0 | 0 | 0 | 0 | 0 | 0 | 0 | 0 | 0 | 0 | 0 | 0 | 0 | 0 | 0 | 0 | 0 | 0 | 0 | 0 | 0 | 0 | 0 | 0 | 0 | 0 | 0 | 0 | 0 | 0 | 0 | 0 | 0 | 0 | 0 | 0 | 0 | 0 | 0 | 0 | 0 | 0 | 0 | 0 | 0 | 0 | 0 | 0 | 797.8619 | 797.8619 | 797.8619 | 797.8619 | 797.8619 | 797.8619 | 797.8619 | 797.8619 | 797.8619 | 797.8619 | 797.8619 | 797.8619 | 797.8619 | 797.8619 | 797.8619 | 797.8619 | 797.8619 | 797.8619 | 797.8619 | 797.8619 | 797.8619 | 797.8619 | 797.8619 | 797.8619 | 797.8619 | 797.8619 | 606.628 | 606.628 | 606.628 | 606.628 | 606.628 | 606.628 | 606.628 | 606.628 | 606.628 | 606.628 | 606.628 | 606.628 | 606.628 | 606.628 | 606.628 | 606.628 | 606.628 | 606.628 | 606.628 | 606.628 | 606.628 | 606.628 | 606.628 | 606.628 | 606.628 | 606.628
WA_Industrial_Food Products_New_Process_Natural Gas_Gas Boiler - High Turndown_A | WA | Industrial | Food Products | New | Process | Natural Gas | Gas Boiler - High Turndown | A | IM54 | No control | Turndown control installed | 15 | 47.3863 | 0 | 0 | 360.52 | 0 | 0 | 0 | 180.2616 |  | sqft | 35% | 50% | Retrofit | Retro12Med | 84.73% | TBD | 0.2% | 797.8619 |  | 606.628 |  | 0.29209 | MN TRM 3.1 - Boiler Modifications, Space Heating Only v4.0 | MN TRM 3.1 - Boiler Modifications, Space Heating Only v4.0 | MN TRM 3.1 - Boiler Modifications, Space Heating Only v4.0 | No control | No control | No control | No control | No control | No control | No control | No control | No control | No control | No control | No control | No control | No control | No control | No control | No control | No control | No control | No control | No control | No control | No control | No control | No control | No control | No control | No control | No control | No control | No control | Turndown control installed | Turndown control installed | Turndown control installed | Turndown control installed | Turndown control installed | Turndown control installed | Turndown control installed | Turndown control installed | Turndown control installed | Turndown control installed | Turndown control installed | Turndown control installed | Turndown control installed | Turndown control installed | Turndown control installed | Turndown control installed | Turndown control installed | Turndown control installed | Turndown control installed | Turndown control installed | Turndown control installed | Turndown control installed | Turndown control installed | Turndown control installed | Turndown control installed | Turndown control installed | Turndown control installed | Turndown control installed | Turndown control installed | Turndown control installed | Turndown control installed | 360.52 | 360.52 | 360.52 | 360.52 | 360.52 | 360.52 | 360.52 | 360.52 | 360.52 | 360.52 | 360.52 | 360.52 | 360.52 | 360.52 | 360.52 | 360.52 | 360.52 | 360.52 | 360.52 | 360.52 | 360.52 | 360.52 | 360.52 | 360.52 | 360.52 | 360.52 | 360.52 | 360.52 | 360.52 | 360.52 | 360.52 | 0 | 0 | 0 | 0 | 0 | 47.2299 | 47.0975 | 46.978 | 46.8683 | 46.7624 | 46.6871 | 46.6221 | 46.5666 | 46.5202 | 46.4824 | 46.4542 | 46.4344 | 46.4216 | 46.4135 | 46.4077 | 46.4066 | 46.4068 | 46.4054 | 46.4026 | 46.3987 | 46.4355 | 46.4695 | 46.5012 | 47.3863 | 47.3863 | 47.3863 | 0.15759 | 0.18618 | 0.21465 | 0.24285 | 0.27095 | 0.26923 | 0.23541 | 0.2043 | 0.17619 | 0.151 | 0.12888 | 0.10952 | 0.092759 | 0.078306 | 0.065896 | 0.15484 | 0.18345 | 0.21203 | 0.24043 | 0.26884 | 0.26778 | 0.23464 | 0.20401 | 0.17947 | 0.15394 | 0.13147 | 0.15759 | 0.34333 | 0.5571 | 0.79865 | 1.0678 | 1.3353 | 1.5688 | 1.7713 | 1.9457 | 2.0951 | 2.2227 | 2.3313 | 2.4234 | 2.5013 | 2.5669 | 2.5668 | 2.5668 | 2.5668 | 2.5666 | 2.5664 | 2.5684 | 2.5703 | 2.5721 | 0 | 0 | 0 | 3.3367 | 3.953 | 4.5691 | 5.1815 | 5.7942 | 5.7667 | 5.0493 | 4.3872 | 3.7874 | 3.2485 | 2.7744 | 2.3586 | 1.9982 | 1.6871 | 1.4199 | 3.3367 | 3.953 | 4.5691 | 5.1815 | 5.7942 | 5.7667 | 5.0493 | 4.3872 | 3.7874 | 3.2485 | 2.7744 | 3.3367 | 7.2897 | 11.8587 | 17.0402 | 22.8344 | 28.6011 | 33.6503 | 38.0375 | 41.825 | 45.0735 | 47.8479 | 50.2065 | 52.2047 | 53.8918 | 55.3118 | 55.3118 | 55.3118 | 55.3118 | 55.3118 | 55.3118 | 55.3118 | 55.3118 | 55.3118 | 55.3118 | 55.3118 | 55.3118 | 0.13402 | 0.1584 | 0.18269 | 0.20676 | 0.23077 | 0.22936 | 0.20059 | 0.17411 | 0.15018 | 0.12872 | 0.10988 | 0.093377 | 0.079089 | 0.066768 | 0.056188 | 0.13203 | 0.15642 | 0.18079 | 0.20501 | 0.22924 | 0.22831 | 0.20003 | 0.1739 | 0.15255 | 0.13085 | 0.11175 | 0.13402 | 0.29209 | 0.47415 | 0.67997 | 0.90943 | 1.1375 | 1.3368 | 1.5095 | 1.6584 | 1.786 | 1.895 | 1.9877 | 2.0663 | 2.1327 | 2.1887 | 2.1887 | 2.1887 | 2.1886 | 2.1885 | 2.1883 | 2.1898 | 2.1912 | 2.1925 | 0 | 0 | 0 | 2.8362 | 3.3601 | 3.8837 | 4.4042 | 4.9251 | 4.9017 | 4.2919 | 3.7291 | 3.2193 | 2.7613 | 2.3582 | 2.0048 | 1.6985 | 1.4341 | 1.207 | 2.8362 | 3.3601 | 3.8837 | 4.4042 | 4.9251 | 4.9017 | 4.2919 | 3.7291 | 3.2193 | 2.7613 | 2.3582 | 2.8362 | 6.1962 | 10.0799 | 14.4842 | 19.4092 | 24.3109 | 28.6028 | 32.3319 | 35.5512 | 38.3125 | 40.6707 | 42.6755 | 44.374 | 45.8081 | 47.015 | 47.015 | 47.015 | 47.015 | 47.015 | 47.015 | 47.015 | 47.015 | 47.015 | 47.015 | 47.015 | 47.015 | 0.13402 | 0.1584 | 0.18269 | 0.20676 | 0.23077 | 0.22936 | 0.20059 | 0.17411 | 0.15018 | 0.12872 | 0.10988 | 0.093377 | 0.079089 | 0.066768 | 0.056188 | 0.13203 | 0.15642 | 0.18079 | 0.20501 | 0.22924 | 0.22831 | 0.20003 | 0.1739 | 0.15255 | 0.13085 | 0.11175 | 0.13402 | 0.29209 | 0.47415 | 0.67997 | 0.90943 | 1.1375 | 1.3368 | 1.5095 | 1.6584 | 1.786 | 1.895 | 1.9877 | 2.0663 | 2.1327 | 2.1887 | 2.1887 | 2.1887 | 2.1886 | 2.1885 | 2.1883 | 2.1898 | 2.1912 | 2.1925 | 0 | 0 | 0 | 2.8362 | 3.3601 | 3.8837 | 4.4042 | 4.9251 | 4.9017 | 4.2919 | 3.7291 | 3.2193 | 2.7613 | 2.3582 | 2.0048 | 1.6985 | 1.4341 | 1.207 | 2.8362 | 3.3601 | 3.8837 | 4.4042 | 4.9251 | 4.9017 | 4.2919 | 3.7291 | 3.2193 | 2.7613 | 2.3582 | 2.8362 | 6.1962 | 10.0799 | 14.4842 | 19.4092 | 24.3109 | 28.6028 | 32.3319 | 35.5512 | 38.3125 | 40.6707 | 42.6755 | 44.374 | 45.8081 | 47.015 | 47.015 | 47.015 | 47.015 | 47.015 | 47.015 | 47.015 | 47.015 | 47.015 | 47.015 | 47.015 | 47.015 | 0.13402 | 0.1584 | 0.18269 | 0.20676 | 0.23077 | 0.22936 | 0.20059 | 0.17411 | 0.15018 | 0.12872 | 0.10988 | 0.093377 | 0.079089 | 0.066768 | 0.056188 | 0.13203 | 0.15642 | 0.18079 | 0.20501 | 0.22924 | 0.22831 | 0.20003 | 0.1739 | 0.15255 | 0.13085 | 0.11175 | 0.13402 | 0.29209 | 0.47415 | 0.67997 | 0.90943 | 1.1375 | 1.3368 | 1.5095 | 1.6584 | 1.786 | 1.895 | 1.9877 | 2.0663 | 2.1327 | 2.1887 | 2.1887 | 2.1887 | 2.1886 | 2.1885 | 2.1883 | 2.1898 | 2.1912 | 2.1925 | 0 | 0 | 0 | 2.8362 | 3.3601 | 3.8837 | 4.4042 | 4.9251 | 4.9017 | 4.2919 | 3.7291 | 3.2193 | 2.7613 | 2.3582 | 2.0048 | 1.6985 | 1.4341 | 1.207 | 2.8362 | 3.3601 | 3.8837 | 4.4042 | 4.9251 | 4.9017 | 4.2919 | 3.7291 | 3.2193 | 2.7613 | 2.3582 | 2.8362 | 6.1962 | 10.0799 | 14.4842 | 19.4092 | 24.3109 | 28.6028 | 32.3319 | 35.5512 | 38.3125 | 40.6707 | 42.6755 | 44.374 | 45.8081 | 47.015 | 47.015 | 47.015 | 47.015 | 47.015 | 47.015 | 47.015 | 47.015 | 47.015 | 47.015 | 47.015 | 47.015 | 797.8619 | 797.8619 | 797.8619 | 797.8619 | 797.8619 | 797.8619 | 797.8619 | 797.8619 | 797.8619 | 797.8619 | 797.8619 | 797.8619 | 797.8619 | 797.8619 | 797.8619 | 797.8619 | 797.8619 | 797.8619 | 797.8619 | 797.8619 | 797.8619 | 797.8619 | 797.8619 | 797.8619 | 797.8619 | 797.8619 | 606.628 | 606.628 | 606.628 | 606.628 | 606.628 | 606.628 | 606.628 | 606.628 | 606.628 | 606.628 | 606.628 | 606.628 | 606.628 | 606.628 | 606.628 | 606.628 | 606.628 | 606.628 | 606.628 | 606.628 | 606.628 | 606.628 | 606.628 | 606.628 | 606.628 | 606.628
WA_Industrial_Food Products_New_Space Heating_Natural Gas_Gas Boiler - Burner Control Optimization_A | WA | Industrial | Food Products | New | Space Heating | Natural Gas | Gas Boiler - Burner Control Optimization | A | IM55 | Average performance | Optimized burner controls | 18 | 0.35962 | 0 | 0 | 121.12 | 0 | 0 | 0 | 60.5622 |  | sqft | 5% | 85% | Retrofit | Retro3Slow | 83.58% | TBD | 0.2% | 841.9684 |  | 624.4084 |  | 0 | IL TRM - 4.4.22 - CI-HVC-O2TC-V01-140601 | GBLR_O2TRM-Heating-MEMD-2018-1 | IL TRM - 4.4.22 - CI-HVC-O2TC-V01-140601 | Average performance | Average performance | Average performance | Average performance | Average performance | Average performance | Average performance | Average performance | Average performance | Average performance | Average performance | Average performance | Average performance | Average performance | Average performance | Average performance | Average performance | Average performance | Average performance | Average performance | Average performance | Average performance | Average performance | Average performance | Average performance | Average performance | Average performance | Average performance | Average performance | Average performance | Average performance | Optimized burner controls | Optimized burner controls | Optimized burner controls | Optimized burner controls | Optimized burner controls | Optimized burner controls | Optimized burner controls | Optimized burner controls | Optimized burner controls | Optimized burner controls | Optimized burner controls | Optimized burner controls | Optimized burner controls | Optimized burner controls | Optimized burner controls | Optimized burner controls | Optimized burner controls | Optimized burner controls | Optimized burner controls | Optimized burner controls | Optimized burner controls | Optimized burner controls | Optimized burner controls | Optimized burner controls | Optimized burner controls | Optimized burner controls | Optimized burner controls | Optimized burner controls | Optimized burner controls | Optimized burner controls | Optimized burner controls | 121.12 | 121.12 | 121.12 | 121.12 | 121.12 | 121.12 | 121.12 | 121.12 | 121.12 | 121.12 | 121.12 | 121.12 | 121.12 | 121.12 | 121.12 | 121.12 | 121.12 | 121.12 | 121.12 | 121.12 | 121.12 | 121.12 | 121.12 | 121.12 | 121.12 | 121.12 | 121.12 | 121.12 | 121.12 | 121.12 | 121.12 | 0 | 0 | 0 | 0 | 0 | 0 | 0 | 0 | 0 | 0 | 0 | 0 | 0 | 0 | 0 | 0 | 0 | 0 | 0 | 0 | 0 | 0 | 0 | 0 | 0 | 0 | 0 | 0 | 0 | 0 | 0 | 0 | 0 | 0 | 0 | 0 | 0 | 0 | 0 | 0 | 0 | 0 | 0 | 0 | 0 | 0 | 0 | 0 | 0 | 0 | 0 | 0 | 0 | 0 | 0 | 0 | 0 | 0 | 0 | 0 | 0 | 0 | 0 | 0 | 0 | 0 | 0 | 0 | 0 | 0 | 0 | 0 | 0 | 0 | 0 | 0 | 0 | 0 | 0 | 0 | 0 | 0 | 0 | 0 | 0 | 0 | 0 | 0 | 0 | 0 | 0 | 0 | 0 | 0 | 0 | 0 | 0 | 0 | 0 | 0 | 0 | 0 | 0 | 0 | 0 | 0 | 0 | 0 | 0 | 0 | 0 | 0 | 0 | 0 | 0 | 0 | 0 | 0 | 0 | 0 | 0 | 0 | 0 | 0 | 0 | 0 | 0 | 0 | 0 | 0 | 0 | 0 | 0 | 0 | 0 | 0 | 0 | 0 | 0 | 0 | 0 | 0 | 0 | 0 | 0 | 0 | 0 | 0 | 0 | 0 | 0 | 0 | 0 | 0 | 0 | 0 | 0 | 0 | 0 | 0 | 0 | 0 | 0 | 0 | 0 | 0 | 0 | 0 | 0 | 0 | 0 | 0 | 0 | 0 | 0 | 0 | 0 | 0 | 0 | 0 | 0 | 0 | 0 | 0 | 0 | 0 | 0 | 0 | 0 | 0 | 0 | 0 | 0 | 0 | 0 | 0 | 0 | 0 | 0 | 0 | 0 | 0 | 0 | 0 | 0 | 0 | 0 | 0 | 0 | 0 | 0 | 0 | 0 | 0 | 0 | 0 | 0 | 0 | 0 | 0 | 0 | 0 | 0 | 0 | 0 | 0 | 0 | 0 | 0 | 0 | 0 | 0 | 0 | 0 | 0 | 0 | 0 | 0 | 0 | 0 | 0 | 0 | 0 | 0 | 0 | 0 | 0 | 0 | 0 | 0 | 0 | 0 | 0 | 0 | 0 | 0 | 0 | 0 | 0 | 0 | 0 | 0 | 0 | 0 | 0 | 0 | 0 | 0 | 0 | 0 | 0 | 0 | 0 | 0 | 0 | 0 | 0 | 0 | 0 | 0 | 0 | 0 | 0 | 0 | 0 | 0 | 0 | 0 | 0 | 0 | 0 | 0 | 0 | 0 | 0 | 0 | 0 | 0 | 0 | 0 | 0 | 0 | 0 | 0 | 0 | 0 | 0 | 0 | 0 | 0 | 0 | 0 | 0 | 0 | 0 | 0 | 0 | 0 | 0 | 0 | 0 | 0 | 0 | 0 | 0 | 0 | 0 | 0 | 0 | 0 | 0 | 0 | 0 | 0 | 0 | 0 | 0 | 0 | 0 | 0 | 0 | 0 | 0 | 0 | 0 | 0 | 0 | 0 | 0 | 0 | 0 | 0 | 0 | 0 | 0 | 0 | 0 | 0 | 0 | 0 | 0 | 0 | 0 | 0 | 0 | 0 | 0 | 0 | 0 | 0 | 0 | 0 | 0 | 0 | 0 | 0 | 0 | 0 | 0 | 0 | 0 | 0 | 0 | 0 | 0 | 0 | 0 | 0 | 0 | 0 | 0 | 0 | 0 | 0 | 0 | 0 | 0 | 0 | 0 | 0 | 0 | 0 | 0 | 0 | 0 | 0 | 0 | 0 | 0 | 0 | 0 | 0 | 0 | 0 | 0 | 0 | 0 | 0 | 0 | 0 | 0 | 0 | 0 | 0 | 0 | 0 | 0 | 0 | 0 | 0 | 0 | 0 | 0 | 0 | 0 | 0 | 0 | 0 | 0 | 0 | 0 | 0 | 0 | 0 | 0 | 0 | 0 | 841.9684 | 841.9684 | 841.9684 | 841.9684 | 841.9684 | 841.9684 | 841.9684 | 841.9684 | 841.9684 | 841.9684 | 841.9684 | 841.9684 | 841.9684 | 841.9684 | 841.9684 | 841.9684 | 841.9684 | 841.9684 | 841.9684 | 841.9684 | 841.9684 | 841.9684 | 841.9684 | 841.9684 | 841.9684 | 841.9684 | 624.4084 | 624.4084 | 624.4084 | 624.4084 | 624.4084 | 624.4084 | 624.4084 | 624.4084 | 624.4084 | 624.4084 | 624.4084 | 624.4084 | 624.4084 | 624.4084 | 624.4084 | 624.4084 | 624.4084 | 624.4084 | 624.4084 | 624.4084 | 624.4084 | 624.4084 | 624.4084 | 624.4084 | 624.4084 | 624.4084
WA_Industrial_Food Products_New_Process_Natural Gas_Gas Boiler - Burner Control Optimization_A | WA | Industrial | Food Products | New | Process | Natural Gas | Gas Boiler - Burner Control Optimization | A | IM56 | Average performance | Optimized burner controls | 18 | 13.742 | 0 | 0 | 121.12 | 0 | 0 | 0 | 60.5622 |  | sqft | 5% | 85% | Retrofit | Retro3Slow | 83.58% | TBD | 0.2% | 841.9684 |  | 624.4084 |  | 0.029924 | IL TRM - 4.4.22 - CI-HVC-O2TC-V01-140601 | GBLR_O2TRM-Heating-MEMD-2018-1 | IL TRM - 4.4.22 - CI-HVC-O2TC-V01-140601 | Average performance | Average performance | Average performance | Average performance | Average performance | Average performance | Average performance | Average performance | Average performance | Average performance | Average performance | Average performance | Average performance | Average performance | Average performance | Average performance | Average performance | Average performance | Average performance | Average performance | Average performance | Average performance | Average performance | Average performance | Average performance | Average performance | Average performance | Average performance | Average performance | Average performance | Average performance | Optimized burner controls | Optimized burner controls | Optimized burner controls | Optimized burner controls | Optimized burner controls | Optimized burner controls | Optimized burner controls | Optimized burner controls | Optimized burner controls | Optimized burner controls | Optimized burner controls | Optimized burner controls | Optimized burner controls | Optimized burner controls | Optimized burner controls | Optimized burner controls | Optimized burner controls | Optimized burner controls | Optimized burner controls | Optimized burner controls | Optimized burner controls | Optimized burner controls | Optimized burner controls | Optimized burner controls | Optimized burner controls | Optimized burner controls | Optimized burner controls | Optimized burner controls | Optimized burner controls | Optimized burner controls | Optimized burner controls | 121.12 | 121.12 | 121.12 | 121.12 | 121.12 | 121.12 | 121.12 | 121.12 | 121.12 | 121.12 | 121.12 | 121.12 | 121.12 | 121.12 | 121.12 | 121.12 | 121.12 | 121.12 | 121.12 | 121.12 | 121.12 | 121.12 | 121.12 | 121.12 | 121.12 | 121.12 | 121.12 | 121.12 | 121.12 | 121.12 | 121.12 | 0 | 0 | 0 | 0 | 0 | 13.6929 | 13.6513 | 13.6138 | 13.5794 | 13.5463 | 13.5225 | 13.5025 | 13.4857 | 13.4719 | 13.4608 | 13.4527 | 13.4473 | 13.4439 | 13.4419 | 13.4407 | 13.4412 | 13.442 | 13.4423 | 13.4421 | 13.4416 | 13.4527 | 13.4631 | 13.4727 | 13.742 | 13.742 | 13.742 | 0.012325 | 0.022882 | 0.052751 | 0.10442 | 0.1812 | 0.28004 | 0.38951 | 0.49294 | 0.57227 | 0.61306 | 0.61047 | 0.56741 | 0.49472 | 0.40604 | 0.31473 | 0.23123 | 0.16141 | 0.10731 | 0.068102 | 0.047988 | 0.052127 | 0.10353 | 0.18022 | 0.28458 | 0.39642 | 0.50231 | 0.012325 | 0.035169 | 0.087824 | 0.19203 | 0.37276 | 0.65214 | 1.0407 | 1.5323 | 2.103 | 2.7144 | 3.3232 | 3.8893 | 4.383 | 4.7884 | 5.1027 | 5.3341 | 5.4959 | 5.6033 | 5.6592 | 5.6844 | 5.6892 | 5.6935 | 5.6976 | 0 | 0 | 0 | 0.90008 | 1.6762 | 3.8748 | 7.6898 | 13.3765 | 20.7091 | 28.8475 | 36.5531 | 42.4791 | 45.5439 | 45.379 | 42.1951 | 36.7985 | 30.2072 | 23.4162 | 17.2031 | 12.0077 | 7.9829 | 5.0663 | 3.5701 | 3.8748 | 7.6898 | 13.3765 | 20.7091 | 28.8475 | 36.5531 | 0.90008 | 2.5763 | 6.4511 | 14.1409 | 27.5174 | 48.2264 | 77.0739 | 113.627 | 156.1061 | 201.65 | 247.029 | 289.2241 | 326.0227 | 356.2299 | 379.6461 | 396.8493 | 408.857 | 416.8399 | 421.0061 | 422.9001 | 422.9001 | 422.9001 | 422.9001 | 422.9001 | 422.9001 | 422.9001 | 0.010482 | 0.019469 | 0.044902 | 0.088919 | 0.15435 | 0.23861 | 0.33196 | 0.42019 | 0.48788 | 0.52272 | 0.52056 | 0.48387 | 0.4219 | 0.34628 | 0.26841 | 0.1972 | 0.13765 | 0.091515 | 0.058079 | 0.040926 | 0.04445 | 0.088271 | 0.15364 | 0.2419 | 0.33696 | 0.42697 | 0.010482 | 0.029924 | 0.074756 | 0.16351 | 0.31753 | 0.55566 | 0.88692 | 1.3062 | 1.7929 | 2.3144 | 2.8338 | 3.3167 | 3.7379 | 4.0837 | 4.3518 | 4.5491 | 4.687 | 4.7786 | 4.8263 | 4.8478 | 4.8513 | 4.8544 | 4.8574 | 0 | 0 | 0 | 0.76507 | 1.4248 | 3.2936 | 6.5363 | 11.37 | 17.6027 | 24.5204 | 31.0701 | 36.1072 | 38.7123 | 38.5721 | 35.8659 | 31.2788 | 25.6761 | 19.9038 | 14.6227 | 10.2065 | 6.7855 | 4.3064 | 3.0346 | 3.2936 | 6.5363 | 11.37 | 17.6027 | 24.5204 | 31.0701 | 0.76507 | 2.1898 | 5.4834 | 12.0198 | 23.3898 | 40.9925 | 65.5128 | 96.583 | 132.6902 | 171.4025 | 209.9747 | 245.8405 | 277.1193 | 302.7954 | 322.6992 | 337.3219 | 347.5284 | 354.3139 | 357.8552 | 359.4651 | 359.4651 | 359.4651 | 359.4651 | 359.4651 | 359.4651 | 359.4651 | 0.010482 | 0.019469 | 0.044902 | 0.088919 | 0.15435 | 0.23861 | 0.33196 | 0.42019 | 0.48788 | 0.52272 | 0.52056 | 0.48387 | 0.4219 | 0.34628 | 0.26841 | 0.1972 | 0.13765 | 0.091515 | 0.058079 | 0.040926 | 0.04445 | 0.088271 | 0.15364 | 0.2419 | 0.33696 | 0.42697 | 0.010482 | 0.029924 | 0.074756 | 0.16351 | 0.31753 | 0.55566 | 0.88692 | 1.3062 | 1.7929 | 2.3144 | 2.8338 | 3.3167 | 3.7379 | 4.0837 | 4.3518 | 4.5491 | 4.687 | 4.7786 | 4.8263 | 4.8478 | 4.8513 | 4.8544 | 4.8574 | 0 | 0 | 0 | 0.76507 | 1.4248 | 3.2936 | 6.5363 | 11.37 | 17.6027 | 24.5204 | 31.0701 | 36.1072 | 38.7123 | 38.5721 | 35.8659 | 31.2788 | 25.6761 | 19.9038 | 14.6227 | 10.2065 | 6.7855 | 4.3064 | 3.0346 | 3.2936 | 6.5363 | 11.37 | 17.6027 | 24.5204 | 31.0701 | 0.76507 | 2.1898 | 5.4834 | 12.0198 | 23.3898 | 40.9925 | 65.5128 | 96.583 | 132.6902 | 171.4025 | 209.9747 | 245.8405 | 277.1193 | 302.7954 | 322.6992 | 337.3219 | 347.5284 | 354.3139 | 357.8552 | 359.4651 | 359.4651 | 359.4651 | 359.4651 | 359.4651 | 359.4651 | 359.4651 | 0.010482 | 0.019469 | 0.044902 | 0.088919 | 0.15435 | 0.23861 | 0.33196 | 0.42019 | 0.48788 | 0.52272 | 0.52056 | 0.48387 | 0.4219 | 0.34628 | 0.26841 | 0.1972 | 0.13765 | 0.091515 | 0.058079 | 0.040926 | 0.04445 | 0.088271 | 0.15364 | 0.2419 | 0.33696 | 0.42697 | 0.010482 | 0.029924 | 0.074756 | 0.16351 | 0.31753 | 0.55566 | 0.88692 | 1.3062 | 1.7929 | 2.3144 | 2.8338 | 3.3167 | 3.7379 | 4.0837 | 4.3518 | 4.5491 | 4.687 | 4.7786 | 4.8263 | 4.8478 | 4.8513 | 4.8544 | 4.8574 | 0 | 0 | 0 | 0.76507 | 1.4248 | 3.2936 | 6.5363 | 11.37 | 17.6027 | 24.5204 | 31.0701 | 36.1072 | 38.7123 | 38.5721 | 35.8659 | 31.2788 | 25.6761 | 19.9038 | 14.6227 | 10.2065 | 6.7855 | 4.3064 | 3.0346 | 3.2936 | 6.5363 | 11.37 | 17.6027 | 24.5204 | 31.0701 | 0.76507 | 2.1898 | 5.4834 | 12.0198 | 23.3898 | 40.9925 | 65.5128 | 96.583 | 132.6902 | 171.4025 | 209.9747 | 245.8405 | 277.1193 | 302.7954 | 322.6992 | 337.3219 | 347.5284 | 354.3139 | 357.8552 | 359.4651 | 359.4651 | 359.4651 | 359.4651 | 359.4651 | 359.4651 | 359.4651 | 841.9684 | 841.9684 | 841.9684 | 841.9684 | 841.9684 | 841.9684 | 841.9684 | 841.9684 | 841.9684 | 841.9684 | 841.9684 | 841.9684 | 841.9684 | 841.9684 | 841.9684 | 841.9684 | 841.9684 | 841.9684 | 841.9684 | 841.9684 | 841.9684 | 841.9684 | 841.9684 | 841.9684 | 841.9684 | 841.9684 | 624.4084 | 624.4084 | 624.4084 | 624.4084 | 624.4084 | 624.4084 | 624.4084 | 624.4084 | 624.4084 | 624.4084 | 624.4084 | 624.4084 | 624.4084 | 624.4084 | 624.4084 | 624.4084 | 624.4084 | 624.4084 | 624.4084 | 624.4084 | 624.4084 | 624.4084 | 624.4084 | 624.4084 | 624.4084 | 624.4084
WA_Industrial_Food Products_New_Space Heating_Natural Gas_HVAC - Demand Controlled Ventilation_A | WA | Industrial | Food Products | New | Space Heating | Natural Gas | HVAC - Demand Controlled Ventilation | A | IM57 | Constant ventilation | DCV enabled | 6 | 0.041334 | 0 | 0 | 0.29 | 0.01 | 0 | 0 | 0.14435 |  | sqft | 55% | 75% | Retrofit | RetroEven20 | 76.5% | TBD | 0.2% | 0 |  | 0 |  | 0 | IL TRM v11 - 4.4.19 - Demand Controlled Ventilation - CI-HVC-DCV-V06-220101 | IL TRM v11 - 4.4.19 - Demand Controlled Ventilation - CI-HVC-DCV-V06-220101 | IL TRM v11 - 4.4.19 - Demand Controlled Ventilation - CI-HVC-DCV-V06-220101 | Constant ventilation | Constant ventilation | Constant ventilation | Constant ventilation | Constant ventilation | Constant ventilation | Constant ventilation | Constant ventilation | Constant ventilation | Constant ventilation | Constant ventilation | Constant ventilation | Constant ventilation | Constant ventilation | Constant ventilation | Constant ventilation | Constant ventilation | Constant ventilation | Constant ventilation | Constant ventilation | Constant ventilation | Constant ventilation | Constant ventilation | Constant ventilation | Constant ventilation | Constant ventilation | Constant ventilation | Constant ventilation | Constant ventilation | Constant ventilation | Constant ventilation | DCV enabled | DCV enabled | DCV enabled | DCV enabled | DCV enabled | DCV enabled | DCV enabled | DCV enabled | DCV enabled | DCV enabled | DCV enabled | DCV enabled | DCV enabled | DCV enabled | DCV enabled | DCV enabled | DCV enabled | DCV enabled | DCV enabled | DCV enabled | DCV enabled | DCV enabled | DCV enabled | DCV enabled | DCV enabled | DCV enabled | DCV enabled | DCV enabled | DCV enabled | DCV enabled | DCV enabled | 0.29 | 0.29 | 0.29 | 0.29 | 0.29 | 0.29 | 0.29 | 0.29 | 0.29 | 0.29 | 0.29 | 0.29 | 0.29 | 0.29 | 0.29 | 0.29 | 0.29 | 0.29 | 0.29 | 0.29 | 0.29 | 0.29 | 0.29 | 0.29 | 0.29 | 0.29 | 0.29 | 0.29 | 0.29 | 0.29 | 0.29 | 0 | 0 | 0 | 0 | 0 | 0 | 0 | 0 | 0 | 0 | 0 | 0 | 0 | 0 | 0 | 0 | 0 | 0 | 0 | 0 | 0 | 0 | 0 | 0 | 0 | 0 | 0 | 0 | 0 | 0 | 0 | 0 | 0 | 0 | 0 | 0 | 0 | 0 | 0 | 0 | 0 | 0 | 0 | 0 | 0 | 0 | 0 | 0 | 0 | 0 | 0 | 0 | 0 | 0 | 0 | 0 | 0 | 0 | 0 | 0 | 0 | 0 | 0 | 0 | 0 | 0 | 0 | 0 | 0 | 0 | 0 | 0 | 0 | 0 | 0 | 0 | 0 | 0 | 0 | 0 | 0 | 0 | 0 | 0 | 0 | 0 | 0 | 0 | 0 | 0 | 0 | 0 | 0 | 0 | 0 | 0 | 0 | 0 | 0 | 0 | 0 | 0 | 0 | 0 | 0 | 0 | 0 | 0 | 0 | 0 | 0 | 0 | 0 | 0 | 0 | 0 | 0 | 0 | 0 | 0 | 0 | 0 | 0 | 0 | 0 | 0 | 0 | 0 | 0 | 0 | 0 | 0 | 0 | 0 | 0 | 0 | 0 | 0 | 0 | 0 | 0 | 0 | 0 | 0 | 0 | 0 | 0 | 0 | 0 | 0 | 0 | 0 | 0 | 0 | 0 | 0 | 0 | 0 | 0 | 0 | 0 | 0 | 0 | 0 | 0 | 0 | 0 | 0 | 0 | 0 | 0 | 0 | 0 | 0 | 0 | 0 | 0 | 0 | 0 | 0 | 0 | 0 | 0 | 0 | 0 | 0 | 0 | 0 | 0 | 0 | 0 | 0 | 0 | 0 | 0 | 0 | 0 | 0 | 0 | 0 | 0 | 0 | 0 | 0 | 0 | 0 | 0 | 0 | 0 | 0 | 0 | 0 | 0 | 0 | 0 | 0 | 0 | 0 | 0 | 0 | 0 | 0 | 0 | 0 | 0 | 0 | 0 | 0 | 0 | 0 | 0 | 0 | 0 | 0 | 0 | 0 | 0 | 0 | 0 | 0 | 0 | 0 | 0 | 0 | 0 | 0 | 0 | 0 | 0 | 0 | 0 | 0 | 0 | 0 | 0 | 0 | 0 | 0 | 0 | 0 | 0 | 0 | 0 | 0 | 0 | 0 | 0 | 0 | 0 | 0 | 0 | 0 | 0 | 0 | 0 | 0 | 0 | 0 | 0 | 0 | 0 | 0 | 0 | 0 | 0 | 0 | 0 | 0 | 0 | 0 | 0 | 0 | 0 | 0 | 0 | 0 | 0 | 0 | 0 | 0 | 0 | 0 | 0 | 0 | 0 | 0 | 0 | 0 | 0 | 0 | 0 | 0 | 0 | 0 | 0 | 0 | 0 | 0 | 0 | 0 | 0 | 0 | 0 | 0 | 0 | 0 | 0 | 0 | 0 | 0 | 0 | 0 | 0 | 0 | 0 | 0 | 0 | 0 | 0 | 0 | 0 | 0 | 0 | 0 | 0 | 0 | 0 | 0 | 0 | 0 | 0 | 0 | 0 | 0 | 0 | 0 | 0 | 0 | 0 | 0 | 0 | 0 | 0 | 0 | 0 | 0 | 0 | 0 | 0 | 0 | 0 | 0 | 0 | 0 | 0 | 0 | 0 | 0 | 0 | 0 | 0 | 0 | 0 | 0 | 0 | 0 | 0 | 0 | 0 | 0 | 0 | 0 | 0 | 0 | 0 | 0 | 0 | 0 | 0 | 0 | 0 | 0 | 0 | 0 | 0 | 0 | 0 | 0 | 0 | 0 | 0 | 0 | 0 | 0 | 0 | 0 | 0 | 0 | 0 | 0 | 0 | 0 | 0 | 0 | 0 | 0 | 0 | 0 | 0 | 0 | 0 | 0 | 0 | 0 | 0 | 0 | 0 | 0 | 0 | 0 | 0 | 0 | 0 | 0 | 0 | 0 | 0 | 0 | 0 | 0 | 0 | 0 | 0 | 0 | 0 | 0 | 0 | 0 | 0 | 0 | 0 | 0 | 0 | 0 | 0 | 0 | 0 | 0 | 0 | 0 | 0 | 0 | 0 | 0 | 0 | 0 | 0 | 0 | 0 | 0 | 0 | 0 | 0 | 0 | 0 | 0 | 0 | 0 | 0 | 0 | 0 | 0 | 0 | 0 | 0 | 0 | 0 | 0 | 0
WA_Industrial_Food Products_New_Space Heating_Natural Gas_Gas Boiler - Stack Economizer_A | WA | Industrial | Food Products | New | Space Heating | Natural Gas | Gas Boiler - Stack Economizer | A | IM58 | None | Economizer installed | 15 | 0.90524 | 0 | 0 | 3.31 | 0 | 0 | 0 | 1.6563 |  | sqft | 15% | 55% | Retrofit | Retro12Med | 84.73% | TBD | 0.2% | 7.6305 |  | 5.8016 |  | 0 | IL TRM - 4.4.28 - CI-HVC-BECO-V02-210101 | XCEL CO 2019-2020 DSM Plan | IL TRM - 4.4.28 - CI-HVC-BECO-V02-210101 | None | None | None | None | None | None | None | None | None | None | None | None | None | None | None | None | None | None | None | None | None | None | None | None | None | None | None | None | None | None | None | Economizer installed | Economizer installed | Economizer installed | Economizer installed | Economizer installed | Economizer installed | Economizer installed | Economizer installed | Economizer installed | Economizer installed | Economizer installed | Economizer installed | Economizer installed | Economizer installed | Economizer installed | Economizer installed | Economizer installed | Economizer installed | Economizer installed | Economizer installed | Economizer installed | Economizer installed | Economizer installed | Economizer installed | Economizer installed | Economizer installed | Economizer installed | Economizer installed | Economizer installed | Economizer installed | Economizer installed | 3.31 | 3.31 | 3.31 | 3.31 | 3.31 | 3.31 | 3.31 | 3.31 | 3.31 | 3.31 | 3.31 | 3.31 | 3.31 | 3.31 | 3.31 | 3.31 | 3.31 | 3.31 | 3.31 | 3.31 | 3.31 | 3.31 | 3.31 | 3.31 | 3.31 | 3.31 | 3.31 | 3.31 | 3.31 | 3.31 | 3.31 | 0 | 0 | 0 | 0 | 0 | 0 | 0 | 0 | 0 | 0 | 0 | 0 | 0 | 0 | 0 | 0 | 0 | 0 | 0 | 0 | 0 | 0 | 0 | 0 | 0 | 0 | 0 | 0 | 0 | 0 | 0 | 0 | 0 | 0 | 0 | 0 | 0 | 0 | 0 | 0 | 0 | 0 | 0 | 0 | 0 | 0 | 0 | 0 | 0 | 0 | 0 | 0 | 0 | 0 | 0 | 0 | 0 | 0 | 0 | 0 | 0 | 0 | 0 | 0 | 0 | 0 | 0 | 0 | 0 | 0 | 0 | 0 | 0 | 0 | 0 | 0 | 0 | 0 | 0 | 0 | 0 | 0 | 0 | 0 | 0 | 0 | 0 | 0 | 0 | 0 | 0 | 0 | 0 | 0 | 0 | 0 | 0 | 0 | 0 | 0 | 0 | 0 | 0 | 0 | 0 | 0 | 0 | 0 | 0 | 0 | 0 | 0 | 0 | 0 | 0 | 0 | 0 | 0 | 0 | 0 | 0 | 0 | 0 | 0 | 0 | 0 | 0 | 0 | 0 | 0 | 0 | 0 | 0 | 0 | 0 | 0 | 0 | 0 | 0 | 0 | 0 | 0 | 0 | 0 | 0 | 0 | 0 | 0 | 0 | 0 | 0 | 0 | 0 | 0 | 0 | 0 | 0 | 0 | 0 | 0 | 0 | 0 | 0 | 0 | 0 | 0 | 0 | 0 | 0 | 0 | 0 | 0 | 0 | 0 | 0 | 0 | 0 | 0 | 0 | 0 | 0 | 0 | 0 | 0 | 0 | 0 | 0 | 0 | 0 | 0 | 0 | 0 | 0 | 0 | 0 | 0 | 0 | 0 | 0 | 0 | 0 | 0 | 0 | 0 | 0 | 0 | 0 | 0 | 0 | 0 | 0 | 0 | 0 | 0 | 0 | 0 | 0 | 0 | 0 | 0 | 0 | 0 | 0 | 0 | 0 | 0 | 0 | 0 | 0 | 0 | 0 | 0 | 0 | 0 | 0 | 0 | 0 | 0 | 0 | 0 | 0 | 0 | 0 | 0 | 0 | 0 | 0 | 0 | 0 | 0 | 0 | 0 | 0 | 0 | 0 | 0 | 0 | 0 | 0 | 0 | 0 | 0 | 0 | 0 | 0 | 0 | 0 | 0 | 0 | 0 | 0 | 0 | 0 | 0 | 0 | 0 | 0 | 0 | 0 | 0 | 0 | 0 | 0 | 0 | 0 | 0 | 0 | 0 | 0 | 0 | 0 | 0 | 0 | 0 | 0 | 0 | 0 | 0 | 0 | 0 | 0 | 0 | 0 | 0 | 0 | 0 | 0 | 0 | 0 | 0 | 0 | 0 | 0 | 0 | 0 | 0 | 0 | 0 | 0 | 0 | 0 | 0 | 0 | 0 | 0 | 0 | 0 | 0 | 0 | 0 | 0 | 0 | 0 | 0 | 0 | 0 | 0 | 0 | 0 | 0 | 0 | 0 | 0 | 0 | 0 | 0 | 0 | 0 | 0 | 0 | 0 | 0 | 0 | 0 | 0 | 0 | 0 | 0 | 0 | 0 | 0 | 0 | 0 | 0 | 0 | 0 | 0 | 0 | 0 | 0 | 0 | 0 | 0 | 0 | 0 | 0 | 0 | 0 | 0 | 0 | 0 | 0 | 0 | 0 | 0 | 0 | 0 | 0 | 0 | 0 | 0 | 0 | 0 | 0 | 0 | 0 | 0 | 0 | 0 | 0 | 0 | 0 | 0 | 0 | 0 | 0 | 0 | 0 | 0 | 0 | 0 | 0 | 0 | 0 | 0 | 0 | 0 | 0 | 0 | 0 | 0 | 0 | 0 | 0 | 0 | 0 | 0 | 0 | 0 | 0 | 0 | 0 | 0 | 0 | 0 | 0 | 0 | 0 | 0 | 0 | 0 | 0 | 0 | 0 | 0 | 0 | 0 | 7.6305 | 7.6305 | 7.6305 | 7.6305 | 7.6305 | 7.6305 | 7.6305 | 7.6305 | 7.6305 | 7.6305 | 7.6305 | 7.6305 | 7.6305 | 7.6305 | 7.6305 | 7.6305 | 7.6305 | 7.6305 | 7.6305 | 7.6305 | 7.6305 | 7.6305 | 7.6305 | 7.6305 | 7.6305 | 7.6305 | 5.8016 | 5.8016 | 5.8016 | 5.8016 | 5.8016 | 5.8016 | 5.8016 | 5.8016 | 5.8016 | 5.8016 | 5.8016 | 5.8016 | 5.8016 | 5.8016 | 5.8016 | 5.8016 | 5.8016 | 5.8016 | 5.8016 | 5.8016 | 5.8016 | 5.8016 | 5.8016 | 5.8016 | 5.8016 | 5.8016
WA_Industrial_Food Products_New_Process_Natural Gas_Gas Boiler - Stack Economizer_A | WA | Industrial | Food Products | New | Process | Natural Gas | Gas Boiler - Stack Economizer | A | IM59 | None | Economizer installed | 15 | 45.4909 | 0 | 0 | 3.31 | 0 | 0 | 0 | 1.6563 |  | sqft | 15% | 55% | Retrofit | Retro12Med | 84.73% | TBD | 0.2% | 7.6305 |  | 5.8016 |  | 0.75152 | IL TRM - 4.4.28 - CI-HVC-BECO-V02-210101 | XCEL CO 2019-2020 DSM Plan | IL TRM - 4.4.29 - CI-HVC-PECO-V01-150601 | None | None | None | None | None | None | None | None | None | None | None | None | None | None | None | None | None | None | None | None | None | None | None | None | None | None | None | None | None | None | None | Economizer installed | Economizer installed | Economizer installed | Economizer installed | Economizer installed | Economizer installed | Economizer installed | Economizer installed | Economizer installed | Economizer installed | Economizer installed | Economizer installed | Economizer installed | Economizer installed | Economizer installed | Economizer installed | Economizer installed | Economizer installed | Economizer installed | Economizer installed | Economizer installed | Economizer installed | Economizer installed | Economizer installed | Economizer installed | Economizer installed | Economizer installed | Economizer installed | Economizer installed | Economizer installed | Economizer installed | 3.31 | 3.31 | 3.31 | 3.31 | 3.31 | 3.31 | 3.31 | 3.31 | 3.31 | 3.31 | 3.31 | 3.31 | 3.31 | 3.31 | 3.31 | 3.31 | 3.31 | 3.31 | 3.31 | 3.31 | 3.31 | 3.31 | 3.31 | 3.31 | 3.31 | 3.31 | 3.31 | 3.31 | 3.31 | 3.31 | 3.31 | 0 | 0 | 0 | 0 | 0 | 45.4846 | 45.4812 | 45.4795 | 45.4809 | 45.4819 | 45.4828 | 45.4835 | 45.4841 | 45.4846 | 45.485 | 45.4853 | 45.4857 | 45.486 | 45.4862 | 45.4864 | 45.4867 | 45.4868 | 45.487 | 45.4872 | 45.4873 | 45.4875 | 45.4876 | 45.4877 | 45.4909 | 45.4909 | 45.4909 | 0.40471 | 0.47944 | 0.55413 | 0.62842 | 0.70275 | 0.69943 | 0.61242 | 0.53213 | 0.45938 | 0.39403 | 0.33652 | 0.28609 | 0.24237 | 0.20464 | 0.17224 | 0.40473 | 0.4795 | 0.55422 | 0.62851 | 0.70283 | 0.6995 | 0.61248 | 0.53217 | 0.45945 | 0.39408 | 0.33656 | 0.40471 | 0.88412 | 1.4382 | 2.0667 | 2.7695 | 3.4689 | 4.0814 | 4.6136 | 5.073 | 5.4671 | 5.8037 | 6.0898 | 6.3322 | 6.5369 | 6.7092 | 6.7092 | 6.7092 | 6.7092 | 6.7093 | 6.7093 | 6.7093 | 6.7093 | 6.7093 | 0 | 0 | 0 | 8.8977 | 10.5414 | 12.1842 | 13.8172 | 15.4512 | 15.3778 | 13.4647 | 11.6992 | 10.0998 | 8.6628 | 7.3984 | 6.2896 | 5.3285 | 4.499 | 3.7865 | 8.8977 | 10.5414 | 12.1842 | 13.8172 | 15.4512 | 15.3778 | 13.4647 | 11.6992 | 10.0998 | 8.6628 | 7.3984 | 8.8977 | 19.4391 | 31.6233 | 45.4405 | 60.8917 | 76.2695 | 89.7342 | 101.4334 | 111.5332 | 120.196 | 127.5944 | 133.884 | 139.2125 | 143.7115 | 147.4981 | 147.4981 | 147.4981 | 147.4981 | 147.4981 | 147.4981 | 147.4981 | 147.4981 | 147.4981 | 147.4981 | 147.4981 | 147.4981 | 0.34401 | 0.40753 | 0.47103 | 0.53417 | 0.59735 | 0.59453 | 0.52057 | 0.45232 | 0.39049 | 0.33493 | 0.28604 | 0.24318 | 0.20602 | 0.17395 | 0.1464 | 0.34402 | 0.40758 | 0.47109 | 0.53424 | 0.59741 | 0.59458 | 0.52061 | 0.45235 | 0.39053 | 0.33497 | 0.28607 | 0.34401 | 0.75152 | 1.2225 | 1.7567 | 2.3541 | 2.9487 | 3.4693 | 3.9217 | 4.3122 | 4.6471 | 4.9332 | 5.1764 | 5.3825 | 5.5564 | 5.7029 | 5.7029 | 5.7029 | 5.7029 | 5.7029 | 5.703 | 5.703 | 5.703 | 5.703 | 0 | 0 | 0 | 7.5631 | 8.9602 | 10.3565 | 11.7446 | 13.1335 | 13.0711 | 11.445 | 9.9443 | 8.5848 | 7.3634 | 6.2886 | 5.3462 | 4.5292 | 3.8242 | 3.2185 | 7.5631 | 8.9602 | 10.3565 | 11.7446 | 13.1335 | 13.0711 | 11.445 | 9.9443 | 8.5848 | 7.3634 | 6.2886 | 7.5631 | 16.5233 | 26.8798 | 38.6244 | 51.7579 | 64.8291 | 76.2741 | 86.2184 | 94.8033 | 102.1666 | 108.4552 | 113.8014 | 118.3306 | 122.1548 | 125.3733 | 125.3733 | 125.3733 | 125.3733 | 125.3733 | 125.3733 | 125.3733 | 125.3733 | 125.3733 | 125.3733 | 125.3733 | 125.3733 | 0.34401 | 0.40753 | 0.47103 | 0.53417 | 0.59735 | 0.59453 | 0.52057 | 0.45232 | 0.39049 | 0.33493 | 0.28604 | 0.24318 | 0.20602 | 0.17395 | 0.1464 | 0.34402 | 0.40758 | 0.47109 | 0.53424 | 0.59741 | 0.59458 | 0.52061 | 0.45235 | 0.39053 | 0.33497 | 0.28607 | 0.34401 | 0.75152 | 1.2225 | 1.7567 | 2.3541 | 2.9487 | 3.4693 | 3.9217 | 4.3122 | 4.6471 | 4.9332 | 5.1764 | 5.3825 | 5.5564 | 5.7029 | 5.7029 | 5.7029 | 5.7029 | 5.7029 | 5.703 | 5.703 | 5.703 | 5.703 | 0 | 0 | 0 | 7.5631 | 8.9602 | 10.3565 | 11.7446 | 13.1335 | 13.0711 | 11.445 | 9.9443 | 8.5848 | 7.3634 | 6.2886 | 5.3462 | 4.5292 | 3.8242 | 3.2185 | 7.5631 | 8.9602 | 10.3565 | 11.7446 | 13.1335 | 13.0711 | 11.445 | 9.9443 | 8.5848 | 7.3634 | 6.2886 | 7.5631 | 16.5233 | 26.8798 | 38.6244 | 51.7579 | 64.8291 | 76.2741 | 86.2184 | 94.8033 | 102.1666 | 108.4552 | 113.8014 | 118.3306 | 122.1548 | 125.3733 | 125.3733 | 125.3733 | 125.3733 | 125.3733 | 125.3733 | 125.3733 | 125.3733 | 125.3733 | 125.3733 | 125.3733 | 125.3733 | 0.34401 | 0.40753 | 0.47103 | 0.53417 | 0.59735 | 0.59453 | 0.52057 | 0.45232 | 0.39049 | 0.33493 | 0.28604 | 0.24318 | 0.20602 | 0.17395 | 0.1464 | 0.34402 | 0.40758 | 0.47109 | 0.53424 | 0.59741 | 0.59458 | 0.52061 | 0.45235 | 0.39053 | 0.33497 | 0.28607 | 0.34401 | 0.75152 | 1.2225 | 1.7567 | 2.3541 | 2.9487 | 3.4693 | 3.9217 | 4.3122 | 4.6471 | 4.9332 | 5.1764 | 5.3825 | 5.5564 | 5.7029 | 5.7029 | 5.7029 | 5.7029 | 5.7029 | 5.703 | 5.703 | 5.703 | 5.703 | 0 | 0 | 0 | 7.5631 | 8.9602 | 10.3565 | 11.7446 | 13.1335 | 13.0711 | 11.445 | 9.9443 | 8.5848 | 7.3634 | 6.2886 | 5.3462 | 4.5292 | 3.8242 | 3.2185 | 7.5631 | 8.9602 | 10.3565 | 11.7446 | 13.1335 | 13.0711 | 11.445 | 9.9443 | 8.5848 | 7.3634 | 6.2886 | 7.5631 | 16.5233 | 26.8798 | 38.6244 | 51.7579 | 64.8291 | 76.2741 | 86.2184 | 94.8033 | 102.1666 | 108.4552 | 113.8014 | 118.3306 | 122.1548 | 125.3733 | 125.3733 | 125.3733 | 125.3733 | 125.3733 | 125.3733 | 125.3733 | 125.3733 | 125.3733 | 125.3733 | 125.3733 | 125.3733 | 7.6305 | 7.6305 | 7.6305 | 7.6305 | 7.6305 | 7.6305 | 7.6305 | 7.6305 | 7.6305 | 7.6305 | 7.6305 | 7.6305 | 7.6305 | 7.6305 | 7.6305 | 7.6305 | 7.6305 | 7.6305 | 7.6305 | 7.6305 | 7.6305 | 7.6305 | 7.6305 | 7.6305 | 7.6305 | 7.6305 | 5.8016 | 5.8016 | 5.8016 | 5.8016 | 5.8016 | 5.8016 | 5.8016 | 5.8016 | 5.8016 | 5.8016 | 5.8016 | 5.8016 | 5.8016 | 5.8016 | 5.8016 | 5.8016 | 5.8016 | 5.8016 | 5.8016 | 5.8016 | 5.8016 | 5.8016 | 5.8016 | 5.8016 | 5.8016 | 5.8016
WA_Industrial_Food Products_New_Space Heating_Natural Gas_Gas Furnace Tube Inserts_A | WA | Industrial | Food Products | New | Space Heating | Natural Gas | Gas Furnace Tube Inserts | A | IM60 | None | Tube inserts installed | 5 | 0.077933 | 0 | 0 | 0.02 | 0 | 0 | 0 | 0.0086 |  | sqft | 0% | 0% | Retrofit | Retro3Slow | 83.58% | TBD | 0.2% | 0 |  | 0 |  | 0 | WI TRM - Radiant Tube Inserts, 2507 | WI TRM - Radiant Tube Inserts, 2507 | WI TRM - Radiant Tube Inserts, 2507 | None | None | None | None | None | None | None | None | None | None | None | None | None | None | None | None | None | None | None | None | None | None | None | None | None | None | None | None | None | None | None | Tube inserts installed | Tube inserts installed | Tube inserts installed | Tube inserts installed | Tube inserts installed | Tube inserts installed | Tube inserts installed | Tube inserts installed | Tube inserts installed | Tube inserts installed | Tube inserts installed | Tube inserts installed | Tube inserts installed | Tube inserts installed | Tube inserts installed | Tube inserts installed | Tube inserts installed | Tube inserts installed | Tube inserts installed | Tube inserts installed | Tube inserts installed | Tube inserts installed | Tube inserts installed | Tube inserts installed | Tube inserts installed | Tube inserts installed | Tube inserts installed | Tube inserts installed | Tube inserts installed | Tube inserts installed | Tube inserts installed | 0.02 | 0.02 | 0.02 | 0.02 | 0.02 | 0.02 | 0.02 | 0.02 | 0.02 | 0.02 | 0.02 | 0.02 | 0.02 | 0.02 | 0.02 | 0.02 | 0.02 | 0.02 | 0.02 | 0.02 | 0.02 | 0.02 | 0.02 | 0.02 | 0.02 | 0.02 | 0.02 | 0.02 | 0.02 | 0.02 | 0.02 | 0 | 0 | 0 | 0 | 0 | 0 | 0 | 0 | 0 | 0 | 0 | 0 | 0 | 0 | 0 | 0 | 0 | 0 | 0 | 0 | 0 | 0 | 0 | 0 | 0 | 0 | 0 | 0 | 0 | 0 | 0 | 0 | 0 | 0 | 0 | 0 | 0 | 0 | 0 | 0 | 0 | 0 | 0 | 0 | 0 | 0 | 0 | 0 | 0 | 0 | 0 | 0 | 0 | 0 | 0 | 0 | 0 | 0 | 0 | 0 | 0 | 0 | 0 | 0 | 0 | 0 | 0 | 0 | 0 | 0 | 0 | 0 | 0 | 0 | 0 | 0 | 0 | 0 | 0 | 0 | 0 | 0 | 0 | 0 | 0 | 0 | 0 | 0 | 0 | 0 | 0 | 0 | 0 | 0 | 0 | 0 | 0 | 0 | 0 | 0 | 0 | 0 | 0 | 0 | 0 | 0 | 0 | 0 | 0 | 0 | 0 | 0 | 0 | 0 | 0 | 0 | 0 | 0 | 0 | 0 | 0 | 0 | 0 | 0 | 0 | 0 | 0 | 0 | 0 | 0 | 0 | 0 | 0 | 0 | 0 | 0 | 0 | 0 | 0 | 0 | 0 | 0 | 0 | 0 | 0 | 0 | 0 | 0 | 0 | 0 | 0 | 0 | 0 | 0 | 0 | 0 | 0 | 0 | 0 | 0 | 0 | 0 | 0 | 0 | 0 | 0 | 0 | 0 | 0 | 0 | 0 | 0 | 0 | 0 | 0 | 0 | 0 | 0 | 0 | 0 | 0 | 0 | 0 | 0 | 0 | 0 | 0 | 0 | 0 | 0 | 0 | 0 | 0 | 0 | 0 | 0 | 0 | 0 | 0 | 0 | 0 | 0 | 0 | 0 | 0 | 0 | 0 | 0 | 0 | 0 | 0 | 0 | 0 | 0 | 0 | 0 | 0 | 0 | 0 | 0 | 0 | 0 | 0 | 0 | 0 | 0 | 0 | 0 | 0 | 0 | 0 | 0 | 0 | 0 | 0 | 0 | 0 | 0 | 0 | 0 | 0 | 0 | 0 | 0 | 0 | 0 | 0 | 0 | 0 | 0 | 0 | 0 | 0 | 0 | 0 | 0 | 0 | 0 | 0 | 0 | 0 | 0 | 0 | 0 | 0 | 0 | 0 | 0 | 0 | 0 | 0 | 0 | 0 | 0 | 0 | 0 | 0 | 0 | 0 | 0 | 0 | 0 | 0 | 0 | 0 | 0 | 0 | 0 | 0 | 0 | 0 | 0 | 0 | 0 | 0 | 0 | 0 | 0 | 0 | 0 | 0 | 0 | 0 | 0 | 0 | 0 | 0 | 0 | 0 | 0 | 0 | 0 | 0 | 0 | 0 | 0 | 0 | 0 | 0 | 0 | 0 | 0 | 0 | 0 | 0 | 0 | 0 | 0 | 0 | 0 | 0 | 0 | 0 | 0 | 0 | 0 | 0 | 0 | 0 | 0 | 0 | 0 | 0 | 0 | 0 | 0 | 0 | 0 | 0 | 0 | 0 | 0 | 0 | 0 | 0 | 0 | 0 | 0 | 0 | 0 | 0 | 0 | 0 | 0 | 0 | 0 | 0 | 0 | 0 | 0 | 0 | 0 | 0 | 0 | 0 | 0 | 0 | 0 | 0 | 0 | 0 | 0 | 0 | 0 | 0 | 0 | 0 | 0 | 0 | 0 | 0 | 0 | 0 | 0 | 0 | 0 | 0 | 0 | 0 | 0 | 0 | 0 | 0 | 0 | 0 | 0 | 0 | 0 | 0 | 0 | 0 | 0 | 0 | 0 | 0 | 0 | 0 | 0 | 0 | 0 | 0 | 0 | 0 | 0 | 0 | 0 | 0 | 0 | 0 | 0 | 0 | 0 | 0 | 0 | 0 | 0 | 0 | 0 | 0 | 0 | 0 | 0 | 0 | 0 | 0 | 0 | 0 | 0 | 0 | 0 | 0 | 0 | 0 | 0 | 0 | 0 | 0 | 0 | 0 | 0 | 0 | 0 | 0 | 0 | 0 | 0 | 0 | 0 | 0 | 0 | 0 | 0 | 0 | 0 | 0 | 0 | 0 | 0 | 0 | 0 | 0 | 0 | 0 | 0 | 0 | 0 | 0 | 0 | 0 | 0 | 0 | 0 | 0 | 0 | 0 | 0 | 0 | 0 | 0
WA_Industrial_Food Products_New_Space Heating_Natural Gas_Space Heating - Heat Recovery Ventilator_A | WA | Industrial | Food Products | New | Space Heating | Natural Gas | Space Heating - Heat Recovery Ventilator | A | IM61 | None | HRV installed | 15 | 0.012707 | 0 | 0 | 0.28 | 0 | 0 | 0 | 0.139 |  | sqft | 5% | 10% | Retrofit | RetroEven20 | 76.5% | TBD | 0.2% | 2487.9248 |  | 1891.6117 |  | 0.00059507 | IL TRM - 4.4.27 - CI-HVC-ERVE-V04-200101 | IL TRM - 4.4.27 - CI-HVC-ERVE-V04-200101 | IL TRM - 4.4.27 - CI-HVC-ERVE-V04-200101 | None | None | None | None | None | None | None | None | None | None | None | None | None | None | None | None | None | None | None | None | None | None | None | None | None | None | None | None | None | None | None | HRV installed | HRV installed | HRV installed | HRV installed | HRV installed | HRV installed | HRV installed | HRV installed | HRV installed | HRV installed | HRV installed | HRV installed | HRV installed | HRV installed | HRV installed | HRV installed | HRV installed | HRV installed | HRV installed | HRV installed | HRV installed | HRV installed | HRV installed | HRV installed | HRV installed | HRV installed | HRV installed | HRV installed | HRV installed | HRV installed | HRV installed | 0.28 | 0.28 | 0.28 | 0.28 | 0.28 | 0.28 | 0.28 | 0.28 | 0.28 | 0.28 | 0.28 | 0.28 | 0.28 | 0.28 | 0.28 | 0.28 | 0.28 | 0.28 | 0.28 | 0.28 | 0.28 | 0.28 | 0.28 | 0.28 | 0.28 | 0.28 | 0.28 | 0.28 | 0.28 | 0.28 | 0.28 | 0 | 0 | 0 | 0 | 0 | 0.012169 | 0.011806 | 0.011538 | 0.011334 | 0.011169 | 0.011034 | 0.010876 | 0.010708 | 0.01054 | 0.010375 | 0.010225 | 0.01009 | 0.010059 | 0.0099723 | 0.0099092 | 0.0098647 | 0.0098296 | 0.0098176 | 0.0098186 | 0.0098275 | 0.0098406 | 0.0098536 | 0.0098671 | 0 | 0 | 0 | 0.00031888 | 0.00036649 | 0.00041401 | 0.00046116 | 0.00050821 | 0.00055523 | 0.00059898 | 0.00064051 | 0.00068032 | 0.00071796 | 0.0007554 | 0.00079213 | 0.00083626 | 0.00087503 | 0.00091474 | 0.00095573 | 0.00099708 | 0.0010404 | 0.0010849 | 0.0011301 | 0.00049516 | 0.00054266 | 0.00059019 | 0 | 0 | 0 | 0.00031888 | 0.00067583 | 0.0010745 | 0.0015166 | 0.0020028 | 0.0025339 | 0.0030966 | 0.0036893 | 0.0043116 | 0.004962 | 0.0056458 | 0.0063632 | 0.0071798 | 0.0079932 | 0.0088574 | 0.0095149 | 0.010173 | 0.010849 | 0.011535 | 0.012228 | 0.012245 | 0.012261 | 0.012278 | 0 | 0 | 0 | 26.203 | 31.0433 | 35.8811 | 40.6903 | 45.5021 | 50.3179 | 55.0725 | 59.8142 | 64.5462 | 69.2031 | 73.8777 | 78.5078 | 83.1385 | 87.7458 | 92.3121 | 96.8838 | 101.4365 | 105.9716 | 110.4901 | 114.9933 | 50.3179 | 55.0725 | 59.8142 | 64.5462 | 69.2031 | 73.8777 | 26.203 | 57.2463 | 93.1274 | 133.8177 | 179.3198 | 229.6377 | 284.7102 | 344.5244 | 409.0706 | 478.2736 | 552.1514 | 630.6591 | 713.7976 | 801.5434 | 893.8555 | 964.5363 | 1034.9295 | 1105.02 | 1174.8198 | 1244.3111 | 1244.3111 | 1244.3111 | 1244.3111 | 1244.3111 | 1244.3111 | 1244.3111 | 0.00027698 | 0.00032269 | 0.00036773 | 0.00041184 | 0.00045529 | 0.00049818 | 0.0005383 | 0.00057643 | 0.00061294 | 0.00064744 | 0.00068165 | 0.00071512 | 0.00074894 | 0.0007792 | 0.00081063 | 0.0008436 | 0.00087743 | 0.00091346 | 0.00095048 | 0.00098828 | 0.00043236 | 0.00047326 | 0.00051421 | 0 | 0 | 0 | 0.00027698 | 0.00059507 | 0.00095443 | 0.0013544 | 0.0017942 | 0.0022736 | 0.0027829 | 0.0033202 | 0.0038846 | 0.0044746 | 0.0050946 | 0.0057446 | 0.0064301 | 0.0071178 | 0.0078493 | 0.0083985 | 0.0089522 | 0.0095251 | 0.010106 | 0.010694 | 0.010692 | 0.010693 | 0.010697 | 0 | 0 | 0 | 22.2725 | 26.3868 | 30.4989 | 34.5868 | 38.6768 | 42.7702 | 46.8117 | 50.842 | 54.8643 | 58.8226 | 62.7961 | 66.7316 | 70.6677 | 74.5839 | 78.4653 | 82.3512 | 86.2211 | 90.0759 | 93.9166 | 97.7443 | 42.7702 | 46.8117 | 50.842 | 54.8643 | 58.8226 | 62.7961 | 22.2725 | 48.6594 | 79.1583 | 113.745 | 152.4218 | 195.192 | 242.0037 | 292.8457 | 347.71 | 406.5326 | 469.3287 | 536.0603 | 606.7279 | 681.3119 | 759.7772 | 819.8559 | 879.6901 | 939.267 | 998.5969 | 1057.6644 | 1057.6644 | 1057.6644 | 1057.6644 | 1057.6644 | 1057.6644 | 1057.6644 | 0 | 0 | 0 | 0 | 0 | 0 | 0 | 0 | 0 | 0 | 0 | 0 | 0 | 0 | 0 | 0 | 0 | 0 | 0 | 0 | 0 | 0 | 0 | 0 | 0 | 0 | 0 | 0 | 0 | 0 | 0 | 0 | 0 | 0 | 0 | 0 | 0 | 0 | 0 | 0 | 0 | 0 | 0 | 0 | 0 | 0 | 0 | 0 | 0 | 0 | 0 | 0 | 0 | 0 | 0 | 0 | 0 | 0 | 0 | 0 | 0 | 0 | 0 | 0 | 0 | 0 | 0 | 0 | 0 | 0 | 0 | 0 | 0 | 0 | 0 | 0 | 0 | 0 | 0 | 0 | 0 | 0 | 0 | 0 | 0 | 0 | 0 | 0 | 0 | 0 | 0 | 0 | 0 | 0 | 0 | 0 | 0 | 0 | 0 | 0 | 0 | 0 | 0 | 0 | 0 | 0 | 0 | 0 | 0 | 0 | 0 | 0 | 0 | 0 | 0 | 0 | 0 | 0 | 0 | 0 | 0 | 0 | 0 | 0 | 0 | 0 | 0 | 0 | 0 | 0 | 0 | 0 | 0 | 0 | 0 | 0 | 0 | 0 | 0 | 0 | 0 | 0 | 0 | 0 | 0 | 0 | 0 | 0 | 0 | 0 | 0 | 0 | 0 | 0 | 0 | 0 | 0 | 0 | 0 | 0 | 0 | 0 | 0 | 0 | 0 | 0 | 0 | 0 | 0 | 0 | 0 | 0 | 0 | 0 | 0 | 0 | 0 | 0 | 0 | 0 | 0 | 0 | 0 | 0 | 0 | 0 | 0 | 0 | 0 | 0 | 0 | 0 | 0 | 0 | 0 | 0 | 0 | 0 | 0 | 0 | 0 | 0 | 0 | 0 | 0 | 0 | 0 | 0 | 2355.083 | 2385.9065 | 2408.918 | 2426.6685 | 2440.8591 | 2452.4661 | 2466.1852 | 2480.7518 | 2495.2875 | 2509.5065 | 2520.7931 | 2529.7575 | 2536.9287 | 2548.3739 | 2556.8434 | 2563.0002 | 2567.8406 | 2567.8406 | 2567.8406 | 2567.8406 | 2567.8406 | 2567.8406 | 2567.8406 | 0 | 0 | 0 | 1790.6098 | 1814.0455 | 1831.5415 | 1845.0375 | 1855.8269 | 1864.6519 | 1875.0827 | 1886.1579 | 1897.2097 | 1908.0207 | 1916.6021 | 1923.4179 | 1928.8702 | 1937.5722 | 1944.0117 | 1948.6928 | 1952.3731 | 1952.3731 | 1952.3731 | 1952.3731 | 1952.3731 | 1952.3731 | 1952.3731 | 0 | 0 | 0
WA_Industrial_Food Products_New_Space Heating_Natural Gas_Thermostat - Programmable_A | WA | Industrial | Food Products | New | Space Heating | Natural Gas | Thermostat - Programmable | A | IM62 | Manual control | Programmable thermostat installed | 11 | 0.0063128 | 0 | 0 | 0.17 | 0.01 | 0 | 0 | 0.0859 |  | sqft | 25% | 40% | Retrofit | RetroEven20 | 76.5% | TBD | 0.2% | 4632.5491 |  | 2886.2281 |  | 0.00088588 | IL TRM - 4.4.48 - CI-HVC-THST-V02-210101 | IL TRM - 4.4.48 - CI-HVC-THST-V02-210101 | BEST | Manual control | Manual control | Manual control | Manual control | Manual control | Manual control | Manual control | Manual control | Manual control | Manual control | Manual control | Manual control | Manual control | Manual control | Manual control | Manual control | Manual control | Manual control | Manual control | Manual control | Manual control | Manual control | Manual control | Manual control | Manual control | Manual control | Manual control | Manual control | Manual control | Manual control | Manual control | Programmable thermostat installed | Programmable thermostat installed | Programmable thermostat installed | Programmable thermostat installed | Programmable thermostat installed | Programmable thermostat installed | Programmable thermostat installed | Programmable thermostat installed | Programmable thermostat installed | Programmable thermostat installed | Programmable thermostat installed | Programmable thermostat installed | Programmable thermostat installed | Programmable thermostat installed | Programmable thermostat installed | Programmable thermostat installed | Programmable thermostat installed | Programmable thermostat installed | Programmable thermostat installed | Programmable thermostat installed | Programmable thermostat installed | Programmable thermostat installed | Programmable thermostat installed | Programmable thermostat installed | Programmable thermostat installed | Programmable thermostat installed | Programmable thermostat installed | Programmable thermostat installed | Programmable thermostat installed | Programmable thermostat installed | Programmable thermostat installed | 0.17 | 0.17 | 0.17 | 0.17 | 0.17 | 0.17 | 0.17 | 0.17 | 0.17 | 0.17 | 0.17 | 0.17 | 0.17 | 0.17 | 0.17 | 0.17 | 0.17 | 0.17 | 0.17 | 0.17 | 0.17 | 0.17 | 0.17 | 0.17 | 0.17 | 0.17 | 0.17 | 0.17 | 0.17 | 0.17 | 0.17 | 0 | 0 | 0 | 0 | 0 | 0.0060413 | 0.0058572 | 0.0057216 | 0.0056172 | 0.005533 | 0.0054649 | 0.0053851 | 0.0053005 | 0.0052159 | 0.0051329 | 0.0050582 | 0.0049907 | 0.0049747 | 0.0049315 | 0.0048998 | 0.0048775 | 0.0048598 | 0.0048536 | 0.0048538 | 0.004858 | 0.0048654 | 0.0048727 | 0.0048802 | 0 | 0 | 0 | 0.0004749 | 0.00054548 | 0.00061589 | 0.00068569 | 0.00075529 | 0.00082495 | 0.00088971 | 0.00095114 | 0.00101 | 0.0010656 | 0.0011211 | 0.0011754 | 0.0012408 | 0.0012982 | 0.0013569 | 0.0014176 | 0.0014789 | 0.001543 | 0.0016089 | 0.0016759 | 0.0010101 | 0.00108 | 0.0011494 | 0 | 0 | 0 | 0.0004749 | 0.0010059 | 0.0015985 | 0.002255 | 0.0029765 | 0.0037648 | 0.0045996 | 0.0054785 | 0.006401 | 0.0073648 | 0.0083786 | 0.0090499 | 0.0097984 | 0.010481 | 0.011172 | 0.011873 | 0.012575 | 0.0133 | 0.014039 | 0.014786 | 0.014809 | 0.014831 | 0.014854 | 0 | 0 | 0 | 78.6089 | 93.13 | 107.6433 | 122.0709 | 136.5063 | 150.9537 | 165.2176 | 179.4425 | 193.6386 | 207.6092 | 221.6331 | 235.5233 | 249.4154 | 263.2375 | 276.9363 | 290.6513 | 304.3096 | 317.9148 | 331.4704 | 344.98 | 207.6092 | 221.6331 | 235.5233 | 249.4154 | 263.2375 | 276.9363 | 78.6089 | 171.7389 | 279.3822 | 401.4531 | 537.9594 | 688.9131 | 854.1307 | 1033.5732 | 1227.2118 | 1434.8209 | 1656.4541 | 1813.3685 | 1969.6538 | 2125.248 | 2280.1134 | 2434.2584 | 2587.6143 | 2740.3115 | 2892.3394 | 3043.6808 | 3043.6808 | 3043.6808 | 3043.6808 | 3043.6808 | 3043.6808 | 3043.6808 | 0.00041255 | 0.00048039 | 0.0005472 | 0.00061258 | 0.00067692 | 0.00074053 | 0.00079998 | 0.00085645 | 0.00091051 | 0.00096156 | 0.0010123 | 0.0010618 | 0.001112 | 0.0011568 | 0.0012033 | 0.0012522 | 0.0013024 | 0.0013558 | 0.0014107 | 0.0014667 | 0.00088263 | 0.00094248 | 0.0010021 | 0 | 0 | 0 | 0.00041255 | 0.00088588 | 0.0014202 | 0.0020146 | 0.0026677 | 0.0033796 | 0.0041357 | 0.0049331 | 0.0057705 | 0.0066455 | 0.0075654 | 0.0081754 | 0.0087812 | 0.0093393 | 0.0099076 | 0.010487 | 0.011074 | 0.011686 | 0.012309 | 0.01294 | 0.01294 | 0.012943 | 0.01295 | 0 | 0 | 0 | 66.8175 | 79.1605 | 91.4968 | 103.7603 | 116.0304 | 128.3106 | 140.435 | 152.5261 | 164.5928 | 176.4678 | 188.3882 | 200.1948 | 212.0031 | 223.7518 | 235.3958 | 247.0536 | 258.6632 | 270.2276 | 281.7499 | 293.233 | 176.4678 | 188.3882 | 200.1948 | 212.0031 | 223.7518 | 235.3958 | 66.8175 | 145.9781 | 237.4748 | 341.2351 | 457.2655 | 585.5761 | 726.0111 | 878.5372 | 1043.13 | 1219.5978 | 1407.986 | 1541.3633 | 1674.2058 | 1806.4608 | 1938.0964 | 2069.1196 | 2199.4721 | 2329.2647 | 2458.4885 | 2587.1287 | 2587.1287 | 2587.1287 | 2587.1287 | 2587.1287 | 2587.1287 | 2587.1287 | 0 | 0 | 0 | 0 | 0 | 0 | 0 | 0 | 0 | 0 | 0 | 0 | 0 | 0 | 0 | 0 | 0 | 0 | 0 | 0 | 0 | 0 | 0 | 0 | 0 | 0 | 0 | 0 | 0 | 0 | 0 | 0 | 0 | 0 | 0 | 0 | 0 | 0 | 0 | 0 | 0 | 0 | 0 | 0 | 0 | 0 | 0 | 0 | 0 | 0 | 0 | 0 | 0 | 0 | 0 | 0 | 0 | 0 | 0 | 0 | 0 | 0 | 0 | 0 | 0 | 0 | 0 | 0 | 0 | 0 | 0 | 0 | 0 | 0 | 0 | 0 | 0 | 0 | 0 | 0 | 0 | 0 | 0 | 0 | 0 | 0 | 0 | 0 | 0 | 0 | 0 | 0 | 0 | 0 | 0 | 0 | 0 | 0 | 0 | 0 | 0 | 0 | 0 | 0 | 0 | 0 | 0 | 0 | 0 | 0 | 0 | 0 | 0 | 0 | 0 | 0 | 0 | 0 | 0 | 0 | 0 | 0 | 0 | 0 | 0 | 0 | 0 | 0 | 0 | 0 | 0 | 0 | 0 | 0 | 0 | 0 | 0 | 0 | 0 | 0 | 0 | 0 | 0 | 0 | 0 | 0 | 0 | 0 | 0 | 0 | 0 | 0 | 0 | 0 | 0 | 0 | 0 | 0 | 0 | 0 | 0 | 0 | 0 | 0 | 0 | 0 | 0 | 0 | 0 | 0 | 0 | 0 | 0 | 0 | 0 | 0 | 0 | 0 | 0 | 0 | 0 | 0 | 0 | 0 | 0 | 0 | 0 | 0 | 0 | 0 | 0 | 0 | 0 | 0 | 0 | 0 | 0 | 0 | 0 | 0 | 0 | 0 | 0 | 0 | 0 | 0 | 0 | 0 | 4385.1958 | 4442.5897 | 4485.4375 | 4518.4891 | 4544.9122 | 4566.5246 | 4592.0697 | 4619.1928 | 4646.2585 | 4672.7346 | 4693.7504 | 4710.4422 | 4723.7951 | 4745.1062 | 4760.8765 | 4772.3405 | 4781.3534 | 4781.3534 | 4781.3534 | 4781.3534 | 4781.3534 | 4781.3534 | 4781.3534 | 0 | 0 | 0 | 2732.119 | 2767.8773 | 2794.5728 | 2815.1651 | 2831.6275 | 2845.0927 | 2861.0081 | 2877.9067 | 2894.7695 | 2911.2649 | 2924.3585 | 2934.758 | 2943.0773 | 2956.3548 | 2966.1802 | 2973.3226 | 2978.938 | 2978.938 | 2978.938 | 2978.938 | 2978.938 | 2978.938 | 2978.938 | 0 | 0 | 0
WA_Industrial_Food Products_New_Space Heating_Natural Gas_ENERGY STAR Connected Thermostat_A | WA | Industrial | Food Products | New | Space Heating | Natural Gas | ENERGY STAR Connected Thermostat | A | IM63 | Manual control | Wi-Fi/interactive thermostat installed | 5 | 0.01486 | 0 | 0 | 0.39 | 0.01 | 0 | 0 | 0.1927 |  | sqft | 5% | 20% | Retrofit | RetroEven20 | 76.5% | TBD | 0.2% | 6790.6546 |  | 5388.4928 |  | 0.0020874 | ComConnectedThermostats_v1_1 | ComConnectedThermostats_v1_1 | ComConnectedThermostats_v1_1 | Manual control | Manual control | Manual control | Manual control | Manual control | Manual control | Manual control | Manual control | Manual control | Manual control | Manual control | Manual control | Manual control | Manual control | Manual control | Manual control | Manual control | Manual control | Manual control | Manual control | Manual control | Manual control | Manual control | Manual control | Manual control | Manual control | Manual control | Manual control | Manual control | Manual control | Manual control | Wi-Fi/interactive thermostat installed | Wi-Fi/interactive thermostat installed | Wi-Fi/interactive thermostat installed | Wi-Fi/interactive thermostat installed | Wi-Fi/interactive thermostat installed | Wi-Fi/interactive thermostat installed | Wi-Fi/interactive thermostat installed | Wi-Fi/interactive thermostat installed | Wi-Fi/interactive thermostat installed | Wi-Fi/interactive thermostat installed | Wi-Fi/interactive thermostat installed | Wi-Fi/interactive thermostat installed | Wi-Fi/interactive thermostat installed | Wi-Fi/interactive thermostat installed | Wi-Fi/interactive thermostat installed | Wi-Fi/interactive thermostat installed | Wi-Fi/interactive thermostat installed | Wi-Fi/interactive thermostat installed | Wi-Fi/interactive thermostat installed | Wi-Fi/interactive thermostat installed | Wi-Fi/interactive thermostat installed | Wi-Fi/interactive thermostat installed | Wi-Fi/interactive thermostat installed | Wi-Fi/interactive thermostat installed | Wi-Fi/interactive thermostat installed | Wi-Fi/interactive thermostat installed | Wi-Fi/interactive thermostat installed | Wi-Fi/interactive thermostat installed | Wi-Fi/interactive thermostat installed | Wi-Fi/interactive thermostat installed | Wi-Fi/interactive thermostat installed | 0.39 | 0.39 | 0.39 | 0.39 | 0.39 | 0.39 | 0.39 | 0.39 | 0.39 | 0.39 | 0.39 | 0.39 | 0.39 | 0.39 | 0.39 | 0.39 | 0.39 | 0.39 | 0.39 | 0.39 | 0.39 | 0.39 | 0.39 | 0.39 | 0.39 | 0.39 | 0.39 | 0.39 | 0.39 | 0.39 | 0.39 | 0 | 0 | 0 | 0 | 0 | 0.01423 | 0.013804 | 0.013491 | 0.01325 | 0.013057 | 0.012899 | 0.012713 | 0.012516 | 0.012319 | 0.012125 | 0.01195 | 0.011791 | 0.011754 | 0.011653 | 0.011578 | 0.011526 | 0.011485 | 0.011471 | 0.011471 | 0.011482 | 0.011497 | 0.011513 | 0.011529 | 0 | 0 | 0 | 0.0011186 | 0.0012856 | 0.0014522 | 0.0016174 | 0.0017823 | 0.0019471 | 0.0021005 | 0.002246 | 0.0023854 | 0.0025173 | 0.0026485 | 0.0027771 | 0.0029316 | 0.0030674 | 0.0032064 | 0.0033501 | 0.0034949 | 0.0036466 | 0.0038024 | 0.0039609 | 0.0033417 | 0.0035035 | 0.0036653 | 0 | 0 | 0 | 0.0011186 | 0.0023707 | 0.003769 | 0.0053193 | 0.007024 | 0.0078723 | 0.0086755 | 0.0094397 | 0.010173 | 0.010875 | 0.011562 | 0.012237 | 0.013021 | 0.01372 | 0.014435 | 0.015166 | 0.015901 | 0.016667 | 0.017451 | 0.018248 | 0.018273 | 0.018298 | 0.018324 | 0 | 0 | 0 | 78.6089 | 93.13 | 107.6433 | 122.0709 | 136.5063 | 150.9537 | 165.2176 | 179.4425 | 193.6386 | 207.6092 | 221.6331 | 235.5233 | 249.4154 | 263.2375 | 276.9363 | 290.6513 | 304.3096 | 317.9148 | 331.4704 | 344.98 | 290.6513 | 304.3096 | 317.9148 | 331.4704 | 344.98 | 290.6513 | 78.6089 | 171.7389 | 279.3822 | 401.4531 | 537.9594 | 610.3042 | 682.3918 | 754.191 | 825.7587 | 896.8615 | 967.541 | 1037.8467 | 1107.8195 | 1177.4184 | 1246.7455 | 1315.7637 | 1384.55 | 1453.0494 | 1521.2824 | 1589.3261 | 1589.3261 | 1589.3261 | 1589.3261 | 1589.3261 | 1589.3261 | 1589.3261 | 0.00097167 | 0.001132 | 0.0012899 | 0.0014445 | 0.0015968 | 0.0017472 | 0.0018878 | 0.0020214 | 0.0021494 | 0.0022703 | 0.0023901 | 0.0025073 | 0.0026258 | 0.0027318 | 0.0028419 | 0.0029574 | 0.0030759 | 0.0032022 | 0.0033319 | 0.0034644 | 0.0029183 | 0.0030558 | 0.0031938 | 0 | 0 | 0 | 0.00097167 | 0.0020874 | 0.0033478 | 0.0047506 | 0.0062929 | 0.0070639 | 0.0077971 | 0.0084959 | 0.0091659 | 0.0098074 | 0.010434 | 0.011049 | 0.011663 | 0.012219 | 0.012794 | 0.013388 | 0.013995 | 0.014636 | 0.015292 | 0.01596 | 0.015958 | 0.01596 | 0.015967 | 0 | 0 | 0 | 66.8175 | 79.1605 | 91.4968 | 103.7603 | 116.0304 | 128.3106 | 140.435 | 152.5261 | 164.5928 | 176.4678 | 188.3882 | 200.1948 | 212.0031 | 223.7518 | 235.3958 | 247.0536 | 258.6632 | 270.2276 | 281.7499 | 293.233 | 247.0536 | 258.6632 | 270.2276 | 281.7499 | 293.233 | 247.0536 | 66.8175 | 145.9781 | 237.4748 | 341.2351 | 457.2655 | 518.7586 | 580.033 | 641.0624 | 701.8949 | 762.3323 | 822.4098 | 882.1697 | 941.6466 | 1000.8057 | 1059.7337 | 1118.3991 | 1176.8675 | 1235.092 | 1293.09 | 1350.9272 | 1350.9272 | 1350.9272 | 1350.9272 | 1350.9272 | 1350.9272 | 1350.9272 | 0 | 0 | 0 | 0 | 0 | 0 | 0 | 0 | 0 | 0 | 0 | 0 | 0 | 0 | 0 | 0 | 0 | 0 | 0 | 0 | 0 | 0 | 0 | 0 | 0 | 0 | 0 | 0 | 0 | 0 | 0 | 0 | 0 | 0 | 0 | 0 | 0 | 0 | 0 | 0 | 0 | 0 | 0 | 0 | 0 | 0 | 0 | 0 | 0 | 0 | 0 | 0 | 0 | 0 | 0 | 0 | 0 | 0 | 0 | 0 | 0 | 0 | 0 | 0 | 0 | 0 | 0 | 0 | 0 | 0 | 0 | 0 | 0 | 0 | 0 | 0 | 0 | 0 | 0 | 0 | 0 | 0 | 0 | 0 | 0 | 0 | 0 | 0 | 0 | 0 | 0 | 0 | 0 | 0 | 0 | 0 | 0 | 0 | 0 | 0 | 0 | 0 | 0 | 0 | 0 | 0 | 0 | 0 | 0 | 0 | 0 | 0 | 0 | 0 | 0 | 0 | 0 | 0 | 0 | 0 | 0 | 0 | 0 | 0 | 0 | 0 | 0 | 0 | 0 | 0 | 0 | 0 | 0 | 0 | 0 | 0 | 0 | 0 | 0 | 0 | 0 | 0 | 0 | 0 | 0 | 0 | 0 | 0 | 0 | 0 | 0 | 0 | 0 | 0 | 0 | 0 | 0 | 0 | 0 | 0 | 0 | 0 | 0 | 0 | 0 | 0 | 0 | 0 | 0 | 0 | 0 | 0 | 0 | 0 | 0 | 0 | 0 | 0 | 0 | 0 | 0 | 0 | 0 | 0 | 0 | 0 | 0 | 0 | 0 | 0 | 0 | 0 | 0 | 0 | 0 | 0 | 0 | 0 | 0 | 0 | 0 | 0 | 0 | 0 | 0 | 0 | 0 | 0 | 6428.0701 | 6512.2014 | 6575.01 | 6623.459 | 6662.1915 | 6693.8722 | 6731.3176 | 6771.0763 | 6810.7507 | 6849.5608 | 6880.3669 | 6904.8348 | 6924.4082 | 6955.6472 | 6978.7642 | 6995.5688 | 7008.7805 | 7008.7805 | 7008.7805 | 7008.7805 | 7008.7805 | 7008.7805 | 7008.7805 | 0 | 0 | 0 | 5100.7762 | 5167.5357 | 5217.3754 | 5255.8205 | 5286.5553 | 5311.6944 | 5341.408 | 5372.9571 | 5404.4394 | 5435.2358 | 5459.681 | 5479.0966 | 5494.6284 | 5519.4171 | 5537.7608 | 5551.0955 | 5561.5792 | 5561.5792 | 5561.5792 | 5561.5792 | 5561.5792 | 5561.5792 | 5561.5792 | 0 | 0 | 0
WA_Industrial_Food Products_New_Space Heating_Natural Gas_Destratification Fans (HVLS)_A | WA | Industrial | Food Products | New | Space Heating | Natural Gas | Destratification Fans (HVLS) | A | IM64 | None/Standard ventilation | Fans installed | 10 | 0.01486 | 0 | 0 | 0.6 | 0.01 | 0 | 0 | 0.2991 |  | sqft | 15% | 30% | Retrofit | RetroEven20 | 76.5% | TBD | 0.2% | 6593.3661 |  | 4653.9208 |  | 0.0020864 | IL TRM - 4.4.34 - CI-HVC-DSFN-V05-210101 | IL TRM - 4.4.34 - CI-HVC-DSFN-V05-210101 | IL TRM - 4.4.34 - CI-HVC-DSFN-V05-210101 | None/Standard ventilation | None/Standard ventilation | None/Standard ventilation | None/Standard ventilation | None/Standard ventilation | None/Standard ventilation | None/Standard ventilation | None/Standard ventilation | None/Standard ventilation | None/Standard ventilation | None/Standard ventilation | None/Standard ventilation | None/Standard ventilation | None/Standard ventilation | None/Standard ventilation | None/Standard ventilation | None/Standard ventilation | None/Standard ventilation | None/Standard ventilation | None/Standard ventilation | None/Standard ventilation | None/Standard ventilation | None/Standard ventilation | None/Standard ventilation | None/Standard ventilation | None/Standard ventilation | None/Standard ventilation | None/Standard ventilation | None/Standard ventilation | None/Standard ventilation | None/Standard ventilation | Fans installed | Fans installed | Fans installed | Fans installed | Fans installed | Fans installed | Fans installed | Fans installed | Fans installed | Fans installed | Fans installed | Fans installed | Fans installed | Fans installed | Fans installed | Fans installed | Fans installed | Fans installed | Fans installed | Fans installed | Fans installed | Fans installed | Fans installed | Fans installed | Fans installed | Fans installed | Fans installed | Fans installed | Fans installed | Fans installed | Fans installed | 0.6 | 0.6 | 0.6 | 0.6 | 0.6 | 0.6 | 0.6 | 0.6 | 0.6 | 0.6 | 0.6 | 0.6 | 0.6 | 0.6 | 0.6 | 0.6 | 0.6 | 0.6 | 0.6 | 0.6 | 0.6 | 0.6 | 0.6 | 0.6 | 0.6 | 0.6 | 0.6 | 0.6 | 0.6 | 0.6 | 0.6 | 0 | 0 | 0 | 0 | 0 | 0.014226 | 0.013796 | 0.01348 | 0.013236 | 0.013041 | 0.012883 | 0.012697 | 0.0125 | 0.012303 | 0.012109 | 0.011933 | 0.011775 | 0.011738 | 0.011636 | 0.011562 | 0.01151 | 0.011468 | 0.011454 | 0.011455 | 0.011465 | 0.011482 | 0.011498 | 0.011514 | 0 | 0 | 0 | 0.0011183 | 0.0012848 | 0.001451 | 0.0016158 | 0.0017802 | 0.0019447 | 0.0020978 | 0.002243 | 0.0023823 | 0.0025139 | 0.0026449 | 0.0027733 | 0.0029276 | 0.0030631 | 0.003202 | 0.0033453 | 0.00349 | 0.0036415 | 0.003797 | 0.0039553 | 0.0025447 | 0.002708 | 0.0028719 | 0 | 0 | 0 | 0.0011183 | 0.0023693 | 0.003766 | 0.0053138 | 0.0070154 | 0.0088751 | 0.010845 | 0.01292 | 0.015098 | 0.017374 | 0.018829 | 0.020256 | 0.021856 | 0.02331 | 0.024785 | 0.02628 | 0.027781 | 0.029333 | 0.030914 | 0.032516 | 0.032562 | 0.032608 | 0.032656 | 0 | 0 | 0 | 78.6089 | 93.13 | 107.6433 | 122.0709 | 136.5063 | 150.9537 | 165.2176 | 179.4425 | 193.6386 | 207.6092 | 221.6331 | 235.5233 | 249.4154 | 263.2375 | 276.9363 | 290.6513 | 304.3096 | 317.9148 | 331.4704 | 344.98 | 221.6331 | 235.5233 | 249.4154 | 263.2375 | 276.9363 | 290.6513 | 78.6089 | 171.7389 | 279.3822 | 401.4531 | 537.9594 | 688.9131 | 854.1307 | 1033.5732 | 1227.2118 | 1434.8209 | 1577.8452 | 1720.2385 | 1862.0106 | 2003.1771 | 2143.6071 | 2283.3047 | 2422.3967 | 2560.8689 | 2698.7008 | 2836.0716 | 2836.0716 | 2836.0716 | 2836.0716 | 2836.0716 | 2836.0716 | 2836.0716 | 0.00097141 | 0.0011314 | 0.001289 | 0.0014433 | 0.0015952 | 0.0017453 | 0.0018857 | 0.0020192 | 0.0021469 | 0.0022677 | 0.0023874 | 0.0025044 | 0.0026227 | 0.0027286 | 0.0028385 | 0.0029539 | 0.0030722 | 0.0031983 | 0.0033279 | 0.0034602 | 0.0022227 | 0.0023624 | 0.0025029 | 0 | 0 | 0 | 0.00097141 | 0.0020864 | 0.0033455 | 0.0047465 | 0.0062864 | 0.0079652 | 0.0097488 | 0.01163 | 0.013607 | 0.015672 | 0.016996 | 0.018292 | 0.01958 | 0.020764 | 0.021971 | 0.023205 | 0.024456 | 0.025763 | 0.027094 | 0.028446 | 0.028443 | 0.028447 | 0.02846 | 0 | 0 | 0 | 66.8175 | 79.1605 | 91.4968 | 103.7603 | 116.0304 | 128.3106 | 140.435 | 152.5261 | 164.5928 | 176.4678 | 188.3882 | 200.1948 | 212.0031 | 223.7518 | 235.3958 | 247.0536 | 258.6632 | 270.2276 | 281.7499 | 293.233 | 188.3882 | 200.1948 | 212.0031 | 223.7518 | 235.3958 | 247.0536 | 66.8175 | 145.9781 | 237.4748 | 341.2351 | 457.2655 | 585.5761 | 726.0111 | 878.5372 | 1043.13 | 1219.5978 | 1341.1684 | 1462.2027 | 1582.709 | 1702.7006 | 1822.066 | 1940.809 | 2059.0372 | 2176.7386 | 2293.8957 | 2410.6609 | 2410.6609 | 2410.6609 | 2410.6609 | 2410.6609 | 2410.6609 | 2410.6609 | 0 | 0 | 0 | 0 | 0 | 0 | 0 | 0 | 0 | 0 | 0 | 0 | 0 | 0 | 0 | 0 | 0 | 0 | 0 | 0 | 0 | 0 | 0 | 0 | 0 | 0 | 0 | 0 | 0 | 0 | 0 | 0 | 0 | 0 | 0 | 0 | 0 | 0 | 0 | 0 | 0 | 0 | 0 | 0 | 0 | 0 | 0 | 0 | 0 | 0 | 0 | 0 | 0 | 0 | 0 | 0 | 0 | 0 | 0 | 0 | 0 | 0 | 0 | 0 | 0 | 0 | 0 | 0 | 0 | 0 | 0 | 0 | 0 | 0 | 0 | 0 | 0 | 0 | 0 | 0 | 0 | 0 | 0 | 0 | 0 | 0 | 0 | 0 | 0 | 0 | 0 | 0 | 0 | 0 | 0 | 0 | 0 | 0 | 0 | 0 | 0 | 0 | 0 | 0 | 0 | 0 | 0 | 0 | 0 | 0 | 0 | 0 | 0 | 0 | 0 | 0 | 0 | 0 | 0 | 0 | 0 | 0 | 0 | 0 | 0 | 0 | 0 | 0 | 0 | 0 | 0 | 0 | 0 | 0 | 0 | 0 | 0 | 0 | 0 | 0 | 0 | 0 | 0 | 0 | 0 | 0 | 0 | 0 | 0 | 0 | 0 | 0 | 0 | 0 | 0 | 0 | 0 | 0 | 0 | 0 | 0 | 0 | 0 | 0 | 0 | 0 | 0 | 0 | 0 | 0 | 0 | 0 | 0 | 0 | 0 | 0 | 0 | 0 | 0 | 0 | 0 | 0 | 0 | 0 | 0 | 0 | 0 | 0 | 0 | 0 | 0 | 0 | 0 | 0 | 0 | 0 | 0 | 0 | 0 | 0 | 0 | 0 | 0 | 0 | 0 | 0 | 0 | 0 | 6241.3158 | 6323.0028 | 6383.9866 | 6431.0281 | 6468.6352 | 6499.3955 | 6535.7531 | 6574.3566 | 6612.8784 | 6650.5609 | 6680.4721 | 6704.2291 | 6723.2338 | 6753.5652 | 6776.0106 | 6792.327 | 6805.1548 | 6805.1548 | 6805.1548 | 6805.1548 | 6805.1548 | 6805.1548 | 6805.1548 | 0 | 0 | 0 | 4405.4265 | 4463.0851 | 4506.1305 | 4539.3347 | 4565.8797 | 4587.5918 | 4613.2547 | 4640.503 | 4667.6935 | 4694.2917 | 4715.4045 | 4732.1733 | 4745.5878 | 4766.9972 | 4782.8403 | 4794.3571 | 4803.4116 | 4803.4116 | 4803.4116 | 4803.4116 | 4803.4116 | 4803.4116 | 4803.4116 | 0 | 0 | 0
WA_Industrial_Food Products_New_Space Heating_Natural Gas_Gas Boiler - Insulate Steam Lines/Condensate Tank_A | WA | Industrial | Food Products | New | Space Heating | Natural Gas | Gas Boiler - Insulate Steam Lines/Condensate Tank | A | IM65 | No insulation | Lines and condenstate tank insulated | 20 | 9.8484 | 0 | 0 | 1440.55 | 0 | 0 | 0 | 720.2732 |  | sqft | 30% | 35% | Retrofit | RetroEven20 | 76.5% | TBD | 0.2% | 348.1041 |  | 254.4675 |  | 0 | PGE Workpaper - SWWH017-01 | PGE Workpaper - SWWH017-01 | PGE Workpaper - SWWH017-01 | No insulation | No insulation | No insulation | No insulation | No insulation | No insulation | No insulation | No insulation | No insulation | No insulation | No insulation | No insulation | No insulation | No insulation | No insulation | No insulation | No insulation | No insulation | No insulation | No insulation | No insulation | No insulation | No insulation | No insulation | No insulation | No insulation | No insulation | No insulation | No insulation | No insulation | No insulation | Lines and condenstate tank insulated | Lines and condenstate tank insulated | Lines and condenstate tank insulated | Lines and condenstate tank insulated | Lines and condenstate tank insulated | Lines and condenstate tank insulated | Lines and condenstate tank insulated | Lines and condenstate tank insulated | Lines and condenstate tank insulated | Lines and condenstate tank insulated | Lines and condenstate tank insulated | Lines and condenstate tank insulated | Lines and condenstate tank insulated | Lines and condenstate tank insulated | Lines and condenstate tank insulated | Lines and condenstate tank insulated | Lines and condenstate tank insulated | Lines and condenstate tank insulated | Lines and condenstate tank insulated | Lines and condenstate tank insulated | Lines and condenstate tank insulated | Lines and condenstate tank insulated | Lines and condenstate tank insulated | Lines and condenstate tank insulated | Lines and condenstate tank insulated | Lines and condenstate tank insulated | Lines and condenstate tank insulated | Lines and condenstate tank insulated | Lines and condenstate tank insulated | Lines and condenstate tank insulated | Lines and condenstate tank insulated | 1440.55 | 1440.55 | 1440.55 | 1440.55 | 1440.55 | 1440.55 | 1440.55 | 1440.55 | 1440.55 | 1440.55 | 1440.55 | 1440.55 | 1440.55 | 1440.55 | 1440.55 | 1440.55 | 1440.55 | 1440.55 | 1440.55 | 1440.55 | 1440.55 | 1440.55 | 1440.55 | 1440.55 | 1440.55 | 1440.55 | 1440.55 | 1440.55 | 1440.55 | 1440.55 | 1440.55 | 0 | 0 | 0 | 0 | 0 | 0 | 0 | 0 | 0 | 0 | 0 | 0 | 0 | 0 | 0 | 0 | 0 | 0 | 0 | 0 | 0 | 0 | 0 | 0 | 0 | 0 | 0 | 0 | 0 | 0 | 0 | 0 | 0 | 0 | 0 | 0 | 0 | 0 | 0 | 0 | 0 | 0 | 0 | 0 | 0 | 0 | 0 | 0 | 0 | 0 | 0 | 0 | 0 | 0 | 0 | 0 | 0 | 0 | 0 | 0 | 0 | 0 | 0 | 0 | 0 | 0 | 0 | 0 | 0 | 0 | 0 | 0 | 0 | 0 | 0 | 0 | 0 | 0 | 0 | 0 | 0 | 0 | 0 | 0 | 0 | 0 | 0 | 0 | 0 | 0 | 0 | 0 | 0 | 0 | 0 | 0 | 0 | 0 | 0 | 0 | 0 | 0 | 0 | 0 | 0 | 0 | 0 | 0 | 0 | 0 | 0 | 0 | 0 | 0 | 0 | 0 | 0 | 0 | 0 | 0 | 0 | 0 | 0 | 0 | 0 | 0 | 0 | 0 | 0 | 0 | 0 | 0 | 0 | 0 | 0 | 0 | 0 | 0 | 0 | 0 | 0 | 0 | 0 | 0 | 0 | 0 | 0 | 0 | 0 | 0 | 0 | 0 | 0 | 0 | 0 | 0 | 0 | 0 | 0 | 0 | 0 | 0 | 0 | 0 | 0 | 0 | 0 | 0 | 0 | 0 | 0 | 0 | 0 | 0 | 0 | 0 | 0 | 0 | 0 | 0 | 0 | 0 | 0 | 0 | 0 | 0 | 0 | 0 | 0 | 0 | 0 | 0 | 0 | 0 | 0 | 0 | 0 | 0 | 0 | 0 | 0 | 0 | 0 | 0 | 0 | 0 | 0 | 0 | 0 | 0 | 0 | 0 | 0 | 0 | 0 | 0 | 0 | 0 | 0 | 0 | 0 | 0 | 0 | 0 | 0 | 0 | 0 | 0 | 0 | 0 | 0 | 0 | 0 | 0 | 0 | 0 | 0 | 0 | 0 | 0 | 0 | 0 | 0 | 0 | 0 | 0 | 0 | 0 | 0 | 0 | 0 | 0 | 0 | 0 | 0 | 0 | 0 | 0 | 0 | 0 | 0 | 0 | 0 | 0 | 0 | 0 | 0 | 0 | 0 | 0 | 0 | 0 | 0 | 0 | 0 | 0 | 0 | 0 | 0 | 0 | 0 | 0 | 0 | 0 | 0 | 0 | 0 | 0 | 0 | 0 | 0 | 0 | 0 | 0 | 0 | 0 | 0 | 0 | 0 | 0 | 0 | 0 | 0 | 0 | 0 | 0 | 0 | 0 | 0 | 0 | 0 | 0 | 0 | 0 | 0 | 0 | 0 | 0 | 0 | 0 | 0 | 0 | 0 | 0 | 0 | 0 | 0 | 0 | 0 | 0 | 0 | 0 | 0 | 0 | 0 | 0 | 0 | 0 | 0 | 0 | 0 | 0 | 0 | 0 | 0 | 0 | 0 | 0 | 0 | 0 | 0 | 0 | 0 | 0 | 0 | 0 | 0 | 0 | 0 | 0 | 0 | 0 | 0 | 0 | 0 | 0 | 0 | 0 | 0 | 0 | 0 | 0 | 0 | 0 | 0 | 0 | 0 | 0 | 0 | 0 | 0 | 0 | 0 | 0 | 0 | 0 | 0 | 0 | 0 | 0 | 0 | 0 | 0 | 0 | 0 | 0 | 0 | 0 | 0 | 0 | 0 | 0 | 0 | 0 | 0 | 0 | 0 | 0 | 0 | 0 | 0 | 0 | 0 | 0 | 0 | 0 | 0 | 0 | 0 | 0 | 0 | 0 | 0 | 0 | 0 | 0 | 0 | 0 | 0 | 0 | 0 | 0 | 0 | 0 | 0 | 0 | 0 | 0 | 0 | 0 | 0 | 0 | 0 | 0 | 0 | 0 | 0 | 348.1041 | 348.1041 | 348.1041 | 348.1041 | 348.1041 | 348.1041 | 348.1041 | 348.1041 | 348.1041 | 348.1041 | 348.1041 | 348.1041 | 348.1041 | 348.1041 | 348.1041 | 348.1041 | 348.1041 | 348.1041 | 348.1041 | 348.1041 | 348.1041 | 348.1041 | 348.1041 | 348.1041 | 348.1041 | 348.1041 | 254.4675 | 254.4675 | 254.4675 | 254.4675 | 254.4675 | 254.4675 | 254.4675 | 254.4675 | 254.4675 | 254.4675 | 254.4675 | 254.4675 | 254.4675 | 254.4675 | 254.4675 | 254.4675 | 254.4675 | 254.4675 | 254.4675 | 254.4675 | 254.4675 | 254.4675 | 254.4675 | 254.4675 | 254.4675 | 254.4675
WA_Industrial_Food Products_New_Process_Natural Gas_Gas Boiler - Insulate Steam Lines/Condensate Tank_A | WA | Industrial | Food Products | New | Process | Natural Gas | Gas Boiler - Insulate Steam Lines/Condensate Tank | A | IM66 | No insulation | Lines and condenstate tank insulated | 20 | 376.3371 | 0 | 0 | 1440.55 | 0 | 0 | 0 | 720.2732 |  | sqft | 30% | 35% | Retrofit | RetroEven20 | 76.5% | TBD | 0.2% | 348.1041 |  | 254.4675 |  | 0.35368 | PGE Workpaper - SWWH017-01 | PGE Workpaper - SWWH017-01 | PGE Workpaper - SWWH017-01 | No insulation | No insulation | No insulation | No insulation | No insulation | No insulation | No insulation | No insulation | No insulation | No insulation | No insulation | No insulation | No insulation | No insulation | No insulation | No insulation | No insulation | No insulation | No insulation | No insulation | No insulation | No insulation | No insulation | No insulation | No insulation | No insulation | No insulation | No insulation | No insulation | No insulation | No insulation | Lines and condenstate tank insulated | Lines and condenstate tank insulated | Lines and condenstate tank insulated | Lines and condenstate tank insulated | Lines and condenstate tank insulated | Lines and condenstate tank insulated | Lines and condenstate tank insulated | Lines and condenstate tank insulated | Lines and condenstate tank insulated | Lines and condenstate tank insulated | Lines and condenstate tank insulated | Lines and condenstate tank insulated | Lines and condenstate tank insulated | Lines and condenstate tank insulated | Lines and condenstate tank insulated | Lines and condenstate tank insulated | Lines and condenstate tank insulated | Lines and condenstate tank insulated | Lines and condenstate tank insulated | Lines and condenstate tank insulated | Lines and condenstate tank insulated | Lines and condenstate tank insulated | Lines and condenstate tank insulated | Lines and condenstate tank insulated | Lines and condenstate tank insulated | Lines and condenstate tank insulated | Lines and condenstate tank insulated | Lines and condenstate tank insulated | Lines and condenstate tank insulated | Lines and condenstate tank insulated | Lines and condenstate tank insulated | 1440.55 | 1440.55 | 1440.55 | 1440.55 | 1440.55 | 1440.55 | 1440.55 | 1440.55 | 1440.55 | 1440.55 | 1440.55 | 1440.55 | 1440.55 | 1440.55 | 1440.55 | 1440.55 | 1440.55 | 1440.55 | 1440.55 | 1440.55 | 1440.55 | 1440.55 | 1440.55 | 1440.55 | 1440.55 | 1440.55 | 1440.55 | 1440.55 | 1440.55 | 1440.55 | 1440.55 | 0 | 0 | 0 | 0 | 0 | 375.2205 | 374.2742 | 373.4189 | 372.6336 | 371.8728 | 371.3511 | 370.9099 | 370.5417 | 370.2444 | 370.0144 | 369.8596 | 369.7716 | 369.7384 | 369.7418 | 369.764 | 369.8228 | 369.8913 | 369.9472 | 369.9921 | 370.0273 | 370.2628 | 370.4808 | 370.6832 | 376.3371 | 376.3371 | 376.3371 | 0.19078 | 0.22545 | 0.25999 | 0.29422 | 0.32834 | 0.36258 | 0.39637 | 0.43007 | 0.46372 | 0.49686 | 0.5302 | 0.5633 | 0.59647 | 0.62953 | 0.66233 | 0.69525 | 0.72805 | 0.76072 | 0.79325 | 0.82566 | 0.18826 | 0.22317 | 0.25808 | 0.29714 | 0.33228 | 0.36745 | 0.19078 | 0.41575 | 0.67479 | 0.96758 | 1.2939 | 1.6547 | 2.0491 | 2.4771 | 2.9389 | 3.4339 | 3.9627 | 4.525 | 5.1211 | 5.7507 | 6.4134 | 7.1096 | 7.839 | 8.6009 | 9.3952 | 10.2217 | 10.2282 | 10.2343 | 10.2399 | 0 | 0 | 0 | 0.50844 | 0.60237 | 0.69624 | 0.78956 | 0.88293 | 0.97637 | 1.0686 | 1.1606 | 1.2525 | 1.3428 | 1.4335 | 1.5234 | 1.6132 | 1.7026 | 1.7912 | 1.8799 | 1.9683 | 2.0563 | 2.144 | 2.2313 | 0.50844 | 0.60237 | 0.69624 | 0.78956 | 0.88293 | 0.97637 | 0.50844 | 1.1108 | 1.8071 | 2.5966 | 3.4795 | 4.4559 | 5.5245 | 6.6852 | 7.9376 | 9.2805 | 10.714 | 12.2374 | 13.8506 | 15.5532 | 17.3445 | 19.2244 | 21.1927 | 23.249 | 25.3929 | 27.6243 | 27.6243 | 27.6243 | 27.6243 | 27.6243 | 27.6243 | 27.6243 | 0.16223 | 0.19179 | 0.22125 | 0.25046 | 0.27959 | 0.30881 | 0.33765 | 0.36641 | 0.39513 | 0.42341 | 0.45185 | 0.48007 | 0.50835 | 0.53653 | 0.56448 | 0.59251 | 0.62045 | 0.64827 | 0.67599 | 0.70359 | 0.16041 | 0.19014 | 0.21987 | 0.25257 | 0.28244 | 0.31233 | 0.16223 | 0.35368 | 0.57424 | 0.82367 | 1.1018 | 1.4093 | 1.7455 | 2.1105 | 2.5042 | 2.9263 | 3.3771 | 3.8565 | 4.3645 | 4.9011 | 5.4658 | 6.0591 | 6.6805 | 7.3296 | 8.0063 | 8.7106 | 8.7153 | 8.7196 | 8.7237 | 0 | 0 | 0 | 0.43218 | 0.51201 | 0.5918 | 0.67112 | 0.75049 | 0.82992 | 0.90834 | 0.98654 | 1.0646 | 1.1414 | 1.2185 | 1.2949 | 1.3712 | 1.4472 | 1.5225 | 1.598 | 1.673 | 1.7478 | 1.8224 | 1.8966 | 0.43218 | 0.51201 | 0.5918 | 0.67112 | 0.75049 | 0.82992 | 0.43218 | 0.94419 | 1.536 | 2.2071 | 2.9576 | 3.7875 | 4.6959 | 5.6824 | 6.747 | 7.8884 | 9.1069 | 10.4018 | 11.773 | 13.2202 | 14.7428 | 16.3407 | 18.0138 | 19.7616 | 21.584 | 23.4806 | 23.4806 | 23.4806 | 23.4806 | 23.4806 | 23.4806 | 23.4806 | 0.16223 | 0.19179 | 0.22125 | 0.25046 | 0.27959 | 0.30881 | 0.33765 | 0.36641 | 0.39513 | 0.42341 | 0.45185 | 0.48007 | 0.50835 | 0.53653 | 0.56448 | 0.59251 | 0.62045 | 0.64827 | 0.67599 | 0.70359 | 0.16041 | 0.19014 | 0.21987 | 0.25257 | 0.28244 | 0.31233 | 0.16223 | 0.35368 | 0.57424 | 0.82367 | 1.1018 | 1.4093 | 1.7455 | 2.1105 | 2.5042 | 2.9263 | 3.3771 | 3.8565 | 4.3645 | 4.9011 | 5.4658 | 6.0591 | 6.6805 | 7.3296 | 8.0063 | 8.7106 | 8.7153 | 8.7196 | 8.7237 | 0 | 0 | 0 | 0.43218 | 0.51201 | 0.5918 | 0.67112 | 0.75049 | 0.82992 | 0.90834 | 0.98654 | 1.0646 | 1.1414 | 1.2185 | 1.2949 | 1.3712 | 1.4472 | 1.5225 | 1.598 | 1.673 | 1.7478 | 1.8224 | 1.8966 | 0.43218 | 0.51201 | 0.5918 | 0.67112 | 0.75049 | 0.82992 | 0.43218 | 0.94419 | 1.536 | 2.2071 | 2.9576 | 3.7875 | 4.6959 | 5.6824 | 6.747 | 7.8884 | 9.1069 | 10.4018 | 11.773 | 13.2202 | 14.7428 | 16.3407 | 18.0138 | 19.7616 | 21.584 | 23.4806 | 23.4806 | 23.4806 | 23.4806 | 23.4806 | 23.4806 | 23.4806 | 0.16223 | 0.19179 | 0.22125 | 0.25046 | 0.27959 | 0.30881 | 0.33765 | 0.36641 | 0.39513 | 0.42341 | 0.45185 | 0.48007 | 0.50835 | 0.53653 | 0.56448 | 0.59251 | 0.62045 | 0.64827 | 0.67599 | 0.70359 | 0.16041 | 0.19014 | 0.21987 | 0.25257 | 0.28244 | 0.31233 | 0.16223 | 0.35368 | 0.57424 | 0.82367 | 1.1018 | 1.4093 | 1.7455 | 2.1105 | 2.5042 | 2.9263 | 3.3771 | 3.8565 | 4.3645 | 4.9011 | 5.4658 | 6.0591 | 6.6805 | 7.3296 | 8.0063 | 8.7106 | 8.7153 | 8.7196 | 8.7237 | 0 | 0 | 0 | 0.43218 | 0.51201 | 0.5918 | 0.67112 | 0.75049 | 0.82992 | 0.90834 | 0.98654 | 1.0646 | 1.1414 | 1.2185 | 1.2949 | 1.3712 | 1.4472 | 1.5225 | 1.598 | 1.673 | 1.7478 | 1.8224 | 1.8966 | 0.43218 | 0.51201 | 0.5918 | 0.67112 | 0.75049 | 0.82992 | 0.43218 | 0.94419 | 1.536 | 2.2071 | 2.9576 | 3.7875 | 4.6959 | 5.6824 | 6.747 | 7.8884 | 9.1069 | 10.4018 | 11.773 | 13.2202 | 14.7428 | 16.3407 | 18.0138 | 19.7616 | 21.584 | 23.4806 | 23.4806 | 23.4806 | 23.4806 | 23.4806 | 23.4806 | 23.4806 | 348.1041 | 348.1041 | 348.1041 | 348.1041 | 348.1041 | 348.1041 | 348.1041 | 348.1041 | 348.1041 | 348.1041 | 348.1041 | 348.1041 | 348.1041 | 348.1041 | 348.1041 | 348.1041 | 348.1041 | 348.1041 | 348.1041 | 348.1041 | 348.1041 | 348.1041 | 348.1041 | 348.1041 | 348.1041 | 348.1041 | 254.4675 | 254.4675 | 254.4675 | 254.4675 | 254.4675 | 254.4675 | 254.4675 | 254.4675 | 254.4675 | 254.4675 | 254.4675 | 254.4675 | 254.4675 | 254.4675 | 254.4675 | 254.4675 | 254.4675 | 254.4675 | 254.4675 | 254.4675 | 254.4675 | 254.4675 | 254.4675 | 254.4675 | 254.4675 | 254.4675
WA_Industrial_Food Products_New_Space Heating_Natural Gas_Gas Boiler - Insulate Hot Water Lines_A | WA | Industrial | Food Products | New | Space Heating | Natural Gas | Gas Boiler - Insulate Hot Water Lines | A | IM67 | No insulation | Insulated water lines | 20 | 11.1318 | 0 | 0 | 1022.77 | 0 | 0 | 0 | 511.387 |  | sqft | 45% | 50% | Retrofit | RetroEven20 | 76.5% | TBD | 0.2% | 218.655 |  | 159.839 |  | 0 | PGE Workpaper - SWWH017-01 | PGE Workpaper - SWWH017-01 | PGE Workpaper - SWWH017-01 | No insulation | No insulation | No insulation | No insulation | No insulation | No insulation | No insulation | No insulation | No insulation | No insulation | No insulation | No insulation | No insulation | No insulation | No insulation | No insulation | No insulation | No insulation | No insulation | No insulation | No insulation | No insulation | No insulation | No insulation | No insulation | No insulation | No insulation | No insulation | No insulation | No insulation | No insulation | Insulated water lines | Insulated water lines | Insulated water lines | Insulated water lines | Insulated water lines | Insulated water lines | Insulated water lines | Insulated water lines | Insulated water lines | Insulated water lines | Insulated water lines | Insulated water lines | Insulated water lines | Insulated water lines | Insulated water lines | Insulated water lines | Insulated water lines | Insulated water lines | Insulated water lines | Insulated water lines | Insulated water lines | Insulated water lines | Insulated water lines | Insulated water lines | Insulated water lines | Insulated water lines | Insulated water lines | Insulated water lines | Insulated water lines | Insulated water lines | Insulated water lines | 1022.77 | 1022.77 | 1022.77 | 1022.77 | 1022.77 | 1022.77 | 1022.77 | 1022.77 | 1022.77 | 1022.77 | 1022.77 | 1022.77 | 1022.77 | 1022.77 | 1022.77 | 1022.77 | 1022.77 | 1022.77 | 1022.77 | 1022.77 | 1022.77 | 1022.77 | 1022.77 | 1022.77 | 1022.77 | 1022.77 | 1022.77 | 1022.77 | 1022.77 | 1022.77 | 1022.77 | 0 | 0 | 0 | 0 | 0 | 0 | 0 | 0 | 0 | 0 | 0 | 0 | 0 | 0 | 0 | 0 | 0 | 0 | 0 | 0 | 0 | 0 | 0 | 0 | 0 | 0 | 0 | 0 | 0 | 0 | 0 | 0 | 0 | 0 | 0 | 0 | 0 | 0 | 0 | 0 | 0 | 0 | 0 | 0 | 0 | 0 | 0 | 0 | 0 | 0 | 0 | 0 | 0 | 0 | 0 | 0 | 0 | 0 | 0 | 0 | 0 | 0 | 0 | 0 | 0 | 0 | 0 | 0 | 0 | 0 | 0 | 0 | 0 | 0 | 0 | 0 | 0 | 0 | 0 | 0 | 0 | 0 | 0 | 0 | 0 | 0 | 0 | 0 | 0 | 0 | 0 | 0 | 0 | 0 | 0 | 0 | 0 | 0 | 0 | 0 | 0 | 0 | 0 | 0 | 0 | 0 | 0 | 0 | 0 | 0 | 0 | 0 | 0 | 0 | 0 | 0 | 0 | 0 | 0 | 0 | 0 | 0 | 0 | 0 | 0 | 0 | 0 | 0 | 0 | 0 | 0 | 0 | 0 | 0 | 0 | 0 | 0 | 0 | 0 | 0 | 0 | 0 | 0 | 0 | 0 | 0 | 0 | 0 | 0 | 0 | 0 | 0 | 0 | 0 | 0 | 0 | 0 | 0 | 0 | 0 | 0 | 0 | 0 | 0 | 0 | 0 | 0 | 0 | 0 | 0 | 0 | 0 | 0 | 0 | 0 | 0 | 0 | 0 | 0 | 0 | 0 | 0 | 0 | 0 | 0 | 0 | 0 | 0 | 0 | 0 | 0 | 0 | 0 | 0 | 0 | 0 | 0 | 0 | 0 | 0 | 0 | 0 | 0 | 0 | 0 | 0 | 0 | 0 | 0 | 0 | 0 | 0 | 0 | 0 | 0 | 0 | 0 | 0 | 0 | 0 | 0 | 0 | 0 | 0 | 0 | 0 | 0 | 0 | 0 | 0 | 0 | 0 | 0 | 0 | 0 | 0 | 0 | 0 | 0 | 0 | 0 | 0 | 0 | 0 | 0 | 0 | 0 | 0 | 0 | 0 | 0 | 0 | 0 | 0 | 0 | 0 | 0 | 0 | 0 | 0 | 0 | 0 | 0 | 0 | 0 | 0 | 0 | 0 | 0 | 0 | 0 | 0 | 0 | 0 | 0 | 0 | 0 | 0 | 0 | 0 | 0 | 0 | 0 | 0 | 0 | 0 | 0 | 0 | 0 | 0 | 0 | 0 | 0 | 0 | 0 | 0 | 0 | 0 | 0 | 0 | 0 | 0 | 0 | 0 | 0 | 0 | 0 | 0 | 0 | 0 | 0 | 0 | 0 | 0 | 0 | 0 | 0 | 0 | 0 | 0 | 0 | 0 | 0 | 0 | 0 | 0 | 0 | 0 | 0 | 0 | 0 | 0 | 0 | 0 | 0 | 0 | 0 | 0 | 0 | 0 | 0 | 0 | 0 | 0 | 0 | 0 | 0 | 0 | 0 | 0 | 0 | 0 | 0 | 0 | 0 | 0 | 0 | 0 | 0 | 0 | 0 | 0 | 0 | 0 | 0 | 0 | 0 | 0 | 0 | 0 | 0 | 0 | 0 | 0 | 0 | 0 | 0 | 0 | 0 | 0 | 0 | 0 | 0 | 0 | 0 | 0 | 0 | 0 | 0 | 0 | 0 | 0 | 0 | 0 | 0 | 0 | 0 | 0 | 0 | 0 | 0 | 0 | 0 | 0 | 0 | 0 | 0 | 0 | 0 | 0 | 0 | 0 | 0 | 0 | 0 | 0 | 0 | 0 | 0 | 0 | 0 | 0 | 0 | 0 | 0 | 0 | 0 | 0 | 0 | 0 | 0 | 0 | 0 | 0 | 0 | 0 | 0 | 0 | 0 | 0 | 0 | 0 | 0 | 0 | 0 | 0 | 0 | 218.655 | 218.655 | 218.655 | 218.655 | 218.655 | 218.655 | 218.655 | 218.655 | 218.655 | 218.655 | 218.655 | 218.655 | 218.655 | 218.655 | 218.655 | 218.655 | 218.655 | 218.655 | 218.655 | 218.655 | 218.655 | 218.655 | 218.655 | 218.655 | 218.655 | 218.655 | 159.839 | 159.839 | 159.839 | 159.839 | 159.839 | 159.839 | 159.839 | 159.839 | 159.839 | 159.839 | 159.839 | 159.839 | 159.839 | 159.839 | 159.839 | 159.839 | 159.839 | 159.839 | 159.839 | 159.839 | 159.839 | 159.839 | 159.839 | 159.839 | 159.839 | 159.839
WA_Industrial_Food Products_New_Process_Natural Gas_Gas Boiler - Insulate Hot Water Lines_A | WA | Industrial | Food Products | New | Process | Natural Gas | Gas Boiler - Insulate Hot Water Lines | A | IM68 | No insulation | Insulated water lines | 20 | 425.3792 | 0 | 0 | 1022.77 | 0 | 0 | 0 | 511.387 |  | sqft | 45% | 50% | Retrofit | RetroEven20 | 76.5% | TBD | 0.2% | 218.655 |  | 159.839 |  | 0.40034 | PGE Workpaper - SWWH017-01 | PGE Workpaper - SWWH017-01 | PGE Workpaper - SWWH017-01 | No insulation | No insulation | No insulation | No insulation | No insulation | No insulation | No insulation | No insulation | No insulation | No insulation | No insulation | No insulation | No insulation | No insulation | No insulation | No insulation | No insulation | No insulation | No insulation | No insulation | No insulation | No insulation | No insulation | No insulation | No insulation | No insulation | No insulation | No insulation | No insulation | No insulation | No insulation | Insulated water lines | Insulated water lines | Insulated water lines | Insulated water lines | Insulated water lines | Insulated water lines | Insulated water lines | Insulated water lines | Insulated water lines | Insulated water lines | Insulated water lines | Insulated water lines | Insulated water lines | Insulated water lines | Insulated water lines | Insulated water lines | Insulated water lines | Insulated water lines | Insulated water lines | Insulated water lines | Insulated water lines | Insulated water lines | Insulated water lines | Insulated water lines | Insulated water lines | Insulated water lines | Insulated water lines | Insulated water lines | Insulated water lines | Insulated water lines | Insulated water lines | 1022.77 | 1022.77 | 1022.77 | 1022.77 | 1022.77 | 1022.77 | 1022.77 | 1022.77 | 1022.77 | 1022.77 | 1022.77 | 1022.77 | 1022.77 | 1022.77 | 1022.77 | 1022.77 | 1022.77 | 1022.77 | 1022.77 | 1022.77 | 1022.77 | 1022.77 | 1022.77 | 1022.77 | 1022.77 | 1022.77 | 1022.77 | 1022.77 | 1022.77 | 1022.77 | 1022.77 | 0 | 0 | 0 | 0 | 0 | 424.5054 | 423.7621 | 423.0848 | 422.4633 | 421.8528 | 421.4789 | 421.1506 | 420.871 | 420.6469 | 420.483 | 420.3903 | 420.3651 | 420.3949 | 420.462 | 420.5483 | 420.6736 | 420.7916 | 420.8991 | 420.9975 | 421.0878 | 421.2485 | 421.3972 | 421.5352 | 425.3792 | 425.3792 | 425.3792 | 0.21584 | 0.25526 | 0.29457 | 0.33356 | 0.37247 | 0.41152 | 0.45006 | 0.48848 | 0.52684 | 0.56463 | 0.60264 | 0.64037 | 0.67819 | 0.71589 | 0.7533 | 0.79084 | 0.82824 | 0.86549 | 0.9026 | 0.93959 | 0.21418 | 0.25384 | 0.29349 | 0.33586 | 0.37558 | 0.41533 | 0.21584 | 0.47072 | 0.76454 | 1.097 | 1.4679 | 1.8781 | 2.3267 | 2.8136 | 3.3389 | 3.9023 | 4.5041 | 5.1442 | 5.8227 | 6.5395 | 7.2942 | 8.0872 | 8.9177 | 9.7855 | 10.6904 | 11.6322 | 11.6367 | 11.6408 | 11.6446 | 0 | 0 | 0 | 0.50844 | 0.60237 | 0.69624 | 0.78956 | 0.88293 | 0.97637 | 1.0686 | 1.1606 | 1.2525 | 1.3428 | 1.4335 | 1.5234 | 1.6132 | 1.7026 | 1.7912 | 1.8799 | 1.9683 | 2.0563 | 2.144 | 2.2313 | 0.50844 | 0.60237 | 0.69624 | 0.78956 | 0.88293 | 0.97637 | 0.50844 | 1.1108 | 1.8071 | 2.5966 | 3.4795 | 4.4559 | 5.5245 | 6.6852 | 7.9376 | 9.2805 | 10.714 | 12.2374 | 13.8506 | 15.5532 | 17.3445 | 19.2244 | 21.1927 | 23.249 | 25.3929 | 27.6243 | 27.6243 | 27.6243 | 27.6243 | 27.6243 | 27.6243 | 27.6243 | 0.18352 | 0.2171 | 0.25059 | 0.28382 | 0.31699 | 0.35028 | 0.38312 | 0.41587 | 0.44857 | 0.48077 | 0.51315 | 0.54529 | 0.57748 | 0.60957 | 0.6414 | 0.67334 | 0.70515 | 0.73684 | 0.76841 | 0.79987 | 0.18232 | 0.21607 | 0.24981 | 0.28548 | 0.31924 | 0.35303 | 0.18352 | 0.40034 | 0.65038 | 0.93339 | 1.2492 | 1.5986 | 1.9806 | 2.3954 | 2.8429 | 3.3227 | 3.8352 | 4.3803 | 4.9581 | 5.5683 | 6.2107 | 6.8856 | 7.5924 | 8.3309 | 9.1009 | 9.9025 | 9.9057 | 9.9087 | 9.9114 | 0 | 0 | 0 | 0.43218 | 0.51201 | 0.5918 | 0.67112 | 0.75049 | 0.82992 | 0.90834 | 0.98654 | 1.0646 | 1.1414 | 1.2185 | 1.2949 | 1.3712 | 1.4472 | 1.5225 | 1.598 | 1.673 | 1.7478 | 1.8224 | 1.8966 | 0.43218 | 0.51201 | 0.5918 | 0.67112 | 0.75049 | 0.82992 | 0.43218 | 0.94419 | 1.536 | 2.2071 | 2.9576 | 3.7875 | 4.6959 | 5.6824 | 6.747 | 7.8884 | 9.1069 | 10.4018 | 11.773 | 13.2202 | 14.7428 | 16.3407 | 18.0138 | 19.7616 | 21.584 | 23.4806 | 23.4806 | 23.4806 | 23.4806 | 23.4806 | 23.4806 | 23.4806 | 0.18352 | 0.2171 | 0.25059 | 0.28382 | 0.31699 | 0.35028 | 0.38312 | 0.41587 | 0.44857 | 0.48077 | 0.51315 | 0.54529 | 0.57748 | 0.60957 | 0.6414 | 0.67334 | 0.70515 | 0.73684 | 0.76841 | 0.79987 | 0.18232 | 0.21607 | 0.24981 | 0.28548 | 0.31924 | 0.35303 | 0.18352 | 0.40034 | 0.65038 | 0.93339 | 1.2492 | 1.5986 | 1.9806 | 2.3954 | 2.8429 | 3.3227 | 3.8352 | 4.3803 | 4.9581 | 5.5683 | 6.2107 | 6.8856 | 7.5924 | 8.3309 | 9.1009 | 9.9025 | 9.9057 | 9.9087 | 9.9114 | 0 | 0 | 0 | 0.43218 | 0.51201 | 0.5918 | 0.67112 | 0.75049 | 0.82992 | 0.90834 | 0.98654 | 1.0646 | 1.1414 | 1.2185 | 1.2949 | 1.3712 | 1.4472 | 1.5225 | 1.598 | 1.673 | 1.7478 | 1.8224 | 1.8966 | 0.43218 | 0.51201 | 0.5918 | 0.67112 | 0.75049 | 0.82992 | 0.43218 | 0.94419 | 1.536 | 2.2071 | 2.9576 | 3.7875 | 4.6959 | 5.6824 | 6.747 | 7.8884 | 9.1069 | 10.4018 | 11.773 | 13.2202 | 14.7428 | 16.3407 | 18.0138 | 19.7616 | 21.584 | 23.4806 | 23.4806 | 23.4806 | 23.4806 | 23.4806 | 23.4806 | 23.4806 | 0.18352 | 0.2171 | 0.25059 | 0.28382 | 0.31699 | 0.35028 | 0.38312 | 0.41587 | 0.44857 | 0.48077 | 0.51315 | 0.54529 | 0.57748 | 0.60957 | 0.6414 | 0.67334 | 0.70515 | 0.73684 | 0.76841 | 0.79987 | 0.18232 | 0.21607 | 0.24981 | 0.28548 | 0.31924 | 0.35303 | 0.18352 | 0.40034 | 0.65038 | 0.93339 | 1.2492 | 1.5986 | 1.9806 | 2.3954 | 2.8429 | 3.3227 | 3.8352 | 4.3803 | 4.9581 | 5.5683 | 6.2107 | 6.8856 | 7.5924 | 8.3309 | 9.1009 | 9.9025 | 9.9057 | 9.9087 | 9.9114 | 0 | 0 | 0 | 0.43218 | 0.51201 | 0.5918 | 0.67112 | 0.75049 | 0.82992 | 0.90834 | 0.98654 | 1.0646 | 1.1414 | 1.2185 | 1.2949 | 1.3712 | 1.4472 | 1.5225 | 1.598 | 1.673 | 1.7478 | 1.8224 | 1.8966 | 0.43218 | 0.51201 | 0.5918 | 0.67112 | 0.75049 | 0.82992 | 0.43218 | 0.94419 | 1.536 | 2.2071 | 2.9576 | 3.7875 | 4.6959 | 5.6824 | 6.747 | 7.8884 | 9.1069 | 10.4018 | 11.773 | 13.2202 | 14.7428 | 16.3407 | 18.0138 | 19.7616 | 21.584 | 23.4806 | 23.4806 | 23.4806 | 23.4806 | 23.4806 | 23.4806 | 23.4806 | 218.655 | 218.655 | 218.655 | 218.655 | 218.655 | 218.655 | 218.655 | 218.655 | 218.655 | 218.655 | 218.655 | 218.655 | 218.655 | 218.655 | 218.655 | 218.655 | 218.655 | 218.655 | 218.655 | 218.655 | 218.655 | 218.655 | 218.655 | 218.655 | 218.655 | 218.655 | 159.839 | 159.839 | 159.839 | 159.839 | 159.839 | 159.839 | 159.839 | 159.839 | 159.839 | 159.839 | 159.839 | 159.839 | 159.839 | 159.839 | 159.839 | 159.839 | 159.839 | 159.839 | 159.839 | 159.839 | 159.839 | 159.839 | 159.839 | 159.839 | 159.839 | 159.839
WA_Industrial_Food Products_New_Process_Natural Gas_Process - Insulate Heated Process Fluids_A | WA | Industrial | Food Products | New | Process | Natural Gas | Process - Insulate Heated Process Fluids | A | IM69 | No insulation | Insulated process fluid lines | 20 | 275.607 | 0 | 0 | 1440.55 | 0 | 0 | 0 | 720.2732 |  | employee | 5% | 10% | Retrofit | Retro12Med | 84.73% | TBD | 0.2% | 475.3308 |  | 347.4715 |  | 0.56706 | PGE Workpaper - SWWH017-01 | PGE Workpaper - SWWH017-01 | PGE Workpaper - SWWH017-01 | No insulation | No insulation | No insulation | No insulation | No insulation | No insulation | No insulation | No insulation | No insulation | No insulation | No insulation | No insulation | No insulation | No insulation | No insulation | No insulation | No insulation | No insulation | No insulation | No insulation | No insulation | No insulation | No insulation | No insulation | No insulation | No insulation | No insulation | No insulation | No insulation | No insulation | No insulation | Insulated process fluid lines | Insulated process fluid lines | Insulated process fluid lines | Insulated process fluid lines | Insulated process fluid lines | Insulated process fluid lines | Insulated process fluid lines | Insulated process fluid lines | Insulated process fluid lines | Insulated process fluid lines | Insulated process fluid lines | Insulated process fluid lines | Insulated process fluid lines | Insulated process fluid lines | Insulated process fluid lines | Insulated process fluid lines | Insulated process fluid lines | Insulated process fluid lines | Insulated process fluid lines | Insulated process fluid lines | Insulated process fluid lines | Insulated process fluid lines | Insulated process fluid lines | Insulated process fluid lines | Insulated process fluid lines | Insulated process fluid lines | Insulated process fluid lines | Insulated process fluid lines | Insulated process fluid lines | Insulated process fluid lines | Insulated process fluid lines | 1440.55 | 1440.55 | 1440.55 | 1440.55 | 1440.55 | 1440.55 | 1440.55 | 1440.55 | 1440.55 | 1440.55 | 1440.55 | 1440.55 | 1440.55 | 1440.55 | 1440.55 | 1440.55 | 1440.55 | 1440.55 | 1440.55 | 1440.55 | 1440.55 | 1440.55 | 1440.55 | 1440.55 | 1440.55 | 1440.55 | 1440.55 | 1440.55 | 1440.55 | 1440.55 | 1440.55 | 0 | 0 | 0 | 0 | 0 | 274.9367 | 274.3676 | 273.8511 | 273.377 | 272.9145 | 272.6082 | 272.3333 | 272.0916 | 271.8871 | 271.7221 | 271.6042 | 271.5302 | 271.4925 | 271.4793 | 271.4784 | 271.5033 | 271.5236 | 271.5374 | 271.5453 | 271.5482 | 271.6999 | 271.8403 | 271.9705 | 275.607 | 275.607 | 275.607 | 0.30579 | 0.36153 | 0.41708 | 0.47216 | 0.52711 | 0.52402 | 0.45836 | 0.39791 | 0.34325 | 0.29423 | 0.25118 | 0.21348 | 0.18083 | 0.15267 | 0.12849 | 0.1079 | 0.00077058 | 0.00028753 | 0.0001022 | 3.4686e-05 | 0.30219 | 0.3582 | 0.41422 | 0.47602 | 0.53231 | 0.52978 | 0.30579 | 0.66668 | 1.0825 | 1.5528 | 2.0773 | 2.599 | 3.0547 | 3.4499 | 3.7906 | 4.0825 | 4.3319 | 4.5442 | 4.7244 | 4.8768 | 5.0053 | 5.1137 | 5.1148 | 5.1154 | 5.1156 | 5.1157 | 5.1186 | 5.1212 | 5.1237 | 0 | 0 | 0 | 1.1122 | 1.3177 | 1.523 | 1.7272 | 1.9314 | 1.9222 | 1.6831 | 1.4624 | 1.2625 | 1.0828 | 0.9248 | 0.7862 | 0.66606 | 0.56238 | 0.47332 | 0.3974 | 0.002838 | 0.0010589 | 0.00037637 | 0.00012773 | 1.1122 | 1.3177 | 1.523 | 1.7272 | 1.9314 | 1.9222 | 1.1122 | 2.4299 | 3.9529 | 5.6801 | 7.6115 | 9.5337 | 11.2168 | 12.6792 | 13.9417 | 15.0245 | 15.9493 | 16.7355 | 17.4016 | 17.9639 | 18.4373 | 18.8347 | 18.8375 | 18.8386 | 18.8389 | 18.8391 | 18.8391 | 18.8391 | 18.8391 | 18.8391 | 18.8391 | 18.8391 | 0.26002 | 0.30751 | 0.35486 | 0.40183 | 0.4487 | 0.44615 | 0.39031 | 0.33887 | 0.29236 | 0.25063 | 0.21397 | 0.18186 | 0.15405 | 0.13007 | 0.10947 | 0.091919 | 0.00065646 | 0.00024494 | 8.7066e-05 | 2.9549e-05 | 0.25741 | 0.3051 | 0.35279 | 0.40461 | 0.45246 | 0.45031 | 0.26002 | 0.56706 | 0.92102 | 1.3215 | 1.7683 | 2.2128 | 2.6012 | 2.9381 | 3.2286 | 3.4775 | 3.6902 | 3.8712 | 4.0248 | 4.1547 | 4.2642 | 4.3564 | 4.3574 | 4.3578 | 4.358 | 4.3581 | 4.3601 | 4.362 | 4.3638 | 0 | 0 | 0 | 0.94539 | 1.12 | 1.2946 | 1.4681 | 1.6417 | 1.6339 | 1.4306 | 1.243 | 1.0731 | 0.92042 | 0.78608 | 0.66827 | 0.56615 | 0.47802 | 0.40232 | 0.33779 | 0.0024123 | 0.00090005 | 0.00031992 | 0.00010857 | 0.94539 | 1.12 | 1.2946 | 1.4681 | 1.6417 | 1.6339 | 0.94539 | 2.0654 | 3.36 | 4.8281 | 6.4697 | 8.1036 | 9.5343 | 10.7773 | 11.8504 | 12.7708 | 13.5569 | 14.2252 | 14.7913 | 15.2694 | 15.6717 | 16.0095 | 16.0119 | 16.0128 | 16.0131 | 16.0132 | 16.0132 | 16.0132 | 16.0132 | 16.0132 | 16.0132 | 16.0132 | 0.26002 | 0.30751 | 0.35486 | 0.40183 | 0.4487 | 0.44615 | 0.39031 | 0.33887 | 0.29236 | 0.25063 | 0.21397 | 0.18186 | 0.15405 | 0.13007 | 0.10947 | 0.091919 | 0.00065646 | 0.00024494 | 8.7066e-05 | 2.9549e-05 | 0.25741 | 0.3051 | 0.35279 | 0.40461 | 0.45246 | 0.45031 | 0.26002 | 0.56706 | 0.92102 | 1.3215 | 1.7683 | 2.2128 | 2.6012 | 2.9381 | 3.2286 | 3.4775 | 3.6902 | 3.8712 | 4.0248 | 4.1547 | 4.2642 | 4.3564 | 4.3574 | 4.3578 | 4.358 | 4.3581 | 4.3601 | 4.362 | 4.3638 | 0 | 0 | 0 | 0.94539 | 1.12 | 1.2946 | 1.4681 | 1.6417 | 1.6339 | 1.4306 | 1.243 | 1.0731 | 0.92042 | 0.78608 | 0.66827 | 0.56615 | 0.47802 | 0.40232 | 0.33779 | 0.0024123 | 0.00090005 | 0.00031992 | 0.00010857 | 0.94539 | 1.12 | 1.2946 | 1.4681 | 1.6417 | 1.6339 | 0.94539 | 2.0654 | 3.36 | 4.8281 | 6.4697 | 8.1036 | 9.5343 | 10.7773 | 11.8504 | 12.7708 | 13.5569 | 14.2252 | 14.7913 | 15.2694 | 15.6717 | 16.0095 | 16.0119 | 16.0128 | 16.0131 | 16.0132 | 16.0132 | 16.0132 | 16.0132 | 16.0132 | 16.0132 | 16.0132 | 0.26002 | 0.30751 | 0.35486 | 0.40183 | 0.4487 | 0.44615 | 0.39031 | 0.33887 | 0.29236 | 0.25063 | 0.21397 | 0.18186 | 0.15405 | 0.13007 | 0.10947 | 0.091919 | 0.00065646 | 0.00024494 | 8.7066e-05 | 2.9549e-05 | 0.25741 | 0.3051 | 0.35279 | 0.40461 | 0.45246 | 0.45031 | 0.26002 | 0.56706 | 0.92102 | 1.3215 | 1.7683 | 2.2128 | 2.6012 | 2.9381 | 3.2286 | 3.4775 | 3.6902 | 3.8712 | 4.0248 | 4.1547 | 4.2642 | 4.3564 | 4.3574 | 4.3578 | 4.358 | 4.3581 | 4.3601 | 4.362 | 4.3638 | 0 | 0 | 0 | 0.94539 | 1.12 | 1.2946 | 1.4681 | 1.6417 | 1.6339 | 1.4306 | 1.243 | 1.0731 | 0.92042 | 0.78608 | 0.66827 | 0.56615 | 0.47802 | 0.40232 | 0.33779 | 0.0024123 | 0.00090005 | 0.00031992 | 0.00010857 | 0.94539 | 1.12 | 1.2946 | 1.4681 | 1.6417 | 1.6339 | 0.94539 | 2.0654 | 3.36 | 4.8281 | 6.4697 | 8.1036 | 9.5343 | 10.7773 | 11.8504 | 12.7708 | 13.5569 | 14.2252 | 14.7913 | 15.2694 | 15.6717 | 16.0095 | 16.0119 | 16.0128 | 16.0131 | 16.0132 | 16.0132 | 16.0132 | 16.0132 | 16.0132 | 16.0132 | 16.0132 | 475.3308 | 475.3308 | 475.3308 | 475.3308 | 475.3308 | 475.3308 | 475.3308 | 475.3308 | 475.3308 | 475.3308 | 475.3308 | 475.3308 | 475.3308 | 475.3308 | 475.3308 | 475.3308 | 475.3308 | 475.3308 | 475.3308 | 475.3308 | 475.3308 | 475.3308 | 475.3308 | 475.3308 | 475.3308 | 475.3308 | 347.4715 | 347.4715 | 347.4715 | 347.4715 | 347.4715 | 347.4715 | 347.4715 | 347.4715 | 347.4715 | 347.4715 | 347.4715 | 347.4715 | 347.4715 | 347.4715 | 347.4715 | 347.4715 | 347.4715 | 347.4715 | 347.4715 | 347.4715 | 347.4715 | 347.4715 | 347.4715 | 347.4715 | 347.4715 | 347.4715
WA_Industrial_Food Products_New_Process_Natural Gas_Process Heat Recovery_A | WA | Industrial | Food Products | New | Process | Natural Gas | Process Heat Recovery | A | IM70 | No HR system | HR system installed | 15 | 3.2358 | 0 | 0 | 240.54 | 0 | 0 | 0 | 120.2675 |  | cfm | 5% | 50% | Retrofit | Retro12Med | 84.73% | TBD | 0.2% | 7795.7729 |  | 5927.2593 |  | 0.23923 | MN TRM v3.1 - Exhaust Energy Recovery | WI TRM - Process Exhaust Filtration, 3244 | MN TRM v3.1 - Exhaust Energy Recovery | No HR system | No HR system | No HR system | No HR system | No HR system | No HR system | No HR system | No HR system | No HR system | No HR system | No HR system | No HR system | No HR system | No HR system | No HR system | No HR system | No HR system | No HR system | No HR system | No HR system | No HR system | No HR system | No HR system | No HR system | No HR system | No HR system | No HR system | No HR system | No HR system | No HR system | No HR system | HR system installed | HR system installed | HR system installed | HR system installed | HR system installed | HR system installed | HR system installed | HR system installed | HR system installed | HR system installed | HR system installed | HR system installed | HR system installed | HR system installed | HR system installed | HR system installed | HR system installed | HR system installed | HR system installed | HR system installed | HR system installed | HR system installed | HR system installed | HR system installed | HR system installed | HR system installed | HR system installed | HR system installed | HR system installed | HR system installed | HR system installed | 240.54 | 240.54 | 240.54 | 240.54 | 240.54 | 240.54 | 240.54 | 240.54 | 240.54 | 240.54 | 240.54 | 240.54 | 240.54 | 240.54 | 240.54 | 240.54 | 240.54 | 240.54 | 240.54 | 240.54 | 240.54 | 240.54 | 240.54 | 240.54 | 240.54 | 240.54 | 240.54 | 240.54 | 240.54 | 240.54 | 240.54 | 0 | 0 | 0 | 0 | 0 | 3.2241 | 3.2142 | 3.2052 | 3.1968 | 3.1885 | 3.1822 | 3.1766 | 3.1716 | 3.1673 | 3.1637 | 3.161 | 3.159 | 3.1578 | 3.157 | 3.1566 | 3.1568 | 3.1571 | 3.1574 | 3.1576 | 3.1577 | 3.1606 | 3.1633 | 3.1658 | 0 | 0 | 0 | 0.12909 | 0.15247 | 0.17574 | 0.19877 | 0.2217 | 0.22021 | 0.19247 | 0.16697 | 0.14395 | 0.12333 | 0.10524 | 0.089411 | 0.075717 | 0.063916 | 0.053787 | 0.1264 | 0.14976 | 0.17311 | 0.19633 | 0.21956 | 0.21871 | 0.19167 | 0.16667 | 0 | 0 | 0 | 0.12909 | 0.28117 | 0.45612 | 0.65369 | 0.87368 | 1.0922 | 1.2827 | 1.4477 | 1.5897 | 1.7112 | 1.815 | 1.9032 | 1.9782 | 2.0417 | 2.0952 | 2.0953 | 2.0955 | 2.0957 | 2.0958 | 2.0959 | 2.0978 | 2.0996 | 2.1013 | 0 | 0 | 0 | 40.0399 | 47.4363 | 54.8287 | 62.1775 | 69.5303 | 69.2002 | 60.5912 | 52.6464 | 45.4491 | 38.9825 | 33.2926 | 28.3033 | 23.9782 | 20.2456 | 17.0394 | 40.0399 | 47.4363 | 54.8287 | 62.1775 | 69.5303 | 69.2002 | 60.5912 | 52.6464 | 45.4491 | 38.9825 | 33.2926 | 40.0399 | 87.4762 | 142.3049 | 204.4824 | 274.0126 | 343.2128 | 403.804 | 456.4505 | 501.8996 | 540.8821 | 574.1747 | 602.4781 | 626.4563 | 646.7019 | 663.7412 | 663.7412 | 663.7412 | 663.7412 | 663.7412 | 663.7412 | 663.7412 | 663.7412 | 663.7412 | 663.7412 | 663.7412 | 663.7412 | 0.10979 | 0.12973 | 0.14959 | 0.16926 | 0.18886 | 0.18765 | 0.16406 | 0.14236 | 0.12275 | 0.10519 | 0.089767 | 0.076274 | 0.064596 | 0.05453 | 0.045889 | 0.10784 | 0.12777 | 0.14769 | 0.16749 | 0.18731 | 0.18656 | 0.16347 | 0.14213 | 0 | 0 | 0 | 0.10979 | 0.23923 | 0.38825 | 0.55665 | 0.74428 | 0.93067 | 1.0933 | 1.2342 | 1.3556 | 1.4595 | 1.5481 | 1.6236 | 1.6876 | 1.7418 | 1.7875 | 1.7876 | 1.7878 | 1.7879 | 1.788 | 1.7881 | 1.7895 | 1.7907 | 1.792 | 0 | 0 | 0 | 34.0339 | 40.3209 | 46.6044 | 52.8509 | 59.1007 | 58.8202 | 51.5026 | 44.7495 | 38.6317 | 33.1352 | 28.2987 | 24.0578 | 20.3815 | 17.2088 | 14.4835 | 34.0339 | 40.3209 | 46.6044 | 52.8509 | 59.1007 | 58.8202 | 51.5026 | 44.7495 | 38.6317 | 33.1352 | 28.2987 | 34.0339 | 74.3547 | 120.9591 | 173.81 | 232.9107 | 291.7309 | 343.2334 | 387.9829 | 426.6146 | 459.7498 | 488.0485 | 512.1064 | 532.4878 | 549.6966 | 564.1801 | 564.1801 | 564.1801 | 564.1801 | 564.1801 | 564.1801 | 564.1801 | 564.1801 | 564.1801 | 564.1801 | 564.1801 | 564.1801 | 0 | 0 | 0 | 0 | 0 | 0 | 0 | 0 | 0 | 0 | 0 | 0 | 0 | 0 | 0 | 0 | 0 | 0 | 0 | 0 | 0 | 0 | 0 | 0 | 0 | 0 | 0 | 0 | 0 | 0 | 0 | 0 | 0 | 0 | 0 | 0 | 0 | 0 | 0 | 0 | 0 | 0 | 0 | 0 | 0 | 0 | 0 | 0 | 0 | 0 | 0 | 0 | 0 | 0 | 0 | 0 | 0 | 0 | 0 | 0 | 0 | 0 | 0 | 0 | 0 | 0 | 0 | 0 | 0 | 0 | 0 | 0 | 0 | 0 | 0 | 0 | 0 | 0 | 0 | 0 | 0 | 0 | 0 | 0 | 0 | 0 | 0 | 0 | 0 | 0 | 0 | 0 | 0 | 0 | 0 | 0 | 0 | 0 | 0 | 0 | 0 | 0 | 0 | 0 | 0 | 0 | 0 | 0 | 0 | 0 | 0 | 0 | 0 | 0 | 0 | 0 | 0 | 0 | 0 | 0 | 0 | 0 | 0 | 0 | 0 | 0 | 0 | 0 | 0 | 0 | 0 | 0 | 0 | 0 | 0 | 0 | 0 | 0 | 0 | 0 | 0 | 0 | 0 | 0 | 0 | 0 | 0 | 0 | 0 | 0 | 0 | 0 | 0 | 0 | 0 | 0 | 0 | 0 | 0 | 0 | 0 | 0 | 0 | 0 | 0 | 0 | 0 | 0 | 0 | 0 | 0 | 0 | 0 | 0 | 0 | 0 | 0 | 0 | 0 | 0 | 0 | 0 | 0 | 0 | 0 | 0 | 0 | 0 | 0 | 0 | 0 | 0 | 0 | 0 | 0 | 0 | 0 | 0 | 0 | 0 | 0 | 0 | 0 | 0 | 0 | 0 | 0 | 0 | 7795.7729 | 7795.7729 | 7795.7729 | 7795.7729 | 7795.7729 | 7795.7729 | 7795.7729 | 7795.7729 | 7795.7729 | 7795.7729 | 7795.7729 | 7795.7729 | 7795.7729 | 7795.7729 | 7795.7729 | 7795.7729 | 7795.7729 | 7795.7729 | 7795.7729 | 7795.7729 | 7795.7729 | 7795.7729 | 7795.7729 | 0 | 0 | 0 | 5927.2593 | 5927.2593 | 5927.2593 | 5927.2593 | 5927.2593 | 5927.2593 | 5927.2593 | 5927.2593 | 5927.2593 | 5927.2593 | 5927.2593 | 5927.2593 | 5927.2593 | 5927.2593 | 5927.2593 | 5927.2593 | 5927.2593 | 5927.2593 | 5927.2593 | 5927.2593 | 5927.2593 | 5927.2593 | 5927.2593 | 0 | 0 | 0
WA_Industrial_Food Products_New_Space Heating_Natural Gas_Building Automation System_A | WA | Industrial | Food Products | New | Space Heating | Natural Gas | Building Automation System | A | IM71 | No control system | Automation system installed and programmed | 15 | 0.01486 | 0 | 0 | 0.09 | 0.03 | 0 | 0 | 0.04595 |  | sqft | 5% | 65% | Retrofit | Retro1Slow | 81.8% | TBD | 0.2% | 2818.0396 |  | 519.9207 |  | 0.00066041 | COM_EMS-All-XCELCO-2017-18-3 | BEHAV_EIS-All-CPUC-2018_PG-10 | COM_EMS-All-XCELCO-2017-18-3 | No control system | No control system | No control system | No control system | No control system | No control system | No control system | No control system | No control system | No control system | No control system | No control system | No control system | No control system | No control system | No control system | No control system | No control system | No control system | No control system | No control system | No control system | No control system | No control system | No control system | No control system | No control system | No control system | No control system | No control system | No control system | Automation system installed and programmed | Automation system installed and programmed | Automation system installed and programmed | Automation system installed and programmed | Automation system installed and programmed | Automation system installed and programmed | Automation system installed and programmed | Automation system installed and programmed | Automation system installed and programmed | Automation system installed and programmed | Automation system installed and programmed | Automation system installed and programmed | Automation system installed and programmed | Automation system installed and programmed | Automation system installed and programmed | Automation system installed and programmed | Automation system installed and programmed | Automation system installed and programmed | Automation system installed and programmed | Automation system installed and programmed | Automation system installed and programmed | Automation system installed and programmed | Automation system installed and programmed | Automation system installed and programmed | Automation system installed and programmed | Automation system installed and programmed | Automation system installed and programmed | Automation system installed and programmed | Automation system installed and programmed | Automation system installed and programmed | Automation system installed and programmed | 0.09 | 0.09 | 0.09 | 0.09 | 0.09 | 0.09 | 0.09 | 0.09 | 0.09 | 0.09 | 0.09 | 0.09 | 0.09 | 0.09 | 0.09 | 0.09 | 0.09 | 0.09 | 0.09 | 0.09 | 0.09 | 0.09 | 0.09 | 0.09 | 0.09 | 0.09 | 0.09 | 0.09 | 0.09 | 0.09 | 0.09 | 0 | 0 | 0 | 0 | 0 | 0.014232 | 0.013809 | 0.013499 | 0.013263 | 0.013077 | 0.012928 | 0.012755 | 0.012573 | 0.012393 | 0.01222 | 0.012066 | 0.01193 | 0.011915 | 0.011833 | 0.011774 | 0.011732 | 0.011696 | 0.011683 | 0.011681 | 0.011686 | 0.011694 | 0.011703 | 0.011712 | 0 | 0 | 0 | 0.00022952 | 0.00052737 | 0.001058 | 0.0019176 | 0.0032091 | 0.0050249 | 0.0073807 | 0.010244 | 0.013477 | 0.0168 | 0.019869 | 0.022208 | 0.023587 | 0.023305 | 0.021449 | 0.01855 | 0.014807 | 0.010697 | 0.0071244 | 0.0048376 | 0.0045451 | 0.0067717 | 0.0095423 | 0 | 0 | 0 | 0.00022952 | 0.00075006 | 0.0017912 | 0.0036776 | 0.0068351 | 0.011782 | 0.019005 | 0.028977 | 0.04204 | 0.058252 | 0.077388 | 0.098721 | 0.12219 | 0.14465 | 0.16538 | 0.18315 | 0.19695 | 0.20651 | 0.21191 | 0.21396 | 0.21411 | 0.21427 | 0.21445 | 0 | 0 | 0 | 16.1267 | 38.1912 | 78.3777 | 144.58 | 245.4035 | 388.6687 | 578.6537 | 814.7302 | 1087.4004 | 1374.8188 | 1646.65 | 1861.5099 | 1979.5385 | 1969.4615 | 1821.709 | 1581.143 | 1265.928 | 915.5946 | 609.9056 | 413.976 | 388.6687 | 578.6537 | 814.7302 | 1087.4004 | 1374.8188 | 1646.65 | 16.1267 | 54.318 | 132.6957 | 277.2757 | 522.6792 | 911.348 | 1490.0017 | 2304.7319 | 3392.1323 | 4766.9511 | 6413.6012 | 8275.1111 | 10254.6496 | 12224.1111 | 14045.8202 | 15610.8364 | 16838.5732 | 17675.7901 | 18141.1157 | 18309.6881 | 18309.6881 | 18309.6881 | 18309.6881 | 18309.6881 | 18309.6881 | 18309.6881 | 0.00019937 | 0.00046433 | 0.00093968 | 0.0017123 | 0.0028744 | 0.0045073 | 0.0066302 | 0.0092132 | 0.012132 | 0.015134 | 0.017905 | 0.020015 | 0.021083 | 0.020707 | 0.018962 | 0.016332 | 0.012996 | 0.0093673 | 0.0062258 | 0.0042199 | 0.003959 | 0.0058919 | 0.0082951 | 0 | 0 | 0 | 0.00019937 | 0.00066041 | 0.0015909 | 0.0032839 | 0.0061222 | 0.010569 | 0.017072 | 0.026063 | 0.037846 | 0.052474 | 0.069738 | 0.088976 | 0.10922 | 0.12852 | 0.1462 | 0.16125 | 0.17286 | 0.18084 | 0.18518 | 0.18664 | 0.1865 | 0.18643 | 0.18642 | 0 | 0 | 0 | 13.7077 | 32.4625 | 66.621 | 122.893 | 208.593 | 330.3684 | 491.8557 | 692.5207 | 924.2903 | 1168.596 | 1399.6525 | 1582.2835 | 1682.6077 | 1674.0423 | 1548.4527 | 1343.9716 | 1076.0388 | 778.2554 | 518.4197 | 351.8796 | 330.3684 | 491.8557 | 692.5207 | 924.2903 | 1168.596 | 1399.6525 | 13.7077 | 46.1703 | 112.7913 | 235.6844 | 444.2774 | 774.6458 | 1266.5014 | 1959.0221 | 2883.3124 | 4051.9085 | 5451.561 | 7033.8444 | 8716.4522 | 10390.4945 | 11938.9471 | 13269.211 | 14312.7872 | 15024.4216 | 15419.9483 | 15563.2349 | 15563.2349 | 15563.2349 | 15563.2349 | 15563.2349 | 15563.2349 | 15563.2349 | 0.00019937 | 0.00046433 | 0.00093968 | 0.0017123 | 0.0028744 | 0.0045073 | 0.0066302 | 0.0092132 | 0.012132 | 0.015134 | 0.017905 | 0.020015 | 0.021083 | 0.020707 | 0.018962 | 0.016332 | 0.012996 | 0.0093673 | 0.0062258 | 0.0042199 | 0.003959 | 0.0058919 | 0.0082951 | 0 | 0 | 0 | 0.00019937 | 0.00066041 | 0.0015909 | 0.0032839 | 0.0061222 | 0.010569 | 0.017072 | 0.026063 | 0.037846 | 0.052474 | 0.069738 | 0.088976 | 0.10922 | 0.12852 | 0.1462 | 0.16125 | 0.17286 | 0.18084 | 0.18518 | 0.18664 | 0.1865 | 0.18643 | 0.18642 | 0 | 0 | 0 | 13.7077 | 32.4625 | 66.621 | 122.893 | 208.593 | 330.3684 | 491.8557 | 692.5207 | 924.2903 | 1168.596 | 1399.6525 | 1582.2835 | 1682.6077 | 1674.0423 | 1548.4527 | 1343.9716 | 1076.0388 | 778.2554 | 518.4197 | 351.8796 | 330.3684 | 491.8557 | 692.5207 | 924.2903 | 1168.596 | 1399.6525 | 13.7077 | 46.1703 | 112.7913 | 235.6844 | 444.2774 | 774.6458 | 1266.5014 | 1959.0221 | 2883.3124 | 4051.9085 | 5451.561 | 7033.8444 | 8716.4522 | 10390.4945 | 11938.9471 | 13269.211 | 14312.7872 | 15024.4216 | 15419.9483 | 15563.2349 | 15563.2349 | 15563.2349 | 15563.2349 | 15563.2349 | 15563.2349 | 15563.2349 | 0.00019937 | 0.00046433 | 0.00093968 | 0.0017123 | 0.0028744 | 0.0045073 | 0.0066302 | 0.0092132 | 0.012132 | 0.015134 | 0.017905 | 0.020015 | 0.021083 | 0.020707 | 0.018962 | 0.016332 | 0.012996 | 0.0093673 | 0.0062258 | 0.0042199 | 0.003959 | 0.0058919 | 0.0082951 | 0 | 0 | 0 | 0.00019937 | 0.00066041 | 0.0015909 | 0.0032839 | 0.0061222 | 0.010569 | 0.017072 | 0.026063 | 0.037846 | 0.052474 | 0.069738 | 0.088976 | 0.10922 | 0.12852 | 0.1462 | 0.16125 | 0.17286 | 0.18084 | 0.18518 | 0.18664 | 0.1865 | 0.18643 | 0.18642 | 0 | 0 | 0 | 13.7077 | 32.4625 | 66.621 | 122.893 | 208.593 | 330.3684 | 491.8557 | 692.5207 | 924.2903 | 1168.596 | 1399.6525 | 1582.2835 | 1682.6077 | 1674.0423 | 1548.4527 | 1343.9716 | 1076.0388 | 778.2554 | 518.4197 | 351.8796 | 330.3684 | 491.8557 | 692.5207 | 924.2903 | 1168.596 | 1399.6525 | 13.7077 | 46.1703 | 112.7913 | 235.6844 | 444.2774 | 774.6458 | 1266.5014 | 1959.0221 | 2883.3124 | 4051.9085 | 5451.561 | 7033.8444 | 8716.4522 | 10390.4945 | 11938.9471 | 13269.211 | 14312.7872 | 15024.4216 | 15419.9483 | 15563.2349 | 15563.2349 | 15563.2349 | 15563.2349 | 15563.2349 | 15563.2349 | 15563.2349 | 2667.5714 | 2702.4849 | 2728.5497 | 2748.6555 | 2764.729 | 2777.8761 | 2793.4155 | 2809.9148 | 2826.3792 | 2842.4849 | 2855.2691 | 2865.423 | 2873.5457 | 2886.5095 | 2896.1028 | 2903.0765 | 2908.5592 | 2908.5592 | 2908.5592 | 2908.5592 | 2908.5592 | 2908.5592 | 2908.5592 | 0 | 0 | 0 | 492.1598 | 498.6012 | 503.4101 | 507.1195 | 510.0851 | 512.5107 | 515.3776 | 518.4217 | 521.4594 | 524.4308 | 526.7895 | 528.6628 | 530.1615 | 532.5533 | 534.3232 | 535.6098 | 536.6214 | 536.6214 | 536.6214 | 536.6214 | 536.6214 | 536.6214 | 536.6214 | 0 | 0 | 0
WA_Industrial_Food Products_New_Space Heating_Natural Gas_Steam System Efficiency Improvements_A | WA | Industrial | Food Products | New | Space Heating | Natural Gas | Steam System Efficiency Improvements | A | IM72 | Average system efficiency | Optimized system | 5 | 0.13322 | 0 | 0 | 0.11 | 0 | 0 | 0 | 0.05645 |  | sqft | 30% | 60% | Retrofit | Retro1Slow | 81.8% | TBD | 0.2% | 185.141 |  | 164.0741 |  | 0 | AEG Research | DOE - Improving Steam System Performance: A Sourcebook for Industry, Second Edition. October 2012. | DOE - Improving Steam System Performance: A Sourcebook for Industry, Second Edition. October 2012. | Average system efficiency | Average system efficiency | Average system efficiency | Average system efficiency | Average system efficiency | Average system efficiency | Average system efficiency | Average system efficiency | Average system efficiency | Average system efficiency | Average system efficiency | Average system efficiency | Average system efficiency | Average system efficiency | Average system efficiency | Average system efficiency | Average system efficiency | Average system efficiency | Average system efficiency | Average system efficiency | Average system efficiency | Average system efficiency | Average system efficiency | Average system efficiency | Average system efficiency | Average system efficiency | Average system efficiency | Average system efficiency | Average system efficiency | Average system efficiency | Average system efficiency | Optimized system | Optimized system | Optimized system | Optimized system | Optimized system | Optimized system | Optimized system | Optimized system | Optimized system | Optimized system | Optimized system | Optimized system | Optimized system | Optimized system | Optimized system | Optimized system | Optimized system | Optimized system | Optimized system | Optimized system | Optimized system | Optimized system | Optimized system | Optimized system | Optimized system | Optimized system | Optimized system | Optimized system | Optimized system | Optimized system | Optimized system | 0.11 | 0.11 | 0.11 | 0.11 | 0.11 | 0.11 | 0.11 | 0.11 | 0.11 | 0.11 | 0.11 | 0.11 | 0.11 | 0.11 | 0.11 | 0.11 | 0.11 | 0.11 | 0.11 | 0.11 | 0.11 | 0.11 | 0.11 | 0.11 | 0.11 | 0.11 | 0.11 | 0.11 | 0.11 | 0.11 | 0.11 | 0 | 0 | 0 | 0 | 0 | 0 | 0 | 0 | 0 | 0 | 0 | 0 | 0 | 0 | 0 | 0 | 0 | 0 | 0 | 0 | 0 | 0 | 0 | 0 | 0 | 0 | 0 | 0 | 0 | 0 | 0 | 0 | 0 | 0 | 0 | 0 | 0 | 0 | 0 | 0 | 0 | 0 | 0 | 0 | 0 | 0 | 0 | 0 | 0 | 0 | 0 | 0 | 0 | 0 | 0 | 0 | 0 | 0 | 0 | 0 | 0 | 0 | 0 | 0 | 0 | 0 | 0 | 0 | 0 | 0 | 0 | 0 | 0 | 0 | 0 | 0 | 0 | 0 | 0 | 0 | 0 | 0 | 0 | 0 | 0 | 0 | 0 | 0 | 0 | 0 | 0 | 0 | 0 | 0 | 0 | 0 | 0 | 0 | 0 | 0 | 0 | 0 | 0 | 0 | 0 | 0 | 0 | 0 | 0 | 0 | 0 | 0 | 0 | 0 | 0 | 0 | 0 | 0 | 0 | 0 | 0 | 0 | 0 | 0 | 0 | 0 | 0 | 0 | 0 | 0 | 0 | 0 | 0 | 0 | 0 | 0 | 0 | 0 | 0 | 0 | 0 | 0 | 0 | 0 | 0 | 0 | 0 | 0 | 0 | 0 | 0 | 0 | 0 | 0 | 0 | 0 | 0 | 0 | 0 | 0 | 0 | 0 | 0 | 0 | 0 | 0 | 0 | 0 | 0 | 0 | 0 | 0 | 0 | 0 | 0 | 0 | 0 | 0 | 0 | 0 | 0 | 0 | 0 | 0 | 0 | 0 | 0 | 0 | 0 | 0 | 0 | 0 | 0 | 0 | 0 | 0 | 0 | 0 | 0 | 0 | 0 | 0 | 0 | 0 | 0 | 0 | 0 | 0 | 0 | 0 | 0 | 0 | 0 | 0 | 0 | 0 | 0 | 0 | 0 | 0 | 0 | 0 | 0 | 0 | 0 | 0 | 0 | 0 | 0 | 0 | 0 | 0 | 0 | 0 | 0 | 0 | 0 | 0 | 0 | 0 | 0 | 0 | 0 | 0 | 0 | 0 | 0 | 0 | 0 | 0 | 0 | 0 | 0 | 0 | 0 | 0 | 0 | 0 | 0 | 0 | 0 | 0 | 0 | 0 | 0 | 0 | 0 | 0 | 0 | 0 | 0 | 0 | 0 | 0 | 0 | 0 | 0 | 0 | 0 | 0 | 0 | 0 | 0 | 0 | 0 | 0 | 0 | 0 | 0 | 0 | 0 | 0 | 0 | 0 | 0 | 0 | 0 | 0 | 0 | 0 | 0 | 0 | 0 | 0 | 0 | 0 | 0 | 0 | 0 | 0 | 0 | 0 | 0 | 0 | 0 | 0 | 0 | 0 | 0 | 0 | 0 | 0 | 0 | 0 | 0 | 0 | 0 | 0 | 0 | 0 | 0 | 0 | 0 | 0 | 0 | 0 | 0 | 0 | 0 | 0 | 0 | 0 | 0 | 0 | 0 | 0 | 0 | 0 | 0 | 0 | 0 | 0 | 0 | 0 | 0 | 0 | 0 | 0 | 0 | 0 | 0 | 0 | 0 | 0 | 0 | 0 | 0 | 0 | 0 | 0 | 0 | 0 | 0 | 0 | 0 | 0 | 0 | 0 | 0 | 0 | 0 | 0 | 0 | 0 | 0 | 0 | 0 | 0 | 0 | 0 | 0 | 0 | 0 | 0 | 0 | 0 | 0 | 0 | 0 | 0 | 0 | 0 | 0 | 0 | 0 | 0 | 0 | 0 | 0 | 0 | 0 | 0 | 0 | 0 | 0 | 0 | 0 | 0 | 0 | 0 | 0 | 0 | 0 | 0 | 0 | 0 | 0 | 0 | 0 | 0 | 0 | 0 | 0 | 0 | 0 | 0 | 0 | 0 | 0 | 0 | 0 | 0 | 0 | 0 | 0 | 0 | 0 | 185.141 | 185.141 | 185.141 | 185.141 | 185.141 | 185.141 | 185.141 | 185.141 | 185.141 | 185.141 | 185.141 | 185.141 | 185.141 | 185.141 | 185.141 | 185.141 | 185.141 | 185.141 | 185.141 | 185.141 | 185.141 | 185.141 | 185.141 | 185.141 | 185.141 | 185.141 | 164.0741 | 164.0741 | 164.0741 | 164.0741 | 164.0741 | 164.0741 | 164.0741 | 164.0741 | 164.0741 | 164.0741 | 164.0741 | 164.0741 | 164.0741 | 164.0741 | 164.0741 | 164.0741 | 164.0741 | 164.0741 | 164.0741 | 164.0741 | 164.0741 | 164.0741 | 164.0741 | 164.0741 | 164.0741 | 164.0741
WA_Industrial_Food Products_New_Process_Natural Gas_Steam System Efficiency Improvements_A | WA | Industrial | Food Products | New | Process | Natural Gas | Steam System Efficiency Improvements | A | IM73 | Average system efficiency | Optimized system | 5 | 5.0908 | 0 | 0 | 4.38 | 0 | 0 | 0 | 2.1893 |  | sqft | 30% | 60% | Retrofit | Retro1Slow | 81.8% | TBD | 0.2% | 185.141 |  | 164.0741 |  | 0.0022775 | AEG Research | DOE - Improving Steam System Performance: A Sourcebook for Industry, Second Edition. October 2012. | DOE - Improving Steam System Performance: A Sourcebook for Industry, Second Edition. October 2012. | Average system efficiency | Average system efficiency | Average system efficiency | Average system efficiency | Average system efficiency | Average system efficiency | Average system efficiency | Average system efficiency | Average system efficiency | Average system efficiency | Average system efficiency | Average system efficiency | Average system efficiency | Average system efficiency | Average system efficiency | Average system efficiency | Average system efficiency | Average system efficiency | Average system efficiency | Average system efficiency | Average system efficiency | Average system efficiency | Average system efficiency | Average system efficiency | Average system efficiency | Average system efficiency | Average system efficiency | Average system efficiency | Average system efficiency | Average system efficiency | Average system efficiency | Optimized system | Optimized system | Optimized system | Optimized system | Optimized system | Optimized system | Optimized system | Optimized system | Optimized system | Optimized system | Optimized system | Optimized system | Optimized system | Optimized system | Optimized system | Optimized system | Optimized system | Optimized system | Optimized system | Optimized system | Optimized system | Optimized system | Optimized system | Optimized system | Optimized system | Optimized system | Optimized system | Optimized system | Optimized system | Optimized system | Optimized system | 4.38 | 4.38 | 4.38 | 4.38 | 4.38 | 4.38 | 4.38 | 4.38 | 4.38 | 4.38 | 4.38 | 4.38 | 4.38 | 4.38 | 4.38 | 4.38 | 4.38 | 4.38 | 4.38 | 4.38 | 4.38 | 4.38 | 4.38 | 4.38 | 4.38 | 4.38 | 4.38 | 4.38 | 4.38 | 4.38 | 4.38 | 0 | 0 | 0 | 0 | 0 | 5.0865 | 5.0831 | 5.0802 | 5.0779 | 5.0756 | 5.0738 | 5.0727 | 5.0721 | 5.0718 | 5.0717 | 5.0719 | 5.0721 | 5.0725 | 5.0729 | 5.0734 | 5.0742 | 5.0749 | 5.0756 | 5.0762 | 5.0768 | 5.0773 | 5.0778 | 5.0783 | 5.0908 | 5.0908 | 5.0908 | 0.00079585 | 0.0018835 | 0.0038631 | 0.0071228 | 0.012085 | 0.019133 | 0.028479 | 0.040092 | 0.053507 | 0.06765 | 0.081028 | 0.091605 | 0.09742 | 0.096932 | 0.089668 | 0.081065 | 0.091656 | 0.09748 | 0.096996 | 0.089729 | 0.081115 | 0.091708 | 0.097531 | 0.097275 | 0.089977 | 0.08133 | 0.00079585 | 0.0026788 | 0.0065404 | 0.01366 | 0.025739 | 0.044069 | 0.070658 | 0.10688 | 0.15327 | 0.20884 | 0.27075 | 0.3339 | 0.39124 | 0.43469 | 0.45673 | 0.4568 | 0.45687 | 0.45693 | 0.45698 | 0.45703 | 0.45708 | 0.45713 | 0.45717 | 0 | 0 | 0 | 0.15646 | 0.37053 | 0.76042 | 1.4027 | 2.3809 | 3.7709 | 5.6141 | 7.9046 | 10.55 | 13.3386 | 15.9759 | 18.0605 | 19.2056 | 19.1078 | 17.6743 | 15.9759 | 18.0605 | 19.2056 | 19.1078 | 17.6743 | 15.9759 | 18.0605 | 19.2056 | 19.1078 | 17.6743 | 15.9759 | 0.15646 | 0.527 | 1.2874 | 2.6901 | 5.0711 | 8.6855 | 13.9291 | 21.0732 | 30.2205 | 41.1781 | 53.3831 | 65.8294 | 77.1305 | 85.6883 | 90.024 | 90.024 | 90.024 | 90.024 | 90.024 | 90.024 | 90.024 | 90.024 | 90.024 | 90.024 | 90.024 | 90.024 | 0.00067656 | 0.0016013 | 0.0032847 | 0.0060567 | 0.010277 | 0.016271 | 0.02422 | 0.034097 | 0.045507 | 0.057535 | 0.068912 | 0.077907 | 0.082852 | 0.082436 | 0.076257 | 0.068939 | 0.077944 | 0.082895 | 0.082482 | 0.076301 | 0.068975 | 0.077982 | 0.082932 | 0.082683 | 0.07648 | 0.069131 | 0.00067656 | 0.0022775 | 0.005561 | 0.011616 | 0.021888 | 0.037477 | 0.060091 | 0.090902 | 0.13035 | 0.17762 | 0.23027 | 0.28397 | 0.33274 | 0.36968 | 0.38842 | 0.38847 | 0.38852 | 0.38856 | 0.3886 | 0.38864 | 0.38867 | 0.38871 | 0.38874 | 0 | 0 | 0 | 0.13299 | 0.31495 | 0.64636 | 1.1923 | 2.0238 | 3.2052 | 4.772 | 6.7189 | 8.9675 | 11.3378 | 13.5795 | 15.3514 | 16.3247 | 16.2416 | 15.0232 | 13.5795 | 15.3514 | 16.3247 | 16.2416 | 15.0232 | 13.5795 | 15.3514 | 16.3247 | 16.2416 | 15.0232 | 13.5795 | 0.13299 | 0.44795 | 1.0943 | 2.2866 | 4.3104 | 7.3827 | 11.8397 | 17.9122 | 25.6874 | 35.0014 | 45.3756 | 55.955 | 65.5609 | 72.835 | 76.5204 | 76.5204 | 76.5204 | 76.5204 | 76.5204 | 76.5204 | 76.5204 | 76.5204 | 76.5204 | 76.5204 | 76.5204 | 76.5204 | 0.00067656 | 0.0016013 | 0.0032847 | 0.0060567 | 0.010277 | 0.016271 | 0.02422 | 0.034097 | 0.045507 | 0.057535 | 0.068912 | 0.077907 | 0.082852 | 0.082436 | 0.076257 | 0.068939 | 0.077944 | 0.082895 | 0.082482 | 0.076301 | 0.068975 | 0.077982 | 0.082932 | 0.082683 | 0.07648 | 0.069131 | 0.00067656 | 0.0022775 | 0.005561 | 0.011616 | 0.021888 | 0.037477 | 0.060091 | 0.090902 | 0.13035 | 0.17762 | 0.23027 | 0.28397 | 0.33274 | 0.36968 | 0.38842 | 0.38847 | 0.38852 | 0.38856 | 0.3886 | 0.38864 | 0.38867 | 0.38871 | 0.38874 | 0 | 0 | 0 | 0.13299 | 0.31495 | 0.64636 | 1.1923 | 2.0238 | 3.2052 | 4.772 | 6.7189 | 8.9675 | 11.3378 | 13.5795 | 15.3514 | 16.3247 | 16.2416 | 15.0232 | 13.5795 | 15.3514 | 16.3247 | 16.2416 | 15.0232 | 13.5795 | 15.3514 | 16.3247 | 16.2416 | 15.0232 | 13.5795 | 0.13299 | 0.44795 | 1.0943 | 2.2866 | 4.3104 | 7.3827 | 11.8397 | 17.9122 | 25.6874 | 35.0014 | 45.3756 | 55.955 | 65.5609 | 72.835 | 76.5204 | 76.5204 | 76.5204 | 76.5204 | 76.5204 | 76.5204 | 76.5204 | 76.5204 | 76.5204 | 76.5204 | 76.5204 | 76.5204 | 0.00067656 | 0.0016013 | 0.0032847 | 0.0060567 | 0.010277 | 0.016271 | 0.02422 | 0.034097 | 0.045507 | 0.057535 | 0.068912 | 0.077907 | 0.082852 | 0.082436 | 0.076257 | 0.068939 | 0.077944 | 0.082895 | 0.082482 | 0.076301 | 0.068975 | 0.077982 | 0.082932 | 0.082683 | 0.07648 | 0.069131 | 0.00067656 | 0.0022775 | 0.005561 | 0.011616 | 0.021888 | 0.037477 | 0.060091 | 0.090902 | 0.13035 | 0.17762 | 0.23027 | 0.28397 | 0.33274 | 0.36968 | 0.38842 | 0.38847 | 0.38852 | 0.38856 | 0.3886 | 0.38864 | 0.38867 | 0.38871 | 0.38874 | 0 | 0 | 0 | 0.13299 | 0.31495 | 0.64636 | 1.1923 | 2.0238 | 3.2052 | 4.772 | 6.7189 | 8.9675 | 11.3378 | 13.5795 | 15.3514 | 16.3247 | 16.2416 | 15.0232 | 13.5795 | 15.3514 | 16.3247 | 16.2416 | 15.0232 | 13.5795 | 15.3514 | 16.3247 | 16.2416 | 15.0232 | 13.5795 | 0.13299 | 0.44795 | 1.0943 | 2.2866 | 4.3104 | 7.3827 | 11.8397 | 17.9122 | 25.6874 | 35.0014 | 45.3756 | 55.955 | 65.5609 | 72.835 | 76.5204 | 76.5204 | 76.5204 | 76.5204 | 76.5204 | 76.5204 | 76.5204 | 76.5204 | 76.5204 | 76.5204 | 76.5204 | 76.5204 | 185.141 | 185.141 | 185.141 | 185.141 | 185.141 | 185.141 | 185.141 | 185.141 | 185.141 | 185.141 | 185.141 | 185.141 | 185.141 | 185.141 | 185.141 | 185.141 | 185.141 | 185.141 | 185.141 | 185.141 | 185.141 | 185.141 | 185.141 | 185.141 | 185.141 | 185.141 | 164.0741 | 164.0741 | 164.0741 | 164.0741 | 164.0741 | 164.0741 | 164.0741 | 164.0741 | 164.0741 | 164.0741 | 164.0741 | 164.0741 | 164.0741 | 164.0741 | 164.0741 | 164.0741 | 164.0741 | 164.0741 | 164.0741 | 164.0741 | 164.0741 | 164.0741 | 164.0741 | 164.0741 | 164.0741 | 164.0741
WA_Industrial_Food Products_New_Space Heating_Natural Gas_Strategic Energy Management_A | WA | Industrial | Food Products | New | Space Heating | Natural Gas | Strategic Energy Management | A | IM74 | No energy management system | Energy management system installed and programmed | 5 | 7.5414 | 0 | 0 | 57.5 | 0 | 1.37 | 0 | 28.7508 |  | employee | 5% | 50% | Retrofit | RetroEven20 | 76.5% | TBD | 0.2% | 279.6494 |  | 274.1015 |  | 0.0026953 | BEHAV_SEM-All-CPUC-2018_PG-26 | BEHAV_SEM-All-CPUC-2018_PG-26 | AEG Research | No energy management system | No energy management system | No energy management system | No energy management system | No energy management system | No energy management system | No energy management system | No energy management system | No energy management system | No energy management system | No energy management system | No energy management system | No energy management system | No energy management system | No energy management system | No energy management system | No energy management system | No energy management system | No energy management system | No energy management system | No energy management system | No energy management system | No energy management system | No energy management system | No energy management system | No energy management system | No energy management system | No energy management system | No energy management system | No energy management system | No energy management system | Energy management system installed and programmed | Energy management system installed and programmed | Energy management system installed and programmed | Energy management system installed and programmed | Energy management system installed and programmed | Energy management system installed and programmed | Energy management system installed and programmed | Energy management system installed and programmed | Energy management system installed and programmed | Energy management system installed and programmed | Energy management system installed and programmed | Energy management system installed and programmed | Energy management system installed and programmed | Energy management system installed and programmed | Energy management system installed and programmed | Energy management system installed and programmed | Energy management system installed and programmed | Energy management system installed and programmed | Energy management system installed and programmed | Energy management system installed and programmed | Energy management system installed and programmed | Energy management system installed and programmed | Energy management system installed and programmed | Energy management system installed and programmed | Energy management system installed and programmed | Energy management system installed and programmed | Energy management system installed and programmed | Energy management system installed and programmed | Energy management system installed and programmed | Energy management system installed and programmed | Energy management system installed and programmed | 57.5 | 57.5 | 57.5 | 57.5 | 57.5 | 57.5 | 57.5 | 57.5 | 57.5 | 57.5 | 57.5 | 57.5 | 57.5 | 57.5 | 57.5 | 57.5 | 57.5 | 57.5 | 57.5 | 57.5 | 57.5 | 57.5 | 57.5 | 57.5 | 57.5 | 57.5 | 57.5 | 57.5 | 57.5 | 57.5 | 57.5 | 0 | 0 | 0 | 0 | 0 | 7.2256 | 7.0129 | 6.8576 | 6.7398 | 6.6469 | 6.5717 | 6.4837 | 6.3913 | 6.3003 | 6.2122 | 6.1342 | 6.0649 | 6.0577 | 6.0159 | 5.986 | 5.9648 | 5.9466 | 5.94 | 5.9389 | 5.9413 | 5.945 | 5.9491 | 5.9536 | 0 | 0 | 0 | 0.0014438 | 0.0016602 | 0.0018764 | 0.0020913 | 0.0023064 | 0.0025217 | 0.002723 | 0.0029153 | 0.0031011 | 0.0032784 | 0.0034559 | 0.003631 | 0.0038406 | 0.0040254 | 0.0042139 | 0.0044069 | 0.0046 | 0.0048002 | 0.005004 | 0.00521 | 0.0043923 | 0.0046018 | 0.0048113 | 0 | 0 | 0 | 0.0014438 | 0.0030615 | 0.0048701 | 0.0068778 | 0.0090894 | 0.010195 | 0.011247 | 0.012253 | 0.013225 | 0.014162 | 0.015087 | 0.016 | 0.017059 | 0.018005 | 0.018971 | 0.01995 | 0.020929 | 0.02194 | 0.022966 | 0.024003 | 0.024018 | 0.024034 | 0.024053 | 0 | 0 | 0 | 0.19982 | 0.23673 | 0.27362 | 0.3103 | 0.34699 | 0.38372 | 0.41998 | 0.45613 | 0.49222 | 0.52773 | 0.56338 | 0.59869 | 0.634 | 0.66914 | 0.70396 | 0.73882 | 0.77354 | 0.80812 | 0.84258 | 0.87692 | 0.73882 | 0.77354 | 0.80812 | 0.84258 | 0.87692 | 0.73882 | 0.19982 | 0.43655 | 0.71018 | 1.0205 | 1.3675 | 1.5514 | 1.7346 | 1.9171 | 2.099 | 2.2798 | 2.4594 | 2.6382 | 2.816 | 2.9929 | 3.1692 | 3.3446 | 3.5195 | 3.6936 | 3.867 | 4.04 | 4.04 | 4.04 | 4.04 | 4.04 | 4.04 | 4.04 | 0.001254 | 0.0014616 | 0.0016663 | 0.0018671 | 0.0020654 | 0.0022614 | 0.0024455 | 0.0026214 | 0.002791 | 0.0029524 | 0.0031134 | 0.0032717 | 0.003432 | 0.0035758 | 0.0037243 | 0.0038789 | 0.0040363 | 0.0042023 | 0.0043716 | 0.0045435 | 0.003825 | 0.0040029 | 0.0041814 | 0 | 0 | 0 | 0.001254 | 0.0026953 | 0.0043248 | 0.0061404 | 0.0081394 | 0.0091427 | 0.0101 | 0.011018 | 0.011902 | 0.012754 | 0.013592 | 0.014417 | 0.015244 | 0.015994 | 0.016767 | 0.01756 | 0.018364 | 0.019207 | 0.020064 | 0.020932 | 0.020916 | 0.020906 | 0.020904 | 0 | 0 | 0 | 0.16985 | 0.20122 | 0.23258 | 0.26375 | 0.29494 | 0.32616 | 0.35698 | 0.38771 | 0.41839 | 0.44857 | 0.47887 | 0.50889 | 0.5389 | 0.56877 | 0.59836 | 0.628 | 0.65751 | 0.68691 | 0.71619 | 0.74538 | 0.628 | 0.65751 | 0.68691 | 0.71619 | 0.74538 | 0.628 | 0.16985 | 0.37107 | 0.60365 | 0.8674 | 1.1623 | 1.3187 | 1.4744 | 1.6295 | 1.7842 | 1.9378 | 2.0905 | 2.2424 | 2.3936 | 2.544 | 2.6938 | 2.8429 | 2.9915 | 3.1395 | 3.287 | 3.434 | 3.434 | 3.434 | 3.434 | 3.434 | 3.434 | 3.434 | 0.001254 | 0.0014616 | 0.0016663 | 0.0018671 | 0.0020654 | 0.0022614 | 0.0024455 | 0.0026214 | 0.002791 | 0.0029524 | 0.0031134 | 0.0032717 | 0.003432 | 0.0035758 | 0.0037243 | 0.0038789 | 0.0040363 | 0.0042023 | 0.0043716 | 0.0045435 | 0.003825 | 0.0040029 | 0.0041814 | 0 | 0 | 0 | 0.001254 | 0.0026953 | 0.0043248 | 0.0061404 | 0.0081394 | 0.0091427 | 0.0101 | 0.011018 | 0.011902 | 0.012754 | 0.013592 | 0.014417 | 0.015244 | 0.015994 | 0.016767 | 0.01756 | 0.018364 | 0.019207 | 0.020064 | 0.020932 | 0.020916 | 0.020906 | 0.020904 | 0 | 0 | 0 | 0.16985 | 0.20122 | 0.23258 | 0.26375 | 0.29494 | 0.32616 | 0.35698 | 0.38771 | 0.41839 | 0.44857 | 0.47887 | 0.50889 | 0.5389 | 0.56877 | 0.59836 | 0.628 | 0.65751 | 0.68691 | 0.71619 | 0.74538 | 0.628 | 0.65751 | 0.68691 | 0.71619 | 0.74538 | 0.628 | 0.16985 | 0.37107 | 0.60365 | 0.8674 | 1.1623 | 1.3187 | 1.4744 | 1.6295 | 1.7842 | 1.9378 | 2.0905 | 2.2424 | 2.3936 | 2.544 | 2.6938 | 2.8429 | 2.9915 | 3.1395 | 3.287 | 3.434 | 3.434 | 3.434 | 3.434 | 3.434 | 3.434 | 3.434 | 0.001254 | 0.0014616 | 0.0016663 | 0.0018671 | 0.0020654 | 0.0022614 | 0.0024455 | 0.0026214 | 0.002791 | 0.0029524 | 0.0031134 | 0.0032717 | 0.003432 | 0.0035758 | 0.0037243 | 0.0038789 | 0.0040363 | 0.0042023 | 0.0043716 | 0.0045435 | 0.003825 | 0.0040029 | 0.0041814 | 0 | 0 | 0 | 0.001254 | 0.0026953 | 0.0043248 | 0.0061404 | 0.0081394 | 0.0091427 | 0.0101 | 0.011018 | 0.011902 | 0.012754 | 0.013592 | 0.014417 | 0.015244 | 0.015994 | 0.016767 | 0.01756 | 0.018364 | 0.019207 | 0.020064 | 0.020932 | 0.020916 | 0.020906 | 0.020904 | 0 | 0 | 0 | 0.16985 | 0.20122 | 0.23258 | 0.26375 | 0.29494 | 0.32616 | 0.35698 | 0.38771 | 0.41839 | 0.44857 | 0.47887 | 0.50889 | 0.5389 | 0.56877 | 0.59836 | 0.628 | 0.65751 | 0.68691 | 0.71619 | 0.74538 | 0.628 | 0.65751 | 0.68691 | 0.71619 | 0.74538 | 0.628 | 0.16985 | 0.37107 | 0.60365 | 0.8674 | 1.1623 | 1.3187 | 1.4744 | 1.6295 | 1.7842 | 1.9378 | 2.0905 | 2.2424 | 2.3936 | 2.544 | 2.6938 | 2.8429 | 2.9915 | 3.1395 | 3.287 | 3.434 | 3.434 | 3.434 | 3.434 | 3.434 | 3.434 | 3.434 | 276.9146 | 277.5713 | 278.0527 | 278.4189 | 278.7085 | 278.9433 | 279.2185 | 279.5079 | 279.794 | 280.0712 | 280.2893 | 280.4615 | 280.5984 | 280.8157 | 280.9755 | 281.0911 | 281.1816 | 281.1816 | 281.1816 | 281.1816 | 281.1816 | 281.1816 | 281.1816 | 0 | 0 | 0 | 271.4209 | 272.0647 | 272.5365 | 272.8954 | 273.1792 | 273.4094 | 273.6791 | 273.9628 | 274.2432 | 274.5149 | 274.7287 | 274.8974 | 275.0317 | 275.2447 | 275.4013 | 275.5146 | 275.6033 | 275.6033 | 275.6033 | 275.6033 | 275.6033 | 275.6033 | 275.6033 | 0 | 0 | 0
WA_Industrial_Food Products_New_Process_Natural Gas_Strategic Energy Management_A | WA | Industrial | Food Products | New | Process | Natural Gas | Strategic Energy Management | A | IM75 | No energy management system | Energy management system installed and programmed | 5 | 30.2077 | 0 | 0 | 57.5 | 0 | 1.37 | 0 | 28.7508 |  | employee | 5% | 50% | Retrofit | RetroEven20 | 76.5% | TBD | 0.2% | 279.6494 |  | 274.1015 |  | 1.0255 | BEHAV_SEM-All-CPUC-2018_PG-26 | BEHAV_SEM-All-CPUC-2018_PG-26 | AEG Research | No energy management system | No energy management system | No energy management system | No energy management system | No energy management system | No energy management system | No energy management system | No energy management system | No energy management system | No energy management system | No energy management system | No energy management system | No energy management system | No energy management system | No energy management system | No energy management system | No energy management system | No energy management system | No energy management system | No energy management system | No energy management system | No energy management system | No energy management system | No energy management system | No energy management system | No energy management system | No energy management system | No energy management system | No energy management system | No energy management system | No energy management system | Energy management system installed and programmed | Energy management system installed and programmed | Energy management system installed and programmed | Energy management system installed and programmed | Energy management system installed and programmed | Energy management system installed and programmed | Energy management system installed and programmed | Energy management system installed and programmed | Energy management system installed and programmed | Energy management system installed and programmed | Energy management system installed and programmed | Energy management system installed and programmed | Energy management system installed and programmed | Energy management system installed and programmed | Energy management system installed and programmed | Energy management system installed and programmed | Energy management system installed and programmed | Energy management system installed and programmed | Energy management system installed and programmed | Energy management system installed and programmed | Energy management system installed and programmed | Energy management system installed and programmed | Energy management system installed and programmed | Energy management system installed and programmed | Energy management system installed and programmed | Energy management system installed and programmed | Energy management system installed and programmed | Energy management system installed and programmed | Energy management system installed and programmed | Energy management system installed and programmed | Energy management system installed and programmed | 57.5 | 57.5 | 57.5 | 57.5 | 57.5 | 57.5 | 57.5 | 57.5 | 57.5 | 57.5 | 57.5 | 57.5 | 57.5 | 57.5 | 57.5 | 57.5 | 57.5 | 57.5 | 57.5 | 57.5 | 57.5 | 57.5 | 57.5 | 57.5 | 57.5 | 57.5 | 57.5 | 57.5 | 57.5 | 57.5 | 57.5 | 0 | 0 | 0 | 0 | 0 | 30.1822 | 30.1618 | 30.1444 | 30.1303 | 30.1167 | 30.1057 | 30.0984 | 30.0939 | 30.0914 | 30.0902 | 30.0902 | 30.091 | 30.0925 | 30.0946 | 30.0973 | 30.1025 | 30.1072 | 30.1115 | 30.1154 | 30.1191 | 30.1224 | 30.1255 | 30.1283 | 0 | 0 | 0 | 0.55245 | 0.65407 | 0.75556 | 0.85643 | 0.95727 | 1.0582 | 1.1579 | 1.2574 | 1.3568 | 1.4546 | 1.5529 | 1.6502 | 1.7477 | 1.8446 | 1.9408 | 2.0373 | 2.1333 | 2.229 | 2.3244 | 2.4194 | 2.0386 | 2.1346 | 2.2303 | 0 | 0 | 0 | 0.55245 | 1.2061 | 1.961 | 2.8165 | 3.7725 | 4.2783 | 4.7825 | 5.2849 | 5.7859 | 6.2838 | 6.779 | 7.2718 | 7.7625 | 8.2508 | 8.7373 | 9.2226 | 9.7063 | 10.188 | 10.6678 | 11.1463 | 11.1475 | 11.1486 | 11.1497 | 0 | 0 | 0 | 18.304 | 21.6852 | 25.0646 | 28.4241 | 31.7854 | 35.1494 | 38.4708 | 41.783 | 45.0886 | 48.3416 | 51.6071 | 54.8414 | 58.0761 | 61.2946 | 64.4844 | 67.6779 | 70.8582 | 74.0262 | 77.1826 | 80.3283 | 67.6779 | 70.8582 | 74.0262 | 77.1826 | 80.3283 | 67.6779 | 18.304 | 39.9893 | 65.0539 | 93.478 | 125.2634 | 142.1088 | 158.8943 | 175.6127 | 192.2772 | 208.8334 | 225.2911 | 241.6617 | 257.9548 | 274.1608 | 290.3036 | 306.3744 | 322.3912 | 338.3413 | 354.2293 | 370.0732 | 370.0732 | 370.0732 | 370.0732 | 370.0732 | 370.0732 | 370.0732 | 0.46965 | 0.55608 | 0.64243 | 0.72824 | 0.81405 | 0.89992 | 0.98476 | 1.0694 | 1.1539 | 1.2371 | 1.3207 | 1.4035 | 1.4864 | 1.5688 | 1.6506 | 1.7326 | 1.8142 | 1.8956 | 1.9766 | 2.0574 | 1.7336 | 1.8152 | 1.8965 | 0 | 0 | 0 | 0.46965 | 1.0255 | 1.6674 | 2.395 | 3.2081 | 3.6384 | 4.0673 | 4.4947 | 4.9209 | 5.3444 | 5.7656 | 6.1847 | 6.6019 | 7.0171 | 7.4308 | 7.8433 | 8.2545 | 8.6639 | 9.0718 | 9.4785 | 9.4794 | 9.4802 | 9.481 | 0 | 0 | 0 | 15.5584 | 18.4325 | 21.3049 | 24.1605 | 27.0176 | 29.877 | 32.7002 | 35.5156 | 38.3253 | 41.0904 | 43.866 | 46.6152 | 49.3647 | 52.1004 | 54.8117 | 57.5262 | 60.2295 | 62.9223 | 65.6052 | 68.279 | 57.5262 | 60.2295 | 62.9223 | 65.6052 | 68.279 | 57.5262 | 15.5584 | 33.9909 | 55.2958 | 79.4563 | 106.4739 | 120.7925 | 135.0602 | 149.2708 | 163.4356 | 177.5084 | 191.4974 | 205.4124 | 219.2616 | 233.0367 | 246.7581 | 260.4182 | 274.0325 | 287.5901 | 301.0949 | 314.5622 | 314.5622 | 314.5622 | 314.5622 | 314.5622 | 314.5622 | 314.5622 | 0.46965 | 0.55608 | 0.64243 | 0.72824 | 0.81405 | 0.89992 | 0.98476 | 1.0694 | 1.1539 | 1.2371 | 1.3207 | 1.4035 | 1.4864 | 1.5688 | 1.6506 | 1.7326 | 1.8142 | 1.8956 | 1.9766 | 2.0574 | 1.7336 | 1.8152 | 1.8965 | 0 | 0 | 0 | 0.46965 | 1.0255 | 1.6674 | 2.395 | 3.2081 | 3.6384 | 4.0673 | 4.4947 | 4.9209 | 5.3444 | 5.7656 | 6.1847 | 6.6019 | 7.0171 | 7.4308 | 7.8433 | 8.2545 | 8.6639 | 9.0718 | 9.4785 | 9.4794 | 9.4802 | 9.481 | 0 | 0 | 0 | 15.5584 | 18.4325 | 21.3049 | 24.1605 | 27.0176 | 29.877 | 32.7002 | 35.5156 | 38.3253 | 41.0904 | 43.866 | 46.6152 | 49.3647 | 52.1004 | 54.8117 | 57.5262 | 60.2295 | 62.9223 | 65.6052 | 68.279 | 57.5262 | 60.2295 | 62.9223 | 65.6052 | 68.279 | 57.5262 | 15.5584 | 33.9909 | 55.2958 | 79.4563 | 106.4739 | 120.7925 | 135.0602 | 149.2708 | 163.4356 | 177.5084 | 191.4974 | 205.4124 | 219.2616 | 233.0367 | 246.7581 | 260.4182 | 274.0325 | 287.5901 | 301.0949 | 314.5622 | 314.5622 | 314.5622 | 314.5622 | 314.5622 | 314.5622 | 314.5622 | 0.46965 | 0.55608 | 0.64243 | 0.72824 | 0.81405 | 0.89992 | 0.98476 | 1.0694 | 1.1539 | 1.2371 | 1.3207 | 1.4035 | 1.4864 | 1.5688 | 1.6506 | 1.7326 | 1.8142 | 1.8956 | 1.9766 | 2.0574 | 1.7336 | 1.8152 | 1.8965 | 0 | 0 | 0 | 0.46965 | 1.0255 | 1.6674 | 2.395 | 3.2081 | 3.6384 | 4.0673 | 4.4947 | 4.9209 | 5.3444 | 5.7656 | 6.1847 | 6.6019 | 7.0171 | 7.4308 | 7.8433 | 8.2545 | 8.6639 | 9.0718 | 9.4785 | 9.4794 | 9.4802 | 9.481 | 0 | 0 | 0 | 15.5584 | 18.4325 | 21.3049 | 24.1605 | 27.0176 | 29.877 | 32.7002 | 35.5156 | 38.3253 | 41.0904 | 43.866 | 46.6152 | 49.3647 | 52.1004 | 54.8117 | 57.5262 | 60.2295 | 62.9223 | 65.6052 | 68.279 | 57.5262 | 60.2295 | 62.9223 | 65.6052 | 68.279 | 57.5262 | 15.5584 | 33.9909 | 55.2958 | 79.4563 | 106.4739 | 120.7925 | 135.0602 | 149.2708 | 163.4356 | 177.5084 | 191.4974 | 205.4124 | 219.2616 | 233.0367 | 246.7581 | 260.4182 | 274.0325 | 287.5901 | 301.0949 | 314.5622 | 314.5622 | 314.5622 | 314.5622 | 314.5622 | 314.5622 | 314.5622 | 276.9146 | 277.5713 | 278.0527 | 278.4189 | 278.7085 | 278.9433 | 279.2185 | 279.5079 | 279.794 | 280.0712 | 280.2893 | 280.4615 | 280.5984 | 280.8157 | 280.9755 | 281.0911 | 281.1816 | 281.1816 | 281.1816 | 281.1816 | 281.1816 | 281.1816 | 281.1816 | 0 | 0 | 0 | 271.4209 | 272.0647 | 272.5365 | 272.8954 | 273.1792 | 273.4094 | 273.6791 | 273.9628 | 274.2432 | 274.5149 | 274.7287 | 274.8974 | 275.0317 | 275.2447 | 275.4013 | 275.5146 | 275.6033 | 275.6033 | 275.6033 | 275.6033 | 275.6033 | 275.6033 | 275.6033 | 0 | 0 | 0
WA_Industrial_Food Products_New_Miscellaneous_Natural Gas_Strategic Energy Management_A | WA | Industrial | Food Products | New | Miscellaneous | Natural Gas | Strategic Energy Management | A | IM76 | No energy management system | Energy management system installed and programmed | 5 | 2.7925 | 0 | 0 | 57.5 | 0 | 1.37 | 0 | 28.7508 |  | employee | 5% | 50% | Retrofit | RetroEven20 | 76.5% | TBD | 0.2% | 279.6494 |  | 274.1015 |  | 0.02373 | BEHAV_SEM-All-CPUC-2018_PG-26 | BEHAV_SEM-All-CPUC-2018_PG-26 | AEG Research | No energy management system | No energy management system | No energy management system | No energy management system | No energy management system | No energy management system | No energy management system | No energy management system | No energy management system | No energy management system | No energy management system | No energy management system | No energy management system | No energy management system | No energy management system | No energy management system | No energy management system | No energy management system | No energy management system | No energy management system | No energy management system | No energy management system | No energy management system | No energy management system | No energy management system | No energy management system | No energy management system | No energy management system | No energy management system | No energy management system | No energy management system | Energy management system installed and programmed | Energy management system installed and programmed | Energy management system installed and programmed | Energy management system installed and programmed | Energy management system installed and programmed | Energy management system installed and programmed | Energy management system installed and programmed | Energy management system installed and programmed | Energy management system installed and programmed | Energy management system installed and programmed | Energy management system installed and programmed | Energy management system installed and programmed | Energy management system installed and programmed | Energy management system installed and programmed | Energy management system installed and programmed | Energy management system installed and programmed | Energy management system installed and programmed | Energy management system installed and programmed | Energy management system installed and programmed | Energy management system installed and programmed | Energy management system installed and programmed | Energy management system installed and programmed | Energy management system installed and programmed | Energy management system installed and programmed | Energy management system installed and programmed | Energy management system installed and programmed | Energy management system installed and programmed | Energy management system installed and programmed | Energy management system installed and programmed | Energy management system installed and programmed | Energy management system installed and programmed | 57.5 | 57.5 | 57.5 | 57.5 | 57.5 | 57.5 | 57.5 | 57.5 | 57.5 | 57.5 | 57.5 | 57.5 | 57.5 | 57.5 | 57.5 | 57.5 | 57.5 | 57.5 | 57.5 | 57.5 | 57.5 | 57.5 | 57.5 | 57.5 | 57.5 | 57.5 | 57.5 | 57.5 | 57.5 | 57.5 | 57.5 | 0 | 0 | 0 | 0 | 0 | 2.7925 | 2.7925 | 2.7925 | 2.7925 | 2.7925 | 2.7925 | 2.7925 | 2.7925 | 2.7925 | 2.7925 | 2.7925 | 2.7925 | 2.7925 | 2.7925 | 2.7925 | 2.7925 | 2.7925 | 2.7925 | 2.7925 | 2.7925 | 2.7925 | 2.7925 | 2.7925 | 0 | 0 | 0 | 0.012778 | 0.015139 | 0.017498 | 0.019843 | 0.02219 | 0.024539 | 0.026857 | 0.02917 | 0.031477 | 0.033748 | 0.036028 | 0.038286 | 0.040544 | 0.042791 | 0.045018 | 0.047247 | 0.049468 | 0.051679 | 0.053883 | 0.056079 | 0.047247 | 0.049468 | 0.051679 | 0 | 0 | 0 | 0.012778 | 0.027917 | 0.045416 | 0.065259 | 0.087449 | 0.099209 | 0.11093 | 0.1226 | 0.13423 | 0.14579 | 0.15728 | 0.16871 | 0.18008 | 0.1914 | 0.20267 | 0.21389 | 0.22507 | 0.2362 | 0.2473 | 0.25836 | 0.25836 | 0.25836 | 0.25836 | 0 | 0 | 0 | 4.576 | 5.4213 | 6.2662 | 7.106 | 7.9463 | 8.7874 | 9.6177 | 10.4458 | 11.2721 | 12.0854 | 12.9018 | 13.7104 | 14.519 | 15.3237 | 16.1211 | 16.9195 | 17.7146 | 18.5065 | 19.2956 | 20.0821 | 16.9195 | 17.7146 | 18.5065 | 19.2956 | 20.0821 | 16.9195 | 4.576 | 9.9973 | 16.2635 | 23.3695 | 31.3158 | 35.5272 | 39.7236 | 43.9032 | 48.0693 | 52.2084 | 56.3228 | 60.4154 | 64.4887 | 68.5402 | 72.5759 | 76.5936 | 80.5978 | 84.5853 | 88.5573 | 92.5183 | 92.5183 | 92.5183 | 92.5183 | 92.5183 | 92.5183 | 92.5183 | 0.010862 | 0.012868 | 0.014873 | 0.016867 | 0.018862 | 0.020858 | 0.022829 | 0.024794 | 0.026756 | 0.028686 | 0.030624 | 0.032543 | 0.034463 | 0.036372 | 0.038265 | 0.04016 | 0.042048 | 0.043927 | 0.0458 | 0.047667 | 0.04016 | 0.042048 | 0.043927 | 0 | 0 | 0 | 0.010862 | 0.02373 | 0.038603 | 0.05547 | 0.074332 | 0.084328 | 0.094288 | 0.10421 | 0.1141 | 0.12392 | 0.13369 | 0.1434 | 0.15307 | 0.16269 | 0.17227 | 0.1818 | 0.19131 | 0.20077 | 0.2102 | 0.2196 | 0.2196 | 0.2196 | 0.2196 | 0 | 0 | 0 | 3.8896 | 4.6081 | 5.3262 | 6.0401 | 6.7544 | 7.4693 | 8.175 | 8.8789 | 9.5813 | 10.2726 | 10.9665 | 11.6538 | 12.3412 | 13.0251 | 13.7029 | 14.3816 | 15.0574 | 15.7306 | 16.4013 | 17.0698 | 14.3816 | 15.0574 | 15.7306 | 16.4013 | 17.0698 | 14.3816 | 3.8896 | 8.4977 | 13.824 | 19.8641 | 26.6185 | 30.1981 | 33.765 | 37.3177 | 40.8589 | 44.3771 | 47.8743 | 51.3531 | 54.8154 | 58.2592 | 61.6895 | 65.1046 | 68.5081 | 71.8975 | 75.2737 | 78.6406 | 78.6406 | 78.6406 | 78.6406 | 78.6406 | 78.6406 | 78.6406 | 0.010862 | 0.012868 | 0.014873 | 0.016867 | 0.018862 | 0.020858 | 0.022829 | 0.024794 | 0.026756 | 0.028686 | 0.030624 | 0.032543 | 0.034463 | 0.036372 | 0.038265 | 0.04016 | 0.042048 | 0.043927 | 0.0458 | 0.047667 | 0.04016 | 0.042048 | 0.043927 | 0 | 0 | 0 | 0.010862 | 0.02373 | 0.038603 | 0.05547 | 0.074332 | 0.084328 | 0.094288 | 0.10421 | 0.1141 | 0.12392 | 0.13369 | 0.1434 | 0.15307 | 0.16269 | 0.17227 | 0.1818 | 0.19131 | 0.20077 | 0.2102 | 0.2196 | 0.2196 | 0.2196 | 0.2196 | 0 | 0 | 0 | 3.8896 | 4.6081 | 5.3262 | 6.0401 | 6.7544 | 7.4693 | 8.175 | 8.8789 | 9.5813 | 10.2726 | 10.9665 | 11.6538 | 12.3412 | 13.0251 | 13.7029 | 14.3816 | 15.0574 | 15.7306 | 16.4013 | 17.0698 | 14.3816 | 15.0574 | 15.7306 | 16.4013 | 17.0698 | 14.3816 | 3.8896 | 8.4977 | 13.824 | 19.8641 | 26.6185 | 30.1981 | 33.765 | 37.3177 | 40.8589 | 44.3771 | 47.8743 | 51.3531 | 54.8154 | 58.2592 | 61.6895 | 65.1046 | 68.5081 | 71.8975 | 75.2737 | 78.6406 | 78.6406 | 78.6406 | 78.6406 | 78.6406 | 78.6406 | 78.6406 | 0.010862 | 0.012868 | 0.014873 | 0.016867 | 0.018862 | 0.020858 | 0.022829 | 0.024794 | 0.026756 | 0.028686 | 0.030624 | 0.032543 | 0.034463 | 0.036372 | 0.038265 | 0.04016 | 0.042048 | 0.043927 | 0.0458 | 0.047667 | 0.04016 | 0.042048 | 0.043927 | 0 | 0 | 0 | 0.010862 | 0.02373 | 0.038603 | 0.05547 | 0.074332 | 0.084328 | 0.094288 | 0.10421 | 0.1141 | 0.12392 | 0.13369 | 0.1434 | 0.15307 | 0.16269 | 0.17227 | 0.1818 | 0.19131 | 0.20077 | 0.2102 | 0.2196 | 0.2196 | 0.2196 | 0.2196 | 0 | 0 | 0 | 3.8896 | 4.6081 | 5.3262 | 6.0401 | 6.7544 | 7.4693 | 8.175 | 8.8789 | 9.5813 | 10.2726 | 10.9665 | 11.6538 | 12.3412 | 13.0251 | 13.7029 | 14.3816 | 15.0574 | 15.7306 | 16.4013 | 17.0698 | 14.3816 | 15.0574 | 15.7306 | 16.4013 | 17.0698 | 14.3816 | 3.8896 | 8.4977 | 13.824 | 19.8641 | 26.6185 | 30.1981 | 33.765 | 37.3177 | 40.8589 | 44.3771 | 47.8743 | 51.3531 | 54.8154 | 58.2592 | 61.6895 | 65.1046 | 68.5081 | 71.8975 | 75.2737 | 78.6406 | 78.6406 | 78.6406 | 78.6406 | 78.6406 | 78.6406 | 78.6406 | 276.9146 | 277.5713 | 278.0527 | 278.4189 | 278.7085 | 278.9433 | 279.2185 | 279.5079 | 279.794 | 280.0712 | 280.2893 | 280.4615 | 280.5984 | 280.8157 | 280.9755 | 281.0911 | 281.1816 | 281.1816 | 281.1816 | 281.1816 | 281.1816 | 281.1816 | 281.1816 | 0 | 0 | 0 | 271.4209 | 272.0647 | 272.5365 | 272.8954 | 273.1792 | 273.4094 | 273.6791 | 273.9628 | 274.2432 | 274.5149 | 274.7287 | 274.8974 | 275.0317 | 275.2447 | 275.4013 | 275.5146 | 275.6033 | 275.6033 | 275.6033 | 275.6033 | 275.6033 | 275.6033 | 275.6033 | 0 | 0 | 0
WA_Industrial_Food Products_New_Space Heating_Natural Gas_Commissioning_A | WA | Industrial | Food Products | New | Space Heating | Natural Gas | Commissioning | A | IM77 | New construction code | Optimized HVAC design and controls | 10 | 10.2317 | 0 | 0 | 0.27 | 0 | 0 | 0 | 0.1336 |  | employee | 0% | 0% | Retrofit | Retro12Med | 84.73% | TBD | 0.2% | 0.19939 |  | 0.1623 |  | 0 | DL20_COM_CX-Refrig-2021PLN-V11-3 | 2018 AMIL BUS Retro-Commissioning Initiative | U.S. Department of Energy. Lawrence Berkeley National Labs and Building Commissioning Association. https://www.bcxa.org/wp-content/uploads/2020/09/1-s2.0- S0378778819319553-main.pdf | New construction code | New construction code | New construction code | New construction code | New construction code | New construction code | New construction code | New construction code | New construction code | New construction code | New construction code | New construction code | New construction code | New construction code | New construction code | New construction code | New construction code | New construction code | New construction code | New construction code | New construction code | New construction code | New construction code | New construction code | New construction code | New construction code | New construction code | New construction code | New construction code | New construction code | New construction code | Optimized HVAC design and controls | Optimized HVAC design and controls | Optimized HVAC design and controls | Optimized HVAC design and controls | Optimized HVAC design and controls | Optimized HVAC design and controls | Optimized HVAC design and controls | Optimized HVAC design and controls | Optimized HVAC design and controls | Optimized HVAC design and controls | Optimized HVAC design and controls | Optimized HVAC design and controls | Optimized HVAC design and controls | Optimized HVAC design and controls | Optimized HVAC design and controls | Optimized HVAC design and controls | Optimized HVAC design and controls | Optimized HVAC design and controls | Optimized HVAC design and controls | Optimized HVAC design and controls | Optimized HVAC design and controls | Optimized HVAC design and controls | Optimized HVAC design and controls | Optimized HVAC design and controls | Optimized HVAC design and controls | Optimized HVAC design and controls | Optimized HVAC design and controls | Optimized HVAC design and controls | Optimized HVAC design and controls | Optimized HVAC design and controls | Optimized HVAC design and controls | 0.27 | 0.27 | 0.27 | 0.27 | 0.27 | 0.27 | 0.27 | 0.27 | 0.27 | 0.27 | 0.27 | 0.27 | 0.27 | 0.27 | 0.27 | 0.27 | 0.27 | 0.27 | 0.27 | 0.27 | 0.27 | 0.27 | 0.27 | 0.27 | 0.27 | 0.27 | 0.27 | 0.27 | 0.27 | 0.27 | 0.27 | 0 | 0 | 0 | 0 | 0 | 9.8032 | 9.5146 | 9.3039 | 9.1441 | 9.018 | 8.916 | 8.7966 | 8.6714 | 8.5478 | 8.4283 | 8.3225 | 8.2285 | 8.2187 | 8.162 | 8.1214 | 8.0926 | 8.068 | 8.0589 | 8.0576 | 8.0607 | 8.0658 | 8.0713 | 8.0775 | 0 | 0 | 0 | 0 | 0 | 0 | 0 | 0 | 0 | 0 | 0 | 0 | 0 | 0 | 0 | 0 | 0 | 0 | 0 | 0 | 0 | 0 | 0 | 0 | 0 | 0 | 0 | 0 | 0 | 0 | 0 | 0 | 0 | 0 | 0 | 0 | 0 | 0 | 0 | 0 | 0 | 0 | 0 | 0 | 0 | 0 | 0 | 0 | 0 | 0 | 0 | 0 | 0 | 0 | 0 | 0 | 0 | 0 | 0 | 0 | 0 | 0 | 0 | 0 | 0 | 0 | 0 | 0 | 0 | 0 | 0 | 0 | 0 | 0 | 0 | 0 | 0 | 0 | 0 | 0 | 0 | 0 | 0 | 0 | 0 | 0 | 0 | 0 | 0 | 0 | 0 | 0 | 0 | 0 | 0 | 0 | 0 | 0 | 0 | 0 | 0 | 0 | 0 | 0 | 0 | 0 | 0 | 0 | 0 | 0 | 0 | 0 | 0 | 0 | 0 | 0 | 0 | 0 | 0 | 0 | 0 | 0 | 0 | 0 | 0 | 0 | 0 | 0 | 0 | 0 | 0 | 0 | 0 | 0 | 0 | 0 | 0 | 0 | 0 | 0 | 0 | 0 | 0 | 0 | 0 | 0 | 0 | 0 | 0 | 0 | 0 | 0 | 0 | 0 | 0 | 0 | 0 | 0 | 0 | 0 | 0 | 0 | 0 | 0 | 0 | 0 | 0 | 0 | 0 | 0 | 0 | 0 | 0 | 0 | 0 | 0 | 0 | 0 | 0 | 0 | 0 | 0 | 0 | 0 | 0 | 0 | 0 | 0 | 0 | 0 | 0 | 0 | 0 | 0 | 0 | 0 | 0 | 0 | 0 | 0 | 0 | 0 | 0 | 0 | 0 | 0 | 0 | 0 | 0 | 0 | 0 | 0 | 0 | 0 | 0 | 0 | 0 | 0 | 0 | 0 | 0 | 0 | 0 | 0 | 0 | 0 | 0 | 0 | 0 | 0 | 0 | 0 | 0 | 0 | 0 | 0 | 0 | 0 | 0 | 0 | 0 | 0 | 0 | 0 | 0 | 0 | 0 | 0 | 0 | 0 | 0 | 0 | 0 | 0 | 0 | 0 | 0 | 0 | 0 | 0 | 0 | 0 | 0 | 0 | 0 | 0 | 0 | 0 | 0 | 0 | 0 | 0 | 0 | 0 | 0 | 0 | 0 | 0 | 0 | 0 | 0 | 0 | 0 | 0 | 0 | 0 | 0 | 0 | 0 | 0 | 0 | 0 | 0 | 0 | 0 | 0 | 0 | 0 | 0 | 0 | 0 | 0 | 0 | 0 | 0 | 0 | 0 | 0 | 0 | 0 | 0 | 0 | 0 | 0 | 0 | 0 | 0 | 0 | 0 | 0 | 0 | 0 | 0 | 0 | 0 | 0 | 0 | 0 | 0 | 0 | 0 | 0 | 0 | 0 | 0 | 0 | 0 | 0 | 0 | 0 | 0 | 0 | 0 | 0 | 0 | 0 | 0 | 0 | 0 | 0 | 0 | 0 | 0 | 0 | 0 | 0 | 0 | 0 | 0 | 0 | 0 | 0 | 0 | 0 | 0 | 0 | 0 | 0 | 0 | 0 | 0 | 0 | 0 | 0 | 0 | 0 | 0 | 0 | 0 | 0 | 0 | 0 | 0 | 0 | 0 | 0 | 0 | 0 | 0 | 0 | 0 | 0 | 0 | 0 | 0 | 0 | 0 | 0 | 0 | 0 | 0 | 0 | 0 | 0 | 0 | 0 | 0 | 0 | 0 | 0 | 0 | 0 | 0 | 0 | 0 | 0 | 0 | 0 | 0 | 0.19879 | 0.19894 | 0.19904 | 0.19912 | 0.19919 | 0.19924 | 0.1993 | 0.19936 | 0.19942 | 0.19948 | 0.19953 | 0.19957 | 0.1996 | 0.19964 | 0.19968 | 0.1997 | 0.19972 | 0.19972 | 0.19972 | 0.19972 | 0.19972 | 0.19972 | 0.19972 | 0 | 0 | 0 | 0.16181 | 0.16193 | 0.16201 | 0.16208 | 0.16213 | 0.16217 | 0.16222 | 0.16227 | 0.16232 | 0.16237 | 0.16241 | 0.16244 | 0.16246 | 0.1625 | 0.16253 | 0.16255 | 0.16257 | 0.16257 | 0.16257 | 0.16257 | 0.16257 | 0.16257 | 0.16257 | 0 | 0 | 0
WA_Industrial_Food Products_New_Process_Natural Gas_Commissioning_A | WA | Industrial | Food Products | New | Process | Natural Gas | Commissioning | A | IM78 | New construction code | Optimized process design and controls | 10 | 168.6012 | 0 | 0 | 0.27 | 0 | 0 | 0 | 0.1336 |  | employee | 0% | 0% | Retrofit | Retro12Med | 84.73% | TBD | 0.2% | 0.19939 |  | 0.1623 |  | 0 | DL20_COM_CX-Refrig-2021PLN-V11-3 | 2018 AMIL BUS Retro-Commissioning Initiative | U.S. Department of Energy. Lawrence Berkeley National Labs and Building Commissioning Association. https://www.bcxa.org/wp-content/uploads/2020/09/1-s2.0- S0378778819319553-main.pdf | New construction code | New construction code | New construction code | New construction code | New construction code | New construction code | New construction code | New construction code | New construction code | New construction code | New construction code | New construction code | New construction code | New construction code | New construction code | New construction code | New construction code | New construction code | New construction code | New construction code | New construction code | New construction code | New construction code | New construction code | New construction code | New construction code | New construction code | New construction code | New construction code | New construction code | New construction code | Optimized process design and controls | Optimized process design and controls | Optimized process design and controls | Optimized process design and controls | Optimized process design and controls | Optimized process design and controls | Optimized process design and controls | Optimized process design and controls | Optimized process design and controls | Optimized process design and controls | Optimized process design and controls | Optimized process design and controls | Optimized process design and controls | Optimized process design and controls | Optimized process design and controls | Optimized process design and controls | Optimized process design and controls | Optimized process design and controls | Optimized process design and controls | Optimized process design and controls | Optimized process design and controls | Optimized process design and controls | Optimized process design and controls | Optimized process design and controls | Optimized process design and controls | Optimized process design and controls | Optimized process design and controls | Optimized process design and controls | Optimized process design and controls | Optimized process design and controls | Optimized process design and controls | 0.27 | 0.27 | 0.27 | 0.27 | 0.27 | 0.27 | 0.27 | 0.27 | 0.27 | 0.27 | 0.27 | 0.27 | 0.27 | 0.27 | 0.27 | 0.27 | 0.27 | 0.27 | 0.27 | 0.27 | 0.27 | 0.27 | 0.27 | 0.27 | 0.27 | 0.27 | 0.27 | 0.27 | 0.27 | 0.27 | 0.27 | 0 | 0 | 0 | 0 | 0 | 168.6012 | 168.6012 | 168.6012 | 168.6012 | 168.6012 | 168.6012 | 168.6012 | 168.6012 | 168.6012 | 168.6012 | 168.6012 | 168.6012 | 168.6012 | 168.6012 | 168.6012 | 168.6012 | 168.6012 | 168.6012 | 168.6012 | 168.6012 | 168.6012 | 168.6012 | 168.6012 | 0 | 0 | 0 | 0 | 0 | 0 | 0 | 0 | 0 | 0 | 0 | 0 | 0 | 0 | 0 | 0 | 0 | 0 | 0 | 0 | 0 | 0 | 0 | 0 | 0 | 0 | 0 | 0 | 0 | 0 | 0 | 0 | 0 | 0 | 0 | 0 | 0 | 0 | 0 | 0 | 0 | 0 | 0 | 0 | 0 | 0 | 0 | 0 | 0 | 0 | 0 | 0 | 0 | 0 | 0 | 0 | 0 | 0 | 0 | 0 | 0 | 0 | 0 | 0 | 0 | 0 | 0 | 0 | 0 | 0 | 0 | 0 | 0 | 0 | 0 | 0 | 0 | 0 | 0 | 0 | 0 | 0 | 0 | 0 | 0 | 0 | 0 | 0 | 0 | 0 | 0 | 0 | 0 | 0 | 0 | 0 | 0 | 0 | 0 | 0 | 0 | 0 | 0 | 0 | 0 | 0 | 0 | 0 | 0 | 0 | 0 | 0 | 0 | 0 | 0 | 0 | 0 | 0 | 0 | 0 | 0 | 0 | 0 | 0 | 0 | 0 | 0 | 0 | 0 | 0 | 0 | 0 | 0 | 0 | 0 | 0 | 0 | 0 | 0 | 0 | 0 | 0 | 0 | 0 | 0 | 0 | 0 | 0 | 0 | 0 | 0 | 0 | 0 | 0 | 0 | 0 | 0 | 0 | 0 | 0 | 0 | 0 | 0 | 0 | 0 | 0 | 0 | 0 | 0 | 0 | 0 | 0 | 0 | 0 | 0 | 0 | 0 | 0 | 0 | 0 | 0 | 0 | 0 | 0 | 0 | 0 | 0 | 0 | 0 | 0 | 0 | 0 | 0 | 0 | 0 | 0 | 0 | 0 | 0 | 0 | 0 | 0 | 0 | 0 | 0 | 0 | 0 | 0 | 0 | 0 | 0 | 0 | 0 | 0 | 0 | 0 | 0 | 0 | 0 | 0 | 0 | 0 | 0 | 0 | 0 | 0 | 0 | 0 | 0 | 0 | 0 | 0 | 0 | 0 | 0 | 0 | 0 | 0 | 0 | 0 | 0 | 0 | 0 | 0 | 0 | 0 | 0 | 0 | 0 | 0 | 0 | 0 | 0 | 0 | 0 | 0 | 0 | 0 | 0 | 0 | 0 | 0 | 0 | 0 | 0 | 0 | 0 | 0 | 0 | 0 | 0 | 0 | 0 | 0 | 0 | 0 | 0 | 0 | 0 | 0 | 0 | 0 | 0 | 0 | 0 | 0 | 0 | 0 | 0 | 0 | 0 | 0 | 0 | 0 | 0 | 0 | 0 | 0 | 0 | 0 | 0 | 0 | 0 | 0 | 0 | 0 | 0 | 0 | 0 | 0 | 0 | 0 | 0 | 0 | 0 | 0 | 0 | 0 | 0 | 0 | 0 | 0 | 0 | 0 | 0 | 0 | 0 | 0 | 0 | 0 | 0 | 0 | 0 | 0 | 0 | 0 | 0 | 0 | 0 | 0 | 0 | 0 | 0 | 0 | 0 | 0 | 0 | 0 | 0 | 0 | 0 | 0 | 0 | 0 | 0 | 0 | 0 | 0 | 0 | 0 | 0 | 0 | 0 | 0 | 0 | 0 | 0 | 0 | 0 | 0 | 0 | 0 | 0 | 0 | 0 | 0 | 0 | 0 | 0 | 0 | 0 | 0 | 0 | 0 | 0 | 0 | 0 | 0 | 0 | 0 | 0 | 0 | 0 | 0 | 0 | 0 | 0 | 0 | 0 | 0 | 0 | 0 | 0 | 0 | 0 | 0 | 0 | 0 | 0 | 0 | 0 | 0 | 0 | 0 | 0 | 0 | 0 | 0 | 0 | 0.19879 | 0.19894 | 0.19904 | 0.19912 | 0.19919 | 0.19924 | 0.1993 | 0.19936 | 0.19942 | 0.19948 | 0.19953 | 0.19957 | 0.1996 | 0.19964 | 0.19968 | 0.1997 | 0.19972 | 0.19972 | 0.19972 | 0.19972 | 0.19972 | 0.19972 | 0.19972 | 0 | 0 | 0 | 0.16181 | 0.16193 | 0.16201 | 0.16208 | 0.16213 | 0.16217 | 0.16222 | 0.16227 | 0.16232 | 0.16237 | 0.16241 | 0.16244 | 0.16246 | 0.1625 | 0.16253 | 0.16255 | 0.16257 | 0.16257 | 0.16257 | 0.16257 | 0.16257 | 0.16257 | 0.16257 | 0 | 0 | 0
WA_Industrial_Food Products_New_Space Heating_Natural Gas_Retrocommissioning_A | WA | Industrial | Food Products | New | Space Heating | Natural Gas | Retrocommissioning | A | IM79 | Vintage/existing building | Optimized HVAC flow and controls | 5 | 0 | 0 | 0 | 0 | 0 | 0 | 0 | 0 |  | employee | 0% | 0% | Retrofit | RetroEven20 | 76.5% | TBD | 0.2% | 0 |  | 0 |  | 0 | COM_RCX-Heating-7PLN-v5-18 | COM_RCX-Heating-7PLN-v5-18 | n/a | Vintage/existing building | Vintage/existing building | Vintage/existing building | Vintage/existing building | Vintage/existing building | Vintage/existing building | Vintage/existing building | Vintage/existing building | Vintage/existing building | Vintage/existing building | Vintage/existing building | Vintage/existing building | Vintage/existing building | Vintage/existing building | Vintage/existing building | Vintage/existing building | Vintage/existing building | Vintage/existing building | Vintage/existing building | Vintage/existing building | Vintage/existing building | Vintage/existing building | Vintage/existing building | Vintage/existing building | Vintage/existing building | Vintage/existing building | Vintage/existing building | Vintage/existing building | Vintage/existing building | Vintage/existing building | Vintage/existing building | Optimized HVAC flow and controls | Optimized HVAC flow and controls | Optimized HVAC flow and controls | Optimized HVAC flow and controls | Optimized HVAC flow and controls | Optimized HVAC flow and controls | Optimized HVAC flow and controls | Optimized HVAC flow and controls | Optimized HVAC flow and controls | Optimized HVAC flow and controls | Optimized HVAC flow and controls | Optimized HVAC flow and controls | Optimized HVAC flow and controls | Optimized HVAC flow and controls | Optimized HVAC flow and controls | Optimized HVAC flow and controls | Optimized HVAC flow and controls | Optimized HVAC flow and controls | Optimized HVAC flow and controls | Optimized HVAC flow and controls | Optimized HVAC flow and controls | Optimized HVAC flow and controls | Optimized HVAC flow and controls | Optimized HVAC flow and controls | Optimized HVAC flow and controls | Optimized HVAC flow and controls | Optimized HVAC flow and controls | Optimized HVAC flow and controls | Optimized HVAC flow and controls | Optimized HVAC flow and controls | Optimized HVAC flow and controls | 0 | 0 | 0 | 0 | 0 | 0 | 0 | 0 | 0 | 0 | 0 | 0 | 0 | 0 | 0 | 0 | 0 | 0 | 0 | 0 | 0 | 0 | 0 | 0 | 0 | 0 | 0 | 0 | 0 | 0 | 0 | 0 | 0 | 0 | 0 | 0 | 0 | 0 | 0 | 0 | 0 | 0 | 0 | 0 | 0 | 0 | 0 | 0 | 0 | 0 | 0 | 0 | 0 | 0 | 0 | 0 | 0 | 0 | 0 | 0 | 0 | 0 | 0 | 0 | 0 | 0 | 0 | 0 | 0 | 0 | 0 | 0 | 0 | 0 | 0 | 0 | 0 | 0 | 0 | 0 | 0 | 0 | 0 | 0 | 0 | 0 | 0 | 0 | 0 | 0 | 0 | 0 | 0 | 0 | 0 | 0 | 0 | 0 | 0 | 0 | 0 | 0 | 0 | 0 | 0 | 0 | 0 | 0 | 0 | 0 | 0 | 0 | 0 | 0 | 0 | 0 | 0 | 0 | 0 | 0 | 0 | 0 | 0 | 0 | 0 | 0 | 0 | 0 | 0 | 0 | 0 | 0 | 0 | 0 | 0 | 0 | 0 | 0 | 0 | 0 | 0 | 0 | 0 | 0 | 0 | 0 | 0 | 0 | 0 | 0 | 0 | 0 | 0 | 0 | 0 | 0 | 0 | 0 | 0 | 0 | 0 | 0 | 0 | 0 | 0 | 0 | 0 | 0 | 0 | 0 | 0 | 0 | 0 | 0 | 0 | 0 | 0 | 0 | 0 | 0 | 0 | 0 | 0 | 0 | 0 | 0 | 0 | 0 | 0 | 0 | 0 | 0 | 0 | 0 | 0 | 0 | 0 | 0 | 0 | 0 | 0 | 0 | 0 | 0 | 0 | 0 | 0 | 0 | 0 | 0 | 0 | 0 | 0 | 0 | 0 | 0 | 0 | 0 | 0 | 0 | 0 | 0 | 0 | 0 | 0 | 0 | 0 | 0 | 0 | 0 | 0 | 0 | 0 | 0 | 0 | 0 | 0 | 0 | 0 | 0 | 0 | 0 | 0 | 0 | 0 | 0 | 0 | 0 | 0 | 0 | 0 | 0 | 0 | 0 | 0 | 0 | 0 | 0 | 0 | 0 | 0 | 0 | 0 | 0 | 0 | 0 | 0 | 0 | 0 | 0 | 0 | 0 | 0 | 0 | 0 | 0 | 0 | 0 | 0 | 0 | 0 | 0 | 0 | 0 | 0 | 0 | 0 | 0 | 0 | 0 | 0 | 0 | 0 | 0 | 0 | 0 | 0 | 0 | 0 | 0 | 0 | 0 | 0 | 0 | 0 | 0 | 0 | 0 | 0 | 0 | 0 | 0 | 0 | 0 | 0 | 0 | 0 | 0 | 0 | 0 | 0 | 0 | 0 | 0 | 0 | 0 | 0 | 0 | 0 | 0 | 0 | 0 | 0 | 0 | 0 | 0 | 0 | 0 | 0 | 0 | 0 | 0 | 0 | 0 | 0 | 0 | 0 | 0 | 0 | 0 | 0 | 0 | 0 | 0 | 0 | 0 | 0 | 0 | 0 | 0 | 0 | 0 | 0 | 0 | 0 | 0 | 0 | 0 | 0 | 0 | 0 | 0 | 0 | 0 | 0 | 0 | 0 | 0 | 0 | 0 | 0 | 0 | 0 | 0 | 0 | 0 | 0 | 0 | 0 | 0 | 0 | 0 | 0 | 0 | 0 | 0 | 0 | 0 | 0 | 0 | 0 | 0 | 0 | 0 | 0 | 0 | 0 | 0 | 0 | 0 | 0 | 0 | 0 | 0 | 0 | 0 | 0 | 0 | 0 | 0 | 0 | 0 | 0 | 0 | 0 | 0 | 0 | 0 | 0 | 0 | 0 | 0 | 0 | 0 | 0 | 0 | 0 | 0 | 0 | 0 | 0 | 0 | 0 | 0 | 0 | 0 | 0 | 0 | 0 | 0 | 0 | 0 | 0 | 0 | 0 | 0 | 0 | 0 | 0 | 0 | 0 | 0 | 0 | 0 | 0 | 0 | 0 | 0 | 0 | 0 | 0 | 0 | 0 | 0 | 0 | 0 | 0 | 0 | 0 | 0 | 0 | 0 | 0 | 0 | 0 | 0 | 0 | 0 | 0 | 0 | 0 | 0 | 0 | 0 | 0 | 0 | 0 | 0 | 0 | 0 | 0 | 0 | 0 | 0 | 0 | 0 | 0 | 0 | 0 | 0 | 0 | 0 | 0 | 0 | 0 | 0 | 0 | 0 | 0 | 0 | 0 | 0 | 0 | 0 | 0 | 0 | 0 | 0 | 0 | 0
WA_Industrial_Food Products_New_Process_Natural Gas_Retrocommissioning_A | WA | Industrial | Food Products | New | Process | Natural Gas | Retrocommissioning | A | IM80 | Vintage/existing building | Optimized process design and controls | 5 | 0 | 0 | 0 | 0 | 0 | 0 | 0 | 0 |  | employee | 0% | 0% | Retrofit | RetroEven20 | 76.5% | TBD | 0.2% | 0 |  | 0 |  | 0 | COM_RCX-Heating-7PLN-v5-18 | COM_RCX-Heating-7PLN-v5-18 | n/a | Vintage/existing building | Vintage/existing building | Vintage/existing building | Vintage/existing building | Vintage/existing building | Vintage/existing building | Vintage/existing building | Vintage/existing building | Vintage/existing building | Vintage/existing building | Vintage/existing building | Vintage/existing building | Vintage/existing building | Vintage/existing building | Vintage/existing building | Vintage/existing building | Vintage/existing building | Vintage/existing building | Vintage/existing building | Vintage/existing building | Vintage/existing building | Vintage/existing building | Vintage/existing building | Vintage/existing building | Vintage/existing building | Vintage/existing building | Vintage/existing building | Vintage/existing building | Vintage/existing building | Vintage/existing building | Vintage/existing building | Optimized process design and controls | Optimized process design and controls | Optimized process design and controls | Optimized process design and controls | Optimized process design and controls | Optimized process design and controls | Optimized process design and controls | Optimized process design and controls | Optimized process design and controls | Optimized process design and controls | Optimized process design and controls | Optimized process design and controls | Optimized process design and controls | Optimized process design and controls | Optimized process design and controls | Optimized process design and controls | Optimized process design and controls | Optimized process design and controls | Optimized process design and controls | Optimized process design and controls | Optimized process design and controls | Optimized process design and controls | Optimized process design and controls | Optimized process design and controls | Optimized process design and controls | Optimized process design and controls | Optimized process design and controls | Optimized process design and controls | Optimized process design and controls | Optimized process design and controls | Optimized process design and controls | 0 | 0 | 0 | 0 | 0 | 0 | 0 | 0 | 0 | 0 | 0 | 0 | 0 | 0 | 0 | 0 | 0 | 0 | 0 | 0 | 0 | 0 | 0 | 0 | 0 | 0 | 0 | 0 | 0 | 0 | 0 | 0 | 0 | 0 | 0 | 0 | 0 | 0 | 0 | 0 | 0 | 0 | 0 | 0 | 0 | 0 | 0 | 0 | 0 | 0 | 0 | 0 | 0 | 0 | 0 | 0 | 0 | 0 | 0 | 0 | 0 | 0 | 0 | 0 | 0 | 0 | 0 | 0 | 0 | 0 | 0 | 0 | 0 | 0 | 0 | 0 | 0 | 0 | 0 | 0 | 0 | 0 | 0 | 0 | 0 | 0 | 0 | 0 | 0 | 0 | 0 | 0 | 0 | 0 | 0 | 0 | 0 | 0 | 0 | 0 | 0 | 0 | 0 | 0 | 0 | 0 | 0 | 0 | 0 | 0 | 0 | 0 | 0 | 0 | 0 | 0 | 0 | 0 | 0 | 0 | 0 | 0 | 0 | 0 | 0 | 0 | 0 | 0 | 0 | 0 | 0 | 0 | 0 | 0 | 0 | 0 | 0 | 0 | 0 | 0 | 0 | 0 | 0 | 0 | 0 | 0 | 0 | 0 | 0 | 0 | 0 | 0 | 0 | 0 | 0 | 0 | 0 | 0 | 0 | 0 | 0 | 0 | 0 | 0 | 0 | 0 | 0 | 0 | 0 | 0 | 0 | 0 | 0 | 0 | 0 | 0 | 0 | 0 | 0 | 0 | 0 | 0 | 0 | 0 | 0 | 0 | 0 | 0 | 0 | 0 | 0 | 0 | 0 | 0 | 0 | 0 | 0 | 0 | 0 | 0 | 0 | 0 | 0 | 0 | 0 | 0 | 0 | 0 | 0 | 0 | 0 | 0 | 0 | 0 | 0 | 0 | 0 | 0 | 0 | 0 | 0 | 0 | 0 | 0 | 0 | 0 | 0 | 0 | 0 | 0 | 0 | 0 | 0 | 0 | 0 | 0 | 0 | 0 | 0 | 0 | 0 | 0 | 0 | 0 | 0 | 0 | 0 | 0 | 0 | 0 | 0 | 0 | 0 | 0 | 0 | 0 | 0 | 0 | 0 | 0 | 0 | 0 | 0 | 0 | 0 | 0 | 0 | 0 | 0 | 0 | 0 | 0 | 0 | 0 | 0 | 0 | 0 | 0 | 0 | 0 | 0 | 0 | 0 | 0 | 0 | 0 | 0 | 0 | 0 | 0 | 0 | 0 | 0 | 0 | 0 | 0 | 0 | 0 | 0 | 0 | 0 | 0 | 0 | 0 | 0 | 0 | 0 | 0 | 0 | 0 | 0 | 0 | 0 | 0 | 0 | 0 | 0 | 0 | 0 | 0 | 0 | 0 | 0 | 0 | 0 | 0 | 0 | 0 | 0 | 0 | 0 | 0 | 0 | 0 | 0 | 0 | 0 | 0 | 0 | 0 | 0 | 0 | 0 | 0 | 0 | 0 | 0 | 0 | 0 | 0 | 0 | 0 | 0 | 0 | 0 | 0 | 0 | 0 | 0 | 0 | 0 | 0 | 0 | 0 | 0 | 0 | 0 | 0 | 0 | 0 | 0 | 0 | 0 | 0 | 0 | 0 | 0 | 0 | 0 | 0 | 0 | 0 | 0 | 0 | 0 | 0 | 0 | 0 | 0 | 0 | 0 | 0 | 0 | 0 | 0 | 0 | 0 | 0 | 0 | 0 | 0 | 0 | 0 | 0 | 0 | 0 | 0 | 0 | 0 | 0 | 0 | 0 | 0 | 0 | 0 | 0 | 0 | 0 | 0 | 0 | 0 | 0 | 0 | 0 | 0 | 0 | 0 | 0 | 0 | 0 | 0 | 0 | 0 | 0 | 0 | 0 | 0 | 0 | 0 | 0 | 0 | 0 | 0 | 0 | 0 | 0 | 0 | 0 | 0 | 0 | 0 | 0 | 0 | 0 | 0 | 0 | 0 | 0 | 0 | 0 | 0 | 0 | 0 | 0 | 0 | 0 | 0 | 0 | 0 | 0 | 0 | 0 | 0 | 0 | 0 | 0 | 0 | 0 | 0 | 0 | 0 | 0 | 0 | 0 | 0 | 0 | 0 | 0 | 0 | 0 | 0 | 0 | 0 | 0 | 0 | 0 | 0 | 0 | 0 | 0 | 0 | 0 | 0 | 0 | 0 | 0 | 0 | 0 | 0 | 0 | 0 | 0 | 0 | 0 | 0 | 0 | 0 | 0 | 0 | 0 | 0 | 0 | 0 | 0 | 0 | 0 | 0 | 0 | 0 | 0
WA_Industrial_Agriculture_Existing_Space Heating_Natural Gas_Insulation - Roof/Ceiling_A | WA | Industrial | Agriculture | Existing | Space Heating | Natural Gas | Insulation - Roof/Ceiling | A | IM81 | R-13 | R-38 | 45 | 0.10108 | 0 | 0 | 1.11 | 0.09 | 0 | 0 | 0.55255 |  | sqft | 60% | 72% | Retrofit | Retro3Slow | 83.42% | TBD | 0.2% | 1700.4349 |  | 551.4318 |  | 2.6708 | RTF Wkbk - ComWeatherizationSchool_v3_1 | RTF Wkbk - ComWeatherizationSchool_v3_1 | Building Energy Simulation Tool | R-13 | R-13 | R-13 | R-13 | R-13 | R-13 | R-13 | R-13 | R-13 | R-13 | R-13 | R-13 | R-13 | R-13 | R-13 | R-13 | R-13 | R-13 | R-13 | R-13 | R-13 | R-13 | R-13 | R-13 | R-13 | R-13 | R-13 | R-13 | R-13 | R-13 | R-13 | R-38 | R-38 | R-38 | R-38 | R-38 | R-38 | R-38 | R-38 | R-38 | R-38 | R-38 | R-38 | R-38 | R-38 | R-38 | R-38 | R-38 | R-38 | R-38 | R-38 | R-38 | R-38 | R-38 | R-38 | R-38 | R-38 | R-38 | R-38 | R-38 | R-38 | R-38 | 1.11 | 1.11 | 1.11 | 1.11 | 1.11 | 1.11 | 1.11 | 1.11 | 1.11 | 1.11 | 1.11 | 1.11 | 1.11 | 1.11 | 1.11 | 1.11 | 1.11 | 1.11 | 1.11 | 1.11 | 1.11 | 1.11 | 1.11 | 1.11 | 1.11 | 1.11 | 1.11 | 1.11 | 1.11 | 1.11 | 1.11 | 0 | 0 | 0 | 0 | 0 | 0.099235 | 0.098354 | 0.097257 | 0.096062 | 0.094762 | 0.093349 | 0.091856 | 0.090288 | 0.088576 | 0.086788 | 0.084958 | 0.083172 | 0.081501 | 0.079915 | 0.078537 | 0.077258 | 0.076055 | 0.075037 | 0.074132 | 0.0733 | 0.0727 | 0.072177 | 0.071674 | 0 | 0 | 0 | 1.1497 | 1.9929 | 3.0474 | 4.2163 | 5.2979 | 6.0115 | 6.353 | 6.2318 | 5.6154 | 4.8327 | 3.8588 | 2.9386 | 2.1111 | 1.4361 | 0.942 | 0.58725 | 0.35052 | 0.2333 | 0 | 0 | 0 | 0 | 0 | 0 | 0 | 0 | 1.1497 | 3.1324 | 6.1449 | 10.2857 | 15.4444 | 21.2257 | 27.2392 | 33.0057 | 37.9954 | 42.0614 | 45.033 | 47.0252 | 48.1912 | 48.6898 | 48.7922 | 48.5847 | 48.1789 | 47.767 | 47.1909 | 46.6613 | 46.2793 | 45.9467 | 45.6267 | 0 | 0 | 0 | 11585.1237 | 20262.8394 | 31334.0878 | 43891.4397 | 55908.0234 | 64397.7238 | 69161.8804 | 69021.4519 | 63397.0541 | 55684.2179 | 45420.2793 | 35331.4685 | 25902.6848 | 17970.1441 | 11994.2871 | 7601.165 | 4608.801 | 3109.1738 | 0 | 0 | 0 | 0 | 0 | 0 | 0 | 0 | 11585.1237 | 31847.9632 | 63182.051 | 107073.4907 | 162981.5141 | 227379.2379 | 296541.1183 | 365562.5702 | 428959.6243 | 484643.8422 | 530064.1216 | 565395.59 | 591298.2748 | 609268.4189 | 621262.706 | 628863.8711 | 633472.672 | 636581.8458 | 636581.8458 | 636581.8458 | 636581.8458 | 636581.8458 | 636581.8458 | 636581.8458 | 636581.8458 | 636581.8458 | 0.97869 | 1.6993 | 2.6041 | 3.6113 | 4.5489 | 5.1752 | 5.4838 | 5.3939 | 4.8753 | 4.2083 | 3.3709 | 2.5747 | 1.8538 | 1.2637 | 0.83011 | 0.51819 | 0.30967 | 0.20633 | 0 | 0 | 0 | 0 | 0 | 0 | 0 | 0 | 0.97869 | 2.6708 | 5.2508 | 8.8097 | 13.2607 | 18.2729 | 23.5125 | 28.568 | 32.9877 | 36.6264 | 39.3388 | 41.2013 | 42.318 | 42.8437 | 42.997 | 42.8709 | 42.5637 | 42.2447 | 41.8027 | 41.4018 | 41.1178 | 40.8738 | 40.6463 | 0 | 0 | 0 | 9847.3552 | 17223.4135 | 26633.9747 | 37307.7237 | 47521.8199 | 54738.0652 | 58787.5983 | 58668.2342 | 53887.496 | 47331.5852 | 38607.2374 | 30031.7482 | 22017.2821 | 15274.6225 | 10195.1441 | 6460.9903 | 3917.4808 | 2642.7978 | 0 | 0 | 0 | 0 | 0 | 0 | 0 | 0 | 9847.3552 | 27070.7687 | 53704.7433 | 91012.4671 | 138534.287 | 193272.3522 | 252059.9505 | 310728.1847 | 364615.6806 | 411947.2659 | 450554.5033 | 480586.2515 | 502603.5336 | 517878.1561 | 528073.3001 | 534534.2904 | 538451.7712 | 541094.569 | 541094.569 | 541094.569 | 541094.569 | 541094.569 | 541094.569 | 541094.569 | 541094.569 | 541094.569 | 0.97921 | 1.7013 | 2.6091 | 3.6212 | 4.5654 | 5.1989 | 5.5139 | 5.4285 | 4.9117 | 4.2439 | 3.4029 | 2.6017 | 1.8752 | 1.2796 | 0.84144 | 0.52581 | 0.31457 | 0.20983 | 0 | 0 | 0 | 0 | 0 | 0 | 0 | 0 | 0.97921 | 2.674 | 5.261 | 8.834 | 13.3089 | 18.3564 | 23.6416 | 28.7515 | 33.2339 | 36.9365 | 39.713 | 41.6336 | 42.8059 | 43.3847 | 43.5835 | 43.5013 | 43.2377 | 42.9608 | 42.5288 | 42.1371 | 41.853 | 41.6089 | 41.381 | 0 | 0 | 0 | 9847.3552 | 17223.4135 | 26633.9747 | 37307.7237 | 47521.8199 | 54738.0652 | 58787.5983 | 58668.2342 | 53887.496 | 47331.5852 | 38607.2374 | 30031.7482 | 22017.2821 | 15274.6225 | 10195.1441 | 6460.9903 | 3917.4808 | 2642.7978 | 0 | 0 | 0 | 0 | 0 | 0 | 0 | 0 | 9847.3552 | 27070.7687 | 53704.7433 | 91012.4671 | 138534.287 | 193272.3522 | 252059.9505 | 310728.1847 | 364615.6806 | 411947.2659 | 450554.5033 | 480586.2515 | 502603.5336 | 517878.1561 | 528073.3001 | 534534.2904 | 538451.7712 | 541094.569 | 541094.569 | 541094.569 | 541094.569 | 541094.569 | 541094.569 | 541094.569 | 541094.569 | 541094.569 | 0.97895 | 1.6997 | 2.6047 | 3.6122 | 4.55 | 5.1765 | 5.4852 | 5.3953 | 4.8766 | 4.2093 | 3.3717 | 2.5753 | 1.8543 | 1.264 | 0.83033 | 0.51832 | 0.30975 | 0.20638 | 0 | 0 | 0 | 0 | 0 | 0 | 0 | 0 | 0.97895 | 2.6715 | 5.2522 | 8.8119 | 13.2641 | 18.2776 | 23.5185 | 28.5752 | 32.9961 | 36.6358 | 39.3489 | 41.2119 | 42.3289 | 42.8548 | 43.0082 | 42.882 | 42.5747 | 42.2557 | 41.8136 | 41.4126 | 41.1186 | 40.8746 | 40.6471 | 0 | 0 | 0 | 9847.3552 | 17223.4135 | 26633.9747 | 37307.7237 | 47521.8199 | 54738.0652 | 58787.5983 | 58668.2342 | 53887.496 | 47331.5852 | 38607.2374 | 30031.7482 | 22017.2821 | 15274.6225 | 10195.1441 | 6460.9903 | 3917.4808 | 2642.7978 | 0 | 0 | 0 | 0 | 0 | 0 | 0 | 0 | 9847.3552 | 27070.7687 | 53704.7433 | 91012.4671 | 138534.287 | 193272.3522 | 252059.9505 | 310728.1847 | 364615.6806 | 411947.2659 | 450554.5033 | 480586.2515 | 502603.5336 | 517878.1561 | 528073.3001 | 534534.2904 | 538451.7712 | 541094.569 | 541094.569 | 541094.569 | 541094.569 | 541094.569 | 541094.569 | 541094.569 | 541094.569 | 541094.569 | 1607.8908 | 1615.7897 | 1625.6679 | 1636.2463 | 1647.4696 | 1659.0052 | 1671.0313 | 1683.1648 | 1695.4248 | 1708.8727 | 1721.4938 | 1734.1485 | 1746.0565 | 1757.3066 | 1768.4096 | 1779.0285 | 1790.0107 | 1800.0412 | 1809.6237 | 1818.8327 | 1827.4393 | 1835.4792 | 1842.9868 | 0 | 0 | 0 | 521.4208 | 523.9824 | 527.1858 | 530.6162 | 534.2558 | 537.9967 | 541.8966 | 545.8313 | 549.8071 | 554.1681 | 558.261 | 562.3648 | 566.2264 | 569.8747 | 573.4753 | 576.9189 | 580.4803 | 583.733 | 586.8405 | 589.8269 | 592.6179 | 595.2252 | 597.6598 | 0 | 0 | 0
WA_Industrial_Agriculture_Existing_Space Heating_Natural Gas_Insulation - Wall Cavity_A | WA | Industrial | Agriculture | Existing | Space Heating | Natural Gas | Insulation - Wall Cavity | A | IM82 | R-11 or less | R-21 | 45 | 0.018204 | 0 | 0 | 0.36 | 0.02 | 0 | 0 | 0.1823 |  | sqft | 60% | 72% | Retrofit | Retro3Slow | 83.42% | TBD | 0.2% | 2395.312 |  | 993.0672 |  | 0.4794 | RTF Wkbk - ComWeatherizationSchool_v4_0 | RTF Wkbk - ComWeatherizationSchool_v4_0 | Building Energy Simulation Tool | R-11 or less | R-11 or less | R-11 or less | R-11 or less | R-11 or less | R-11 or less | R-11 or less | R-11 or less | R-11 or less | R-11 or less | R-11 or less | R-11 or less | R-11 or less | R-11 or less | R-11 or less | R-11 or less | R-11 or less | R-11 or less | R-11 or less | R-11 or less | R-11 or less | R-11 or less | R-11 or less | R-11 or less | R-11 or less | R-11 or less | R-11 or less | R-11 or less | R-11 or less | R-11 or less | R-11 or less | R-21 | R-21 | R-21 | R-21 | R-21 | R-21 | R-21 | R-21 | R-21 | R-21 | R-21 | R-21 | R-21 | R-21 | R-21 | R-21 | R-21 | R-21 | R-21 | R-21 | R-21 | R-21 | R-21 | R-21 | R-21 | R-21 | R-21 | R-21 | R-21 | R-21 | R-21 | 0.36 | 0.36 | 0.36 | 0.36 | 0.36 | 0.36 | 0.36 | 0.36 | 0.36 | 0.36 | 0.36 | 0.36 | 0.36 | 0.36 | 0.36 | 0.36 | 0.36 | 0.36 | 0.36 | 0.36 | 0.36 | 0.36 | 0.36 | 0.36 | 0.36 | 0.36 | 0.36 | 0.36 | 0.36 | 0.36 | 0.36 | 0 | 0 | 0 | 0 | 0 | 0.017846 | 0.017644 | 0.017381 | 0.017077 | 0.016732 | 0.016349 | 0.015949 | 0.01554 | 0.01511 | 0.014702 | 0.014297 | 0.013931 | 0.013598 | 0.013291 | 0.013041 | 0.012811 | 0.012598 | 0.01242 | 0.012266 | 0.012124 | 0.012022 | 0.011933 | 0.011847 | 0 | 0 | 0 | 0.20674 | 0.35751 | 0.5446 | 0.74952 | 0.93548 | 1.0528 | 1.103 | 1.0726 | 0.95791 | 0.81865 | 0.64936 | 0.49219 | 0.35222 | 0.23884 | 0.15642 | 0.097375 | 0.058064 | 0.038616 | 0 | 0 | 0 | 0 | 0 | 0 | 0 | 0 | 0.20674 | 0.56192 | 1.0981 | 1.8285 | 2.7271 | 3.7174 | 4.7294 | 5.6807 | 6.4815 | 7.125 | 7.5782 | 7.8764 | 8.0404 | 8.0978 | 8.1021 | 8.0561 | 7.9808 | 7.9063 | 7.8083 | 7.7182 | 7.653 | 7.5963 | 7.5418 | 0 | 0 | 0 | 11585.1237 | 20262.8394 | 31334.0878 | 43891.4397 | 55908.0234 | 64397.7238 | 69161.8804 | 69021.4519 | 63397.0541 | 55684.2179 | 45420.2793 | 35331.4685 | 25902.6848 | 17970.1441 | 11994.2871 | 7601.165 | 4608.801 | 3109.1738 | 0 | 0 | 0 | 0 | 0 | 0 | 0 | 0 | 11585.1237 | 31847.9632 | 63182.051 | 107073.4907 | 162981.5141 | 227379.2379 | 296541.1183 | 365562.5702 | 428959.6243 | 484643.8422 | 530064.1216 | 565395.59 | 591298.2748 | 609268.4189 | 621262.706 | 628863.8711 | 633472.672 | 636581.8458 | 636581.8458 | 636581.8458 | 636581.8458 | 636581.8458 | 636581.8458 | 636581.8458 | 636581.8458 | 636581.8458 | 0.17604 | 0.30501 | 0.46591 | 0.64322 | 0.80561 | 0.91021 | 0.95744 | 0.93481 | 0.83861 | 0.71961 | 0.57322 | 0.4361 | 0.31298 | 0.21277 | 0.13959 | 0.087031 | 0.051966 | 0.034602 | 0 | 0 | 0 | 0 | 0 | 0 | 0 | 0 | 0.17604 | 0.4794 | 0.93946 | 1.5691 | 2.3485 | 3.2138 | 4.1051 | 4.9511 | 5.6742 | 6.2631 | 6.6896 | 6.9787 | 7.1445 | 7.2139 | 7.2302 | 7.2003 | 7.1427 | 7.0845 | 7.0083 | 6.9392 | 6.8902 | 6.8479 | 6.8086 | 0 | 0 | 0 | 9847.3552 | 17223.4135 | 26633.9747 | 37307.7237 | 47521.8199 | 54738.0652 | 58787.5983 | 58668.2342 | 53887.496 | 47331.5852 | 38607.2374 | 30031.7482 | 22017.2821 | 15274.6225 | 10195.1441 | 6460.9903 | 3917.4808 | 2642.7978 | 0 | 0 | 0 | 0 | 0 | 0 | 0 | 0 | 9847.3552 | 27070.7687 | 53704.7433 | 91012.4671 | 138534.287 | 193272.3522 | 252059.9505 | 310728.1847 | 364615.6806 | 411947.2659 | 450554.5033 | 480586.2515 | 502603.5336 | 517878.1561 | 528073.3001 | 534534.2904 | 538451.7712 | 541094.569 | 541094.569 | 541094.569 | 541094.569 | 541094.569 | 541094.569 | 541094.569 | 541094.569 | 541094.569 | 0.17614 | 0.30539 | 0.46687 | 0.64509 | 0.80869 | 0.91457 | 0.96294 | 0.94109 | 0.84515 | 0.72597 | 0.57891 | 0.44087 | 0.31674 | 0.21557 | 0.14157 | 0.088363 | 0.052822 | 0.035212 | 0 | 0 | 0 | 0 | 0 | 0 | 0 | 0 | 0.17614 | 0.48 | 0.94139 | 1.5737 | 2.3575 | 3.2292 | 4.1287 | 4.9844 | 5.7185 | 6.3184 | 6.756 | 7.055 | 7.2304 | 7.3088 | 7.3329 | 7.3105 | 7.2603 | 7.2093 | 7.135 | 7.0677 | 7.0185 | 6.9762 | 6.9368 | 0 | 0 | 0 | 9847.3552 | 17223.4135 | 26633.9747 | 37307.7237 | 47521.8199 | 54738.0652 | 58787.5983 | 58668.2342 | 53887.496 | 47331.5852 | 38607.2374 | 30031.7482 | 22017.2821 | 15274.6225 | 10195.1441 | 6460.9903 | 3917.4808 | 2642.7978 | 0 | 0 | 0 | 0 | 0 | 0 | 0 | 0 | 9847.3552 | 27070.7687 | 53704.7433 | 91012.4671 | 138534.287 | 193272.3522 | 252059.9505 | 310728.1847 | 364615.6806 | 411947.2659 | 450554.5033 | 480586.2515 | 502603.5336 | 517878.1561 | 528073.3001 | 534534.2904 | 538451.7712 | 541094.569 | 541094.569 | 541094.569 | 541094.569 | 541094.569 | 541094.569 | 541094.569 | 541094.569 | 541094.569 | 0 | 0 | 0 | 0 | 0 | 0 | 0 | 0 | 0 | 0 | 0 | 0 | 0 | 0 | 0 | 0 | 0 | 0 | 0 | 0 | 0 | 0 | 0 | 0 | 0 | 0 | 0 | 0 | 0 | 0 | 0 | 0 | 0 | 0 | 0 | 0 | 0 | 0 | 0 | 0 | 0 | 0 | 0 | 0 | 0 | 0 | 0 | 0 | 0 | 0 | 0 | 0 | 0 | 0 | 0 | 0 | 0 | 0 | 0 | 0 | 0 | 0 | 0 | 0 | 0 | 0 | 0 | 0 | 0 | 0 | 0 | 0 | 0 | 0 | 0 | 0 | 0 | 0 | 0 | 0 | 0 | 0 | 0 | 0 | 0 | 0 | 0 | 0 | 0 | 0 | 0 | 0 | 0 | 0 | 0 | 0 | 0 | 0 | 0 | 0 | 0 | 0 | 0 | 0 | 2264.95 | 2276.0768 | 2289.9918 | 2304.893 | 2320.7026 | 2336.9523 | 2353.8928 | 2370.9845 | 2388.2546 | 2407.1979 | 2424.9766 | 2442.8026 | 2459.5768 | 2475.4241 | 2491.0644 | 2506.0226 | 2521.4927 | 2535.6221 | 2549.1204 | 2562.0927 | 2574.2163 | 2585.5417 | 2596.1174 | 0 | 0 | 0 | 939.0207 | 943.6337 | 949.4027 | 955.5806 | 962.1351 | 968.872 | 975.8953 | 982.9813 | 990.1413 | 997.995 | 1005.3658 | 1012.7562 | 1019.7106 | 1026.2807 | 1032.765 | 1038.9665 | 1045.3802 | 1051.238 | 1056.8343 | 1062.2125 | 1067.2387 | 1071.9341 | 1076.3187 | 0 | 0 | 0
WA_Industrial_Agriculture_Existing_Space Heating_Natural Gas_Insulation - Ducting_A | WA | Industrial | Agriculture | Existing | Space Heating | Natural Gas | Insulation - Ducting | A | IM83 | ~2°F thermal losses | 50% reduction in thermal losses | 20 | 0.0016852 | 0 | 0 | 1.52 | 0 | 0 | 0 | 0.76105 |  | sqft | 40% | 60% | Retrofit | Retro5Med | 85.36% | TBD | 0.2% | 92900.7848 |  | 67826.1227 |  | 0.014742 | MA TRM - 2019-2021 - COM-HVAC-DI | MEMD - MMD8.25.01.FESH23.v01 | Building Energy Simulation Tool | ~2°F thermal losses | ~2°F thermal losses | ~2°F thermal losses | ~2°F thermal losses | ~2°F thermal losses | ~2°F thermal losses | ~2°F thermal losses | ~2°F thermal losses | ~2°F thermal losses | ~2°F thermal losses | ~2°F thermal losses | ~2°F thermal losses | ~2°F thermal losses | ~2°F thermal losses | ~2°F thermal losses | ~2°F thermal losses | ~2°F thermal losses | ~2°F thermal losses | ~2°F thermal losses | ~2°F thermal losses | ~2°F thermal losses | ~2°F thermal losses | ~2°F thermal losses | ~2°F thermal losses | ~2°F thermal losses | ~2°F thermal losses | ~2°F thermal losses | ~2°F thermal losses | ~2°F thermal losses | ~2°F thermal losses | ~2°F thermal losses | 50% reduction in thermal losses | 50% reduction in thermal losses | 50% reduction in thermal losses | 50% reduction in thermal losses | 50% reduction in thermal losses | 50% reduction in thermal losses | 50% reduction in thermal losses | 50% reduction in thermal losses | 50% reduction in thermal losses | 50% reduction in thermal losses | 50% reduction in thermal losses | 50% reduction in thermal losses | 50% reduction in thermal losses | 50% reduction in thermal losses | 50% reduction in thermal losses | 50% reduction in thermal losses | 50% reduction in thermal losses | 50% reduction in thermal losses | 50% reduction in thermal losses | 50% reduction in thermal losses | 50% reduction in thermal losses | 50% reduction in thermal losses | 50% reduction in thermal losses | 50% reduction in thermal losses | 50% reduction in thermal losses | 50% reduction in thermal losses | 50% reduction in thermal losses | 50% reduction in thermal losses | 50% reduction in thermal losses | 50% reduction in thermal losses | 50% reduction in thermal losses | 1.52 | 1.52 | 1.52 | 1.52 | 1.52 | 1.52 | 1.52 | 1.52 | 1.52 | 1.52 | 1.52 | 1.52 | 1.52 | 1.52 | 1.52 | 1.52 | 1.52 | 1.52 | 1.52 | 1.52 | 1.52 | 1.52 | 1.52 | 1.52 | 1.52 | 1.52 | 1.52 | 1.52 | 1.52 | 1.52 | 1.52 | 0 | 0 | 0 | 0 | 0 | 0.001619 | 0.0015901 | 0.0015534 | 0.0015133 | 0.0014701 | 0.0014239 | 0.0013771 | 0.001331 | 0.0012841 | 0.001241 | 0.0011994 | 0.0011625 | 0.0011288 | 0.0010975 | 0.0010716 | 0.0010473 | 0.0010249 | 0.0010047 | 0.00098674 | 0.00097001 | 0.00095869 | 0.00094859 | 0.00093894 | 0.00131 | 0.0013019 | 0.0012943 | 0.0078942 | 0.0095145 | 0.011307 | 0.012794 | 0.014188 | 0.015862 | 0.016783 | 0.016538 | 0.014797 | 0.01234 | 0.0091402 | 0.005864 | 0.0032894 | 0.0015262 | 0.00063122 | 0.00022339 | 6.8023e-05 | 1.448e-05 | 2.3297e-06 | 2.7403e-07 | 0 | 0 | 0 | 0 | 0 | 0 | 0.0078942 | 0.017268 | 0.028176 | 0.040243 | 0.053282 | 0.067467 | 0.082035 | 0.095828 | 0.10725 | 0.11599 | 0.12124 | 0.12337 | 0.12308 | 0.1212 | 0.11897 | 0.11649 | 0.11407 | 0.11184 | 0.10984 | 0.10798 | 0.10672 | 0.10559 | 0.10452 | 0 | 0 | 0 | 4875.869 | 5983.5037 | 7278.8767 | 8454.1972 | 9651.0561 | 11139.9591 | 12187.3129 | 12424.9218 | 11523.0628 | 9942.8663 | 7620.8354 | 5044.2851 | 2914.1983 | 1390.6166 | 589.0347 | 213.3087 | 66.3689 | 14.4127 | 2.361 | 0.28251 | 0 | 0 | 0 | 0 | 0 | 0 | 4875.869 | 10859.3726 | 18138.2493 | 26592.4465 | 36243.5026 | 47383.4617 | 59570.7746 | 71995.6964 | 83518.7592 | 93461.6255 | 101082.4609 | 106126.746 | 109040.9443 | 110431.5609 | 111020.5957 | 111233.9044 | 111300.2733 | 111314.686 | 111317.047 | 111317.3295 | 111317.3295 | 111317.3295 | 111317.3295 | 111317.3295 | 111317.3295 | 111317.3295 | 0.006724 | 0.008123 | 0.0096842 | 0.010997 | 0.012244 | 0.013749 | 0.014615 | 0.014468 | 0.013011 | 0.0109 | 0.0081127 | 0.0052267 | 0.0029418 | 0.0013691 | 0.00056742 | 0.00020121 | 6.1375e-05 | 1.3085e-05 | 2.1096e-06 | 2.4865e-07 | 0 | 0 | 0 | 0 | 0 | 0 | 0.006724 | 0.014742 | 0.024132 | 0.034591 | 0.045981 | 0.058482 | 0.071435 | 0.083835 | 0.094305 | 0.10246 | 0.10761 | 0.10996 | 0.11007 | 0.10872 | 0.10695 | 0.10492 | 0.10292 | 0.10106 | 0.099462 | 0.097976 | 0.096969 | 0.096075 | 0.095237 | 0 | 0 | 0 | 4144.4886 | 5085.9781 | 6187.0452 | 7186.0676 | 8203.3977 | 9468.9652 | 10359.216 | 10561.1835 | 9794.6034 | 8451.4364 | 6477.7101 | 4287.6423 | 2477.0685 | 1182.0241 | 500.6795 | 181.3124 | 56.4136 | 12.2508 | 2.0068 | 0.24013 | 0 | 0 | 0 | 0 | 0 | 0 | 4144.4886 | 9230.4667 | 15417.5119 | 22603.5795 | 30806.9772 | 40275.9424 | 50635.1584 | 61196.3419 | 70990.9453 | 79442.3817 | 85920.0918 | 90207.7341 | 92684.8027 | 93866.8268 | 94367.5063 | 94548.8187 | 94605.2323 | 94617.4831 | 94619.4899 | 94619.73 | 94619.73 | 94619.73 | 94619.73 | 94619.73 | 94619.73 | 94619.73 | 0 | 0 | 0 | 0 | 0 | 0 | 0 | 0 | 0 | 0 | 0 | 0 | 0 | 0 | 0 | 0 | 0 | 0 | 0 | 0 | 0 | 0 | 0 | 0 | 0 | 0 | 0 | 0 | 0 | 0 | 0 | 0 | 0 | 0 | 0 | 0 | 0 | 0 | 0 | 0 | 0 | 0 | 0 | 0 | 0 | 0 | 0 | 0 | 0 | 0 | 0 | 0 | 0 | 0 | 0 | 0 | 0 | 0 | 0 | 0 | 0 | 0 | 0 | 0 | 0 | 0 | 0 | 0 | 0 | 0 | 0 | 0 | 0 | 0 | 0 | 0 | 0 | 0 | 0 | 0 | 0 | 0 | 0 | 0 | 0 | 0 | 0 | 0 | 0 | 0 | 0 | 0 | 0 | 0 | 0 | 0 | 0 | 0 | 0 | 0 | 0 | 0 | 0 | 0 | 0 | 0 | 0 | 0 | 0 | 0 | 0 | 0 | 0 | 0 | 0 | 0 | 0 | 0 | 0 | 0 | 0 | 0 | 0 | 0 | 0 | 0 | 0 | 0 | 0 | 0 | 0 | 0 | 0 | 0 | 0 | 0 | 0 | 0 | 0 | 0 | 0 | 0 | 0 | 0 | 0 | 0 | 0 | 0 | 0 | 0 | 0 | 0 | 0 | 0 | 0 | 0 | 0 | 0 | 0 | 0 | 0 | 0 | 0 | 0 | 0 | 0 | 0 | 0 | 0 | 0 | 0 | 0 | 0 | 0 | 0 | 0 | 0 | 0 | 0 | 0 | 0 | 0 | 0 | 0 | 0 | 0 | 0 | 0 | 0 | 0 | 0 | 0 | 0 | 0 | 0 | 0 | 0 | 0 | 0 | 0 | 0 | 0 | 0 | 0 | 0 | 0 | 0 | 0 | 84863.365 | 85636.2898 | 86640.1016 | 87683.2795 | 88756.1653 | 89831.4423 | 90923.8694 | 91976.5885 | 92989.8962 | 94035.2852 | 94968.9433 | 95867.0471 | 96725.6896 | 97547.9937 | 98393.9839 | 99227.8908 | 100071.4039 | 100955.7537 | 101820.0685 | 102665.8439 | 103470.8503 | 104236.4171 | 104963.9046 | 105654.6936 | 106310.1751 | 106931.742 | 61958.0665 | 62522.3728 | 63255.2478 | 64016.8637 | 64800.1691 | 65585.2202 | 66382.7926 | 67151.3743 | 67891.1823 | 68654.4124 | 69336.0688 | 69991.7672 | 70618.6552 | 71219.0129 | 71836.6636 | 72445.4924 | 73061.3346 | 73706.9913 | 74338.0207 | 74955.5146 | 75543.2433 | 76102.1775 | 76633.3104 | 77137.6499 | 77616.2117 | 78070.0128
WA_Industrial_Agriculture_Existing_Space Heating_Natural Gas_HVAC - Duct Repair and Sealing_A | WA | Industrial | Agriculture | Existing | Space Heating | Natural Gas | HVAC - Duct Repair and Sealing | A | IM84 | Poorly sealed/leaky ducts | 30% reduced duct leaking | 20 | 0.0039673 | 0 | 0 | 0.07 | 0 | 0 | 0 | 0.035 |  | sqft | 15% | 50% | Retrofit | RetroEven20 | 76.5% | TBD | 0.2% | 2048.2895 |  | 1326.8113 |  | 0.063664 | MA TRM - 2019-2021 - COM-HVAC-DS | RS Means Cost Calculator 2019 IRP DSM TRM Extract | Building Energy Simulation Tool | Poorly sealed/leaky ducts | Poorly sealed/leaky ducts | Poorly sealed/leaky ducts | Poorly sealed/leaky ducts | Poorly sealed/leaky ducts | Poorly sealed/leaky ducts | Poorly sealed/leaky ducts | Poorly sealed/leaky ducts | Poorly sealed/leaky ducts | Poorly sealed/leaky ducts | Poorly sealed/leaky ducts | Poorly sealed/leaky ducts | Poorly sealed/leaky ducts | Poorly sealed/leaky ducts | Poorly sealed/leaky ducts | Poorly sealed/leaky ducts | Poorly sealed/leaky ducts | Poorly sealed/leaky ducts | Poorly sealed/leaky ducts | Poorly sealed/leaky ducts | Poorly sealed/leaky ducts | Poorly sealed/leaky ducts | Poorly sealed/leaky ducts | Poorly sealed/leaky ducts | Poorly sealed/leaky ducts | Poorly sealed/leaky ducts | Poorly sealed/leaky ducts | Poorly sealed/leaky ducts | Poorly sealed/leaky ducts | Poorly sealed/leaky ducts | Poorly sealed/leaky ducts | 30% reduced duct leaking | 30% reduced duct leaking | 30% reduced duct leaking | 30% reduced duct leaking | 30% reduced duct leaking | 30% reduced duct leaking | 30% reduced duct leaking | 30% reduced duct leaking | 30% reduced duct leaking | 30% reduced duct leaking | 30% reduced duct leaking | 30% reduced duct leaking | 30% reduced duct leaking | 30% reduced duct leaking | 30% reduced duct leaking | 30% reduced duct leaking | 30% reduced duct leaking | 30% reduced duct leaking | 30% reduced duct leaking | 30% reduced duct leaking | 30% reduced duct leaking | 30% reduced duct leaking | 30% reduced duct leaking | 30% reduced duct leaking | 30% reduced duct leaking | 30% reduced duct leaking | 30% reduced duct leaking | 30% reduced duct leaking | 30% reduced duct leaking | 30% reduced duct leaking | 30% reduced duct leaking | 0.07 | 0.07 | 0.07 | 0.07 | 0.07 | 0.07 | 0.07 | 0.07 | 0.07 | 0.07 | 0.07 | 0.07 | 0.07 | 0.07 | 0.07 | 0.07 | 0.07 | 0.07 | 0.07 | 0.07 | 0.07 | 0.07 | 0.07 | 0.07 | 0.07 | 0.07 | 0.07 | 0.07 | 0.07 | 0.07 | 0.07 | 0 | 0 | 0 | 0 | 0 | 0.0038204 | 0.0037616 | 0.0036851 | 0.0036011 | 0.0035099 | 0.0034122 | 0.0033127 | 0.0032141 | 0.0031138 | 0.0030199 | 0.0029295 | 0.0028486 | 0.002775 | 0.0027069 | 0.00265 | 0.0025968 | 0.002548 | 0.002504 | 0.0024651 | 0.002429 | 0.002401 | 0.0023761 | 0.0023523 | 0.0030839 | 0.0030649 | 0.0030471 | 0.037905 | 0.037302 | 0.036328 | 0.035518 | 0.034647 | 0.033256 | 0.032197 | 0.031176 | 0.029723 | 0.028937 | 0.027803 | 0.027039 | 0.026207 | 0.025336 | 0.024833 | 0.024234 | 0.023686 | 0.023192 | 0.022754 | 0.02235 | 0 | 0 | 0 | 0 | 0 | 0 | 0.037905 | 0.074624 | 0.10943 | 0.14246 | 0.1735 | 0.20192 | 0.22823 | 0.25262 | 0.27446 | 0.29511 | 0.31408 | 0.33245 | 0.35006 | 0.36681 | 0.38393 | 0.40046 | 0.41662 | 0.43262 | 0.44865 | 0.46443 | 0.45909 | 0.45433 | 0.44977 | 0 | 0 | 0 | 9921.8264 | 9916.3809 | 9857.9004 | 9863.23 | 9871.3857 | 9746.0293 | 9719.3966 | 9699.662 | 9545.6347 | 9582.0803 | 9490.7027 | 9491.9343 | 9444.161 | 9359.9197 | 9371.007 | 9332.2556 | 9295.9594 | 9262.0882 | 9230.6127 | 9201.5044 | 0 | 0 | 0 | 0 | 0 | 0 | 9921.8264 | 19838.2072 | 29696.1077 | 39559.3377 | 49430.7234 | 59176.7527 | 68896.1493 | 78595.8113 | 88141.4461 | 97723.5264 | 107214.2291 | 116706.1634 | 126150.3244 | 135510.2441 | 144881.2511 | 154213.5067 | 163509.4661 | 172771.5543 | 182002.167 | 191203.6714 | 191203.6714 | 191203.6714 | 191203.6714 | 191203.6714 | 191203.6714 | 191203.6714 | 0.032275 | 0.031823 | 0.031078 | 0.03048 | 0.029836 | 0.02875 | 0.027946 | 0.02717 | 0.02602 | 0.025435 | 0.024541 | 0.023956 | 0.023285 | 0.022569 | 0.022158 | 0.021657 | 0.021197 | 0.020779 | 0.020421 | 0.020092 | 0 | 0 | 0 | 0 | 0 | 0 | 0.032275 | 0.063664 | 0.093619 | 0.12225 | 0.14941 | 0.17457 | 0.1981 | 0.22016 | 0.24026 | 0.2594 | 0.27723 | 0.29454 | 0.31103 | 0.32675 | 0.34258 | 0.35788 | 0.37283 | 0.3876 | 0.40264 | 0.4175 | 0.41327 | 0.40952 | 0.406 | 0 | 0 | 0 | 8433.5524 | 8428.9238 | 8379.2154 | 8383.7455 | 8390.6779 | 8284.1249 | 8261.4871 | 8244.7127 | 8113.7895 | 8144.7683 | 8067.0973 | 8068.1442 | 8027.5369 | 7955.9317 | 7965.3559 | 7932.4173 | 7901.5655 | 7872.775 | 7846.0208 | 7821.2787 | 0 | 0 | 0 | 0 | 0 | 0 | 8433.5524 | 16862.4762 | 25241.6915 | 33625.437 | 42016.1149 | 50300.2398 | 58561.7269 | 66806.4396 | 74920.2292 | 83064.9974 | 91132.0947 | 99200.2389 | 107227.7757 | 115183.7075 | 123149.0634 | 131081.4807 | 138983.0462 | 146855.8212 | 154701.8419 | 162523.1207 | 162523.1207 | 162523.1207 | 162523.1207 | 162523.1207 | 162523.1207 | 162523.1207 | 0 | 0 | 0 | 0 | 0 | 0 | 0 | 0 | 0 | 0 | 0 | 0 | 0 | 0 | 0 | 0 | 0 | 0 | 0 | 0 | 0 | 0 | 0 | 0 | 0 | 0 | 0 | 0 | 0 | 0 | 0 | 0 | 0 | 0 | 0 | 0 | 0 | 0 | 0 | 0 | 0 | 0 | 0 | 0 | 0 | 0 | 0 | 0 | 0 | 0 | 0 | 0 | 0 | 0 | 0 | 0 | 0 | 0 | 0 | 0 | 0 | 0 | 0 | 0 | 0 | 0 | 0 | 0 | 0 | 0 | 0 | 0 | 0 | 0 | 0 | 0 | 0 | 0 | 0 | 0 | 0 | 0 | 0 | 0 | 0 | 0 | 0 | 0 | 0 | 0 | 0 | 0 | 0 | 0 | 0 | 0 | 0 | 0 | 0 | 0 | 0 | 0 | 0 | 0 | 0 | 0 | 0 | 0 | 0 | 0 | 0 | 0 | 0 | 0 | 0 | 0 | 0 | 0 | 0 | 0 | 0 | 0 | 0 | 0 | 0 | 0 | 0 | 0 | 0 | 0 | 0 | 0 | 0 | 0 | 0 | 0 | 0 | 0 | 0 | 0 | 0 | 0 | 0 | 0 | 0 | 0 | 0 | 0 | 0 | 0 | 0 | 0 | 0 | 0 | 0 | 0 | 0 | 0 | 0 | 0 | 0 | 0 | 0 | 0 | 0 | 0 | 0 | 0 | 0 | 0 | 0 | 0 | 0 | 0 | 0 | 0 | 0 | 0 | 0 | 0 | 0 | 0 | 0 | 0 | 0 | 0 | 0 | 0 | 0 | 0 | 0 | 0 | 0 | 0 | 0 | 0 | 0 | 0 | 0 | 0 | 0 | 0 | 0 | 0 | 0 | 0 | 0 | 0 | 1871.0793 | 1888.1209 | 1910.2531 | 1933.2532 | 1956.9083 | 1980.6162 | 2004.7022 | 2027.9127 | 2050.2542 | 2073.3031 | 2093.8885 | 2113.6901 | 2132.6215 | 2150.7518 | 2169.4043 | 2187.7904 | 2206.3883 | 2225.8866 | 2244.9431 | 2263.5909 | 2281.3398 | 2298.2191 | 2314.2588 | 2329.4895 | 2343.9416 | 2357.646 | 1212.0207 | 1223.0596 | 1237.3961 | 1252.2948 | 1267.6178 | 1282.9749 | 1298.577 | 1313.6119 | 1328.084 | 1343.0143 | 1356.3488 | 1369.1756 | 1381.4387 | 1393.1829 | 1405.2653 | 1417.1752 | 1429.2223 | 1441.8526 | 1454.1968 | 1466.2762 | 1477.7733 | 1488.7071 | 1499.0971 | 1508.963 | 1518.3246 | 1527.2018
WA_Industrial_Agriculture_Existing_Space Heating_Natural Gas_Windows - High Efficiency_A | WA | Industrial | Agriculture | Existing | Space Heating | Natural Gas | Windows - High Efficiency | A | IM85 | U-.5 or worse | U-.22 or better | 45 | 0.0057775 | 0 | 0 | 0.23 | 0.01 | 0 | 0 | 0.11455 |  | sqft | 45% | 100% | Retrofit | Retro1Slow | 81.8% | TBD | 0.2% | 3978.3028 |  | 1999.1511 |  | 0.11167 | RTF Wkbk - ComWeatherizationSchool_v3_1 | RTF Wkbk - ComWeatherizationSchool_v3_1 | Building Energy Simulation Tool | U-.5 or worse | U-.5 or worse | U-.5 or worse | U-.5 or worse | U-.5 or worse | U-.5 or worse | U-.5 or worse | U-.5 or worse | U-.5 or worse | U-.5 or worse | U-.5 or worse | U-.5 or worse | U-.5 or worse | U-.5 or worse | U-.5 or worse | U-.5 or worse | U-.5 or worse | U-.5 or worse | U-.5 or worse | U-.5 or worse | U-.5 or worse | U-.5 or worse | U-.5 or worse | U-.5 or worse | U-.5 or worse | U-.5 or worse | U-.5 or worse | U-.5 or worse | U-.5 or worse | U-.5 or worse | U-.5 or worse | U-.22 or better | U-.22 or better | U-.22 or better | U-.22 or better | U-.22 or better | U-.22 or better | U-.22 or better | U-.22 or better | U-.22 or better | U-.22 or better | U-.22 or better | U-.22 or better | U-.22 or better | U-.22 or better | U-.22 or better | U-.22 or better | U-.22 or better | U-.22 or better | U-.22 or better | U-.22 or better | U-.22 or better | U-.22 or better | U-.22 or better | U-.22 or better | U-.22 or better | U-.22 or better | U-.22 or better | U-.22 or better | U-.22 or better | U-.22 or better | U-.22 or better | 0.23 | 0.23 | 0.23 | 0.23 | 0.23 | 0.23 | 0.23 | 0.23 | 0.23 | 0.23 | 0.23 | 0.23 | 0.23 | 0.23 | 0.23 | 0.23 | 0.23 | 0.23 | 0.23 | 0.23 | 0.23 | 0.23 | 0.23 | 0.23 | 0.23 | 0.23 | 0.23 | 0.23 | 0.23 | 0.23 | 0.23 | 0 | 0 | 0 | 0 | 0 | 0.0056506 | 0.0055728 | 0.0054745 | 0.0053625 | 0.005237 | 0.0050979 | 0.0049544 | 0.004809 | 0.0046567 | 0.0045152 | 0.0043745 | 0.0042488 | 0.004134 | 0.0040278 | 0.003942 | 0.0038618 | 0.0037882 | 0.0037253 | 0.0036706 | 0.0036199 | 0.0035887 | 0.0035615 | 0.0035355 | 0 | 0 | 0 | 0.04424 | 0.087168 | 0.15114 | 0.24096 | 0.35748 | 0.49205 | 0.64871 | 0.81463 | 0.96015 | 1.102 | 1.1864 | 1.2261 | 1.1919 | 1.0849 | 0.93466 | 0.75411 | 0.56348 | 0.38223 | 0.23979 | 0.15374 | 0 | 0 | 0 | 0 | 0 | 0 | 0.04424 | 0.1308 | 0.27963 | 0.51487 | 0.8603 | 1.3295 | 1.9408 | 2.6985 | 3.5732 | 4.5666 | 5.6107 | 6.6756 | 7.6871 | 8.5745 | 9.3265 | 9.891 | 10.2658 | 10.4778 | 10.5635 | 10.5714 | 10.4804 | 10.401 | 10.3248 | 0 | 0 | 0 | 7829.3269 | 15641.7215 | 27608.7998 | 44933.777 | 68259.5934 | 96520.8423 | 130936.0667 | 169395.787 | 206186.393 | 244071.0645 | 271220.529 | 288565.0216 | 288311.3187 | 269357.7611 | 237106.2484 | 195273.3924 | 148745.9308 | 102602.7365 | 65328.9827 | 42471.5028 | 0 | 0 | 0 | 0 | 0 | 0 | 7829.3269 | 23471.0484 | 51079.8482 | 96013.6252 | 164273.2186 | 260794.0609 | 391730.1276 | 561125.9145 | 767312.3076 | 1011383.3721 | 1282603.901 | 1571168.9226 | 1859480.2414 | 2128838.0025 | 2365944.2509 | 2561217.6432 | 2709963.574 | 2812566.3106 | 2877895.2933 | 2920366.7961 | 2920366.7961 | 2920366.7961 | 2920366.7961 | 2920366.7961 | 2920366.7961 | 2920366.7961 | 0.037683 | 0.07442 | 0.12945 | 0.20711 | 0.30849 | 0.42652 | 0.5649 | 0.71269 | 0.84428 | 0.9735 | 1.0531 | 1.0928 | 1.066 | 0.97325 | 0.84023 | 0.67925 | 0.50842 | 0.34542 | 0.21714 | 0.13951 | 0 | 0 | 0 | 0 | 0 | 0 | 0.037683 | 0.11167 | 0.2395 | 0.44255 | 0.74242 | 1.1524 | 1.69 | 2.3608 | 3.142 | 4.034 | 4.9801 | 5.9503 | 6.8749 | 7.6919 | 8.3841 | 8.909 | 9.2628 | 9.4689 | 9.5657 | 9.5925 | 9.5232 | 9.4636 | 9.4081 | 0 | 0 | 0 | 6654.9279 | 13295.4632 | 23467.4799 | 38193.7105 | 58020.6544 | 82042.7159 | 111295.6567 | 143986.4189 | 175258.4341 | 207460.4048 | 230537.4496 | 245280.2684 | 245064.6209 | 228954.0969 | 201540.3111 | 165982.3835 | 126434.0412 | 87212.326 | 55529.6353 | 36100.7774 | 0 | 0 | 0 | 0 | 0 | 0 | 6654.9279 | 19950.3911 | 43417.871 | 81611.5814 | 139632.2358 | 221674.9517 | 332970.6084 | 476957.0274 | 652215.4614 | 859675.8663 | 1090213.3159 | 1335493.5842 | 1580558.2052 | 1809512.3021 | 2011052.6132 | 2177034.9967 | 2303469.0379 | 2390681.364 | 2446210.9993 | 2482311.7767 | 2482311.7767 | 2482311.7767 | 2482311.7767 | 2482311.7767 | 2482311.7767 | 2482311.7767 | 0 | 0 | 0 | 0 | 0 | 0 | 0 | 0 | 0 | 0 | 0 | 0 | 0 | 0 | 0 | 0 | 0 | 0 | 0 | 0 | 0 | 0 | 0 | 0 | 0 | 0 | 0 | 0 | 0 | 0 | 0 | 0 | 0 | 0 | 0 | 0 | 0 | 0 | 0 | 0 | 0 | 0 | 0 | 0 | 0 | 0 | 0 | 0 | 0 | 0 | 0 | 0 | 0 | 0 | 0 | 0 | 0 | 0 | 0 | 0 | 0 | 0 | 0 | 0 | 0 | 0 | 0 | 0 | 0 | 0 | 0 | 0 | 0 | 0 | 0 | 0 | 0 | 0 | 0 | 0 | 0 | 0 | 0 | 0 | 0 | 0 | 0 | 0 | 0 | 0 | 0 | 0 | 0 | 0 | 0 | 0 | 0 | 0 | 0 | 0 | 0 | 0 | 0 | 0 | 0 | 0 | 0 | 0 | 0 | 0 | 0 | 0 | 0 | 0 | 0 | 0 | 0 | 0 | 0 | 0 | 0 | 0 | 0 | 0 | 0 | 0 | 0 | 0 | 0 | 0 | 0 | 0 | 0 | 0 | 0 | 0 | 0 | 0 | 0 | 0 | 0 | 0 | 0 | 0 | 0 | 0 | 0 | 0 | 0 | 0 | 0 | 0 | 0 | 0 | 0 | 0 | 0 | 0 | 0 | 0 | 0 | 0 | 0 | 0 | 0 | 0 | 0 | 0 | 0 | 0 | 0 | 0 | 0 | 0 | 0 | 0 | 0 | 0 | 0 | 0 | 0 | 0 | 0 | 0 | 0 | 0 | 0 | 0 | 0 | 0 | 0 | 0 | 0 | 0 | 0 | 0 | 0 | 0 | 0 | 0 | 0 | 0 | 0 | 0 | 0 | 0 | 0 | 0 | 3761.7885 | 3780.2686 | 3803.3796 | 3828.1285 | 3854.3863 | 3881.3749 | 3909.5108 | 3937.898 | 3966.5813 | 3998.0438 | 4027.5719 | 4057.1785 | 4085.0382 | 4111.3587 | 4137.3351 | 4162.1788 | 4187.8725 | 4211.3396 | 4233.7587 | 4255.304 | 4275.4397 | 4294.2497 | 4311.8145 | 0 | 0 | 0 | 1890.3497 | 1899.6362 | 1911.2498 | 1923.6865 | 1936.8814 | 1950.4435 | 1964.5822 | 1978.8471 | 1993.2609 | 2009.0712 | 2023.9095 | 2038.7872 | 2052.7871 | 2066.0135 | 2079.067 | 2091.5513 | 2104.4627 | 2116.2553 | 2127.5211 | 2138.348 | 2148.4664 | 2157.9187 | 2166.7452 | 0 | 0 | 0
WA_Industrial_Agriculture_Existing_Space Heating_Natural Gas_Gas Boiler - Maintenance_A | WA | Industrial | Agriculture | Existing | Space Heating | Natural Gas | Gas Boiler - Maintenance | A | IM86 | Degrade performance | General cleaning and maintenance | 3 | 1.1735 | 0 | 0 | 0.01 | 0 | 0 | 0 | 0.00415 |  | employee | 20% | 30% | Retrofit | Retro20Fast | 83.83% | TBD | 0.2% | 1.2709 |  | 1.1455 |  | 0.060542 | IL TRM - 4.3.10 - CI-HWE-DBTU-V01-180101 | IL TRM - 4.3.10 - CI-HWE-DBTU-V01-180101 | IL TRM - 4.3.10 - CI-HWE-DBTU-V01-180101 | Degrade performance | Degrade performance | Degrade performance | Degrade performance | Degrade performance | Degrade performance | Degrade performance | Degrade performance | Degrade performance | Degrade performance | Degrade performance | Degrade performance | Degrade performance | Degrade performance | Degrade performance | Degrade performance | Degrade performance | Degrade performance | Degrade performance | Degrade performance | Degrade performance | Degrade performance | Degrade performance | Degrade performance | Degrade performance | Degrade performance | Degrade performance | Degrade performance | Degrade performance | Degrade performance | Degrade performance | General cleaning and maintenance | General cleaning and maintenance | General cleaning and maintenance | General cleaning and maintenance | General cleaning and maintenance | General cleaning and maintenance | General cleaning and maintenance | General cleaning and maintenance | General cleaning and maintenance | General cleaning and maintenance | General cleaning and maintenance | General cleaning and maintenance | General cleaning and maintenance | General cleaning and maintenance | General cleaning and maintenance | General cleaning and maintenance | General cleaning and maintenance | General cleaning and maintenance | General cleaning and maintenance | General cleaning and maintenance | General cleaning and maintenance | General cleaning and maintenance | General cleaning and maintenance | General cleaning and maintenance | General cleaning and maintenance | General cleaning and maintenance | General cleaning and maintenance | General cleaning and maintenance | General cleaning and maintenance | General cleaning and maintenance | General cleaning and maintenance | 0.01 | 0.01 | 0.01 | 0.01 | 0.01 | 0.01 | 0.01 | 0.01 | 0.01 | 0.01 | 0.01 | 0.01 | 0.01 | 0.01 | 0.01 | 0.01 | 0.01 | 0.01 | 0.01 | 0.01 | 0.01 | 0.01 | 0.01 | 0.01 | 0.01 | 0.01 | 0.01 | 0.01 | 0.01 | 0.01 | 0.01 | 0 | 0 | 0 | 0 | 0 | 1.1512 | 1.1413 | 1.1305 | 1.1193 | 1.1076 | 1.0958 | 1.0837 | 1.0716 | 1.0588 | 1.0453 | 1.0322 | 1.0192 | 1.0073 | 0.9957 | 0.98495 | 0.97469 | 0.96414 | 0.95448 | 0.94529 | 0.93619 | 0.92777 | 0.92046 | 0.91351 | 0.99593 | 0.99184 | 0.9881 | 0.042143 | 0.029269 | 0.019952 | 0.015393 | 0.013357 | 0.011289 | 0.009539 | 0.0079969 | 0.0065608 | 0.0054532 | 0.0044503 | 0.0034229 | 0.0026212 | 0.002 | 0.0015426 | 0.0013959 | 0.0010764 | 0.00091426 | 0.00075683 | 0.0006035 | 0 | 0 | 0 | 0 | 0 | 0 | 0.042143 | 0.07105 | 0.090331 | 0.10483 | 0.11709 | 0.12713 | 0.13527 | 0.14175 | 0.14662 | 0.1502 | 0.15277 | 0.15427 | 0.15509 | 0.1553 | 0.15517 | 0.15495 | 0.15435 | 0.15372 | 0.15299 | 0.15213 | 0.15076 | 0.14957 | 0.14844 | 0 | 0 | 0 | 36.6082 | 25.6454 | 17.6488 | 13.7523 | 12.0591 | 10.3026 | 8.8019 | 7.4629 | 6.1965 | 5.2169 | 4.3116 | 3.3583 | 2.6023 | 2.0086 | 1.5662 | 1.4321 | 1.1164 | 0.95787 | 0.80064 | 0.64463 | 0 | 0 | 0 | 0 | 0 | 0 | 36.6082 | 62.2536 | 79.9024 | 93.6547 | 105.7138 | 116.0164 | 124.8183 | 132.2812 | 138.4777 | 143.6946 | 148.0063 | 151.3646 | 153.9669 | 155.9755 | 157.5417 | 158.9738 | 160.0902 | 161.0481 | 161.8487 | 162.4933 | 162.4933 | 162.4933 | 162.4933 | 162.4933 | 162.4933 | 162.4933 | 0.035866 | 0.02494 | 0.017032 | 0.013165 | 0.011447 | 0.0096944 | 0.0082077 | 0.006894 | 0.0056676 | 0.0047199 | 0.0038595 | 0.0029737 | 0.0022795 | 0.0017407 | 0.0013432 | 0.0012158 | 0.00093792 | 0.00079697 | 0.00066046 | 0.00052728 | 0 | 0 | 0 | 0 | 0 | 0 | 0.035866 | 0.060542 | 0.077112 | 0.089657 | 0.10035 | 0.10917 | 0.11639 | 0.1222 | 0.12666 | 0.13001 | 0.13249 | 0.13403 | 0.13487 | 0.13517 | 0.13511 | 0.13496 | 0.13449 | 0.134 | 0.13351 | 0.13291 | 0.13189 | 0.13101 | 0.1302 | 0 | 0 | 0 | 31.117 | 21.7986 | 15.0015 | 11.6895 | 10.2502 | 8.7572 | 7.4816 | 6.3435 | 5.267 | 4.4344 | 3.6649 | 2.8546 | 2.212 | 1.7073 | 1.3312 | 1.2173 | 0.94896 | 0.81419 | 0.68054 | 0.54794 | 0 | 0 | 0 | 0 | 0 | 0 | 31.117 | 52.9156 | 67.917 | 79.6065 | 89.8567 | 98.6139 | 106.0956 | 112.4391 | 117.7061 | 122.1404 | 125.8053 | 128.6599 | 130.8719 | 132.5792 | 133.9104 | 135.1277 | 136.0767 | 136.8909 | 137.5714 | 138.1193 | 138.1193 | 138.1193 | 138.1193 | 138.1193 | 138.1193 | 138.1193 | 0.035875 | 0.024957 | 0.017052 | 0.013188 | 0.011474 | 0.0097239 | 0.0082382 | 0.0069243 | 0.0056969 | 0.004748 | 0.0038854 | 0.0029959 | 0.0022983 | 0.0017564 | 0.0013564 | 0.0012288 | 0.00094871 | 0.00080682 | 0.00066874 | 0.00053397 | 0 | 0 | 0 | 0 | 0 | 0 | 0.035875 | 0.060582 | 0.077202 | 0.089814 | 0.10058 | 0.1095 | 0.11682 | 0.12273 | 0.12731 | 0.13078 | 0.13338 | 0.13503 | 0.13598 | 0.13639 | 0.13644 | 0.1364 | 0.13604 | 0.13565 | 0.13518 | 0.1346 | 0.13358 | 0.1327 | 0.13189 | 0 | 0 | 0 | 31.117 | 21.7986 | 15.0015 | 11.6895 | 10.2502 | 8.7572 | 7.4816 | 6.3435 | 5.267 | 4.4344 | 3.6649 | 2.8546 | 2.212 | 1.7073 | 1.3312 | 1.2173 | 0.94896 | 0.81419 | 0.68054 | 0.54794 | 0 | 0 | 0 | 0 | 0 | 0 | 31.117 | 52.9156 | 67.917 | 79.6065 | 89.8567 | 98.6139 | 106.0956 | 112.4391 | 117.7061 | 122.1404 | 125.8053 | 128.6599 | 130.8719 | 132.5792 | 133.9104 | 135.1277 | 136.0767 | 136.8909 | 137.5714 | 138.1193 | 138.1193 | 138.1193 | 138.1193 | 138.1193 | 138.1193 | 138.1193 | 0.035866 | 0.02494 | 0.017032 | 0.013165 | 0.011447 | 0.0096944 | 0.0082077 | 0.006894 | 0.0056676 | 0.0047199 | 0.0038595 | 0.0029737 | 0.0022795 | 0.0017407 | 0.0013432 | 0.0012158 | 0.00093792 | 0.00079697 | 0.00066046 | 0.00052728 | 0 | 0 | 0 | 0 | 0 | 0 | 0.035866 | 0.060542 | 0.077112 | 0.089657 | 0.10035 | 0.10917 | 0.11639 | 0.1222 | 0.12666 | 0.13001 | 0.13249 | 0.13403 | 0.13487 | 0.13517 | 0.13511 | 0.13496 | 0.13449 | 0.134 | 0.13351 | 0.13291 | 0.13189 | 0.13101 | 0.1302 | 0 | 0 | 0 | 31.117 | 21.7986 | 15.0015 | 11.6895 | 10.2502 | 8.7572 | 7.4816 | 6.3435 | 5.267 | 4.4344 | 3.6649 | 2.8546 | 2.212 | 1.7073 | 1.3312 | 1.2173 | 0.94896 | 0.81419 | 0.68054 | 0.54794 | 0 | 0 | 0 | 0 | 0 | 0 | 31.117 | 52.9156 | 67.917 | 79.6065 | 89.8567 | 98.6139 | 106.0956 | 112.4391 | 117.7061 | 122.1404 | 125.8053 | 128.6599 | 130.8719 | 132.5792 | 133.9104 | 135.1277 | 136.0767 | 136.8909 | 137.5714 | 138.1193 | 138.1193 | 138.1193 | 138.1193 | 138.1193 | 138.1193 | 138.1193 | 1.2411 | 1.2447 | 1.2483 | 1.2519 | 1.2555 | 1.2591 | 1.2626 | 1.2662 | 1.2697 | 1.2734 | 1.2768 | 1.2802 | 1.2836 | 1.287 | 1.2904 | 1.2936 | 1.2971 | 1.3004 | 1.3036 | 1.3069 | 1.3099 | 1.3127 | 1.3152 | 1.3175 | 1.3196 | 1.3215 | 1.1186 | 1.1219 | 1.1251 | 1.1284 | 1.1316 | 1.1348 | 1.138 | 1.1412 | 1.1444 | 1.1477 | 1.1508 | 1.1539 | 1.157 | 1.16 | 1.163 | 1.166 | 1.1691 | 1.1721 | 1.175 | 1.1779 | 1.1806 | 1.1831 | 1.1854 | 1.1875 | 1.1894 | 1.1911
WA_Industrial_Agriculture_Existing_Process_Natural Gas_Gas Boiler - Maintenance_A | WA | Industrial | Agriculture | Existing | Process | Natural Gas | Gas Boiler - Maintenance | A | IM87 | Degrade performance | General cleaning and maintenance | 3 | 1.5559 | 0 | 0 | 0.01 | 0 | 0 | 0 | 0.00415 |  | sqft | 20% | 30% | Retrofit | Retro20Fast | 83.83% | TBD | 0.2% | 1.2709 |  | 1.1455 |  | 0.68103 | IL TRM - 4.3.10 - CI-HWE-DBTU-V01-180101 | IL TRM - 4.3.10 - CI-HWE-DBTU-V01-180101 | IL TRM - 4.3.10 - CI-HWE-DBTU-V01-180101 | Degrade performance | Degrade performance | Degrade performance | Degrade performance | Degrade performance | Degrade performance | Degrade performance | Degrade performance | Degrade performance | Degrade performance | Degrade performance | Degrade performance | Degrade performance | Degrade performance | Degrade performance | Degrade performance | Degrade performance | Degrade performance | Degrade performance | Degrade performance | Degrade performance | Degrade performance | Degrade performance | Degrade performance | Degrade performance | Degrade performance | Degrade performance | Degrade performance | Degrade performance | Degrade performance | Degrade performance | General cleaning and maintenance | General cleaning and maintenance | General cleaning and maintenance | General cleaning and maintenance | General cleaning and maintenance | General cleaning and maintenance | General cleaning and maintenance | General cleaning and maintenance | General cleaning and maintenance | General cleaning and maintenance | General cleaning and maintenance | General cleaning and maintenance | General cleaning and maintenance | General cleaning and maintenance | General cleaning and maintenance | General cleaning and maintenance | General cleaning and maintenance | General cleaning and maintenance | General cleaning and maintenance | General cleaning and maintenance | General cleaning and maintenance | General cleaning and maintenance | General cleaning and maintenance | General cleaning and maintenance | General cleaning and maintenance | General cleaning and maintenance | General cleaning and maintenance | General cleaning and maintenance | General cleaning and maintenance | General cleaning and maintenance | General cleaning and maintenance | 0.01 | 0.01 | 0.01 | 0.01 | 0.01 | 0.01 | 0.01 | 0.01 | 0.01 | 0.01 | 0.01 | 0.01 | 0.01 | 0.01 | 0.01 | 0.01 | 0.01 | 0.01 | 0.01 | 0.01 | 0.01 | 0.01 | 0.01 | 0.01 | 0.01 | 0.01 | 0.01 | 0.01 | 0.01 | 0.01 | 0.01 | 0 | 0 | 0 | 0 | 0 | 1.5559 | 1.5559 | 1.5559 | 1.5559 | 1.5559 | 1.5559 | 1.5559 | 1.5559 | 1.5559 | 1.5559 | 1.5559 | 1.5559 | 1.5559 | 1.5559 | 1.5559 | 1.5559 | 1.5559 | 1.5559 | 1.5559 | 1.5559 | 1.5559 | 1.5559 | 1.5559 | 1.5559 | 1.5559 | 1.5559 | 0.47115 | 0.33006 | 0.22714 | 0.17699 | 0.1552 | 0.1326 | 0.11328 | 0.096049 | 0.07975 | 0.067142 | 0.055491 | 0.043222 | 0.033492 | 0.025851 | 0.020157 | 0.018432 | 0.014369 | 0.012328 | 0.010304 | 0.0082965 | 0 | 0 | 0 | 0 | 0 | 0 | 0.47115 | 0.80121 | 1.0284 | 1.2053 | 1.3606 | 1.4931 | 1.6064 | 1.7025 | 1.7822 | 1.8494 | 1.9049 | 1.9481 | 1.9816 | 2.0074 | 2.0276 | 2.046 | 2.0604 | 2.0727 | 2.083 | 2.0913 | 2.0913 | 2.0913 | 2.0913 | 0 | 0 | 0 | 302.8219 | 212.1376 | 145.9899 | 113.7585 | 99.752 | 85.2227 | 72.8091 | 61.7331 | 51.2572 | 43.154 | 35.6656 | 27.78 | 21.5262 | 16.6151 | 12.9552 | 11.8464 | 9.235 | 7.9234 | 6.6229 | 5.3324 | 0 | 0 | 0 | 0 | 0 | 0 | 302.8219 | 514.9596 | 660.9495 | 774.708 | 874.46 | 959.6827 | 1032.4919 | 1094.225 | 1145.4822 | 1188.6362 | 1224.3017 | 1252.0817 | 1273.6079 | 1290.2229 | 1303.1781 | 1315.0245 | 1324.2595 | 1332.183 | 1338.8058 | 1344.1382 | 1344.1382 | 1344.1382 | 1344.1382 | 1344.1382 | 1344.1382 | 1344.1382 | 0.40048 | 0.28055 | 0.19307 | 0.15045 | 0.13192 | 0.11271 | 0.09629 | 0.081642 | 0.067787 | 0.057071 | 0.047168 | 0.036739 | 0.028468 | 0.021973 | 0.017133 | 0.015667 | 0.012213 | 0.010479 | 0.0087587 | 0.007052 | 0 | 0 | 0 | 0 | 0 | 0 | 0.40048 | 0.68103 | 0.8741 | 1.0245 | 1.1565 | 1.2692 | 1.3655 | 1.4471 | 1.5149 | 1.572 | 1.6191 | 1.6559 | 1.6843 | 1.7063 | 1.7234 | 1.7391 | 1.7513 | 1.7618 | 1.7706 | 1.7776 | 1.7776 | 1.7776 | 1.7776 | 0 | 0 | 0 | 257.3986 | 180.317 | 124.0914 | 96.6947 | 84.7892 | 72.4393 | 61.8878 | 52.4731 | 43.5686 | 36.6809 | 30.3157 | 23.613 | 18.2972 | 14.1228 | 11.0119 | 10.0694 | 7.8498 | 6.7349 | 5.6294 | 4.5325 | 0 | 0 | 0 | 0 | 0 | 0 | 257.3986 | 437.7156 | 561.807 | 658.5018 | 743.291 | 815.7303 | 877.6181 | 930.0912 | 973.6599 | 1010.3407 | 1040.6565 | 1064.2695 | 1082.5667 | 1096.6895 | 1107.7014 | 1117.7708 | 1125.6206 | 1132.3555 | 1137.985 | 1142.5175 | 1142.5175 | 1142.5175 | 1142.5175 | 1142.5175 | 1142.5175 | 1142.5175 | 0.40048 | 0.28055 | 0.19307 | 0.15045 | 0.13192 | 0.11271 | 0.09629 | 0.081642 | 0.067787 | 0.057071 | 0.047168 | 0.036739 | 0.028468 | 0.021973 | 0.017133 | 0.015667 | 0.012213 | 0.010479 | 0.0087587 | 0.007052 | 0 | 0 | 0 | 0 | 0 | 0 | 0.40048 | 0.68103 | 0.8741 | 1.0245 | 1.1565 | 1.2692 | 1.3655 | 1.4471 | 1.5149 | 1.572 | 1.6191 | 1.6559 | 1.6843 | 1.7063 | 1.7234 | 1.7391 | 1.7513 | 1.7618 | 1.7706 | 1.7776 | 1.7776 | 1.7776 | 1.7776 | 0 | 0 | 0 | 257.3986 | 180.317 | 124.0914 | 96.6947 | 84.7892 | 72.4393 | 61.8878 | 52.4731 | 43.5686 | 36.6809 | 30.3157 | 23.613 | 18.2972 | 14.1228 | 11.0119 | 10.0694 | 7.8498 | 6.7349 | 5.6294 | 4.5325 | 0 | 0 | 0 | 0 | 0 | 0 | 257.3986 | 437.7156 | 561.807 | 658.5018 | 743.291 | 815.7303 | 877.6181 | 930.0912 | 973.6599 | 1010.3407 | 1040.6565 | 1064.2695 | 1082.5667 | 1096.6895 | 1107.7014 | 1117.7708 | 1125.6206 | 1132.3555 | 1137.985 | 1142.5175 | 1142.5175 | 1142.5175 | 1142.5175 | 1142.5175 | 1142.5175 | 1142.5175 | 0.40048 | 0.28055 | 0.19307 | 0.15045 | 0.13192 | 0.11271 | 0.09629 | 0.081642 | 0.067787 | 0.057071 | 0.047168 | 0.036739 | 0.028468 | 0.021973 | 0.017133 | 0.015667 | 0.012213 | 0.010479 | 0.0087587 | 0.007052 | 0 | 0 | 0 | 0 | 0 | 0 | 0.40048 | 0.68103 | 0.8741 | 1.0245 | 1.1565 | 1.2692 | 1.3655 | 1.4471 | 1.5149 | 1.572 | 1.6191 | 1.6559 | 1.6843 | 1.7063 | 1.7234 | 1.7391 | 1.7513 | 1.7618 | 1.7706 | 1.7776 | 1.7776 | 1.7776 | 1.7776 | 0 | 0 | 0 | 257.3986 | 180.317 | 124.0914 | 96.6947 | 84.7892 | 72.4393 | 61.8878 | 52.4731 | 43.5686 | 36.6809 | 30.3157 | 23.613 | 18.2972 | 14.1228 | 11.0119 | 10.0694 | 7.8498 | 6.7349 | 5.6294 | 4.5325 | 0 | 0 | 0 | 0 | 0 | 0 | 257.3986 | 437.7156 | 561.807 | 658.5018 | 743.291 | 815.7303 | 877.6181 | 930.0912 | 973.6599 | 1010.3407 | 1040.6565 | 1064.2695 | 1082.5667 | 1096.6895 | 1107.7014 | 1117.7708 | 1125.6206 | 1132.3555 | 1137.985 | 1142.5175 | 1142.5175 | 1142.5175 | 1142.5175 | 1142.5175 | 1142.5175 | 1142.5175 | 1.2411 | 1.2447 | 1.2483 | 1.2519 | 1.2555 | 1.2591 | 1.2626 | 1.2662 | 1.2697 | 1.2734 | 1.2768 | 1.2802 | 1.2836 | 1.287 | 1.2904 | 1.2936 | 1.2971 | 1.3004 | 1.3036 | 1.3069 | 1.3099 | 1.3127 | 1.3152 | 1.3175 | 1.3196 | 1.3215 | 1.1186 | 1.1219 | 1.1251 | 1.1284 | 1.1316 | 1.1348 | 1.138 | 1.1412 | 1.1444 | 1.1477 | 1.1508 | 1.1539 | 1.157 | 1.16 | 1.163 | 1.166 | 1.1691 | 1.1721 | 1.175 | 1.1779 | 1.1806 | 1.1831 | 1.1854 | 1.1875 | 1.1894 | 1.1911
WA_Industrial_Agriculture_Existing_Space Heating_Natural Gas_Gas Furnace - Maintenance_A | WA | Industrial | Agriculture | Existing | Space Heating | Natural Gas | Gas Furnace - Maintenance | A | IM88 | Degrade performance | General cleaning and maintenance | 3 | 0.0095 | 0 | 0 | 0.01 | 0 | 0 | 0 | 0.00505 |  | sqft | 20% | 30% | Retrofit | Retro20Fast | 83.83% | TBD | 0.2% | 400.305 |  | 360.8021 |  | 0.00097308 | IL TRM - 4.4.31 - CI-HVC-FTUN-V03-200101 | MN TRM 3.1 - Forced-Air Heating Maintenance v2.0 | MN TRM v3.1 - Forced-Air Heating Maintenance | Degrade performance | Degrade performance | Degrade performance | Degrade performance | Degrade performance | Degrade performance | Degrade performance | Degrade performance | Degrade performance | Degrade performance | Degrade performance | Degrade performance | Degrade performance | Degrade performance | Degrade performance | Degrade performance | Degrade performance | Degrade performance | Degrade performance | Degrade performance | Degrade performance | Degrade performance | Degrade performance | Degrade performance | Degrade performance | Degrade performance | Degrade performance | Degrade performance | Degrade performance | Degrade performance | Degrade performance | General cleaning and maintenance | General cleaning and maintenance | General cleaning and maintenance | General cleaning and maintenance | General cleaning and maintenance | General cleaning and maintenance | General cleaning and maintenance | General cleaning and maintenance | General cleaning and maintenance | General cleaning and maintenance | General cleaning and maintenance | General cleaning and maintenance | General cleaning and maintenance | General cleaning and maintenance | General cleaning and maintenance | General cleaning and maintenance | General cleaning and maintenance | General cleaning and maintenance | General cleaning and maintenance | General cleaning and maintenance | General cleaning and maintenance | General cleaning and maintenance | General cleaning and maintenance | General cleaning and maintenance | General cleaning and maintenance | General cleaning and maintenance | General cleaning and maintenance | General cleaning and maintenance | General cleaning and maintenance | General cleaning and maintenance | General cleaning and maintenance | 0.01 | 0.01 | 0.01 | 0.01 | 0.01 | 0.01 | 0.01 | 0.01 | 0.01 | 0.01 | 0.01 | 0.01 | 0.01 | 0.01 | 0.01 | 0.01 | 0.01 | 0.01 | 0.01 | 0.01 | 0.01 | 0.01 | 0.01 | 0.01 | 0.01 | 0.01 | 0.01 | 0.01 | 0.01 | 0.01 | 0.01 | 0 | 0 | 0 | 0 | 0 | 0.0091767 | 0.0090745 | 0.0089428 | 0.0088066 | 0.008667 | 0.0085265 | 0.0083859 | 0.00825 | 0.0081149 | 0.0079775 | 0.0078495 | 0.0077275 | 0.0076168 | 0.0075125 | 0.0074142 | 0.0073199 | 0.007226 | 0.0071353 | 0.0070493 | 0.0069667 | 0.0068902 | 0.006822 | 0.0067565 | 0.0073847 | 0.0073392 | 0.0072965 | 0.00067904 | 0.00047039 | 0.00031902 | 0.0002448 | 0.00021126 | 0.00017756 | 0.0001492 | 0.00012445 | 0.00010164 | 8.4121e-05 | 6.8409e-05 | 5.2455e-05 | 4.0065e-05 | 3.05e-05 | 2.3471e-05 | 2.1189e-05 | 1.6306e-05 | 1.3815e-05 | 1.1408e-05 | 9.0776e-06 | 0 | 0 | 0 | 0 | 0 | 0 | 0.00067904 | 0.0011419 | 0.0014443 | 0.0016671 | 0.0018519 | 0.0019995 | 0.0021157 | 0.0022059 | 0.0022714 | 0.002317 | 0.0023483 | 0.0023642 | 0.0023704 | 0.0023685 | 0.002361 | 0.0023521 | 0.0023382 | 0.0023227 | 0.0023061 | 0.0022882 | 0.0022631 | 0.0022406 | 0.0022191 | 0 | 0 | 0 | 73.9957 | 51.8367 | 35.6732 | 27.7973 | 24.3748 | 20.8245 | 17.7912 | 15.0847 | 12.5249 | 10.5448 | 8.715 | 6.7881 | 5.26 | 4.06 | 3.1656 | 2.8947 | 2.2566 | 1.9361 | 1.6183 | 1.303 | 0 | 0 | 0 | 0 | 0 | 0 | 73.9957 | 125.8324 | 161.5056 | 189.303 | 213.6778 | 234.5023 | 252.2935 | 267.3782 | 279.9031 | 290.4479 | 299.163 | 305.9511 | 311.2111 | 315.2711 | 318.4367 | 321.3314 | 323.588 | 325.5242 | 327.1425 | 328.4455 | 328.4455 | 328.4455 | 328.4455 | 328.4455 | 328.4455 | 328.4455 | 0.00057792 | 0.00040086 | 0.00027237 | 0.00020941 | 0.00018108 | 0.00015252 | 0.00012841 | 0.00010732 | 8.7834e-05 | 7.2839e-05 | 5.9353e-05 | 4.5593e-05 | 3.4859e-05 | 2.656e-05 | 2.0448e-05 | 1.8467e-05 | 1.4217e-05 | 1.205e-05 | 9.9618e-06 | 7.9366e-06 | 0 | 0 | 0 | 0 | 0 | 0 | 0.00057792 | 0.00097308 | 0.0012331 | 0.0014261 | 0.0015874 | 0.0017175 | 0.001821 | 0.0019023 | 0.0019629 | 0.0020063 | 0.0020374 | 0.002055 | 0.0020625 | 0.0020625 | 0.0020568 | 0.0020499 | 0.0020387 | 0.002026 | 0.0020138 | 0.0020006 | 0.0019812 | 0.0019639 | 0.0019478 | 0 | 0 | 0 | 62.8964 | 44.0612 | 30.3222 | 23.6277 | 20.7186 | 17.7008 | 15.1225 | 12.822 | 10.6462 | 8.9631 | 7.4078 | 5.7699 | 4.471 | 3.451 | 2.6908 | 2.4605 | 1.9181 | 1.6457 | 1.3756 | 1.1075 | 0 | 0 | 0 | 0 | 0 | 0 | 62.8964 | 106.9575 | 137.2798 | 160.9075 | 181.6261 | 199.3269 | 214.4494 | 227.2715 | 237.9176 | 246.8807 | 254.2885 | 260.0584 | 264.5294 | 267.9804 | 270.6712 | 273.1317 | 275.0498 | 276.6955 | 278.0711 | 279.1786 | 279.1786 | 279.1786 | 279.1786 | 279.1786 | 279.1786 | 279.1786 | 0.00057807 | 0.00040113 | 0.00027269 | 0.00020978 | 0.00018151 | 0.00015298 | 0.00012889 | 0.00010779 | 8.8288e-05 | 7.3272e-05 | 5.9752e-05 | 4.5933e-05 | 3.5146e-05 | 2.68e-05 | 2.0648e-05 | 1.8663e-05 | 1.4381e-05 | 1.2199e-05 | 1.0087e-05 | 8.0372e-06 | 0 | 0 | 0 | 0 | 0 | 0 | 0.00057807 | 0.00097373 | 0.0012346 | 0.0014286 | 0.0015912 | 0.0017227 | 0.0018277 | 0.0019106 | 0.001973 | 0.0020182 | 0.0020511 | 0.0020703 | 0.0020794 | 0.0020811 | 0.0020771 | 0.0020717 | 0.0020621 | 0.002051 | 0.002039 | 0.002026 | 0.0020065 | 0.0019893 | 0.0019731 | 0 | 0 | 0 | 62.8964 | 44.0612 | 30.3222 | 23.6277 | 20.7186 | 17.7008 | 15.1225 | 12.822 | 10.6462 | 8.9631 | 7.4078 | 5.7699 | 4.471 | 3.451 | 2.6908 | 2.4605 | 1.9181 | 1.6457 | 1.3756 | 1.1075 | 0 | 0 | 0 | 0 | 0 | 0 | 62.8964 | 106.9575 | 137.2798 | 160.9075 | 181.6261 | 199.3269 | 214.4494 | 227.2715 | 237.9176 | 246.8807 | 254.2885 | 260.0584 | 264.5294 | 267.9804 | 270.6712 | 273.1317 | 275.0498 | 276.6955 | 278.0711 | 279.1786 | 279.1786 | 279.1786 | 279.1786 | 279.1786 | 279.1786 | 279.1786 | 0.00057792 | 0.00040086 | 0.00027237 | 0.00020941 | 0.00018108 | 0.00015252 | 0.00012841 | 0.00010732 | 8.7834e-05 | 7.2839e-05 | 5.9353e-05 | 4.5593e-05 | 3.4859e-05 | 2.656e-05 | 2.0448e-05 | 1.8467e-05 | 1.4217e-05 | 1.205e-05 | 9.9618e-06 | 7.9366e-06 | 0 | 0 | 0 | 0 | 0 | 0 | 0.00057792 | 0.00097308 | 0.0012331 | 0.0014261 | 0.0015874 | 0.0017175 | 0.001821 | 0.0019023 | 0.0019629 | 0.0020063 | 0.0020374 | 0.002055 | 0.0020625 | 0.0020625 | 0.0020568 | 0.0020499 | 0.0020387 | 0.002026 | 0.0020138 | 0.0020006 | 0.0019812 | 0.0019639 | 0.0019478 | 0 | 0 | 0 | 62.8964 | 44.0612 | 30.3222 | 23.6277 | 20.7186 | 17.7008 | 15.1225 | 12.822 | 10.6462 | 8.9631 | 7.4078 | 5.7699 | 4.471 | 3.451 | 2.6908 | 2.4605 | 1.9181 | 1.6457 | 1.3756 | 1.1075 | 0 | 0 | 0 | 0 | 0 | 0 | 62.8964 | 106.9575 | 137.2798 | 160.9075 | 181.6261 | 199.3269 | 214.4494 | 227.2715 | 237.9176 | 246.8807 | 254.2885 | 260.0584 | 264.5294 | 267.9804 | 270.6712 | 273.1317 | 275.0498 | 276.6955 | 278.0711 | 279.1786 | 279.1786 | 279.1786 | 279.1786 | 279.1786 | 279.1786 | 279.1786 | 365.6722 | 369.0027 | 373.328 | 377.823 | 382.446 | 387.0794 | 391.7866 | 396.3227 | 400.689 | 405.1935 | 409.2166 | 413.0865 | 416.7863 | 420.3296 | 423.9749 | 427.5682 | 431.2029 | 435.0135 | 438.7378 | 442.3822 | 445.8509 | 449.1497 | 452.2844 | 455.261 | 458.0854 | 460.7637 | 329.5869 | 332.5887 | 336.4873 | 340.5387 | 344.7055 | 348.8816 | 353.1243 | 357.2128 | 361.1482 | 365.2082 | 368.8343 | 372.3223 | 375.6571 | 378.8507 | 382.1363 | 385.3749 | 388.6509 | 392.0855 | 395.4423 | 398.727 | 401.8535 | 404.8267 | 407.6521 | 410.3349 | 412.8807 | 415.2947
WA_Industrial_Agriculture_Existing_Space Heating_Natural Gas_Gas Boiler - Hot Water Reset_A | WA | Industrial | Agriculture | Existing | Space Heating | Natural Gas | Gas Boiler - Hot Water Reset | A | IM89 | No control | Reset control installed | 16 | 4.2672 | 0 | 0 | 14.15 | 0 | 0 | 0 | 7.0771 |  | employee | 20% | 45% | Retrofit | Retro5Med | 85.36% | TBD | 0.2% | 211.1906 |  | 159.1666 |  | 0.14005 | IL TRM - 4.4.4 - CI-HVC-BLRC-V04-210101 | IL TRM - 4.4.4 - CI-HVC-BLRC-V04-210101 | IL TRM - 4.4.4 - CI-HVC-BLRC-V04-210101 | No control | No control | No control | No control | No control | No control | No control | No control | No control | No control | No control | No control | No control | No control | No control | No control | No control | No control | No control | No control | No control | No control | No control | No control | No control | No control | No control | No control | No control | No control | No control | Reset control installed | Reset control installed | Reset control installed | Reset control installed | Reset control installed | Reset control installed | Reset control installed | Reset control installed | Reset control installed | Reset control installed | Reset control installed | Reset control installed | Reset control installed | Reset control installed | Reset control installed | Reset control installed | Reset control installed | Reset control installed | Reset control installed | Reset control installed | Reset control installed | Reset control installed | Reset control installed | Reset control installed | Reset control installed | Reset control installed | Reset control installed | Reset control installed | Reset control installed | Reset control installed | Reset control installed | 14.15 | 14.15 | 14.15 | 14.15 | 14.15 | 14.15 | 14.15 | 14.15 | 14.15 | 14.15 | 14.15 | 14.15 | 14.15 | 14.15 | 14.15 | 14.15 | 14.15 | 14.15 | 14.15 | 14.15 | 14.15 | 14.15 | 14.15 | 14.15 | 14.15 | 14.15 | 14.15 | 14.15 | 14.15 | 14.15 | 14.15 | 0 | 0 | 0 | 0 | 0 | 4.1849 | 4.1476 | 4.1073 | 4.0654 | 4.022 | 3.9777 | 3.9331 | 3.888 | 3.8407 | 3.791 | 3.7425 | 3.6948 | 3.6508 | 3.6081 | 3.5686 | 3.5307 | 3.4919 | 3.4563 | 3.4224 | 3.3888 | 3.3583 | 3.3318 | 3.3066 | 3.6216 | 3.6067 | 3.5931 | 0.074454 | 0.090554 | 0.10909 | 0.12541 | 0.14163 | 0.16169 | 0.1749 | 0.17627 | 0.16148 | 0.13754 | 0.10407 | 0.068006 | 0.03882 | 0.018308 | 0.0076698 | 0.002748 | 0.00084562 | 0.00018176 | 2.9483e-05 | 3.4933e-06 | 0 | 0 | 0 | 0 | 0 | 0 | 0.074454 | 0.16435 | 0.27183 | 0.39447 | 0.53189 | 0.68772 | 0.85491 | 1.0214 | 1.1704 | 1.2928 | 1.3803 | 1.4308 | 1.4525 | 1.4539 | 1.4456 | 1.433 | 1.4181 | 1.4038 | 1.3901 | 1.3765 | 1.3641 | 1.3533 | 1.3431 | 0 | 0 | 0 | 17.7911 | 21.8327 | 26.5593 | 30.8478 | 35.2149 | 40.6476 | 44.4692 | 45.3362 | 42.0455 | 36.2797 | 27.807 | 18.4057 | 10.6334 | 5.0741 | 2.1493 | 0.77832 | 0.24217 | 0.052589 | 0.0086148 | 0.0010308 | 0 | 0 | 0 | 0 | 0 | 0 | 17.7911 | 39.6238 | 66.1831 | 97.0309 | 132.2458 | 172.8935 | 217.3627 | 262.6989 | 304.7444 | 341.0241 | 368.8311 | 387.2368 | 397.8702 | 402.9443 | 405.0935 | 405.8719 | 406.114 | 406.1666 | 406.1752 | 406.1763 | 406.1763 | 406.1763 | 406.1763 | 406.1763 | 406.1763 | 406.1763 | 0.063366 | 0.077169 | 0.093135 | 0.10728 | 0.1214 | 0.13888 | 0.15054 | 0.152 | 0.13955 | 0.11909 | 0.090291 | 0.05911 | 0.033777 | 0.015943 | 0.0066819 | 0.002395 | 0.00073728 | 0.00015854 | 2.5745e-05 | 3.0542e-06 | 0 | 0 | 0 | 0 | 0 | 0 | 0.063366 | 0.14005 | 0.23208 | 0.33744 | 0.45592 | 0.59072 | 0.73581 | 0.88078 | 1.0115 | 1.1194 | 1.1976 | 1.2436 | 1.2638 | 1.266 | 1.2594 | 1.2489 | 1.2364 | 1.2245 | 1.2139 | 1.2035 | 1.1942 | 1.1862 | 1.1788 | 0 | 0 | 0 | 15.1225 | 18.5578 | 22.5754 | 26.2206 | 29.9327 | 34.5505 | 37.7989 | 38.5358 | 35.7387 | 30.8377 | 23.636 | 15.6448 | 9.0384 | 4.313 | 1.8269 | 0.66158 | 0.20584 | 0.044701 | 0.0073226 | 0.00087619 | 0 | 0 | 0 | 0 | 0 | 0 | 15.1225 | 33.6803 | 56.2556 | 82.4763 | 112.4089 | 146.9594 | 184.7583 | 223.2941 | 259.0328 | 289.8705 | 313.5065 | 329.1513 | 338.1896 | 342.5026 | 344.3295 | 344.9911 | 345.1969 | 345.2416 | 345.249 | 345.2498 | 345.2498 | 345.2498 | 345.2498 | 345.2498 | 345.2498 | 345.2498 | 0.063383 | 0.077221 | 0.093245 | 0.10747 | 0.12169 | 0.1393 | 0.1511 | 0.15267 | 0.14027 | 0.1198 | 0.090897 | 0.05955 | 0.034054 | 0.016087 | 0.0067476 | 0.0024204 | 0.00074576 | 0.0001605 | 2.6068e-05 | 3.0929e-06 | 0 | 0 | 0 | 0 | 0 | 0 | 0.063383 | 0.14015 | 0.23236 | 0.33803 | 0.457 | 0.59252 | 0.73854 | 0.88466 | 1.0167 | 1.1261 | 1.2057 | 1.2529 | 1.2742 | 1.2775 | 1.2718 | 1.2622 | 1.2506 | 1.2396 | 1.2291 | 1.2187 | 1.2094 | 1.2015 | 1.1942 | 0 | 0 | 0 | 15.1225 | 18.5578 | 22.5754 | 26.2206 | 29.9327 | 34.5505 | 37.7989 | 38.5358 | 35.7387 | 30.8377 | 23.636 | 15.6448 | 9.0384 | 4.313 | 1.8269 | 0.66158 | 0.20584 | 0.044701 | 0.0073226 | 0.00087619 | 0 | 0 | 0 | 0 | 0 | 0 | 15.1225 | 33.6803 | 56.2556 | 82.4763 | 112.4089 | 146.9594 | 184.7583 | 223.2941 | 259.0328 | 289.8705 | 313.5065 | 329.1513 | 338.1896 | 342.5026 | 344.3295 | 344.9911 | 345.1969 | 345.2416 | 345.249 | 345.2498 | 345.2498 | 345.2498 | 345.2498 | 345.2498 | 345.2498 | 345.2498 | 0.063366 | 0.077169 | 0.093135 | 0.10728 | 0.1214 | 0.13888 | 0.15054 | 0.152 | 0.13955 | 0.11909 | 0.090291 | 0.05911 | 0.033777 | 0.015943 | 0.0066819 | 0.002395 | 0.00073728 | 0.00015854 | 2.5745e-05 | 3.0542e-06 | 0 | 0 | 0 | 0 | 0 | 0 | 0.063366 | 0.14005 | 0.23208 | 0.33744 | 0.45592 | 0.59072 | 0.73581 | 0.88078 | 1.0115 | 1.1194 | 1.1976 | 1.2436 | 1.2638 | 1.266 | 1.2594 | 1.2489 | 1.2364 | 1.2245 | 1.2139 | 1.2035 | 1.1942 | 1.1862 | 1.1788 | 0 | 0 | 0 | 15.1225 | 18.5578 | 22.5754 | 26.2206 | 29.9327 | 34.5505 | 37.7989 | 38.5358 | 35.7387 | 30.8377 | 23.636 | 15.6448 | 9.0384 | 4.313 | 1.8269 | 0.66158 | 0.20584 | 0.044701 | 0.0073226 | 0.00087619 | 0 | 0 | 0 | 0 | 0 | 0 | 15.1225 | 33.6803 | 56.2556 | 82.4763 | 112.4089 | 146.9594 | 184.7583 | 223.2941 | 259.0328 | 289.8705 | 313.5065 | 329.1513 | 338.1896 | 342.5026 | 344.3295 | 344.9911 | 345.1969 | 345.2416 | 345.249 | 345.2498 | 345.2498 | 345.2498 | 345.2498 | 345.2498 | 345.2498 | 345.2498 | 204.2336 | 205.0633 | 205.8945 | 206.7368 | 207.5837 | 208.4134 | 209.2415 | 210.0672 | 210.8899 | 211.7677 | 212.5798 | 213.389 | 214.1909 | 214.9869 | 215.7906 | 216.5726 | 217.3924 | 218.1898 | 218.9678 | 219.7563 | 220.4808 | 221.1462 | 221.7569 | 222.3173 | 222.8312 | 223.3023 | 153.9233 | 154.5487 | 155.1751 | 155.8099 | 156.4482 | 157.0735 | 157.6976 | 158.3199 | 158.9399 | 159.6015 | 160.2136 | 160.8234 | 161.4278 | 162.0277 | 162.6335 | 163.2228 | 163.8407 | 164.4416 | 165.0279 | 165.6222 | 166.1683 | 166.6697 | 167.13 | 167.5523 | 167.9396 | 168.2947
WA_Industrial_Agriculture_Existing_Process_Natural Gas_Gas Boiler - Hot Water Reset_A | WA | Industrial | Agriculture | Existing | Process | Natural Gas | Gas Boiler - Hot Water Reset | A | IM90 | No control | Reset control installed | 16 | 2.8289 | 0 | 0 | 14.15 | 0 | 0 | 0 | 7.0771 |  | sqft | 20% | 45% | Retrofit | Retro5Med | 85.36% | TBD | 0.2% | 211.1906 |  | 159.1666 |  | 0.78679 | IL TRM - 4.4.4 - CI-HVC-BLRC-V04-210101 | IL TRM - 4.4.4 - CI-HVC-BLRC-V04-210101 | XCEL CO 2019-2020 DSM Plan | No control | No control | No control | No control | No control | No control | No control | No control | No control | No control | No control | No control | No control | No control | No control | No control | No control | No control | No control | No control | No control | No control | No control | No control | No control | No control | No control | No control | No control | No control | No control | Reset control installed | Reset control installed | Reset control installed | Reset control installed | Reset control installed | Reset control installed | Reset control installed | Reset control installed | Reset control installed | Reset control installed | Reset control installed | Reset control installed | Reset control installed | Reset control installed | Reset control installed | Reset control installed | Reset control installed | Reset control installed | Reset control installed | Reset control installed | Reset control installed | Reset control installed | Reset control installed | Reset control installed | Reset control installed | Reset control installed | Reset control installed | Reset control installed | Reset control installed | Reset control installed | Reset control installed | 14.15 | 14.15 | 14.15 | 14.15 | 14.15 | 14.15 | 14.15 | 14.15 | 14.15 | 14.15 | 14.15 | 14.15 | 14.15 | 14.15 | 14.15 | 14.15 | 14.15 | 14.15 | 14.15 | 14.15 | 14.15 | 14.15 | 14.15 | 14.15 | 14.15 | 14.15 | 14.15 | 14.15 | 14.15 | 14.15 | 14.15 | 0 | 0 | 0 | 0 | 0 | 2.8259 | 2.8232 | 2.8207 | 2.8182 | 2.8158 | 2.8134 | 2.8115 | 2.81 | 2.8084 | 2.8074 | 2.8063 | 2.8055 | 2.8047 | 2.8039 | 2.8034 | 2.8028 | 2.8024 | 2.8021 | 2.8017 | 2.8013 | 2.8013 | 2.8012 | 2.8011 | 2.8289 | 2.8289 | 2.8289 | 0.41589 | 0.50987 | 0.61969 | 0.71912 | 0.82022 | 0.94597 | 1.0342 | 1.0538 | 0.97676 | 0.84251 | 0.6455 | 0.42714 | 0.2467 | 0.11769 | 0.049841 | 0.018045 | 0.0056139 | 0.0012189 | 0.00019965 | 2.3887e-05 | 0 | 0 | 0 | 0 | 0 | 0 | 0.41589 | 0.92536 | 1.5442 | 2.262 | 3.0803 | 4.0236 | 5.0552 | 6.1062 | 7.0795 | 7.9195 | 8.5618 | 8.9866 | 9.2308 | 9.3458 | 9.394 | 9.4101 | 9.4144 | 9.4144 | 9.4134 | 9.4122 | 9.4119 | 9.4117 | 9.4114 | 0 | 0 | 0 | 147.1676 | 180.5992 | 219.6972 | 255.1717 | 291.2963 | 336.2356 | 367.8477 | 375.0195 | 347.7988 | 300.104 | 230.0185 | 152.2509 | 87.9588 | 41.9728 | 17.7787 | 6.4383 | 2.0032 | 0.43502 | 0.071262 | 0.0085268 | 0 | 0 | 0 | 0 | 0 | 0 | 147.1676 | 327.7667 | 547.4639 | 802.6356 | 1093.9319 | 1430.1676 | 1798.0153 | 2173.0348 | 2520.8336 | 2820.9375 | 3050.956 | 3203.2069 | 3291.1657 | 3333.1384 | 3350.9172 | 3357.3554 | 3359.3586 | 3359.7937 | 3359.8649 | 3359.8734 | 3359.8734 | 3359.8734 | 3359.8734 | 3359.8734 | 3359.8734 | 3359.8734 | 0.35356 | 0.43352 | 0.52697 | 0.6116 | 0.69768 | 0.80473 | 0.8799 | 0.89663 | 0.83115 | 0.71696 | 0.54933 | 0.36352 | 0.20996 | 0.10017 | 0.042423 | 0.01536 | 0.0047785 | 0.0010376 | 0.00016995 | 2.0333e-05 | 0 | 0 | 0 | 0 | 0 | 0 | 0.35356 | 0.78679 | 1.3131 | 1.9238 | 2.62 | 3.4229 | 4.3009 | 5.1955 | 6.0242 | 6.7393 | 7.2863 | 7.6481 | 7.8563 | 7.9545 | 7.9958 | 8.0097 | 8.0136 | 8.0137 | 8.013 | 8.0121 | 8.0119 | 8.0117 | 8.0116 | 0 | 0 | 0 | 125.0924 | 153.5093 | 186.7426 | 216.8959 | 247.6019 | 285.8003 | 312.6706 | 318.7665 | 295.629 | 255.0884 | 195.5157 | 129.4132 | 74.765 | 35.6768 | 15.1119 | 5.4725 | 1.7027 | 0.36976 | 0.060572 | 0.0072478 | 0 | 0 | 0 | 0 | 0 | 0 | 125.0924 | 278.6017 | 465.3443 | 682.2403 | 929.8421 | 1215.6424 | 1528.313 | 1847.0796 | 2142.7085 | 2397.7969 | 2593.3126 | 2722.7259 | 2797.4908 | 2833.1677 | 2848.2796 | 2853.7521 | 2855.4548 | 2855.8246 | 2855.8852 | 2855.8924 | 2855.8924 | 2855.8924 | 2855.8924 | 2855.8924 | 2855.8924 | 2855.8924 | 0.35356 | 0.43352 | 0.52697 | 0.6116 | 0.69768 | 0.80473 | 0.8799 | 0.89663 | 0.83115 | 0.71696 | 0.54933 | 0.36352 | 0.20996 | 0.10017 | 0.042423 | 0.01536 | 0.0047785 | 0.0010376 | 0.00016995 | 2.0333e-05 | 0 | 0 | 0 | 0 | 0 | 0 | 0.35356 | 0.78679 | 1.3131 | 1.9238 | 2.62 | 3.4229 | 4.3009 | 5.1955 | 6.0242 | 6.7393 | 7.2863 | 7.6481 | 7.8563 | 7.9545 | 7.9958 | 8.0097 | 8.0136 | 8.0137 | 8.013 | 8.0121 | 8.0119 | 8.0117 | 8.0116 | 0 | 0 | 0 | 125.0924 | 153.5093 | 186.7426 | 216.8959 | 247.6019 | 285.8003 | 312.6706 | 318.7665 | 295.629 | 255.0884 | 195.5157 | 129.4132 | 74.765 | 35.6768 | 15.1119 | 5.4725 | 1.7027 | 0.36976 | 0.060572 | 0.0072478 | 0 | 0 | 0 | 0 | 0 | 0 | 125.0924 | 278.6017 | 465.3443 | 682.2403 | 929.8421 | 1215.6424 | 1528.313 | 1847.0796 | 2142.7085 | 2397.7969 | 2593.3126 | 2722.7259 | 2797.4908 | 2833.1677 | 2848.2796 | 2853.7521 | 2855.4548 | 2855.8246 | 2855.8852 | 2855.8924 | 2855.8924 | 2855.8924 | 2855.8924 | 2855.8924 | 2855.8924 | 2855.8924 | 0.35356 | 0.43352 | 0.52697 | 0.6116 | 0.69768 | 0.80473 | 0.8799 | 0.89663 | 0.83115 | 0.71696 | 0.54933 | 0.36352 | 0.20996 | 0.10017 | 0.042423 | 0.01536 | 0.0047785 | 0.0010376 | 0.00016995 | 2.0333e-05 | 0 | 0 | 0 | 0 | 0 | 0 | 0.35356 | 0.78679 | 1.3131 | 1.9238 | 2.62 | 3.4229 | 4.3009 | 5.1955 | 6.0242 | 6.7393 | 7.2863 | 7.6481 | 7.8563 | 7.9545 | 7.9958 | 8.0097 | 8.0136 | 8.0137 | 8.013 | 8.0121 | 8.0119 | 8.0117 | 8.0116 | 0 | 0 | 0 | 125.0924 | 153.5093 | 186.7426 | 216.8959 | 247.6019 | 285.8003 | 312.6706 | 318.7665 | 295.629 | 255.0884 | 195.5157 | 129.4132 | 74.765 | 35.6768 | 15.1119 | 5.4725 | 1.7027 | 0.36976 | 0.060572 | 0.0072478 | 0 | 0 | 0 | 0 | 0 | 0 | 125.0924 | 278.6017 | 465.3443 | 682.2403 | 929.8421 | 1215.6424 | 1528.313 | 1847.0796 | 2142.7085 | 2397.7969 | 2593.3126 | 2722.7259 | 2797.4908 | 2833.1677 | 2848.2796 | 2853.7521 | 2855.4548 | 2855.8246 | 2855.8852 | 2855.8924 | 2855.8924 | 2855.8924 | 2855.8924 | 2855.8924 | 2855.8924 | 2855.8924 | 204.2336 | 205.0633 | 205.8945 | 206.7368 | 207.5837 | 208.4134 | 209.2415 | 210.0672 | 210.8899 | 211.7677 | 212.5798 | 213.389 | 214.1909 | 214.9869 | 215.7906 | 216.5726 | 217.3924 | 218.1898 | 218.9678 | 219.7563 | 220.4808 | 221.1462 | 221.7569 | 222.3173 | 222.8312 | 223.3023 | 153.9233 | 154.5487 | 155.1751 | 155.8099 | 156.4482 | 157.0735 | 157.6976 | 158.3199 | 158.9399 | 159.6015 | 160.2136 | 160.8234 | 161.4278 | 162.0277 | 162.6335 | 163.2228 | 163.8407 | 164.4416 | 165.0279 | 165.6222 | 166.1683 | 166.6697 | 167.13 | 167.5523 | 167.9396 | 168.2947
WA_Industrial_Agriculture_Existing_Space Heating_Natural Gas_Steam Trap Maintenance_A | WA | Industrial | Agriculture | Existing | Space Heating | Natural Gas | Steam Trap Maintenance | A | IM91 | Degrade performance | Cleaning and maintenance | 6 | 1.5075 | 0 | 0 | 1.93 | 0 | 0 | 0 | 0.96445 |  | employee | 73% | 85% | Retrofit | RetroEven20 | 76.5% | TBD | 0.2% | 116.147 |  | 92.4082 |  | 0.024793 | IL TRM - 4.4.16 - CI-HVC-STRE-V07-210101 | IL TRM - 4.4.16 - CI-HVC-STRE-V07-210101 | IL TRM - 4.4.16 - CI-HVC-STRE-V07-210101 | Degrade performance | Degrade performance | Degrade performance | Degrade performance | Degrade performance | Degrade performance | Degrade performance | Degrade performance | Degrade performance | Degrade performance | Degrade performance | Degrade performance | Degrade performance | Degrade performance | Degrade performance | Degrade performance | Degrade performance | Degrade performance | Degrade performance | Degrade performance | Degrade performance | Degrade performance | Degrade performance | Degrade performance | Degrade performance | Degrade performance | Degrade performance | Degrade performance | Degrade performance | Degrade performance | Degrade performance | Cleaning and maintenance | Cleaning and maintenance | Cleaning and maintenance | Cleaning and maintenance | Cleaning and maintenance | Cleaning and maintenance | Cleaning and maintenance | Cleaning and maintenance | Cleaning and maintenance | Cleaning and maintenance | Cleaning and maintenance | Cleaning and maintenance | Cleaning and maintenance | Cleaning and maintenance | Cleaning and maintenance | Cleaning and maintenance | Cleaning and maintenance | Cleaning and maintenance | Cleaning and maintenance | Cleaning and maintenance | Cleaning and maintenance | Cleaning and maintenance | Cleaning and maintenance | Cleaning and maintenance | Cleaning and maintenance | Cleaning and maintenance | Cleaning and maintenance | Cleaning and maintenance | Cleaning and maintenance | Cleaning and maintenance | Cleaning and maintenance | 1.93 | 1.93 | 1.93 | 1.93 | 1.93 | 1.93 | 1.93 | 1.93 | 1.93 | 1.93 | 1.93 | 1.93 | 1.93 | 1.93 | 1.93 | 1.93 | 1.93 | 1.93 | 1.93 | 1.93 | 1.93 | 1.93 | 1.93 | 1.93 | 1.93 | 1.93 | 1.93 | 1.93 | 1.93 | 1.93 | 1.93 | 0 | 0 | 0 | 0 | 0 | 1.4785 | 1.4653 | 1.4511 | 1.4363 | 1.421 | 1.4054 | 1.3897 | 1.3737 | 1.3571 | 1.3395 | 1.3224 | 1.3056 | 1.2901 | 1.275 | 1.261 | 1.2477 | 1.234 | 1.2214 | 1.2095 | 1.1976 | 1.1868 | 1.1775 | 1.1686 | 1.2794 | 1.2742 | 1.2694 | 0.014681 | 0.014543 | 0.014317 | 0.014178 | 0.014039 | 0.013708 | 0.013518 | 0.013336 | 0.012965 | 0.012846 | 0.012561 | 0.012403 | 0.012193 | 0.011944 | 0.011827 | 0.011653 | 0.01148 | 0.011322 | 0.011173 | 0.011029 | 0 | 0 | 0 | 0 | 0 | 0 | 0.014681 | 0.029093 | 0.043127 | 0.056866 | 0.070299 | 0.083235 | 0.09582 | 0.10806 | 0.11971 | 0.13101 | 0.1419 | 0.1525 | 0.16287 | 0.17292 | 0.18285 | 0.19257 | 0.20193 | 0.2112 | 0.2203 | 0.22918 | 0.22711 | 0.22532 | 0.22362 | 0 | 0 | 0 | 9.9299 | 9.9245 | 9.866 | 9.8713 | 9.8795 | 9.754 | 9.7273 | 9.7076 | 9.5534 | 9.5899 | 9.4985 | 9.4997 | 9.4519 | 9.3676 | 9.3787 | 9.3399 | 9.3036 | 9.2697 | 9.2382 | 9.209 | 0 | 0 | 0 | 0 | 0 | 0 | 9.9299 | 19.8544 | 29.7204 | 39.5917 | 49.4711 | 59.2251 | 68.9525 | 78.6601 | 88.2135 | 97.8034 | 107.3019 | 116.8016 | 126.2535 | 135.621 | 144.9997 | 154.3396 | 163.6432 | 172.9128 | 182.151 | 191.36 | 191.36 | 191.36 | 191.36 | 191.36 | 191.36 | 191.36 | 0.012495 | 0.012393 | 0.012223 | 0.012129 | 0.012033 | 0.011775 | 0.011634 | 0.0115 | 0.011203 | 0.011123 | 0.010898 | 0.01078 | 0.010609 | 0.0104 | 0.010303 | 0.010156 | 0.010009 | 0.0098753 | 0.0097563 | 0.0096422 | 0 | 0 | 0 | 0 | 0 | 0 | 0.012495 | 0.024793 | 0.036821 | 0.048645 | 0.060257 | 0.071494 | 0.08247 | 0.093183 | 0.10345 | 0.11344 | 0.12311 | 0.13254 | 0.14171 | 0.15057 | 0.15929 | 0.16782 | 0.17605 | 0.18421 | 0.19237 | 0.20036 | 0.19881 | 0.19749 | 0.19626 | 0 | 0 | 0 | 8.4404 | 8.4358 | 8.3861 | 8.3906 | 8.3975 | 8.2909 | 8.2682 | 8.2515 | 8.1204 | 8.1514 | 8.0737 | 8.0747 | 8.0341 | 7.9624 | 7.9719 | 7.9389 | 7.908 | 7.8792 | 7.8524 | 7.8277 | 0 | 0 | 0 | 0 | 0 | 0 | 8.4404 | 16.8763 | 25.2623 | 33.6529 | 42.0505 | 50.3414 | 58.6096 | 66.8611 | 74.9815 | 83.1329 | 91.2066 | 99.2813 | 107.3155 | 115.2779 | 123.2498 | 131.1887 | 139.0967 | 146.9759 | 154.8283 | 162.656 | 162.656 | 162.656 | 162.656 | 162.656 | 162.656 | 162.656 | 0.012498 | 0.012401 | 0.012237 | 0.01215 | 0.012062 | 0.01181 | 0.011677 | 0.01155 | 0.011261 | 0.011189 | 0.010971 | 0.01086 | 0.010696 | 0.010494 | 0.010404 | 0.010264 | 0.010124 | 0.0099975 | 0.0098786 | 0.0097646 | 0 | 0 | 0 | 0 | 0 | 0 | 0.012498 | 0.024809 | 0.036864 | 0.04873 | 0.0604 | 0.071711 | 0.082776 | 0.093593 | 0.10398 | 0.11411 | 0.12394 | 0.13353 | 0.14287 | 0.15193 | 0.16086 | 0.1696 | 0.17808 | 0.18649 | 0.19478 | 0.2029 | 0.20136 | 0.20004 | 0.19882 | 0 | 0 | 0 | 8.4404 | 8.4358 | 8.3861 | 8.3906 | 8.3975 | 8.2909 | 8.2682 | 8.2515 | 8.1204 | 8.1514 | 8.0737 | 8.0747 | 8.0341 | 7.9624 | 7.9719 | 7.9389 | 7.908 | 7.8792 | 7.8524 | 7.8277 | 0 | 0 | 0 | 0 | 0 | 0 | 8.4404 | 16.8763 | 25.2623 | 33.6529 | 42.0505 | 50.3414 | 58.6096 | 66.8611 | 74.9815 | 83.1329 | 91.2066 | 99.2813 | 107.3155 | 115.2779 | 123.2498 | 131.1887 | 139.0967 | 146.9759 | 154.8283 | 162.656 | 162.656 | 162.656 | 162.656 | 162.656 | 162.656 | 162.656 | 0.012495 | 0.012393 | 0.012223 | 0.012129 | 0.012033 | 0.011775 | 0.011634 | 0.0115 | 0.011203 | 0.011123 | 0.010898 | 0.01078 | 0.010609 | 0.0104 | 0.010303 | 0.010156 | 0.010009 | 0.0098753 | 0.0097563 | 0.0096422 | 0 | 0 | 0 | 0 | 0 | 0 | 0.012495 | 0.024793 | 0.036821 | 0.048645 | 0.060257 | 0.071494 | 0.08247 | 0.093183 | 0.10345 | 0.11344 | 0.12311 | 0.13254 | 0.14171 | 0.15057 | 0.15929 | 0.16782 | 0.17605 | 0.18421 | 0.19237 | 0.20036 | 0.19881 | 0.19749 | 0.19626 | 0 | 0 | 0 | 8.4404 | 8.4358 | 8.3861 | 8.3906 | 8.3975 | 8.2909 | 8.2682 | 8.2515 | 8.1204 | 8.1514 | 8.0737 | 8.0747 | 8.0341 | 7.9624 | 7.9719 | 7.9389 | 7.908 | 7.8792 | 7.8524 | 7.8277 | 0 | 0 | 0 | 0 | 0 | 0 | 8.4404 | 16.8763 | 25.2623 | 33.6529 | 42.0505 | 50.3414 | 58.6096 | 66.8611 | 74.9815 | 83.1329 | 91.2066 | 99.2813 | 107.3155 | 115.2779 | 123.2498 | 131.1887 | 139.0967 | 146.9759 | 154.8283 | 162.656 | 162.656 | 162.656 | 162.656 | 162.656 | 162.656 | 162.656 | 113.4196 | 113.7477 | 114.0756 | 114.4071 | 114.7396 | 115.0646 | 115.3882 | 115.7101 | 116.0301 | 116.3708 | 116.6852 | 116.9978 | 117.3069 | 117.613 | 117.9214 | 118.2208 | 118.534 | 118.838 | 119.1339 | 119.4332 | 119.7076 | 119.9591 | 120.1896 | 120.4007 | 120.594 | 120.771 | 90.2383 | 90.4994 | 90.7602 | 91.024 | 91.2885 | 91.5471 | 91.8046 | 92.0607 | 92.3153 | 92.5863 | 92.8365 | 93.0852 | 93.3311 | 93.5747 | 93.82 | 94.0582 | 94.3074 | 94.5493 | 94.7847 | 95.0228 | 95.2411 | 95.4412 | 95.6246 | 95.7926 | 95.9464 | 96.0872
WA_Industrial_Agriculture_Existing_Process_Natural Gas_Steam Trap Maintenance_A | WA | Industrial | Agriculture | Existing | Process | Natural Gas | Steam Trap Maintenance | A | IM92 | Degrade performance | Cleaning and maintenance | 6 | 1.9988 | 0 | 0 | 1.93 | 0 | 0 | 0 | 0.96445 |  | sqft | 73% | 85% | Retrofit | RetroEven20 | 76.5% | TBD | 0.2% | 116.147 |  | 92.4082 |  | 0.2786 | IL TRM - 4.4.16 - CI-HVC-STRE-V07-210101 | IL TRM - 4.4.16 - CI-HVC-STRE-V07-210101 | IL TRM - 4.4.16 - CI-HVC-STRE-V07-210101 | Degrade performance | Degrade performance | Degrade performance | Degrade performance | Degrade performance | Degrade performance | Degrade performance | Degrade performance | Degrade performance | Degrade performance | Degrade performance | Degrade performance | Degrade performance | Degrade performance | Degrade performance | Degrade performance | Degrade performance | Degrade performance | Degrade performance | Degrade performance | Degrade performance | Degrade performance | Degrade performance | Degrade performance | Degrade performance | Degrade performance | Degrade performance | Degrade performance | Degrade performance | Degrade performance | Degrade performance | Cleaning and maintenance | Cleaning and maintenance | Cleaning and maintenance | Cleaning and maintenance | Cleaning and maintenance | Cleaning and maintenance | Cleaning and maintenance | Cleaning and maintenance | Cleaning and maintenance | Cleaning and maintenance | Cleaning and maintenance | Cleaning and maintenance | Cleaning and maintenance | Cleaning and maintenance | Cleaning and maintenance | Cleaning and maintenance | Cleaning and maintenance | Cleaning and maintenance | Cleaning and maintenance | Cleaning and maintenance | Cleaning and maintenance | Cleaning and maintenance | Cleaning and maintenance | Cleaning and maintenance | Cleaning and maintenance | Cleaning and maintenance | Cleaning and maintenance | Cleaning and maintenance | Cleaning and maintenance | Cleaning and maintenance | Cleaning and maintenance | 1.93 | 1.93 | 1.93 | 1.93 | 1.93 | 1.93 | 1.93 | 1.93 | 1.93 | 1.93 | 1.93 | 1.93 | 1.93 | 1.93 | 1.93 | 1.93 | 1.93 | 1.93 | 1.93 | 1.93 | 1.93 | 1.93 | 1.93 | 1.93 | 1.93 | 1.93 | 1.93 | 1.93 | 1.93 | 1.93 | 1.93 | 0 | 0 | 0 | 0 | 0 | 1.9969 | 1.9951 | 1.9935 | 1.9919 | 1.9904 | 1.9889 | 1.9878 | 1.9869 | 1.986 | 1.9855 | 1.9849 | 1.9845 | 1.9841 | 1.9838 | 1.9836 | 1.9834 | 1.9833 | 1.9832 | 1.9832 | 1.9831 | 1.983 | 1.983 | 1.983 | 1.9988 | 1.9988 | 1.9988 | 0.16402 | 0.16379 | 0.16269 | 0.16265 | 0.16266 | 0.16048 | 0.15995 | 0.15955 | 0.15694 | 0.1575 | 0.15595 | 0.15594 | 0.15513 | 0.15372 | 0.15389 | 0.15323 | 0.15263 | 0.15207 | 0.15155 | 0.15107 | 0 | 0 | 0 | 0 | 0 | 0 | 0.16402 | 0.32767 | 0.49009 | 0.65236 | 0.81453 | 0.9744 | 1.1338 | 1.2928 | 1.4492 | 1.6063 | 1.7618 | 1.9174 | 2.0721 | 2.2255 | 2.3792 | 2.5321 | 2.6847 | 2.8367 | 2.9881 | 3.1391 | 3.139 | 3.1389 | 3.1389 | 0 | 0 | 0 | 82.14 | 82.095 | 81.6108 | 81.6549 | 81.7225 | 80.6847 | 80.4642 | 80.3008 | 79.0257 | 79.3274 | 78.5709 | 78.5811 | 78.1856 | 77.4882 | 77.58 | 77.2592 | 76.9587 | 76.6783 | 76.4177 | 76.1767 | 0 | 0 | 0 | 0 | 0 | 0 | 82.14 | 164.235 | 245.8458 | 327.5008 | 409.2232 | 489.9079 | 570.3721 | 650.6729 | 729.6986 | 809.026 | 887.5969 | 966.1779 | 1044.3635 | 1121.8517 | 1199.4317 | 1276.6908 | 1353.6495 | 1430.3278 | 1506.7454 | 1582.9222 | 1582.9222 | 1582.9222 | 1582.9222 | 1582.9222 | 1582.9222 | 1582.9222 | 0.13944 | 0.13926 | 0.13834 | 0.13833 | 0.13835 | 0.13651 | 0.13607 | 0.13574 | 0.13353 | 0.13401 | 0.1327 | 0.13269 | 0.13201 | 0.13081 | 0.13095 | 0.1304 | 0.12989 | 0.12941 | 0.12897 | 0.12856 | 0 | 0 | 0 | 0 | 0 | 0 | 0.13944 | 0.2786 | 0.41675 | 0.55479 | 0.69278 | 0.82885 | 0.96452 | 1.0999 | 1.233 | 1.3667 | 1.4991 | 1.6315 | 1.7633 | 1.8938 | 2.0246 | 2.1548 | 2.2846 | 2.414 | 2.5429 | 2.6714 | 2.6713 | 2.6713 | 2.6712 | 0 | 0 | 0 | 69.819 | 69.7807 | 69.3692 | 69.4067 | 69.4641 | 68.582 | 68.3946 | 68.2557 | 67.1718 | 67.4283 | 66.7853 | 66.7939 | 66.4578 | 65.865 | 65.943 | 65.6703 | 65.4149 | 65.1765 | 64.955 | 64.7502 | 0 | 0 | 0 | 0 | 0 | 0 | 69.819 | 139.5998 | 208.969 | 278.3757 | 347.8398 | 416.4217 | 484.8163 | 553.072 | 620.2438 | 687.6721 | 754.4573 | 821.2513 | 887.709 | 953.574 | 1019.5169 | 1085.1872 | 1150.6021 | 1215.7786 | 1280.7336 | 1345.4838 | 1345.4838 | 1345.4838 | 1345.4838 | 1345.4838 | 1345.4838 | 1345.4838 | 0.13944 | 0.13926 | 0.13834 | 0.13833 | 0.13835 | 0.13651 | 0.13607 | 0.13574 | 0.13353 | 0.13401 | 0.1327 | 0.13269 | 0.13201 | 0.13081 | 0.13095 | 0.1304 | 0.12989 | 0.12941 | 0.12897 | 0.12856 | 0 | 0 | 0 | 0 | 0 | 0 | 0.13944 | 0.2786 | 0.41675 | 0.55479 | 0.69278 | 0.82885 | 0.96452 | 1.0999 | 1.233 | 1.3667 | 1.4991 | 1.6315 | 1.7633 | 1.8938 | 2.0246 | 2.1548 | 2.2846 | 2.414 | 2.5429 | 2.6714 | 2.6713 | 2.6713 | 2.6712 | 0 | 0 | 0 | 69.819 | 69.7807 | 69.3692 | 69.4067 | 69.4641 | 68.582 | 68.3946 | 68.2557 | 67.1718 | 67.4283 | 66.7853 | 66.7939 | 66.4578 | 65.865 | 65.943 | 65.6703 | 65.4149 | 65.1765 | 64.955 | 64.7502 | 0 | 0 | 0 | 0 | 0 | 0 | 69.819 | 139.5998 | 208.969 | 278.3757 | 347.8398 | 416.4217 | 484.8163 | 553.072 | 620.2438 | 687.6721 | 754.4573 | 821.2513 | 887.709 | 953.574 | 1019.5169 | 1085.1872 | 1150.6021 | 1215.7786 | 1280.7336 | 1345.4838 | 1345.4838 | 1345.4838 | 1345.4838 | 1345.4838 | 1345.4838 | 1345.4838 | 0.13944 | 0.13926 | 0.13834 | 0.13833 | 0.13835 | 0.13651 | 0.13607 | 0.13574 | 0.13353 | 0.13401 | 0.1327 | 0.13269 | 0.13201 | 0.13081 | 0.13095 | 0.1304 | 0.12989 | 0.12941 | 0.12897 | 0.12856 | 0 | 0 | 0 | 0 | 0 | 0 | 0.13944 | 0.2786 | 0.41675 | 0.55479 | 0.69278 | 0.82885 | 0.96452 | 1.0999 | 1.233 | 1.3667 | 1.4991 | 1.6315 | 1.7633 | 1.8938 | 2.0246 | 2.1548 | 2.2846 | 2.414 | 2.5429 | 2.6714 | 2.6713 | 2.6713 | 2.6712 | 0 | 0 | 0 | 69.819 | 69.7807 | 69.3692 | 69.4067 | 69.4641 | 68.582 | 68.3946 | 68.2557 | 67.1718 | 67.4283 | 66.7853 | 66.7939 | 66.4578 | 65.865 | 65.943 | 65.6703 | 65.4149 | 65.1765 | 64.955 | 64.7502 | 0 | 0 | 0 | 0 | 0 | 0 | 69.819 | 139.5998 | 208.969 | 278.3757 | 347.8398 | 416.4217 | 484.8163 | 553.072 | 620.2438 | 687.6721 | 754.4573 | 821.2513 | 887.709 | 953.574 | 1019.5169 | 1085.1872 | 1150.6021 | 1215.7786 | 1280.7336 | 1345.4838 | 1345.4838 | 1345.4838 | 1345.4838 | 1345.4838 | 1345.4838 | 1345.4838 | 113.4196 | 113.7477 | 114.0756 | 114.4071 | 114.7396 | 115.0646 | 115.3882 | 115.7101 | 116.0301 | 116.3708 | 116.6852 | 116.9978 | 117.3069 | 117.613 | 117.9214 | 118.2208 | 118.534 | 118.838 | 119.1339 | 119.4332 | 119.7076 | 119.9591 | 120.1896 | 120.4007 | 120.594 | 120.771 | 90.2383 | 90.4994 | 90.7602 | 91.024 | 91.2885 | 91.5471 | 91.8046 | 92.0607 | 92.3153 | 92.5863 | 92.8365 | 93.0852 | 93.3311 | 93.5747 | 93.82 | 94.0582 | 94.3074 | 94.5493 | 94.7847 | 95.0228 | 95.2411 | 95.4412 | 95.6246 | 95.7926 | 95.9464 | 96.0872
WA_Industrial_Agriculture_Existing_Space Heating_Natural Gas_Gas Boiler - High Turndown_A | WA | Industrial | Agriculture | Existing | Space Heating | Natural Gas | Gas Boiler - High Turndown | A | IM93 | No control | Turndown control installed | 15 | 1.6002 | 0 | 0 | 27.59 | 0 | 0 | 0 | 13.7972 |  | employee | 35% | 50% | Retrofit | Retro12Med | 84.73% | TBD | 0.2% | 802.1134 |  | 609.8605 |  | 0.071514 | MN TRM 3.1 - Boiler Modifications, Space Heating Only v4.0 | MN TRM 3.1 - Boiler Modifications, Space Heating Only v4.0 | MN TRM 3.1 - Boiler Modifications, Space Heating Only v4.0 | No control | No control | No control | No control | No control | No control | No control | No control | No control | No control | No control | No control | No control | No control | No control | No control | No control | No control | No control | No control | No control | No control | No control | No control | No control | No control | No control | No control | No control | No control | No control | Turndown control installed | Turndown control installed | Turndown control installed | Turndown control installed | Turndown control installed | Turndown control installed | Turndown control installed | Turndown control installed | Turndown control installed | Turndown control installed | Turndown control installed | Turndown control installed | Turndown control installed | Turndown control installed | Turndown control installed | Turndown control installed | Turndown control installed | Turndown control installed | Turndown control installed | Turndown control installed | Turndown control installed | Turndown control installed | Turndown control installed | Turndown control installed | Turndown control installed | Turndown control installed | Turndown control installed | Turndown control installed | Turndown control installed | Turndown control installed | Turndown control installed | 27.59 | 27.59 | 27.59 | 27.59 | 27.59 | 27.59 | 27.59 | 27.59 | 27.59 | 27.59 | 27.59 | 27.59 | 27.59 | 27.59 | 27.59 | 27.59 | 27.59 | 27.59 | 27.59 | 27.59 | 27.59 | 27.59 | 27.59 | 27.59 | 27.59 | 27.59 | 27.59 | 27.59 | 27.59 | 27.59 | 27.59 | 0 | 0 | 0 | 0 | 0 | 1.5645 | 1.5441 | 1.5201 | 1.4931 | 1.4631 | 1.43 | 1.3959 | 1.361 | 1.3243 | 1.2897 | 1.2553 | 1.2243 | 1.1956 | 1.1687 | 1.1466 | 1.1261 | 1.107 | 1.0905 | 1.076 | 1.0623 | 1.0521 | 1.0434 | 1.035 | 1.3581 | 1.3525 | 1.3474 | 0.042481 | 0.041902 | 0.041008 | 0.040302 | 0.039524 | 0.034327 | 0.026732 | 0.020809 | 0.015941 | 0.012467 | 0.0096154 | 0.007503 | 0.0058322 | 0.0045202 | 0.003552 | 0.0027791 | 1.8562e-05 | 6.5065e-06 | 2.1812e-06 | 6.9999e-07 | 5.8761e-07 | 5.8115e-07 | 5.7511e-07 | 7.5297e-07 | 7.4842e-07 | 7.4434e-07 | 0.042481 | 0.083826 | 0.12353 | 0.16164 | 0.19791 | 0.22777 | 0.24906 | 0.26365 | 0.27248 | 0.27783 | 0.28004 | 0.28062 | 0.27987 | 0.2781 | 0.2764 | 0.27422 | 0.26959 | 0.26557 | 0.26205 | 0.25871 | 0.25625 | 0.2541 | 0.25208 | 0 | 0 | 0 | 27.1521 | 27.1372 | 26.9771 | 26.9917 | 27.014 | 24.0039 | 19.1506 | 15.2894 | 12.0373 | 9.6666 | 7.6595 | 6.1284 | 4.8781 | 3.8676 | 3.0978 | 2.468 | 0.016768 | 0.0059668 | 0.0020272 | 0.00065896 | 0.00055849 | 0.000557 | 0.00055565 | 0.00055444 | 0.00055336 | 0.00055242 | 27.1521 | 54.2893 | 81.2664 | 108.2581 | 135.2721 | 159.276 | 178.4267 | 193.7161 | 205.7534 | 215.42 | 223.0795 | 229.2079 | 234.086 | 237.9536 | 241.0514 | 243.5194 | 243.5361 | 243.5421 | 243.5441 | 243.5448 | 243.5453 | 243.5459 | 243.5465 | 243.547 | 243.5476 | 243.5481 | 0.036171 | 0.035747 | 0.035081 | 0.034584 | 0.034034 | 0.029674 | 0.023201 | 0.018134 | 0.013953 | 0.010957 | 0.0084861 | 0.0066464 | 0.0051811 | 0.0040258 | 0.0031689 | 0.0024832 | 1.6608e-05 | 5.8284e-06 | 1.9572e-06 | 6.2915e-07 | 5.2887e-07 | 5.2373e-07 | 5.1904e-07 | 6.4003e-07 | 6.3616e-07 | 6.3269e-07 | 0.036171 | 0.071514 | 0.10568 | 0.13871 | 0.17042 | 0.1969 | 0.21616 | 0.22975 | 0.23851 | 0.24417 | 0.24715 | 0.24858 | 0.24863 | 0.24768 | 0.24659 | 0.24502 | 0.24121 | 0.2379 | 0.23513 | 0.23253 | 0.23063 | 0.229 | 0.2275 | 0 | 0 | 0 | 23.0793 | 23.0666 | 22.9306 | 22.943 | 22.9619 | 20.4033 | 16.278 | 12.996 | 10.2317 | 8.2166 | 6.5106 | 5.2092 | 4.1464 | 3.2875 | 2.6331 | 2.0978 | 0.014253 | 0.0050717 | 0.0017231 | 0.00056012 | 0.00047471 | 0.00047345 | 0.0004723 | 0.00047127 | 0.00047036 | 0.00046956 | 23.0793 | 46.1459 | 69.0764 | 92.0194 | 114.9813 | 135.3846 | 151.6627 | 164.6587 | 174.8904 | 183.107 | 189.6176 | 194.8267 | 198.9731 | 202.2606 | 204.8937 | 206.9915 | 207.0057 | 207.0108 | 207.0125 | 207.0131 | 207.0135 | 207.014 | 207.0145 | 207.015 | 207.0154 | 207.0159 | 0.03619 | 0.035789 | 0.035149 | 0.034679 | 0.034158 | 0.029809 | 0.023328 | 0.01825 | 0.014058 | 0.01105 | 0.0085669 | 0.0067161 | 0.0052408 | 0.0040766 | 0.0032121 | 0.0025197 | 1.6871e-05 | 5.9272e-06 | 1.9911e-06 | 6.4032e-07 | 5.3833e-07 | 5.3315e-07 | 5.2842e-07 | 6.4003e-07 | 6.3616e-07 | 6.3269e-07 | 0.03619 | 0.071598 | 0.10588 | 0.13909 | 0.17104 | 0.1978 | 0.21735 | 0.23123 | 0.24029 | 0.24624 | 0.2495 | 0.25119 | 0.25149 | 0.25081 | 0.24995 | 0.24862 | 0.24503 | 0.24193 | 0.23921 | 0.23666 | 0.23475 | 0.23312 | 0.23161 | 0 | 0 | 0 | 23.0793 | 23.0666 | 22.9306 | 22.943 | 22.9619 | 20.4033 | 16.278 | 12.996 | 10.2317 | 8.2166 | 6.5106 | 5.2092 | 4.1464 | 3.2875 | 2.6331 | 2.0978 | 0.014253 | 0.0050717 | 0.0017231 | 0.00056012 | 0.00047471 | 0.00047345 | 0.0004723 | 0.00047127 | 0.00047036 | 0.00046956 | 23.0793 | 46.1459 | 69.0764 | 92.0194 | 114.9813 | 135.3846 | 151.6627 | 164.6587 | 174.8904 | 183.107 | 189.6176 | 194.8267 | 198.9731 | 202.2606 | 204.8937 | 206.9915 | 207.0057 | 207.0108 | 207.0125 | 207.0131 | 207.0135 | 207.014 | 207.0145 | 207.015 | 207.0154 | 207.0159 | 0.03618 | 0.035756 | 0.03509 | 0.034593 | 0.034043 | 0.029681 | 0.023207 | 0.018138 | 0.013957 | 0.01096 | 0.0084883 | 0.0066481 | 0.0051824 | 0.0040268 | 0.0031697 | 0.0024838 | 1.6612e-05 | 5.8299e-06 | 1.9577e-06 | 6.2931e-07 | 5.2888e-07 | 5.2374e-07 | 5.1905e-07 | 6.4003e-07 | 6.3616e-07 | 6.3269e-07 | 0.03618 | 0.071532 | 0.10571 | 0.13874 | 0.17047 | 0.19695 | 0.21622 | 0.22981 | 0.23857 | 0.24424 | 0.24722 | 0.24864 | 0.24869 | 0.24775 | 0.24665 | 0.24508 | 0.24127 | 0.23796 | 0.23519 | 0.23259 | 0.23063 | 0.229 | 0.2275 | 0 | 0 | 0 | 23.0793 | 23.0666 | 22.9306 | 22.943 | 22.9619 | 20.4033 | 16.278 | 12.996 | 10.2317 | 8.2166 | 6.5106 | 5.2092 | 4.1464 | 3.2875 | 2.6331 | 2.0978 | 0.014253 | 0.0050717 | 0.0017231 | 0.00056012 | 0.00047471 | 0.00047345 | 0.0004723 | 0.00047127 | 0.00047036 | 0.00046956 | 23.0793 | 46.1459 | 69.0764 | 92.0194 | 114.9813 | 135.3846 | 151.6627 | 164.6587 | 174.8904 | 183.107 | 189.6176 | 194.8267 | 198.9731 | 202.2606 | 204.8937 | 206.9915 | 207.0057 | 207.0108 | 207.0125 | 207.0131 | 207.0135 | 207.014 | 207.0145 | 207.015 | 207.0154 | 207.0159 | 783.2785 | 785.5441 | 787.8084 | 790.0979 | 792.3941 | 794.6386 | 796.8733 | 799.0966 | 801.3067 | 803.6593 | 805.8308 | 807.9895 | 810.1239 | 812.2381 | 814.368 | 816.4356 | 818.5987 | 820.6977 | 822.7412 | 824.8081 | 826.7032 | 828.4403 | 830.0319 | 831.4898 | 832.8249 | 834.0473 | 595.54 | 597.2626 | 598.9842 | 600.7249 | 602.4708 | 604.1773 | 605.8764 | 607.5668 | 609.2471 | 611.0359 | 612.687 | 614.3282 | 615.9511 | 617.5585 | 619.1779 | 620.7499 | 622.3945 | 623.9905 | 625.5442 | 627.1157 | 628.5566 | 629.8773 | 631.0874 | 632.1959 | 633.211 | 634.1404
WA_Industrial_Agriculture_Existing_Process_Natural Gas_Gas Boiler - High Turndown_A | WA | Industrial | Agriculture | Existing | Process | Natural Gas | Gas Boiler - High Turndown | A | IM94 | No control | Turndown control installed | 15 | 2.1216 | 0 | 0 | 27.59 | 0 | 0 | 0 | 13.7972 |  | sqft | 35% | 50% | Retrofit | Retro12Med | 84.73% | TBD | 0.2% | 802.1134 |  | 609.8605 |  | 0.80459 | MN TRM 3.1 - Boiler Modifications, Space Heating Only v4.0 | MN TRM 3.1 - Boiler Modifications, Space Heating Only v4.0 | MN TRM 3.1 - Boiler Modifications, Space Heating Only v4.0 | No control | No control | No control | No control | No control | No control | No control | No control | No control | No control | No control | No control | No control | No control | No control | No control | No control | No control | No control | No control | No control | No control | No control | No control | No control | No control | No control | No control | No control | No control | No control | Turndown control installed | Turndown control installed | Turndown control installed | Turndown control installed | Turndown control installed | Turndown control installed | Turndown control installed | Turndown control installed | Turndown control installed | Turndown control installed | Turndown control installed | Turndown control installed | Turndown control installed | Turndown control installed | Turndown control installed | Turndown control installed | Turndown control installed | Turndown control installed | Turndown control installed | Turndown control installed | Turndown control installed | Turndown control installed | Turndown control installed | Turndown control installed | Turndown control installed | Turndown control installed | Turndown control installed | Turndown control installed | Turndown control installed | Turndown control installed | Turndown control installed | 27.59 | 27.59 | 27.59 | 27.59 | 27.59 | 27.59 | 27.59 | 27.59 | 27.59 | 27.59 | 27.59 | 27.59 | 27.59 | 27.59 | 27.59 | 27.59 | 27.59 | 27.59 | 27.59 | 27.59 | 27.59 | 27.59 | 27.59 | 27.59 | 27.59 | 27.59 | 27.59 | 27.59 | 27.59 | 27.59 | 27.59 | 0 | 0 | 0 | 0 | 0 | 2.1135 | 2.1054 | 2.0972 | 2.0891 | 2.081 | 2.0724 | 2.0647 | 2.0574 | 2.0495 | 2.0434 | 2.0367 | 2.0312 | 2.0257 | 2.0199 | 2.0154 | 2.0103 | 2.0056 | 2.0009 | 1.9962 | 1.9915 | 1.9912 | 1.9908 | 1.9905 | 2.1216 | 2.1216 | 2.1216 | 0.47469 | 0.47261 | 0.468 | 0.46645 | 0.46502 | 0.4115 | 0.32708 | 0.2602 | 0.20407 | 0.16339 | 0.12905 | 0.10297 | 0.081737 | 0.064624 | 0.051643 | 0.041041 | 0.00027819 | 9.8757e-05 | 3.3474e-05 | 1.0856e-05 | 9.1987e-06 | 9.1726e-06 | 9.149e-06 | 9.7305e-06 | 9.7116e-06 | 9.6951e-06 | 0.47469 | 0.94549 | 1.4098 | 1.8708 | 2.3286 | 2.7305 | 3.0474 | 3.2967 | 3.4882 | 3.6412 | 3.7584 | 3.8512 | 3.9224 | 3.9759 | 4.0186 | 4.0496 | 4.0403 | 4.0309 | 4.0215 | 4.0121 | 4.0114 | 4.0107 | 4.0101 | 0 | 0 | 0 | 224.6009 | 224.4776 | 223.1538 | 223.2744 | 223.459 | 198.5592 | 158.4133 | 126.4733 | 99.572 | 79.9617 | 63.3593 | 50.694 | 40.3511 | 31.993 | 25.6247 | 20.415 | 0.1387 | 0.049357 | 0.016769 | 0.0054509 | 0.0046198 | 0.0046075 | 0.0045963 | 0.0045863 | 0.0045774 | 0.0045696 | 224.6009 | 449.0785 | 672.2322 | 895.5066 | 1118.9657 | 1317.5249 | 1475.9382 | 1602.4115 | 1701.9834 | 1781.9451 | 1845.3045 | 1895.9985 | 1936.3496 | 1968.3426 | 1993.9673 | 2014.3822 | 2014.5209 | 2014.5703 | 2014.5871 | 2014.5925 | 2014.5971 | 2014.6017 | 2014.6063 | 2014.6109 | 2014.6155 | 2014.6201 | 0.40372 | 0.40219 | 0.3985 | 0.3974 | 0.39641 | 0.35101 | 0.27915 | 0.2222 | 0.17437 | 0.13967 | 0.11036 | 0.088101 | 0.069963 | 0.055338 | 0.044238 | 0.035169 | 0.00023847 | 8.4688e-05 | 2.8716e-05 | 9.3158e-06 | 7.8941e-06 | 7.872e-06 | 7.8518e-06 | 8.2709e-06 | 8.2549e-06 | 8.2408e-06 | 0.40372 | 0.80459 | 1.2004 | 1.5939 | 1.985 | 2.3291 | 2.6009 | 2.8152 | 2.9805 | 3.1126 | 3.2143 | 3.2951 | 3.3573 | 3.4046 | 3.4423 | 3.4702 | 3.4635 | 3.4567 | 3.4498 | 3.443 | 3.4425 | 3.442 | 3.4415 | 0 | 0 | 0 | 190.9107 | 190.806 | 189.6807 | 189.7833 | 189.9402 | 168.7753 | 134.6513 | 107.5023 | 84.6362 | 67.9675 | 53.8554 | 43.0899 | 34.2985 | 27.194 | 21.781 | 17.3527 | 0.1179 | 0.041953 | 0.014254 | 0.0046333 | 0.0039268 | 0.0039164 | 0.0039069 | 0.0038983 | 0.0038908 | 0.0038842 | 190.9107 | 381.7167 | 571.3974 | 761.1806 | 951.1208 | 1119.8961 | 1254.5474 | 1362.0497 | 1446.6859 | 1514.6534 | 1568.5088 | 1611.5987 | 1645.8972 | 1673.0912 | 1694.8722 | 1712.2249 | 1712.3428 | 1712.3848 | 1712.399 | 1712.4036 | 1712.4076 | 1712.4115 | 1712.4154 | 1712.4193 | 1712.4232 | 1712.4271 | 0.40372 | 0.40219 | 0.3985 | 0.3974 | 0.39641 | 0.35101 | 0.27915 | 0.2222 | 0.17437 | 0.13967 | 0.11036 | 0.088101 | 0.069963 | 0.055338 | 0.044238 | 0.035169 | 0.00023847 | 8.4688e-05 | 2.8716e-05 | 9.3158e-06 | 7.8941e-06 | 7.872e-06 | 7.8518e-06 | 8.2709e-06 | 8.2549e-06 | 8.2408e-06 | 0.40372 | 0.80459 | 1.2004 | 1.5939 | 1.985 | 2.3291 | 2.6009 | 2.8152 | 2.9805 | 3.1126 | 3.2143 | 3.2951 | 3.3573 | 3.4046 | 3.4423 | 3.4702 | 3.4635 | 3.4567 | 3.4498 | 3.443 | 3.4425 | 3.442 | 3.4415 | 0 | 0 | 0 | 190.9107 | 190.806 | 189.6807 | 189.7833 | 189.9402 | 168.7753 | 134.6513 | 107.5023 | 84.6362 | 67.9675 | 53.8554 | 43.0899 | 34.2985 | 27.194 | 21.781 | 17.3527 | 0.1179 | 0.041953 | 0.014254 | 0.0046333 | 0.0039268 | 0.0039164 | 0.0039069 | 0.0038983 | 0.0038908 | 0.0038842 | 190.9107 | 381.7167 | 571.3974 | 761.1806 | 951.1208 | 1119.8961 | 1254.5474 | 1362.0497 | 1446.6859 | 1514.6534 | 1568.5088 | 1611.5987 | 1645.8972 | 1673.0912 | 1694.8722 | 1712.2249 | 1712.3428 | 1712.3848 | 1712.399 | 1712.4036 | 1712.4076 | 1712.4115 | 1712.4154 | 1712.4193 | 1712.4232 | 1712.4271 | 0.40372 | 0.40219 | 0.3985 | 0.3974 | 0.39641 | 0.35101 | 0.27915 | 0.2222 | 0.17437 | 0.13967 | 0.11036 | 0.088101 | 0.069963 | 0.055338 | 0.044238 | 0.035169 | 0.00023847 | 8.4688e-05 | 2.8716e-05 | 9.3158e-06 | 7.8941e-06 | 7.872e-06 | 7.8518e-06 | 8.2709e-06 | 8.2549e-06 | 8.2408e-06 | 0.40372 | 0.80459 | 1.2004 | 1.5939 | 1.985 | 2.3291 | 2.6009 | 2.8152 | 2.9805 | 3.1126 | 3.2143 | 3.2951 | 3.3573 | 3.4046 | 3.4423 | 3.4702 | 3.4635 | 3.4567 | 3.4498 | 3.443 | 3.4425 | 3.442 | 3.4415 | 0 | 0 | 0 | 190.9107 | 190.806 | 189.6807 | 189.7833 | 189.9402 | 168.7753 | 134.6513 | 107.5023 | 84.6362 | 67.9675 | 53.8554 | 43.0899 | 34.2985 | 27.194 | 21.781 | 17.3527 | 0.1179 | 0.041953 | 0.014254 | 0.0046333 | 0.0039268 | 0.0039164 | 0.0039069 | 0.0038983 | 0.0038908 | 0.0038842 | 190.9107 | 381.7167 | 571.3974 | 761.1806 | 951.1208 | 1119.8961 | 1254.5474 | 1362.0497 | 1446.6859 | 1514.6534 | 1568.5088 | 1611.5987 | 1645.8972 | 1673.0912 | 1694.8722 | 1712.2249 | 1712.3428 | 1712.3848 | 1712.399 | 1712.4036 | 1712.4076 | 1712.4115 | 1712.4154 | 1712.4193 | 1712.4232 | 1712.4271 | 783.2785 | 785.5441 | 787.8084 | 790.0979 | 792.3941 | 794.6386 | 796.8733 | 799.0966 | 801.3067 | 803.6593 | 805.8308 | 807.9895 | 810.1239 | 812.2381 | 814.368 | 816.4356 | 818.5987 | 820.6977 | 822.7412 | 824.8081 | 826.7032 | 828.4403 | 830.0319 | 831.4898 | 832.8249 | 834.0473 | 595.54 | 597.2626 | 598.9842 | 600.7249 | 602.4708 | 604.1773 | 605.8764 | 607.5668 | 609.2471 | 611.0359 | 612.687 | 614.3282 | 615.9511 | 617.5585 | 619.1779 | 620.7499 | 622.3945 | 623.9905 | 625.5442 | 627.1157 | 628.5566 | 629.8773 | 631.0874 | 632.1959 | 633.211 | 634.1404
WA_Industrial_Agriculture_Existing_Space Heating_Natural Gas_Gas Boiler - Burner Control Optimization_A | WA | Industrial | Agriculture | Existing | Space Heating | Natural Gas | Gas Boiler - Burner Control Optimization | A | IM95 | Average performance | Optimized burner controls | 18 | 0.46406 | 0 | 0 | 9.27 | 0 | 0 | 0 | 4.6354 |  | employee | 5% | 85% | Retrofit | Retro3Slow | 83.58% | TBD | 0.2% | 846.5359 |  | 627.7957 |  | 0.0071931 | IL TRM - 4.4.22 - CI-HVC-O2TC-V01-140601 | GBLR_O2TRM-Heating-MEMD-2018-1 | IL TRM - 4.4.22 - CI-HVC-O2TC-V01-140601 | Average performance | Average performance | Average performance | Average performance | Average performance | Average performance | Average performance | Average performance | Average performance | Average performance | Average performance | Average performance | Average performance | Average performance | Average performance | Average performance | Average performance | Average performance | Average performance | Average performance | Average performance | Average performance | Average performance | Average performance | Average performance | Average performance | Average performance | Average performance | Average performance | Average performance | Average performance | Optimized burner controls | Optimized burner controls | Optimized burner controls | Optimized burner controls | Optimized burner controls | Optimized burner controls | Optimized burner controls | Optimized burner controls | Optimized burner controls | Optimized burner controls | Optimized burner controls | Optimized burner controls | Optimized burner controls | Optimized burner controls | Optimized burner controls | Optimized burner controls | Optimized burner controls | Optimized burner controls | Optimized burner controls | Optimized burner controls | Optimized burner controls | Optimized burner controls | Optimized burner controls | Optimized burner controls | Optimized burner controls | Optimized burner controls | Optimized burner controls | Optimized burner controls | Optimized burner controls | Optimized burner controls | Optimized burner controls | 9.27 | 9.27 | 9.27 | 9.27 | 9.27 | 9.27 | 9.27 | 9.27 | 9.27 | 9.27 | 9.27 | 9.27 | 9.27 | 9.27 | 9.27 | 9.27 | 9.27 | 9.27 | 9.27 | 9.27 | 9.27 | 9.27 | 9.27 | 9.27 | 9.27 | 9.27 | 9.27 | 9.27 | 9.27 | 9.27 | 9.27 | 0 | 0 | 0 | 0 | 0 | 0.4537 | 0.44774 | 0.44077 | 0.43292 | 0.42419 | 0.41459 | 0.40467 | 0.39455 | 0.3839 | 0.37386 | 0.3639 | 0.35489 | 0.34657 | 0.33877 | 0.33237 | 0.3264 | 0.32087 | 0.31608 | 0.31188 | 0.30791 | 0.30498 | 0.30243 | 0.30001 | 0.39384 | 0.39223 | 0.39075 | 0.003323 | 0.0051521 | 0.010084 | 0.017342 | 0.026454 | 0.035738 | 0.044276 | 0.050261 | 0.05183 | 0.050667 | 0.04559 | 0.038909 | 0.031134 | 0.023459 | 0.016979 | 0.011624 | 0.0075883 | 0.0047395 | 0.0028369 | 0.0018904 | 0 | 0 | 0 | 0 | 0 | 0 | 0.003323 | 0.0084315 | 0.018384 | 0.035399 | 0.061139 | 0.095494 | 0.13749 | 0.18431 | 0.23116 | 0.27579 | 0.31402 | 0.34516 | 0.3682 | 0.38338 | 0.39311 | 0.39768 | 0.39853 | 0.39732 | 0.39487 | 0.39173 | 0.388 | 0.38476 | 0.38169 | 0 | 0 | 0 | 7.3244 | 11.5069 | 22.8782 | 40.0584 | 62.3646 | 86.2017 | 109.4115 | 127.3876 | 135.0081 | 135.5236 | 125.2824 | 109.6364 | 89.8343 | 69.2479 | 51.0852 | 35.6118 | 23.6488 | 14.9944 | 9.096 | 6.1394 | 0 | 0 | 0 | 0 | 0 | 0 | 7.3244 | 18.8313 | 41.7095 | 81.7679 | 144.1325 | 230.3343 | 339.7458 | 467.1333 | 602.1414 | 737.665 | 862.9475 | 972.5839 | 1062.4182 | 1131.6661 | 1182.7513 | 1218.3631 | 1242.012 | 1257.0064 | 1266.1024 | 1272.2418 | 1272.2418 | 1272.2418 | 1272.2418 | 1272.2418 | 1272.2418 | 1272.2418 | 0.0028295 | 0.0043954 | 0.0086266 | 0.014882 | 0.022781 | 0.030895 | 0.038429 | 0.043801 | 0.04537 | 0.044532 | 0.040238 | 0.034469 | 0.02766 | 0.020895 | 0.015149 | 0.010387 | 0.0067899 | 0.0042458 | 0.0025457 | 0.0016992 | 0 | 0 | 0 | 0 | 0 | 0 | 0.0028295 | 0.0071931 | 0.015727 | 0.030377 | 0.052649 | 0.082554 | 0.11933 | 0.16062 | 0.20235 | 0.24239 | 0.27716 | 0.30577 | 0.32712 | 0.34147 | 0.35074 | 0.35536 | 0.3566 | 0.35594 | 0.35434 | 0.35212 | 0.34924 | 0.34677 | 0.3445 | 0 | 0 | 0 | 6.2257 | 9.7809 | 19.4464 | 34.0497 | 53.0099 | 73.2715 | 92.9998 | 108.2794 | 114.7569 | 115.1951 | 106.4901 | 93.1909 | 76.3592 | 58.8607 | 43.4224 | 30.27 | 20.1015 | 12.7453 | 7.7316 | 5.2184 | 0 | 0 | 0 | 0 | 0 | 0 | 6.2257 | 16.0066 | 35.4531 | 69.5027 | 122.5127 | 195.7841 | 288.7839 | 397.0633 | 511.8202 | 627.0153 | 733.5054 | 826.6963 | 903.0555 | 961.9162 | 1005.3386 | 1035.6086 | 1055.7102 | 1068.4554 | 1076.1871 | 1081.4055 | 1081.4055 | 1081.4055 | 1081.4055 | 1081.4055 | 1081.4055 | 1081.4055 | 0.002831 | 0.0044006 | 0.0086434 | 0.014923 | 0.022864 | 0.031037 | 0.03864 | 0.044083 | 0.045708 | 0.044909 | 0.040621 | 0.03483 | 0.027979 | 0.021159 | 0.015356 | 0.01054 | 0.0068975 | 0.0043178 | 0.0025899 | 0.0017294 | 0 | 0 | 0 | 0 | 0 | 0 | 0.002831 | 0.0072016 | 0.015758 | 0.030461 | 0.052841 | 0.082931 | 0.11999 | 0.16165 | 0.20386 | 0.24444 | 0.2798 | 0.30898 | 0.33089 | 0.34578 | 0.35552 | 0.36059 | 0.36225 | 0.36197 | 0.36049 | 0.35837 | 0.35549 | 0.35301 | 0.35073 | 0 | 0 | 0 | 6.2257 | 9.7809 | 19.4464 | 34.0497 | 53.0099 | 73.2715 | 92.9998 | 108.2794 | 114.7569 | 115.1951 | 106.4901 | 93.1909 | 76.3592 | 58.8607 | 43.4224 | 30.27 | 20.1015 | 12.7453 | 7.7316 | 5.2184 | 0 | 0 | 0 | 0 | 0 | 0 | 6.2257 | 16.0066 | 35.4531 | 69.5027 | 122.5127 | 195.7841 | 288.7839 | 397.0633 | 511.8202 | 627.0153 | 733.5054 | 826.6963 | 903.0555 | 961.9162 | 1005.3386 | 1035.6086 | 1055.7102 | 1068.4554 | 1076.1871 | 1081.4055 | 1081.4055 | 1081.4055 | 1081.4055 | 1081.4055 | 1081.4055 | 1081.4055 | 0.0028302 | 0.0043965 | 0.0086289 | 0.014886 | 0.022787 | 0.030903 | 0.038439 | 0.043812 | 0.045381 | 0.044544 | 0.040248 | 0.034478 | 0.027667 | 0.0209 | 0.015153 | 0.01039 | 0.0067917 | 0.004247 | 0.0025463 | 0.0016996 | 0 | 0 | 0 | 0 | 0 | 0 | 0.0028302 | 0.0071949 | 0.015731 | 0.030385 | 0.052663 | 0.082575 | 0.11936 | 0.16066 | 0.2024 | 0.24245 | 0.27723 | 0.30585 | 0.3272 | 0.34156 | 0.35083 | 0.35545 | 0.35669 | 0.35603 | 0.35443 | 0.35221 | 0.34925 | 0.34678 | 0.34451 | 0 | 0 | 0 | 6.2257 | 9.7809 | 19.4464 | 34.0497 | 53.0099 | 73.2715 | 92.9998 | 108.2794 | 114.7569 | 115.1951 | 106.4901 | 93.1909 | 76.3592 | 58.8607 | 43.4224 | 30.27 | 20.1015 | 12.7453 | 7.7316 | 5.2184 | 0 | 0 | 0 | 0 | 0 | 0 | 6.2257 | 16.0066 | 35.4531 | 69.5027 | 122.5127 | 195.7841 | 288.7839 | 397.0633 | 511.8202 | 627.0153 | 733.5054 | 826.6963 | 903.0555 | 961.9162 | 1005.3386 | 1035.6086 | 1055.7102 | 1068.4554 | 1076.1871 | 1081.4055 | 1081.4055 | 1081.4055 | 1081.4055 | 1081.4055 | 1081.4055 | 1081.4055 | 826.6578 | 829.0489 | 831.4386 | 833.8549 | 836.2783 | 838.647 | 841.0056 | 843.352 | 845.6844 | 848.1674 | 850.4592 | 852.7373 | 854.99 | 857.2212 | 859.4691 | 861.6512 | 863.9341 | 866.1494 | 868.3061 | 870.4874 | 872.4875 | 874.3207 | 876.0005 | 877.5392 | 878.9482 | 880.2383 | 613.054 | 614.8272 | 616.5994 | 618.3914 | 620.1886 | 621.9453 | 623.6944 | 625.4345 | 627.1642 | 629.0056 | 630.7052 | 632.3947 | 634.0653 | 635.72 | 637.387 | 639.0053 | 640.6983 | 642.3412 | 643.9406 | 645.5582 | 647.0415 | 648.4011 | 649.6468 | 650.7879 | 651.8329 | 652.7896
WA_Industrial_Agriculture_Existing_Process_Natural Gas_Gas Boiler - Burner Control Optimization_A | WA | Industrial | Agriculture | Existing | Process | Natural Gas | Gas Boiler - Burner Control Optimization | A | IM96 | Average performance | Optimized burner controls | 18 | 0.61528 | 0 | 0 | 9.27 | 0 | 0 | 0 | 4.6354 |  | sqft | 5% | 85% | Retrofit | Retro3Slow | 83.58% | TBD | 0.2% | 846.5359 |  | 627.7957 |  | 0.080899 | IL TRM - 4.4.22 - CI-HVC-O2TC-V01-140601 | GBLR_O2TRM-Heating-MEMD-2018-1 | IL TRM - 4.4.22 - CI-HVC-O2TC-V01-140601 | Average performance | Average performance | Average performance | Average performance | Average performance | Average performance | Average performance | Average performance | Average performance | Average performance | Average performance | Average performance | Average performance | Average performance | Average performance | Average performance | Average performance | Average performance | Average performance | Average performance | Average performance | Average performance | Average performance | Average performance | Average performance | Average performance | Average performance | Average performance | Average performance | Average performance | Average performance | Optimized burner controls | Optimized burner controls | Optimized burner controls | Optimized burner controls | Optimized burner controls | Optimized burner controls | Optimized burner controls | Optimized burner controls | Optimized burner controls | Optimized burner controls | Optimized burner controls | Optimized burner controls | Optimized burner controls | Optimized burner controls | Optimized burner controls | Optimized burner controls | Optimized burner controls | Optimized burner controls | Optimized burner controls | Optimized burner controls | Optimized burner controls | Optimized burner controls | Optimized burner controls | Optimized burner controls | Optimized burner controls | Optimized burner controls | Optimized burner controls | Optimized burner controls | Optimized burner controls | Optimized burner controls | Optimized burner controls | 9.27 | 9.27 | 9.27 | 9.27 | 9.27 | 9.27 | 9.27 | 9.27 | 9.27 | 9.27 | 9.27 | 9.27 | 9.27 | 9.27 | 9.27 | 9.27 | 9.27 | 9.27 | 9.27 | 9.27 | 9.27 | 9.27 | 9.27 | 9.27 | 9.27 | 9.27 | 9.27 | 9.27 | 9.27 | 9.27 | 9.27 | 0 | 0 | 0 | 0 | 0 | 0.61275 | 0.61024 | 0.60771 | 0.6052 | 0.60268 | 0.60006 | 0.59769 | 0.59547 | 0.59311 | 0.59129 | 0.5893 | 0.58768 | 0.58602 | 0.58433 | 0.58299 | 0.58152 | 0.58014 | 0.57877 | 0.57741 | 0.57606 | 0.57595 | 0.57584 | 0.57575 | 0.61528 | 0.61528 | 0.61528 | 0.037125 | 0.058086 | 0.11501 | 0.20054 | 0.31091 | 0.42787 | 0.54094 | 0.62748 | 0.66238 | 0.66286 | 0.61071 | 0.53297 | 0.43548 | 0.33472 | 0.24636 | 0.1713 | 0.11349 | 0.071787 | 0.043446 | 0.029255 | 0 | 0 | 0 | 0 | 0 | 0 | 0.037125 | 0.095058 | 0.20967 | 0.40935 | 0.71855 | 1.1433 | 1.6797 | 2.301 | 2.9542 | 3.608 | 4.2066 | 4.728 | 5.1501 | 5.47 | 5.7038 | 5.8607 | 5.9603 | 6.018 | 6.0473 | 6.0624 | 6.0612 | 6.0601 | 6.0592 | 0 | 0 | 0 | 60.587 | 95.1849 | 189.2472 | 331.3616 | 515.8777 | 713.0572 | 905.0473 | 1053.7447 | 1116.7817 | 1121.0456 | 1036.3313 | 906.9076 | 743.106 | 572.8159 | 422.5748 | 294.5792 | 195.6223 | 124.0333 | 75.242 | 50.7845 | 0 | 0 | 0 | 0 | 0 | 0 | 60.587 | 155.772 | 345.0192 | 676.3808 | 1192.2585 | 1905.3157 | 2810.363 | 3864.1077 | 4980.8894 | 6101.9349 | 7138.2662 | 8045.1738 | 8788.2798 | 9361.0957 | 9783.6706 | 10078.2498 | 10273.8721 | 10397.9054 | 10473.1474 | 10523.9318 | 10523.9318 | 10523.9318 | 10523.9318 | 10523.9318 | 10523.9318 | 10523.9318 | 0.031575 | 0.049434 | 0.097938 | 0.17088 | 0.2651 | 0.36506 | 0.46181 | 0.53599 | 0.56614 | 0.56681 | 0.52248 | 0.45616 | 0.37288 | 0.28673 | 0.21111 | 0.14685 | 0.097324 | 0.061584 | 0.037284 | 0.025115 | 0 | 0 | 0 | 0 | 0 | 0 | 0.031575 | 0.080899 | 0.17855 | 0.34881 | 0.61267 | 0.97546 | 1.434 | 1.9655 | 2.525 | 3.0852 | 3.5989 | 4.0466 | 4.4098 | 4.6858 | 4.8877 | 5.0241 | 5.1114 | 5.1627 | 5.1897 | 5.2045 | 5.2036 | 5.2028 | 5.2021 | 0 | 0 | 0 | 51.499 | 80.9072 | 160.8601 | 281.6574 | 438.496 | 606.0986 | 769.2902 | 895.683 | 949.2644 | 952.8887 | 880.8816 | 770.8714 | 631.6401 | 486.8935 | 359.1886 | 250.3923 | 166.279 | 105.4283 | 63.9557 | 43.1668 | 0 | 0 | 0 | 0 | 0 | 0 | 51.499 | 132.4062 | 293.2663 | 574.9237 | 1013.4197 | 1619.5183 | 2388.8086 | 3284.4915 | 4233.756 | 5186.6447 | 6067.5263 | 6838.3977 | 7470.0379 | 7956.9314 | 8316.12 | 8566.5123 | 8732.7912 | 8838.2196 | 8902.1753 | 8945.3421 | 8945.3421 | 8945.3421 | 8945.3421 | 8945.3421 | 8945.3421 | 8945.3421 | 0.031575 | 0.049434 | 0.097938 | 0.17088 | 0.2651 | 0.36506 | 0.46181 | 0.53599 | 0.56614 | 0.56681 | 0.52248 | 0.45616 | 0.37288 | 0.28673 | 0.21111 | 0.14685 | 0.097324 | 0.061584 | 0.037284 | 0.025115 | 0 | 0 | 0 | 0 | 0 | 0 | 0.031575 | 0.080899 | 0.17855 | 0.34881 | 0.61267 | 0.97546 | 1.434 | 1.9655 | 2.525 | 3.0852 | 3.5989 | 4.0466 | 4.4098 | 4.6858 | 4.8877 | 5.0241 | 5.1114 | 5.1627 | 5.1897 | 5.2045 | 5.2036 | 5.2028 | 5.2021 | 0 | 0 | 0 | 51.499 | 80.9072 | 160.8601 | 281.6574 | 438.496 | 606.0986 | 769.2902 | 895.683 | 949.2644 | 952.8887 | 880.8816 | 770.8714 | 631.6401 | 486.8935 | 359.1886 | 250.3923 | 166.279 | 105.4283 | 63.9557 | 43.1668 | 0 | 0 | 0 | 0 | 0 | 0 | 51.499 | 132.4062 | 293.2663 | 574.9237 | 1013.4197 | 1619.5183 | 2388.8086 | 3284.4915 | 4233.756 | 5186.6447 | 6067.5263 | 6838.3977 | 7470.0379 | 7956.9314 | 8316.12 | 8566.5123 | 8732.7912 | 8838.2196 | 8902.1753 | 8945.3421 | 8945.3421 | 8945.3421 | 8945.3421 | 8945.3421 | 8945.3421 | 8945.3421 | 0.031575 | 0.049434 | 0.097938 | 0.17088 | 0.2651 | 0.36506 | 0.46181 | 0.53599 | 0.56614 | 0.56681 | 0.52248 | 0.45616 | 0.37288 | 0.28673 | 0.21111 | 0.14685 | 0.097324 | 0.061584 | 0.037284 | 0.025115 | 0 | 0 | 0 | 0 | 0 | 0 | 0.031575 | 0.080899 | 0.17855 | 0.34881 | 0.61267 | 0.97546 | 1.434 | 1.9655 | 2.525 | 3.0852 | 3.5989 | 4.0466 | 4.4098 | 4.6858 | 4.8877 | 5.0241 | 5.1114 | 5.1627 | 5.1897 | 5.2045 | 5.2036 | 5.2028 | 5.2021 | 0 | 0 | 0 | 51.499 | 80.9072 | 160.8601 | 281.6574 | 438.496 | 606.0986 | 769.2902 | 895.683 | 949.2644 | 952.8887 | 880.8816 | 770.8714 | 631.6401 | 486.8935 | 359.1886 | 250.3923 | 166.279 | 105.4283 | 63.9557 | 43.1668 | 0 | 0 | 0 | 0 | 0 | 0 | 51.499 | 132.4062 | 293.2663 | 574.9237 | 1013.4197 | 1619.5183 | 2388.8086 | 3284.4915 | 4233.756 | 5186.6447 | 6067.5263 | 6838.3977 | 7470.0379 | 7956.9314 | 8316.12 | 8566.5123 | 8732.7912 | 8838.2196 | 8902.1753 | 8945.3421 | 8945.3421 | 8945.3421 | 8945.3421 | 8945.3421 | 8945.3421 | 8945.3421 | 826.6578 | 829.0489 | 831.4386 | 833.8549 | 836.2783 | 838.647 | 841.0056 | 843.352 | 845.6844 | 848.1674 | 850.4592 | 852.7373 | 854.99 | 857.2212 | 859.4691 | 861.6512 | 863.9341 | 866.1494 | 868.3061 | 870.4874 | 872.4875 | 874.3207 | 876.0005 | 877.5392 | 878.9482 | 880.2383 | 613.054 | 614.8272 | 616.5994 | 618.3914 | 620.1886 | 621.9453 | 623.6944 | 625.4345 | 627.1642 | 629.0056 | 630.7052 | 632.3947 | 634.0653 | 635.72 | 637.387 | 639.0053 | 640.6983 | 642.3412 | 643.9406 | 645.5582 | 647.0415 | 648.4011 | 649.6468 | 650.7879 | 651.8329 | 652.7896
WA_Industrial_Agriculture_Existing_Space Heating_Natural Gas_HVAC - Demand Controlled Ventilation_A | WA | Industrial | Agriculture | Existing | Space Heating | Natural Gas | HVAC - Demand Controlled Ventilation | A | IM97 | Constant ventilation | DCV enabled | 6 | 0.047236 | 0 | 0 | 0.29 | 0.01 | 0 | 0 | 0.14435 |  | sqft | 55% | 75% | Retrofit | RetroEven20 | 76.5% | TBD | 0.2% | 1653.4557 |  | 1129.9365 |  | 0.43554 | IL TRM v11 - 4.4.19 - Demand Controlled Ventilation - CI-HVC-DCV-V06-220101 | IL TRM v11 - 4.4.19 - Demand Controlled Ventilation - CI-HVC-DCV-V06-220101 | IL TRM v11 - 4.4.19 - Demand Controlled Ventilation - CI-HVC-DCV-V06-220101 | Constant ventilation | Constant ventilation | Constant ventilation | Constant ventilation | Constant ventilation | Constant ventilation | Constant ventilation | Constant ventilation | Constant ventilation | Constant ventilation | Constant ventilation | Constant ventilation | Constant ventilation | Constant ventilation | Constant ventilation | Constant ventilation | Constant ventilation | Constant ventilation | Constant ventilation | Constant ventilation | Constant ventilation | Constant ventilation | Constant ventilation | Constant ventilation | Constant ventilation | Constant ventilation | Constant ventilation | Constant ventilation | Constant ventilation | Constant ventilation | Constant ventilation | DCV enabled | DCV enabled | DCV enabled | DCV enabled | DCV enabled | DCV enabled | DCV enabled | DCV enabled | DCV enabled | DCV enabled | DCV enabled | DCV enabled | DCV enabled | DCV enabled | DCV enabled | DCV enabled | DCV enabled | DCV enabled | DCV enabled | DCV enabled | DCV enabled | DCV enabled | DCV enabled | DCV enabled | DCV enabled | DCV enabled | DCV enabled | DCV enabled | DCV enabled | DCV enabled | DCV enabled | 0.29 | 0.29 | 0.29 | 0.29 | 0.29 | 0.29 | 0.29 | 0.29 | 0.29 | 0.29 | 0.29 | 0.29 | 0.29 | 0.29 | 0.29 | 0.29 | 0.29 | 0.29 | 0.29 | 0.29 | 0.29 | 0.29 | 0.29 | 0.29 | 0.29 | 0.29 | 0.29 | 0.29 | 0.29 | 0.29 | 0.29 | 0 | 0 | 0 | 0 | 0 | 0.045612 | 0.045079 | 0.044388 | 0.043661 | 0.042897 | 0.042103 | 0.041284 | 0.04046 | 0.039606 | 0.038729 | 0.037871 | 0.037047 | 0.036278 | 0.035552 | 0.034903 | 0.034298 | 0.033734 | 0.033222 | 0.032762 | 0.032336 | 0.031974 | 0.031651 | 0.031342 | 0.036718 | 0.036492 | 0.03628 | 0.2586 | 0.25544 | 0.25004 | 0.24608 | 0.24197 | 0.23448 | 0.22929 | 0.22426 | 0.21603 | 0.21206 | 0.20538 | 0.20094 | 0.19578 | 0.19015 | 0.1869 | 0.1829 | 0.17919 | 0.17583 | 0.17281 | 0.17002 | 0 | 0 | 0 | 0 | 0 | 0 | 0.2586 | 0.51102 | 0.75323 | 0.98696 | 1.2117 | 1.4237 | 1.6253 | 1.8171 | 1.9948 | 2.1627 | 2.3202 | 2.4706 | 2.6151 | 2.753 | 2.8896 | 3.0224 | 3.1519 | 3.2799 | 3.4072 | 3.533 | 3.4934 | 3.4582 | 3.4244 | 0 | 0 | 0 | 5669.6151 | 5666.5034 | 5633.086 | 5636.1314 | 5640.7918 | 5569.1596 | 5553.9409 | 5542.664 | 5454.6484 | 5475.4745 | 5423.2587 | 5423.9625 | 5396.6634 | 5348.5255 | 5354.8611 | 5332.7175 | 5311.9768 | 5292.6218 | 5274.6358 | 5258.0025 | 0 | 0 | 0 | 0 | 0 | 0 | 5669.6151 | 11336.1184 | 16969.2044 | 22605.3358 | 28246.1277 | 33815.2873 | 39369.2282 | 44911.8922 | 50366.5406 | 55842.0151 | 61265.2737 | 66689.2362 | 72085.8997 | 77434.4252 | 82789.2863 | 88122.0038 | 93433.9806 | 98726.6025 | 104001.2383 | 109259.2408 | 109259.2408 | 109259.2408 | 109259.2408 | 109259.2408 | 109259.2408 | 109259.2408 | 0.2201 | 0.21771 | 0.21353 | 0.2106 | 0.20755 | 0.20162 | 0.19764 | 0.19379 | 0.18722 | 0.18428 | 0.17901 | 0.17562 | 0.17146 | 0.16684 | 0.16419 | 0.16086 | 0.15775 | 0.15493 | 0.15247 | 0.15023 | 0 | 0 | 0 | 0 | 0 | 0 | 0.2201 | 0.43554 | 0.64325 | 0.84466 | 1.0393 | 1.2242 | 1.401 | 1.5703 | 1.7287 | 1.8794 | 2.0223 | 2.1594 | 2.2903 | 2.4154 | 2.5385 | 2.6582 | 2.7748 | 2.8899 | 3.0064 | 3.1218 | 3.091 | 3.0636 | 3.0379 | 0 | 0 | 0 | 4819.1728 | 4816.5279 | 4788.1231 | 4790.7117 | 4794.6731 | 4733.7857 | 4720.8498 | 4711.2644 | 4636.4512 | 4654.1533 | 4609.7699 | 4610.3681 | 4587.1639 | 4546.2467 | 4551.632 | 4532.8099 | 4515.1803 | 4498.7286 | 4483.4404 | 4469.3021 | 0 | 0 | 0 | 0 | 0 | 0 | 4819.1728 | 9635.7007 | 14423.8237 | 19214.5354 | 24009.2085 | 28742.9942 | 33463.8439 | 38175.1084 | 42811.5595 | 47465.7128 | 52075.4827 | 56685.8508 | 61273.0147 | 65819.2614 | 70370.8934 | 74903.7033 | 79418.8835 | 83917.6121 | 88401.0525 | 92870.3547 | 92870.3547 | 92870.3547 | 92870.3547 | 92870.3547 | 92870.3547 | 92870.3547 | 0 | 0 | 0 | 0 | 0 | 0 | 0 | 0 | 0 | 0 | 0 | 0 | 0 | 0 | 0 | 0 | 0 | 0 | 0 | 0 | 0 | 0 | 0 | 0 | 0 | 0 | 0 | 0 | 0 | 0 | 0 | 0 | 0 | 0 | 0 | 0 | 0 | 0 | 0 | 0 | 0 | 0 | 0 | 0 | 0 | 0 | 0 | 0 | 0 | 0 | 0 | 0 | 0 | 0 | 0 | 0 | 0 | 0 | 0 | 0 | 0 | 0 | 0 | 0 | 0 | 0 | 0 | 0 | 0 | 0 | 0 | 0 | 0 | 0 | 0 | 0 | 0 | 0 | 0 | 0 | 0 | 0 | 0 | 0 | 0 | 0 | 0 | 0 | 0 | 0 | 0 | 0 | 0 | 0 | 0 | 0 | 0 | 0 | 0 | 0 | 0 | 0 | 0 | 0 | 0 | 0.21771 | 0.21353 | 0.2106 | 0.20755 | 0.20162 | 0.19764 | 0.19379 | 0.18722 | 0.18428 | 0.17901 | 0.17562 | 0.17146 | 0.16684 | 0.16419 | 0.16086 | 0.15775 | 0.15493 | 0.15247 | 0.15023 | 0.14832 | 0 | 0 | 0 | 0 | 0 | 0 | 0.21771 | 0.42833 | 0.63281 | 0.83071 | 1.0189 | 1.1992 | 1.3721 | 1.5341 | 1.6886 | 1.8351 | 1.9758 | 2.1102 | 2.2386 | 2.3647 | 2.4872 | 2.6064 | 2.724 | 2.8425 | 2.9598 | 3.0789 | 3.0516 | 3.0261 | 0 | 0 | 0 | 0 | 4816.5279 | 4788.1231 | 4790.7117 | 4794.6731 | 4733.7857 | 4720.8498 | 4711.2644 | 4636.4512 | 4654.1533 | 4609.7699 | 4610.3681 | 4587.1639 | 4546.2467 | 4551.632 | 4532.8099 | 4515.1803 | 4498.7286 | 4483.4404 | 4469.3021 | 4456.3001 | 0 | 0 | 0 | 0 | 0 | 0 | 4816.5279 | 9604.6509 | 14395.3626 | 19190.0357 | 23923.8214 | 28644.6711 | 33355.9356 | 37992.3867 | 42646.54 | 47256.3099 | 51866.678 | 56453.8419 | 61000.0886 | 65551.7206 | 70084.5305 | 74599.7107 | 79098.4393 | 83581.8797 | 88051.1819 | 92507.482 | 92507.482 | 92507.482 | 92507.482 | 92507.482 | 92507.482 | 1510.4051 | 1524.1617 | 1542.0276 | 1560.5942 | 1579.6895 | 1598.8273 | 1618.2704 | 1637.0068 | 1655.0418 | 1673.6477 | 1690.265 | 1706.2495 | 1721.5317 | 1736.1671 | 1751.2241 | 1766.0661 | 1781.079 | 1796.8187 | 1812.2019 | 1827.2551 | 1841.5826 | 1855.2082 | 1868.1561 | 1880.4508 | 1892.1172 | 1903.1799 | 1032.1787 | 1041.5797 | 1053.7889 | 1066.4769 | 1079.5262 | 1092.6046 | 1105.8916 | 1118.6957 | 1131.0203 | 1143.7352 | 1155.0912 | 1166.0146 | 1176.4582 | 1186.4597 | 1196.7493 | 1206.892 | 1217.1515 | 1227.9077 | 1238.4202 | 1248.7073 | 1258.4984 | 1267.8099 | 1276.6582 | 1285.0601 | 1293.0326 | 1300.5927
WA_Industrial_Agriculture_Existing_Space Heating_Natural Gas_Gas Boiler - Stack Economizer_A | WA | Industrial | Agriculture | Existing | Space Heating | Natural Gas | Gas Boiler - Stack Economizer | A | IM98 | None | Economizer installed | 15 | 1.1681 | 0 | 0 | 0.23 | 0 | 0 | 0 | 0.1144 |  | employee | 15% | 55% | Retrofit | Retro12Med | 84.73% | TBD | 0.2% | 7.7278 |  | 5.8756 |  | 0.14014 | IL TRM - 4.4.28 - CI-HVC-BECO-V02-210101 | XCEL CO 2019-2020 DSM Plan | IL TRM - 4.4.28 - CI-HVC-BECO-V02-210101 | None | None | None | None | None | None | None | None | None | None | None | None | None | None | None | None | None | None | None | None | None | None | None | None | None | None | None | None | None | None | None | Economizer installed | Economizer installed | Economizer installed | Economizer installed | Economizer installed | Economizer installed | Economizer installed | Economizer installed | Economizer installed | Economizer installed | Economizer installed | Economizer installed | Economizer installed | Economizer installed | Economizer installed | Economizer installed | Economizer installed | Economizer installed | Economizer installed | Economizer installed | Economizer installed | Economizer installed | Economizer installed | Economizer installed | Economizer installed | Economizer installed | Economizer installed | Economizer installed | Economizer installed | Economizer installed | Economizer installed | 0.23 | 0.23 | 0.23 | 0.23 | 0.23 | 0.23 | 0.23 | 0.23 | 0.23 | 0.23 | 0.23 | 0.23 | 0.23 | 0.23 | 0.23 | 0.23 | 0.23 | 0.23 | 0.23 | 0.23 | 0.23 | 0.23 | 0.23 | 0.23 | 0.23 | 0.23 | 0.23 | 0.23 | 0.23 | 0.23 | 0.23 | 0 | 0 | 0 | 0 | 0 | 1.1459 | 1.136 | 1.1253 | 1.1141 | 1.1025 | 1.0906 | 1.0786 | 1.0665 | 1.0538 | 1.0403 | 1.0273 | 1.0144 | 1.0025 | 0.99095 | 0.98026 | 0.97004 | 0.95954 | 0.94992 | 0.94077 | 0.93172 | 0.92333 | 0.91606 | 0.90914 | 0.9914 | 0.98733 | 0.98361 | 0.08297 | 0.082208 | 0.08095 | 0.080187 | 0.079418 | 0.06981 | 0.055084 | 0.043483 | 0.033826 | 0.026817 | 0.020982 | 0.016577 | 0.01304 | 0.01022 | 0.0080976 | 0.0063841 | 4.2905e-05 | 1.5115e-05 | 5.0857e-06 | 1.6372e-06 | 1.3751e-06 | 1.3606e-06 | 1.3471e-06 | 1.4658e-06 | 1.4569e-06 | 1.449e-06 | 0.08297 | 0.16446 | 0.24385 | 0.32162 | 0.39768 | 0.46322 | 0.51322 | 0.55092 | 0.57818 | 0.59762 | 0.61109 | 0.62 | 0.62577 | 0.6288 | 0.63011 | 0.62993 | 0.62315 | 0.61692 | 0.61098 | 0.60511 | 0.59966 | 0.59494 | 0.59045 | 0 | 0 | 0 | 72.4055 | 72.3658 | 71.939 | 71.9779 | 72.0374 | 64.0104 | 51.0684 | 40.7717 | 32.0994 | 25.7776 | 20.4254 | 16.3425 | 13.0082 | 10.3137 | 8.2607 | 6.5813 | 0.044715 | 0.015911 | 0.0054059 | 0.0017572 | 0.0014893 | 0.0014853 | 0.0014817 | 0.0014785 | 0.0014756 | 0.0014731 | 72.4055 | 144.7713 | 216.7104 | 288.6883 | 360.7257 | 424.7361 | 475.8045 | 516.5762 | 548.6756 | 574.4532 | 594.8787 | 611.2211 | 624.2293 | 634.543 | 642.8037 | 649.385 | 649.4297 | 649.4456 | 649.451 | 649.4528 | 649.4543 | 649.4557 | 649.4572 | 649.4587 | 649.4602 | 649.4617 | 0.070611 | 0.070051 | 0.069105 | 0.068585 | 0.068061 | 0.05995 | 0.047397 | 0.037486 | 0.029221 | 0.023212 | 0.018197 | 0.014402 | 0.011341 | 0.0088956 | 0.007051 | 0.0055609 | 3.7387e-05 | 1.3176e-05 | 4.4382e-06 | 1.4305e-06 | 1.203e-06 | 1.1918e-06 | 1.1816e-06 | 1.2459e-06 | 1.2384e-06 | 1.2316e-06 | 0.070611 | 0.14014 | 0.20817 | 0.27508 | 0.34081 | 0.39779 | 0.4416 | 0.47495 | 0.49948 | 0.51728 | 0.52998 | 0.53866 | 0.54422 | 0.54729 | 0.54867 | 0.5487 | 0.543 | 0.53779 | 0.5332 | 0.5287 | 0.52462 | 0.52113 | 0.51791 | 0 | 0 | 0 | 61.5447 | 61.5109 | 61.1482 | 61.1812 | 61.2318 | 54.4088 | 43.4081 | 34.656 | 27.2845 | 21.911 | 17.3616 | 13.8911 | 11.0569 | 8.7666 | 7.0216 | 5.5941 | 0.038007 | 0.013525 | 0.004595 | 0.0014936 | 0.0012659 | 0.0012625 | 0.0012595 | 0.0012567 | 0.0012543 | 0.0012522 | 61.5447 | 123.0556 | 184.2038 | 245.385 | 306.6169 | 361.0257 | 404.4338 | 439.0898 | 466.3743 | 488.2853 | 505.6469 | 519.5379 | 530.5949 | 539.3615 | 546.3832 | 551.9772 | 552.0152 | 552.0288 | 552.0334 | 552.0349 | 552.0361 | 552.0374 | 552.0386 | 552.0399 | 552.0412 | 552.0424 | 0.07063 | 0.070098 | 0.069186 | 0.068705 | 0.068222 | 0.060132 | 0.047573 | 0.037651 | 0.029372 | 0.02335 | 0.018319 | 0.01451 | 0.011434 | 0.0089761 | 0.0071203 | 0.00562 | 3.7817e-05 | 1.3339e-05 | 4.4939e-06 | 1.4487e-06 | 1.2185e-06 | 1.2072e-06 | 1.197e-06 | 1.2459e-06 | 1.2384e-06 | 1.2316e-06 | 0.07063 | 0.14023 | 0.20842 | 0.27556 | 0.34162 | 0.399 | 0.44324 | 0.47704 | 0.50206 | 0.52035 | 0.53354 | 0.54268 | 0.5487 | 0.55225 | 0.55406 | 0.55453 | 0.54925 | 0.54444 | 0.53988 | 0.53541 | 0.53134 | 0.52786 | 0.52464 | 0 | 0 | 0 | 61.5447 | 61.5109 | 61.1482 | 61.1812 | 61.2318 | 54.4088 | 43.4081 | 34.656 | 27.2845 | 21.911 | 17.3616 | 13.8911 | 11.0569 | 8.7666 | 7.0216 | 5.5941 | 0.038007 | 0.013525 | 0.004595 | 0.0014936 | 0.0012659 | 0.0012625 | 0.0012595 | 0.0012567 | 0.0012543 | 0.0012522 | 61.5447 | 123.0556 | 184.2038 | 245.385 | 306.6169 | 361.0257 | 404.4338 | 439.0898 | 466.3743 | 488.2853 | 505.6469 | 519.5379 | 530.5949 | 539.3615 | 546.3832 | 551.9772 | 552.0152 | 552.0288 | 552.0334 | 552.0349 | 552.0361 | 552.0374 | 552.0386 | 552.0399 | 552.0412 | 552.0424 | 0.070611 | 0.070051 | 0.069105 | 0.068585 | 0.068061 | 0.05995 | 0.047397 | 0.037486 | 0.029221 | 0.023212 | 0.018197 | 0.014402 | 0.011341 | 0.0088956 | 0.007051 | 0.0055609 | 3.7387e-05 | 1.3176e-05 | 4.4382e-06 | 1.4305e-06 | 1.203e-06 | 1.1918e-06 | 1.1816e-06 | 1.2459e-06 | 1.2384e-06 | 1.2316e-06 | 0.070611 | 0.14014 | 0.20817 | 0.27508 | 0.34081 | 0.39779 | 0.4416 | 0.47495 | 0.49948 | 0.51728 | 0.52998 | 0.53866 | 0.54422 | 0.54729 | 0.54867 | 0.5487 | 0.543 | 0.53779 | 0.5332 | 0.5287 | 0.52462 | 0.52113 | 0.51791 | 0 | 0 | 0 | 61.5447 | 61.5109 | 61.1482 | 61.1812 | 61.2318 | 54.4088 | 43.4081 | 34.656 | 27.2845 | 21.911 | 17.3616 | 13.8911 | 11.0569 | 8.7666 | 7.0216 | 5.5941 | 0.038007 | 0.013525 | 0.004595 | 0.0014936 | 0.0012659 | 0.0012625 | 0.0012595 | 0.0012567 | 0.0012543 | 0.0012522 | 61.5447 | 123.0556 | 184.2038 | 245.385 | 306.6169 | 361.0257 | 404.4338 | 439.0898 | 466.3743 | 488.2853 | 505.6469 | 519.5379 | 530.5949 | 539.3615 | 546.3832 | 551.9772 | 552.0152 | 552.0288 | 552.0334 | 552.0349 | 552.0361 | 552.0374 | 552.0386 | 552.0399 | 552.0412 | 552.0424 | 7.5741 | 7.5927 | 7.6112 | 7.6299 | 7.6486 | 7.6669 | 7.6852 | 7.7033 | 7.7212 | 7.7403 | 7.758 | 7.7755 | 7.7928 | 7.8099 | 7.8272 | 7.8439 | 7.8614 | 7.8783 | 7.8948 | 7.9114 | 7.9267 | 7.9407 | 7.9535 | 7.9652 | 7.9759 | 7.9857 | 5.7587 | 5.7728 | 5.7869 | 5.8011 | 5.8154 | 5.8293 | 5.8432 | 5.8569 | 5.8706 | 5.8851 | 5.8985 | 5.9118 | 5.925 | 5.938 | 5.9511 | 5.9638 | 5.9771 | 5.99 | 6.0025 | 6.0152 | 6.0268 | 6.0374 | 6.0472 | 6.0561 | 6.0642 | 6.0717
WA_Industrial_Agriculture_Existing_Process_Natural Gas_Gas Boiler - Stack Economizer_A | WA | Industrial | Agriculture | Existing | Process | Natural Gas | Gas Boiler - Stack Economizer | A | IM99 | None | Economizer installed | 15 | 2.0368 | 0 | 0 | 0.23 | 0 | 0 | 0 | 0.1144 |  | sqft | 15% | 55% | Retrofit | Retro12Med | 84.73% | TBD | 0.2% | 7.7278 |  | 5.8756 |  | 2.0725 | IL TRM - 4.4.28 - CI-HVC-BECO-V02-210101 | XCEL CO 2019-2020 DSM Plan | IL TRM - 4.4.29 - CI-HVC-PECO-V01-150601 | None | None | None | None | None | None | None | None | None | None | None | None | None | None | None | None | None | None | None | None | None | None | None | None | None | None | None | None | None | None | None | Economizer installed | Economizer installed | Economizer installed | Economizer installed | Economizer installed | Economizer installed | Economizer installed | Economizer installed | Economizer installed | Economizer installed | Economizer installed | Economizer installed | Economizer installed | Economizer installed | Economizer installed | Economizer installed | Economizer installed | Economizer installed | Economizer installed | Economizer installed | Economizer installed | Economizer installed | Economizer installed | Economizer installed | Economizer installed | Economizer installed | Economizer installed | Economizer installed | Economizer installed | Economizer installed | Economizer installed | 0.23 | 0.23 | 0.23 | 0.23 | 0.23 | 0.23 | 0.23 | 0.23 | 0.23 | 0.23 | 0.23 | 0.23 | 0.23 | 0.23 | 0.23 | 0.23 | 0.23 | 0.23 | 0.23 | 0.23 | 0.23 | 0.23 | 0.23 | 0.23 | 0.23 | 0.23 | 0.23 | 0.23 | 0.23 | 0.23 | 0.23 | 0 | 0 | 0 | 0 | 0 | 2.0362 | 2.0359 | 2.0356 | 2.0354 | 2.0352 | 2.0351 | 2.0349 | 2.0348 | 2.0347 | 2.0346 | 2.0345 | 2.0345 | 2.0344 | 2.0344 | 2.0343 | 2.0343 | 2.0343 | 2.0343 | 2.0342 | 2.0342 | 2.0342 | 2.0342 | 2.0342 | 2.0368 | 2.0368 | 2.0368 | 1.2196 | 1.2187 | 1.2113 | 1.2119 | 1.2128 | 1.0775 | 0.85962 | 0.68626 | 0.54026 | 0.43384 | 0.34375 | 0.27503 | 0.21891 | 0.17356 | 0.13901 | 0.11075 | 0.00075244 | 0.00026774 | 9.0966e-05 | 2.9569e-05 | 2.506e-05 | 2.4993e-05 | 2.4933e-05 | 2.491e-05 | 2.4862e-05 | 2.4819e-05 | 1.2196 | 2.438 | 3.6491 | 4.8606 | 6.0729 | 7.15 | 8.0091 | 8.6949 | 9.2346 | 9.6681 | 10.0115 | 10.2863 | 10.5049 | 10.6782 | 10.8171 | 10.9277 | 10.9283 | 10.9284 | 10.9284 | 10.9283 | 10.9283 | 10.9283 | 10.9283 | 0 | 0 | 0 | 598.9356 | 598.6069 | 595.0767 | 595.3984 | 595.8908 | 529.4912 | 422.4354 | 337.2622 | 265.5252 | 213.2312 | 168.9582 | 135.1841 | 107.603 | 85.3145 | 68.3325 | 54.4399 | 0.36988 | 0.13162 | 0.044717 | 0.014536 | 0.012319 | 0.012287 | 0.012257 | 0.01223 | 0.012206 | 0.012186 | 598.9356 | 1197.5425 | 1792.6193 | 2388.0177 | 2983.9084 | 3513.3996 | 3935.8351 | 4273.0972 | 4538.6225 | 4751.8537 | 4920.8119 | 5055.996 | 5163.599 | 5248.9136 | 5317.246 | 5371.686 | 5372.0558 | 5372.1875 | 5372.2322 | 5372.2467 | 5372.259 | 5372.2713 | 5372.2836 | 5372.2958 | 5372.308 | 5372.3202 | 1.0367 | 1.036 | 1.0297 | 1.0302 | 1.031 | 0.91603 | 0.73078 | 0.58341 | 0.45929 | 0.36882 | 0.29224 | 0.23381 | 0.18611 | 0.14755 | 0.11818 | 0.094153 | 0.00063969 | 0.00022763 | 7.7335e-05 | 2.5138e-05 | 2.1305e-05 | 2.1248e-05 | 2.1197e-05 | 2.1174e-05 | 2.1132e-05 | 2.1097e-05 | 1.0367 | 2.0725 | 3.102 | 4.1319 | 5.1626 | 6.0782 | 6.8087 | 7.3918 | 7.8507 | 8.2192 | 8.5112 | 8.7448 | 8.9307 | 9.0781 | 9.1962 | 9.2902 | 9.2908 | 9.2909 | 9.2909 | 9.2908 | 9.2908 | 9.2908 | 9.2908 | 0 | 0 | 0 | 509.0953 | 508.8159 | 505.8152 | 506.0887 | 506.5071 | 450.0675 | 359.0701 | 286.6728 | 225.6965 | 181.2465 | 143.6145 | 114.9065 | 91.4625 | 72.5174 | 58.0826 | 46.2739 | 0.3144 | 0.11188 | 0.03801 | 0.012355 | 0.010472 | 0.010444 | 0.010418 | 0.010396 | 0.010375 | 0.010358 | 509.0953 | 1017.9112 | 1523.7264 | 2029.815 | 2536.3222 | 2986.3897 | 3345.4598 | 3632.1326 | 3857.8291 | 4039.0756 | 4182.6901 | 4297.5966 | 4389.0592 | 4461.5765 | 4519.6591 | 4565.9331 | 4566.2475 | 4566.3593 | 4566.3974 | 4566.4097 | 4566.4202 | 4566.4306 | 4566.441 | 4566.4514 | 4566.4618 | 4566.4722 | 1.0367 | 1.036 | 1.0297 | 1.0302 | 1.031 | 0.91603 | 0.73078 | 0.58341 | 0.45929 | 0.36882 | 0.29224 | 0.23381 | 0.18611 | 0.14755 | 0.11818 | 0.094153 | 0.00063969 | 0.00022763 | 7.7335e-05 | 2.5138e-05 | 2.1305e-05 | 2.1248e-05 | 2.1197e-05 | 2.1174e-05 | 2.1132e-05 | 2.1097e-05 | 1.0367 | 2.0725 | 3.102 | 4.1319 | 5.1626 | 6.0782 | 6.8087 | 7.3918 | 7.8507 | 8.2192 | 8.5112 | 8.7448 | 8.9307 | 9.0781 | 9.1962 | 9.2902 | 9.2908 | 9.2909 | 9.2909 | 9.2908 | 9.2908 | 9.2908 | 9.2908 | 0 | 0 | 0 | 509.0953 | 508.8159 | 505.8152 | 506.0887 | 506.5071 | 450.0675 | 359.0701 | 286.6728 | 225.6965 | 181.2465 | 143.6145 | 114.9065 | 91.4625 | 72.5174 | 58.0826 | 46.2739 | 0.3144 | 0.11188 | 0.03801 | 0.012355 | 0.010472 | 0.010444 | 0.010418 | 0.010396 | 0.010375 | 0.010358 | 509.0953 | 1017.9112 | 1523.7264 | 2029.815 | 2536.3222 | 2986.3897 | 3345.4598 | 3632.1326 | 3857.8291 | 4039.0756 | 4182.6901 | 4297.5966 | 4389.0592 | 4461.5765 | 4519.6591 | 4565.9331 | 4566.2475 | 4566.3593 | 4566.3974 | 4566.4097 | 4566.4202 | 4566.4306 | 4566.441 | 4566.4514 | 4566.4618 | 4566.4722 | 1.0367 | 1.036 | 1.0297 | 1.0302 | 1.031 | 0.91603 | 0.73078 | 0.58341 | 0.45929 | 0.36882 | 0.29224 | 0.23381 | 0.18611 | 0.14755 | 0.11818 | 0.094153 | 0.00063969 | 0.00022763 | 7.7335e-05 | 2.5138e-05 | 2.1305e-05 | 2.1248e-05 | 2.1197e-05 | 2.1174e-05 | 2.1132e-05 | 2.1097e-05 | 1.0367 | 2.0725 | 3.102 | 4.1319 | 5.1626 | 6.0782 | 6.8087 | 7.3918 | 7.8507 | 8.2192 | 8.5112 | 8.7448 | 8.9307 | 9.0781 | 9.1962 | 9.2902 | 9.2908 | 9.2909 | 9.2909 | 9.2908 | 9.2908 | 9.2908 | 9.2908 | 0 | 0 | 0 | 509.0953 | 508.8159 | 505.8152 | 506.0887 | 506.5071 | 450.0675 | 359.0701 | 286.6728 | 225.6965 | 181.2465 | 143.6145 | 114.9065 | 91.4625 | 72.5174 | 58.0826 | 46.2739 | 0.3144 | 0.11188 | 0.03801 | 0.012355 | 0.010472 | 0.010444 | 0.010418 | 0.010396 | 0.010375 | 0.010358 | 509.0953 | 1017.9112 | 1523.7264 | 2029.815 | 2536.3222 | 2986.3897 | 3345.4598 | 3632.1326 | 3857.8291 | 4039.0756 | 4182.6901 | 4297.5966 | 4389.0592 | 4461.5765 | 4519.6591 | 4565.9331 | 4566.2475 | 4566.3593 | 4566.3974 | 4566.4097 | 4566.4202 | 4566.4306 | 4566.441 | 4566.4514 | 4566.4618 | 4566.4722 | 7.5741 | 7.5927 | 7.6112 | 7.6299 | 7.6486 | 7.6669 | 7.6852 | 7.7033 | 7.7212 | 7.7403 | 7.758 | 7.7755 | 7.7928 | 7.8099 | 7.8272 | 7.8439 | 7.8614 | 7.8783 | 7.8948 | 7.9114 | 7.9267 | 7.9407 | 7.9535 | 7.9652 | 7.9759 | 7.9857 | 5.7587 | 5.7728 | 5.7869 | 5.8011 | 5.8154 | 5.8293 | 5.8432 | 5.8569 | 5.8706 | 5.8851 | 5.8985 | 5.9118 | 5.925 | 5.938 | 5.9511 | 5.9638 | 5.9771 | 5.99 | 6.0025 | 6.0152 | 6.0268 | 6.0374 | 6.0472 | 6.0561 | 6.0642 | 6.0717
WA_Industrial_Agriculture_Existing_Space Heating_Natural Gas_Gas Furnace Tube Inserts_A | WA | Industrial | Agriculture | Existing | Space Heating | Natural Gas | Gas Furnace Tube Inserts | A | IM100 | None | Tube inserts installed | 5 | 0.089062 | 0 | 0 | 0.02 | 0 | 0 | 0 | 0.0086 |  | sqft | 0% | 0% | Retrofit | Retro3Slow | 83.58% | TBD | 0.2% | 54.6606 |  | 48.4408 |  | 0 | WI TRM - Radiant Tube Inserts, 2507 | WI TRM - Radiant Tube Inserts, 2507 | WI TRM - Radiant Tube Inserts, 2507 | None | None | None | None | None | None | None | None | None | None | None | None | None | None | None | None | None | None | None | None | None | None | None | None | None | None | None | None | None | None | None | Tube inserts installed | Tube inserts installed | Tube inserts installed | Tube inserts installed | Tube inserts installed | Tube inserts installed | Tube inserts installed | Tube inserts installed | Tube inserts installed | Tube inserts installed | Tube inserts installed | Tube inserts installed | Tube inserts installed | Tube inserts installed | Tube inserts installed | Tube inserts installed | Tube inserts installed | Tube inserts installed | Tube inserts installed | Tube inserts installed | Tube inserts installed | Tube inserts installed | Tube inserts installed | Tube inserts installed | Tube inserts installed | Tube inserts installed | Tube inserts installed | Tube inserts installed | Tube inserts installed | Tube inserts installed | Tube inserts installed | 0.02 | 0.02 | 0.02 | 0.02 | 0.02 | 0.02 | 0.02 | 0.02 | 0.02 | 0.02 | 0.02 | 0.02 | 0.02 | 0.02 | 0.02 | 0.02 | 0.02 | 0.02 | 0.02 | 0.02 | 0.02 | 0.02 | 0.02 | 0.02 | 0.02 | 0.02 | 0.02 | 0.02 | 0.02 | 0.02 | 0.02 | 0 | 0 | 0 | 0 | 0 | 0.086046 | 0.085101 | 0.08388 | 0.082616 | 0.08132 | 0.080015 | 0.078709 | 0.077446 | 0.076192 | 0.074913 | 0.073725 | 0.072591 | 0.071564 | 0.070596 | 0.069684 | 0.068809 | 0.067938 | 0.067097 | 0.0663 | 0.065535 | 0.064816 | 0.064174 | 0.063559 | 0.069231 | 0.068805 | 0.068405 | 0 | 0 | 0 | 0 | 0 | 0 | 0 | 0 | 0 | 0 | 0 | 0 | 0 | 0 | 0 | 0 | 0 | 0 | 0 | 0 | 0 | 0 | 0 | 0 | 0 | 0 | 0 | 0 | 0 | 0 | 0 | 0 | 0 | 0 | 0 | 0 | 0 | 0 | 0 | 0 | 0 | 0 | 0 | 0 | 0 | 0 | 0 | 0 | 0 | 0 | 0 | 0 | 0 | 0 | 0 | 0 | 0 | 0 | 0 | 0 | 0 | 0 | 0 | 0 | 0 | 0 | 0 | 0 | 0 | 0 | 0 | 0 | 0 | 0 | 0 | 0 | 0 | 0 | 0 | 0 | 0 | 0 | 0 | 0 | 0 | 0 | 0 | 0 | 0 | 0 | 0 | 0 | 0 | 0 | 0 | 0 | 0 | 0 | 0 | 0 | 0 | 0 | 0 | 0 | 0 | 0 | 0 | 0 | 0 | 0 | 0 | 0 | 0 | 0 | 0 | 0 | 0 | 0 | 0 | 0 | 0 | 0 | 0 | 0 | 0 | 0 | 0 | 0 | 0 | 0 | 0 | 0 | 0 | 0 | 0 | 0 | 0 | 0 | 0 | 0 | 0 | 0 | 0 | 0 | 0 | 0 | 0 | 0 | 0 | 0 | 0 | 0 | 0 | 0 | 0 | 0 | 0 | 0 | 0 | 0 | 0 | 0 | 0 | 0 | 0 | 0 | 0 | 0 | 0 | 0 | 0 | 0 | 0 | 0 | 0 | 0 | 0 | 0 | 0 | 0 | 0 | 0 | 0 | 0 | 0 | 0 | 0 | 0 | 0 | 0 | 0 | 0 | 0 | 0 | 0 | 0 | 0 | 0 | 0 | 0 | 0 | 0 | 0 | 0 | 0 | 0 | 0 | 0 | 0 | 0 | 0 | 0 | 0 | 0 | 0 | 0 | 0 | 0 | 0 | 0 | 0 | 0 | 0 | 0 | 0 | 0 | 0 | 0 | 0 | 0 | 0 | 0 | 0 | 0 | 0 | 0 | 0 | 0 | 0 | 0 | 0 | 0 | 0 | 0 | 0 | 0 | 0 | 0 | 0 | 0 | 0 | 0 | 0 | 0 | 0 | 0 | 0 | 0 | 0 | 0 | 0 | 0 | 0 | 0 | 0 | 0 | 0 | 0 | 0 | 0 | 0 | 0 | 0 | 0 | 0 | 0 | 0 | 0 | 0 | 0 | 0 | 0 | 0 | 0 | 0 | 0 | 0 | 0 | 0 | 0 | 0 | 0 | 0 | 0 | 0 | 0 | 0 | 0 | 0 | 0 | 0 | 0 | 0 | 0 | 0 | 0 | 0 | 0 | 0 | 0 | 0 | 0 | 0 | 0 | 0 | 0 | 0 | 0 | 0 | 0 | 0 | 0 | 0 | 0 | 0 | 0 | 0 | 0 | 0 | 0 | 0 | 0 | 0 | 0 | 0 | 0 | 0 | 0 | 0 | 0 | 0 | 0 | 0 | 0 | 0 | 0 | 0 | 0 | 0 | 0 | 0 | 0 | 0 | 0 | 0 | 0 | 0 | 0 | 0 | 0 | 0 | 0 | 0 | 0 | 0 | 0 | 0 | 0 | 0 | 0 | 0 | 0 | 0 | 0 | 0 | 0 | 0 | 0 | 0 | 0 | 0 | 0 | 0 | 0 | 0 | 0 | 0 | 0 | 0 | 0 | 0 | 0 | 0 | 0 | 0 | 0 | 0 | 0 | 0 | 0 | 0 | 0 | 0 | 0 | 0 | 0 | 0 | 0 | 0 | 0 | 0 | 0 | 0 | 0 | 0 | 0 | 49.9315 | 50.3863 | 50.9769 | 51.5907 | 52.222 | 52.8546 | 53.4974 | 54.1168 | 54.713 | 55.3281 | 55.8774 | 56.4058 | 56.911 | 57.3949 | 57.8926 | 58.3833 | 58.8796 | 59.3999 | 59.9085 | 60.4061 | 60.8797 | 61.3302 | 61.7582 | 62.1647 | 62.5503 | 62.916 | 44.2499 | 44.6529 | 45.1763 | 45.7203 | 46.2797 | 46.8404 | 47.41 | 47.9589 | 48.4873 | 49.0324 | 49.5192 | 49.9875 | 50.4352 | 50.864 | 51.3051 | 51.7399 | 52.1798 | 52.6409 | 53.0916 | 53.5326 | 53.9523 | 54.3515 | 54.7308 | 55.091 | 55.4328 | 55.7569
WA_Industrial_Agriculture_Existing_Space Heating_Natural Gas_Space Heating - Heat Recovery Ventilator_A | WA | Industrial | Agriculture | Existing | Space Heating | Natural Gas | Space Heating - Heat Recovery Ventilator | A | IM101 | None | HRV installed | 15 | 0.013423 | 0 | 0 | 0.28 | 0 | 0 | 0 | 0.139 |  | sqft | 5% | 10% | Retrofit | RetroEven20 | 76.5% | TBD | 0.2% | 2348.1101 |  | 1785.3082 |  | 0.3078 | IL TRM - 4.4.27 - CI-HVC-ERVE-V04-200101 | IL TRM - 4.4.27 - CI-HVC-ERVE-V04-200101 | IL TRM - 4.4.27 - CI-HVC-ERVE-V04-200101 | None | None | None | None | None | None | None | None | None | None | None | None | None | None | None | None | None | None | None | None | None | None | None | None | None | None | None | None | None | None | None | HRV installed | HRV installed | HRV installed | HRV installed | HRV installed | HRV installed | HRV installed | HRV installed | HRV installed | HRV installed | HRV installed | HRV installed | HRV installed | HRV installed | HRV installed | HRV installed | HRV installed | HRV installed | HRV installed | HRV installed | HRV installed | HRV installed | HRV installed | HRV installed | HRV installed | HRV installed | HRV installed | HRV installed | HRV installed | HRV installed | HRV installed | 0.28 | 0.28 | 0.28 | 0.28 | 0.28 | 0.28 | 0.28 | 0.28 | 0.28 | 0.28 | 0.28 | 0.28 | 0.28 | 0.28 | 0.28 | 0.28 | 0.28 | 0.28 | 0.28 | 0.28 | 0.28 | 0.28 | 0.28 | 0.28 | 0.28 | 0.28 | 0.28 | 0.28 | 0.28 | 0.28 | 0.28 | 0 | 0 | 0 | 0 | 0 | 0.013155 | 0.013001 | 0.012798 | 0.012562 | 0.012293 | 0.011993 | 0.01168 | 0.011361 | 0.011027 | 0.010713 | 0.010403 | 0.010125 | 0.0098725 | 0.009641 | 0.0094545 | 0.0092826 | 0.0091255 | 0.0089938 | 0.008881 | 0.0087776 | 0.0087031 | 0.0086381 | 0.0085757 | 0 | 0 | 0 | 0.18257 | 0.18032 | 0.17646 | 0.1733 | 0.16973 | 0.16348 | 0.15878 | 0.15413 | 0.14722 | 0.14358 | 0.13809 | 0.13442 | 0.13041 | 0.12622 | 0.12392 | 0.12117 | 0.11865 | 0.11651 | 0.11466 | 0.11297 | 0 | 0 | 0 | 0 | 0 | 0 | 0.18257 | 0.36074 | 0.53158 | 0.69507 | 0.84993 | 0.99265 | 1.1255 | 1.2489 | 1.3594 | 1.4643 | 1.56 | 1.6527 | 1.742 | 1.8273 | 1.9159 | 2.0022 | 2.087 | 2.1734 | 2.2608 | 2.3474 | 2.3275 | 2.3101 | 2.2935 | 0 | 0 | 0 | 13877.6673 | 13870.0508 | 13788.2541 | 13795.7086 | 13807.116 | 13631.7798 | 13594.5286 | 13566.9259 | 13351.4878 | 13402.4642 | 13274.6543 | 13276.377 | 13209.5564 | 13091.7279 | 13107.2358 | 13053.0342 | 13002.2667 | 12954.891 | 12910.8662 | 12870.1524 | 0 | 0 | 0 | 0 | 0 | 0 | 13877.6673 | 27747.7181 | 41535.9722 | 55331.6807 | 69138.7967 | 82770.5765 | 96365.1052 | 109932.0311 | 123283.5189 | 136685.9831 | 149960.6373 | 163237.0143 | 176446.5707 | 189538.2987 | 202645.5345 | 215698.5687 | 228700.8354 | 241655.7264 | 254566.5925 | 267436.7449 | 267436.7449 | 267436.7449 | 267436.7449 | 267436.7449 | 267436.7449 | 267436.7449 | 0.15546 | 0.15386 | 0.15099 | 0.14878 | 0.14625 | 0.14145 | 0.13796 | 0.13451 | 0.12909 | 0.12643 | 0.12214 | 0.11936 | 0.11615 | 0.11272 | 0.11087 | 0.10858 | 0.10648 | 0.10469 | 0.1032 | 0.10185 | 0 | 0 | 0 | 0 | 0 | 0 | 0.15546 | 0.3078 | 0.45486 | 0.59671 | 0.73234 | 0.85885 | 0.97796 | 1.0899 | 1.192 | 1.2894 | 1.3798 | 1.4675 | 1.5515 | 1.6319 | 1.7141 | 1.7943 | 1.8729 | 1.9528 | 2.0348 | 2.1164 | 2.1013 | 2.0884 | 2.0763 | 0 | 0 | 0 | 11796.0172 | 11789.5431 | 11720.016 | 11726.3523 | 11736.0486 | 11587.0128 | 11555.3494 | 11531.887 | 11348.7646 | 11392.0946 | 11283.4561 | 11284.9204 | 11228.1229 | 11127.9688 | 11141.1504 | 11095.0791 | 11051.9267 | 11011.6573 | 10974.2362 | 10939.6295 | 0 | 0 | 0 | 0 | 0 | 0 | 11796.0172 | 23585.5604 | 35305.5763 | 47031.9286 | 58767.9772 | 70354.99 | 81910.3394 | 93442.2264 | 104790.991 | 116183.0856 | 127466.5417 | 138751.4622 | 149979.5851 | 161107.5539 | 172248.7043 | 183343.7834 | 194395.7101 | 205407.3674 | 216381.6037 | 227321.2332 | 227321.2332 | 227321.2332 | 227321.2332 | 227321.2332 | 227321.2332 | 227321.2332 | 0 | 0 | 0 | 0 | 0 | 0 | 0 | 0 | 0 | 0 | 0 | 0 | 0 | 0 | 0 | 0 | 0 | 0 | 0 | 0 | 0 | 0 | 0 | 0 | 0 | 0 | 0 | 0 | 0 | 0 | 0 | 0 | 0 | 0 | 0 | 0 | 0 | 0 | 0 | 0 | 0 | 0 | 0 | 0 | 0 | 0 | 0 | 0 | 0 | 0 | 0 | 0 | 0 | 0 | 0 | 0 | 0 | 0 | 0 | 0 | 0 | 0 | 0 | 0 | 0 | 0 | 0 | 0 | 0 | 0 | 0 | 0 | 0 | 0 | 0 | 0 | 0 | 0 | 0 | 0 | 0 | 0 | 0 | 0 | 0 | 0 | 0 | 0 | 0 | 0 | 0 | 0 | 0 | 0 | 0 | 0 | 0 | 0 | 0 | 0 | 0 | 0 | 0 | 0 | 0 | 0 | 0 | 0 | 0 | 0 | 0 | 0 | 0 | 0 | 0 | 0 | 0 | 0 | 0 | 0 | 0 | 0 | 0 | 0 | 0 | 0 | 0 | 0 | 0 | 0 | 0 | 0 | 0 | 0 | 0 | 0 | 0 | 0 | 0 | 0 | 0 | 0 | 0 | 0 | 0 | 0 | 0 | 0 | 0 | 0 | 0 | 0 | 0 | 0 | 0 | 0 | 0 | 0 | 0 | 0 | 0 | 0 | 0 | 0 | 0 | 0 | 0 | 0 | 0 | 0 | 0 | 0 | 0 | 0 | 0 | 0 | 0 | 0 | 0 | 0 | 0 | 0 | 0 | 0 | 0 | 0 | 0 | 0 | 0 | 0 | 0 | 0 | 0 | 0 | 0 | 0 | 0 | 0 | 0 | 0 | 0 | 0 | 0 | 0 | 0 | 0 | 0 | 0 | 2220.3171 | 2231.2246 | 2244.8654 | 2259.4729 | 2274.971 | 2290.9005 | 2307.5071 | 2324.262 | 2341.1918 | 2359.7618 | 2377.1902 | 2394.6649 | 2411.1085 | 2426.6436 | 2441.9756 | 2456.6391 | 2471.8043 | 2485.6553 | 2498.8876 | 2511.6043 | 2523.489 | 2534.5912 | 2544.9584 | 0 | 0 | 0 | 1688.145 | 1696.4381 | 1706.8095 | 1717.9158 | 1729.6993 | 1741.8107 | 1754.4371 | 1767.1761 | 1780.0481 | 1794.1672 | 1807.4183 | 1820.7046 | 1833.207 | 1845.0186 | 1856.6758 | 1867.8247 | 1879.355 | 1889.8861 | 1899.9469 | 1909.6156 | 1918.6518 | 1927.093 | 1934.9754 | 0 | 0 | 0
WA_Industrial_Agriculture_Existing_Space Heating_Natural Gas_Thermostat - Programmable_A | WA | Industrial | Agriculture | Existing | Space Heating | Natural Gas | Thermostat - Programmable | A | IM102 | Manual control | Programmable thermostat installed | 11 | 0.0066685 | 0 | 0 | 0.17 | 0.01 | 0 | 0 | 0.0859 |  | sqft | 25% | 40% | Retrofit | RetroEven20 | 76.5% | TBD | 0.2% | 4378.5124 |  | 2724.0299 |  | 0.45798 | IL TRM - 4.4.48 - CI-HVC-THST-V02-210101 | IL TRM - 4.4.48 - CI-HVC-THST-V02-210101 | BEST | Manual control | Manual control | Manual control | Manual control | Manual control | Manual control | Manual control | Manual control | Manual control | Manual control | Manual control | Manual control | Manual control | Manual control | Manual control | Manual control | Manual control | Manual control | Manual control | Manual control | Manual control | Manual control | Manual control | Manual control | Manual control | Manual control | Manual control | Manual control | Manual control | Manual control | Manual control | Programmable thermostat installed | Programmable thermostat installed | Programmable thermostat installed | Programmable thermostat installed | Programmable thermostat installed | Programmable thermostat installed | Programmable thermostat installed | Programmable thermostat installed | Programmable thermostat installed | Programmable thermostat installed | Programmable thermostat installed | Programmable thermostat installed | Programmable thermostat installed | Programmable thermostat installed | Programmable thermostat installed | Programmable thermostat installed | Programmable thermostat installed | Programmable thermostat installed | Programmable thermostat installed | Programmable thermostat installed | Programmable thermostat installed | Programmable thermostat installed | Programmable thermostat installed | Programmable thermostat installed | Programmable thermostat installed | Programmable thermostat installed | Programmable thermostat installed | Programmable thermostat installed | Programmable thermostat installed | Programmable thermostat installed | Programmable thermostat installed | 0.17 | 0.17 | 0.17 | 0.17 | 0.17 | 0.17 | 0.17 | 0.17 | 0.17 | 0.17 | 0.17 | 0.17 | 0.17 | 0.17 | 0.17 | 0.17 | 0.17 | 0.17 | 0.17 | 0.17 | 0.17 | 0.17 | 0.17 | 0.17 | 0.17 | 0.17 | 0.17 | 0.17 | 0.17 | 0.17 | 0.17 | 0 | 0 | 0 | 0 | 0 | 0.0065291 | 0.0064462 | 0.0063394 | 0.0062165 | 0.0060776 | 0.005923 | 0.0057627 | 0.0055999 | 0.0054292 | 0.0052698 | 0.0051117 | 0.0049702 | 0.0048415 | 0.0047228 | 0.0046271 | 0.0045382 | 0.0044568 | 0.0043879 | 0.0043284 | 0.0042735 | 0.004237 | 0.0042052 | 0.0041746 | 0 | 0 | 0 | 0.27183 | 0.26823 | 0.26223 | 0.25728 | 0.25174 | 0.24222 | 0.23502 | 0.22792 | 0.21747 | 0.21188 | 0.20357 | 0.19796 | 0.19186 | 0.18549 | 0.18194 | 0.17771 | 0.17385 | 0.17054 | 0.16765 | 0.165 | 0 | 0 | 0 | 0 | 0 | 0 | 0.27183 | 0.5366 | 0.78994 | 1.0319 | 1.2606 | 1.4708 | 1.666 | 1.8468 | 2.008 | 2.1609 | 2.2997 | 2.434 | 2.5628 | 2.6855 | 2.813 | 2.9367 | 3.0578 | 3.1811 | 3.3056 | 3.4287 | 3.3994 | 3.3738 | 3.3493 | 0 | 0 | 0 | 41633.002 | 41610.1523 | 41364.7622 | 41387.1257 | 41421.3479 | 40895.3394 | 40783.5859 | 40700.7777 | 40054.4634 | 40207.3927 | 39823.9628 | 39829.1309 | 39628.6692 | 39275.1838 | 39321.7074 | 39159.1027 | 39006.8 | 38864.6729 | 38732.5985 | 38610.4571 | 0 | 0 | 0 | 0 | 0 | 0 | 41633.002 | 83243.1543 | 124607.9165 | 165995.0422 | 207416.3902 | 248311.7296 | 289095.3155 | 329796.0932 | 369850.5566 | 410057.9493 | 449881.912 | 489711.043 | 529339.7122 | 568614.896 | 607936.6034 | 647095.7062 | 686102.5062 | 724967.1791 | 763699.7776 | 802310.2347 | 802310.2347 | 802310.2347 | 802310.2347 | 802310.2347 | 802310.2347 | 802310.2347 | 0.2315 | 0.22893 | 0.22448 | 0.221 | 0.21707 | 0.20976 | 0.20442 | 0.19914 | 0.19093 | 0.18686 | 0.18035 | 0.1761 | 0.17122 | 0.166 | 0.16315 | 0.15964 | 0.15641 | 0.15364 | 0.15132 | 0.14922 | 0 | 0 | 0 | 0 | 0 | 0 | 0.2315 | 0.45798 | 0.67623 | 0.88639 | 1.087 | 1.2736 | 1.4491 | 1.6136 | 1.763 | 1.9057 | 2.0374 | 2.1652 | 2.287 | 2.4033 | 2.5224 | 2.638 | 2.7511 | 2.866 | 2.9837 | 3.1006 | 3.0784 | 3.0593 | 3.0415 | 0 | 0 | 0 | 35388.0517 | 35368.6294 | 35160.0479 | 35179.0569 | 35208.1457 | 34761.0385 | 34666.0481 | 34595.661 | 34046.2939 | 34176.2838 | 33850.3684 | 33854.7613 | 33684.3688 | 33383.9063 | 33423.4513 | 33285.2373 | 33155.78 | 33034.972 | 32922.7087 | 32818.8885 | 0 | 0 | 0 | 0 | 0 | 0 | 35388.0517 | 70756.6811 | 105916.729 | 141095.7859 | 176303.9316 | 211064.9701 | 245731.0182 | 280326.6792 | 314372.9731 | 348549.2569 | 382399.6252 | 416254.3865 | 449938.7554 | 483322.6616 | 516746.1129 | 550031.3502 | 583187.1303 | 616222.1023 | 649144.811 | 681963.6995 | 681963.6995 | 681963.6995 | 681963.6995 | 681963.6995 | 681963.6995 | 681963.6995 | 0 | 0 | 0 | 0 | 0 | 0 | 0 | 0 | 0 | 0 | 0 | 0 | 0 | 0 | 0 | 0 | 0 | 0 | 0 | 0 | 0 | 0 | 0 | 0 | 0 | 0 | 0 | 0 | 0 | 0 | 0 | 0 | 0 | 0 | 0 | 0 | 0 | 0 | 0 | 0 | 0 | 0 | 0 | 0 | 0 | 0 | 0 | 0 | 0 | 0 | 0 | 0 | 0 | 0 | 0 | 0 | 0 | 0 | 0 | 0 | 0 | 0 | 0 | 0 | 0 | 0 | 0 | 0 | 0 | 0 | 0 | 0 | 0 | 0 | 0 | 0 | 0 | 0 | 0 | 0 | 0 | 0 | 0 | 0 | 0 | 0 | 0 | 0 | 0 | 0 | 0 | 0 | 0 | 0 | 0 | 0 | 0 | 0 | 0 | 0 | 0 | 0 | 0 | 0 | 0 | 0 | 0 | 0 | 0 | 0 | 0 | 0 | 0 | 0 | 0 | 0 | 0 | 0 | 0 | 0 | 0 | 0 | 0 | 0 | 0 | 0 | 0 | 0 | 0 | 0 | 0 | 0 | 0 | 0 | 0 | 0 | 0 | 0 | 0 | 0 | 0 | 0 | 0 | 0 | 0 | 0 | 0 | 0 | 0 | 0 | 0 | 0 | 0 | 0 | 0 | 0 | 0 | 0 | 0 | 0 | 0 | 0 | 0 | 0 | 0 | 0 | 0 | 0 | 0 | 0 | 0 | 0 | 0 | 0 | 0 | 0 | 0 | 0 | 0 | 0 | 0 | 0 | 0 | 0 | 0 | 0 | 0 | 0 | 0 | 0 | 0 | 0 | 0 | 0 | 0 | 0 | 0 | 0 | 0 | 0 | 0 | 0 | 0 | 0 | 0 | 0 | 0 | 0 | 4140.2172 | 4160.5564 | 4185.9923 | 4213.231 | 4242.1302 | 4271.8338 | 4302.8002 | 4334.043 | 4365.6118 | 4400.2394 | 4432.7379 | 4465.3229 | 4495.9852 | 4524.9535 | 4553.5431 | 4580.8861 | 4609.1645 | 4634.9924 | 4659.6667 | 4683.3794 | 4705.5407 | 4726.243 | 4745.5748 | 0 | 0 | 0 | 2575.7778 | 2588.4316 | 2604.2562 | 2621.2023 | 2639.1816 | 2657.6612 | 2676.9265 | 2696.3638 | 2716.0039 | 2737.547 | 2757.7655 | 2778.0378 | 2797.1139 | 2815.1361 | 2832.9227 | 2849.9338 | 2867.5268 | 2883.5952 | 2898.946 | 2913.6986 | 2927.4859 | 2940.3655 | 2952.3925 | 0 | 0 | 0
WA_Industrial_Agriculture_Existing_Space Heating_Natural Gas_ENERGY STAR Connected Thermostat_A | WA | Industrial | Agriculture | Existing | Space Heating | Natural Gas | ENERGY STAR Connected Thermostat | A | IM103 | Manual control | Wi-Fi/interactive thermostat installed | 5 | 0.015698 | 0 | 0 | 0.39 | 0.01 | 0 | 0 | 0.1927 |  | sqft | 5% | 20% | Retrofit | RetroEven20 | 76.5% | TBD | 0.2% | 6409.0444 |  | 5085.6741 |  | 1.0775 | ComConnectedThermostats_v1_1 | ComConnectedThermostats_v1_1 | ComConnectedThermostats_v1_1 | Manual control | Manual control | Manual control | Manual control | Manual control | Manual control | Manual control | Manual control | Manual control | Manual control | Manual control | Manual control | Manual control | Manual control | Manual control | Manual control | Manual control | Manual control | Manual control | Manual control | Manual control | Manual control | Manual control | Manual control | Manual control | Manual control | Manual control | Manual control | Manual control | Manual control | Manual control | Wi-Fi/interactive thermostat installed | Wi-Fi/interactive thermostat installed | Wi-Fi/interactive thermostat installed | Wi-Fi/interactive thermostat installed | Wi-Fi/interactive thermostat installed | Wi-Fi/interactive thermostat installed | Wi-Fi/interactive thermostat installed | Wi-Fi/interactive thermostat installed | Wi-Fi/interactive thermostat installed | Wi-Fi/interactive thermostat installed | Wi-Fi/interactive thermostat installed | Wi-Fi/interactive thermostat installed | Wi-Fi/interactive thermostat installed | Wi-Fi/interactive thermostat installed | Wi-Fi/interactive thermostat installed | Wi-Fi/interactive thermostat installed | Wi-Fi/interactive thermostat installed | Wi-Fi/interactive thermostat installed | Wi-Fi/interactive thermostat installed | Wi-Fi/interactive thermostat installed | Wi-Fi/interactive thermostat installed | Wi-Fi/interactive thermostat installed | Wi-Fi/interactive thermostat installed | Wi-Fi/interactive thermostat installed | Wi-Fi/interactive thermostat installed | Wi-Fi/interactive thermostat installed | Wi-Fi/interactive thermostat installed | Wi-Fi/interactive thermostat installed | Wi-Fi/interactive thermostat installed | Wi-Fi/interactive thermostat installed | Wi-Fi/interactive thermostat installed | 0.39 | 0.39 | 0.39 | 0.39 | 0.39 | 0.39 | 0.39 | 0.39 | 0.39 | 0.39 | 0.39 | 0.39 | 0.39 | 0.39 | 0.39 | 0.39 | 0.39 | 0.39 | 0.39 | 0.39 | 0.39 | 0.39 | 0.39 | 0.39 | 0.39 | 0.39 | 0.39 | 0.39 | 0.39 | 0.39 | 0.39 | 0 | 0 | 0 | 0 | 0 | 0.015365 | 0.015165 | 0.014909 | 0.014615 | 0.014284 | 0.013916 | 0.013535 | 0.013148 | 0.012743 | 0.012365 | 0.01199 | 0.011654 | 0.011349 | 0.011066 | 0.010839 | 0.010627 | 0.010433 | 0.010268 | 0.010125 | 0.0099934 | 0.0099078 | 0.0098331 | 0.0097615 | 0 | 0 | 0 | 0.63968 | 0.63101 | 0.6167 | 0.60487 | 0.59166 | 0.5691 | 0.552 | 0.53514 | 0.51041 | 0.49716 | 0.47748 | 0.46418 | 0.44973 | 0.43463 | 0.42619 | 0.41614 | 0.40694 | 0.39906 | 0.39217 | 0.38585 | 0 | 0 | 0 | 0 | 0 | 0 | 0.63968 | 1.2624 | 1.8577 | 2.426 | 2.9627 | 3.4555 | 3.9129 | 4.3362 | 4.713 | 5.0703 | 5.3939 | 5.7072 | 6.0072 | 6.2925 | 6.5892 | 6.8766 | 7.1578 | 7.4439 | 7.7325 | 8.0178 | 7.9491 | 7.8892 | 7.8318 | 0 | 0 | 0 | 41633.002 | 41610.1523 | 41364.7622 | 41387.1257 | 41421.3479 | 40895.3394 | 40783.5859 | 40700.7777 | 40054.4634 | 40207.3927 | 39823.9628 | 39829.1309 | 39628.6692 | 39275.1838 | 39321.7074 | 39159.1027 | 39006.8 | 38864.6729 | 38732.5985 | 38610.4571 | 0 | 0 | 0 | 0 | 0 | 0 | 41633.002 | 83243.1543 | 124607.9165 | 165995.0422 | 207416.3902 | 248311.7296 | 289095.3155 | 329796.0932 | 369850.5566 | 410057.9493 | 449881.912 | 489711.043 | 529339.7122 | 568614.896 | 607936.6034 | 647095.7062 | 686102.5062 | 724967.1791 | 763699.7776 | 802310.2347 | 802310.2347 | 802310.2347 | 802310.2347 | 802310.2347 | 802310.2347 | 802310.2347 | 0.5448 | 0.5386 | 0.528 | 0.51967 | 0.5103 | 0.49297 | 0.48029 | 0.46774 | 0.44834 | 0.43866 | 0.42326 | 0.41315 | 0.40159 | 0.38924 | 0.38245 | 0.37411 | 0.36644 | 0.35985 | 0.35432 | 0.34928 | 0 | 0 | 0 | 0 | 0 | 0 | 0.5448 | 1.0775 | 1.5906 | 2.0843 | 2.5553 | 2.9932 | 3.4046 | 3.7901 | 4.1398 | 4.4737 | 4.7814 | 5.0798 | 5.3642 | 5.6353 | 5.9128 | 6.1821 | 6.4454 | 6.7126 | 6.9862 | 7.2579 | 7.2058 | 7.1609 | 7.1191 | 0 | 0 | 0 | 35388.0517 | 35368.6294 | 35160.0479 | 35179.0569 | 35208.1457 | 34761.0385 | 34666.0481 | 34595.661 | 34046.2939 | 34176.2838 | 33850.3684 | 33854.7613 | 33684.3688 | 33383.9063 | 33423.4513 | 33285.2373 | 33155.78 | 33034.972 | 32922.7087 | 32818.8885 | 0 | 0 | 0 | 0 | 0 | 0 | 35388.0517 | 70756.6811 | 105916.729 | 141095.7859 | 176303.9316 | 211064.9701 | 245731.0182 | 280326.6792 | 314372.9731 | 348549.2569 | 382399.6252 | 416254.3865 | 449938.7554 | 483322.6616 | 516746.1129 | 550031.3502 | 583187.1303 | 616222.1023 | 649144.811 | 681963.6995 | 681963.6995 | 681963.6995 | 681963.6995 | 681963.6995 | 681963.6995 | 681963.6995 | 0 | 0 | 0 | 0 | 0 | 0 | 0 | 0 | 0 | 0 | 0 | 0 | 0 | 0 | 0 | 0 | 0 | 0 | 0 | 0 | 0 | 0 | 0 | 0 | 0 | 0 | 0 | 0 | 0 | 0 | 0 | 0 | 0 | 0 | 0 | 0 | 0 | 0 | 0 | 0 | 0 | 0 | 0 | 0 | 0 | 0 | 0 | 0 | 0 | 0 | 0 | 0 | 0 | 0 | 0 | 0 | 0 | 0 | 0 | 0 | 0 | 0 | 0 | 0 | 0 | 0 | 0 | 0 | 0 | 0 | 0 | 0 | 0 | 0 | 0 | 0 | 0 | 0 | 0 | 0 | 0 | 0 | 0 | 0 | 0 | 0 | 0 | 0 | 0 | 0 | 0 | 0 | 0 | 0 | 0 | 0 | 0 | 0 | 0 | 0 | 0 | 0 | 0 | 0 | 0 | 0 | 0 | 0 | 0 | 0 | 0 | 0 | 0 | 0 | 0 | 0 | 0 | 0 | 0 | 0 | 0 | 0 | 0 | 0 | 0 | 0 | 0 | 0 | 0 | 0 | 0 | 0 | 0 | 0 | 0 | 0 | 0 | 0 | 0 | 0 | 0 | 0 | 0 | 0 | 0 | 0 | 0 | 0 | 0 | 0 | 0 | 0 | 0 | 0 | 0 | 0 | 0 | 0 | 0 | 0 | 0 | 0 | 0 | 0 | 0 | 0 | 0 | 0 | 0 | 0 | 0 | 0 | 0 | 0 | 0 | 0 | 0 | 0 | 0 | 0 | 0 | 0 | 0 | 0 | 0 | 0 | 0 | 0 | 0 | 0 | 0 | 0 | 0 | 0 | 0 | 0 | 0 | 0 | 0 | 0 | 0 | 0 | 0 | 0 | 0 | 0 | 0 | 0 | 6060.2399 | 6090.0114 | 6127.2432 | 6167.1138 | 6209.415 | 6252.8936 | 6298.2207 | 6343.9523 | 6390.1611 | 6440.8472 | 6488.417 | 6536.1132 | 6580.9952 | 6623.3975 | 6665.2454 | 6705.2687 | 6746.6612 | 6784.4668 | 6820.5838 | 6855.2933 | 6887.7319 | 6918.0348 | 6946.3317 | 0 | 0 | 0 | 4808.8924 | 4832.5165 | 4862.0605 | 4893.6984 | 4927.2651 | 4961.766 | 4997.7337 | 5034.0225 | 5070.6899 | 5110.91 | 5148.6574 | 5186.505 | 5222.1196 | 5255.7664 | 5288.9734 | 5320.7325 | 5353.5781 | 5383.5774 | 5412.2368 | 5439.7793 | 5465.5198 | 5489.5657 | 5512.0197 | 0 | 0 | 0
WA_Industrial_Agriculture_Existing_Space Heating_Natural Gas_Destratification Fans (HVLS)_A | WA | Industrial | Agriculture | Existing | Space Heating | Natural Gas | Destratification Fans (HVLS) | A | IM104 | None/Standard ventilation | Fans installed | 10 | 0.015698 | 0 | 0 | 0.6 | 0.01 | 0 | 0 | 0.2991 |  | sqft | 15% | 30% | Retrofit | RetroEven20 | 76.5% | TBD | 0.2% | 6229.1369 |  | 4392.383 |  | 1.0795 | IL TRM - 4.4.34 - CI-HVC-DSFN-V05-210101 | IL TRM - 4.4.34 - CI-HVC-DSFN-V05-210101 | IL TRM - 4.4.34 - CI-HVC-DSFN-V05-210101 | None/Standard ventilation | None/Standard ventilation | None/Standard ventilation | None/Standard ventilation | None/Standard ventilation | None/Standard ventilation | None/Standard ventilation | None/Standard ventilation | None/Standard ventilation | None/Standard ventilation | None/Standard ventilation | None/Standard ventilation | None/Standard ventilation | None/Standard ventilation | None/Standard ventilation | None/Standard ventilation | None/Standard ventilation | None/Standard ventilation | None/Standard ventilation | None/Standard ventilation | None/Standard ventilation | None/Standard ventilation | None/Standard ventilation | None/Standard ventilation | None/Standard ventilation | None/Standard ventilation | None/Standard ventilation | None/Standard ventilation | None/Standard ventilation | None/Standard ventilation | None/Standard ventilation | Fans installed | Fans installed | Fans installed | Fans installed | Fans installed | Fans installed | Fans installed | Fans installed | Fans installed | Fans installed | Fans installed | Fans installed | Fans installed | Fans installed | Fans installed | Fans installed | Fans installed | Fans installed | Fans installed | Fans installed | Fans installed | Fans installed | Fans installed | Fans installed | Fans installed | Fans installed | Fans installed | Fans installed | Fans installed | Fans installed | Fans installed | 0.6 | 0.6 | 0.6 | 0.6 | 0.6 | 0.6 | 0.6 | 0.6 | 0.6 | 0.6 | 0.6 | 0.6 | 0.6 | 0.6 | 0.6 | 0.6 | 0.6 | 0.6 | 0.6 | 0.6 | 0.6 | 0.6 | 0.6 | 0.6 | 0.6 | 0.6 | 0.6 | 0.6 | 0.6 | 0.6 | 0.6 | 0 | 0 | 0 | 0 | 0 | 0.015381 | 0.015197 | 0.014957 | 0.014678 | 0.014361 | 0.014007 | 0.013638 | 0.013263 | 0.01287 | 0.012501 | 0.012136 | 0.011809 | 0.011512 | 0.01124 | 0.01102 | 0.010817 | 0.010632 | 0.010476 | 0.010342 | 0.010219 | 0.010132 | 0.010057 | 0.0099839 | 0 | 0 | 0 | 0.64037 | 0.63236 | 0.61869 | 0.60747 | 0.59484 | 0.57281 | 0.55621 | 0.53981 | 0.51549 | 0.50262 | 0.4833 | 0.47034 | 0.45622 | 0.44144 | 0.43333 | 0.42359 | 0.41471 | 0.40714 | 0.40057 | 0.39457 | 0 | 0 | 0 | 0 | 0 | 0 | 0.64037 | 1.2651 | 1.8637 | 2.4364 | 2.9787 | 3.478 | 3.9427 | 4.374 | 4.7599 | 5.126 | 5.4597 | 5.783 | 6.094 | 6.391 | 6.6995 | 6.9997 | 7.2944 | 7.5946 | 7.8982 | 8.199 | 8.1293 | 8.0685 | 8.0102 | 0 | 0 | 0 | 41633.002 | 41610.1523 | 41364.7622 | 41387.1257 | 41421.3479 | 40895.3394 | 40783.5859 | 40700.7777 | 40054.4634 | 40207.3927 | 39823.9628 | 39829.1309 | 39628.6692 | 39275.1838 | 39321.7074 | 39159.1027 | 39006.8 | 38864.6729 | 38732.5985 | 38610.4571 | 0 | 0 | 0 | 0 | 0 | 0 | 41633.002 | 83243.1543 | 124607.9165 | 165995.0422 | 207416.3902 | 248311.7296 | 289095.3155 | 329796.0932 | 369850.5566 | 410057.9493 | 449881.912 | 489711.043 | 529339.7122 | 568614.896 | 607936.6034 | 647095.7062 | 686102.5062 | 724967.1791 | 763699.7776 | 802310.2347 | 802310.2347 | 802310.2347 | 802310.2347 | 802310.2347 | 802310.2347 | 802310.2347 | 0.5453 | 0.53958 | 0.52945 | 0.52157 | 0.51262 | 0.4957 | 0.4834 | 0.4712 | 0.45212 | 0.44275 | 0.42764 | 0.41781 | 0.40651 | 0.39441 | 0.38788 | 0.37979 | 0.37237 | 0.36603 | 0.36076 | 0.35597 | 0 | 0 | 0 | 0 | 0 | 0 | 0.5453 | 1.0795 | 1.5949 | 2.0919 | 2.567 | 3.0098 | 3.4266 | 3.8181 | 4.1748 | 4.5154 | 4.8309 | 5.1371 | 5.4299 | 5.7102 | 5.9968 | 6.276 | 6.5497 | 6.8279 | 7.1131 | 7.3969 | 7.3442 | 7.2989 | 7.2566 | 0 | 0 | 0 | 35388.0517 | 35368.6294 | 35160.0479 | 35179.0569 | 35208.1457 | 34761.0385 | 34666.0481 | 34595.661 | 34046.2939 | 34176.2838 | 33850.3684 | 33854.7613 | 33684.3688 | 33383.9063 | 33423.4513 | 33285.2373 | 33155.78 | 33034.972 | 32922.7087 | 32818.8885 | 0 | 0 | 0 | 0 | 0 | 0 | 35388.0517 | 70756.6811 | 105916.729 | 141095.7859 | 176303.9316 | 211064.9701 | 245731.0182 | 280326.6792 | 314372.9731 | 348549.2569 | 382399.6252 | 416254.3865 | 449938.7554 | 483322.6616 | 516746.1129 | 550031.3502 | 583187.1303 | 616222.1023 | 649144.811 | 681963.6995 | 681963.6995 | 681963.6995 | 681963.6995 | 681963.6995 | 681963.6995 | 681963.6995 | 0 | 0 | 0 | 0 | 0 | 0 | 0 | 0 | 0 | 0 | 0 | 0 | 0 | 0 | 0 | 0 | 0 | 0 | 0 | 0 | 0 | 0 | 0 | 0 | 0 | 0 | 0 | 0 | 0 | 0 | 0 | 0 | 0 | 0 | 0 | 0 | 0 | 0 | 0 | 0 | 0 | 0 | 0 | 0 | 0 | 0 | 0 | 0 | 0 | 0 | 0 | 0 | 0 | 0 | 0 | 0 | 0 | 0 | 0 | 0 | 0 | 0 | 0 | 0 | 0 | 0 | 0 | 0 | 0 | 0 | 0 | 0 | 0 | 0 | 0 | 0 | 0 | 0 | 0 | 0 | 0 | 0 | 0 | 0 | 0 | 0 | 0 | 0 | 0 | 0 | 0 | 0 | 0 | 0 | 0 | 0 | 0 | 0 | 0 | 0 | 0 | 0 | 0 | 0 | 0 | 0 | 0 | 0 | 0 | 0 | 0 | 0 | 0 | 0 | 0 | 0 | 0 | 0 | 0 | 0 | 0 | 0 | 0 | 0 | 0 | 0 | 0 | 0 | 0 | 0 | 0 | 0 | 0 | 0 | 0 | 0 | 0 | 0 | 0 | 0 | 0 | 0 | 0 | 0 | 0 | 0 | 0 | 0 | 0 | 0 | 0 | 0 | 0 | 0 | 0 | 0 | 0 | 0 | 0 | 0 | 0 | 0 | 0 | 0 | 0 | 0 | 0 | 0 | 0 | 0 | 0 | 0 | 0 | 0 | 0 | 0 | 0 | 0 | 0 | 0 | 0 | 0 | 0 | 0 | 0 | 0 | 0 | 0 | 0 | 0 | 0 | 0 | 0 | 0 | 0 | 0 | 0 | 0 | 0 | 0 | 0 | 0 | 0 | 0 | 0 | 0 | 0 | 0 | 5890.1236 | 5919.0594 | 5955.246 | 5993.9974 | 6035.1112 | 6077.3693 | 6121.424 | 6165.8719 | 6210.7836 | 6260.0469 | 6306.2814 | 6352.6386 | 6396.2608 | 6437.4728 | 6478.146 | 6517.0458 | 6557.2764 | 6594.0207 | 6629.124 | 6662.8591 | 6694.3871 | 6723.8394 | 6751.342 | 0 | 0 | 0 | 4153.3329 | 4173.7365 | 4199.253 | 4226.578 | 4255.5687 | 4285.3664 | 4316.4309 | 4347.7727 | 4379.4415 | 4414.1788 | 4446.7803 | 4479.4685 | 4510.228 | 4539.288 | 4567.9682 | 4595.3978 | 4623.7658 | 4649.6755 | 4674.428 | 4698.2158 | 4720.4473 | 4741.2152 | 4760.6082 | 0 | 0 | 0
WA_Industrial_Agriculture_Existing_Space Heating_Natural Gas_Gas Boiler - Insulate Steam Lines/Condensate Tank_A | WA | Industrial | Agriculture | Existing | Space Heating | Natural Gas | Gas Boiler - Insulate Steam Lines/Condensate Tank | A | IM105 | No insulation | Lines and condenstate tank insulated | 20 | 12.7087 | 0 | 0 | 110.26 | 0 | 0 | 0 | 55.1296 |  | employee | 30% | 35% | Retrofit | RetroEven20 | 76.5% | TBD | 0.2% | 350.0133 |  | 255.8631 |  | 0.08697 | PGE Workpaper - SWWH017-01 | PGE Workpaper - SWWH017-01 | PGE Workpaper - SWWH017-01 | No insulation | No insulation | No insulation | No insulation | No insulation | No insulation | No insulation | No insulation | No insulation | No insulation | No insulation | No insulation | No insulation | No insulation | No insulation | No insulation | No insulation | No insulation | No insulation | No insulation | No insulation | No insulation | No insulation | No insulation | No insulation | No insulation | No insulation | No insulation | No insulation | No insulation | No insulation | Lines and condenstate tank insulated | Lines and condenstate tank insulated | Lines and condenstate tank insulated | Lines and condenstate tank insulated | Lines and condenstate tank insulated | Lines and condenstate tank insulated | Lines and condenstate tank insulated | Lines and condenstate tank insulated | Lines and condenstate tank insulated | Lines and condenstate tank insulated | Lines and condenstate tank insulated | Lines and condenstate tank insulated | Lines and condenstate tank insulated | Lines and condenstate tank insulated | Lines and condenstate tank insulated | Lines and condenstate tank insulated | Lines and condenstate tank insulated | Lines and condenstate tank insulated | Lines and condenstate tank insulated | Lines and condenstate tank insulated | Lines and condenstate tank insulated | Lines and condenstate tank insulated | Lines and condenstate tank insulated | Lines and condenstate tank insulated | Lines and condenstate tank insulated | Lines and condenstate tank insulated | Lines and condenstate tank insulated | Lines and condenstate tank insulated | Lines and condenstate tank insulated | Lines and condenstate tank insulated | Lines and condenstate tank insulated | 110.26 | 110.26 | 110.26 | 110.26 | 110.26 | 110.26 | 110.26 | 110.26 | 110.26 | 110.26 | 110.26 | 110.26 | 110.26 | 110.26 | 110.26 | 110.26 | 110.26 | 110.26 | 110.26 | 110.26 | 110.26 | 110.26 | 110.26 | 110.26 | 110.26 | 110.26 | 110.26 | 110.26 | 110.26 | 110.26 | 110.26 | 0 | 0 | 0 | 0 | 0 | 12.455 | 12.3337 | 12.2001 | 12.0578 | 11.906 | 11.7439 | 11.5738 | 11.394 | 11.1975 | 10.991 | 10.7798 | 10.5724 | 10.3751 | 10.185 | 10.0177 | 9.8624 | 9.7152 | 9.5878 | 9.4737 | 9.366 | 9.2797 | 9.2048 | 9.1337 | 10.7858 | 10.7415 | 10.701 | 0.051532 | 0.051002 | 0.050152 | 0.049594 | 0.04901 | 0.047729 | 0.046909 | 0.046087 | 0.044573 | 0.043918 | 0.042663 | 0.041848 | 0.04086 | 0.039754 | 0.039147 | 0.038381 | 0.037661 | 0.037032 | 0.036467 | 0.035938 | 0 | 0 | 0 | 0 | 0 | 0 | 0.051532 | 0.10203 | 0.15108 | 0.19891 | 0.24542 | 0.28981 | 0.33252 | 0.37344 | 0.41157 | 0.4479 | 0.48196 | 0.51453 | 0.54579 | 0.57554 | 0.60524 | 0.63423 | 0.66243 | 0.69077 | 0.71902 | 0.74678 | 0.7399 | 0.73393 | 0.72826 | 0 | 0 | 0 | 4.1375 | 4.1352 | 4.1108 | 4.113 | 4.1164 | 4.0642 | 4.0531 | 4.0448 | 3.9806 | 3.9958 | 3.9577 | 3.9582 | 3.9383 | 3.9032 | 3.9078 | 3.8916 | 3.8765 | 3.8624 | 3.8492 | 3.8371 | 0 | 0 | 0 | 0 | 0 | 0 | 4.1375 | 8.2727 | 12.3835 | 16.4965 | 20.613 | 24.6771 | 28.7302 | 32.775 | 36.7556 | 40.7514 | 44.7091 | 48.6673 | 52.6056 | 56.5088 | 60.4165 | 64.3082 | 68.1846 | 72.047 | 75.8962 | 79.7333 | 79.7333 | 79.7333 | 79.7333 | 79.7333 | 79.7333 | 79.7333 | 0.043862 | 0.043473 | 0.042836 | 0.042451 | 0.042048 | 0.041051 | 0.040447 | 0.03984 | 0.038643 | 0.038182 | 0.037203 | 0.036595 | 0.035806 | 0.034902 | 0.034414 | 0.033779 | 0.03318 | 0.032655 | 0.032203 | 0.031784 | 0 | 0 | 0 | 0 | 0 | 0 | 0.043862 | 0.08697 | 0.12904 | 0.17026 | 0.21055 | 0.24926 | 0.28671 | 0.32282 | 0.35681 | 0.38941 | 0.42028 | 0.44995 | 0.47827 | 0.5053 | 0.53207 | 0.5582 | 0.58361 | 0.60913 | 0.63496 | 0.66045 | 0.65524 | 0.65076 | 0.64664 | 0 | 0 | 0 | 3.5169 | 3.5149 | 3.4942 | 3.4961 | 3.499 | 3.4545 | 3.4451 | 3.4381 | 3.3835 | 3.3964 | 3.364 | 3.3645 | 3.3475 | 3.3177 | 3.3216 | 3.3079 | 3.295 | 3.283 | 3.2718 | 3.2615 | 0 | 0 | 0 | 0 | 0 | 0 | 3.5169 | 7.0318 | 10.526 | 14.0221 | 17.521 | 20.9756 | 24.4207 | 27.8588 | 31.2423 | 34.6387 | 38.0028 | 41.3672 | 44.7148 | 48.0325 | 51.3541 | 54.6619 | 57.957 | 61.24 | 64.5118 | 67.7733 | 67.7733 | 67.7733 | 67.7733 | 67.7733 | 67.7733 | 67.7733 | 0.043885 | 0.043525 | 0.042919 | 0.042569 | 0.042201 | 0.041238 | 0.040669 | 0.040096 | 0.038931 | 0.038506 | 0.037557 | 0.036979 | 0.036218 | 0.035342 | 0.034884 | 0.034276 | 0.033706 | 0.033208 | 0.032763 | 0.032348 | 0 | 0 | 0 | 0 | 0 | 0 | 0.043885 | 0.087073 | 0.12929 | 0.17073 | 0.21132 | 0.25039 | 0.28828 | 0.32489 | 0.35948 | 0.3927 | 0.42427 | 0.45467 | 0.48379 | 0.51168 | 0.53932 | 0.56641 | 0.59286 | 0.61946 | 0.64599 | 0.67218 | 0.66695 | 0.66247 | 0.65833 | 0 | 0 | 0 | 3.5169 | 3.5149 | 3.4942 | 3.4961 | 3.499 | 3.4545 | 3.4451 | 3.4381 | 3.3835 | 3.3964 | 3.364 | 3.3645 | 3.3475 | 3.3177 | 3.3216 | 3.3079 | 3.295 | 3.283 | 3.2718 | 3.2615 | 0 | 0 | 0 | 0 | 0 | 0 | 3.5169 | 7.0318 | 10.526 | 14.0221 | 17.521 | 20.9756 | 24.4207 | 27.8588 | 31.2423 | 34.6387 | 38.0028 | 41.3672 | 44.7148 | 48.0325 | 51.3541 | 54.6619 | 57.957 | 61.24 | 64.5118 | 67.7733 | 67.7733 | 67.7733 | 67.7733 | 67.7733 | 67.7733 | 67.7733 | 0.043874 | 0.043484 | 0.042847 | 0.042462 | 0.042059 | 0.041061 | 0.040457 | 0.03985 | 0.038653 | 0.038192 | 0.037213 | 0.036604 | 0.035815 | 0.034911 | 0.034423 | 0.033788 | 0.033189 | 0.032663 | 0.032212 | 0.031792 | 0 | 0 | 0 | 0 | 0 | 0 | 0.043874 | 0.086993 | 0.12907 | 0.17031 | 0.21061 | 0.24932 | 0.28678 | 0.3229 | 0.35691 | 0.38951 | 0.42038 | 0.45006 | 0.4784 | 0.50543 | 0.5322 | 0.55834 | 0.58377 | 0.60929 | 0.63512 | 0.66062 | 0.65525 | 0.65077 | 0.64665 | 0 | 0 | 0 | 3.5169 | 3.5149 | 3.4942 | 3.4961 | 3.499 | 3.4545 | 3.4451 | 3.4381 | 3.3835 | 3.3964 | 3.364 | 3.3645 | 3.3475 | 3.3177 | 3.3216 | 3.3079 | 3.295 | 3.283 | 3.2718 | 3.2615 | 0 | 0 | 0 | 0 | 0 | 0 | 3.5169 | 7.0318 | 10.526 | 14.0221 | 17.521 | 20.9756 | 24.4207 | 27.8588 | 31.2423 | 34.6387 | 38.0028 | 41.3672 | 44.7148 | 48.0325 | 51.3541 | 54.6619 | 57.957 | 61.24 | 64.5118 | 67.7733 | 67.7733 | 67.7733 | 67.7733 | 67.7733 | 67.7733 | 67.7733 | 341.7944 | 342.783 | 343.7711 | 344.7701 | 345.7721 | 346.7515 | 347.7267 | 348.6968 | 349.6612 | 350.6879 | 351.6354 | 352.5774 | 353.5088 | 354.4313 | 355.3607 | 356.2629 | 357.2068 | 358.1228 | 359.0145 | 359.9164 | 360.7434 | 361.5014 | 362.1959 | 362.8321 | 363.4147 | 363.9481 | 249.855 | 250.5777 | 251.3 | 252.0303 | 252.7628 | 253.4787 | 254.1916 | 254.9008 | 255.6058 | 256.3562 | 257.0489 | 257.7375 | 258.4184 | 259.0927 | 259.7721 | 260.4317 | 261.1217 | 261.7913 | 262.4431 | 263.1024 | 263.7069 | 264.261 | 264.7687 | 265.2338 | 265.6597 | 266.0496
WA_Industrial_Agriculture_Existing_Process_Natural Gas_Gas Boiler - Insulate Steam Lines/Condensate Tank_A | WA | Industrial | Agriculture | Existing | Process | Natural Gas | Gas Boiler - Insulate Steam Lines/Condensate Tank | A | IM106 | No insulation | Lines and condenstate tank insulated | 20 | 16.8499 | 0 | 0 | 110.26 | 0 | 0 | 0 | 55.1296 |  | sqft | 30% | 35% | Retrofit | RetroEven20 | 76.5% | TBD | 0.2% | 350.0133 |  | 255.8631 |  | 0.9768 | PGE Workpaper - SWWH017-01 | PGE Workpaper - SWWH017-01 | PGE Workpaper - SWWH017-01 | No insulation | No insulation | No insulation | No insulation | No insulation | No insulation | No insulation | No insulation | No insulation | No insulation | No insulation | No insulation | No insulation | No insulation | No insulation | No insulation | No insulation | No insulation | No insulation | No insulation | No insulation | No insulation | No insulation | No insulation | No insulation | No insulation | No insulation | No insulation | No insulation | No insulation | No insulation | Lines and condenstate tank insulated | Lines and condenstate tank insulated | Lines and condenstate tank insulated | Lines and condenstate tank insulated | Lines and condenstate tank insulated | Lines and condenstate tank insulated | Lines and condenstate tank insulated | Lines and condenstate tank insulated | Lines and condenstate tank insulated | Lines and condenstate tank insulated | Lines and condenstate tank insulated | Lines and condenstate tank insulated | Lines and condenstate tank insulated | Lines and condenstate tank insulated | Lines and condenstate tank insulated | Lines and condenstate tank insulated | Lines and condenstate tank insulated | Lines and condenstate tank insulated | Lines and condenstate tank insulated | Lines and condenstate tank insulated | Lines and condenstate tank insulated | Lines and condenstate tank insulated | Lines and condenstate tank insulated | Lines and condenstate tank insulated | Lines and condenstate tank insulated | Lines and condenstate tank insulated | Lines and condenstate tank insulated | Lines and condenstate tank insulated | Lines and condenstate tank insulated | Lines and condenstate tank insulated | Lines and condenstate tank insulated | 110.26 | 110.26 | 110.26 | 110.26 | 110.26 | 110.26 | 110.26 | 110.26 | 110.26 | 110.26 | 110.26 | 110.26 | 110.26 | 110.26 | 110.26 | 110.26 | 110.26 | 110.26 | 110.26 | 110.26 | 110.26 | 110.26 | 110.26 | 110.26 | 110.26 | 110.26 | 110.26 | 110.26 | 110.26 | 110.26 | 110.26 | 0 | 0 | 0 | 0 | 0 | 16.8163 | 16.7832 | 16.7496 | 16.716 | 16.6818 | 16.6454 | 16.612 | 16.5803 | 16.5469 | 16.5214 | 16.4945 | 16.4737 | 16.4533 | 16.433 | 16.4179 | 16.4011 | 16.3855 | 16.3701 | 16.3548 | 16.3396 | 16.3382 | 16.3368 | 16.3356 | 16.8499 | 16.8499 | 16.8499 | 0.57554 | 0.57409 | 0.56956 | 0.56873 | 0.56803 | 0.5596 | 0.55695 | 0.55476 | 0.54484 | 0.54608 | 0.53999 | 0.53938 | 0.536 | 0.53057 | 0.53071 | 0.52797 | 0.52542 | 0.52301 | 0.52075 | 0.51862 | 0 | 0 | 0 | 0 | 0 | 0 | 0.57554 | 1.1485 | 1.7158 | 2.281 | 2.8444 | 3.3978 | 3.9479 | 4.4952 | 5.0309 | 5.5693 | 6.1002 | 6.6319 | 7.1597 | 7.6814 | 8.2051 | 8.7246 | 9.2418 | 9.7561 | 10.2677 | 10.7768 | 10.7758 | 10.775 | 10.7741 | 0 | 0 | 0 | 34.225 | 34.2062 | 34.0045 | 34.0229 | 34.051 | 33.6186 | 33.5267 | 33.4587 | 32.9274 | 33.0531 | 32.7379 | 32.7421 | 32.5773 | 32.2867 | 32.325 | 32.1913 | 32.0661 | 31.9493 | 31.8407 | 31.7403 | 0 | 0 | 0 | 0 | 0 | 0 | 34.225 | 68.4313 | 102.4358 | 136.4587 | 170.5097 | 204.1283 | 237.655 | 271.1137 | 304.0411 | 337.0942 | 369.832 | 402.5741 | 435.1515 | 467.4382 | 499.7632 | 531.9545 | 564.0206 | 595.9699 | 627.8106 | 659.5509 | 659.5509 | 659.5509 | 659.5509 | 659.5509 | 659.5509 | 659.5509 | 0.48935 | 0.48827 | 0.48456 | 0.484 | 0.48355 | 0.47653 | 0.47442 | 0.47269 | 0.46438 | 0.46555 | 0.46047 | 0.46004 | 0.45724 | 0.45269 | 0.45287 | 0.4506 | 0.44849 | 0.4465 | 0.44463 | 0.44288 | 0 | 0 | 0 | 0 | 0 | 0 | 0.48935 | 0.9768 | 1.4597 | 1.9412 | 2.4214 | 2.8934 | 3.3629 | 3.8302 | 4.288 | 4.7479 | 5.2018 | 5.6563 | 6.1076 | 6.5539 | 7.0016 | 7.4461 | 7.8886 | 8.3288 | 8.7669 | 9.2028 | 9.2021 | 9.2015 | 9.2009 | 0 | 0 | 0 | 29.0913 | 29.0753 | 28.9038 | 28.9195 | 28.9434 | 28.5758 | 28.4977 | 28.4399 | 27.9883 | 28.0951 | 27.8272 | 27.8308 | 27.6907 | 27.4437 | 27.4762 | 27.3626 | 27.2562 | 27.1569 | 27.0646 | 26.9792 | 0 | 0 | 0 | 0 | 0 | 0 | 29.0913 | 58.1666 | 87.0704 | 115.9899 | 144.9332 | 173.5091 | 202.0068 | 230.4467 | 258.4349 | 286.53 | 314.3572 | 342.188 | 369.8788 | 397.3225 | 424.7987 | 452.1613 | 479.4175 | 506.5744 | 533.639 | 560.6183 | 560.6183 | 560.6183 | 560.6183 | 560.6183 | 560.6183 | 560.6183 | 0.48935 | 0.48827 | 0.48456 | 0.484 | 0.48355 | 0.47653 | 0.47442 | 0.47269 | 0.46438 | 0.46555 | 0.46047 | 0.46004 | 0.45724 | 0.45269 | 0.45287 | 0.4506 | 0.44849 | 0.4465 | 0.44463 | 0.44288 | 0 | 0 | 0 | 0 | 0 | 0 | 0.48935 | 0.9768 | 1.4597 | 1.9412 | 2.4214 | 2.8934 | 3.3629 | 3.8302 | 4.288 | 4.7479 | 5.2018 | 5.6563 | 6.1076 | 6.5539 | 7.0016 | 7.4461 | 7.8886 | 8.3288 | 8.7669 | 9.2028 | 9.2021 | 9.2015 | 9.2009 | 0 | 0 | 0 | 29.0913 | 29.0753 | 28.9038 | 28.9195 | 28.9434 | 28.5758 | 28.4977 | 28.4399 | 27.9883 | 28.0951 | 27.8272 | 27.8308 | 27.6907 | 27.4437 | 27.4762 | 27.3626 | 27.2562 | 27.1569 | 27.0646 | 26.9792 | 0 | 0 | 0 | 0 | 0 | 0 | 29.0913 | 58.1666 | 87.0704 | 115.9899 | 144.9332 | 173.5091 | 202.0068 | 230.4467 | 258.4349 | 286.53 | 314.3572 | 342.188 | 369.8788 | 397.3225 | 424.7987 | 452.1613 | 479.4175 | 506.5744 | 533.639 | 560.6183 | 560.6183 | 560.6183 | 560.6183 | 560.6183 | 560.6183 | 560.6183 | 0.48935 | 0.48827 | 0.48456 | 0.484 | 0.48355 | 0.47653 | 0.47442 | 0.47269 | 0.46438 | 0.46555 | 0.46047 | 0.46004 | 0.45724 | 0.45269 | 0.45287 | 0.4506 | 0.44849 | 0.4465 | 0.44463 | 0.44288 | 0 | 0 | 0 | 0 | 0 | 0 | 0.48935 | 0.9768 | 1.4597 | 1.9412 | 2.4214 | 2.8934 | 3.3629 | 3.8302 | 4.288 | 4.7479 | 5.2018 | 5.6563 | 6.1076 | 6.5539 | 7.0016 | 7.4461 | 7.8886 | 8.3288 | 8.7669 | 9.2028 | 9.2021 | 9.2015 | 9.2009 | 0 | 0 | 0 | 29.0913 | 29.0753 | 28.9038 | 28.9195 | 28.9434 | 28.5758 | 28.4977 | 28.4399 | 27.9883 | 28.0951 | 27.8272 | 27.8308 | 27.6907 | 27.4437 | 27.4762 | 27.3626 | 27.2562 | 27.1569 | 27.0646 | 26.9792 | 0 | 0 | 0 | 0 | 0 | 0 | 29.0913 | 58.1666 | 87.0704 | 115.9899 | 144.9332 | 173.5091 | 202.0068 | 230.4467 | 258.4349 | 286.53 | 314.3572 | 342.188 | 369.8788 | 397.3225 | 424.7987 | 452.1613 | 479.4175 | 506.5744 | 533.639 | 560.6183 | 560.6183 | 560.6183 | 560.6183 | 560.6183 | 560.6183 | 560.6183 | 341.7944 | 342.783 | 343.7711 | 344.7701 | 345.7721 | 346.7515 | 347.7267 | 348.6968 | 349.6612 | 350.6879 | 351.6354 | 352.5774 | 353.5088 | 354.4313 | 355.3607 | 356.2629 | 357.2068 | 358.1228 | 359.0145 | 359.9164 | 360.7434 | 361.5014 | 362.1959 | 362.8321 | 363.4147 | 363.9481 | 249.855 | 250.5777 | 251.3 | 252.0303 | 252.7628 | 253.4787 | 254.1916 | 254.9008 | 255.6058 | 256.3562 | 257.0489 | 257.7375 | 258.4184 | 259.0927 | 259.7721 | 260.4317 | 261.1217 | 261.7913 | 262.4431 | 263.1024 | 263.7069 | 264.261 | 264.7687 | 265.2338 | 265.6597 | 266.0496
WA_Industrial_Agriculture_Existing_Space Heating_Natural Gas_Gas Boiler - Insulate Hot Water Lines_A | WA | Industrial | Agriculture | Existing | Space Heating | Natural Gas | Gas Boiler - Insulate Hot Water Lines | A | IM107 | No insulation | Insulated water lines | 20 | 14.3648 | 0 | 0 | 78.28 | 0 | 0 | 0 | 39.1415 |  | employee | 40% | 50% | Retrofit | RetroEven20 | 76.5% | TBD | 0.2% | 219.8457 |  | 160.7094 |  | 0.19683 | PGE Workpaper - SWWH017-01 | PGE Workpaper - SWWH017-01 | PGE Workpaper - SWWH017-01 | No insulation | No insulation | No insulation | No insulation | No insulation | No insulation | No insulation | No insulation | No insulation | No insulation | No insulation | No insulation | No insulation | No insulation | No insulation | No insulation | No insulation | No insulation | No insulation | No insulation | No insulation | No insulation | No insulation | No insulation | No insulation | No insulation | No insulation | No insulation | No insulation | No insulation | No insulation | Insulated water lines | Insulated water lines | Insulated water lines | Insulated water lines | Insulated water lines | Insulated water lines | Insulated water lines | Insulated water lines | Insulated water lines | Insulated water lines | Insulated water lines | Insulated water lines | Insulated water lines | Insulated water lines | Insulated water lines | Insulated water lines | Insulated water lines | Insulated water lines | Insulated water lines | Insulated water lines | Insulated water lines | Insulated water lines | Insulated water lines | Insulated water lines | Insulated water lines | Insulated water lines | Insulated water lines | Insulated water lines | Insulated water lines | Insulated water lines | Insulated water lines | 78.28 | 78.28 | 78.28 | 78.28 | 78.28 | 78.28 | 78.28 | 78.28 | 78.28 | 78.28 | 78.28 | 78.28 | 78.28 | 78.28 | 78.28 | 78.28 | 78.28 | 78.28 | 78.28 | 78.28 | 78.28 | 78.28 | 78.28 | 78.28 | 78.28 | 78.28 | 78.28 | 78.28 | 78.28 | 78.28 | 78.28 | 0 | 0 | 0 | 0 | 0 | 14.0864 | 13.9596 | 13.822 | 13.6788 | 13.5305 | 13.3788 | 13.2258 | 13.0709 | 12.909 | 12.7396 | 12.5747 | 12.4134 | 12.2646 | 12.1207 | 11.9877 | 11.8604 | 11.7298 | 11.6101 | 11.4962 | 11.3836 | 11.2809 | 11.1919 | 11.1073 | 12.1913 | 12.1412 | 12.0955 | 0.11656 | 0.11545 | 0.11364 | 0.11252 | 0.1114 | 0.10875 | 0.10721 | 0.10574 | 0.10277 | 0.10181 | 0.099533 | 0.09827 | 0.096603 | 0.094618 | 0.093691 | 0.092312 | 0.090941 | 0.089685 | 0.088503 | 0.08736 | 0 | 0 | 0 | 0 | 0 | 0 | 0.11656 | 0.23097 | 0.34233 | 0.45131 | 0.55781 | 0.6603 | 0.75996 | 0.8568 | 0.94895 | 1.0383 | 1.1244 | 1.2083 | 1.2904 | 1.3699 | 1.4485 | 1.5254 | 1.5996 | 1.673 | 1.745 | 1.8153 | 1.7989 | 1.7847 | 1.7712 | 0 | 0 | 0 | 8.2749 | 8.2704 | 8.2216 | 8.2261 | 8.2329 | 8.1283 | 8.1061 | 8.0897 | 7.9612 | 7.9916 | 7.9154 | 7.9164 | 7.8766 | 7.8063 | 7.8156 | 7.7832 | 7.753 | 7.7247 | 7.6985 | 7.6742 | 0 | 0 | 0 | 0 | 0 | 0 | 8.2749 | 16.5454 | 24.767 | 32.9931 | 41.226 | 49.3543 | 57.4604 | 65.5501 | 73.5113 | 81.5029 | 89.4182 | 97.3347 | 105.2112 | 113.0175 | 120.8331 | 128.6163 | 136.3693 | 144.094 | 151.7925 | 159.4667 | 159.4667 | 159.4667 | 159.4667 | 159.4667 | 159.4667 | 159.4667 | 0.099206 | 0.098388 | 0.097027 | 0.096264 | 0.095493 | 0.093421 | 0.092289 | 0.091204 | 0.088833 | 0.088178 | 0.086382 | 0.08544 | 0.084078 | 0.082419 | 0.081649 | 0.080478 | 0.079315 | 0.078253 | 0.077308 | 0.076404 | 0 | 0 | 0 | 0 | 0 | 0 | 0.099206 | 0.19683 | 0.29229 | 0.38609 | 0.47818 | 0.56724 | 0.65419 | 0.73902 | 0.82026 | 0.89929 | 0.97583 | 1.0505 | 1.1231 | 1.1932 | 1.2623 | 1.3299 | 1.3951 | 1.4597 | 1.5243 | 1.5876 | 1.5754 | 1.5648 | 1.5551 | 0 | 0 | 0 | 7.0337 | 7.0298 | 6.9884 | 6.9922 | 6.9979 | 6.9091 | 6.8902 | 6.8762 | 6.767 | 6.7929 | 6.7281 | 6.729 | 6.6951 | 6.6354 | 6.6432 | 6.6158 | 6.59 | 6.566 | 6.5437 | 6.5231 | 0 | 0 | 0 | 0 | 0 | 0 | 7.0337 | 14.0636 | 21.0519 | 28.0441 | 35.0421 | 41.9511 | 48.8413 | 55.7176 | 62.4846 | 69.2774 | 76.0055 | 82.7345 | 89.4295 | 96.0649 | 102.7081 | 109.3239 | 115.9139 | 122.4799 | 129.0236 | 135.5467 | 135.5467 | 135.5467 | 135.5467 | 135.5467 | 135.5467 | 135.5467 | 0.099233 | 0.098455 | 0.097141 | 0.096432 | 0.09572 | 0.093705 | 0.092632 | 0.091605 | 0.089292 | 0.088702 | 0.086962 | 0.086076 | 0.08477 | 0.083165 | 0.082451 | 0.081334 | 0.080227 | 0.079221 | 0.078278 | 0.077373 | 0 | 0 | 0 | 0 | 0 | 0 | 0.099233 | 0.19696 | 0.29263 | 0.38677 | 0.47931 | 0.56897 | 0.65662 | 0.74227 | 0.8245 | 0.90463 | 0.98239 | 1.0583 | 1.1323 | 1.204 | 1.2747 | 1.344 | 1.4111 | 1.4778 | 1.5434 | 1.6078 | 1.5955 | 1.585 | 1.5754 | 0 | 0 | 0 | 7.0337 | 7.0298 | 6.9884 | 6.9922 | 6.9979 | 6.9091 | 6.8902 | 6.8762 | 6.767 | 6.7929 | 6.7281 | 6.729 | 6.6951 | 6.6354 | 6.6432 | 6.6158 | 6.59 | 6.566 | 6.5437 | 6.5231 | 0 | 0 | 0 | 0 | 0 | 0 | 7.0337 | 14.0636 | 21.0519 | 28.0441 | 35.0421 | 41.9511 | 48.8413 | 55.7176 | 62.4846 | 69.2774 | 76.0055 | 82.7345 | 89.4295 | 96.0649 | 102.7081 | 109.3239 | 115.9139 | 122.4799 | 129.0236 | 135.5467 | 135.5467 | 135.5467 | 135.5467 | 135.5467 | 135.5467 | 135.5467 | 0.099206 | 0.098388 | 0.097027 | 0.096264 | 0.095493 | 0.093421 | 0.092289 | 0.091204 | 0.088833 | 0.088178 | 0.086382 | 0.08544 | 0.084078 | 0.082419 | 0.081649 | 0.080478 | 0.079315 | 0.078253 | 0.077308 | 0.076404 | 0 | 0 | 0 | 0 | 0 | 0 | 0.099206 | 0.19683 | 0.29229 | 0.38609 | 0.47818 | 0.56724 | 0.65419 | 0.73902 | 0.82026 | 0.89929 | 0.97583 | 1.0505 | 1.1231 | 1.1932 | 1.2623 | 1.3299 | 1.3951 | 1.4597 | 1.5243 | 1.5876 | 1.5754 | 1.5648 | 1.5551 | 0 | 0 | 0 | 7.0337 | 7.0298 | 6.9884 | 6.9922 | 6.9979 | 6.9091 | 6.8902 | 6.8762 | 6.767 | 6.7929 | 6.7281 | 6.729 | 6.6951 | 6.6354 | 6.6432 | 6.6158 | 6.59 | 6.566 | 6.5437 | 6.5231 | 0 | 0 | 0 | 0 | 0 | 0 | 7.0337 | 14.0636 | 21.0519 | 28.0441 | 35.0421 | 41.9511 | 48.8413 | 55.7176 | 62.4846 | 69.2774 | 76.0055 | 82.7345 | 89.4295 | 96.0649 | 102.7081 | 109.3239 | 115.9139 | 122.4799 | 129.0236 | 135.5467 | 135.5467 | 135.5467 | 135.5467 | 135.5467 | 135.5467 | 135.5467 | 214.6834 | 215.3044 | 215.925 | 216.5525 | 217.1818 | 217.797 | 218.4095 | 219.0189 | 219.6246 | 220.2694 | 220.8646 | 221.4563 | 222.0413 | 222.6207 | 223.2045 | 223.7712 | 224.3641 | 224.9394 | 225.4995 | 226.066 | 226.5854 | 227.0615 | 227.4977 | 227.8973 | 228.2632 | 228.5983 | 156.9357 | 157.3896 | 157.8433 | 158.302 | 158.762 | 159.2117 | 159.6595 | 160.1049 | 160.5477 | 161.0191 | 161.4542 | 161.8867 | 162.3143 | 162.7379 | 163.1647 | 163.5789 | 164.0123 | 164.4329 | 164.8423 | 165.2564 | 165.6361 | 165.9841 | 166.303 | 166.5952 | 166.8627 | 167.1076
WA_Industrial_Agriculture_Existing_Process_Natural Gas_Gas Boiler - Insulate Hot Water Lines_A | WA | Industrial | Agriculture | Existing | Process | Natural Gas | Gas Boiler - Insulate Hot Water Lines | A | IM108 | No insulation | Insulated water lines | 20 | 19.0457 | 0 | 0 | 78.28 | 0 | 0 | 0 | 39.1415 |  | sqft | 40% | 50% | Retrofit | RetroEven20 | 76.5% | TBD | 0.2% | 219.8457 |  | 160.7094 |  | 2.2109 | PGE Workpaper - SWWH017-01 | PGE Workpaper - SWWH017-01 | PGE Workpaper - SWWH017-01 | No insulation | No insulation | No insulation | No insulation | No insulation | No insulation | No insulation | No insulation | No insulation | No insulation | No insulation | No insulation | No insulation | No insulation | No insulation | No insulation | No insulation | No insulation | No insulation | No insulation | No insulation | No insulation | No insulation | No insulation | No insulation | No insulation | No insulation | No insulation | No insulation | No insulation | No insulation | Insulated water lines | Insulated water lines | Insulated water lines | Insulated water lines | Insulated water lines | Insulated water lines | Insulated water lines | Insulated water lines | Insulated water lines | Insulated water lines | Insulated water lines | Insulated water lines | Insulated water lines | Insulated water lines | Insulated water lines | Insulated water lines | Insulated water lines | Insulated water lines | Insulated water lines | Insulated water lines | Insulated water lines | Insulated water lines | Insulated water lines | Insulated water lines | Insulated water lines | Insulated water lines | Insulated water lines | Insulated water lines | Insulated water lines | Insulated water lines | Insulated water lines | 78.28 | 78.28 | 78.28 | 78.28 | 78.28 | 78.28 | 78.28 | 78.28 | 78.28 | 78.28 | 78.28 | 78.28 | 78.28 | 78.28 | 78.28 | 78.28 | 78.28 | 78.28 | 78.28 | 78.28 | 78.28 | 78.28 | 78.28 | 78.28 | 78.28 | 78.28 | 78.28 | 78.28 | 78.28 | 78.28 | 78.28 | 0 | 0 | 0 | 0 | 0 | 19.0216 | 18.9979 | 18.9739 | 18.9497 | 18.9246 | 18.898 | 18.8742 | 18.8521 | 18.8297 | 18.814 | 18.7985 | 18.7885 | 18.78 | 18.7723 | 18.7686 | 18.764 | 18.761 | 18.7581 | 18.7553 | 18.7525 | 18.7517 | 18.7509 | 18.7502 | 19.0457 | 19.0457 | 19.0457 | 1.302 | 1.2997 | 1.2904 | 1.2894 | 1.2888 | 1.2707 | 1.2656 | 1.2615 | 1.24 | 1.2437 | 1.2308 | 1.2304 | 1.2236 | 1.2122 | 1.2134 | 1.2081 | 1.2032 | 1.1986 | 1.1944 | 1.1904 | 0 | 0 | 0 | 0 | 0 | 0 | 1.302 | 2.6001 | 3.8872 | 5.1717 | 6.4537 | 7.7153 | 8.9711 | 10.2222 | 11.45 | 12.6842 | 13.9046 | 15.1276 | 16.3443 | 17.5498 | 18.7597 | 19.9632 | 21.1632 | 22.3585 | 23.5495 | 24.7365 | 24.7354 | 24.7343 | 24.7334 | 0 | 0 | 0 | 68.45 | 68.4125 | 68.009 | 68.0458 | 68.1021 | 67.2372 | 67.0535 | 66.9173 | 65.8547 | 66.1062 | 65.4757 | 65.4842 | 65.1547 | 64.5735 | 64.65 | 64.3826 | 64.1322 | 63.8985 | 63.6814 | 63.4806 | 0 | 0 | 0 | 0 | 0 | 0 | 68.45 | 136.8625 | 204.8715 | 272.9173 | 341.0194 | 408.2566 | 475.3101 | 542.2274 | 608.0821 | 674.1883 | 739.664 | 805.1483 | 870.3029 | 934.8764 | 999.5264 | 1063.909 | 1128.0413 | 1191.9398 | 1255.6212 | 1319.1018 | 1319.1018 | 1319.1018 | 1319.1018 | 1319.1018 | 1319.1018 | 1319.1018 | 1.1069 | 1.1052 | 1.0975 | 1.0969 | 1.0965 | 1.0813 | 1.0772 | 1.074 | 1.0558 | 1.0591 | 1.0483 | 1.0479 | 1.0423 | 1.0326 | 1.0337 | 1.0292 | 1.025 | 1.0212 | 1.0176 | 1.0142 | 0 | 0 | 0 | 0 | 0 | 0 | 1.1069 | 2.2109 | 3.306 | 4.3993 | 5.4909 | 6.5656 | 7.6358 | 8.7022 | 9.7492 | 10.8014 | 11.8421 | 12.8847 | 13.922 | 14.9498 | 15.9809 | 17.0068 | 18.0295 | 19.0483 | 20.0634 | 21.0751 | 21.0743 | 21.0736 | 21.0729 | 0 | 0 | 0 | 58.1825 | 58.1506 | 57.8077 | 57.8389 | 57.8867 | 57.1516 | 56.9955 | 56.8797 | 55.9765 | 56.1902 | 55.6544 | 55.6616 | 55.3815 | 54.8875 | 54.9525 | 54.7252 | 54.5124 | 54.3138 | 54.1292 | 53.9585 | 0 | 0 | 0 | 0 | 0 | 0 | 58.1825 | 116.3331 | 174.1408 | 231.9797 | 289.8665 | 347.0181 | 404.0136 | 460.8933 | 516.8698 | 573.0601 | 628.7144 | 684.376 | 739.7575 | 794.645 | 849.5974 | 904.3227 | 958.8351 | 1013.1488 | 1067.278 | 1121.2365 | 1121.2365 | 1121.2365 | 1121.2365 | 1121.2365 | 1121.2365 | 1121.2365 | 1.1069 | 1.1052 | 1.0975 | 1.0969 | 1.0965 | 1.0813 | 1.0772 | 1.074 | 1.0558 | 1.0591 | 1.0483 | 1.0479 | 1.0423 | 1.0326 | 1.0337 | 1.0292 | 1.025 | 1.0212 | 1.0176 | 1.0142 | 0 | 0 | 0 | 0 | 0 | 0 | 1.1069 | 2.2109 | 3.306 | 4.3993 | 5.4909 | 6.5656 | 7.6358 | 8.7022 | 9.7492 | 10.8014 | 11.8421 | 12.8847 | 13.922 | 14.9498 | 15.9809 | 17.0068 | 18.0295 | 19.0483 | 20.0634 | 21.0751 | 21.0743 | 21.0736 | 21.0729 | 0 | 0 | 0 | 58.1825 | 58.1506 | 57.8077 | 57.8389 | 57.8867 | 57.1516 | 56.9955 | 56.8797 | 55.9765 | 56.1902 | 55.6544 | 55.6616 | 55.3815 | 54.8875 | 54.9525 | 54.7252 | 54.5124 | 54.3138 | 54.1292 | 53.9585 | 0 | 0 | 0 | 0 | 0 | 0 | 58.1825 | 116.3331 | 174.1408 | 231.9797 | 289.8665 | 347.0181 | 404.0136 | 460.8933 | 516.8698 | 573.0601 | 628.7144 | 684.376 | 739.7575 | 794.645 | 849.5974 | 904.3227 | 958.8351 | 1013.1488 | 1067.278 | 1121.2365 | 1121.2365 | 1121.2365 | 1121.2365 | 1121.2365 | 1121.2365 | 1121.2365 | 1.1069 | 1.1052 | 1.0975 | 1.0969 | 1.0965 | 1.0813 | 1.0772 | 1.074 | 1.0558 | 1.0591 | 1.0483 | 1.0479 | 1.0423 | 1.0326 | 1.0337 | 1.0292 | 1.025 | 1.0212 | 1.0176 | 1.0142 | 0 | 0 | 0 | 0 | 0 | 0 | 1.1069 | 2.2109 | 3.306 | 4.3993 | 5.4909 | 6.5656 | 7.6358 | 8.7022 | 9.7492 | 10.8014 | 11.8421 | 12.8847 | 13.922 | 14.9498 | 15.9809 | 17.0068 | 18.0295 | 19.0483 | 20.0634 | 21.0751 | 21.0743 | 21.0736 | 21.0729 | 0 | 0 | 0 | 58.1825 | 58.1506 | 57.8077 | 57.8389 | 57.8867 | 57.1516 | 56.9955 | 56.8797 | 55.9765 | 56.1902 | 55.6544 | 55.6616 | 55.3815 | 54.8875 | 54.9525 | 54.7252 | 54.5124 | 54.3138 | 54.1292 | 53.9585 | 0 | 0 | 0 | 0 | 0 | 0 | 58.1825 | 116.3331 | 174.1408 | 231.9797 | 289.8665 | 347.0181 | 404.0136 | 460.8933 | 516.8698 | 573.0601 | 628.7144 | 684.376 | 739.7575 | 794.645 | 849.5974 | 904.3227 | 958.8351 | 1013.1488 | 1067.278 | 1121.2365 | 1121.2365 | 1121.2365 | 1121.2365 | 1121.2365 | 1121.2365 | 1121.2365 | 214.6834 | 215.3044 | 215.925 | 216.5525 | 217.1818 | 217.797 | 218.4095 | 219.0189 | 219.6246 | 220.2694 | 220.8646 | 221.4563 | 222.0413 | 222.6207 | 223.2045 | 223.7712 | 224.3641 | 224.9394 | 225.4995 | 226.066 | 226.5854 | 227.0615 | 227.4977 | 227.8973 | 228.2632 | 228.5983 | 156.9357 | 157.3896 | 157.8433 | 158.302 | 158.762 | 159.2117 | 159.6595 | 160.1049 | 160.5477 | 161.0191 | 161.4542 | 161.8867 | 162.3143 | 162.7379 | 163.1647 | 163.5789 | 164.0123 | 164.4329 | 164.8423 | 165.2564 | 165.6361 | 165.9841 | 166.303 | 166.5952 | 166.8627 | 167.1076
WA_Industrial_Agriculture_Existing_Process_Natural Gas_Process - Insulate Heated Process Fluids_A | WA | Industrial | Agriculture | Existing | Process | Natural Gas | Process - Insulate Heated Process Fluids | A | IM109 | No insulation | Insulated process fluid lines | 20 | 13.6092 | 0 | 0 | 110.26 | 0 | 0 | 0 | 55.1296 |  | employee | 5% | 10% | Retrofit | Retro12Med | 84.73% | TBD | 0.2% | 736.7886 |  | 538.5996 |  | 1.7248 | PGE Workpaper - SWWH017-01 | PGE Workpaper - SWWH017-01 | PGE Workpaper - SWWH017-01 | No insulation | No insulation | No insulation | No insulation | No insulation | No insulation | No insulation | No insulation | No insulation | No insulation | No insulation | No insulation | No insulation | No insulation | No insulation | No insulation | No insulation | No insulation | No insulation | No insulation | No insulation | No insulation | No insulation | No insulation | No insulation | No insulation | No insulation | No insulation | No insulation | No insulation | No insulation | Insulated process fluid lines | Insulated process fluid lines | Insulated process fluid lines | Insulated process fluid lines | Insulated process fluid lines | Insulated process fluid lines | Insulated process fluid lines | Insulated process fluid lines | Insulated process fluid lines | Insulated process fluid lines | Insulated process fluid lines | Insulated process fluid lines | Insulated process fluid lines | Insulated process fluid lines | Insulated process fluid lines | Insulated process fluid lines | Insulated process fluid lines | Insulated process fluid lines | Insulated process fluid lines | Insulated process fluid lines | Insulated process fluid lines | Insulated process fluid lines | Insulated process fluid lines | Insulated process fluid lines | Insulated process fluid lines | Insulated process fluid lines | Insulated process fluid lines | Insulated process fluid lines | Insulated process fluid lines | Insulated process fluid lines | Insulated process fluid lines | 110.26 | 110.26 | 110.26 | 110.26 | 110.26 | 110.26 | 110.26 | 110.26 | 110.26 | 110.26 | 110.26 | 110.26 | 110.26 | 110.26 | 110.26 | 110.26 | 110.26 | 110.26 | 110.26 | 110.26 | 110.26 | 110.26 | 110.26 | 110.26 | 110.26 | 110.26 | 110.26 | 110.26 | 110.26 | 110.26 | 110.26 | 0 | 0 | 0 | 0 | 0 | 13.5777 | 13.5466 | 13.515 | 13.4836 | 13.4517 | 13.4177 | 13.3864 | 13.3565 | 13.3247 | 13.3001 | 13.2737 | 13.2526 | 13.2317 | 13.2106 | 13.1943 | 13.1762 | 13.1592 | 13.1423 | 13.1255 | 13.1088 | 13.1073 | 13.106 | 13.1048 | 13.6092 | 13.6092 | 13.6092 | 1.0165 | 1.0136 | 1.0053 | 1.0035 | 1.002 | 0.88807 | 0.70686 | 0.56308 | 0.44226 | 0.3545 | 0.28034 | 0.22394 | 0.17797 | 0.14088 | 0.1127 | 0.089664 | 0.00060841 | 0.00021622 | 7.3367e-05 | 2.3818e-05 | 2.0184e-05 | 2.0129e-05 | 2.0078e-05 | 2.0805e-05 | 2.0765e-05 | 2.073e-05 | 1.0165 | 2.0278 | 3.0284 | 4.0249 | 5.0173 | 5.8927 | 6.5858 | 7.1342 | 7.5595 | 7.9 | 8.1647 | 8.3757 | 8.5404 | 8.6677 | 8.7696 | 8.8473 | 8.8365 | 8.8254 | 8.8142 | 8.803 | 8.802 | 8.8011 | 8.8003 | 0 | 0 | 0 | 74.867 | 74.8259 | 74.3846 | 74.4248 | 74.4863 | 66.1864 | 52.8044 | 42.1578 | 33.1907 | 26.6539 | 21.1198 | 16.898 | 13.4504 | 10.6643 | 8.5416 | 6.805 | 0.046235 | 0.016452 | 0.0055897 | 0.001817 | 0.0015399 | 0.0015358 | 0.0015321 | 0.0015288 | 0.0015258 | 0.0015232 | 74.867 | 149.6928 | 224.0774 | 298.5022 | 372.9886 | 439.175 | 491.9794 | 534.1372 | 567.3278 | 593.9817 | 615.1015 | 631.9995 | 645.4499 | 656.1142 | 664.6558 | 671.4607 | 671.507 | 671.5234 | 671.529 | 671.5308 | 671.5324 | 671.5339 | 671.5354 | 671.537 | 671.5385 | 671.54 | 0.86434 | 0.86219 | 0.85541 | 0.85418 | 0.85316 | 0.75647 | 0.60233 | 0.47997 | 0.37711 | 0.30237 | 0.23918 | 0.19111 | 0.15192 | 0.12029 | 0.096242 | 0.076586 | 0.00051977 | 0.00018476 | 6.2703e-05 | 2.036e-05 | 1.7254e-05 | 1.7207e-05 | 1.7164e-05 | 1.7684e-05 | 1.765e-05 | 1.762e-05 | 0.86434 | 1.7248 | 2.5768 | 3.4259 | 4.2722 | 5.0195 | 5.6119 | 6.0812 | 6.446 | 6.7382 | 6.9661 | 7.1478 | 7.2901 | 7.4006 | 7.489 | 7.5569 | 7.5491 | 7.5411 | 7.533 | 7.5248 | 7.5242 | 7.5235 | 7.523 | 0 | 0 | 0 | 63.6369 | 63.602 | 63.2269 | 63.2611 | 63.3134 | 56.2584 | 44.8838 | 35.8341 | 28.2121 | 22.6558 | 17.9518 | 14.3633 | 11.4328 | 9.0647 | 7.2603 | 5.7842 | 0.0393 | 0.013984 | 0.0047512 | 0.0015444 | 0.0013089 | 0.0013055 | 0.0013023 | 0.0012994 | 0.0012969 | 0.0012947 | 63.6369 | 127.2389 | 190.4658 | 253.7269 | 317.0403 | 373.2987 | 418.1825 | 454.0166 | 482.2286 | 504.8845 | 522.8363 | 537.1996 | 548.6324 | 557.6971 | 564.9574 | 570.7416 | 570.7809 | 570.7949 | 570.7997 | 570.8012 | 570.8025 | 570.8038 | 570.8051 | 570.8064 | 570.8077 | 570.809 | 0.86434 | 0.86219 | 0.85541 | 0.85418 | 0.85316 | 0.75647 | 0.60233 | 0.47997 | 0.37711 | 0.30237 | 0.23918 | 0.19111 | 0.15192 | 0.12029 | 0.096242 | 0.076586 | 0.00051977 | 0.00018476 | 6.2703e-05 | 2.036e-05 | 1.7254e-05 | 1.7207e-05 | 1.7164e-05 | 1.7684e-05 | 1.765e-05 | 1.762e-05 | 0.86434 | 1.7248 | 2.5768 | 3.4259 | 4.2722 | 5.0195 | 5.6119 | 6.0812 | 6.446 | 6.7382 | 6.9661 | 7.1478 | 7.2901 | 7.4006 | 7.489 | 7.5569 | 7.5491 | 7.5411 | 7.533 | 7.5248 | 7.5242 | 7.5235 | 7.523 | 0 | 0 | 0 | 63.6369 | 63.602 | 63.2269 | 63.2611 | 63.3134 | 56.2584 | 44.8838 | 35.8341 | 28.2121 | 22.6558 | 17.9518 | 14.3633 | 11.4328 | 9.0647 | 7.2603 | 5.7842 | 0.0393 | 0.013984 | 0.0047512 | 0.0015444 | 0.0013089 | 0.0013055 | 0.0013023 | 0.0012994 | 0.0012969 | 0.0012947 | 63.6369 | 127.2389 | 190.4658 | 253.7269 | 317.0403 | 373.2987 | 418.1825 | 454.0166 | 482.2286 | 504.8845 | 522.8363 | 537.1996 | 548.6324 | 557.6971 | 564.9574 | 570.7416 | 570.7809 | 570.7949 | 570.7997 | 570.8012 | 570.8025 | 570.8038 | 570.8051 | 570.8064 | 570.8077 | 570.809 | 0.86434 | 0.86219 | 0.85541 | 0.85418 | 0.85316 | 0.75647 | 0.60233 | 0.47997 | 0.37711 | 0.30237 | 0.23918 | 0.19111 | 0.15192 | 0.12029 | 0.096242 | 0.076586 | 0.00051977 | 0.00018476 | 6.2703e-05 | 2.036e-05 | 1.7254e-05 | 1.7207e-05 | 1.7164e-05 | 1.7684e-05 | 1.765e-05 | 1.762e-05 | 0.86434 | 1.7248 | 2.5768 | 3.4259 | 4.2722 | 5.0195 | 5.6119 | 6.0812 | 6.446 | 6.7382 | 6.9661 | 7.1478 | 7.2901 | 7.4006 | 7.489 | 7.5569 | 7.5491 | 7.5411 | 7.533 | 7.5248 | 7.5242 | 7.5235 | 7.523 | 0 | 0 | 0 | 63.6369 | 63.602 | 63.2269 | 63.2611 | 63.3134 | 56.2584 | 44.8838 | 35.8341 | 28.2121 | 22.6558 | 17.9518 | 14.3633 | 11.4328 | 9.0647 | 7.2603 | 5.7842 | 0.0393 | 0.013984 | 0.0047512 | 0.0015444 | 0.0013089 | 0.0013055 | 0.0013023 | 0.0012994 | 0.0012969 | 0.0012947 | 63.6369 | 127.2389 | 190.4658 | 253.7269 | 317.0403 | 373.2987 | 418.1825 | 454.0166 | 482.2286 | 504.8845 | 522.8363 | 537.1996 | 548.6324 | 557.6971 | 564.9574 | 570.7416 | 570.7809 | 570.7949 | 570.7997 | 570.8012 | 570.8025 | 570.8038 | 570.8051 | 570.8064 | 570.8077 | 570.809 | 736.7886 | 736.7886 | 736.7886 | 736.7886 | 736.7886 | 736.7886 | 736.7886 | 736.7886 | 736.7886 | 736.7886 | 736.7886 | 736.7886 | 736.7886 | 736.7886 | 736.7886 | 736.7886 | 736.7886 | 736.7886 | 736.7886 | 736.7886 | 736.7886 | 736.7886 | 736.7886 | 736.7886 | 736.7886 | 736.7886 | 538.5996 | 538.5996 | 538.5996 | 538.5996 | 538.5996 | 538.5996 | 538.5996 | 538.5996 | 538.5996 | 538.5996 | 538.5996 | 538.5996 | 538.5996 | 538.5996 | 538.5996 | 538.5996 | 538.5996 | 538.5996 | 538.5996 | 538.5996 | 538.5996 | 538.5996 | 538.5996 | 538.5996 | 538.5996 | 538.5996
WA_Industrial_Agriculture_Existing_Process_Natural Gas_Process Heat Recovery_A | WA | Industrial | Agriculture | Existing | Process | Natural Gas | Process Heat Recovery | A | IM110 | No HR system | HR system installed | 15 | 0.13629 | 0 | 0 | 89.47 | 0 | 0 | 0 | 44.7358 |  | cfm | 5% | 50% | Retrofit | Retro12Med | 84.73% | TBD | 0.2% | 68841.5418 |  | 52341.3998 |  | 0.61993 | MN TRM v3.1 - Exhaust Energy Recovery | IL TRM - 4.1.10 - CI-AGE-DRHR-V01-200101 | U.S. Department of Agriculture, Natural Resources Conservation Service. “Energy Self-Assessment: Refrigeration Heat Recovery.” | No HR system | No HR system | No HR system | No HR system | No HR system | No HR system | No HR system | No HR system | No HR system | No HR system | No HR system | No HR system | No HR system | No HR system | No HR system | No HR system | No HR system | No HR system | No HR system | No HR system | No HR system | No HR system | No HR system | No HR system | No HR system | No HR system | No HR system | No HR system | No HR system | No HR system | No HR system | HR system installed | HR system installed | HR system installed | HR system installed | HR system installed | HR system installed | HR system installed | HR system installed | HR system installed | HR system installed | HR system installed | HR system installed | HR system installed | HR system installed | HR system installed | HR system installed | HR system installed | HR system installed | HR system installed | HR system installed | HR system installed | HR system installed | HR system installed | HR system installed | HR system installed | HR system installed | HR system installed | HR system installed | HR system installed | HR system installed | HR system installed | 89.47 | 89.47 | 89.47 | 89.47 | 89.47 | 89.47 | 89.47 | 89.47 | 89.47 | 89.47 | 89.47 | 89.47 | 89.47 | 89.47 | 89.47 | 89.47 | 89.47 | 89.47 | 89.47 | 89.47 | 89.47 | 89.47 | 89.47 | 89.47 | 89.47 | 89.47 | 89.47 | 89.47 | 89.47 | 89.47 | 89.47 | 0 | 0 | 0 | 0 | 0 | 0.13573 | 0.13517 | 0.1346 | 0.13403 | 0.13345 | 0.13283 | 0.13226 | 0.13172 | 0.13114 | 0.13068 | 0.13018 | 0.12977 | 0.12937 | 0.12896 | 0.12864 | 0.12829 | 0.12798 | 0.12766 | 0.12736 | 0.12705 | 0.12703 | 0.127 | 0.12698 | 0 | 0 | 0 | 0.36582 | 0.36411 | 0.36044 | 0.3591 | 0.35784 | 0.31649 | 0.25142 | 0.19991 | 0.15669 | 0.12539 | 0.098978 | 0.078945 | 0.062641 | 0.049509 | 0.039556 | 0.031429 | 0.00021301 | 7.5613e-05 | 2.5628e-05 | 8.3106e-06 | 7.042e-06 | 7.0219e-06 | 7.0037e-06 | 0 | 0 | 0 | 0.36582 | 0.72843 | 1.0858 | 1.4403 | 1.7919 | 2.1001 | 2.3425 | 2.5328 | 2.6783 | 2.7943 | 2.8827 | 2.9526 | 3.006 | 3.046 | 3.078 | 3.1012 | 3.0937 | 3.0863 | 3.0789 | 3.0715 | 3.0709 | 3.0703 | 3.0698 | 0 | 0 | 0 | 2695.2103 | 2693.7311 | 2677.8452 | 2679.293 | 2681.5084 | 2382.7104 | 1900.9594 | 1517.6797 | 1194.8636 | 959.5405 | 760.312 | 608.3285 | 484.2134 | 383.9154 | 307.4962 | 244.9797 | 1.6645 | 0.59228 | 0.20123 | 0.065411 | 0.055437 | 0.05529 | 0.055156 | 1.0948e-06 | 1.0948e-06 | 1.0948e-06 | 2695.2103 | 5388.9414 | 8066.7866 | 10746.0796 | 13427.588 | 15810.2984 | 17711.2578 | 19228.9375 | 20423.8011 | 21383.3416 | 22143.6536 | 22751.9821 | 23236.1956 | 23620.111 | 23927.6072 | 24172.5868 | 24174.2513 | 24174.8436 | 24175.0448 | 24175.1102 | 24175.1656 | 24175.2209 | 24175.2761 | 24175.2761 | 24175.2761 | 24175.2761 | 0.31114 | 0.30988 | 0.30695 | 0.30601 | 0.30513 | 0.27006 | 0.21468 | 0.17079 | 0.13396 | 0.10726 | 0.084714 | 0.0676 | 0.053665 | 0.042435 | 0.033916 | 0.026959 | 0.00018278 | 6.4908e-05 | 2.2007e-05 | 7.1392e-06 | 6.0496e-06 | 6.0325e-06 | 6.017e-06 | 0 | 0 | 0 | 0.31114 | 0.61993 | 0.92466 | 1.2273 | 1.5279 | 1.792 | 2.0001 | 2.164 | 2.2898 | 2.3903 | 2.4672 | 2.5283 | 2.5752 | 2.6108 | 2.6392 | 2.6601 | 2.6547 | 2.6493 | 2.6439 | 2.6386 | 2.6381 | 2.6377 | 2.6373 | 0 | 0 | 0 | 2290.9288 | 2289.6714 | 2276.1684 | 2277.399 | 2279.2821 | 2025.3038 | 1615.8155 | 1290.0277 | 1015.634 | 815.6094 | 646.2652 | 517.0793 | 411.5814 | 326.3281 | 261.3717 | 208.2327 | 1.4148 | 0.50344 | 0.17104 | 0.055599 | 0.047122 | 0.046996 | 0.046882 | 9.3059e-07 | 9.3059e-07 | 9.3059e-07 | 2290.9288 | 4580.6002 | 6856.7686 | 9134.1676 | 11413.4498 | 13438.7536 | 15054.5691 | 16344.5969 | 17360.2309 | 18175.8403 | 18822.1056 | 19339.1848 | 19750.7662 | 20077.0944 | 20338.4661 | 20546.6988 | 20548.1136 | 20548.617 | 20548.7881 | 20548.8437 | 20548.8908 | 20548.9378 | 20548.9847 | 20548.9847 | 20548.9847 | 20548.9847 | 0 | 0 | 0 | 0 | 0 | 0 | 0 | 0 | 0 | 0 | 0 | 0 | 0 | 0 | 0 | 0 | 0 | 0 | 0 | 0 | 0 | 0 | 0 | 0 | 0 | 0 | 0 | 0 | 0 | 0 | 0 | 0 | 0 | 0 | 0 | 0 | 0 | 0 | 0 | 0 | 0 | 0 | 0 | 0 | 0 | 0 | 0 | 0 | 0 | 0 | 0 | 0 | 0 | 0 | 0 | 0 | 0 | 0 | 0 | 0 | 0 | 0 | 0 | 0 | 0 | 0 | 0 | 0 | 0 | 0 | 0 | 0 | 0 | 0 | 0 | 0 | 0 | 0 | 0 | 0 | 0 | 0 | 0 | 0 | 0 | 0 | 0 | 0 | 0 | 0 | 0 | 0 | 0 | 0 | 0 | 0 | 0 | 0 | 0 | 0 | 0 | 0 | 0 | 0 | 0 | 0 | 0 | 0 | 0 | 0 | 0 | 0 | 0 | 0 | 0 | 0 | 0 | 0 | 0 | 0 | 0 | 0 | 0 | 0 | 0 | 0 | 0 | 0 | 0 | 0 | 0 | 0 | 0 | 0 | 0 | 0 | 0 | 0 | 0 | 0 | 0 | 0 | 0 | 0 | 0 | 0 | 0 | 0 | 0 | 0 | 0 | 0 | 0 | 0 | 0 | 0 | 0 | 0 | 0 | 0 | 0 | 0 | 0 | 0 | 0 | 0 | 0 | 0 | 0 | 0 | 0 | 0 | 0 | 0 | 0 | 0 | 0 | 0 | 0 | 0 | 0 | 0 | 0 | 0 | 0 | 0 | 0 | 0 | 0 | 0 | 0 | 0 | 0 | 0 | 0 | 0 | 0 | 0 | 0 | 0 | 0 | 0 | 0 | 0 | 0 | 0 | 0 | 0 | 68841.5418 | 68841.5418 | 68841.5418 | 68841.5418 | 68841.5418 | 68841.5418 | 68841.5418 | 68841.5418 | 68841.5418 | 68841.5418 | 68841.5418 | 68841.5418 | 68841.5418 | 68841.5418 | 68841.5418 | 68841.5418 | 68841.5418 | 68841.5418 | 68841.5418 | 68841.5418 | 68841.5418 | 68841.5418 | 68841.5418 | 0 | 0 | 0 | 52341.3998 | 52341.3998 | 52341.3998 | 52341.3998 | 52341.3998 | 52341.3998 | 52341.3998 | 52341.3998 | 52341.3998 | 52341.3998 | 52341.3998 | 52341.3998 | 52341.3998 | 52341.3998 | 52341.3998 | 52341.3998 | 52341.3998 | 52341.3998 | 52341.3998 | 52341.3998 | 52341.3998 | 52341.3998 | 52341.3998 | 0 | 0 | 0
WA_Industrial_Agriculture_Existing_Space Heating_Natural Gas_Building Automation System_A | WA | Industrial | Agriculture | Existing | Space Heating | Natural Gas | Building Automation System | A | IM111 | No control system | Automation system installed and programmed | 15 | 0.015698 | 0 | 0 | 0.1 | 0.03 | 0 | 0 | 0.05225 |  | sqft | 5% | 65% | Retrofit | Retro1Slow | 81.8% | TBD | 0.2% | 2737.6837 |  | 545.2251 |  | 0.33434 | COM_EMS-All-XCELCO-2017-18-3 | BEHAV_EIS-All-CPUC-2018_PG-10 | COM_EMS-All-XCELCO-2017-18-3 | No control system | No control system | No control system | No control system | No control system | No control system | No control system | No control system | No control system | No control system | No control system | No control system | No control system | No control system | No control system | No control system | No control system | No control system | No control system | No control system | No control system | No control system | No control system | No control system | No control system | No control system | No control system | No control system | No control system | No control system | No control system | Automation system installed and programmed | Automation system installed and programmed | Automation system installed and programmed | Automation system installed and programmed | Automation system installed and programmed | Automation system installed and programmed | Automation system installed and programmed | Automation system installed and programmed | Automation system installed and programmed | Automation system installed and programmed | Automation system installed and programmed | Automation system installed and programmed | Automation system installed and programmed | Automation system installed and programmed | Automation system installed and programmed | Automation system installed and programmed | Automation system installed and programmed | Automation system installed and programmed | Automation system installed and programmed | Automation system installed and programmed | Automation system installed and programmed | Automation system installed and programmed | Automation system installed and programmed | Automation system installed and programmed | Automation system installed and programmed | Automation system installed and programmed | Automation system installed and programmed | Automation system installed and programmed | Automation system installed and programmed | Automation system installed and programmed | Automation system installed and programmed | 0.1 | 0.1 | 0.1 | 0.1 | 0.1 | 0.1 | 0.1 | 0.1 | 0.1 | 0.1 | 0.1 | 0.1 | 0.1 | 0.1 | 0.1 | 0.1 | 0.1 | 0.1 | 0.1 | 0.1 | 0.1 | 0.1 | 0.1 | 0.1 | 0.1 | 0.1 | 0.1 | 0.1 | 0.1 | 0.1 | 0.1 | 0 | 0 | 0 | 0 | 0 | 0.015434 | 0.015322 | 0.015179 | 0.015026 | 0.014862 | 0.01469 | 0.014513 | 0.014334 | 0.014146 | 0.013948 | 0.013754 | 0.013566 | 0.013396 | 0.013237 | 0.013093 | 0.012956 | 0.012817 | 0.012695 | 0.012581 | 0.012471 | 0.012372 | 0.012286 | 0.012203 | 0 | 0 | 0 | 0.13182 | 0.26144 | 0.45718 | 0.73655 | 1.1067 | 1.5468 | 2.0731 | 2.6488 | 3.1819 | 3.7137 | 4.0696 | 4.2704 | 4.2134 | 3.8897 | 3.3866 | 2.7599 | 2.0798 | 1.421 | 0.89661 | 0.57783 | 0 | 0 | 0 | 0 | 0 | 0 | 0.13182 | 0.39231 | 0.84584 | 1.5738 | 2.6634 | 4.1794 | 6.2021 | 8.7743 | 11.8412 | 15.3889 | 19.2452 | 23.2516 | 27.1749 | 30.7417 | 33.7928 | 36.1996 | 37.892 | 38.9521 | 39.4976 | 39.7323 | 39.417 | 39.1428 | 38.8784 | 0 | 0 | 0 | 8541.0839 | 17063.6961 | 30118.6907 | 49018.6658 | 74465.0109 | 105295.4643 | 142839.3455 | 184795.404 | 224930.6106 | 266259.3431 | 295876.9407 | 314798.2054 | 314521.4386 | 293844.8303 | 258661.3619 | 213025.5189 | 162268.2882 | 111930.258 | 71267.9812 | 46332.5485 | 0 | 0 | 0 | 0 | 0 | 0 | 8541.0839 | 25604.78 | 55723.4708 | 104742.1366 | 179207.1475 | 284502.6119 | 427341.9574 | 612137.3613 | 837067.9719 | 1103327.315 | 1399204.2557 | 1714002.4611 | 2028523.8997 | 2322368.73 | 2581030.0919 | 2794055.6108 | 2956323.899 | 3068254.157 | 3139522.1381 | 3185854.6866 | 3185854.6866 | 3185854.6866 | 3185854.6866 | 3185854.6866 | 3185854.6866 | 3185854.6866 | 0.11219 | 0.22281 | 0.39037 | 0.63017 | 0.94882 | 1.329 | 1.7848 | 2.2851 | 2.7509 | 3.2171 | 3.5327 | 3.7138 | 3.6681 | 3.3892 | 2.9522 | 2.4069 | 1.8146 | 1.2403 | 0.78351 | 0.50558 | 0 | 0 | 0 | 0 | 0 | 0 | 0.11219 | 0.33434 | 0.72223 | 1.3465 | 2.2834 | 3.5908 | 5.3397 | 7.5694 | 10.2372 | 13.3312 | 16.7062 | 20.221 | 23.6579 | 26.7863 | 29.4587 | 31.5696 | 33.0596 | 34 | 34.5154 | 34.764 | 34.5329 | 34.3347 | 34.1496 | 0 | 0 | 0 | 7259.9213 | 14504.1417 | 25600.8871 | 41665.866 | 63295.2593 | 89501.1447 | 121413.4437 | 157076.0934 | 191191.019 | 226320.4416 | 251495.3996 | 267578.4746 | 267343.2228 | 249768.1057 | 219862.1576 | 181071.6911 | 137928.0449 | 95140.7193 | 60577.784 | 39382.6662 | 0 | 0 | 0 | 0 | 0 | 0 | 7259.9213 | 21764.063 | 47364.9502 | 89030.8161 | 152326.0754 | 241827.2201 | 363240.6638 | 520316.7571 | 711507.7761 | 937828.2177 | 1189323.6173 | 1456902.0919 | 1724245.3147 | 1974013.4205 | 2193875.5781 | 2374947.2692 | 2512875.3141 | 2608016.0334 | 2668593.8174 | 2707976.4836 | 2707976.4836 | 2707976.4836 | 2707976.4836 | 2707976.4836 | 2707976.4836 | 2707976.4836 | 0.11222 | 0.22296 | 0.39083 | 0.63127 | 0.95107 | 1.333 | 1.7914 | 2.2951 | 2.7651 | 3.2362 | 3.5564 | 3.7415 | 3.6983 | 3.4199 | 2.9812 | 2.4325 | 1.8355 | 1.2557 | 0.79334 | 0.51199 | 0 | 0 | 0 | 0 | 0 | 0 | 0.11222 | 0.33456 | 0.72308 | 1.3489 | 2.2888 | 3.6018 | 5.3596 | 7.6027 | 10.2901 | 13.4104 | 16.8183 | 20.3716 | 23.8525 | 27.0287 | 29.7481 | 31.9053 | 33.4401 | 34.4206 | 34.9483 | 35.205 | 34.9751 | 34.778 | 34.5937 | 0 | 0 | 0 | 7259.9213 | 14504.1417 | 25600.8871 | 41665.866 | 63295.2593 | 89501.1447 | 121413.4437 | 157076.0934 | 191191.019 | 226320.4416 | 251495.3996 | 267578.4746 | 267343.2228 | 249768.1057 | 219862.1576 | 181071.6911 | 137928.0449 | 95140.7193 | 60577.784 | 39382.6662 | 0 | 0 | 0 | 0 | 0 | 0 | 7259.9213 | 21764.063 | 47364.9502 | 89030.8161 | 152326.0754 | 241827.2201 | 363240.6638 | 520316.7571 | 711507.7761 | 937828.2177 | 1189323.6173 | 1456902.0919 | 1724245.3147 | 1974013.4205 | 2193875.5781 | 2374947.2692 | 2512875.3141 | 2608016.0334 | 2668593.8174 | 2707976.4836 | 2707976.4836 | 2707976.4836 | 2707976.4836 | 2707976.4836 | 2707976.4836 | 2707976.4836 | 0.11219 | 0.22281 | 0.39037 | 0.63017 | 0.94882 | 1.329 | 1.7848 | 2.2851 | 2.7509 | 3.2171 | 3.5327 | 3.7138 | 3.6681 | 3.3892 | 2.9522 | 2.4069 | 1.8146 | 1.2403 | 0.78351 | 0.50558 | 0 | 0 | 0 | 0 | 0 | 0 | 0.11219 | 0.33434 | 0.72223 | 1.3465 | 2.2834 | 3.5908 | 5.3397 | 7.5694 | 10.2372 | 13.3312 | 16.7062 | 20.221 | 23.6579 | 26.7863 | 29.4587 | 31.5696 | 33.0596 | 34 | 34.5154 | 34.764 | 34.5329 | 34.3347 | 34.1496 | 0 | 0 | 0 | 7259.9213 | 14504.1417 | 25600.8871 | 41665.866 | 63295.2593 | 89501.1447 | 121413.4437 | 157076.0934 | 191191.019 | 226320.4416 | 251495.3996 | 267578.4746 | 267343.2228 | 249768.1057 | 219862.1576 | 181071.6911 | 137928.0449 | 95140.7193 | 60577.784 | 39382.6662 | 0 | 0 | 0 | 0 | 0 | 0 | 7259.9213 | 21764.063 | 47364.9502 | 89030.8161 | 152326.0754 | 241827.2201 | 363240.6638 | 520316.7571 | 711507.7761 | 937828.2177 | 1189323.6173 | 1456902.0919 | 1724245.3147 | 1974013.4205 | 2193875.5781 | 2374947.2692 | 2512875.3141 | 2608016.0334 | 2668593.8174 | 2707976.4836 | 2707976.4836 | 2707976.4836 | 2707976.4836 | 2707976.4836 | 2707976.4836 | 2707976.4836 | 2588.6886 | 2601.4057 | 2617.3097 | 2634.3408 | 2652.4101 | 2670.9824 | 2690.3443 | 2709.879 | 2729.6175 | 2751.2686 | 2771.5884 | 2791.9623 | 2811.1341 | 2829.2466 | 2847.1224 | 2864.2187 | 2881.8999 | 2898.0489 | 2913.4766 | 2928.3031 | 2942.1596 | 2955.1037 | 2967.191 | 0 | 0 | 0 | 515.5519 | 518.0846 | 521.2519 | 524.6438 | 528.2424 | 531.9412 | 535.7972 | 539.6876 | 543.6187 | 547.9306 | 551.9774 | 556.035 | 559.8532 | 563.4604 | 567.0204 | 570.4253 | 573.9466 | 577.1627 | 580.2353 | 583.188 | 585.9476 | 588.5255 | 590.9328 | 0 | 0 | 0
WA_Industrial_Agriculture_Existing_Space Heating_Natural Gas_Steam System Efficiency Improvements_A | WA | Industrial | Agriculture | Existing | Space Heating | Natural Gas | Steam System Efficiency Improvements | A | IM112 | Average system efficiency | Optimized system | 5 | 0.14024 | 0 | 0 | 0.12 | 0 | 0 | 0 | 0.0594 |  | sqft | 30% | 60% | Retrofit | Retro1Slow | 81.8% | TBD | 0.2% | 3845.8315 |  | 3408.2203 |  | 0.020934 | AEG Research | DOE - Improving Steam System Performance: A Sourcebook for Industry, Second Edition. October 2012. | DOE - Improving Steam System Performance: A Sourcebook for Industry, Second Edition. October 2012. | Average system efficiency | Average system efficiency | Average system efficiency | Average system efficiency | Average system efficiency | Average system efficiency | Average system efficiency | Average system efficiency | Average system efficiency | Average system efficiency | Average system efficiency | Average system efficiency | Average system efficiency | Average system efficiency | Average system efficiency | Average system efficiency | Average system efficiency | Average system efficiency | Average system efficiency | Average system efficiency | Average system efficiency | Average system efficiency | Average system efficiency | Average system efficiency | Average system efficiency | Average system efficiency | Average system efficiency | Average system efficiency | Average system efficiency | Average system efficiency | Average system efficiency | Optimized system | Optimized system | Optimized system | Optimized system | Optimized system | Optimized system | Optimized system | Optimized system | Optimized system | Optimized system | Optimized system | Optimized system | Optimized system | Optimized system | Optimized system | Optimized system | Optimized system | Optimized system | Optimized system | Optimized system | Optimized system | Optimized system | Optimized system | Optimized system | Optimized system | Optimized system | Optimized system | Optimized system | Optimized system | Optimized system | Optimized system | 0.12 | 0.12 | 0.12 | 0.12 | 0.12 | 0.12 | 0.12 | 0.12 | 0.12 | 0.12 | 0.12 | 0.12 | 0.12 | 0.12 | 0.12 | 0.12 | 0.12 | 0.12 | 0.12 | 0.12 | 0.12 | 0.12 | 0.12 | 0.12 | 0.12 | 0.12 | 0.12 | 0.12 | 0.12 | 0.12 | 0.12 | 0 | 0 | 0 | 0 | 0 | 0.13707 | 0.13521 | 0.13301 | 0.13051 | 0.12772 | 0.12464 | 0.12146 | 0.11823 | 0.11486 | 0.11171 | 0.1086 | 0.10581 | 0.10326 | 0.10087 | 0.098935 | 0.09713 | 0.095464 | 0.094022 | 0.092763 | 0.091573 | 0.090697 | 0.089935 | 0.089214 | 0.11902 | 0.11854 | 0.11809 | 0.0082972 | 0.016351 | 0.028391 | 0.045339 | 0.067402 | 0.093011 | 0.12296 | 0.15485 | 0.18309 | 0.21079 | 0.22772 | 0.23607 | 0.23017 | 0.21007 | 0.18136 | 0.14664 | 0.10978 | 0.074584 | 0.046853 | 0.030069 | 0 | 0 | 0 | 0 | 0 | 0 | 0.0082972 | 0.024535 | 0.052527 | 0.096879 | 0.16221 | 0.25131 | 0.36787 | 0.51294 | 0.68137 | 0.87349 | 1.0769 | 1.2854 | 1.4845 | 1.6603 | 1.8097 | 1.9234 | 2.0001 | 2.0445 | 2.064 | 2.0676 | 2.0478 | 2.0306 | 2.0143 | 0 | 0 | 0 | 60.5317 | 120.9325 | 213.4548 | 347.4013 | 527.7426 | 746.2418 | 1012.3199 | 1309.6676 | 1594.1108 | 1887.0125 | 2096.9161 | 2231.0134 | 2229.0519 | 2082.5143 | 1833.1647 | 1509.7379 | 1150.0152 | 793.2634 | 505.0849 | 328.3644 | 0 | 0 | 0 | 0 | 0 | 0 | 60.5317 | 181.4642 | 394.9191 | 742.3203 | 1270.063 | 2016.3048 | 3028.6247 | 4338.2924 | 5932.4031 | 7819.4156 | 9916.3317 | 12147.3451 | 14376.397 | 16458.9113 | 18292.076 | 19801.8139 | 20951.8291 | 21745.0925 | 22250.1774 | 22578.5419 | 22578.5419 | 22578.5419 | 22578.5419 | 22578.5419 | 22578.5419 | 22578.5419 | 0.0070651 | 0.013951 | 0.024293 | 0.038922 | 0.058075 | 0.08047 | 0.10683 | 0.13512 | 0.16051 | 0.18559 | 0.20137 | 0.20956 | 0.20492 | 0.18753 | 0.16218 | 0.13134 | 0.098467 | 0.066976 | 0.042145 | 0.027094 | 0 | 0 | 0 | 0 | 0 | 0 | 0.0070651 | 0.020934 | 0.044946 | 0.083168 | 0.13976 | 0.21743 | 0.31962 | 0.44758 | 0.59735 | 0.76904 | 0.95227 | 1.141 | 1.3217 | 1.4821 | 1.6183 | 1.7227 | 1.7939 | 1.836 | 1.8566 | 1.863 | 1.8477 | 1.8346 | 1.8225 | 0 | 0 | 0 | 51.452 | 102.7926 | 181.4366 | 295.2911 | 448.5812 | 634.3056 | 860.4719 | 1113.2175 | 1354.9941 | 1603.9607 | 1782.3787 | 1896.3614 | 1894.6941 | 1770.1371 | 1558.19 | 1283.2772 | 977.5129 | 674.2739 | 429.3222 | 279.1098 | 0 | 0 | 0 | 0 | 0 | 0 | 51.452 | 154.2446 | 335.6812 | 630.9723 | 1079.5535 | 1713.8591 | 2574.331 | 3687.5485 | 5042.5426 | 6646.5033 | 8428.882 | 10325.2433 | 12219.9375 | 13990.0746 | 15548.2646 | 16831.5418 | 17809.0547 | 18483.3286 | 18912.6508 | 19191.7606 | 19191.7606 | 19191.7606 | 19191.7606 | 19191.7606 | 19191.7606 | 19191.7606 | 0.0070691 | 0.013969 | 0.024343 | 0.039035 | 0.058297 | 0.080856 | 0.10745 | 0.13603 | 0.16177 | 0.18723 | 0.20337 | 0.21185 | 0.20739 | 0.18999 | 0.16449 | 0.13335 | 0.10009 | 0.068156 | 0.042907 | 0.027595 | 0 | 0 | 0 | 0 | 0 | 0 | 0.0070691 | 0.02096 | 0.045038 | 0.08341 | 0.1403 | 0.21847 | 0.32146 | 0.45059 | 0.60201 | 0.77583 | 0.96172 | 1.1535 | 1.3375 | 1.5016 | 1.6413 | 1.7491 | 1.8235 | 1.8683 | 1.8901 | 1.8975 | 1.8821 | 1.8689 | 1.8568 | 0 | 0 | 0 | 51.452 | 102.7926 | 181.4366 | 295.2911 | 448.5812 | 634.3056 | 860.4719 | 1113.2175 | 1354.9941 | 1603.9607 | 1782.3787 | 1896.3614 | 1894.6941 | 1770.1371 | 1558.19 | 1283.2772 | 977.5129 | 674.2739 | 429.3222 | 279.1098 | 0 | 0 | 0 | 0 | 0 | 0 | 51.452 | 154.2446 | 335.6812 | 630.9723 | 1079.5535 | 1713.8591 | 2574.331 | 3687.5485 | 5042.5426 | 6646.5033 | 8428.882 | 10325.2433 | 12219.9375 | 13990.0746 | 15548.2646 | 16831.5418 | 17809.0547 | 18483.3286 | 18912.6508 | 19191.7606 | 19191.7606 | 19191.7606 | 19191.7606 | 19191.7606 | 19191.7606 | 19191.7606 | 0.0070687 | 0.013964 | 0.02433 | 0.039012 | 0.05827 | 0.080841 | 0.10747 | 0.1361 | 0.16189 | 0.18737 | 0.2035 | 0.21193 | 0.20736 | 0.18985 | 0.16423 | 0.13303 | 0.099752 | 0.067859 | 0.042704 | 0.027455 | 0 | 0 | 0 | 0 | 0 | 0 | 0.0070687 | 0.020953 | 0.045013 | 0.083361 | 0.14023 | 0.21843 | 0.32151 | 0.45082 | 0.60247 | 0.77643 | 0.96237 | 1.1539 | 1.3374 | 1.5004 | 1.6388 | 1.7449 | 1.8174 | 1.8602 | 1.8812 | 1.8878 | 1.872 | 1.8587 | 1.8466 | 0 | 0 | 0 | 51.452 | 102.7926 | 181.4366 | 295.2911 | 448.5812 | 634.3056 | 860.4719 | 1113.2175 | 1354.9941 | 1603.9607 | 1782.3787 | 1896.3614 | 1894.6941 | 1770.1371 | 1558.19 | 1283.2772 | 977.5129 | 674.2739 | 429.3222 | 279.1098 | 0 | 0 | 0 | 0 | 0 | 0 | 51.452 | 154.2446 | 335.6812 | 630.9723 | 1079.5535 | 1713.8591 | 2574.331 | 3687.5485 | 5042.5426 | 6646.5033 | 8428.882 | 10325.2433 | 12219.9375 | 13990.0746 | 15548.2646 | 16831.5418 | 17809.0547 | 18483.3286 | 18912.6508 | 19191.7606 | 19191.7606 | 19191.7606 | 19191.7606 | 19191.7606 | 19191.7606 | 19191.7606 | 3755.5252 | 3766.3878 | 3777.2443 | 3788.2214 | 3799.231 | 3809.9924 | 3820.7072 | 3831.3669 | 3841.9633 | 3853.2436 | 3863.6551 | 3874.0049 | 3884.2389 | 3894.3753 | 3904.5874 | 3914.5007 | 3924.8719 | 3934.9363 | 3944.734 | 3954.6438 | 3963.7302 | 3972.0588 | 3979.69 | 3986.6802 | 3993.0816 | 3998.9423 | 3328.1898 | 3337.8163 | 3347.4375 | 3357.1656 | 3366.9224 | 3376.4593 | 3385.9549 | 3395.4016 | 3404.7922 | 3414.789 | 3424.0157 | 3433.1879 | 3442.2573 | 3451.2404 | 3460.2904 | 3469.0757 | 3478.2668 | 3487.186 | 3495.8688 | 3504.651 | 3512.7035 | 3520.0843 | 3526.8472 | 3533.0421 | 3538.715 | 3543.9088
WA_Industrial_Agriculture_Existing_Process_Natural Gas_Steam System Efficiency Improvements_A | WA | Industrial | Agriculture | Existing | Process | Natural Gas | Steam System Efficiency Improvements | A | IM113 | Average system efficiency | Optimized system | 5 | 0.18594 | 0 | 0 | 5.65 | 0 | 0 | 0 | 2.8251 |  | sqft | 30% | 60% | Retrofit | Retro1Slow | 81.8% | TBD | 0.2% | 3845.8315 |  | 3408.2203 |  | 0.0049552 | AEG Research | DOE - Improving Steam System Performance: A Sourcebook for Industry, Second Edition. October 2012. | DOE - Improving Steam System Performance: A Sourcebook for Industry, Second Edition. October 2012. | Average system efficiency | Average system efficiency | Average system efficiency | Average system efficiency | Average system efficiency | Average system efficiency | Average system efficiency | Average system efficiency | Average system efficiency | Average system efficiency | Average system efficiency | Average system efficiency | Average system efficiency | Average system efficiency | Average system efficiency | Average system efficiency | Average system efficiency | Average system efficiency | Average system efficiency | Average system efficiency | Average system efficiency | Average system efficiency | Average system efficiency | Average system efficiency | Average system efficiency | Average system efficiency | Average system efficiency | Average system efficiency | Average system efficiency | Average system efficiency | Average system efficiency | Optimized system | Optimized system | Optimized system | Optimized system | Optimized system | Optimized system | Optimized system | Optimized system | Optimized system | Optimized system | Optimized system | Optimized system | Optimized system | Optimized system | Optimized system | Optimized system | Optimized system | Optimized system | Optimized system | Optimized system | Optimized system | Optimized system | Optimized system | Optimized system | Optimized system | Optimized system | Optimized system | Optimized system | Optimized system | Optimized system | Optimized system | 5.65 | 5.65 | 5.65 | 5.65 | 5.65 | 5.65 | 5.65 | 5.65 | 5.65 | 5.65 | 5.65 | 5.65 | 5.65 | 5.65 | 5.65 | 5.65 | 5.65 | 5.65 | 5.65 | 5.65 | 5.65 | 5.65 | 5.65 | 5.65 | 5.65 | 5.65 | 5.65 | 5.65 | 5.65 | 5.65 | 5.65 | 0 | 0 | 0 | 0 | 0 | 0.18517 | 0.18441 | 0.18363 | 0.18286 | 0.18206 | 0.18122 | 0.18045 | 0.17971 | 0.17893 | 0.17831 | 0.17764 | 0.17709 | 0.17654 | 0.17599 | 0.17556 | 0.17509 | 0.17467 | 0.17424 | 0.17383 | 0.17341 | 0.17338 | 0.17334 | 0.17331 | 0.18594 | 0.18594 | 0.18594 | 0.0019503 | 0.0038802 | 0.00682 | 0.011053 | 0.016717 | 0.02353 | 0.031784 | 0.040952 | 0.049627 | 0.058542 | 0.06481 | 0.068742 | 0.068469 | 0.063768 | 0.055996 | 0.045994 | 0.034949 | 0.024049 | 0.015276 | 0.0099075 | 0 | 0 | 0 | 0 | 0 | 0 | 0.0019503 | 0.0058224 | 0.012618 | 0.023617 | 0.040232 | 0.063576 | 0.09509 | 0.13565 | 0.18469 | 0.24259 | 0.30649 | 0.37428 | 0.44159 | 0.50398 | 0.55875 | 0.60326 | 0.63673 | 0.65924 | 0.67294 | 0.68124 | 0.6811 | 0.68098 | 0.68086 | 0 | 0 | 0 | 10.532 | 21.0412 | 37.1393 | 60.4448 | 91.8226 | 129.8395 | 176.1348 | 227.8707 | 277.3613 | 328.3236 | 364.845 | 388.1767 | 387.8354 | 362.3392 | 318.9545 | 262.6811 | 200.0925 | 138.0209 | 87.8803 | 57.1325 | 0 | 0 | 0 | 0 | 0 | 0 | 10.532 | 31.5732 | 68.7124 | 129.1572 | 220.9798 | 350.8193 | 526.9541 | 754.8247 | 1032.186 | 1360.5096 | 1725.3546 | 2113.5313 | 2501.3667 | 2863.7059 | 3182.6605 | 3445.3416 | 3645.4341 | 3783.455 | 3871.3353 | 3928.4679 | 3928.4679 | 3928.4679 | 3928.4679 | 3928.4679 | 3928.4679 | 3928.4679 | 0.0016588 | 0.0033023 | 0.0058079 | 0.0094184 | 0.014255 | 0.020078 | 0.027138 | 0.034988 | 0.042428 | 0.050076 | 0.055468 | 0.058861 | 0.058655 | 0.054654 | 0.04801 | 0.039451 | 0.029988 | 0.020643 | 0.013117 | 0.0085104 | 0 | 0 | 0 | 0 | 0 | 0 | 0.0016588 | 0.0049552 | 0.010745 | 0.020125 | 0.034306 | 0.054249 | 0.081191 | 0.1159 | 0.15789 | 0.2075 | 0.26231 | 0.32048 | 0.3783 | 0.43195 | 0.47906 | 0.51744 | 0.54635 | 0.56587 | 0.57784 | 0.58518 | 0.58508 | 0.58499 | 0.5849 | 0 | 0 | 0 | 8.9522 | 17.885 | 31.5684 | 51.3781 | 78.0492 | 110.3636 | 149.7146 | 193.6901 | 235.7571 | 279.0751 | 310.1182 | 329.9502 | 329.6601 | 307.9883 | 271.1114 | 223.279 | 170.0787 | 117.3177 | 74.6983 | 48.5626 | 0 | 0 | 0 | 0 | 0 | 0 | 8.9522 | 26.8372 | 58.4056 | 109.7836 | 187.8328 | 298.1964 | 447.911 | 641.601 | 877.3581 | 1156.4332 | 1466.5514 | 1796.5016 | 2126.1617 | 2434.15 | 2705.2614 | 2928.5404 | 3098.619 | 3215.9367 | 3290.635 | 3339.1977 | 3339.1977 | 3339.1977 | 3339.1977 | 3339.1977 | 3339.1977 | 3339.1977 | 0 | 0 | 0 | 0 | 0 | 0 | 0 | 0 | 0 | 0 | 0 | 0 | 0 | 0 | 0 | 0 | 0 | 0 | 0 | 0 | 0 | 0 | 0 | 0 | 0 | 0 | 0 | 0 | 0 | 0 | 0 | 0 | 0 | 0 | 0 | 0 | 0 | 0 | 0 | 0 | 0 | 0 | 0 | 0 | 0 | 0 | 0 | 0 | 0 | 0 | 0 | 0 | 0 | 0 | 0 | 0 | 0 | 0 | 0 | 0 | 0 | 0 | 0 | 0 | 0 | 0 | 0 | 0 | 0 | 0 | 0 | 0 | 0 | 0 | 0 | 0 | 0 | 0 | 0 | 0 | 0 | 0 | 0 | 0 | 0 | 0 | 0 | 0 | 0 | 0 | 0 | 0 | 0 | 0 | 0 | 0 | 0 | 0 | 0 | 0 | 0 | 0 | 0 | 0 | 0 | 0 | 0 | 0 | 0 | 0 | 0 | 0 | 0 | 0 | 0 | 0 | 0 | 0 | 0 | 0 | 0 | 0 | 0 | 0 | 0 | 0 | 0 | 0 | 0 | 0 | 0 | 0 | 0 | 0 | 0 | 0 | 0 | 0 | 0 | 0 | 0 | 0 | 0 | 0 | 0 | 0 | 0 | 0 | 0 | 0 | 0 | 0 | 0 | 0 | 0 | 0 | 0 | 0 | 0 | 0 | 0 | 0 | 0 | 0 | 0 | 0 | 0 | 0 | 0 | 0 | 0 | 0 | 0 | 0 | 0 | 0 | 0 | 0 | 0 | 0 | 0 | 0 | 0 | 0 | 0 | 0 | 0 | 0 | 0 | 0 | 0 | 0 | 0 | 0 | 0 | 0 | 0 | 0 | 0 | 0 | 0 | 0 | 0 | 0 | 0 | 0 | 0 | 0 | 3755.5252 | 3766.3878 | 3777.2443 | 3788.2214 | 3799.231 | 3809.9924 | 3820.7072 | 3831.3669 | 3841.9633 | 3853.2436 | 3863.6551 | 3874.0049 | 3884.2389 | 3894.3753 | 3904.5874 | 3914.5007 | 3924.8719 | 3934.9363 | 3944.734 | 3954.6438 | 3963.7302 | 3972.0588 | 3979.69 | 3986.6802 | 3993.0816 | 3998.9423 | 3328.1898 | 3337.8163 | 3347.4375 | 3357.1656 | 3366.9224 | 3376.4593 | 3385.9549 | 3395.4016 | 3404.7922 | 3414.789 | 3424.0157 | 3433.1879 | 3442.2573 | 3451.2404 | 3460.2904 | 3469.0757 | 3478.2668 | 3487.186 | 3495.8688 | 3504.651 | 3512.7035 | 3520.0843 | 3526.8472 | 3533.0421 | 3538.715 | 3543.9088
WA_Industrial_Agriculture_Existing_Space Heating_Natural Gas_Strategic Energy Management_A | WA | Industrial | Agriculture | Existing | Space Heating | Natural Gas | Strategic Energy Management | A | IM114 | No energy management system | Energy management system installed and programmed | 5 | 4.1394 | 0 | 0 | 9.04 | 0 | 0.22 | 0 | 4.5224 |  | employee | 5% | 50% | Retrofit | RetroEven20 | 76.5% | TBD | 0.2% | 285.4791 |  | 279.8299 |  | 1.4008 | BEHAV_SEM-All-CPUC-2018_PG-26 | BEHAV_SEM-All-CPUC-2018_PG-26 | AEG Research | No energy management system | No energy management system | No energy management system | No energy management system | No energy management system | No energy management system | No energy management system | No energy management system | No energy management system | No energy management system | No energy management system | No energy management system | No energy management system | No energy management system | No energy management system | No energy management system | No energy management system | No energy management system | No energy management system | No energy management system | No energy management system | No energy management system | No energy management system | No energy management system | No energy management system | No energy management system | No energy management system | No energy management system | No energy management system | No energy management system | No energy management system | Energy management system installed and programmed | Energy management system installed and programmed | Energy management system installed and programmed | Energy management system installed and programmed | Energy management system installed and programmed | Energy management system installed and programmed | Energy management system installed and programmed | Energy management system installed and programmed | Energy management system installed and programmed | Energy management system installed and programmed | Energy management system installed and programmed | Energy management system installed and programmed | Energy management system installed and programmed | Energy management system installed and programmed | Energy management system installed and programmed | Energy management system installed and programmed | Energy management system installed and programmed | Energy management system installed and programmed | Energy management system installed and programmed | Energy management system installed and programmed | Energy management system installed and programmed | Energy management system installed and programmed | Energy management system installed and programmed | Energy management system installed and programmed | Energy management system installed and programmed | Energy management system installed and programmed | Energy management system installed and programmed | Energy management system installed and programmed | Energy management system installed and programmed | Energy management system installed and programmed | Energy management system installed and programmed | 9.04 | 9.04 | 9.04 | 9.04 | 9.04 | 9.04 | 9.04 | 9.04 | 9.04 | 9.04 | 9.04 | 9.04 | 9.04 | 9.04 | 9.04 | 9.04 | 9.04 | 9.04 | 9.04 | 9.04 | 9.04 | 9.04 | 9.04 | 9.04 | 9.04 | 9.04 | 9.04 | 9.04 | 9.04 | 9.04 | 9.04 | 0 | 0 | 0 | 0 | 0 | 4.0676 | 4.0354 | 3.9942 | 3.949 | 3.8993 | 3.8452 | 3.7874 | 3.7264 | 3.6598 | 3.5894 | 3.5174 | 3.4469 | 3.3811 | 3.319 | 3.2649 | 3.2151 | 3.1683 | 3.1292 | 3.0947 | 3.0632 | 3.0383 | 3.0166 | 2.9957 | 0 | 0 | 0 | 0.82845 | 0.82145 | 0.80828 | 0.79956 | 0.79015 | 0.76928 | 0.75566 | 0.74198 | 0.71714 | 0.70602 | 0.68527 | 0.67161 | 0.65549 | 0.6377 | 0.62805 | 0.61591 | 0.6046 | 0.59495 | 0.58639 | 0.57859 | 0 | 0 | 0 | 0 | 0 | 0 | 0.82845 | 1.6433 | 2.4349 | 3.2069 | 3.9567 | 4.671 | 5.3565 | 6.0122 | 6.6219 | 7.2004 | 7.7414 | 8.2577 | 8.7556 | 9.2325 | 9.7101 | 10.1778 | 10.6345 | 11.098 | 11.562 | 12.0229 | 11.9252 | 11.8401 | 11.7582 | 0 | 0 | 0 | 203.6727 | 203.5609 | 202.3605 | 202.4699 | 202.6373 | 200.064 | 199.5173 | 199.1122 | 195.9504 | 196.6985 | 194.8227 | 194.848 | 193.8673 | 192.138 | 192.3656 | 191.5702 | 190.8251 | 190.1298 | 189.4837 | 188.8861 | 0 | 0 | 0 | 0 | 0 | 0 | 203.6727 | 407.2337 | 609.5941 | 812.064 | 1014.7013 | 1214.7653 | 1414.2826 | 1613.3947 | 1809.3451 | 2006.0436 | 2200.8663 | 2395.7143 | 2589.5817 | 2781.7197 | 2974.0853 | 3165.6555 | 3356.4806 | 3546.6104 | 3736.094 | 3924.9801 | 3924.9801 | 3924.9801 | 3924.9801 | 3924.9801 | 3924.9801 | 3924.9801 | 0.70516 | 0.70019 | 0.69038 | 0.68442 | 0.67794 | 0.66168 | 0.6516 | 0.64146 | 0.62178 | 0.61387 | 0.59763 | 0.58738 | 0.57447 | 0.55994 | 0.5522 | 0.54216 | 0.53275 | 0.52472 | 0.51793 | 0.5118 | 0 | 0 | 0 | 0 | 0 | 0 | 0.70516 | 1.4008 | 2.0797 | 2.7451 | 3.3948 | 4.0177 | 4.6189 | 5.1977 | 5.7414 | 6.2606 | 6.7513 | 7.222 | 7.6735 | 8.1067 | 8.5373 | 8.959 | 9.3707 | 9.788 | 10.2121 | 10.635 | 10.5626 | 10.5004 | 10.4424 | 0 | 0 | 0 | 173.1218 | 173.0268 | 172.0064 | 172.0994 | 172.2417 | 170.0544 | 169.5897 | 169.2454 | 166.5578 | 167.1937 | 165.5993 | 165.6208 | 164.7872 | 163.3173 | 163.5108 | 162.8346 | 162.2013 | 161.6103 | 161.0611 | 160.5532 | 0 | 0 | 0 | 0 | 0 | 0 | 173.1218 | 346.1486 | 518.155 | 690.2544 | 862.4961 | 1032.5505 | 1202.1402 | 1371.3855 | 1537.9433 | 1705.1371 | 1870.7364 | 2036.3572 | 2201.1444 | 2364.4617 | 2527.9725 | 2690.8072 | 2853.0085 | 3014.6188 | 3175.6799 | 3336.2331 | 3336.2331 | 3336.2331 | 3336.2331 | 3336.2331 | 3336.2331 | 3336.2331 | 0.70553 | 0.70102 | 0.69172 | 0.68631 | 0.6804 | 0.6647 | 0.65518 | 0.64558 | 0.62643 | 0.61907 | 0.60332 | 0.59354 | 0.5811 | 0.56701 | 0.55973 | 0.55013 | 0.54119 | 0.53362 | 0.52693 | 0.52089 | 0 | 0 | 0 | 0 | 0 | 0 | 0.70553 | 1.4024 | 2.0837 | 2.7527 | 3.4071 | 4.036 | 4.6443 | 5.2311 | 5.7842 | 6.3136 | 6.8155 | 7.2977 | 7.762 | 8.209 | 8.6538 | 9.0908 | 9.5191 | 9.9539 | 10.3895 | 10.8239 | 10.7514 | 10.6892 | 10.6311 | 0 | 0 | 0 | 173.1218 | 173.0268 | 172.0064 | 172.0994 | 172.2417 | 170.0544 | 169.5897 | 169.2454 | 166.5578 | 167.1937 | 165.5993 | 165.6208 | 164.7872 | 163.3173 | 163.5108 | 162.8346 | 162.2013 | 161.6103 | 161.0611 | 160.5532 | 0 | 0 | 0 | 0 | 0 | 0 | 173.1218 | 346.1486 | 518.155 | 690.2544 | 862.4961 | 1032.5505 | 1202.1402 | 1371.3855 | 1537.9433 | 1705.1371 | 1870.7364 | 2036.3572 | 2201.1444 | 2364.4617 | 2527.9725 | 2690.8072 | 2853.0085 | 3014.6188 | 3175.6799 | 3336.2331 | 3336.2331 | 3336.2331 | 3336.2331 | 3336.2331 | 3336.2331 | 3336.2331 | 0.70534 | 0.70037 | 0.69055 | 0.6846 | 0.67811 | 0.66185 | 0.65177 | 0.64162 | 0.62194 | 0.61403 | 0.59779 | 0.58753 | 0.57462 | 0.56009 | 0.55234 | 0.5423 | 0.53289 | 0.52486 | 0.51806 | 0.51193 | 0 | 0 | 0 | 0 | 0 | 0 | 0.70534 | 1.4011 | 2.0802 | 2.7458 | 3.3956 | 4.0187 | 4.6201 | 5.199 | 5.7428 | 6.2622 | 6.7531 | 7.2238 | 7.6755 | 8.1088 | 8.5395 | 8.9613 | 9.3731 | 9.7905 | 10.2148 | 10.6378 | 10.5628 | 10.5006 | 10.4426 | 0 | 0 | 0 | 173.1218 | 173.0268 | 172.0064 | 172.0994 | 172.2417 | 170.0544 | 169.5897 | 169.2454 | 166.5578 | 167.1937 | 165.5993 | 165.6208 | 164.7872 | 163.3173 | 163.5108 | 162.8346 | 162.2013 | 161.6103 | 161.0611 | 160.5532 | 0 | 0 | 0 | 0 | 0 | 0 | 173.1218 | 346.1486 | 518.155 | 690.2544 | 862.4961 | 1032.5505 | 1202.1402 | 1371.3855 | 1537.9433 | 1705.1371 | 1870.7364 | 2036.3572 | 2201.1444 | 2364.4617 | 2527.9725 | 2690.8072 | 2853.0085 | 3014.6188 | 3175.6799 | 3336.2331 | 3336.2331 | 3336.2331 | 3336.2331 | 3336.2331 | 3336.2331 | 3336.2331 | 275.5517 | 276.4151 | 277.4906 | 278.637 | 279.8475 | 281.0853 | 282.369 | 283.6573 | 284.952 | 286.3641 | 287.6819 | 288.9958 | 290.2257 | 291.3817 | 292.5171 | 293.5979 | 294.7104 | 295.722 | 296.6843 | 297.6053 | 298.4629 | 299.2611 | 300.004 | 0 | 0 | 0 | 270.0991 | 270.9454 | 271.9996 | 273.1233 | 274.3098 | 275.5231 | 276.7814 | 278.0442 | 279.3133 | 280.6975 | 281.9892 | 283.2771 | 284.4826 | 285.6158 | 286.7287 | 287.7881 | 288.8787 | 289.8702 | 290.8134 | 291.7163 | 292.5568 | 293.3393 | 294.0675 | 0 | 0 | 0
WA_Industrial_Agriculture_Existing_Process_Natural Gas_Strategic Energy Management_A | WA | Industrial | Agriculture | Existing | Process | Natural Gas | Strategic Energy Management | A | IM115 | No energy management system | Energy management system installed and programmed | 5 | 1.4066 | 0 | 0 | 9.04 | 0 | 0.22 | 0 | 4.5224 |  | employee | 5% | 50% | Retrofit | RetroEven20 | 76.5% | TBD | 0.2% | 285.4791 |  | 279.8299 |  | 2.931 | BEHAV_SEM-All-CPUC-2018_PG-26 | BEHAV_SEM-All-CPUC-2018_PG-26 | AEG Research | No energy management system | No energy management system | No energy management system | No energy management system | No energy management system | No energy management system | No energy management system | No energy management system | No energy management system | No energy management system | No energy management system | No energy management system | No energy management system | No energy management system | No energy management system | No energy management system | No energy management system | No energy management system | No energy management system | No energy management system | No energy management system | No energy management system | No energy management system | No energy management system | No energy management system | No energy management system | No energy management system | No energy management system | No energy management system | No energy management system | No energy management system | Energy management system installed and programmed | Energy management system installed and programmed | Energy management system installed and programmed | Energy management system installed and programmed | Energy management system installed and programmed | Energy management system installed and programmed | Energy management system installed and programmed | Energy management system installed and programmed | Energy management system installed and programmed | Energy management system installed and programmed | Energy management system installed and programmed | Energy management system installed and programmed | Energy management system installed and programmed | Energy management system installed and programmed | Energy management system installed and programmed | Energy management system installed and programmed | Energy management system installed and programmed | Energy management system installed and programmed | Energy management system installed and programmed | Energy management system installed and programmed | Energy management system installed and programmed | Energy management system installed and programmed | Energy management system installed and programmed | Energy management system installed and programmed | Energy management system installed and programmed | Energy management system installed and programmed | Energy management system installed and programmed | Energy management system installed and programmed | Energy management system installed and programmed | Energy management system installed and programmed | Energy management system installed and programmed | 9.04 | 9.04 | 9.04 | 9.04 | 9.04 | 9.04 | 9.04 | 9.04 | 9.04 | 9.04 | 9.04 | 9.04 | 9.04 | 9.04 | 9.04 | 9.04 | 9.04 | 9.04 | 9.04 | 9.04 | 9.04 | 9.04 | 9.04 | 9.04 | 9.04 | 9.04 | 9.04 | 9.04 | 9.04 | 9.04 | 9.04 | 0 | 0 | 0 | 0 | 0 | 1.4025 | 1.3985 | 1.3944 | 1.3904 | 1.3863 | 1.3821 | 1.3783 | 1.3747 | 1.371 | 1.3682 | 1.3652 | 1.3628 | 1.3605 | 1.3582 | 1.3564 | 1.3544 | 1.3526 | 1.3509 | 1.3491 | 1.3474 | 1.3472 | 1.3471 | 1.3469 | 0 | 0 | 0 | 1.728 | 1.7221 | 1.707 | 1.703 | 1.6994 | 1.6727 | 1.6635 | 1.6559 | 1.6251 | 1.628 | 1.6089 | 1.6064 | 1.5956 | 1.5786 | 1.5784 | 1.5696 | 1.5615 | 1.5537 | 1.5465 | 1.5396 | 0 | 0 | 0 | 0 | 0 | 0 | 1.728 | 3.4452 | 5.1422 | 6.8303 | 8.5097 | 10.1562 | 11.7918 | 13.4173 | 15.0061 | 16.6034 | 18.1759 | 19.7511 | 21.3128 | 22.8547 | 24.4033 | 25.9377 | 27.4651 | 28.983 | 30.4918 | 31.9921 | 31.988 | 31.9843 | 31.9809 | 0 | 0 | 0 | 1232.1007 | 1231.4245 | 1224.1623 | 1224.8242 | 1225.837 | 1210.2701 | 1206.9628 | 1204.5122 | 1185.3849 | 1189.9108 | 1178.5634 | 1178.7164 | 1172.7838 | 1162.3227 | 1163.6995 | 1158.8873 | 1154.38 | 1150.1739 | 1146.2652 | 1142.6505 | 0 | 0 | 0 | 0 | 0 | 0 | 1232.1007 | 2463.5252 | 3687.6876 | 4912.5117 | 6138.3487 | 7348.6188 | 8555.5816 | 9760.0938 | 10945.4787 | 12135.3895 | 13313.9529 | 14492.6692 | 15665.4531 | 16827.7758 | 17991.4753 | 19150.3626 | 20304.7426 | 21454.9165 | 22601.1817 | 23743.8323 | 23743.8323 | 23743.8323 | 23743.8323 | 23743.8323 | 23743.8323 | 23743.8323 | 1.4695 | 1.4651 | 1.4528 | 1.4501 | 1.4476 | 1.4255 | 1.4183 | 1.4123 | 1.3867 | 1.3896 | 1.3738 | 1.3719 | 1.363 | 1.3489 | 1.349 | 1.3418 | 1.3351 | 1.3287 | 1.3228 | 1.3171 | 0 | 0 | 0 | 0 | 0 | 0 | 1.4695 | 2.931 | 4.3766 | 5.8159 | 7.249 | 8.6556 | 10.0537 | 11.444 | 12.8044 | 14.1717 | 15.519 | 16.8683 | 18.2068 | 19.5291 | 20.8565 | 22.1727 | 23.483 | 24.7858 | 26.0812 | 27.3698 | 27.3669 | 27.3642 | 27.3617 | 0 | 0 | 0 | 1047.2856 | 1046.7108 | 1040.538 | 1041.1005 | 1041.9614 | 1028.7296 | 1025.9184 | 1023.8353 | 1007.5772 | 1011.4242 | 1001.7789 | 1001.9089 | 996.8663 | 987.9743 | 989.1446 | 985.0542 | 981.223 | 977.6478 | 974.3254 | 971.253 | 0 | 0 | 0 | 0 | 0 | 0 | 1047.2856 | 2093.9964 | 3134.5344 | 4175.635 | 5217.5964 | 6246.326 | 7272.2444 | 8296.0797 | 9303.6569 | 10315.081 | 11316.8599 | 12318.7689 | 13315.6351 | 14303.6094 | 15292.754 | 16277.8082 | 17259.0312 | 18236.679 | 19211.0045 | 20182.2574 | 20182.2574 | 20182.2574 | 20182.2574 | 20182.2574 | 20182.2574 | 20182.2574 | 1.4695 | 1.4651 | 1.4528 | 1.4501 | 1.4476 | 1.4255 | 1.4183 | 1.4123 | 1.3867 | 1.3896 | 1.3738 | 1.3719 | 1.363 | 1.3489 | 1.349 | 1.3418 | 1.3351 | 1.3287 | 1.3228 | 1.3171 | 0 | 0 | 0 | 0 | 0 | 0 | 1.4695 | 2.931 | 4.3766 | 5.8159 | 7.249 | 8.6556 | 10.0537 | 11.444 | 12.8044 | 14.1717 | 15.519 | 16.8683 | 18.2068 | 19.5291 | 20.8565 | 22.1727 | 23.483 | 24.7858 | 26.0812 | 27.3698 | 27.3669 | 27.3642 | 27.3617 | 0 | 0 | 0 | 1047.2856 | 1046.7108 | 1040.538 | 1041.1005 | 1041.9614 | 1028.7296 | 1025.9184 | 1023.8353 | 1007.5772 | 1011.4242 | 1001.7789 | 1001.9089 | 996.8663 | 987.9743 | 989.1446 | 985.0542 | 981.223 | 977.6478 | 974.3254 | 971.253 | 0 | 0 | 0 | 0 | 0 | 0 | 1047.2856 | 2093.9964 | 3134.5344 | 4175.635 | 5217.5964 | 6246.326 | 7272.2444 | 8296.0797 | 9303.6569 | 10315.081 | 11316.8599 | 12318.7689 | 13315.6351 | 14303.6094 | 15292.754 | 16277.8082 | 17259.0312 | 18236.679 | 19211.0045 | 20182.2574 | 20182.2574 | 20182.2574 | 20182.2574 | 20182.2574 | 20182.2574 | 20182.2574 | 1.4695 | 1.4651 | 1.4528 | 1.4501 | 1.4476 | 1.4255 | 1.4183 | 1.4123 | 1.3867 | 1.3896 | 1.3738 | 1.3719 | 1.363 | 1.3489 | 1.349 | 1.3418 | 1.3351 | 1.3287 | 1.3228 | 1.3171 | 0 | 0 | 0 | 0 | 0 | 0 | 1.4695 | 2.931 | 4.3766 | 5.8159 | 7.249 | 8.6556 | 10.0537 | 11.444 | 12.8044 | 14.1717 | 15.519 | 16.8683 | 18.2068 | 19.5291 | 20.8565 | 22.1727 | 23.483 | 24.7858 | 26.0812 | 27.3698 | 27.3669 | 27.3642 | 27.3617 | 0 | 0 | 0 | 1047.2856 | 1046.7108 | 1040.538 | 1041.1005 | 1041.9614 | 1028.7296 | 1025.9184 | 1023.8353 | 1007.5772 | 1011.4242 | 1001.7789 | 1001.9089 | 996.8663 | 987.9743 | 989.1446 | 985.0542 | 981.223 | 977.6478 | 974.3254 | 971.253 | 0 | 0 | 0 | 0 | 0 | 0 | 1047.2856 | 2093.9964 | 3134.5344 | 4175.635 | 5217.5964 | 6246.326 | 7272.2444 | 8296.0797 | 9303.6569 | 10315.081 | 11316.8599 | 12318.7689 | 13315.6351 | 14303.6094 | 15292.754 | 16277.8082 | 17259.0312 | 18236.679 | 19211.0045 | 20182.2574 | 20182.2574 | 20182.2574 | 20182.2574 | 20182.2574 | 20182.2574 | 20182.2574 | 275.5517 | 276.4151 | 277.4906 | 278.637 | 279.8475 | 281.0853 | 282.369 | 283.6573 | 284.952 | 286.3641 | 287.6819 | 288.9958 | 290.2257 | 291.3817 | 292.5171 | 293.5979 | 294.7104 | 295.722 | 296.6843 | 297.6053 | 298.4629 | 299.2611 | 300.004 | 0 | 0 | 0 | 270.0991 | 270.9454 | 271.9996 | 273.1233 | 274.3098 | 275.5231 | 276.7814 | 278.0442 | 279.3133 | 280.6975 | 281.9892 | 283.2771 | 284.4826 | 285.6158 | 286.7287 | 287.7881 | 288.8787 | 289.8702 | 290.8134 | 291.7163 | 292.5568 | 293.3393 | 294.0675 | 0 | 0 | 0
WA_Industrial_Agriculture_Existing_Miscellaneous_Natural Gas_Strategic Energy Management_A | WA | Industrial | Agriculture | Existing | Miscellaneous | Natural Gas | Strategic Energy Management | A | IM116 | No energy management system | Energy management system installed and programmed | 5 | 0.89787 | 0 | 0 | 9.04 | 0 | 0.22 | 0 | 4.5224 |  | employee | 5% | 50% | Retrofit | RetroEven20 | 76.5% | TBD | 0.2% | 285.4791 |  | 279.8299 |  | 0.47003 | BEHAV_SEM-All-CPUC-2018_PG-26 | BEHAV_SEM-All-CPUC-2018_PG-26 | AEG Research | No energy management system | No energy management system | No energy management system | No energy management system | No energy management system | No energy management system | No energy management system | No energy management system | No energy management system | No energy management system | No energy management system | No energy management system | No energy management system | No energy management system | No energy management system | No energy management system | No energy management system | No energy management system | No energy management system | No energy management system | No energy management system | No energy management system | No energy management system | No energy management system | No energy management system | No energy management system | No energy management system | No energy management system | No energy management system | No energy management system | No energy management system | Energy management system installed and programmed | Energy management system installed and programmed | Energy management system installed and programmed | Energy management system installed and programmed | Energy management system installed and programmed | Energy management system installed and programmed | Energy management system installed and programmed | Energy management system installed and programmed | Energy management system installed and programmed | Energy management system installed and programmed | Energy management system installed and programmed | Energy management system installed and programmed | Energy management system installed and programmed | Energy management system installed and programmed | Energy management system installed and programmed | Energy management system installed and programmed | Energy management system installed and programmed | Energy management system installed and programmed | Energy management system installed and programmed | Energy management system installed and programmed | Energy management system installed and programmed | Energy management system installed and programmed | Energy management system installed and programmed | Energy management system installed and programmed | Energy management system installed and programmed | Energy management system installed and programmed | Energy management system installed and programmed | Energy management system installed and programmed | Energy management system installed and programmed | Energy management system installed and programmed | Energy management system installed and programmed | 9.04 | 9.04 | 9.04 | 9.04 | 9.04 | 9.04 | 9.04 | 9.04 | 9.04 | 9.04 | 9.04 | 9.04 | 9.04 | 9.04 | 9.04 | 9.04 | 9.04 | 9.04 | 9.04 | 9.04 | 9.04 | 9.04 | 9.04 | 9.04 | 9.04 | 9.04 | 9.04 | 9.04 | 9.04 | 9.04 | 9.04 | 0 | 0 | 0 | 0 | 0 | 0.89787 | 0.89787 | 0.89787 | 0.89787 | 0.89787 | 0.89787 | 0.89787 | 0.89787 | 0.89787 | 0.89787 | 0.89787 | 0.89787 | 0.89787 | 0.89787 | 0.89787 | 0.89787 | 0.89787 | 0.89787 | 0.89787 | 0.89787 | 0.89787 | 0.89787 | 0.89787 | 0 | 0 | 0 | 0.27657 | 0.27642 | 0.27478 | 0.27493 | 0.27516 | 0.27167 | 0.27092 | 0.27037 | 0.26608 | 0.2671 | 0.26455 | 0.26458 | 0.26325 | 0.2609 | 0.26121 | 0.26013 | 0.25912 | 0.25818 | 0.2573 | 0.25649 | 0 | 0 | 0 | 0 | 0 | 0 | 0.27657 | 0.55298 | 0.82777 | 1.1027 | 1.3779 | 1.6495 | 1.9205 | 2.1908 | 2.4569 | 2.724 | 2.9886 | 3.2531 | 3.5164 | 3.7773 | 4.0385 | 4.2986 | 4.5578 | 4.8159 | 5.0732 | 5.3297 | 5.3297 | 5.3297 | 5.3297 | 0 | 0 | 0 | 308.0252 | 307.8561 | 306.0406 | 306.206 | 306.4592 | 302.5675 | 301.7407 | 301.128 | 296.3462 | 297.4777 | 294.6409 | 294.6791 | 293.196 | 290.5807 | 290.9249 | 289.7218 | 288.595 | 287.5435 | 286.5663 | 285.6626 | 0 | 0 | 0 | 0 | 0 | 0 | 308.0252 | 615.8813 | 921.9219 | 1228.1279 | 1534.5872 | 1837.1547 | 2138.8954 | 2440.0234 | 2736.3697 | 3033.8474 | 3328.4882 | 3623.1673 | 3916.3633 | 4206.9439 | 4497.8688 | 4787.5906 | 5076.1857 | 5363.7291 | 5650.2954 | 5935.9581 | 5935.9581 | 5935.9581 | 5935.9581 | 5935.9581 | 5935.9581 | 5935.9581 | 0.23508 | 0.23495 | 0.23357 | 0.23369 | 0.23389 | 0.23092 | 0.23029 | 0.22982 | 0.22617 | 0.22703 | 0.22487 | 0.2249 | 0.22376 | 0.22177 | 0.22203 | 0.22111 | 0.22025 | 0.21945 | 0.2187 | 0.21801 | 0 | 0 | 0 | 0 | 0 | 0 | 0.23508 | 0.47003 | 0.7036 | 0.9373 | 1.1712 | 1.4021 | 1.6324 | 1.8622 | 2.0884 | 2.3154 | 2.5403 | 2.7652 | 2.9889 | 3.2107 | 3.4327 | 3.6538 | 3.8741 | 4.0935 | 4.3123 | 4.5303 | 4.5303 | 4.5303 | 4.5303 | 0 | 0 | 0 | 261.8214 | 261.6777 | 260.1345 | 260.2751 | 260.4904 | 257.1824 | 256.4796 | 255.9588 | 251.8943 | 252.856 | 250.4447 | 250.4772 | 249.2166 | 246.9936 | 247.2861 | 246.2636 | 245.3058 | 244.4119 | 243.5814 | 242.8132 | 0 | 0 | 0 | 0 | 0 | 0 | 261.8214 | 523.4991 | 783.6336 | 1043.9087 | 1304.3991 | 1561.5815 | 1818.0611 | 2074.0199 | 2325.9142 | 2578.7703 | 2829.215 | 3079.6922 | 3328.9088 | 3575.9023 | 3823.1885 | 4069.4521 | 4314.7578 | 4559.1698 | 4802.7511 | 5045.5644 | 5045.5644 | 5045.5644 | 5045.5644 | 5045.5644 | 5045.5644 | 5045.5644 | 0.23508 | 0.23495 | 0.23357 | 0.23369 | 0.23389 | 0.23092 | 0.23029 | 0.22982 | 0.22617 | 0.22703 | 0.22487 | 0.2249 | 0.22376 | 0.22177 | 0.22203 | 0.22111 | 0.22025 | 0.21945 | 0.2187 | 0.21801 | 0 | 0 | 0 | 0 | 0 | 0 | 0.23508 | 0.47003 | 0.7036 | 0.9373 | 1.1712 | 1.4021 | 1.6324 | 1.8622 | 2.0884 | 2.3154 | 2.5403 | 2.7652 | 2.9889 | 3.2107 | 3.4327 | 3.6538 | 3.8741 | 4.0935 | 4.3123 | 4.5303 | 4.5303 | 4.5303 | 4.5303 | 0 | 0 | 0 | 261.8214 | 261.6777 | 260.1345 | 260.2751 | 260.4904 | 257.1824 | 256.4796 | 255.9588 | 251.8943 | 252.856 | 250.4447 | 250.4772 | 249.2166 | 246.9936 | 247.2861 | 246.2636 | 245.3058 | 244.4119 | 243.5814 | 242.8132 | 0 | 0 | 0 | 0 | 0 | 0 | 261.8214 | 523.4991 | 783.6336 | 1043.9087 | 1304.3991 | 1561.5815 | 1818.0611 | 2074.0199 | 2325.9142 | 2578.7703 | 2829.215 | 3079.6922 | 3328.9088 | 3575.9023 | 3823.1885 | 4069.4521 | 4314.7578 | 4559.1698 | 4802.7511 | 5045.5644 | 5045.5644 | 5045.5644 | 5045.5644 | 5045.5644 | 5045.5644 | 5045.5644 | 0.23508 | 0.23495 | 0.23357 | 0.23369 | 0.23389 | 0.23092 | 0.23029 | 0.22982 | 0.22617 | 0.22703 | 0.22487 | 0.2249 | 0.22376 | 0.22177 | 0.22203 | 0.22111 | 0.22025 | 0.21945 | 0.2187 | 0.21801 | 0 | 0 | 0 | 0 | 0 | 0 | 0.23508 | 0.47003 | 0.7036 | 0.9373 | 1.1712 | 1.4021 | 1.6324 | 1.8622 | 2.0884 | 2.3154 | 2.5403 | 2.7652 | 2.9889 | 3.2107 | 3.4327 | 3.6538 | 3.8741 | 4.0935 | 4.3123 | 4.5303 | 4.5303 | 4.5303 | 4.5303 | 0 | 0 | 0 | 261.8214 | 261.6777 | 260.1345 | 260.2751 | 260.4904 | 257.1824 | 256.4796 | 255.9588 | 251.8943 | 252.856 | 250.4447 | 250.4772 | 249.2166 | 246.9936 | 247.2861 | 246.2636 | 245.3058 | 244.4119 | 243.5814 | 242.8132 | 0 | 0 | 0 | 0 | 0 | 0 | 261.8214 | 523.4991 | 783.6336 | 1043.9087 | 1304.3991 | 1561.5815 | 1818.0611 | 2074.0199 | 2325.9142 | 2578.7703 | 2829.215 | 3079.6922 | 3328.9088 | 3575.9023 | 3823.1885 | 4069.4521 | 4314.7578 | 4559.1698 | 4802.7511 | 5045.5644 | 5045.5644 | 5045.5644 | 5045.5644 | 5045.5644 | 5045.5644 | 5045.5644 | 275.5517 | 276.4151 | 277.4906 | 278.637 | 279.8475 | 281.0853 | 282.369 | 283.6573 | 284.952 | 286.3641 | 287.6819 | 288.9958 | 290.2257 | 291.3817 | 292.5171 | 293.5979 | 294.7104 | 295.722 | 296.6843 | 297.6053 | 298.4629 | 299.2611 | 300.004 | 0 | 0 | 0 | 270.0991 | 270.9454 | 271.9996 | 273.1233 | 274.3098 | 275.5231 | 276.7814 | 278.0442 | 279.3133 | 280.6975 | 281.9892 | 283.2771 | 284.4826 | 285.6158 | 286.7287 | 287.7881 | 288.8787 | 289.8702 | 290.8134 | 291.7163 | 292.5568 | 293.3393 | 294.0675 | 0 | 0 | 0
WA_Industrial_Agriculture_Existing_Space Heating_Natural Gas_Commissioning_A | WA | Industrial | Agriculture | Existing | Space Heating | Natural Gas | Commissioning | A | IM117 | New construction code | Optimized HVAC design and controls | 10 | 3.8191 | 0 | 0 | 0.27 | 0 | 0 | 0 | 0.1336 |  | employee | 0% | 0% | Retrofit | Retro12Med | 84.73% | TBD | 0.2% | 3.1128 |  | 2.5337 |  | 0 | DL20_COM_CX-Refrig-2021PLN-V11-3 | 2018 AMIL BUS Retro-Commissioning Initiative | U.S. Department of Energy. Lawrence Berkeley National Labs and Building Commissioning Association. https://www.bcxa.org/wp-content/uploads/2020/09/1-s2.0- S0378778819319553-main.pdf | New construction code | New construction code | New construction code | New construction code | New construction code | New construction code | New construction code | New construction code | New construction code | New construction code | New construction code | New construction code | New construction code | New construction code | New construction code | New construction code | New construction code | New construction code | New construction code | New construction code | New construction code | New construction code | New construction code | New construction code | New construction code | New construction code | New construction code | New construction code | New construction code | New construction code | New construction code | Optimized HVAC design and controls | Optimized HVAC design and controls | Optimized HVAC design and controls | Optimized HVAC design and controls | Optimized HVAC design and controls | Optimized HVAC design and controls | Optimized HVAC design and controls | Optimized HVAC design and controls | Optimized HVAC design and controls | Optimized HVAC design and controls | Optimized HVAC design and controls | Optimized HVAC design and controls | Optimized HVAC design and controls | Optimized HVAC design and controls | Optimized HVAC design and controls | Optimized HVAC design and controls | Optimized HVAC design and controls | Optimized HVAC design and controls | Optimized HVAC design and controls | Optimized HVAC design and controls | Optimized HVAC design and controls | Optimized HVAC design and controls | Optimized HVAC design and controls | Optimized HVAC design and controls | Optimized HVAC design and controls | Optimized HVAC design and controls | Optimized HVAC design and controls | Optimized HVAC design and controls | Optimized HVAC design and controls | Optimized HVAC design and controls | Optimized HVAC design and controls | 0.27 | 0.27 | 0.27 | 0.27 | 0.27 | 0.27 | 0.27 | 0.27 | 0.27 | 0.27 | 0.27 | 0.27 | 0.27 | 0.27 | 0.27 | 0.27 | 0.27 | 0.27 | 0.27 | 0.27 | 0.27 | 0.27 | 0.27 | 0.27 | 0.27 | 0.27 | 0.27 | 0.27 | 0.27 | 0.27 | 0.27 | 0 | 0 | 0 | 0 | 0 | 3.7566 | 3.7313 | 3.6986 | 3.6632 | 3.6253 | 3.5856 | 3.5446 | 3.5028 | 3.4591 | 3.4123 | 3.3668 | 3.322 | 3.2819 | 3.2442 | 3.2098 | 3.1773 | 3.1444 | 3.1154 | 3.0883 | 3.0625 | 3.0382 | 3.0172 | 2.9968 | 0 | 0 | 0 | 0 | 0 | 0 | 0 | 0 | 0 | 0 | 0 | 0 | 0 | 0 | 0 | 0 | 0 | 0 | 0 | 0 | 0 | 0 | 0 | 0 | 0 | 0 | 0 | 0 | 0 | 0 | 0 | 0 | 0 | 0 | 0 | 0 | 0 | 0 | 0 | 0 | 0 | 0 | 0 | 0 | 0 | 0 | 0 | 0 | 0 | 0 | 0 | 0 | 0 | 0 | 0 | 0 | 0 | 0 | 0 | 0 | 0 | 0 | 0 | 0 | 0 | 0 | 0 | 0 | 0 | 0 | 0 | 0 | 0 | 0 | 0 | 0 | 0 | 0 | 0 | 0 | 0 | 0 | 0 | 0 | 0 | 0 | 0 | 0 | 0 | 0 | 0 | 0 | 0 | 0 | 0 | 0 | 0 | 0 | 0 | 0 | 0 | 0 | 0 | 0 | 0 | 0 | 0 | 0 | 0 | 0 | 0 | 0 | 0 | 0 | 0 | 0 | 0 | 0 | 0 | 0 | 0 | 0 | 0 | 0 | 0 | 0 | 0 | 0 | 0 | 0 | 0 | 0 | 0 | 0 | 0 | 0 | 0 | 0 | 0 | 0 | 0 | 0 | 0 | 0 | 0 | 0 | 0 | 0 | 0 | 0 | 0 | 0 | 0 | 0 | 0 | 0 | 0 | 0 | 0 | 0 | 0 | 0 | 0 | 0 | 0 | 0 | 0 | 0 | 0 | 0 | 0 | 0 | 0 | 0 | 0 | 0 | 0 | 0 | 0 | 0 | 0 | 0 | 0 | 0 | 0 | 0 | 0 | 0 | 0 | 0 | 0 | 0 | 0 | 0 | 0 | 0 | 0 | 0 | 0 | 0 | 0 | 0 | 0 | 0 | 0 | 0 | 0 | 0 | 0 | 0 | 0 | 0 | 0 | 0 | 0 | 0 | 0 | 0 | 0 | 0 | 0 | 0 | 0 | 0 | 0 | 0 | 0 | 0 | 0 | 0 | 0 | 0 | 0 | 0 | 0 | 0 | 0 | 0 | 0 | 0 | 0 | 0 | 0 | 0 | 0 | 0 | 0 | 0 | 0 | 0 | 0 | 0 | 0 | 0 | 0 | 0 | 0 | 0 | 0 | 0 | 0 | 0 | 0 | 0 | 0 | 0 | 0 | 0 | 0 | 0 | 0 | 0 | 0 | 0 | 0 | 0 | 0 | 0 | 0 | 0 | 0 | 0 | 0 | 0 | 0 | 0 | 0 | 0 | 0 | 0 | 0 | 0 | 0 | 0 | 0 | 0 | 0 | 0 | 0 | 0 | 0 | 0 | 0 | 0 | 0 | 0 | 0 | 0 | 0 | 0 | 0 | 0 | 0 | 0 | 0 | 0 | 0 | 0 | 0 | 0 | 0 | 0 | 0 | 0 | 0 | 0 | 0 | 0 | 0 | 0 | 0 | 0 | 0 | 0 | 0 | 0 | 0 | 0 | 0 | 0 | 0 | 0 | 0 | 0 | 0 | 0 | 0 | 0 | 0 | 0 | 0 | 0 | 0 | 0 | 0 | 0 | 0 | 0 | 0 | 0 | 0 | 0 | 0 | 0 | 0 | 0 | 0 | 0 | 0 | 0 | 0 | 0 | 0 | 0 | 0 | 0 | 0 | 0 | 0 | 0 | 0 | 0 | 0 | 0 | 0 | 0 | 0 | 0 | 0 | 0 | 0 | 0 | 0 | 0 | 0 | 0 | 0 | 0 | 0 | 0 | 0 | 0 | 0 | 0 | 0 | 0 | 0 | 0 | 0 | 0 | 0 | 0 | 0 | 0 | 0 | 0 | 0 | 0 | 0 | 3.0579 | 3.0628 | 3.0688 | 3.0752 | 3.0819 | 3.0888 | 3.0958 | 3.1029 | 3.11 | 3.1176 | 3.1247 | 3.1318 | 3.1384 | 3.1446 | 3.1506 | 3.1563 | 3.1622 | 3.1675 | 3.1725 | 3.1773 | 3.1818 | 3.1859 | 3.1898 | 0 | 0 | 0 | 2.489 | 2.493 | 2.4979 | 2.5031 | 2.5086 | 2.5141 | 2.5199 | 2.5256 | 2.5314 | 2.5376 | 2.5434 | 2.5492 | 2.5545 | 2.5595 | 2.5644 | 2.5691 | 2.5739 | 2.5782 | 2.5823 | 2.5862 | 2.5898 | 2.5932 | 2.5963 | 0 | 0 | 0
WA_Industrial_Agriculture_Existing_Process_Natural Gas_Commissioning_A | WA | Industrial | Agriculture | Existing | Process | Natural Gas | Commissioning | A | IM118 | New construction code | Optimized process design and controls | 10 | 7.8506 | 0 | 0 | 0.27 | 0 | 0 | 0 | 0.1336 |  | employee | 0% | 0% | Retrofit | Retro12Med | 84.73% | TBD | 0.2% | 3.1128 |  | 2.5337 |  | 0 | DL20_COM_CX-Refrig-2021PLN-V11-3 | 2018 AMIL BUS Retro-Commissioning Initiative | U.S. Department of Energy. Lawrence Berkeley National Labs and Building Commissioning Association. https://www.bcxa.org/wp-content/uploads/2020/09/1-s2.0- S0378778819319553-main.pdf | New construction code | New construction code | New construction code | New construction code | New construction code | New construction code | New construction code | New construction code | New construction code | New construction code | New construction code | New construction code | New construction code | New construction code | New construction code | New construction code | New construction code | New construction code | New construction code | New construction code | New construction code | New construction code | New construction code | New construction code | New construction code | New construction code | New construction code | New construction code | New construction code | New construction code | New construction code | Optimized process design and controls | Optimized process design and controls | Optimized process design and controls | Optimized process design and controls | Optimized process design and controls | Optimized process design and controls | Optimized process design and controls | Optimized process design and controls | Optimized process design and controls | Optimized process design and controls | Optimized process design and controls | Optimized process design and controls | Optimized process design and controls | Optimized process design and controls | Optimized process design and controls | Optimized process design and controls | Optimized process design and controls | Optimized process design and controls | Optimized process design and controls | Optimized process design and controls | Optimized process design and controls | Optimized process design and controls | Optimized process design and controls | Optimized process design and controls | Optimized process design and controls | Optimized process design and controls | Optimized process design and controls | Optimized process design and controls | Optimized process design and controls | Optimized process design and controls | Optimized process design and controls | 0.27 | 0.27 | 0.27 | 0.27 | 0.27 | 0.27 | 0.27 | 0.27 | 0.27 | 0.27 | 0.27 | 0.27 | 0.27 | 0.27 | 0.27 | 0.27 | 0.27 | 0.27 | 0.27 | 0.27 | 0.27 | 0.27 | 0.27 | 0.27 | 0.27 | 0.27 | 0.27 | 0.27 | 0.27 | 0.27 | 0.27 | 0 | 0 | 0 | 0 | 0 | 7.8485 | 7.847 | 7.846 | 7.8452 | 7.8446 | 7.8439 | 7.8434 | 7.8429 | 7.8424 | 7.8422 | 7.8418 | 7.8416 | 7.8414 | 7.8412 | 7.8411 | 7.841 | 7.8409 | 7.8408 | 7.8407 | 7.8407 | 7.8406 | 7.8406 | 7.8406 | 0 | 0 | 0 | 0 | 0 | 0 | 0 | 0 | 0 | 0 | 0 | 0 | 0 | 0 | 0 | 0 | 0 | 0 | 0 | 0 | 0 | 0 | 0 | 0 | 0 | 0 | 0 | 0 | 0 | 0 | 0 | 0 | 0 | 0 | 0 | 0 | 0 | 0 | 0 | 0 | 0 | 0 | 0 | 0 | 0 | 0 | 0 | 0 | 0 | 0 | 0 | 0 | 0 | 0 | 0 | 0 | 0 | 0 | 0 | 0 | 0 | 0 | 0 | 0 | 0 | 0 | 0 | 0 | 0 | 0 | 0 | 0 | 0 | 0 | 0 | 0 | 0 | 0 | 0 | 0 | 0 | 0 | 0 | 0 | 0 | 0 | 0 | 0 | 0 | 0 | 0 | 0 | 0 | 0 | 0 | 0 | 0 | 0 | 0 | 0 | 0 | 0 | 0 | 0 | 0 | 0 | 0 | 0 | 0 | 0 | 0 | 0 | 0 | 0 | 0 | 0 | 0 | 0 | 0 | 0 | 0 | 0 | 0 | 0 | 0 | 0 | 0 | 0 | 0 | 0 | 0 | 0 | 0 | 0 | 0 | 0 | 0 | 0 | 0 | 0 | 0 | 0 | 0 | 0 | 0 | 0 | 0 | 0 | 0 | 0 | 0 | 0 | 0 | 0 | 0 | 0 | 0 | 0 | 0 | 0 | 0 | 0 | 0 | 0 | 0 | 0 | 0 | 0 | 0 | 0 | 0 | 0 | 0 | 0 | 0 | 0 | 0 | 0 | 0 | 0 | 0 | 0 | 0 | 0 | 0 | 0 | 0 | 0 | 0 | 0 | 0 | 0 | 0 | 0 | 0 | 0 | 0 | 0 | 0 | 0 | 0 | 0 | 0 | 0 | 0 | 0 | 0 | 0 | 0 | 0 | 0 | 0 | 0 | 0 | 0 | 0 | 0 | 0 | 0 | 0 | 0 | 0 | 0 | 0 | 0 | 0 | 0 | 0 | 0 | 0 | 0 | 0 | 0 | 0 | 0 | 0 | 0 | 0 | 0 | 0 | 0 | 0 | 0 | 0 | 0 | 0 | 0 | 0 | 0 | 0 | 0 | 0 | 0 | 0 | 0 | 0 | 0 | 0 | 0 | 0 | 0 | 0 | 0 | 0 | 0 | 0 | 0 | 0 | 0 | 0 | 0 | 0 | 0 | 0 | 0 | 0 | 0 | 0 | 0 | 0 | 0 | 0 | 0 | 0 | 0 | 0 | 0 | 0 | 0 | 0 | 0 | 0 | 0 | 0 | 0 | 0 | 0 | 0 | 0 | 0 | 0 | 0 | 0 | 0 | 0 | 0 | 0 | 0 | 0 | 0 | 0 | 0 | 0 | 0 | 0 | 0 | 0 | 0 | 0 | 0 | 0 | 0 | 0 | 0 | 0 | 0 | 0 | 0 | 0 | 0 | 0 | 0 | 0 | 0 | 0 | 0 | 0 | 0 | 0 | 0 | 0 | 0 | 0 | 0 | 0 | 0 | 0 | 0 | 0 | 0 | 0 | 0 | 0 | 0 | 0 | 0 | 0 | 0 | 0 | 0 | 0 | 0 | 0 | 0 | 0 | 0 | 0 | 0 | 0 | 0 | 0 | 0 | 0 | 0 | 0 | 0 | 0 | 0 | 0 | 0 | 0 | 0 | 0 | 0 | 0 | 0 | 0 | 0 | 0 | 0 | 0 | 0 | 0 | 0 | 0 | 0 | 0 | 0 | 0 | 0 | 0 | 0 | 0 | 0 | 0 | 0 | 0 | 0 | 0 | 0 | 0 | 0 | 0 | 0 | 0 | 0 | 0 | 0 | 0 | 3.0579 | 3.0628 | 3.0688 | 3.0752 | 3.0819 | 3.0888 | 3.0958 | 3.1029 | 3.11 | 3.1176 | 3.1247 | 3.1318 | 3.1384 | 3.1446 | 3.1506 | 3.1563 | 3.1622 | 3.1675 | 3.1725 | 3.1773 | 3.1818 | 3.1859 | 3.1898 | 0 | 0 | 0 | 2.489 | 2.493 | 2.4979 | 2.5031 | 2.5086 | 2.5141 | 2.5199 | 2.5256 | 2.5314 | 2.5376 | 2.5434 | 2.5492 | 2.5545 | 2.5595 | 2.5644 | 2.5691 | 2.5739 | 2.5782 | 2.5823 | 2.5862 | 2.5898 | 2.5932 | 2.5963 | 0 | 0 | 0
WA_Industrial_Agriculture_Existing_Space Heating_Natural Gas_Retrocommissioning_A | WA | Industrial | Agriculture | Existing | Space Heating | Natural Gas | Retrocommissioning | A | IM119 | Vintage/existing building | Optimized HVAC flow and controls | 5 | 0.53045 | 0 | 0 | 0.36 | 0 | 0 | 0 | 0.18015 |  | employee | 15% | 50% | Retrofit | RetroEven20 | 76.5% | TBD | 0.2% | 156.7634 |  | 138.9255 |  | 0.2115 | COM_RCX-Heating-7PLN-v5-18 | COM_RCX-All-XCELCO-2017-18-1 | COM_RCX-All-XCELCO-2017-18-1 | Vintage/existing building | Vintage/existing building | Vintage/existing building | Vintage/existing building | Vintage/existing building | Vintage/existing building | Vintage/existing building | Vintage/existing building | Vintage/existing building | Vintage/existing building | Vintage/existing building | Vintage/existing building | Vintage/existing building | Vintage/existing building | Vintage/existing building | Vintage/existing building | Vintage/existing building | Vintage/existing building | Vintage/existing building | Vintage/existing building | Vintage/existing building | Vintage/existing building | Vintage/existing building | Vintage/existing building | Vintage/existing building | Vintage/existing building | Vintage/existing building | Vintage/existing building | Vintage/existing building | Vintage/existing building | Vintage/existing building | Optimized HVAC flow and controls | Optimized HVAC flow and controls | Optimized HVAC flow and controls | Optimized HVAC flow and controls | Optimized HVAC flow and controls | Optimized HVAC flow and controls | Optimized HVAC flow and controls | Optimized HVAC flow and controls | Optimized HVAC flow and controls | Optimized HVAC flow and controls | Optimized HVAC flow and controls | Optimized HVAC flow and controls | Optimized HVAC flow and controls | Optimized HVAC flow and controls | Optimized HVAC flow and controls | Optimized HVAC flow and controls | Optimized HVAC flow and controls | Optimized HVAC flow and controls | Optimized HVAC flow and controls | Optimized HVAC flow and controls | Optimized HVAC flow and controls | Optimized HVAC flow and controls | Optimized HVAC flow and controls | Optimized HVAC flow and controls | Optimized HVAC flow and controls | Optimized HVAC flow and controls | Optimized HVAC flow and controls | Optimized HVAC flow and controls | Optimized HVAC flow and controls | Optimized HVAC flow and controls | Optimized HVAC flow and controls | 0.36 | 0.36 | 0.36 | 0.36 | 0.36 | 0.36 | 0.36 | 0.36 | 0.36 | 0.36 | 0.36 | 0.36 | 0.36 | 0.36 | 0.36 | 0.36 | 0.36 | 0.36 | 0.36 | 0.36 | 0.36 | 0.36 | 0.36 | 0.36 | 0.36 | 0.36 | 0.36 | 0.36 | 0.36 | 0.36 | 0.36 | 0 | 0 | 0 | 0 | 0 | 0.52172 | 0.51815 | 0.51355 | 0.5086 | 0.50329 | 0.49773 | 0.49199 | 0.48617 | 0.48008 | 0.47357 | 0.46723 | 0.46101 | 0.45543 | 0.45019 | 0.44541 | 0.4409 | 0.43632 | 0.43231 | 0.42855 | 0.42496 | 0.4216 | 0.41867 | 0.41585 | 0 | 0 | 0 | 0.12499 | 0.12407 | 0.12224 | 0.12113 | 0.11996 | 0.11713 | 0.11546 | 0.11387 | 0.11065 | 0.10957 | 0.10707 | 0.10566 | 0.10386 | 0.10175 | 0.10078 | 0.099352 | 0.097939 | 0.096684 | 0.095517 | 0.094419 | 0 | 0 | 0 | 0 | 0 | 0 | 0.12499 | 0.2482 | 0.36824 | 0.48582 | 0.60071 | 0.71121 | 0.81848 | 0.92266 | 1.0217 | 1.1175 | 1.2096 | 1.2991 | 1.3873 | 1.473 | 1.5582 | 1.6418 | 1.7227 | 1.8035 | 1.8833 | 1.962 | 1.9465 | 1.9329 | 1.9199 | 0 | 0 | 0 | 239.5751 | 239.4437 | 238.0316 | 238.1603 | 238.3572 | 235.3303 | 234.6872 | 234.2107 | 230.4915 | 231.3715 | 229.1651 | 229.1948 | 228.0413 | 226.0072 | 226.2749 | 225.3392 | 224.4628 | 223.6449 | 222.8849 | 222.182 | 0 | 0 | 0 | 0 | 0 | 0 | 239.5751 | 479.0188 | 717.0504 | 955.2106 | 1193.5678 | 1428.8981 | 1663.5853 | 1897.796 | 2128.2875 | 2359.6591 | 2588.8242 | 2818.019 | 3046.0603 | 3272.0675 | 3498.3424 | 3723.6816 | 3948.1444 | 4171.7893 | 4394.6742 | 4616.8563 | 4616.8563 | 4616.8563 | 4616.8563 | 4616.8563 | 4616.8563 | 4616.8563 | 0.10637 | 0.10572 | 0.10436 | 0.10361 | 0.10282 | 0.1006 | 0.099362 | 0.098175 | 0.095603 | 0.094851 | 0.092874 | 0.09181 | 0.090333 | 0.088569 | 0.08777 | 0.086553 | 0.085354 | 0.084294 | 0.083368 | 0.082509 | 0 | 0 | 0 | 0 | 0 | 0 | 0.10637 | 0.2115 | 0.31437 | 0.41555 | 0.51484 | 0.61081 | 0.70433 | 0.79551 | 0.88277 | 0.96735 | 1.0492 | 1.1288 | 1.2066 | 1.2823 | 1.357 | 1.4303 | 1.5013 | 1.5724 | 1.6438 | 1.7145 | 1.7031 | 1.6934 | 1.6843 | 0 | 0 | 0 | 203.6389 | 203.5271 | 202.3268 | 202.4362 | 202.6036 | 200.0308 | 199.4841 | 199.0791 | 195.9178 | 196.6658 | 194.7903 | 194.8156 | 193.8351 | 192.1061 | 192.3337 | 191.5383 | 190.7934 | 190.0982 | 189.4522 | 188.8547 | 0 | 0 | 0 | 0 | 0 | 0 | 203.6389 | 407.166 | 609.4928 | 811.929 | 1014.5326 | 1214.5634 | 1414.0475 | 1613.1266 | 1809.0444 | 2005.7102 | 2200.5005 | 2395.3162 | 2589.1513 | 2781.2574 | 2973.5911 | 3165.1294 | 3355.9227 | 3546.0209 | 3735.4731 | 3924.3278 | 3924.3278 | 3924.3278 | 3924.3278 | 3924.3278 | 3924.3278 | 3924.3278 | 0.1064 | 0.10579 | 0.10448 | 0.10379 | 0.10306 | 0.1009 | 0.099731 | 0.098607 | 0.096097 | 0.095415 | 0.093497 | 0.092494 | 0.091076 | 0.08937 | 0.088632 | 0.087473 | 0.086336 | 0.085337 | 0.084414 | 0.083555 | 0 | 0 | 0 | 0 | 0 | 0 | 0.1064 | 0.21164 | 0.31474 | 0.41627 | 0.51607 | 0.61266 | 0.70694 | 0.79901 | 0.88733 | 0.97309 | 1.0562 | 1.1372 | 1.2165 | 1.2939 | 1.3703 | 1.4455 | 1.5186 | 1.5918 | 1.6644 | 1.7362 | 1.7249 | 1.7152 | 1.7062 | 0 | 0 | 0 | 203.6389 | 203.5271 | 202.3268 | 202.4362 | 202.6036 | 200.0308 | 199.4841 | 199.0791 | 195.9178 | 196.6658 | 194.7903 | 194.8156 | 193.8351 | 192.1061 | 192.3337 | 191.5383 | 190.7934 | 190.0982 | 189.4522 | 188.8547 | 0 | 0 | 0 | 0 | 0 | 0 | 203.6389 | 407.166 | 609.4928 | 811.929 | 1014.5326 | 1214.5634 | 1414.0475 | 1613.1266 | 1809.0444 | 2005.7102 | 2200.5005 | 2395.3162 | 2589.1513 | 2781.2574 | 2973.5911 | 3165.1294 | 3355.9227 | 3546.0209 | 3735.4731 | 3924.3278 | 3924.3278 | 3924.3278 | 3924.3278 | 3924.3278 | 3924.3278 | 3924.3278 | 0.10637 | 0.10572 | 0.10436 | 0.10361 | 0.10282 | 0.1006 | 0.099362 | 0.098175 | 0.095603 | 0.094851 | 0.092874 | 0.09181 | 0.090333 | 0.088569 | 0.08777 | 0.086553 | 0.085354 | 0.084294 | 0.083368 | 0.082509 | 0 | 0 | 0 | 0 | 0 | 0 | 0.10637 | 0.2115 | 0.31437 | 0.41555 | 0.51484 | 0.61081 | 0.70433 | 0.79551 | 0.88277 | 0.96735 | 1.0492 | 1.1288 | 1.2066 | 1.2823 | 1.357 | 1.4303 | 1.5013 | 1.5724 | 1.6438 | 1.7145 | 1.7031 | 1.6934 | 1.6843 | 0 | 0 | 0 | 203.6389 | 203.5271 | 202.3268 | 202.4362 | 202.6036 | 200.0308 | 199.4841 | 199.0791 | 195.9178 | 196.6658 | 194.7903 | 194.8156 | 193.8351 | 192.1061 | 192.3337 | 191.5383 | 190.7934 | 190.0982 | 189.4522 | 188.8547 | 0 | 0 | 0 | 0 | 0 | 0 | 203.6389 | 407.166 | 609.4928 | 811.929 | 1014.5326 | 1214.5634 | 1414.0475 | 1613.1266 | 1809.0444 | 2005.7102 | 2200.5005 | 2395.3162 | 2589.1513 | 2781.2574 | 2973.5911 | 3165.1294 | 3355.9227 | 3546.0209 | 3735.4731 | 3924.3278 | 3924.3278 | 3924.3278 | 3924.3278 | 3924.3278 | 3924.3278 | 3924.3278 | 148.2317 | 148.9599 | 149.8706 | 150.8458 | 151.8805 | 152.944 | 154.0527 | 155.1713 | 156.3015 | 157.5413 | 158.7048 | 159.8715 | 160.9693 | 162.0064 | 163.03 | 164.0089 | 165.0214 | 165.9461 | 166.8295 | 167.6785 | 168.4719 | 169.2131 | 169.9053 | 0 | 0 | 0 | 131.3647 | 132.01 | 132.8171 | 133.6813 | 134.5983 | 135.5407 | 136.5233 | 137.5146 | 138.5162 | 139.6149 | 140.646 | 141.6799 | 142.6528 | 143.5719 | 144.4791 | 145.3466 | 146.2439 | 147.0634 | 147.8463 | 148.5986 | 149.3018 | 149.9586 | 150.572 | 0 | 0 | 0
WA_Industrial_Agriculture_Existing_Process_Natural Gas_Retrocommissioning_A | WA | Industrial | Agriculture | Existing | Process | Natural Gas | Retrocommissioning | A | IM120 | Vintage/existing building | Optimized process design and controls | 5 | 0 | 0 | 0 | 0.36 | 0 | 0 | 0 | 0.18015 |  | employee | 15% | 50% | Retrofit | RetroEven20 | 76.5% | TBD | 0.2% | 156.7634 |  | 138.9255 |  | 0 | COM_RCX-Heating-7PLN-v5-18 | COM_RCX-All-XCELCO-2017-18-1 | n/a | Vintage/existing building | Vintage/existing building | Vintage/existing building | Vintage/existing building | Vintage/existing building | Vintage/existing building | Vintage/existing building | Vintage/existing building | Vintage/existing building | Vintage/existing building | Vintage/existing building | Vintage/existing building | Vintage/existing building | Vintage/existing building | Vintage/existing building | Vintage/existing building | Vintage/existing building | Vintage/existing building | Vintage/existing building | Vintage/existing building | Vintage/existing building | Vintage/existing building | Vintage/existing building | Vintage/existing building | Vintage/existing building | Vintage/existing building | Vintage/existing building | Vintage/existing building | Vintage/existing building | Vintage/existing building | Vintage/existing building | Optimized process design and controls | Optimized process design and controls | Optimized process design and controls | Optimized process design and controls | Optimized process design and controls | Optimized process design and controls | Optimized process design and controls | Optimized process design and controls | Optimized process design and controls | Optimized process design and controls | Optimized process design and controls | Optimized process design and controls | Optimized process design and controls | Optimized process design and controls | Optimized process design and controls | Optimized process design and controls | Optimized process design and controls | Optimized process design and controls | Optimized process design and controls | Optimized process design and controls | Optimized process design and controls | Optimized process design and controls | Optimized process design and controls | Optimized process design and controls | Optimized process design and controls | Optimized process design and controls | Optimized process design and controls | Optimized process design and controls | Optimized process design and controls | Optimized process design and controls | Optimized process design and controls | 0.36 | 0.36 | 0.36 | 0.36 | 0.36 | 0.36 | 0.36 | 0.36 | 0.36 | 0.36 | 0.36 | 0.36 | 0.36 | 0.36 | 0.36 | 0.36 | 0.36 | 0.36 | 0.36 | 0.36 | 0.36 | 0.36 | 0.36 | 0.36 | 0.36 | 0.36 | 0.36 | 0.36 | 0.36 | 0.36 | 0.36 | 0 | 0 | 0 | 0 | 0 | 0 | 0 | 0 | 0 | 0 | 0 | 0 | 0 | 0 | 0 | 0 | 0 | 0 | 0 | 0 | 0 | 0 | 0 | 0 | 0 | 0 | 0 | 0 | 0 | 0 | 0 | 0 | 0 | 0 | 0 | 0 | 0 | 0 | 0 | 0 | 0 | 0 | 0 | 0 | 0 | 0 | 0 | 0 | 0 | 0 | 0 | 0 | 0 | 0 | 0 | 0 | 0 | 0 | 0 | 0 | 0 | 0 | 0 | 0 | 0 | 0 | 0 | 0 | 0 | 0 | 0 | 0 | 0 | 0 | 0 | 0 | 0 | 0 | 0 | 0 | 0 | 0 | 0 | 239.5751 | 239.4437 | 238.0316 | 238.1603 | 238.3572 | 235.3303 | 234.6872 | 234.2107 | 230.4915 | 231.3715 | 229.1651 | 229.1948 | 228.0413 | 226.0072 | 226.2749 | 225.3392 | 224.4628 | 223.6449 | 222.8849 | 222.182 | 0 | 0 | 0 | 0 | 0 | 0 | 239.5751 | 479.0188 | 717.0504 | 955.2106 | 1193.5678 | 1428.8981 | 1663.5853 | 1897.796 | 2128.2875 | 2359.6591 | 2588.8242 | 2818.019 | 3046.0603 | 3272.0675 | 3498.3424 | 3723.6816 | 3948.1444 | 4171.7893 | 4394.6742 | 4616.8563 | 4616.8563 | 4616.8563 | 4616.8563 | 4616.8563 | 4616.8563 | 4616.8563 | 0 | 0 | 0 | 0 | 0 | 0 | 0 | 0 | 0 | 0 | 0 | 0 | 0 | 0 | 0 | 0 | 0 | 0 | 0 | 0 | 0 | 0 | 0 | 0 | 0 | 0 | 0 | 0 | 0 | 0 | 0 | 0 | 0 | 0 | 0 | 0 | 0 | 0 | 0 | 0 | 0 | 0 | 0 | 0 | 0 | 0 | 0 | 0 | 0 | 0 | 0 | 0 | 203.6389 | 203.5271 | 202.3268 | 202.4362 | 202.6036 | 200.0308 | 199.4841 | 199.0791 | 195.9178 | 196.6658 | 194.7903 | 194.8156 | 193.8351 | 192.1061 | 192.3337 | 191.5383 | 190.7934 | 190.0982 | 189.4522 | 188.8547 | 0 | 0 | 0 | 0 | 0 | 0 | 203.6389 | 407.166 | 609.4928 | 811.929 | 1014.5326 | 1214.5634 | 1414.0475 | 1613.1266 | 1809.0444 | 2005.7102 | 2200.5005 | 2395.3162 | 2589.1513 | 2781.2574 | 2973.5911 | 3165.1294 | 3355.9227 | 3546.0209 | 3735.4731 | 3924.3278 | 3924.3278 | 3924.3278 | 3924.3278 | 3924.3278 | 3924.3278 | 3924.3278 | 0 | 0 | 0 | 0 | 0 | 0 | 0 | 0 | 0 | 0 | 0 | 0 | 0 | 0 | 0 | 0 | 0 | 0 | 0 | 0 | 0 | 0 | 0 | 0 | 0 | 0 | 0 | 0 | 0 | 0 | 0 | 0 | 0 | 0 | 0 | 0 | 0 | 0 | 0 | 0 | 0 | 0 | 0 | 0 | 0 | 0 | 0 | 0 | 0 | 0 | 0 | 0 | 203.6389 | 203.5271 | 202.3268 | 202.4362 | 202.6036 | 200.0308 | 199.4841 | 199.0791 | 195.9178 | 196.6658 | 194.7903 | 194.8156 | 193.8351 | 192.1061 | 192.3337 | 191.5383 | 190.7934 | 190.0982 | 189.4522 | 188.8547 | 0 | 0 | 0 | 0 | 0 | 0 | 203.6389 | 407.166 | 609.4928 | 811.929 | 1014.5326 | 1214.5634 | 1414.0475 | 1613.1266 | 1809.0444 | 2005.7102 | 2200.5005 | 2395.3162 | 2589.1513 | 2781.2574 | 2973.5911 | 3165.1294 | 3355.9227 | 3546.0209 | 3735.4731 | 3924.3278 | 3924.3278 | 3924.3278 | 3924.3278 | 3924.3278 | 3924.3278 | 3924.3278 | 0 | 0 | 0 | 0 | 0 | 0 | 0 | 0 | 0 | 0 | 0 | 0 | 0 | 0 | 0 | 0 | 0 | 0 | 0 | 0 | 0 | 0 | 0 | 0 | 0 | 0 | 0 | 0 | 0 | 0 | 0 | 0 | 0 | 0 | 0 | 0 | 0 | 0 | 0 | 0 | 0 | 0 | 0 | 0 | 0 | 0 | 0 | 0 | 0 | 0 | 0 | 0 | 203.6389 | 203.5271 | 202.3268 | 202.4362 | 202.6036 | 200.0308 | 199.4841 | 199.0791 | 195.9178 | 196.6658 | 194.7903 | 194.8156 | 193.8351 | 192.1061 | 192.3337 | 191.5383 | 190.7934 | 190.0982 | 189.4522 | 188.8547 | 0 | 0 | 0 | 0 | 0 | 0 | 203.6389 | 407.166 | 609.4928 | 811.929 | 1014.5326 | 1214.5634 | 1414.0475 | 1613.1266 | 1809.0444 | 2005.7102 | 2200.5005 | 2395.3162 | 2589.1513 | 2781.2574 | 2973.5911 | 3165.1294 | 3355.9227 | 3546.0209 | 3735.4731 | 3924.3278 | 3924.3278 | 3924.3278 | 3924.3278 | 3924.3278 | 3924.3278 | 3924.3278 | 148.2317 | 148.9599 | 149.8706 | 150.8458 | 151.8805 | 152.944 | 154.0527 | 155.1713 | 156.3015 | 157.5413 | 158.7048 | 159.8715 | 160.9693 | 162.0064 | 163.03 | 164.0089 | 165.0214 | 165.9461 | 166.8295 | 167.6785 | 168.4719 | 169.2131 | 169.9053 | 0 | 0 | 0 | 131.3647 | 132.01 | 132.8171 | 133.6813 | 134.5983 | 135.5407 | 136.5233 | 137.5146 | 138.5162 | 139.6149 | 140.646 | 141.6799 | 142.6528 | 143.5719 | 144.4791 | 145.3466 | 146.2439 | 147.0634 | 147.8463 | 148.5986 | 149.3018 | 149.9586 | 150.572 | 0 | 0 | 0
WA_Industrial_Agriculture_New_Space Heating_Natural Gas_Insulation - Roof/Ceiling_A | WA | Industrial | Agriculture | New | Space Heating | Natural Gas | Insulation - Roof/Ceiling | A | IM121 | R-13 | R-38 | 45 | 0.095693 | 0 | 0 | 1.11 | 0 | 0 | 0 | 0.55475 |  | sqft | 0% | 0% | Retrofit | Retro3Slow | 83.42% | TBD | 0.2% | 919.2948 |  | 584.266 |  | 0 | RTF Wkbk - ComWeatherizationSchool_v3_1 | RTF Wkbk - ComWeatherizationSchool_v3_1 | Building Energy Simulation Tool | R-13 | R-13 | R-13 | R-13 | R-13 | R-13 | R-13 | R-13 | R-13 | R-13 | R-13 | R-13 | R-13 | R-13 | R-13 | R-13 | R-13 | R-13 | R-13 | R-13 | R-13 | R-13 | R-13 | R-13 | R-13 | R-13 | R-13 | R-13 | R-13 | R-13 | R-13 | R-38 | R-38 | R-38 | R-38 | R-38 | R-38 | R-38 | R-38 | R-38 | R-38 | R-38 | R-38 | R-38 | R-38 | R-38 | R-38 | R-38 | R-38 | R-38 | R-38 | R-38 | R-38 | R-38 | R-38 | R-38 | R-38 | R-38 | R-38 | R-38 | R-38 | R-38 | 1.11 | 1.11 | 1.11 | 1.11 | 1.11 | 1.11 | 1.11 | 1.11 | 1.11 | 1.11 | 1.11 | 1.11 | 1.11 | 1.11 | 1.11 | 1.11 | 1.11 | 1.11 | 1.11 | 1.11 | 1.11 | 1.11 | 1.11 | 1.11 | 1.11 | 1.11 | 1.11 | 1.11 | 1.11 | 1.11 | 1.11 | 0 | 0 | 0 | 0 | 0 | 0.0916 | 0.088822 | 0.086768 | 0.085175 | 0.083876 | 0.082806 | 0.08154 | 0.080182 | 0.078805 | 0.077435 | 0.076172 | 0.075015 | 0.074639 | 0.073871 | 0.073301 | 0.0729 | 0.072601 | 0.072506 | 0.072533 | 0.072638 | 0.072787 | 0.072931 | 0.073076 | 0 | 0 | 0 | 0 | 0 | 0 | 0 | 0 | 0 | 0 | 0 | 0 | 0 | 0 | 0 | 0 | 0 | 0 | 0 | 0 | 0 | 0 | 0 | 0 | 0 | 0 | 0 | 0 | 0 | 0 | 0 | 0 | 0 | 0 | 0 | 0 | 0 | 0 | 0 | 0 | 0 | 0 | 0 | 0 | 0 | 0 | 0 | 0 | 0 | 0 | 0 | 0 | 0 | 0 | 0 | 0 | 0 | 0 | 0 | 0 | 0 | 0 | 0 | 0 | 0 | 0 | 0 | 0 | 0 | 0 | 0 | 0 | 0 | 0 | 0 | 0 | 0 | 0 | 0 | 0 | 0 | 0 | 0 | 0 | 0 | 0 | 0 | 0 | 0 | 0 | 0 | 0 | 0 | 0 | 0 | 0 | 0 | 0 | 0 | 0 | 0 | 0 | 0 | 0 | 0 | 0 | 0 | 0 | 0 | 0 | 0 | 0 | 0 | 0 | 0 | 0 | 0 | 0 | 0 | 0 | 0 | 0 | 0 | 0 | 0 | 0 | 0 | 0 | 0 | 0 | 0 | 0 | 0 | 0 | 0 | 0 | 0 | 0 | 0 | 0 | 0 | 0 | 0 | 0 | 0 | 0 | 0 | 0 | 0 | 0 | 0 | 0 | 0 | 0 | 0 | 0 | 0 | 0 | 0 | 0 | 0 | 0 | 0 | 0 | 0 | 0 | 0 | 0 | 0 | 0 | 0 | 0 | 0 | 0 | 0 | 0 | 0 | 0 | 0 | 0 | 0 | 0 | 0 | 0 | 0 | 0 | 0 | 0 | 0 | 0 | 0 | 0 | 0 | 0 | 0 | 0 | 0 | 0 | 0 | 0 | 0 | 0 | 0 | 0 | 0 | 0 | 0 | 0 | 0 | 0 | 0 | 0 | 0 | 0 | 0 | 0 | 0 | 0 | 0 | 0 | 0 | 0 | 0 | 0 | 0 | 0 | 0 | 0 | 0 | 0 | 0 | 0 | 0 | 0 | 0 | 0 | 0 | 0 | 0 | 0 | 0 | 0 | 0 | 0 | 0 | 0 | 0 | 0 | 0 | 0 | 0 | 0 | 0 | 0 | 0 | 0 | 0 | 0 | 0 | 0 | 0 | 0 | 0 | 0 | 0 | 0 | 0 | 0 | 0 | 0 | 0 | 0 | 0 | 0 | 0 | 0 | 0 | 0 | 0 | 0 | 0 | 0 | 0 | 0 | 0 | 0 | 0 | 0 | 0 | 0 | 0 | 0 | 0 | 0 | 0 | 0 | 0 | 0 | 0 | 0 | 0 | 0 | 0 | 0 | 0 | 0 | 0 | 0 | 0 | 0 | 0 | 0 | 0 | 0 | 0 | 0 | 0 | 0 | 0 | 0 | 0 | 0 | 0 | 0 | 0 | 0 | 0 | 0 | 0 | 0 | 0 | 0 | 0 | 0 | 0 | 0 | 0 | 0 | 0 | 0 | 0 | 0 | 0 | 0 | 0 | 0 | 0 | 0 | 0 | 0 | 0 | 0 | 0 | 0 | 0 | 0 | 0 | 0 | 0 | 0 | 0 | 0 | 0 | 0 | 0 | 0 | 0 | 0 | 0 | 0 | 0 | 0 | 0 | 0 | 0 | 0 | 0 | 0 | 0 | 0 | 0 | 0 | 0 | 0 | 0 | 0 | 0 | 0 | 0 | 0 | 0 | 0 | 0 | 0 | 0 | 0 | 0 | 0 | 0 | 0 | 0 | 0 | 0 | 0 | 0 | 0 | 0 | 0 | 0 | 0 | 0 | 0 | 0 | 0 | 0 | 0 | 0 | 0 | 0 | 870.2094 | 881.5988 | 890.1016 | 896.6605 | 901.9039 | 906.1928 | 911.262 | 916.6444 | 922.0154 | 927.2693 | 931.4398 | 934.7521 | 937.4019 | 941.6309 | 944.7604 | 947.0354 | 948.8239 | 948.8239 | 948.8239 | 948.8239 | 948.8239 | 948.8239 | 948.8239 | 0 | 0 | 0 | 553.0693 | 560.308 | 565.712 | 569.8806 | 573.2131 | 575.9389 | 579.1607 | 582.5815 | 585.9951 | 589.3343 | 591.9848 | 594.09 | 595.7741 | 598.4619 | 600.4509 | 601.8968 | 603.0335 | 603.0335 | 603.0335 | 603.0335 | 603.0335 | 603.0335 | 603.0335 | 0 | 0 | 0
WA_Industrial_Agriculture_New_Space Heating_Natural Gas_Insulation - Wall Cavity_A | WA | Industrial | Agriculture | New | Space Heating | Natural Gas | Insulation - Wall Cavity | A | IM122 | R-11 or less | R-21 | 45 | 0.017233 | 0 | 0 | 0.36 | 0 | 0 | 0 | 0.1823 |  | sqft | 0% | 0% | Retrofit | Retro3Slow | 83.42% | TBD | 0.2% | 1655.5473 |  | 1052.1979 |  | 0 | RTF Wkbk - ComWeatherizationSchool_v4_0 | RTF Wkbk - ComWeatherizationSchool_v4_0 | Building Energy Simulation Tool | R-11 or less | R-11 or less | R-11 or less | R-11 or less | R-11 or less | R-11 or less | R-11 or less | R-11 or less | R-11 or less | R-11 or less | R-11 or less | R-11 or less | R-11 or less | R-11 or less | R-11 or less | R-11 or less | R-11 or less | R-11 or less | R-11 or less | R-11 or less | R-11 or less | R-11 or less | R-11 or less | R-11 or less | R-11 or less | R-11 or less | R-11 or less | R-11 or less | R-11 or less | R-11 or less | R-11 or less | R-21 | R-21 | R-21 | R-21 | R-21 | R-21 | R-21 | R-21 | R-21 | R-21 | R-21 | R-21 | R-21 | R-21 | R-21 | R-21 | R-21 | R-21 | R-21 | R-21 | R-21 | R-21 | R-21 | R-21 | R-21 | R-21 | R-21 | R-21 | R-21 | R-21 | R-21 | 0.36 | 0.36 | 0.36 | 0.36 | 0.36 | 0.36 | 0.36 | 0.36 | 0.36 | 0.36 | 0.36 | 0.36 | 0.36 | 0.36 | 0.36 | 0.36 | 0.36 | 0.36 | 0.36 | 0.36 | 0.36 | 0.36 | 0.36 | 0.36 | 0.36 | 0.36 | 0.36 | 0.36 | 0.36 | 0.36 | 0.36 | 0 | 0 | 0 | 0 | 0 | 0.016496 | 0.015996 | 0.015626 | 0.015339 | 0.015105 | 0.014913 | 0.014685 | 0.01444 | 0.014192 | 0.013945 | 0.013718 | 0.013509 | 0.013442 | 0.013303 | 0.013201 | 0.013129 | 0.013075 | 0.013058 | 0.013063 | 0.013081 | 0.013108 | 0.013134 | 0.01316 | 0 | 0 | 0 | 0 | 0 | 0 | 0 | 0 | 0 | 0 | 0 | 0 | 0 | 0 | 0 | 0 | 0 | 0 | 0 | 0 | 0 | 0 | 0 | 0 | 0 | 0 | 0 | 0 | 0 | 0 | 0 | 0 | 0 | 0 | 0 | 0 | 0 | 0 | 0 | 0 | 0 | 0 | 0 | 0 | 0 | 0 | 0 | 0 | 0 | 0 | 0 | 0 | 0 | 0 | 0 | 0 | 0 | 0 | 0 | 0 | 0 | 0 | 0 | 0 | 0 | 0 | 0 | 0 | 0 | 0 | 0 | 0 | 0 | 0 | 0 | 0 | 0 | 0 | 0 | 0 | 0 | 0 | 0 | 0 | 0 | 0 | 0 | 0 | 0 | 0 | 0 | 0 | 0 | 0 | 0 | 0 | 0 | 0 | 0 | 0 | 0 | 0 | 0 | 0 | 0 | 0 | 0 | 0 | 0 | 0 | 0 | 0 | 0 | 0 | 0 | 0 | 0 | 0 | 0 | 0 | 0 | 0 | 0 | 0 | 0 | 0 | 0 | 0 | 0 | 0 | 0 | 0 | 0 | 0 | 0 | 0 | 0 | 0 | 0 | 0 | 0 | 0 | 0 | 0 | 0 | 0 | 0 | 0 | 0 | 0 | 0 | 0 | 0 | 0 | 0 | 0 | 0 | 0 | 0 | 0 | 0 | 0 | 0 | 0 | 0 | 0 | 0 | 0 | 0 | 0 | 0 | 0 | 0 | 0 | 0 | 0 | 0 | 0 | 0 | 0 | 0 | 0 | 0 | 0 | 0 | 0 | 0 | 0 | 0 | 0 | 0 | 0 | 0 | 0 | 0 | 0 | 0 | 0 | 0 | 0 | 0 | 0 | 0 | 0 | 0 | 0 | 0 | 0 | 0 | 0 | 0 | 0 | 0 | 0 | 0 | 0 | 0 | 0 | 0 | 0 | 0 | 0 | 0 | 0 | 0 | 0 | 0 | 0 | 0 | 0 | 0 | 0 | 0 | 0 | 0 | 0 | 0 | 0 | 0 | 0 | 0 | 0 | 0 | 0 | 0 | 0 | 0 | 0 | 0 | 0 | 0 | 0 | 0 | 0 | 0 | 0 | 0 | 0 | 0 | 0 | 0 | 0 | 0 | 0 | 0 | 0 | 0 | 0 | 0 | 0 | 0 | 0 | 0 | 0 | 0 | 0 | 0 | 0 | 0 | 0 | 0 | 0 | 0 | 0 | 0 | 0 | 0 | 0 | 0 | 0 | 0 | 0 | 0 | 0 | 0 | 0 | 0 | 0 | 0 | 0 | 0 | 0 | 0 | 0 | 0 | 0 | 0 | 0 | 0 | 0 | 0 | 0 | 0 | 0 | 0 | 0 | 0 | 0 | 0 | 0 | 0 | 0 | 0 | 0 | 0 | 0 | 0 | 0 | 0 | 0 | 0 | 0 | 0 | 0 | 0 | 0 | 0 | 0 | 0 | 0 | 0 | 0 | 0 | 0 | 0 | 0 | 0 | 0 | 0 | 0 | 0 | 0 | 0 | 0 | 0 | 0 | 0 | 0 | 0 | 0 | 0 | 0 | 0 | 0 | 0 | 0 | 0 | 0 | 0 | 0 | 0 | 0 | 0 | 0 | 0 | 0 | 0 | 0 | 0 | 0 | 0 | 0 | 0 | 0 | 0 | 0 | 0 | 0 | 0 | 0 | 0 | 0 | 0 | 0 | 0 | 0 | 0 | 0 | 0 | 0 | 0 | 0 | 0 | 0 | 0 | 0 | 0 | 0 | 0 | 0 | 0 | 0 | 0 | 0 | 0 | 0 | 0 | 0 | 0 | 1567.15 | 1587.661 | 1602.9737 | 1614.7854 | 1624.2283 | 1631.952 | 1641.0811 | 1650.7742 | 1660.4467 | 1669.9086 | 1677.419 | 1683.3843 | 1688.1562 | 1695.7722 | 1701.4081 | 1705.505 | 1708.726 | 1708.726 | 1708.726 | 1708.726 | 1708.726 | 1708.726 | 1708.726 | 0 | 0 | 0 | 996.0162 | 1009.0521 | 1018.7842 | 1026.2913 | 1032.2928 | 1037.2016 | 1043.0037 | 1049.1642 | 1055.3117 | 1061.3253 | 1066.0986 | 1069.8899 | 1072.9227 | 1077.7631 | 1081.3451 | 1083.9489 | 1085.996 | 1085.996 | 1085.996 | 1085.996 | 1085.996 | 1085.996 | 1085.996 | 0 | 0 | 0
WA_Industrial_Agriculture_New_Space Heating_Natural Gas_Insulation - Ducting_A | WA | Industrial | Agriculture | New | Space Heating | Natural Gas | Insulation - Ducting | A | IM123 | ~2°F thermal losses | 50% reduction in thermal losses | 20 | 0.0014746 | 0 | 0 | 1.52 | 0 | 0 | 0 | 0.76105 |  | sqft | 0% | 0% | Retrofit | Retro5Med | 85.36% | TBD | 0.2% | 0 |  | 0 |  | 0 | MA TRM - 2019-2021 - COM-HVAC-DI | MEMD - MMD8.25.01.FESH23.v01 | Building Energy Simulation Tool | ~2°F thermal losses | ~2°F thermal losses | ~2°F thermal losses | ~2°F thermal losses | ~2°F thermal losses | ~2°F thermal losses | ~2°F thermal losses | ~2°F thermal losses | ~2°F thermal losses | ~2°F thermal losses | ~2°F thermal losses | ~2°F thermal losses | ~2°F thermal losses | ~2°F thermal losses | ~2°F thermal losses | ~2°F thermal losses | ~2°F thermal losses | ~2°F thermal losses | ~2°F thermal losses | ~2°F thermal losses | ~2°F thermal losses | ~2°F thermal losses | ~2°F thermal losses | ~2°F thermal losses | ~2°F thermal losses | ~2°F thermal losses | ~2°F thermal losses | ~2°F thermal losses | ~2°F thermal losses | ~2°F thermal losses | ~2°F thermal losses | 50% reduction in thermal losses | 50% reduction in thermal losses | 50% reduction in thermal losses | 50% reduction in thermal losses | 50% reduction in thermal losses | 50% reduction in thermal losses | 50% reduction in thermal losses | 50% reduction in thermal losses | 50% reduction in thermal losses | 50% reduction in thermal losses | 50% reduction in thermal losses | 50% reduction in thermal losses | 50% reduction in thermal losses | 50% reduction in thermal losses | 50% reduction in thermal losses | 50% reduction in thermal losses | 50% reduction in thermal losses | 50% reduction in thermal losses | 50% reduction in thermal losses | 50% reduction in thermal losses | 50% reduction in thermal losses | 50% reduction in thermal losses | 50% reduction in thermal losses | 50% reduction in thermal losses | 50% reduction in thermal losses | 50% reduction in thermal losses | 50% reduction in thermal losses | 50% reduction in thermal losses | 50% reduction in thermal losses | 50% reduction in thermal losses | 50% reduction in thermal losses | 1.52 | 1.52 | 1.52 | 1.52 | 1.52 | 1.52 | 1.52 | 1.52 | 1.52 | 1.52 | 1.52 | 1.52 | 1.52 | 1.52 | 1.52 | 1.52 | 1.52 | 1.52 | 1.52 | 1.52 | 1.52 | 1.52 | 1.52 | 1.52 | 1.52 | 1.52 | 1.52 | 1.52 | 1.52 | 1.52 | 1.52 | 0 | 0 | 0 | 0 | 0 | 0 | 0 | 0 | 0 | 0 | 0 | 0 | 0 | 0 | 0 | 0 | 0 | 0 | 0 | 0 | 0 | 0 | 0 | 0 | 0 | 0 | 0 | 0 | 0 | 0 | 0 | 0 | 0 | 0 | 0 | 0 | 0 | 0 | 0 | 0 | 0 | 0 | 0 | 0 | 0 | 0 | 0 | 0 | 0 | 0 | 0 | 0 | 0 | 0 | 0 | 0 | 0 | 0 | 0 | 0 | 0 | 0 | 0 | 0 | 0 | 0 | 0 | 0 | 0 | 0 | 0 | 0 | 0 | 0 | 0 | 0 | 0 | 0 | 0 | 0 | 0 | 0 | 0 | 0 | 0 | 0 | 0 | 0 | 0 | 0 | 0 | 0 | 0 | 0 | 0 | 0 | 0 | 0 | 0 | 0 | 0 | 0 | 0 | 0 | 0 | 0 | 0 | 0 | 0 | 0 | 0 | 0 | 0 | 0 | 0 | 0 | 0 | 0 | 0 | 0 | 0 | 0 | 0 | 0 | 0 | 0 | 0 | 0 | 0 | 0 | 0 | 0 | 0 | 0 | 0 | 0 | 0 | 0 | 0 | 0 | 0 | 0 | 0 | 0 | 0 | 0 | 0 | 0 | 0 | 0 | 0 | 0 | 0 | 0 | 0 | 0 | 0 | 0 | 0 | 0 | 0 | 0 | 0 | 0 | 0 | 0 | 0 | 0 | 0 | 0 | 0 | 0 | 0 | 0 | 0 | 0 | 0 | 0 | 0 | 0 | 0 | 0 | 0 | 0 | 0 | 0 | 0 | 0 | 0 | 0 | 0 | 0 | 0 | 0 | 0 | 0 | 0 | 0 | 0 | 0 | 0 | 0 | 0 | 0 | 0 | 0 | 0 | 0 | 0 | 0 | 0 | 0 | 0 | 0 | 0 | 0 | 0 | 0 | 0 | 0 | 0 | 0 | 0 | 0 | 0 | 0 | 0 | 0 | 0 | 0 | 0 | 0 | 0 | 0 | 0 | 0 | 0 | 0 | 0 | 0 | 0 | 0 | 0 | 0 | 0 | 0 | 0 | 0 | 0 | 0 | 0 | 0 | 0 | 0 | 0 | 0 | 0 | 0 | 0 | 0 | 0 | 0 | 0 | 0 | 0 | 0 | 0 | 0 | 0 | 0 | 0 | 0 | 0 | 0 | 0 | 0 | 0 | 0 | 0 | 0 | 0 | 0 | 0 | 0 | 0 | 0 | 0 | 0 | 0 | 0 | 0 | 0 | 0 | 0 | 0 | 0 | 0 | 0 | 0 | 0 | 0 | 0 | 0 | 0 | 0 | 0 | 0 | 0 | 0 | 0 | 0 | 0 | 0 | 0 | 0 | 0 | 0 | 0 | 0 | 0 | 0 | 0 | 0 | 0 | 0 | 0 | 0 | 0 | 0 | 0 | 0 | 0 | 0 | 0 | 0 | 0 | 0 | 0 | 0 | 0 | 0 | 0 | 0 | 0 | 0 | 0 | 0 | 0 | 0 | 0 | 0 | 0 | 0 | 0 | 0 | 0 | 0 | 0 | 0 | 0 | 0 | 0 | 0 | 0 | 0 | 0 | 0 | 0 | 0 | 0 | 0 | 0 | 0 | 0 | 0 | 0 | 0 | 0 | 0 | 0 | 0 | 0 | 0 | 0 | 0 | 0 | 0 | 0 | 0 | 0 | 0 | 0 | 0 | 0 | 0 | 0 | 0 | 0 | 0 | 0 | 0 | 0 | 0 | 0 | 0 | 0 | 0 | 0 | 0 | 0 | 0 | 0 | 0 | 0 | 0 | 0 | 0 | 0 | 0 | 0 | 0 | 0 | 0 | 0 | 0 | 0 | 0 | 0 | 0 | 0 | 0 | 0 | 0 | 0 | 0 | 0 | 0 | 0 | 0 | 0 | 0 | 0 | 0 | 0 | 0 | 0 | 0 | 0 | 0 | 0 | 0 | 0 | 0 | 0 | 0 | 0 | 0 | 0 | 0 | 0 | 0 | 0 | 0 | 0 | 0 | 0 | 0 | 0 | 0 | 0 | 0 | 0 | 0 | 0 | 0 | 0 | 0 | 0 | 0 | 0 | 0 | 0 | 0 | 0 | 0 | 0 | 0 | 0 | 0 | 0 | 0 | 0 | 0 | 0 | 0 | 0 | 0 | 0 | 0
WA_Industrial_Agriculture_New_Space Heating_Natural Gas_HVAC - Duct Repair and Sealing_A | WA | Industrial | Agriculture | New | Space Heating | Natural Gas | HVAC - Duct Repair and Sealing | A | IM124 | Poorly sealed/leaky ducts | 30% reduced duct leaking | 20 | 0.0034715 | 0 | 0 | 0 | 0 | 0 | 0 | 0 |  | sqft | 0% | 0% | Retrofit | RetroEven20 | 76.5% | TBD | 0.2% | 0 |  | 0 |  | 0 | MA TRM - 2019-2021 - COM-HVAC-DS | N/A | Building Energy Simulation Tool | Poorly sealed/leaky ducts | Poorly sealed/leaky ducts | Poorly sealed/leaky ducts | Poorly sealed/leaky ducts | Poorly sealed/leaky ducts | Poorly sealed/leaky ducts | Poorly sealed/leaky ducts | Poorly sealed/leaky ducts | Poorly sealed/leaky ducts | Poorly sealed/leaky ducts | Poorly sealed/leaky ducts | Poorly sealed/leaky ducts | Poorly sealed/leaky ducts | Poorly sealed/leaky ducts | Poorly sealed/leaky ducts | Poorly sealed/leaky ducts | Poorly sealed/leaky ducts | Poorly sealed/leaky ducts | Poorly sealed/leaky ducts | Poorly sealed/leaky ducts | Poorly sealed/leaky ducts | Poorly sealed/leaky ducts | Poorly sealed/leaky ducts | Poorly sealed/leaky ducts | Poorly sealed/leaky ducts | Poorly sealed/leaky ducts | Poorly sealed/leaky ducts | Poorly sealed/leaky ducts | Poorly sealed/leaky ducts | Poorly sealed/leaky ducts | Poorly sealed/leaky ducts | 30% reduced duct leaking | 30% reduced duct leaking | 30% reduced duct leaking | 30% reduced duct leaking | 30% reduced duct leaking | 30% reduced duct leaking | 30% reduced duct leaking | 30% reduced duct leaking | 30% reduced duct leaking | 30% reduced duct leaking | 30% reduced duct leaking | 30% reduced duct leaking | 30% reduced duct leaking | 30% reduced duct leaking | 30% reduced duct leaking | 30% reduced duct leaking | 30% reduced duct leaking | 30% reduced duct leaking | 30% reduced duct leaking | 30% reduced duct leaking | 30% reduced duct leaking | 30% reduced duct leaking | 30% reduced duct leaking | 30% reduced duct leaking | 30% reduced duct leaking | 30% reduced duct leaking | 30% reduced duct leaking | 30% reduced duct leaking | 30% reduced duct leaking | 30% reduced duct leaking | 30% reduced duct leaking | 0 | 0 | 0 | 0 | 0 | 0 | 0 | 0 | 0 | 0 | 0 | 0 | 0 | 0 | 0 | 0 | 0 | 0 | 0 | 0 | 0 | 0 | 0 | 0 | 0 | 0 | 0 | 0 | 0 | 0 | 0 | 0 | 0 | 0 | 0 | 0 | 0 | 0 | 0 | 0 | 0 | 0 | 0 | 0 | 0 | 0 | 0 | 0 | 0 | 0 | 0 | 0 | 0 | 0 | 0 | 0 | 0 | 0 | 0 | 0 | 0 | 0 | 0 | 0 | 0 | 0 | 0 | 0 | 0 | 0 | 0 | 0 | 0 | 0 | 0 | 0 | 0 | 0 | 0 | 0 | 0 | 0 | 0 | 0 | 0 | 0 | 0 | 0 | 0 | 0 | 0 | 0 | 0 | 0 | 0 | 0 | 0 | 0 | 0 | 0 | 0 | 0 | 0 | 0 | 0 | 0 | 0 | 0 | 0 | 0 | 0 | 0 | 0 | 0 | 0 | 0 | 0 | 0 | 0 | 0 | 0 | 0 | 0 | 0 | 0 | 0 | 0 | 0 | 0 | 0 | 0 | 0 | 0 | 0 | 0 | 0 | 0 | 0 | 0 | 0 | 0 | 0 | 0 | 0 | 0 | 0 | 0 | 0 | 0 | 0 | 0 | 0 | 0 | 0 | 0 | 0 | 0 | 0 | 0 | 0 | 0 | 0 | 0 | 0 | 0 | 0 | 0 | 0 | 0 | 0 | 0 | 0 | 0 | 0 | 0 | 0 | 0 | 0 | 0 | 0 | 0 | 0 | 0 | 0 | 0 | 0 | 0 | 0 | 0 | 0 | 0 | 0 | 0 | 0 | 0 | 0 | 0 | 0 | 0 | 0 | 0 | 0 | 0 | 0 | 0 | 0 | 0 | 0 | 0 | 0 | 0 | 0 | 0 | 0 | 0 | 0 | 0 | 0 | 0 | 0 | 0 | 0 | 0 | 0 | 0 | 0 | 0 | 0 | 0 | 0 | 0 | 0 | 0 | 0 | 0 | 0 | 0 | 0 | 0 | 0 | 0 | 0 | 0 | 0 | 0 | 0 | 0 | 0 | 0 | 0 | 0 | 0 | 0 | 0 | 0 | 0 | 0 | 0 | 0 | 0 | 0 | 0 | 0 | 0 | 0 | 0 | 0 | 0 | 0 | 0 | 0 | 0 | 0 | 0 | 0 | 0 | 0 | 0 | 0 | 0 | 0 | 0 | 0 | 0 | 0 | 0 | 0 | 0 | 0 | 0 | 0 | 0 | 0 | 0 | 0 | 0 | 0 | 0 | 0 | 0 | 0 | 0 | 0 | 0 | 0 | 0 | 0 | 0 | 0 | 0 | 0 | 0 | 0 | 0 | 0 | 0 | 0 | 0 | 0 | 0 | 0 | 0 | 0 | 0 | 0 | 0 | 0 | 0 | 0 | 0 | 0 | 0 | 0 | 0 | 0 | 0 | 0 | 0 | 0 | 0 | 0 | 0 | 0 | 0 | 0 | 0 | 0 | 0 | 0 | 0 | 0 | 0 | 0 | 0 | 0 | 0 | 0 | 0 | 0 | 0 | 0 | 0 | 0 | 0 | 0 | 0 | 0 | 0 | 0 | 0 | 0 | 0 | 0 | 0 | 0 | 0 | 0 | 0 | 0 | 0 | 0 | 0 | 0 | 0 | 0 | 0 | 0 | 0 | 0 | 0 | 0 | 0 | 0 | 0 | 0 | 0 | 0 | 0 | 0 | 0 | 0 | 0 | 0 | 0 | 0 | 0 | 0 | 0 | 0 | 0 | 0 | 0 | 0 | 0 | 0 | 0 | 0 | 0 | 0 | 0 | 0 | 0 | 0 | 0 | 0 | 0 | 0 | 0 | 0 | 0 | 0 | 0 | 0 | 0 | 0 | 0 | 0 | 0 | 0 | 0 | 0 | 0 | 0 | 0 | 0 | 0 | 0 | 0 | 0 | 0 | 0 | 0 | 0 | 0 | 0 | 0 | 0 | 0 | 0 | 0 | 0 | 0 | 0 | 0 | 0 | 0 | 0 | 0 | 0 | 0 | 0 | 0 | 0 | 0 | 0 | 0 | 0 | 0 | 0 | 0 | 0 | 0 | 0 | 0 | 0 | 0 | 0 | 0 | 0 | 0 | 0 | 0 | 0 | 0 | 0 | 0 | 0 | 0 | 0 | 0 | 0 | 0 | 0 | 0 | 0 | 0 | 0 | 0 | 0 | 0 | 0 | 0 | 0 | 0 | 0 | 0 | 0 | 0 | 0 | 0 | 0 | 0 | 0 | 0 | 0 | 0 | 0 | 0 | 0 | 0
WA_Industrial_Agriculture_New_Space Heating_Natural Gas_Windows - High Efficiency_A | WA | Industrial | Agriculture | New | Space Heating | Natural Gas | Windows - High Efficiency | A | IM125 | U-.5 or worse | U-.22 or better | 45 | 0.0054693 | 0 | 0 | 0 | 0 | 0 | 0 | 0 |  | sqft | 0% | 0% | Retrofit | Retro1Slow | 81.8% | TBD | 0.2% | 0 |  | 0 |  | 0 | RTF Wkbk - ComWeatherizationSchool_v3_1 | N/A | Building Energy Simulation Tool | U-.5 or worse | U-.5 or worse | U-.5 or worse | U-.5 or worse | U-.5 or worse | U-.5 or worse | U-.5 or worse | U-.5 or worse | U-.5 or worse | U-.5 or worse | U-.5 or worse | U-.5 or worse | U-.5 or worse | U-.5 or worse | U-.5 or worse | U-.5 or worse | U-.5 or worse | U-.5 or worse | U-.5 or worse | U-.5 or worse | U-.5 or worse | U-.5 or worse | U-.5 or worse | U-.5 or worse | U-.5 or worse | U-.5 or worse | U-.5 or worse | U-.5 or worse | U-.5 or worse | U-.5 or worse | U-.5 or worse | U-.22 or better | U-.22 or better | U-.22 or better | U-.22 or better | U-.22 or better | U-.22 or better | U-.22 or better | U-.22 or better | U-.22 or better | U-.22 or better | U-.22 or better | U-.22 or better | U-.22 or better | U-.22 or better | U-.22 or better | U-.22 or better | U-.22 or better | U-.22 or better | U-.22 or better | U-.22 or better | U-.22 or better | U-.22 or better | U-.22 or better | U-.22 or better | U-.22 or better | U-.22 or better | U-.22 or better | U-.22 or better | U-.22 or better | U-.22 or better | U-.22 or better | 0 | 0 | 0 | 0 | 0 | 0 | 0 | 0 | 0 | 0 | 0 | 0 | 0 | 0 | 0 | 0 | 0 | 0 | 0 | 0 | 0 | 0 | 0 | 0 | 0 | 0 | 0 | 0 | 0 | 0 | 0 | 0 | 0 | 0 | 0 | 0 | 0.0052266 | 0.0050609 | 0.0049376 | 0.0048413 | 0.0047622 | 0.0046981 | 0.004623 | 0.004543 | 0.004462 | 0.0043816 | 0.0043084 | 0.0042417 | 0.0042193 | 0.0041748 | 0.0041416 | 0.0041182 | 0.0041007 | 0.0040948 | 0.0040958 | 0.0041012 | 0.0041115 | 0.0041214 | 0.0041312 | 0 | 0 | 0 | 0 | 0 | 0 | 0 | 0 | 0 | 0 | 0 | 0 | 0 | 0 | 0 | 0 | 0 | 0 | 0 | 0 | 0 | 0 | 0 | 0 | 0 | 0 | 0 | 0 | 0 | 0 | 0 | 0 | 0 | 0 | 0 | 0 | 0 | 0 | 0 | 0 | 0 | 0 | 0 | 0 | 0 | 0 | 0 | 0 | 0 | 0 | 0 | 0 | 0 | 0 | 0 | 0 | 0 | 0 | 0 | 0 | 0 | 0 | 0 | 0 | 0 | 0 | 0 | 0 | 0 | 0 | 0 | 0 | 0 | 0 | 0 | 0 | 0 | 0 | 0 | 0 | 0 | 0 | 0 | 0 | 0 | 0 | 0 | 0 | 0 | 0 | 0 | 0 | 0 | 0 | 0 | 0 | 0 | 0 | 0 | 0 | 0 | 0 | 0 | 0 | 0 | 0 | 0 | 0 | 0 | 0 | 0 | 0 | 0 | 0 | 0 | 0 | 0 | 0 | 0 | 0 | 0 | 0 | 0 | 0 | 0 | 0 | 0 | 0 | 0 | 0 | 0 | 0 | 0 | 0 | 0 | 0 | 0 | 0 | 0 | 0 | 0 | 0 | 0 | 0 | 0 | 0 | 0 | 0 | 0 | 0 | 0 | 0 | 0 | 0 | 0 | 0 | 0 | 0 | 0 | 0 | 0 | 0 | 0 | 0 | 0 | 0 | 0 | 0 | 0 | 0 | 0 | 0 | 0 | 0 | 0 | 0 | 0 | 0 | 0 | 0 | 0 | 0 | 0 | 0 | 0 | 0 | 0 | 0 | 0 | 0 | 0 | 0 | 0 | 0 | 0 | 0 | 0 | 0 | 0 | 0 | 0 | 0 | 0 | 0 | 0 | 0 | 0 | 0 | 0 | 0 | 0 | 0 | 0 | 0 | 0 | 0 | 0 | 0 | 0 | 0 | 0 | 0 | 0 | 0 | 0 | 0 | 0 | 0 | 0 | 0 | 0 | 0 | 0 | 0 | 0 | 0 | 0 | 0 | 0 | 0 | 0 | 0 | 0 | 0 | 0 | 0 | 0 | 0 | 0 | 0 | 0 | 0 | 0 | 0 | 0 | 0 | 0 | 0 | 0 | 0 | 0 | 0 | 0 | 0 | 0 | 0 | 0 | 0 | 0 | 0 | 0 | 0 | 0 | 0 | 0 | 0 | 0 | 0 | 0 | 0 | 0 | 0 | 0 | 0 | 0 | 0 | 0 | 0 | 0 | 0 | 0 | 0 | 0 | 0 | 0 | 0 | 0 | 0 | 0 | 0 | 0 | 0 | 0 | 0 | 0 | 0 | 0 | 0 | 0 | 0 | 0 | 0 | 0 | 0 | 0 | 0 | 0 | 0 | 0 | 0 | 0 | 0 | 0 | 0 | 0 | 0 | 0 | 0 | 0 | 0 | 0 | 0 | 0 | 0 | 0 | 0 | 0 | 0 | 0 | 0 | 0 | 0 | 0 | 0 | 0 | 0 | 0 | 0 | 0 | 0 | 0 | 0 | 0 | 0 | 0 | 0 | 0 | 0 | 0 | 0 | 0 | 0 | 0 | 0 | 0 | 0 | 0 | 0 | 0 | 0 | 0 | 0 | 0 | 0 | 0 | 0 | 0 | 0 | 0 | 0 | 0 | 0 | 0 | 0 | 0 | 0 | 0 | 0 | 0 | 0 | 0 | 0 | 0 | 0 | 0 | 0 | 0 | 0 | 0 | 0 | 0 | 0 | 0 | 0 | 0 | 0 | 0 | 0 | 0 | 0 | 0 | 0 | 0 | 0 | 0 | 0 | 0 | 0 | 0 | 0 | 0 | 0 | 0 | 0 | 0 | 0 | 0 | 0 | 0 | 0 | 0 | 0 | 0 | 0 | 0 | 0 | 0 | 0 | 0 | 0 | 0 | 0 | 0 | 0 | 0 | 0 | 0 | 0 | 0 | 0 | 0 | 0 | 0 | 0 | 0 | 0 | 0 | 0 | 0 | 0 | 0 | 0 | 0 | 0 | 0 | 0 | 0 | 0 | 0 | 0 | 0
WA_Industrial_Agriculture_New_Space Heating_Natural Gas_Gas Boiler - Maintenance_A | WA | Industrial | Agriculture | New | Space Heating | Natural Gas | Gas Boiler - Maintenance | A | IM126 | Degrade performance | General cleaning and maintenance | 3 | 1.1147 | 0 | 0 | 0.01 | 0 | 0 | 0 | 0.00405 |  | sqft | 5% | 10% | Retrofit | Retro20Fast | 83.83% | TBD | 0.2% | 2.1608 |  | 1.9476 |  | 0 | IL TRM - 4.3.10 - CI-HWE-DBTU-V01-180101 | IL TRM - 4.3.10 - CI-HWE-DBTU-V01-180101 | IL TRM - 4.3.10 - CI-HWE-DBTU-V01-180101 | Degrade performance | Degrade performance | Degrade performance | Degrade performance | Degrade performance | Degrade performance | Degrade performance | Degrade performance | Degrade performance | Degrade performance | Degrade performance | Degrade performance | Degrade performance | Degrade performance | Degrade performance | Degrade performance | Degrade performance | Degrade performance | Degrade performance | Degrade performance | Degrade performance | Degrade performance | Degrade performance | Degrade performance | Degrade performance | Degrade performance | Degrade performance | Degrade performance | Degrade performance | Degrade performance | Degrade performance | General cleaning and maintenance | General cleaning and maintenance | General cleaning and maintenance | General cleaning and maintenance | General cleaning and maintenance | General cleaning and maintenance | General cleaning and maintenance | General cleaning and maintenance | General cleaning and maintenance | General cleaning and maintenance | General cleaning and maintenance | General cleaning and maintenance | General cleaning and maintenance | General cleaning and maintenance | General cleaning and maintenance | General cleaning and maintenance | General cleaning and maintenance | General cleaning and maintenance | General cleaning and maintenance | General cleaning and maintenance | General cleaning and maintenance | General cleaning and maintenance | General cleaning and maintenance | General cleaning and maintenance | General cleaning and maintenance | General cleaning and maintenance | General cleaning and maintenance | General cleaning and maintenance | General cleaning and maintenance | General cleaning and maintenance | General cleaning and maintenance | 0.01 | 0.01 | 0.01 | 0.01 | 0.01 | 0.01 | 0.01 | 0.01 | 0.01 | 0.01 | 0.01 | 0.01 | 0.01 | 0.01 | 0.01 | 0.01 | 0.01 | 0.01 | 0.01 | 0.01 | 0.01 | 0.01 | 0.01 | 0.01 | 0.01 | 0.01 | 0.01 | 0.01 | 0.01 | 0.01 | 0.01 | 0 | 0 | 0 | 0 | 0 | 0 | 0 | 0 | 0 | 0 | 0 | 0 | 0 | 0 | 0 | 0 | 0 | 0 | 0 | 0 | 0 | 0 | 0 | 0 | 0 | 0 | 0 | 0 | 0 | 0 | 0 | 0 | 0 | 0 | 0 | 0 | 0 | 0 | 0 | 0 | 0 | 0 | 0 | 0 | 0 | 0 | 0 | 0 | 0 | 0 | 0 | 0 | 0 | 0 | 0 | 0 | 0 | 0 | 0 | 0 | 0 | 0 | 0 | 0 | 0 | 0 | 0 | 0 | 0 | 0 | 0 | 0 | 0 | 0 | 0 | 0 | 0 | 0 | 0 | 0 | 0 | 0 | 0 | 0 | 0 | 0 | 0 | 0 | 0 | 0 | 0 | 0 | 0 | 0 | 0 | 0 | 0 | 0 | 0 | 0 | 0 | 0 | 0 | 0 | 0 | 0 | 0 | 0 | 0 | 0 | 0 | 0 | 0 | 0 | 0 | 0 | 0 | 0 | 0 | 0 | 0 | 0 | 0 | 0 | 0 | 0 | 0 | 0 | 0 | 0 | 0 | 0 | 0 | 0 | 0 | 0 | 0 | 0 | 0 | 0 | 0 | 0 | 0 | 0 | 0 | 0 | 0 | 0 | 0 | 0 | 0 | 0 | 0 | 0 | 0 | 0 | 0 | 0 | 0 | 0 | 0 | 0 | 0 | 0 | 0 | 0 | 0 | 0 | 0 | 0 | 0 | 0 | 0 | 0 | 0 | 0 | 0 | 0 | 0 | 0 | 0 | 0 | 0 | 0 | 0 | 0 | 0 | 0 | 0 | 0 | 0 | 0 | 0 | 0 | 0 | 0 | 0 | 0 | 0 | 0 | 0 | 0 | 0 | 0 | 0 | 0 | 0 | 0 | 0 | 0 | 0 | 0 | 0 | 0 | 0 | 0 | 0 | 0 | 0 | 0 | 0 | 0 | 0 | 0 | 0 | 0 | 0 | 0 | 0 | 0 | 0 | 0 | 0 | 0 | 0 | 0 | 0 | 0 | 0 | 0 | 0 | 0 | 0 | 0 | 0 | 0 | 0 | 0 | 0 | 0 | 0 | 0 | 0 | 0 | 0 | 0 | 0 | 0 | 0 | 0 | 0 | 0 | 0 | 0 | 0 | 0 | 0 | 0 | 0 | 0 | 0 | 0 | 0 | 0 | 0 | 0 | 0 | 0 | 0 | 0 | 0 | 0 | 0 | 0 | 0 | 0 | 0 | 0 | 0 | 0 | 0 | 0 | 0 | 0 | 0 | 0 | 0 | 0 | 0 | 0 | 0 | 0 | 0 | 0 | 0 | 0 | 0 | 0 | 0 | 0 | 0 | 0 | 0 | 0 | 0 | 0 | 0 | 0 | 0 | 0 | 0 | 0 | 0 | 0 | 0 | 0 | 0 | 0 | 0 | 0 | 0 | 0 | 0 | 0 | 0 | 0 | 0 | 0 | 0 | 0 | 0 | 0 | 0 | 0 | 0 | 0 | 0 | 0 | 0 | 0 | 0 | 0 | 0 | 0 | 0 | 0 | 0 | 0 | 0 | 0 | 0 | 0 | 0 | 0 | 0 | 0 | 0 | 0 | 0 | 0 | 0 | 0 | 0 | 0 | 0 | 0 | 0 | 0 | 0 | 0 | 0 | 0 | 0 | 0 | 0 | 0 | 0 | 0 | 0 | 0 | 0 | 0 | 0 | 0 | 0 | 0 | 0 | 0 | 0 | 0 | 0 | 0 | 0 | 0 | 0 | 0 | 0 | 0 | 0 | 0 | 0 | 0 | 0 | 0 | 0 | 0 | 0 | 0 | 0 | 0 | 0 | 0 | 0 | 0 | 0 | 0 | 0 | 0 | 0 | 0 | 0 | 0 | 0 | 0 | 0 | 0 | 0 | 0 | 0 | 0 | 0 | 0 | 0 | 0 | 0 | 0 | 0 | 2.1608 | 2.1608 | 2.1608 | 2.1608 | 2.1608 | 2.1608 | 2.1608 | 2.1608 | 2.1608 | 2.1608 | 2.1608 | 2.1608 | 2.1608 | 2.1608 | 2.1608 | 2.1608 | 2.1608 | 2.1608 | 2.1608 | 2.1608 | 2.1608 | 2.1608 | 2.1608 | 2.1608 | 2.1608 | 2.1608 | 1.9476 | 1.9476 | 1.9476 | 1.9476 | 1.9476 | 1.9476 | 1.9476 | 1.9476 | 1.9476 | 1.9476 | 1.9476 | 1.9476 | 1.9476 | 1.9476 | 1.9476 | 1.9476 | 1.9476 | 1.9476 | 1.9476 | 1.9476 | 1.9476 | 1.9476 | 1.9476 | 1.9476 | 1.9476 | 1.9476
WA_Industrial_Agriculture_New_Process_Natural Gas_Gas Boiler - Maintenance_A | WA | Industrial | Agriculture | New | Process | Natural Gas | Gas Boiler - Maintenance | A | IM127 | Degrade performance | General cleaning and maintenance | 3 | 1.5559 | 0 | 0 | 0.01 | 0 | 0 | 0 | 0.00405 |  | sqft | 5% | 10% | Retrofit | Retro20Fast | 83.83% | TBD | 0.2% | 2.1608 |  | 1.9476 |  | 0.039682 | IL TRM - 4.3.10 - CI-HWE-DBTU-V01-180101 | IL TRM - 4.3.10 - CI-HWE-DBTU-V01-180101 | IL TRM - 4.3.10 - CI-HWE-DBTU-V01-180101 | Degrade performance | Degrade performance | Degrade performance | Degrade performance | Degrade performance | Degrade performance | Degrade performance | Degrade performance | Degrade performance | Degrade performance | Degrade performance | Degrade performance | Degrade performance | Degrade performance | Degrade performance | Degrade performance | Degrade performance | Degrade performance | Degrade performance | Degrade performance | Degrade performance | Degrade performance | Degrade performance | Degrade performance | Degrade performance | Degrade performance | Degrade performance | Degrade performance | Degrade performance | Degrade performance | Degrade performance | General cleaning and maintenance | General cleaning and maintenance | General cleaning and maintenance | General cleaning and maintenance | General cleaning and maintenance | General cleaning and maintenance | General cleaning and maintenance | General cleaning and maintenance | General cleaning and maintenance | General cleaning and maintenance | General cleaning and maintenance | General cleaning and maintenance | General cleaning and maintenance | General cleaning and maintenance | General cleaning and maintenance | General cleaning and maintenance | General cleaning and maintenance | General cleaning and maintenance | General cleaning and maintenance | General cleaning and maintenance | General cleaning and maintenance | General cleaning and maintenance | General cleaning and maintenance | General cleaning and maintenance | General cleaning and maintenance | General cleaning and maintenance | General cleaning and maintenance | General cleaning and maintenance | General cleaning and maintenance | General cleaning and maintenance | General cleaning and maintenance | 0.01 | 0.01 | 0.01 | 0.01 | 0.01 | 0.01 | 0.01 | 0.01 | 0.01 | 0.01 | 0.01 | 0.01 | 0.01 | 0.01 | 0.01 | 0.01 | 0.01 | 0.01 | 0.01 | 0.01 | 0.01 | 0.01 | 0.01 | 0.01 | 0.01 | 0.01 | 0.01 | 0.01 | 0.01 | 0.01 | 0.01 | 0 | 0 | 0 | 0 | 0 | 1.5559 | 1.5559 | 1.5559 | 1.5559 | 1.5559 | 1.5559 | 1.5559 | 1.5559 | 1.5559 | 1.5559 | 1.5559 | 1.5559 | 1.5559 | 1.5559 | 1.5559 | 1.5559 | 1.5559 | 1.5559 | 1.5559 | 1.5559 | 1.5559 | 1.5559 | 1.5559 | 1.5559 | 1.5559 | 1.5559 | 0.025505 | 0.02118 | 0.016947 | 0.025505 | 0.02118 | 0.016947 | 0.025505 | 0.02118 | 0.016947 | 0.025505 | 0.02118 | 0.016947 | 0.025505 | 0.02118 | 0.016947 | 0.025505 | 0.02118 | 0.016947 | 0.025505 | 0.02118 | 0.016947 | 0.025505 | 0.02118 | 0.016947 | 0.025505 | 0.02118 | 0.025505 | 0.046685 | 0.063632 | 0.063632 | 0.063632 | 0.063632 | 0.063632 | 0.063632 | 0.063632 | 0.063632 | 0.063632 | 0.063632 | 0.063632 | 0.063632 | 0.063632 | 0.063632 | 0.063632 | 0.063632 | 0.063632 | 0.063632 | 0.063632 | 0.063632 | 0.063632 | 0 | 0 | 0 | 16.3929 | 13.6127 | 10.8922 | 16.3929 | 13.6127 | 10.8922 | 16.3929 | 13.6127 | 10.8922 | 16.3929 | 13.6127 | 10.8922 | 16.3929 | 13.6127 | 10.8922 | 16.3929 | 13.6127 | 10.8922 | 16.3929 | 13.6127 | 10.8922 | 16.3929 | 13.6127 | 10.8922 | 16.3929 | 13.6127 | 16.3929 | 30.0056 | 40.8978 | 40.8978 | 40.8978 | 40.8978 | 40.8978 | 40.8978 | 40.8978 | 40.8978 | 40.8978 | 40.8978 | 40.8978 | 40.8978 | 40.8978 | 40.8978 | 40.8978 | 40.8978 | 40.8978 | 40.8978 | 40.8978 | 40.8978 | 40.8978 | 40.8978 | 40.8978 | 40.8978 | 0.02168 | 0.018003 | 0.014405 | 0.02168 | 0.018003 | 0.014405 | 0.02168 | 0.018003 | 0.014405 | 0.02168 | 0.018003 | 0.014405 | 0.02168 | 0.018003 | 0.014405 | 0.02168 | 0.018003 | 0.014405 | 0.02168 | 0.018003 | 0.014405 | 0.02168 | 0.018003 | 0.014405 | 0.02168 | 0.018003 | 0.02168 | 0.039682 | 0.054087 | 0.054087 | 0.054087 | 0.054087 | 0.054087 | 0.054087 | 0.054087 | 0.054087 | 0.054087 | 0.054087 | 0.054087 | 0.054087 | 0.054087 | 0.054087 | 0.054087 | 0.054087 | 0.054087 | 0.054087 | 0.054087 | 0.054087 | 0.054087 | 0 | 0 | 0 | 13.934 | 11.5708 | 9.2584 | 13.934 | 11.5708 | 9.2584 | 13.934 | 11.5708 | 9.2584 | 13.934 | 11.5708 | 9.2584 | 13.934 | 11.5708 | 9.2584 | 13.934 | 11.5708 | 9.2584 | 13.934 | 11.5708 | 9.2584 | 13.934 | 11.5708 | 9.2584 | 13.934 | 11.5708 | 13.934 | 25.5048 | 34.7631 | 34.7631 | 34.7631 | 34.7631 | 34.7631 | 34.7631 | 34.7631 | 34.7631 | 34.7631 | 34.7631 | 34.7631 | 34.7631 | 34.7631 | 34.7631 | 34.7631 | 34.7631 | 34.7631 | 34.7631 | 34.7631 | 34.7631 | 34.7631 | 34.7631 | 34.7631 | 34.7631 | 0.02168 | 0.018003 | 0.014405 | 0.02168 | 0.018003 | 0.014405 | 0.02168 | 0.018003 | 0.014405 | 0.02168 | 0.018003 | 0.014405 | 0.02168 | 0.018003 | 0.014405 | 0.02168 | 0.018003 | 0.014405 | 0.02168 | 0.018003 | 0.014405 | 0.02168 | 0.018003 | 0.014405 | 0.02168 | 0.018003 | 0.02168 | 0.039682 | 0.054087 | 0.054087 | 0.054087 | 0.054087 | 0.054087 | 0.054087 | 0.054087 | 0.054087 | 0.054087 | 0.054087 | 0.054087 | 0.054087 | 0.054087 | 0.054087 | 0.054087 | 0.054087 | 0.054087 | 0.054087 | 0.054087 | 0.054087 | 0.054087 | 0 | 0 | 0 | 13.934 | 11.5708 | 9.2584 | 13.934 | 11.5708 | 9.2584 | 13.934 | 11.5708 | 9.2584 | 13.934 | 11.5708 | 9.2584 | 13.934 | 11.5708 | 9.2584 | 13.934 | 11.5708 | 9.2584 | 13.934 | 11.5708 | 9.2584 | 13.934 | 11.5708 | 9.2584 | 13.934 | 11.5708 | 13.934 | 25.5048 | 34.7631 | 34.7631 | 34.7631 | 34.7631 | 34.7631 | 34.7631 | 34.7631 | 34.7631 | 34.7631 | 34.7631 | 34.7631 | 34.7631 | 34.7631 | 34.7631 | 34.7631 | 34.7631 | 34.7631 | 34.7631 | 34.7631 | 34.7631 | 34.7631 | 34.7631 | 34.7631 | 34.7631 | 0.02168 | 0.018003 | 0.014405 | 0.02168 | 0.018003 | 0.014405 | 0.02168 | 0.018003 | 0.014405 | 0.02168 | 0.018003 | 0.014405 | 0.02168 | 0.018003 | 0.014405 | 0.02168 | 0.018003 | 0.014405 | 0.02168 | 0.018003 | 0.014405 | 0.02168 | 0.018003 | 0.014405 | 0.02168 | 0.018003 | 0.02168 | 0.039682 | 0.054087 | 0.054087 | 0.054087 | 0.054087 | 0.054087 | 0.054087 | 0.054087 | 0.054087 | 0.054087 | 0.054087 | 0.054087 | 0.054087 | 0.054087 | 0.054087 | 0.054087 | 0.054087 | 0.054087 | 0.054087 | 0.054087 | 0.054087 | 0.054087 | 0 | 0 | 0 | 13.934 | 11.5708 | 9.2584 | 13.934 | 11.5708 | 9.2584 | 13.934 | 11.5708 | 9.2584 | 13.934 | 11.5708 | 9.2584 | 13.934 | 11.5708 | 9.2584 | 13.934 | 11.5708 | 9.2584 | 13.934 | 11.5708 | 9.2584 | 13.934 | 11.5708 | 9.2584 | 13.934 | 11.5708 | 13.934 | 25.5048 | 34.7631 | 34.7631 | 34.7631 | 34.7631 | 34.7631 | 34.7631 | 34.7631 | 34.7631 | 34.7631 | 34.7631 | 34.7631 | 34.7631 | 34.7631 | 34.7631 | 34.7631 | 34.7631 | 34.7631 | 34.7631 | 34.7631 | 34.7631 | 34.7631 | 34.7631 | 34.7631 | 34.7631 | 2.1608 | 2.1608 | 2.1608 | 2.1608 | 2.1608 | 2.1608 | 2.1608 | 2.1608 | 2.1608 | 2.1608 | 2.1608 | 2.1608 | 2.1608 | 2.1608 | 2.1608 | 2.1608 | 2.1608 | 2.1608 | 2.1608 | 2.1608 | 2.1608 | 2.1608 | 2.1608 | 2.1608 | 2.1608 | 2.1608 | 1.9476 | 1.9476 | 1.9476 | 1.9476 | 1.9476 | 1.9476 | 1.9476 | 1.9476 | 1.9476 | 1.9476 | 1.9476 | 1.9476 | 1.9476 | 1.9476 | 1.9476 | 1.9476 | 1.9476 | 1.9476 | 1.9476 | 1.9476 | 1.9476 | 1.9476 | 1.9476 | 1.9476 | 1.9476 | 1.9476
WA_Industrial_Agriculture_New_Space Heating_Natural Gas_Gas Furnace - Maintenance_A | WA | Industrial | Agriculture | New | Space Heating | Natural Gas | Gas Furnace - Maintenance | A | IM128 | Degrade performance | General cleaning and maintenance | 3 | 0.0083129 | 0 | 0 | 0.01 | 0 | 0 | 0 | 0.0044 |  | sqft | 5% | 10% | Retrofit | Retro20Fast | 83.83% | TBD | 0.2% | 0 |  | 0 |  | 0 | IL TRM - 4.4.31 - CI-HVC-FTUN-V03-200101 | MN TRM 3.1 - Forced-Air Heating Maintenance v2.0 | MN TRM v3.1 - Forced-Air Heating Maintenance | Degrade performance | Degrade performance | Degrade performance | Degrade performance | Degrade performance | Degrade performance | Degrade performance | Degrade performance | Degrade performance | Degrade performance | Degrade performance | Degrade performance | Degrade performance | Degrade performance | Degrade performance | Degrade performance | Degrade performance | Degrade performance | Degrade performance | Degrade performance | Degrade performance | Degrade performance | Degrade performance | Degrade performance | Degrade performance | Degrade performance | Degrade performance | Degrade performance | Degrade performance | Degrade performance | Degrade performance | General cleaning and maintenance | General cleaning and maintenance | General cleaning and maintenance | General cleaning and maintenance | General cleaning and maintenance | General cleaning and maintenance | General cleaning and maintenance | General cleaning and maintenance | General cleaning and maintenance | General cleaning and maintenance | General cleaning and maintenance | General cleaning and maintenance | General cleaning and maintenance | General cleaning and maintenance | General cleaning and maintenance | General cleaning and maintenance | General cleaning and maintenance | General cleaning and maintenance | General cleaning and maintenance | General cleaning and maintenance | General cleaning and maintenance | General cleaning and maintenance | General cleaning and maintenance | General cleaning and maintenance | General cleaning and maintenance | General cleaning and maintenance | General cleaning and maintenance | General cleaning and maintenance | General cleaning and maintenance | General cleaning and maintenance | General cleaning and maintenance | 0.01 | 0.01 | 0.01 | 0.01 | 0.01 | 0.01 | 0.01 | 0.01 | 0.01 | 0.01 | 0.01 | 0.01 | 0.01 | 0.01 | 0.01 | 0.01 | 0.01 | 0.01 | 0.01 | 0.01 | 0.01 | 0.01 | 0.01 | 0.01 | 0.01 | 0.01 | 0.01 | 0.01 | 0.01 | 0.01 | 0.01 | 0 | 0 | 0 | 0 | 0 | 0 | 0 | 0 | 0 | 0 | 0 | 0 | 0 | 0 | 0 | 0 | 0 | 0 | 0 | 0 | 0 | 0 | 0 | 0 | 0 | 0 | 0 | 0 | 0 | 0 | 0 | 0 | 0 | 0 | 0 | 0 | 0 | 0 | 0 | 0 | 0 | 0 | 0 | 0 | 0 | 0 | 0 | 0 | 0 | 0 | 0 | 0 | 0 | 0 | 0 | 0 | 0 | 0 | 0 | 0 | 0 | 0 | 0 | 0 | 0 | 0 | 0 | 0 | 0 | 0 | 0 | 0 | 0 | 0 | 0 | 0 | 0 | 0 | 0 | 0 | 0 | 0 | 0 | 0 | 0 | 0 | 0 | 0 | 0 | 0 | 0 | 0 | 0 | 0 | 0 | 0 | 0 | 0 | 0 | 0 | 0 | 0 | 0 | 0 | 0 | 0 | 0 | 0 | 0 | 0 | 0 | 0 | 0 | 0 | 0 | 0 | 0 | 0 | 0 | 0 | 0 | 0 | 0 | 0 | 0 | 0 | 0 | 0 | 0 | 0 | 0 | 0 | 0 | 0 | 0 | 0 | 0 | 0 | 0 | 0 | 0 | 0 | 0 | 0 | 0 | 0 | 0 | 0 | 0 | 0 | 0 | 0 | 0 | 0 | 0 | 0 | 0 | 0 | 0 | 0 | 0 | 0 | 0 | 0 | 0 | 0 | 0 | 0 | 0 | 0 | 0 | 0 | 0 | 0 | 0 | 0 | 0 | 0 | 0 | 0 | 0 | 0 | 0 | 0 | 0 | 0 | 0 | 0 | 0 | 0 | 0 | 0 | 0 | 0 | 0 | 0 | 0 | 0 | 0 | 0 | 0 | 0 | 0 | 0 | 0 | 0 | 0 | 0 | 0 | 0 | 0 | 0 | 0 | 0 | 0 | 0 | 0 | 0 | 0 | 0 | 0 | 0 | 0 | 0 | 0 | 0 | 0 | 0 | 0 | 0 | 0 | 0 | 0 | 0 | 0 | 0 | 0 | 0 | 0 | 0 | 0 | 0 | 0 | 0 | 0 | 0 | 0 | 0 | 0 | 0 | 0 | 0 | 0 | 0 | 0 | 0 | 0 | 0 | 0 | 0 | 0 | 0 | 0 | 0 | 0 | 0 | 0 | 0 | 0 | 0 | 0 | 0 | 0 | 0 | 0 | 0 | 0 | 0 | 0 | 0 | 0 | 0 | 0 | 0 | 0 | 0 | 0 | 0 | 0 | 0 | 0 | 0 | 0 | 0 | 0 | 0 | 0 | 0 | 0 | 0 | 0 | 0 | 0 | 0 | 0 | 0 | 0 | 0 | 0 | 0 | 0 | 0 | 0 | 0 | 0 | 0 | 0 | 0 | 0 | 0 | 0 | 0 | 0 | 0 | 0 | 0 | 0 | 0 | 0 | 0 | 0 | 0 | 0 | 0 | 0 | 0 | 0 | 0 | 0 | 0 | 0 | 0 | 0 | 0 | 0 | 0 | 0 | 0 | 0 | 0 | 0 | 0 | 0 | 0 | 0 | 0 | 0 | 0 | 0 | 0 | 0 | 0 | 0 | 0 | 0 | 0 | 0 | 0 | 0 | 0 | 0 | 0 | 0 | 0 | 0 | 0 | 0 | 0 | 0 | 0 | 0 | 0 | 0 | 0 | 0 | 0 | 0 | 0 | 0 | 0 | 0 | 0 | 0 | 0 | 0 | 0 | 0 | 0 | 0 | 0 | 0 | 0 | 0 | 0 | 0 | 0 | 0 | 0 | 0 | 0 | 0 | 0 | 0 | 0 | 0 | 0 | 0 | 0 | 0 | 0 | 0 | 0 | 0 | 0 | 0 | 0 | 0 | 0 | 0 | 0 | 0 | 0 | 0 | 0 | 0 | 0 | 0 | 0 | 0 | 0 | 0 | 0 | 0 | 0 | 0 | 0 | 0 | 0 | 0 | 0 | 0 | 0 | 0 | 0 | 0 | 0 | 0 | 0 | 0 | 0 | 0 | 0 | 0 | 0 | 0 | 0 | 0 | 0 | 0 | 0 | 0 | 0 | 0 | 0 | 0 | 0 | 0 | 0 | 0 | 0 | 0 | 0 | 0 | 0 | 0 | 0 | 0 | 0 | 0 | 0 | 0 | 0 | 0 | 0 | 0 | 0 | 0 | 0 | 0
WA_Industrial_Agriculture_New_Space Heating_Natural Gas_Gas Boiler - Hot Water Reset_A | WA | Industrial | Agriculture | New | Space Heating | Natural Gas | Gas Boiler - Hot Water Reset | A | IM129 | No control | Reset control installed | 16 | 4.0536 | 0 | 0 | 13.73 | 0 | 0 | 0 | 6.8641 |  | sqft | 20% | 45% | Retrofit | Retro5Med | 85.36% | TBD | 0.2% | 491.8846 |  | 370.7153 |  | 0 | IL TRM - 4.4.4 - CI-HVC-BLRC-V04-210101 | IL TRM - 4.4.4 - CI-HVC-BLRC-V04-210101 | IL TRM - 4.4.4 - CI-HVC-BLRC-V04-210101 | No control | No control | No control | No control | No control | No control | No control | No control | No control | No control | No control | No control | No control | No control | No control | No control | No control | No control | No control | No control | No control | No control | No control | No control | No control | No control | No control | No control | No control | No control | No control | Reset control installed | Reset control installed | Reset control installed | Reset control installed | Reset control installed | Reset control installed | Reset control installed | Reset control installed | Reset control installed | Reset control installed | Reset control installed | Reset control installed | Reset control installed | Reset control installed | Reset control installed | Reset control installed | Reset control installed | Reset control installed | Reset control installed | Reset control installed | Reset control installed | Reset control installed | Reset control installed | Reset control installed | Reset control installed | Reset control installed | Reset control installed | Reset control installed | Reset control installed | Reset control installed | Reset control installed | 13.73 | 13.73 | 13.73 | 13.73 | 13.73 | 13.73 | 13.73 | 13.73 | 13.73 | 13.73 | 13.73 | 13.73 | 13.73 | 13.73 | 13.73 | 13.73 | 13.73 | 13.73 | 13.73 | 13.73 | 13.73 | 13.73 | 13.73 | 13.73 | 13.73 | 13.73 | 13.73 | 13.73 | 13.73 | 13.73 | 13.73 | 0 | 0 | 0 | 0 | 0 | 0 | 0 | 0 | 0 | 0 | 0 | 0 | 0 | 0 | 0 | 0 | 0 | 0 | 0 | 0 | 0 | 0 | 0 | 0 | 0 | 0 | 0 | 0 | 0 | 0 | 0 | 0 | 0 | 0 | 0 | 0 | 0 | 0 | 0 | 0 | 0 | 0 | 0 | 0 | 0 | 0 | 0 | 0 | 0 | 0 | 0 | 0 | 0 | 0 | 0 | 0 | 0 | 0 | 0 | 0 | 0 | 0 | 0 | 0 | 0 | 0 | 0 | 0 | 0 | 0 | 0 | 0 | 0 | 0 | 0 | 0 | 0 | 0 | 0 | 0 | 0 | 0 | 0 | 0 | 0 | 0 | 0 | 0 | 0 | 0 | 0 | 0 | 0 | 0 | 0 | 0 | 0 | 0 | 0 | 0 | 0 | 0 | 0 | 0 | 0 | 0 | 0 | 0 | 0 | 0 | 0 | 0 | 0 | 0 | 0 | 0 | 0 | 0 | 0 | 0 | 0 | 0 | 0 | 0 | 0 | 0 | 0 | 0 | 0 | 0 | 0 | 0 | 0 | 0 | 0 | 0 | 0 | 0 | 0 | 0 | 0 | 0 | 0 | 0 | 0 | 0 | 0 | 0 | 0 | 0 | 0 | 0 | 0 | 0 | 0 | 0 | 0 | 0 | 0 | 0 | 0 | 0 | 0 | 0 | 0 | 0 | 0 | 0 | 0 | 0 | 0 | 0 | 0 | 0 | 0 | 0 | 0 | 0 | 0 | 0 | 0 | 0 | 0 | 0 | 0 | 0 | 0 | 0 | 0 | 0 | 0 | 0 | 0 | 0 | 0 | 0 | 0 | 0 | 0 | 0 | 0 | 0 | 0 | 0 | 0 | 0 | 0 | 0 | 0 | 0 | 0 | 0 | 0 | 0 | 0 | 0 | 0 | 0 | 0 | 0 | 0 | 0 | 0 | 0 | 0 | 0 | 0 | 0 | 0 | 0 | 0 | 0 | 0 | 0 | 0 | 0 | 0 | 0 | 0 | 0 | 0 | 0 | 0 | 0 | 0 | 0 | 0 | 0 | 0 | 0 | 0 | 0 | 0 | 0 | 0 | 0 | 0 | 0 | 0 | 0 | 0 | 0 | 0 | 0 | 0 | 0 | 0 | 0 | 0 | 0 | 0 | 0 | 0 | 0 | 0 | 0 | 0 | 0 | 0 | 0 | 0 | 0 | 0 | 0 | 0 | 0 | 0 | 0 | 0 | 0 | 0 | 0 | 0 | 0 | 0 | 0 | 0 | 0 | 0 | 0 | 0 | 0 | 0 | 0 | 0 | 0 | 0 | 0 | 0 | 0 | 0 | 0 | 0 | 0 | 0 | 0 | 0 | 0 | 0 | 0 | 0 | 0 | 0 | 0 | 0 | 0 | 0 | 0 | 0 | 0 | 0 | 0 | 0 | 0 | 0 | 0 | 0 | 0 | 0 | 0 | 0 | 0 | 0 | 0 | 0 | 0 | 0 | 0 | 0 | 0 | 0 | 0 | 0 | 0 | 0 | 0 | 0 | 0 | 0 | 0 | 0 | 0 | 0 | 0 | 0 | 0 | 0 | 0 | 0 | 0 | 0 | 0 | 0 | 0 | 0 | 0 | 0 | 0 | 0 | 0 | 0 | 0 | 0 | 0 | 0 | 0 | 0 | 0 | 0 | 0 | 0 | 0 | 0 | 0 | 0 | 0 | 0 | 0 | 0 | 0 | 0 | 0 | 0 | 0 | 0 | 0 | 0 | 0 | 0 | 0 | 0 | 0 | 0 | 0 | 0 | 0 | 0 | 0 | 0 | 0 | 0 | 0 | 0 | 0 | 0 | 0 | 0 | 0 | 0 | 0 | 0 | 0 | 0 | 0 | 0 | 0 | 0 | 0 | 0 | 0 | 0 | 0 | 0 | 0 | 0 | 0 | 0 | 491.8846 | 491.8846 | 491.8846 | 491.8846 | 491.8846 | 491.8846 | 491.8846 | 491.8846 | 491.8846 | 491.8846 | 491.8846 | 491.8846 | 491.8846 | 491.8846 | 491.8846 | 491.8846 | 491.8846 | 491.8846 | 491.8846 | 491.8846 | 491.8846 | 491.8846 | 491.8846 | 491.8846 | 491.8846 | 491.8846 | 370.7153 | 370.7153 | 370.7153 | 370.7153 | 370.7153 | 370.7153 | 370.7153 | 370.7153 | 370.7153 | 370.7153 | 370.7153 | 370.7153 | 370.7153 | 370.7153 | 370.7153 | 370.7153 | 370.7153 | 370.7153 | 370.7153 | 370.7153 | 370.7153 | 370.7153 | 370.7153 | 370.7153 | 370.7153 | 370.7153
WA_Industrial_Agriculture_New_Process_Natural Gas_Gas Boiler - Hot Water Reset_A | WA | Industrial | Agriculture | New | Process | Natural Gas | Gas Boiler - Hot Water Reset | A | IM130 | No control | Reset control installed | 16 | 2.8289 | 0 | 0 | 13.73 | 0 | 0 | 0 | 6.8641 |  | sqft | 20% | 45% | Retrofit | Retro5Med | 85.36% | TBD | 0.2% | 491.8846 |  | 370.7153 |  | 0.093928 | IL TRM - 4.4.4 - CI-HVC-BLRC-V04-210101 | IL TRM - 4.4.4 - CI-HVC-BLRC-V04-210101 | XCEL CO 2019-2020 DSM Plan | No control | No control | No control | No control | No control | No control | No control | No control | No control | No control | No control | No control | No control | No control | No control | No control | No control | No control | No control | No control | No control | No control | No control | No control | No control | No control | No control | No control | No control | No control | No control | Reset control installed | Reset control installed | Reset control installed | Reset control installed | Reset control installed | Reset control installed | Reset control installed | Reset control installed | Reset control installed | Reset control installed | Reset control installed | Reset control installed | Reset control installed | Reset control installed | Reset control installed | Reset control installed | Reset control installed | Reset control installed | Reset control installed | Reset control installed | Reset control installed | Reset control installed | Reset control installed | Reset control installed | Reset control installed | Reset control installed | Reset control installed | Reset control installed | Reset control installed | Reset control installed | Reset control installed | 13.73 | 13.73 | 13.73 | 13.73 | 13.73 | 13.73 | 13.73 | 13.73 | 13.73 | 13.73 | 13.73 | 13.73 | 13.73 | 13.73 | 13.73 | 13.73 | 13.73 | 13.73 | 13.73 | 13.73 | 13.73 | 13.73 | 13.73 | 13.73 | 13.73 | 13.73 | 13.73 | 13.73 | 13.73 | 13.73 | 13.73 | 0 | 0 | 0 | 0 | 0 | 2.8266 | 2.8247 | 2.8232 | 2.8219 | 2.8207 | 2.8198 | 2.8192 | 2.8188 | 2.8187 | 2.8187 | 2.8187 | 2.8189 | 2.8191 | 2.8193 | 2.8195 | 2.82 | 2.8204 | 2.8207 | 2.8211 | 2.8214 | 2.8217 | 2.8219 | 2.8222 | 2.8289 | 2.8289 | 2.8289 | 0.045037 | 0.065471 | 0.092552 | 0.12178 | 0.15527 | 0.20068 | 0.24089 | 0.26725 | 0.27176 | 0.25045 | 0.20691 | 0.14552 | 0.089488 | 0.045478 | 0.020244 | 0.0077272 | 0.044938 | 0.065378 | 0.092483 | 0.12176 | 0.15532 | 0.20083 | 0.24115 | 0.2682 | 0.27274 | 0.25136 | 0.045037 | 0.11048 | 0.20297 | 0.32466 | 0.4798 | 0.68031 | 0.92106 | 1.1882 | 1.4599 | 1.7103 | 1.9173 | 2.0629 | 2.1525 | 2.1982 | 2.2186 | 2.2267 | 2.227 | 2.2273 | 2.2275 | 2.2278 | 2.228 | 2.2282 | 2.2284 | 0 | 0 | 0 | 15.9335 | 23.1778 | 32.7828 | 43.1564 | 55.0464 | 71.1671 | 85.4485 | 94.8073 | 96.4128 | 88.8542 | 73.4038 | 51.6248 | 31.7438 | 16.131 | 7.1798 | 2.7401 | 15.9335 | 23.1778 | 32.7828 | 43.1564 | 55.0464 | 71.1671 | 85.4485 | 94.8073 | 96.4128 | 88.8542 | 15.9335 | 39.1113 | 71.8941 | 115.0505 | 170.0969 | 241.264 | 326.7125 | 421.5198 | 517.9326 | 606.7868 | 680.1906 | 731.8154 | 763.5591 | 779.6902 | 786.87 | 789.6101 | 789.6101 | 789.6101 | 789.6101 | 789.6101 | 789.6101 | 789.6101 | 789.6101 | 789.6101 | 789.6101 | 789.6101 | 0.038286 | 0.055663 | 0.078693 | 0.10355 | 0.13204 | 0.17066 | 0.20487 | 0.22728 | 0.23112 | 0.213 | 0.17596 | 0.12376 | 0.076104 | 0.038676 | 0.017216 | 0.0065712 | 0.038215 | 0.055596 | 0.078643 | 0.10354 | 0.13207 | 0.17077 | 0.20505 | 0.22797 | 0.23183 | 0.21365 | 0.038286 | 0.093928 | 0.17258 | 0.27607 | 0.40801 | 0.57854 | 0.78331 | 1.0105 | 1.2416 | 1.4546 | 1.6306 | 1.7544 | 1.8306 | 1.8694 | 1.8868 | 1.8936 | 1.8938 | 1.894 | 1.8942 | 1.8944 | 1.8945 | 1.8947 | 1.8948 | 0 | 0 | 0 | 13.5435 | 19.7011 | 27.8654 | 36.6829 | 46.7895 | 60.492 | 72.6312 | 80.5862 | 81.9508 | 75.5261 | 62.3932 | 43.8811 | 26.9822 | 13.7114 | 6.1029 | 2.3291 | 13.5435 | 19.7011 | 27.8654 | 36.6829 | 46.7895 | 60.492 | 72.6312 | 80.5862 | 81.9508 | 75.5261 | 13.5435 | 33.2446 | 61.11 | 97.7929 | 144.5824 | 205.0744 | 277.7056 | 358.2919 | 440.2427 | 515.7688 | 578.162 | 622.043 | 649.0252 | 662.7366 | 668.8395 | 671.1686 | 671.1686 | 671.1686 | 671.1686 | 671.1686 | 671.1686 | 671.1686 | 671.1686 | 671.1686 | 671.1686 | 671.1686 | 0.038286 | 0.055663 | 0.078693 | 0.10355 | 0.13204 | 0.17066 | 0.20487 | 0.22728 | 0.23112 | 0.213 | 0.17596 | 0.12376 | 0.076104 | 0.038676 | 0.017216 | 0.0065712 | 0.038215 | 0.055596 | 0.078643 | 0.10354 | 0.13207 | 0.17077 | 0.20505 | 0.22797 | 0.23183 | 0.21365 | 0.038286 | 0.093928 | 0.17258 | 0.27607 | 0.40801 | 0.57854 | 0.78331 | 1.0105 | 1.2416 | 1.4546 | 1.6306 | 1.7544 | 1.8306 | 1.8694 | 1.8868 | 1.8936 | 1.8938 | 1.894 | 1.8942 | 1.8944 | 1.8945 | 1.8947 | 1.8948 | 0 | 0 | 0 | 13.5435 | 19.7011 | 27.8654 | 36.6829 | 46.7895 | 60.492 | 72.6312 | 80.5862 | 81.9508 | 75.5261 | 62.3932 | 43.8811 | 26.9822 | 13.7114 | 6.1029 | 2.3291 | 13.5435 | 19.7011 | 27.8654 | 36.6829 | 46.7895 | 60.492 | 72.6312 | 80.5862 | 81.9508 | 75.5261 | 13.5435 | 33.2446 | 61.11 | 97.7929 | 144.5824 | 205.0744 | 277.7056 | 358.2919 | 440.2427 | 515.7688 | 578.162 | 622.043 | 649.0252 | 662.7366 | 668.8395 | 671.1686 | 671.1686 | 671.1686 | 671.1686 | 671.1686 | 671.1686 | 671.1686 | 671.1686 | 671.1686 | 671.1686 | 671.1686 | 0.038286 | 0.055663 | 0.078693 | 0.10355 | 0.13204 | 0.17066 | 0.20487 | 0.22728 | 0.23112 | 0.213 | 0.17596 | 0.12376 | 0.076104 | 0.038676 | 0.017216 | 0.0065712 | 0.038215 | 0.055596 | 0.078643 | 0.10354 | 0.13207 | 0.17077 | 0.20505 | 0.22797 | 0.23183 | 0.21365 | 0.038286 | 0.093928 | 0.17258 | 0.27607 | 0.40801 | 0.57854 | 0.78331 | 1.0105 | 1.2416 | 1.4546 | 1.6306 | 1.7544 | 1.8306 | 1.8694 | 1.8868 | 1.8936 | 1.8938 | 1.894 | 1.8942 | 1.8944 | 1.8945 | 1.8947 | 1.8948 | 0 | 0 | 0 | 13.5435 | 19.7011 | 27.8654 | 36.6829 | 46.7895 | 60.492 | 72.6312 | 80.5862 | 81.9508 | 75.5261 | 62.3932 | 43.8811 | 26.9822 | 13.7114 | 6.1029 | 2.3291 | 13.5435 | 19.7011 | 27.8654 | 36.6829 | 46.7895 | 60.492 | 72.6312 | 80.5862 | 81.9508 | 75.5261 | 13.5435 | 33.2446 | 61.11 | 97.7929 | 144.5824 | 205.0744 | 277.7056 | 358.2919 | 440.2427 | 515.7688 | 578.162 | 622.043 | 649.0252 | 662.7366 | 668.8395 | 671.1686 | 671.1686 | 671.1686 | 671.1686 | 671.1686 | 671.1686 | 671.1686 | 671.1686 | 671.1686 | 671.1686 | 671.1686 | 491.8846 | 491.8846 | 491.8846 | 491.8846 | 491.8846 | 491.8846 | 491.8846 | 491.8846 | 491.8846 | 491.8846 | 491.8846 | 491.8846 | 491.8846 | 491.8846 | 491.8846 | 491.8846 | 491.8846 | 491.8846 | 491.8846 | 491.8846 | 491.8846 | 491.8846 | 491.8846 | 491.8846 | 491.8846 | 491.8846 | 370.7153 | 370.7153 | 370.7153 | 370.7153 | 370.7153 | 370.7153 | 370.7153 | 370.7153 | 370.7153 | 370.7153 | 370.7153 | 370.7153 | 370.7153 | 370.7153 | 370.7153 | 370.7153 | 370.7153 | 370.7153 | 370.7153 | 370.7153 | 370.7153 | 370.7153 | 370.7153 | 370.7153 | 370.7153 | 370.7153
WA_Industrial_Agriculture_New_Space Heating_Natural Gas_Steam Trap Maintenance_A | WA | Industrial | Agriculture | New | Space Heating | Natural Gas | Steam Trap Maintenance | A | IM131 | Degrade performance | Cleaning and maintenance | 6 | 1.432 | 0 | 0 | 1.89 | 0 | 0 | 0 | 0.9437 |  | sqft | 0% | 0% | Retrofit | RetroEven20 | 76.5% | TBD | 0.2% | 193.3775 |  | 153.854 |  | 0 | IL TRM - 4.4.16 - CI-HVC-STRE-V07-210101 | IL TRM - 4.4.16 - CI-HVC-STRE-V07-210101 | IL TRM - 4.4.16 - CI-HVC-STRE-V07-210101 | Degrade performance | Degrade performance | Degrade performance | Degrade performance | Degrade performance | Degrade performance | Degrade performance | Degrade performance | Degrade performance | Degrade performance | Degrade performance | Degrade performance | Degrade performance | Degrade performance | Degrade performance | Degrade performance | Degrade performance | Degrade performance | Degrade performance | Degrade performance | Degrade performance | Degrade performance | Degrade performance | Degrade performance | Degrade performance | Degrade performance | Degrade performance | Degrade performance | Degrade performance | Degrade performance | Degrade performance | Cleaning and maintenance | Cleaning and maintenance | Cleaning and maintenance | Cleaning and maintenance | Cleaning and maintenance | Cleaning and maintenance | Cleaning and maintenance | Cleaning and maintenance | Cleaning and maintenance | Cleaning and maintenance | Cleaning and maintenance | Cleaning and maintenance | Cleaning and maintenance | Cleaning and maintenance | Cleaning and maintenance | Cleaning and maintenance | Cleaning and maintenance | Cleaning and maintenance | Cleaning and maintenance | Cleaning and maintenance | Cleaning and maintenance | Cleaning and maintenance | Cleaning and maintenance | Cleaning and maintenance | Cleaning and maintenance | Cleaning and maintenance | Cleaning and maintenance | Cleaning and maintenance | Cleaning and maintenance | Cleaning and maintenance | Cleaning and maintenance | 1.89 | 1.89 | 1.89 | 1.89 | 1.89 | 1.89 | 1.89 | 1.89 | 1.89 | 1.89 | 1.89 | 1.89 | 1.89 | 1.89 | 1.89 | 1.89 | 1.89 | 1.89 | 1.89 | 1.89 | 1.89 | 1.89 | 1.89 | 1.89 | 1.89 | 1.89 | 1.89 | 1.89 | 1.89 | 1.89 | 1.89 | 0 | 0 | 0 | 0 | 0 | 0 | 0 | 0 | 0 | 0 | 0 | 0 | 0 | 0 | 0 | 0 | 0 | 0 | 0 | 0 | 0 | 0 | 0 | 0 | 0 | 0 | 0 | 0 | 0 | 0 | 0 | 0 | 0 | 0 | 0 | 0 | 0 | 0 | 0 | 0 | 0 | 0 | 0 | 0 | 0 | 0 | 0 | 0 | 0 | 0 | 0 | 0 | 0 | 0 | 0 | 0 | 0 | 0 | 0 | 0 | 0 | 0 | 0 | 0 | 0 | 0 | 0 | 0 | 0 | 0 | 0 | 0 | 0 | 0 | 0 | 0 | 0 | 0 | 0 | 0 | 0 | 0 | 0 | 0 | 0 | 0 | 0 | 0 | 0 | 0 | 0 | 0 | 0 | 0 | 0 | 0 | 0 | 0 | 0 | 0 | 0 | 0 | 0 | 0 | 0 | 0 | 0 | 0 | 0 | 0 | 0 | 0 | 0 | 0 | 0 | 0 | 0 | 0 | 0 | 0 | 0 | 0 | 0 | 0 | 0 | 0 | 0 | 0 | 0 | 0 | 0 | 0 | 0 | 0 | 0 | 0 | 0 | 0 | 0 | 0 | 0 | 0 | 0 | 0 | 0 | 0 | 0 | 0 | 0 | 0 | 0 | 0 | 0 | 0 | 0 | 0 | 0 | 0 | 0 | 0 | 0 | 0 | 0 | 0 | 0 | 0 | 0 | 0 | 0 | 0 | 0 | 0 | 0 | 0 | 0 | 0 | 0 | 0 | 0 | 0 | 0 | 0 | 0 | 0 | 0 | 0 | 0 | 0 | 0 | 0 | 0 | 0 | 0 | 0 | 0 | 0 | 0 | 0 | 0 | 0 | 0 | 0 | 0 | 0 | 0 | 0 | 0 | 0 | 0 | 0 | 0 | 0 | 0 | 0 | 0 | 0 | 0 | 0 | 0 | 0 | 0 | 0 | 0 | 0 | 0 | 0 | 0 | 0 | 0 | 0 | 0 | 0 | 0 | 0 | 0 | 0 | 0 | 0 | 0 | 0 | 0 | 0 | 0 | 0 | 0 | 0 | 0 | 0 | 0 | 0 | 0 | 0 | 0 | 0 | 0 | 0 | 0 | 0 | 0 | 0 | 0 | 0 | 0 | 0 | 0 | 0 | 0 | 0 | 0 | 0 | 0 | 0 | 0 | 0 | 0 | 0 | 0 | 0 | 0 | 0 | 0 | 0 | 0 | 0 | 0 | 0 | 0 | 0 | 0 | 0 | 0 | 0 | 0 | 0 | 0 | 0 | 0 | 0 | 0 | 0 | 0 | 0 | 0 | 0 | 0 | 0 | 0 | 0 | 0 | 0 | 0 | 0 | 0 | 0 | 0 | 0 | 0 | 0 | 0 | 0 | 0 | 0 | 0 | 0 | 0 | 0 | 0 | 0 | 0 | 0 | 0 | 0 | 0 | 0 | 0 | 0 | 0 | 0 | 0 | 0 | 0 | 0 | 0 | 0 | 0 | 0 | 0 | 0 | 0 | 0 | 0 | 0 | 0 | 0 | 0 | 0 | 0 | 0 | 0 | 0 | 0 | 0 | 0 | 0 | 0 | 0 | 0 | 0 | 0 | 0 | 0 | 0 | 0 | 0 | 0 | 0 | 0 | 0 | 0 | 0 | 0 | 0 | 0 | 0 | 0 | 0 | 0 | 0 | 0 | 0 | 0 | 0 | 0 | 0 | 0 | 0 | 0 | 0 | 0 | 0 | 0 | 0 | 0 | 0 | 0 | 0 | 0 | 0 | 0 | 0 | 0 | 0 | 0 | 0 | 0 | 0 | 0 | 0 | 0 | 0 | 0 | 0 | 0 | 0 | 0 | 0 | 0 | 0 | 0 | 0 | 0 | 0 | 0 | 0 | 0 | 0 | 0 | 0 | 0 | 0 | 0 | 0 | 0 | 0 | 0 | 0 | 0 | 193.3775 | 193.3775 | 193.3775 | 193.3775 | 193.3775 | 193.3775 | 193.3775 | 193.3775 | 193.3775 | 193.3775 | 193.3775 | 193.3775 | 193.3775 | 193.3775 | 193.3775 | 193.3775 | 193.3775 | 193.3775 | 193.3775 | 193.3775 | 193.3775 | 193.3775 | 193.3775 | 193.3775 | 193.3775 | 193.3775 | 153.854 | 153.854 | 153.854 | 153.854 | 153.854 | 153.854 | 153.854 | 153.854 | 153.854 | 153.854 | 153.854 | 153.854 | 153.854 | 153.854 | 153.854 | 153.854 | 153.854 | 153.854 | 153.854 | 153.854 | 153.854 | 153.854 | 153.854 | 153.854 | 153.854 | 153.854
WA_Industrial_Agriculture_New_Process_Natural Gas_Steam Trap Maintenance_A | WA | Industrial | Agriculture | New | Process | Natural Gas | Steam Trap Maintenance | A | IM132 | Degrade performance | Cleaning and maintenance | 6 | 1.9988 | 0 | 0 | 1.89 | 0 | 0 | 0 | 0.9437 |  | sqft | 0% | 0% | Retrofit | RetroEven20 | 76.5% | TBD | 0.2% | 193.3775 |  | 153.854 |  | 0 | IL TRM - 4.4.16 - CI-HVC-STRE-V07-210101 | IL TRM - 4.4.16 - CI-HVC-STRE-V07-210101 | IL TRM - 4.4.16 - CI-HVC-STRE-V07-210101 | Degrade performance | Degrade performance | Degrade performance | Degrade performance | Degrade performance | Degrade performance | Degrade performance | Degrade performance | Degrade performance | Degrade performance | Degrade performance | Degrade performance | Degrade performance | Degrade performance | Degrade performance | Degrade performance | Degrade performance | Degrade performance | Degrade performance | Degrade performance | Degrade performance | Degrade performance | Degrade performance | Degrade performance | Degrade performance | Degrade performance | Degrade performance | Degrade performance | Degrade performance | Degrade performance | Degrade performance | Cleaning and maintenance | Cleaning and maintenance | Cleaning and maintenance | Cleaning and maintenance | Cleaning and maintenance | Cleaning and maintenance | Cleaning and maintenance | Cleaning and maintenance | Cleaning and maintenance | Cleaning and maintenance | Cleaning and maintenance | Cleaning and maintenance | Cleaning and maintenance | Cleaning and maintenance | Cleaning and maintenance | Cleaning and maintenance | Cleaning and maintenance | Cleaning and maintenance | Cleaning and maintenance | Cleaning and maintenance | Cleaning and maintenance | Cleaning and maintenance | Cleaning and maintenance | Cleaning and maintenance | Cleaning and maintenance | Cleaning and maintenance | Cleaning and maintenance | Cleaning and maintenance | Cleaning and maintenance | Cleaning and maintenance | Cleaning and maintenance | 1.89 | 1.89 | 1.89 | 1.89 | 1.89 | 1.89 | 1.89 | 1.89 | 1.89 | 1.89 | 1.89 | 1.89 | 1.89 | 1.89 | 1.89 | 1.89 | 1.89 | 1.89 | 1.89 | 1.89 | 1.89 | 1.89 | 1.89 | 1.89 | 1.89 | 1.89 | 1.89 | 1.89 | 1.89 | 1.89 | 1.89 | 0 | 0 | 0 | 0 | 0 | 1.9971 | 1.9958 | 1.9947 | 1.9939 | 1.993 | 1.9923 | 1.9919 | 1.9917 | 1.9916 | 1.9915 | 1.9916 | 1.9917 | 1.9918 | 1.992 | 1.9922 | 1.9925 | 1.9928 | 1.993 | 1.9933 | 1.9935 | 1.9937 | 1.9938 | 1.994 | 1.9988 | 1.9988 | 1.9988 | 0 | 0 | 0 | 0 | 0 | 0 | 0 | 0 | 0 | 0 | 0 | 0 | 0 | 0 | 0 | 0 | 0 | 0 | 0 | 0 | 0 | 0 | 0 | 0 | 0 | 0 | 0 | 0 | 0 | 0 | 0 | 0 | 0 | 0 | 0 | 0 | 0 | 0 | 0 | 0 | 0 | 0 | 0 | 0 | 0 | 0 | 0 | 0 | 0 | 0 | 0 | 0 | 0 | 0 | 0 | 0 | 0 | 0 | 0 | 0 | 0 | 0 | 0 | 0 | 0 | 0 | 0 | 0 | 0 | 0 | 0 | 0 | 0 | 0 | 0 | 0 | 0 | 0 | 0 | 0 | 0 | 0 | 0 | 0 | 0 | 0 | 0 | 0 | 0 | 0 | 0 | 0 | 0 | 0 | 0 | 0 | 0 | 0 | 0 | 0 | 0 | 0 | 0 | 0 | 0 | 0 | 0 | 0 | 0 | 0 | 0 | 0 | 0 | 0 | 0 | 0 | 0 | 0 | 0 | 0 | 0 | 0 | 0 | 0 | 0 | 0 | 0 | 0 | 0 | 0 | 0 | 0 | 0 | 0 | 0 | 0 | 0 | 0 | 0 | 0 | 0 | 0 | 0 | 0 | 0 | 0 | 0 | 0 | 0 | 0 | 0 | 0 | 0 | 0 | 0 | 0 | 0 | 0 | 0 | 0 | 0 | 0 | 0 | 0 | 0 | 0 | 0 | 0 | 0 | 0 | 0 | 0 | 0 | 0 | 0 | 0 | 0 | 0 | 0 | 0 | 0 | 0 | 0 | 0 | 0 | 0 | 0 | 0 | 0 | 0 | 0 | 0 | 0 | 0 | 0 | 0 | 0 | 0 | 0 | 0 | 0 | 0 | 0 | 0 | 0 | 0 | 0 | 0 | 0 | 0 | 0 | 0 | 0 | 0 | 0 | 0 | 0 | 0 | 0 | 0 | 0 | 0 | 0 | 0 | 0 | 0 | 0 | 0 | 0 | 0 | 0 | 0 | 0 | 0 | 0 | 0 | 0 | 0 | 0 | 0 | 0 | 0 | 0 | 0 | 0 | 0 | 0 | 0 | 0 | 0 | 0 | 0 | 0 | 0 | 0 | 0 | 0 | 0 | 0 | 0 | 0 | 0 | 0 | 0 | 0 | 0 | 0 | 0 | 0 | 0 | 0 | 0 | 0 | 0 | 0 | 0 | 0 | 0 | 0 | 0 | 0 | 0 | 0 | 0 | 0 | 0 | 0 | 0 | 0 | 0 | 0 | 0 | 0 | 0 | 0 | 0 | 0 | 0 | 0 | 0 | 0 | 0 | 0 | 0 | 0 | 0 | 0 | 0 | 0 | 0 | 0 | 0 | 0 | 0 | 0 | 0 | 0 | 0 | 0 | 0 | 0 | 0 | 0 | 0 | 0 | 0 | 0 | 0 | 0 | 0 | 0 | 0 | 0 | 0 | 0 | 0 | 0 | 0 | 0 | 0 | 0 | 0 | 0 | 0 | 0 | 0 | 0 | 0 | 0 | 0 | 0 | 0 | 0 | 0 | 0 | 0 | 0 | 0 | 0 | 0 | 0 | 0 | 0 | 0 | 0 | 0 | 0 | 0 | 0 | 0 | 0 | 0 | 0 | 0 | 0 | 0 | 0 | 0 | 0 | 0 | 0 | 0 | 0 | 0 | 0 | 0 | 0 | 0 | 0 | 0 | 0 | 0 | 0 | 0 | 0 | 0 | 0 | 0 | 0 | 0 | 0 | 0 | 0 | 0 | 0 | 0 | 0 | 0 | 0 | 0 | 0 | 0 | 0 | 0 | 0 | 0 | 193.3775 | 193.3775 | 193.3775 | 193.3775 | 193.3775 | 193.3775 | 193.3775 | 193.3775 | 193.3775 | 193.3775 | 193.3775 | 193.3775 | 193.3775 | 193.3775 | 193.3775 | 193.3775 | 193.3775 | 193.3775 | 193.3775 | 193.3775 | 193.3775 | 193.3775 | 193.3775 | 193.3775 | 193.3775 | 193.3775 | 153.854 | 153.854 | 153.854 | 153.854 | 153.854 | 153.854 | 153.854 | 153.854 | 153.854 | 153.854 | 153.854 | 153.854 | 153.854 | 153.854 | 153.854 | 153.854 | 153.854 | 153.854 | 153.854 | 153.854 | 153.854 | 153.854 | 153.854 | 153.854 | 153.854 | 153.854
WA_Industrial_Agriculture_New_Space Heating_Natural Gas_Gas Boiler - High Turndown_A | WA | Industrial | Agriculture | New | Space Heating | Natural Gas | Gas Boiler - High Turndown | A | IM133 | No control | Turndown control installed | 15 | 1.5201 | 0 | 0 | 27 | 0 | 0 | 0 | 13.5002 |  | sqft | 35% | 50% | Retrofit | Retro12Med | 84.73% | TBD | 0.2% | 1334.5701 |  | 1014.6965 |  | 0 | MN TRM 3.1 - Boiler Modifications, Space Heating Only v4.0 | MN TRM 3.1 - Boiler Modifications, Space Heating Only v4.0 | MN TRM 3.1 - Boiler Modifications, Space Heating Only v4.0 | No control | No control | No control | No control | No control | No control | No control | No control | No control | No control | No control | No control | No control | No control | No control | No control | No control | No control | No control | No control | No control | No control | No control | No control | No control | No control | No control | No control | No control | No control | No control | Turndown control installed | Turndown control installed | Turndown control installed | Turndown control installed | Turndown control installed | Turndown control installed | Turndown control installed | Turndown control installed | Turndown control installed | Turndown control installed | Turndown control installed | Turndown control installed | Turndown control installed | Turndown control installed | Turndown control installed | Turndown control installed | Turndown control installed | Turndown control installed | Turndown control installed | Turndown control installed | Turndown control installed | Turndown control installed | Turndown control installed | Turndown control installed | Turndown control installed | Turndown control installed | Turndown control installed | Turndown control installed | Turndown control installed | Turndown control installed | Turndown control installed | 27 | 27 | 27 | 27 | 27 | 27 | 27 | 27 | 27 | 27 | 27 | 27 | 27 | 27 | 27 | 27 | 27 | 27 | 27 | 27 | 27 | 27 | 27 | 27 | 27 | 27 | 27 | 27 | 27 | 27 | 27 | 0 | 0 | 0 | 0 | 0 | 0 | 0 | 0 | 0 | 0 | 0 | 0 | 0 | 0 | 0 | 0 | 0 | 0 | 0 | 0 | 0 | 0 | 0 | 0 | 0 | 0 | 0 | 0 | 0 | 0 | 0 | 0 | 0 | 0 | 0 | 0 | 0 | 0 | 0 | 0 | 0 | 0 | 0 | 0 | 0 | 0 | 0 | 0 | 0 | 0 | 0 | 0 | 0 | 0 | 0 | 0 | 0 | 0 | 0 | 0 | 0 | 0 | 0 | 0 | 0 | 0 | 0 | 0 | 0 | 0 | 0 | 0 | 0 | 0 | 0 | 0 | 0 | 0 | 0 | 0 | 0 | 0 | 0 | 0 | 0 | 0 | 0 | 0 | 0 | 0 | 0 | 0 | 0 | 0 | 0 | 0 | 0 | 0 | 0 | 0 | 0 | 0 | 0 | 0 | 0 | 0 | 0 | 0 | 0 | 0 | 0 | 0 | 0 | 0 | 0 | 0 | 0 | 0 | 0 | 0 | 0 | 0 | 0 | 0 | 0 | 0 | 0 | 0 | 0 | 0 | 0 | 0 | 0 | 0 | 0 | 0 | 0 | 0 | 0 | 0 | 0 | 0 | 0 | 0 | 0 | 0 | 0 | 0 | 0 | 0 | 0 | 0 | 0 | 0 | 0 | 0 | 0 | 0 | 0 | 0 | 0 | 0 | 0 | 0 | 0 | 0 | 0 | 0 | 0 | 0 | 0 | 0 | 0 | 0 | 0 | 0 | 0 | 0 | 0 | 0 | 0 | 0 | 0 | 0 | 0 | 0 | 0 | 0 | 0 | 0 | 0 | 0 | 0 | 0 | 0 | 0 | 0 | 0 | 0 | 0 | 0 | 0 | 0 | 0 | 0 | 0 | 0 | 0 | 0 | 0 | 0 | 0 | 0 | 0 | 0 | 0 | 0 | 0 | 0 | 0 | 0 | 0 | 0 | 0 | 0 | 0 | 0 | 0 | 0 | 0 | 0 | 0 | 0 | 0 | 0 | 0 | 0 | 0 | 0 | 0 | 0 | 0 | 0 | 0 | 0 | 0 | 0 | 0 | 0 | 0 | 0 | 0 | 0 | 0 | 0 | 0 | 0 | 0 | 0 | 0 | 0 | 0 | 0 | 0 | 0 | 0 | 0 | 0 | 0 | 0 | 0 | 0 | 0 | 0 | 0 | 0 | 0 | 0 | 0 | 0 | 0 | 0 | 0 | 0 | 0 | 0 | 0 | 0 | 0 | 0 | 0 | 0 | 0 | 0 | 0 | 0 | 0 | 0 | 0 | 0 | 0 | 0 | 0 | 0 | 0 | 0 | 0 | 0 | 0 | 0 | 0 | 0 | 0 | 0 | 0 | 0 | 0 | 0 | 0 | 0 | 0 | 0 | 0 | 0 | 0 | 0 | 0 | 0 | 0 | 0 | 0 | 0 | 0 | 0 | 0 | 0 | 0 | 0 | 0 | 0 | 0 | 0 | 0 | 0 | 0 | 0 | 0 | 0 | 0 | 0 | 0 | 0 | 0 | 0 | 0 | 0 | 0 | 0 | 0 | 0 | 0 | 0 | 0 | 0 | 0 | 0 | 0 | 0 | 0 | 0 | 0 | 0 | 0 | 0 | 0 | 0 | 0 | 0 | 0 | 0 | 0 | 0 | 0 | 0 | 0 | 0 | 0 | 0 | 0 | 0 | 0 | 0 | 0 | 0 | 0 | 0 | 0 | 0 | 0 | 0 | 0 | 0 | 0 | 0 | 0 | 0 | 0 | 0 | 0 | 0 | 0 | 0 | 0 | 0 | 0 | 0 | 0 | 0 | 0 | 0 | 0 | 0 | 0 | 0 | 0 | 0 | 0 | 0 | 0 | 0 | 0 | 0 | 0 | 0 | 0 | 0 | 0 | 0 | 0 | 0 | 0 | 0 | 0 | 0 | 0 | 0 | 0 | 1334.5701 | 1334.5701 | 1334.5701 | 1334.5701 | 1334.5701 | 1334.5701 | 1334.5701 | 1334.5701 | 1334.5701 | 1334.5701 | 1334.5701 | 1334.5701 | 1334.5701 | 1334.5701 | 1334.5701 | 1334.5701 | 1334.5701 | 1334.5701 | 1334.5701 | 1334.5701 | 1334.5701 | 1334.5701 | 1334.5701 | 1334.5701 | 1334.5701 | 1334.5701 | 1014.6965 | 1014.6965 | 1014.6965 | 1014.6965 | 1014.6965 | 1014.6965 | 1014.6965 | 1014.6965 | 1014.6965 | 1014.6965 | 1014.6965 | 1014.6965 | 1014.6965 | 1014.6965 | 1014.6965 | 1014.6965 | 1014.6965 | 1014.6965 | 1014.6965 | 1014.6965 | 1014.6965 | 1014.6965 | 1014.6965 | 1014.6965 | 1014.6965 | 1014.6965
WA_Industrial_Agriculture_New_Process_Natural Gas_Gas Boiler - High Turndown_A | WA | Industrial | Agriculture | New | Process | Natural Gas | Gas Boiler - High Turndown | A | IM134 | No control | Turndown control installed | 15 | 2.1216 | 0 | 0 | 27 | 0 | 0 | 0 | 13.5002 |  | sqft | 35% | 50% | Retrofit | Retro12Med | 84.73% | TBD | 0.2% | 1334.5701 |  | 1014.6965 |  | 0.095317 | MN TRM 3.1 - Boiler Modifications, Space Heating Only v4.0 | MN TRM 3.1 - Boiler Modifications, Space Heating Only v4.0 | MN TRM 3.1 - Boiler Modifications, Space Heating Only v4.0 | No control | No control | No control | No control | No control | No control | No control | No control | No control | No control | No control | No control | No control | No control | No control | No control | No control | No control | No control | No control | No control | No control | No control | No control | No control | No control | No control | No control | No control | No control | No control | Turndown control installed | Turndown control installed | Turndown control installed | Turndown control installed | Turndown control installed | Turndown control installed | Turndown control installed | Turndown control installed | Turndown control installed | Turndown control installed | Turndown control installed | Turndown control installed | Turndown control installed | Turndown control installed | Turndown control installed | Turndown control installed | Turndown control installed | Turndown control installed | Turndown control installed | Turndown control installed | Turndown control installed | Turndown control installed | Turndown control installed | Turndown control installed | Turndown control installed | Turndown control installed | Turndown control installed | Turndown control installed | Turndown control installed | Turndown control installed | Turndown control installed | 27 | 27 | 27 | 27 | 27 | 27 | 27 | 27 | 27 | 27 | 27 | 27 | 27 | 27 | 27 | 27 | 27 | 27 | 27 | 27 | 27 | 27 | 27 | 27 | 27 | 27 | 27 | 27 | 27 | 27 | 27 | 0 | 0 | 0 | 0 | 0 | 2.1147 | 2.1089 | 2.1036 | 2.0988 | 2.0941 | 2.0908 | 2.088 | 2.0856 | 2.0837 | 2.0821 | 2.0809 | 2.0801 | 2.0796 | 2.0793 | 2.0791 | 2.079 | 2.079 | 2.079 | 2.0789 | 2.0787 | 2.0803 | 2.0818 | 2.0832 | 2.1216 | 2.1216 | 2.1216 | 0.051424 | 0.060755 | 0.070047 | 0.079252 | 0.088427 | 0.08787 | 0.076835 | 0.066684 | 0.057514 | 0.049293 | 0.042075 | 0.035756 | 0.030285 | 0.025567 | 0.021515 | 0.050556 | 0.059895 | 0.069227 | 0.078501 | 0.087777 | 0.087428 | 0.076606 | 0.066605 | 0.058562 | 0.05023 | 0.042898 | 0.051424 | 0.11204 | 0.1818 | 0.26064 | 0.34848 | 0.43581 | 0.51206 | 0.57816 | 0.63513 | 0.68395 | 0.72564 | 0.76112 | 0.79122 | 0.81667 | 0.83809 | 0.83807 | 0.83807 | 0.83805 | 0.838 | 0.83793 | 0.83858 | 0.83917 | 0.83973 | 0 | 0 | 0 | 24.317 | 28.8091 | 33.2986 | 37.7617 | 42.2272 | 42.0267 | 36.7983 | 31.9733 | 27.6022 | 23.6749 | 20.2193 | 17.1892 | 14.5625 | 12.2956 | 10.3484 | 24.317 | 28.8091 | 33.2986 | 37.7617 | 42.2272 | 42.0267 | 36.7983 | 31.9733 | 27.6022 | 23.6749 | 20.2193 | 24.317 | 53.1261 | 86.4247 | 124.1864 | 166.4136 | 208.4403 | 245.2386 | 277.2119 | 304.8141 | 328.489 | 348.7083 | 365.8975 | 380.4599 | 392.7555 | 403.1039 | 403.1039 | 403.1039 | 403.1039 | 403.1039 | 403.1039 | 403.1039 | 403.1039 | 403.1039 | 403.1039 | 403.1039 | 403.1039 | 0.043732 | 0.051688 | 0.059616 | 0.067474 | 0.075311 | 0.074854 | 0.065467 | 0.056828 | 0.04902 | 0.042018 | 0.035868 | 0.030483 | 0.025819 | 0.021797 | 0.018344 | 0.043104 | 0.051066 | 0.059023 | 0.066931 | 0.07484 | 0.074534 | 0.065301 | 0.05677 | 0.049778 | 0.042695 | 0.036464 | 0.043732 | 0.095317 | 0.15473 | 0.2219 | 0.29679 | 0.37125 | 0.4363 | 0.4927 | 0.54133 | 0.583 | 0.61859 | 0.64888 | 0.67456 | 0.69627 | 0.71455 | 0.71453 | 0.71453 | 0.71452 | 0.71448 | 0.71443 | 0.7149 | 0.71533 | 0.71573 | 0 | 0 | 0 | 20.6695 | 24.4877 | 28.3038 | 32.0974 | 35.8931 | 35.7227 | 31.2786 | 27.1773 | 23.4619 | 20.1237 | 17.1864 | 14.6108 | 12.3781 | 10.4512 | 8.7961 | 20.6695 | 24.4877 | 28.3038 | 32.0974 | 35.8931 | 35.7227 | 31.2786 | 27.1773 | 23.4619 | 20.1237 | 17.1864 | 20.6695 | 45.1572 | 73.461 | 105.5584 | 141.4515 | 177.1742 | 208.4528 | 235.6301 | 259.0919 | 279.2156 | 296.402 | 311.0128 | 323.3909 | 333.8422 | 342.6383 | 342.6383 | 342.6383 | 342.6383 | 342.6383 | 342.6383 | 342.6383 | 342.6383 | 342.6383 | 342.6383 | 342.6383 | 342.6383 | 0 | 0 | 0 | 0 | 0 | 0 | 0 | 0 | 0 | 0 | 0 | 0 | 0 | 0 | 0 | 0 | 0 | 0 | 0 | 0 | 0 | 0 | 0 | 0 | 0 | 0 | 0 | 0 | 0 | 0 | 0 | 0 | 0 | 0 | 0 | 0 | 0 | 0 | 0 | 0 | 0 | 0 | 0 | 0 | 0 | 0 | 0 | 0 | 0 | 0 | 0 | 0 | 0 | 0 | 0 | 0 | 0 | 0 | 0 | 0 | 0 | 0 | 0 | 0 | 0 | 0 | 0 | 0 | 0 | 0 | 0 | 0 | 0 | 0 | 0 | 0 | 0 | 0 | 0 | 0 | 0 | 0 | 0 | 0 | 0 | 0 | 0 | 0 | 0 | 0 | 0 | 0 | 0 | 0 | 0 | 0 | 0 | 0 | 0 | 0 | 0 | 0 | 0 | 0 | 0 | 0 | 0 | 0.067474 | 0.075311 | 0.083171 | 0.090926 | 0.098659 | 0.095742 | 0.082066 | 0.070055 | 0.059537 | 0.050429 | 0.042573 | 0.035827 | 0.030081 | 0.025195 | 0.021057 | 0.066931 | 0.07484 | 0.082815 | 0.090696 | 0.09856 | 0.097222 | 0.083389 | 0.071218 | 0 | 0 | 0 | 0.067474 | 0.14266 | 0.22564 | 0.31631 | 0.41466 | 0.51007 | 0.59181 | 0.66159 | 0.72091 | 0.77119 | 0.81366 | 0.84941 | 0.87947 | 0.90467 | 0.92571 | 0.92566 | 0.9256 | 0.9262 | 0.92676 | 0.92728 | 0 | 0 | 0 | 0 | 0 | 0 | 32.0974 | 35.8931 | 39.6919 | 43.4425 | 47.1828 | 45.8239 | 39.304 | 33.5672 | 28.5368 | 24.176 | 20.4126 | 17.1799 | 14.4246 | 12.0819 | 10.0977 | 32.0974 | 35.8931 | 39.6919 | 43.4425 | 47.1828 | 45.8239 | 39.304 | 33.5672 | 0 | 0 | 0 | 32.0974 | 67.9905 | 107.6824 | 151.1249 | 198.3077 | 244.1316 | 283.4356 | 317.0029 | 345.5396 | 369.7156 | 390.1282 | 407.3081 | 421.7326 | 433.8146 | 443.9122 | 443.9122 | 443.9122 | 443.9122 | 443.9122 | 443.9122 | 443.9122 | 443.9122 | 443.9122 | 1334.5701 | 1334.5701 | 1334.5701 | 1334.5701 | 1334.5701 | 1334.5701 | 1334.5701 | 1334.5701 | 1334.5701 | 1334.5701 | 1334.5701 | 1334.5701 | 1334.5701 | 1334.5701 | 1334.5701 | 1334.5701 | 1334.5701 | 1334.5701 | 1334.5701 | 1334.5701 | 1334.5701 | 1334.5701 | 1334.5701 | 1334.5701 | 1334.5701 | 1334.5701 | 1014.6965 | 1014.6965 | 1014.6965 | 1014.6965 | 1014.6965 | 1014.6965 | 1014.6965 | 1014.6965 | 1014.6965 | 1014.6965 | 1014.6965 | 1014.6965 | 1014.6965 | 1014.6965 | 1014.6965 | 1014.6965 | 1014.6965 | 1014.6965 | 1014.6965 | 1014.6965 | 1014.6965 | 1014.6965 | 1014.6965 | 1014.6965 | 1014.6965 | 1014.6965
WA_Industrial_Agriculture_New_Space Heating_Natural Gas_Gas Boiler - Burner Control Optimization_A | WA | Industrial | Agriculture | New | Space Heating | Natural Gas | Gas Boiler - Burner Control Optimization | A | IM135 | Average performance | Optimized burner controls | 18 | 0.44083 | 0 | 0 | 9.07 | 0 | 0 | 0 | 4.5357 |  | sqft | 5% | 85% | Retrofit | Retro3Slow | 83.58% | TBD | 0.2% | 1408.2069 |  | 1044.334 |  | 0 | IL TRM - 4.4.22 - CI-HVC-O2TC-V01-140601 | GBLR_O2TRM-Heating-MEMD-2018-1 | IL TRM - 4.4.22 - CI-HVC-O2TC-V01-140601 | Average performance | Average performance | Average performance | Average performance | Average performance | Average performance | Average performance | Average performance | Average performance | Average performance | Average performance | Average performance | Average performance | Average performance | Average performance | Average performance | Average performance | Average performance | Average performance | Average performance | Average performance | Average performance | Average performance | Average performance | Average performance | Average performance | Average performance | Average performance | Average performance | Average performance | Average performance | Optimized burner controls | Optimized burner controls | Optimized burner controls | Optimized burner controls | Optimized burner controls | Optimized burner controls | Optimized burner controls | Optimized burner controls | Optimized burner controls | Optimized burner controls | Optimized burner controls | Optimized burner controls | Optimized burner controls | Optimized burner controls | Optimized burner controls | Optimized burner controls | Optimized burner controls | Optimized burner controls | Optimized burner controls | Optimized burner controls | Optimized burner controls | Optimized burner controls | Optimized burner controls | Optimized burner controls | Optimized burner controls | Optimized burner controls | Optimized burner controls | Optimized burner controls | Optimized burner controls | Optimized burner controls | Optimized burner controls | 9.07 | 9.07 | 9.07 | 9.07 | 9.07 | 9.07 | 9.07 | 9.07 | 9.07 | 9.07 | 9.07 | 9.07 | 9.07 | 9.07 | 9.07 | 9.07 | 9.07 | 9.07 | 9.07 | 9.07 | 9.07 | 9.07 | 9.07 | 9.07 | 9.07 | 9.07 | 9.07 | 9.07 | 9.07 | 9.07 | 9.07 | 0 | 0 | 0 | 0 | 0 | 0 | 0 | 0 | 0 | 0 | 0 | 0 | 0 | 0 | 0 | 0 | 0 | 0 | 0 | 0 | 0 | 0 | 0 | 0 | 0 | 0 | 0 | 0 | 0 | 0 | 0 | 0 | 0 | 0 | 0 | 0 | 0 | 0 | 0 | 0 | 0 | 0 | 0 | 0 | 0 | 0 | 0 | 0 | 0 | 0 | 0 | 0 | 0 | 0 | 0 | 0 | 0 | 0 | 0 | 0 | 0 | 0 | 0 | 0 | 0 | 0 | 0 | 0 | 0 | 0 | 0 | 0 | 0 | 0 | 0 | 0 | 0 | 0 | 0 | 0 | 0 | 0 | 0 | 0 | 0 | 0 | 0 | 0 | 0 | 0 | 0 | 0 | 0 | 0 | 0 | 0 | 0 | 0 | 0 | 0 | 0 | 0 | 0 | 0 | 0 | 0 | 0 | 0 | 0 | 0 | 0 | 0 | 0 | 0 | 0 | 0 | 0 | 0 | 0 | 0 | 0 | 0 | 0 | 0 | 0 | 0 | 0 | 0 | 0 | 0 | 0 | 0 | 0 | 0 | 0 | 0 | 0 | 0 | 0 | 0 | 0 | 0 | 0 | 0 | 0 | 0 | 0 | 0 | 0 | 0 | 0 | 0 | 0 | 0 | 0 | 0 | 0 | 0 | 0 | 0 | 0 | 0 | 0 | 0 | 0 | 0 | 0 | 0 | 0 | 0 | 0 | 0 | 0 | 0 | 0 | 0 | 0 | 0 | 0 | 0 | 0 | 0 | 0 | 0 | 0 | 0 | 0 | 0 | 0 | 0 | 0 | 0 | 0 | 0 | 0 | 0 | 0 | 0 | 0 | 0 | 0 | 0 | 0 | 0 | 0 | 0 | 0 | 0 | 0 | 0 | 0 | 0 | 0 | 0 | 0 | 0 | 0 | 0 | 0 | 0 | 0 | 0 | 0 | 0 | 0 | 0 | 0 | 0 | 0 | 0 | 0 | 0 | 0 | 0 | 0 | 0 | 0 | 0 | 0 | 0 | 0 | 0 | 0 | 0 | 0 | 0 | 0 | 0 | 0 | 0 | 0 | 0 | 0 | 0 | 0 | 0 | 0 | 0 | 0 | 0 | 0 | 0 | 0 | 0 | 0 | 0 | 0 | 0 | 0 | 0 | 0 | 0 | 0 | 0 | 0 | 0 | 0 | 0 | 0 | 0 | 0 | 0 | 0 | 0 | 0 | 0 | 0 | 0 | 0 | 0 | 0 | 0 | 0 | 0 | 0 | 0 | 0 | 0 | 0 | 0 | 0 | 0 | 0 | 0 | 0 | 0 | 0 | 0 | 0 | 0 | 0 | 0 | 0 | 0 | 0 | 0 | 0 | 0 | 0 | 0 | 0 | 0 | 0 | 0 | 0 | 0 | 0 | 0 | 0 | 0 | 0 | 0 | 0 | 0 | 0 | 0 | 0 | 0 | 0 | 0 | 0 | 0 | 0 | 0 | 0 | 0 | 0 | 0 | 0 | 0 | 0 | 0 | 0 | 0 | 0 | 0 | 0 | 0 | 0 | 0 | 0 | 0 | 0 | 0 | 0 | 0 | 0 | 0 | 0 | 0 | 0 | 0 | 0 | 0 | 0 | 0 | 0 | 0 | 0 | 0 | 0 | 0 | 0 | 0 | 0 | 0 | 0 | 0 | 0 | 0 | 0 | 0 | 0 | 0 | 0 | 0 | 0 | 0 | 0 | 0 | 0 | 0 | 0 | 0 | 0 | 0 | 0 | 0 | 0 | 0 | 0 | 0 | 0 | 0 | 0 | 0 | 0 | 0 | 0 | 0 | 0 | 0 | 0 | 0 | 0 | 0 | 0 | 0 | 0 | 0 | 0 | 0 | 0 | 0 | 0 | 0 | 0 | 0 | 0 | 0 | 0 | 0 | 0 | 0 | 0 | 0 | 0 | 1408.2069 | 1408.2069 | 1408.2069 | 1408.2069 | 1408.2069 | 1408.2069 | 1408.2069 | 1408.2069 | 1408.2069 | 1408.2069 | 1408.2069 | 1408.2069 | 1408.2069 | 1408.2069 | 1408.2069 | 1408.2069 | 1408.2069 | 1408.2069 | 1408.2069 | 1408.2069 | 1408.2069 | 1408.2069 | 1408.2069 | 1408.2069 | 1408.2069 | 1408.2069 | 1044.334 | 1044.334 | 1044.334 | 1044.334 | 1044.334 | 1044.334 | 1044.334 | 1044.334 | 1044.334 | 1044.334 | 1044.334 | 1044.334 | 1044.334 | 1044.334 | 1044.334 | 1044.334 | 1044.334 | 1044.334 | 1044.334 | 1044.334 | 1044.334 | 1044.334 | 1044.334 | 1044.334 | 1044.334 | 1044.334
WA_Industrial_Agriculture_New_Process_Natural Gas_Gas Boiler - Burner Control Optimization_A | WA | Industrial | Agriculture | New | Process | Natural Gas | Gas Boiler - Burner Control Optimization | A | IM136 | Average performance | Optimized burner controls | 18 | 0.61528 | 0 | 0 | 9.07 | 0 | 0 | 0 | 4.5357 |  | sqft | 5% | 85% | Retrofit | Retro3Slow | 83.58% | TBD | 0.2% | 1408.2069 |  | 1044.334 |  | 0.009765 | IL TRM - 4.4.22 - CI-HVC-O2TC-V01-140601 | GBLR_O2TRM-Heating-MEMD-2018-1 | IL TRM - 4.4.22 - CI-HVC-O2TC-V01-140601 | Average performance | Average performance | Average performance | Average performance | Average performance | Average performance | Average performance | Average performance | Average performance | Average performance | Average performance | Average performance | Average performance | Average performance | Average performance | Average performance | Average performance | Average performance | Average performance | Average performance | Average performance | Average performance | Average performance | Average performance | Average performance | Average performance | Average performance | Average performance | Average performance | Average performance | Average performance | Optimized burner controls | Optimized burner controls | Optimized burner controls | Optimized burner controls | Optimized burner controls | Optimized burner controls | Optimized burner controls | Optimized burner controls | Optimized burner controls | Optimized burner controls | Optimized burner controls | Optimized burner controls | Optimized burner controls | Optimized burner controls | Optimized burner controls | Optimized burner controls | Optimized burner controls | Optimized burner controls | Optimized burner controls | Optimized burner controls | Optimized burner controls | Optimized burner controls | Optimized burner controls | Optimized burner controls | Optimized burner controls | Optimized burner controls | Optimized burner controls | Optimized burner controls | Optimized burner controls | Optimized burner controls | Optimized burner controls | 9.07 | 9.07 | 9.07 | 9.07 | 9.07 | 9.07 | 9.07 | 9.07 | 9.07 | 9.07 | 9.07 | 9.07 | 9.07 | 9.07 | 9.07 | 9.07 | 9.07 | 9.07 | 9.07 | 9.07 | 9.07 | 9.07 | 9.07 | 9.07 | 9.07 | 9.07 | 9.07 | 9.07 | 9.07 | 9.07 | 9.07 | 0 | 0 | 0 | 0 | 0 | 0.61311 | 0.61127 | 0.60962 | 0.60811 | 0.60665 | 0.60561 | 0.60475 | 0.60403 | 0.60345 | 0.60299 | 0.60266 | 0.60244 | 0.60231 | 0.60223 | 0.60218 | 0.6022 | 0.60224 | 0.60225 | 0.60224 | 0.60222 | 0.6027 | 0.60315 | 0.60357 | 0.61528 | 0.61528 | 0.61528 | 0.0040218 | 0.0074672 | 0.017215 | 0.03408 | 0.05914 | 0.091402 | 0.12714 | 0.16091 | 0.18682 | 0.20014 | 0.19931 | 0.18526 | 0.16153 | 0.13258 | 0.10276 | 0.0755 | 0.052702 | 0.035038 | 0.022236 | 0.015669 | 0.01702 | 0.033802 | 0.05884 | 0.092861 | 0.12935 | 0.16391 | 0.0040218 | 0.011477 | 0.028661 | 0.062669 | 0.12166 | 0.21285 | 0.33969 | 0.5002 | 0.68653 | 0.88615 | 1.085 | 1.2698 | 1.4311 | 1.5635 | 1.6661 | 1.7417 | 1.7945 | 1.8295 | 1.8478 | 1.856 | 1.8575 | 1.8589 | 1.8602 | 0 | 0 | 0 | 6.5596 | 12.2159 | 28.2391 | 56.0421 | 97.4857 | 150.9245 | 210.2363 | 266.3935 | 309.5813 | 331.9169 | 330.7153 | 307.5117 | 268.1822 | 220.1456 | 170.6541 | 125.3739 | 87.5103 | 58.1781 | 36.9227 | 26.0187 | 28.2391 | 56.0421 | 97.4857 | 150.9245 | 210.2363 | 266.3935 | 6.5596 | 18.7755 | 47.0146 | 103.0568 | 200.5424 | 351.4669 | 561.7032 | 828.0967 | 1137.678 | 1469.5949 | 1800.3102 | 2107.8219 | 2376.0042 | 2596.1498 | 2766.8038 | 2892.1777 | 2979.688 | 3037.8661 | 3068.2293 | 3082.0321 | 3082.0321 | 3082.0321 | 3082.0321 | 3082.0321 | 3082.0321 | 3082.0321 | 0.0034203 | 0.0063534 | 0.014653 | 0.029019 | 0.050375 | 0.077877 | 0.10835 | 0.13715 | 0.15926 | 0.17064 | 0.16994 | 0.15797 | 0.13774 | 0.11306 | 0.087633 | 0.064383 | 0.044941 | 0.029878 | 0.018962 | 0.013362 | 0.014512 | 0.028818 | 0.050158 | 0.078931 | 0.10995 | 0.13932 | 0.0034203 | 0.009765 | 0.024396 | 0.053363 | 0.10363 | 0.18136 | 0.28949 | 0.42635 | 0.58525 | 0.75551 | 0.9251 | 1.0828 | 1.2203 | 1.3332 | 1.4208 | 1.4852 | 1.5302 | 1.5601 | 1.5757 | 1.5827 | 1.5838 | 1.5848 | 1.5858 | 0 | 0 | 0 | 5.5757 | 10.3835 | 24.0033 | 47.6358 | 82.8628 | 128.2858 | 178.7009 | 226.4344 | 263.1441 | 282.1294 | 281.108 | 261.3849 | 227.9549 | 187.1238 | 145.0559 | 106.5678 | 74.3838 | 49.4514 | 31.3843 | 22.1159 | 24.0033 | 47.6358 | 82.8628 | 128.2858 | 178.7009 | 226.4344 | 5.5757 | 15.9592 | 39.9624 | 87.5982 | 170.4611 | 298.7469 | 477.4478 | 703.8822 | 967.0263 | 1249.1557 | 1530.2637 | 1791.6486 | 2019.6035 | 2206.7273 | 2351.7833 | 2458.3511 | 2532.7348 | 2582.1862 | 2607.9949 | 2619.7273 | 2619.7273 | 2619.7273 | 2619.7273 | 2619.7273 | 2619.7273 | 2619.7273 | 0 | 0 | 0 | 0 | 0 | 0 | 0 | 0 | 0 | 0 | 0 | 0 | 0 | 0 | 0 | 0 | 0 | 0 | 0 | 0 | 0 | 0 | 0 | 0 | 0 | 0 | 0 | 0 | 0 | 0 | 0 | 0 | 0 | 0 | 0 | 0 | 0 | 0 | 0 | 0 | 0 | 0 | 0 | 0 | 0 | 0 | 0 | 0 | 0 | 0 | 0 | 0 | 0 | 0 | 0 | 0 | 0 | 0 | 0 | 0 | 0 | 0 | 0 | 0 | 0 | 0 | 0 | 0 | 0 | 0 | 0 | 0 | 0 | 0 | 0 | 0 | 0 | 0 | 0 | 0 | 0 | 0 | 0 | 0 | 0 | 0 | 0 | 0 | 0 | 0 | 0 | 0 | 0 | 0 | 0 | 0 | 0 | 0 | 0 | 0 | 0 | 0 | 0 | 0 | 0.0034211 | 0.006356 | 0.014662 | 0.029034 | 0.050399 | 0.077907 | 0.10838 | 0.13718 | 0.15927 | 0.17063 | 0.16993 | 0.15795 | 0.13772 | 0.11303 | 0.087615 | 0.064368 | 0.044929 | 0.02987 | 0.018957 | 0.013358 | 0.014508 | 0.028811 | 0.050147 | 0.078931 | 0.10995 | 0.13932 | 0.0034211 | 0.009769 | 0.02441 | 0.05339 | 0.10368 | 0.18143 | 0.28957 | 0.42642 | 0.58529 | 0.7555 | 0.92502 | 1.0826 | 1.2201 | 1.333 | 1.4205 | 1.4849 | 1.5298 | 1.5597 | 1.5753 | 1.5823 | 1.5834 | 1.5845 | 1.5854 | 0 | 0 | 0 | 5.5757 | 10.3835 | 24.0033 | 47.6358 | 82.8628 | 128.2858 | 178.7009 | 226.4344 | 263.1441 | 282.1294 | 281.108 | 261.3849 | 227.9549 | 187.1238 | 145.0559 | 106.5678 | 74.3838 | 49.4514 | 31.3843 | 22.1159 | 24.0033 | 47.6358 | 82.8628 | 128.2858 | 178.7009 | 226.4344 | 5.5757 | 15.9592 | 39.9624 | 87.5982 | 170.4611 | 298.7469 | 477.4478 | 703.8822 | 967.0263 | 1249.1557 | 1530.2637 | 1791.6486 | 2019.6035 | 2206.7273 | 2351.7833 | 2458.3511 | 2532.7348 | 2582.1862 | 2607.9949 | 2619.7273 | 2619.7273 | 2619.7273 | 2619.7273 | 2619.7273 | 2619.7273 | 2619.7273 | 1408.2069 | 1408.2069 | 1408.2069 | 1408.2069 | 1408.2069 | 1408.2069 | 1408.2069 | 1408.2069 | 1408.2069 | 1408.2069 | 1408.2069 | 1408.2069 | 1408.2069 | 1408.2069 | 1408.2069 | 1408.2069 | 1408.2069 | 1408.2069 | 1408.2069 | 1408.2069 | 1408.2069 | 1408.2069 | 1408.2069 | 1408.2069 | 1408.2069 | 1408.2069 | 1044.334 | 1044.334 | 1044.334 | 1044.334 | 1044.334 | 1044.334 | 1044.334 | 1044.334 | 1044.334 | 1044.334 | 1044.334 | 1044.334 | 1044.334 | 1044.334 | 1044.334 | 1044.334 | 1044.334 | 1044.334 | 1044.334 | 1044.334 | 1044.334 | 1044.334 | 1044.334 | 1044.334 | 1044.334 | 1044.334
WA_Industrial_Agriculture_New_Space Heating_Natural Gas_HVAC - Demand Controlled Ventilation_A | WA | Industrial | Agriculture | New | Space Heating | Natural Gas | HVAC - Demand Controlled Ventilation | A | IM137 | Constant ventilation | DCV enabled | 6 | 0.041334 | 0 | 0 | 0.29 | 0.01 | 0 | 0 | 0.14435 |  | sqft | 55% | 75% | Retrofit | RetroEven20 | 76.5% | TBD | 0.2% | 0 |  | 0 |  | 0 | IL TRM v11 - 4.4.19 - Demand Controlled Ventilation - CI-HVC-DCV-V06-220101 | IL TRM v11 - 4.4.19 - Demand Controlled Ventilation - CI-HVC-DCV-V06-220101 | IL TRM v11 - 4.4.19 - Demand Controlled Ventilation - CI-HVC-DCV-V06-220101 | Constant ventilation | Constant ventilation | Constant ventilation | Constant ventilation | Constant ventilation | Constant ventilation | Constant ventilation | Constant ventilation | Constant ventilation | Constant ventilation | Constant ventilation | Constant ventilation | Constant ventilation | Constant ventilation | Constant ventilation | Constant ventilation | Constant ventilation | Constant ventilation | Constant ventilation | Constant ventilation | Constant ventilation | Constant ventilation | Constant ventilation | Constant ventilation | Constant ventilation | Constant ventilation | Constant ventilation | Constant ventilation | Constant ventilation | Constant ventilation | Constant ventilation | DCV enabled | DCV enabled | DCV enabled | DCV enabled | DCV enabled | DCV enabled | DCV enabled | DCV enabled | DCV enabled | DCV enabled | DCV enabled | DCV enabled | DCV enabled | DCV enabled | DCV enabled | DCV enabled | DCV enabled | DCV enabled | DCV enabled | DCV enabled | DCV enabled | DCV enabled | DCV enabled | DCV enabled | DCV enabled | DCV enabled | DCV enabled | DCV enabled | DCV enabled | DCV enabled | DCV enabled | 0.29 | 0.29 | 0.29 | 0.29 | 0.29 | 0.29 | 0.29 | 0.29 | 0.29 | 0.29 | 0.29 | 0.29 | 0.29 | 0.29 | 0.29 | 0.29 | 0.29 | 0.29 | 0.29 | 0.29 | 0.29 | 0.29 | 0.29 | 0.29 | 0.29 | 0.29 | 0.29 | 0.29 | 0.29 | 0.29 | 0.29 | 0 | 0 | 0 | 0 | 0 | 0 | 0 | 0 | 0 | 0 | 0 | 0 | 0 | 0 | 0 | 0 | 0 | 0 | 0 | 0 | 0 | 0 | 0 | 0 | 0 | 0 | 0 | 0 | 0 | 0 | 0 | 0 | 0 | 0 | 0 | 0 | 0 | 0 | 0 | 0 | 0 | 0 | 0 | 0 | 0 | 0 | 0 | 0 | 0 | 0 | 0 | 0 | 0 | 0 | 0 | 0 | 0 | 0 | 0 | 0 | 0 | 0 | 0 | 0 | 0 | 0 | 0 | 0 | 0 | 0 | 0 | 0 | 0 | 0 | 0 | 0 | 0 | 0 | 0 | 0 | 0 | 0 | 0 | 0 | 0 | 0 | 0 | 0 | 0 | 0 | 0 | 0 | 0 | 0 | 0 | 0 | 0 | 0 | 0 | 0 | 0 | 0 | 0 | 0 | 0 | 0 | 0 | 0 | 0 | 0 | 0 | 0 | 0 | 0 | 0 | 0 | 0 | 0 | 0 | 0 | 0 | 0 | 0 | 0 | 0 | 0 | 0 | 0 | 0 | 0 | 0 | 0 | 0 | 0 | 0 | 0 | 0 | 0 | 0 | 0 | 0 | 0 | 0 | 0 | 0 | 0 | 0 | 0 | 0 | 0 | 0 | 0 | 0 | 0 | 0 | 0 | 0 | 0 | 0 | 0 | 0 | 0 | 0 | 0 | 0 | 0 | 0 | 0 | 0 | 0 | 0 | 0 | 0 | 0 | 0 | 0 | 0 | 0 | 0 | 0 | 0 | 0 | 0 | 0 | 0 | 0 | 0 | 0 | 0 | 0 | 0 | 0 | 0 | 0 | 0 | 0 | 0 | 0 | 0 | 0 | 0 | 0 | 0 | 0 | 0 | 0 | 0 | 0 | 0 | 0 | 0 | 0 | 0 | 0 | 0 | 0 | 0 | 0 | 0 | 0 | 0 | 0 | 0 | 0 | 0 | 0 | 0 | 0 | 0 | 0 | 0 | 0 | 0 | 0 | 0 | 0 | 0 | 0 | 0 | 0 | 0 | 0 | 0 | 0 | 0 | 0 | 0 | 0 | 0 | 0 | 0 | 0 | 0 | 0 | 0 | 0 | 0 | 0 | 0 | 0 | 0 | 0 | 0 | 0 | 0 | 0 | 0 | 0 | 0 | 0 | 0 | 0 | 0 | 0 | 0 | 0 | 0 | 0 | 0 | 0 | 0 | 0 | 0 | 0 | 0 | 0 | 0 | 0 | 0 | 0 | 0 | 0 | 0 | 0 | 0 | 0 | 0 | 0 | 0 | 0 | 0 | 0 | 0 | 0 | 0 | 0 | 0 | 0 | 0 | 0 | 0 | 0 | 0 | 0 | 0 | 0 | 0 | 0 | 0 | 0 | 0 | 0 | 0 | 0 | 0 | 0 | 0 | 0 | 0 | 0 | 0 | 0 | 0 | 0 | 0 | 0 | 0 | 0 | 0 | 0 | 0 | 0 | 0 | 0 | 0 | 0 | 0 | 0 | 0 | 0 | 0 | 0 | 0 | 0 | 0 | 0 | 0 | 0 | 0 | 0 | 0 | 0 | 0 | 0 | 0 | 0 | 0 | 0 | 0 | 0 | 0 | 0 | 0 | 0 | 0 | 0 | 0 | 0 | 0 | 0 | 0 | 0 | 0 | 0 | 0 | 0 | 0 | 0 | 0 | 0 | 0 | 0 | 0 | 0 | 0 | 0 | 0 | 0 | 0 | 0 | 0 | 0 | 0 | 0 | 0 | 0 | 0 | 0 | 0 | 0 | 0 | 0 | 0 | 0 | 0 | 0 | 0 | 0 | 0 | 0 | 0 | 0 | 0 | 0 | 0 | 0 | 0 | 0 | 0 | 0 | 0 | 0 | 0 | 0 | 0 | 0 | 0 | 0 | 0 | 0 | 0 | 0 | 0 | 0 | 0 | 0 | 0 | 0 | 0 | 0 | 0 | 0 | 0 | 0 | 0 | 0 | 0 | 0 | 0 | 0 | 0 | 0 | 0 | 0 | 0 | 0 | 0 | 0 | 0 | 0 | 0 | 0 | 0 | 0 | 0 | 0 | 0 | 0 | 0 | 0 | 0 | 0 | 0 | 0 | 0 | 0 | 0 | 0 | 0 | 0 | 0 | 0 | 0 | 0 | 0 | 0 | 0 | 0 | 0
WA_Industrial_Agriculture_New_Space Heating_Natural Gas_Gas Boiler - Stack Economizer_A | WA | Industrial | Agriculture | New | Space Heating | Natural Gas | Gas Boiler - Stack Economizer | A | IM138 | None | Economizer installed | 15 | 1.1097 | 0 | 0 | 0.22 | 0 | 0 | 0 | 0.1123 |  | sqft | 15% | 55% | Retrofit | Retro12Med | 84.73% | TBD | 0.2% | 11.3274 |  | 8.6124 |  | 0 | IL TRM - 4.4.28 - CI-HVC-BECO-V02-210101 | XCEL CO 2019-2020 DSM Plan | IL TRM - 4.4.28 - CI-HVC-BECO-V02-210101 | None | None | None | None | None | None | None | None | None | None | None | None | None | None | None | None | None | None | None | None | None | None | None | None | None | None | None | None | None | None | None | Economizer installed | Economizer installed | Economizer installed | Economizer installed | Economizer installed | Economizer installed | Economizer installed | Economizer installed | Economizer installed | Economizer installed | Economizer installed | Economizer installed | Economizer installed | Economizer installed | Economizer installed | Economizer installed | Economizer installed | Economizer installed | Economizer installed | Economizer installed | Economizer installed | Economizer installed | Economizer installed | Economizer installed | Economizer installed | Economizer installed | Economizer installed | Economizer installed | Economizer installed | Economizer installed | Economizer installed | 0.22 | 0.22 | 0.22 | 0.22 | 0.22 | 0.22 | 0.22 | 0.22 | 0.22 | 0.22 | 0.22 | 0.22 | 0.22 | 0.22 | 0.22 | 0.22 | 0.22 | 0.22 | 0.22 | 0.22 | 0.22 | 0.22 | 0.22 | 0.22 | 0.22 | 0.22 | 0.22 | 0.22 | 0.22 | 0.22 | 0.22 | 0 | 0 | 0 | 0 | 0 | 0 | 0 | 0 | 0 | 0 | 0 | 0 | 0 | 0 | 0 | 0 | 0 | 0 | 0 | 0 | 0 | 0 | 0 | 0 | 0 | 0 | 0 | 0 | 0 | 0 | 0 | 0 | 0 | 0 | 0 | 0 | 0 | 0 | 0 | 0 | 0 | 0 | 0 | 0 | 0 | 0 | 0 | 0 | 0 | 0 | 0 | 0 | 0 | 0 | 0 | 0 | 0 | 0 | 0 | 0 | 0 | 0 | 0 | 0 | 0 | 0 | 0 | 0 | 0 | 0 | 0 | 0 | 0 | 0 | 0 | 0 | 0 | 0 | 0 | 0 | 0 | 0 | 0 | 0 | 0 | 0 | 0 | 0 | 0 | 0 | 0 | 0 | 0 | 0 | 0 | 0 | 0 | 0 | 0 | 0 | 0 | 0 | 0 | 0 | 0 | 0 | 0 | 0 | 0 | 0 | 0 | 0 | 0 | 0 | 0 | 0 | 0 | 0 | 0 | 0 | 0 | 0 | 0 | 0 | 0 | 0 | 0 | 0 | 0 | 0 | 0 | 0 | 0 | 0 | 0 | 0 | 0 | 0 | 0 | 0 | 0 | 0 | 0 | 0 | 0 | 0 | 0 | 0 | 0 | 0 | 0 | 0 | 0 | 0 | 0 | 0 | 0 | 0 | 0 | 0 | 0 | 0 | 0 | 0 | 0 | 0 | 0 | 0 | 0 | 0 | 0 | 0 | 0 | 0 | 0 | 0 | 0 | 0 | 0 | 0 | 0 | 0 | 0 | 0 | 0 | 0 | 0 | 0 | 0 | 0 | 0 | 0 | 0 | 0 | 0 | 0 | 0 | 0 | 0 | 0 | 0 | 0 | 0 | 0 | 0 | 0 | 0 | 0 | 0 | 0 | 0 | 0 | 0 | 0 | 0 | 0 | 0 | 0 | 0 | 0 | 0 | 0 | 0 | 0 | 0 | 0 | 0 | 0 | 0 | 0 | 0 | 0 | 0 | 0 | 0 | 0 | 0 | 0 | 0 | 0 | 0 | 0 | 0 | 0 | 0 | 0 | 0 | 0 | 0 | 0 | 0 | 0 | 0 | 0 | 0 | 0 | 0 | 0 | 0 | 0 | 0 | 0 | 0 | 0 | 0 | 0 | 0 | 0 | 0 | 0 | 0 | 0 | 0 | 0 | 0 | 0 | 0 | 0 | 0 | 0 | 0 | 0 | 0 | 0 | 0 | 0 | 0 | 0 | 0 | 0 | 0 | 0 | 0 | 0 | 0 | 0 | 0 | 0 | 0 | 0 | 0 | 0 | 0 | 0 | 0 | 0 | 0 | 0 | 0 | 0 | 0 | 0 | 0 | 0 | 0 | 0 | 0 | 0 | 0 | 0 | 0 | 0 | 0 | 0 | 0 | 0 | 0 | 0 | 0 | 0 | 0 | 0 | 0 | 0 | 0 | 0 | 0 | 0 | 0 | 0 | 0 | 0 | 0 | 0 | 0 | 0 | 0 | 0 | 0 | 0 | 0 | 0 | 0 | 0 | 0 | 0 | 0 | 0 | 0 | 0 | 0 | 0 | 0 | 0 | 0 | 0 | 0 | 0 | 0 | 0 | 0 | 0 | 0 | 0 | 0 | 0 | 0 | 0 | 0 | 0 | 0 | 0 | 0 | 0 | 0 | 0 | 0 | 0 | 0 | 0 | 0 | 0 | 0 | 0 | 0 | 0 | 0 | 0 | 0 | 0 | 0 | 0 | 0 | 0 | 0 | 0 | 0 | 0 | 0 | 0 | 0 | 0 | 0 | 0 | 0 | 0 | 0 | 0 | 0 | 0 | 0 | 0 | 0 | 0 | 0 | 0 | 0 | 0 | 0 | 0 | 0 | 0 | 0 | 0 | 0 | 0 | 0 | 0 | 0 | 0 | 0 | 0 | 0 | 0 | 0 | 0 | 0 | 11.3274 | 11.3274 | 11.3274 | 11.3274 | 11.3274 | 11.3274 | 11.3274 | 11.3274 | 11.3274 | 11.3274 | 11.3274 | 11.3274 | 11.3274 | 11.3274 | 11.3274 | 11.3274 | 11.3274 | 11.3274 | 11.3274 | 11.3274 | 11.3274 | 11.3274 | 11.3274 | 11.3274 | 11.3274 | 11.3274 | 8.6124 | 8.6124 | 8.6124 | 8.6124 | 8.6124 | 8.6124 | 8.6124 | 8.6124 | 8.6124 | 8.6124 | 8.6124 | 8.6124 | 8.6124 | 8.6124 | 8.6124 | 8.6124 | 8.6124 | 8.6124 | 8.6124 | 8.6124 | 8.6124 | 8.6124 | 8.6124 | 8.6124 | 8.6124 | 8.6124
WA_Industrial_Agriculture_New_Process_Natural Gas_Gas Boiler - Stack Economizer_A | WA | Industrial | Agriculture | New | Process | Natural Gas | Gas Boiler - Stack Economizer | A | IM139 | None | Economizer installed | 15 | 2.0368 | 0 | 0 | 0.22 | 0 | 0 | 0 | 0.1123 |  | sqft | 15% | 55% | Retrofit | Retro12Med | 84.73% | TBD | 0.2% | 11.3274 |  | 8.6124 |  | 0.24523 | IL TRM - 4.4.28 - CI-HVC-BECO-V02-210101 | XCEL CO 2019-2020 DSM Plan | IL TRM - 4.4.29 - CI-HVC-PECO-V01-150601 | None | None | None | None | None | None | None | None | None | None | None | None | None | None | None | None | None | None | None | None | None | None | None | None | None | None | None | None | None | None | None | Economizer installed | Economizer installed | Economizer installed | Economizer installed | Economizer installed | Economizer installed | Economizer installed | Economizer installed | Economizer installed | Economizer installed | Economizer installed | Economizer installed | Economizer installed | Economizer installed | Economizer installed | Economizer installed | Economizer installed | Economizer installed | Economizer installed | Economizer installed | Economizer installed | Economizer installed | Economizer installed | Economizer installed | Economizer installed | Economizer installed | Economizer installed | Economizer installed | Economizer installed | Economizer installed | Economizer installed | 0.22 | 0.22 | 0.22 | 0.22 | 0.22 | 0.22 | 0.22 | 0.22 | 0.22 | 0.22 | 0.22 | 0.22 | 0.22 | 0.22 | 0.22 | 0.22 | 0.22 | 0.22 | 0.22 | 0.22 | 0.22 | 0.22 | 0.22 | 0.22 | 0.22 | 0.22 | 0.22 | 0.22 | 0.22 | 0.22 | 0.22 | 0 | 0 | 0 | 0 | 0 | 2.0365 | 2.0364 | 2.0363 | 2.0364 | 2.0364 | 2.0364 | 2.0365 | 2.0365 | 2.0365 | 2.0365 | 2.0365 | 2.0366 | 2.0366 | 2.0366 | 2.0366 | 2.0366 | 2.0366 | 2.0366 | 2.0366 | 2.0366 | 2.0366 | 2.0366 | 2.0366 | 2.0368 | 2.0368 | 2.0368 | 0.13206 | 0.15644 | 0.18082 | 0.20506 | 0.22931 | 0.22823 | 0.19984 | 0.17364 | 0.1499 | 0.12857 | 0.10981 | 0.093352 | 0.079087 | 0.066776 | 0.056201 | 0.13206 | 0.15646 | 0.18084 | 0.20508 | 0.22934 | 0.22825 | 0.19985 | 0.17365 | 0.14992 | 0.12859 | 0.10982 | 0.13206 | 0.28849 | 0.4693 | 0.67437 | 0.90369 | 1.1319 | 1.3318 | 1.5054 | 1.6554 | 1.7839 | 1.8938 | 1.9871 | 2.0662 | 2.133 | 2.1892 | 2.1892 | 2.1892 | 2.1892 | 2.1893 | 2.1893 | 2.1893 | 2.1893 | 2.1893 | 0 | 0 | 0 | 64.8454 | 76.8241 | 88.7963 | 100.6978 | 112.6058 | 112.0712 | 98.1289 | 85.2621 | 73.6058 | 63.1331 | 53.9182 | 45.8379 | 38.8332 | 32.7882 | 27.5956 | 64.8454 | 76.8241 | 88.7963 | 100.6978 | 112.6058 | 112.0712 | 98.1289 | 85.2621 | 73.6058 | 63.1331 | 53.9182 | 64.8454 | 141.6696 | 230.4659 | 331.1637 | 443.7695 | 555.8407 | 653.9696 | 739.2316 | 812.8375 | 875.9705 | 929.8887 | 975.7266 | 1014.5598 | 1047.348 | 1074.9436 | 1074.9436 | 1074.9436 | 1074.9436 | 1074.9436 | 1074.9436 | 1074.9436 | 1074.9436 | 1074.9436 | 1074.9436 | 1074.9436 | 1074.9436 | 0.11225 | 0.13298 | 0.1537 | 0.1743 | 0.19492 | 0.194 | 0.16986 | 0.14759 | 0.12742 | 0.10929 | 0.093337 | 0.07935 | 0.067225 | 0.05676 | 0.047772 | 0.11226 | 0.13299 | 0.15372 | 0.17432 | 0.19494 | 0.19401 | 0.16988 | 0.1476 | 0.12743 | 0.1093 | 0.093347 | 0.11225 | 0.24523 | 0.39892 | 0.57323 | 0.76816 | 0.96217 | 1.132 | 1.2797 | 1.4071 | 1.5164 | 1.6097 | 1.6891 | 1.7563 | 1.8131 | 1.8609 | 1.8609 | 1.8609 | 1.8609 | 1.8609 | 1.8609 | 1.8609 | 1.8609 | 1.8609 | 0 | 0 | 0 | 55.1186 | 65.3005 | 75.4768 | 85.5931 | 95.7149 | 95.2606 | 83.4095 | 72.4727 | 62.565 | 53.6631 | 45.8304 | 38.9622 | 33.0082 | 27.87 | 23.4563 | 55.1186 | 65.3005 | 75.4768 | 85.5931 | 95.7149 | 95.2606 | 83.4095 | 72.4727 | 62.565 | 53.6631 | 45.8304 | 55.1186 | 120.4191 | 195.896 | 281.4891 | 377.2041 | 472.4646 | 555.8741 | 628.3469 | 690.9118 | 744.575 | 790.4054 | 829.3676 | 862.3758 | 890.2458 | 913.7021 | 913.7021 | 913.7021 | 913.7021 | 913.7021 | 913.7021 | 913.7021 | 913.7021 | 913.7021 | 913.7021 | 913.7021 | 913.7021 | 0.11225 | 0.13298 | 0.1537 | 0.1743 | 0.19492 | 0.194 | 0.16986 | 0.14759 | 0.12742 | 0.10929 | 0.093337 | 0.07935 | 0.067225 | 0.05676 | 0.047772 | 0.11226 | 0.13299 | 0.15372 | 0.17432 | 0.19494 | 0.19401 | 0.16988 | 0.1476 | 0.12743 | 0.1093 | 0.093347 | 0.11225 | 0.24523 | 0.39892 | 0.57323 | 0.76816 | 0.96217 | 1.132 | 1.2797 | 1.4071 | 1.5164 | 1.6097 | 1.6891 | 1.7563 | 1.8131 | 1.8609 | 1.8609 | 1.8609 | 1.8609 | 1.8609 | 1.8609 | 1.8609 | 1.8609 | 1.8609 | 0 | 0 | 0 | 55.1186 | 65.3005 | 75.4768 | 85.5931 | 95.7149 | 95.2606 | 83.4095 | 72.4727 | 62.565 | 53.6631 | 45.8304 | 38.9622 | 33.0082 | 27.87 | 23.4563 | 55.1186 | 65.3005 | 75.4768 | 85.5931 | 95.7149 | 95.2606 | 83.4095 | 72.4727 | 62.565 | 53.6631 | 45.8304 | 55.1186 | 120.4191 | 195.896 | 281.4891 | 377.2041 | 472.4646 | 555.8741 | 628.3469 | 690.9118 | 744.575 | 790.4054 | 829.3676 | 862.3758 | 890.2458 | 913.7021 | 913.7021 | 913.7021 | 913.7021 | 913.7021 | 913.7021 | 913.7021 | 913.7021 | 913.7021 | 913.7021 | 913.7021 | 913.7021 | 0.11225 | 0.13298 | 0.1537 | 0.1743 | 0.19492 | 0.194 | 0.16986 | 0.14759 | 0.12742 | 0.10929 | 0.093337 | 0.07935 | 0.067225 | 0.05676 | 0.047772 | 0.11226 | 0.13299 | 0.15372 | 0.17432 | 0.19494 | 0.19401 | 0.16988 | 0.1476 | 0.12743 | 0.1093 | 0.093347 | 0.11225 | 0.24523 | 0.39892 | 0.57323 | 0.76816 | 0.96217 | 1.132 | 1.2797 | 1.4071 | 1.5164 | 1.6097 | 1.6891 | 1.7563 | 1.8131 | 1.8609 | 1.8609 | 1.8609 | 1.8609 | 1.8609 | 1.8609 | 1.8609 | 1.8609 | 1.8609 | 0 | 0 | 0 | 55.1186 | 65.3005 | 75.4768 | 85.5931 | 95.7149 | 95.2606 | 83.4095 | 72.4727 | 62.565 | 53.6631 | 45.8304 | 38.9622 | 33.0082 | 27.87 | 23.4563 | 55.1186 | 65.3005 | 75.4768 | 85.5931 | 95.7149 | 95.2606 | 83.4095 | 72.4727 | 62.565 | 53.6631 | 45.8304 | 55.1186 | 120.4191 | 195.896 | 281.4891 | 377.2041 | 472.4646 | 555.8741 | 628.3469 | 690.9118 | 744.575 | 790.4054 | 829.3676 | 862.3758 | 890.2458 | 913.7021 | 913.7021 | 913.7021 | 913.7021 | 913.7021 | 913.7021 | 913.7021 | 913.7021 | 913.7021 | 913.7021 | 913.7021 | 913.7021 | 11.3274 | 11.3274 | 11.3274 | 11.3274 | 11.3274 | 11.3274 | 11.3274 | 11.3274 | 11.3274 | 11.3274 | 11.3274 | 11.3274 | 11.3274 | 11.3274 | 11.3274 | 11.3274 | 11.3274 | 11.3274 | 11.3274 | 11.3274 | 11.3274 | 11.3274 | 11.3274 | 11.3274 | 11.3274 | 11.3274 | 8.6124 | 8.6124 | 8.6124 | 8.6124 | 8.6124 | 8.6124 | 8.6124 | 8.6124 | 8.6124 | 8.6124 | 8.6124 | 8.6124 | 8.6124 | 8.6124 | 8.6124 | 8.6124 | 8.6124 | 8.6124 | 8.6124 | 8.6124 | 8.6124 | 8.6124 | 8.6124 | 8.6124 | 8.6124 | 8.6124
WA_Industrial_Agriculture_New_Space Heating_Natural Gas_Gas Furnace Tube Inserts_A | WA | Industrial | Agriculture | New | Space Heating | Natural Gas | Gas Furnace Tube Inserts | A | IM140 | None | Tube inserts installed | 5 | 0.077933 | 0 | 0 | 0.02 | 0 | 0 | 0 | 0.0086 |  | sqft | 0% | 0% | Retrofit | Retro3Slow | 83.58% | TBD | 0.2% | 0 |  | 0 |  | 0 | WI TRM - Radiant Tube Inserts, 2507 | WI TRM - Radiant Tube Inserts, 2507 | WI TRM - Radiant Tube Inserts, 2507 | None | None | None | None | None | None | None | None | None | None | None | None | None | None | None | None | None | None | None | None | None | None | None | None | None | None | None | None | None | None | None | Tube inserts installed | Tube inserts installed | Tube inserts installed | Tube inserts installed | Tube inserts installed | Tube inserts installed | Tube inserts installed | Tube inserts installed | Tube inserts installed | Tube inserts installed | Tube inserts installed | Tube inserts installed | Tube inserts installed | Tube inserts installed | Tube inserts installed | Tube inserts installed | Tube inserts installed | Tube inserts installed | Tube inserts installed | Tube inserts installed | Tube inserts installed | Tube inserts installed | Tube inserts installed | Tube inserts installed | Tube inserts installed | Tube inserts installed | Tube inserts installed | Tube inserts installed | Tube inserts installed | Tube inserts installed | Tube inserts installed | 0.02 | 0.02 | 0.02 | 0.02 | 0.02 | 0.02 | 0.02 | 0.02 | 0.02 | 0.02 | 0.02 | 0.02 | 0.02 | 0.02 | 0.02 | 0.02 | 0.02 | 0.02 | 0.02 | 0.02 | 0.02 | 0.02 | 0.02 | 0.02 | 0.02 | 0.02 | 0.02 | 0.02 | 0.02 | 0.02 | 0.02 | 0 | 0 | 0 | 0 | 0 | 0 | 0 | 0 | 0 | 0 | 0 | 0 | 0 | 0 | 0 | 0 | 0 | 0 | 0 | 0 | 0 | 0 | 0 | 0 | 0 | 0 | 0 | 0 | 0 | 0 | 0 | 0 | 0 | 0 | 0 | 0 | 0 | 0 | 0 | 0 | 0 | 0 | 0 | 0 | 0 | 0 | 0 | 0 | 0 | 0 | 0 | 0 | 0 | 0 | 0 | 0 | 0 | 0 | 0 | 0 | 0 | 0 | 0 | 0 | 0 | 0 | 0 | 0 | 0 | 0 | 0 | 0 | 0 | 0 | 0 | 0 | 0 | 0 | 0 | 0 | 0 | 0 | 0 | 0 | 0 | 0 | 0 | 0 | 0 | 0 | 0 | 0 | 0 | 0 | 0 | 0 | 0 | 0 | 0 | 0 | 0 | 0 | 0 | 0 | 0 | 0 | 0 | 0 | 0 | 0 | 0 | 0 | 0 | 0 | 0 | 0 | 0 | 0 | 0 | 0 | 0 | 0 | 0 | 0 | 0 | 0 | 0 | 0 | 0 | 0 | 0 | 0 | 0 | 0 | 0 | 0 | 0 | 0 | 0 | 0 | 0 | 0 | 0 | 0 | 0 | 0 | 0 | 0 | 0 | 0 | 0 | 0 | 0 | 0 | 0 | 0 | 0 | 0 | 0 | 0 | 0 | 0 | 0 | 0 | 0 | 0 | 0 | 0 | 0 | 0 | 0 | 0 | 0 | 0 | 0 | 0 | 0 | 0 | 0 | 0 | 0 | 0 | 0 | 0 | 0 | 0 | 0 | 0 | 0 | 0 | 0 | 0 | 0 | 0 | 0 | 0 | 0 | 0 | 0 | 0 | 0 | 0 | 0 | 0 | 0 | 0 | 0 | 0 | 0 | 0 | 0 | 0 | 0 | 0 | 0 | 0 | 0 | 0 | 0 | 0 | 0 | 0 | 0 | 0 | 0 | 0 | 0 | 0 | 0 | 0 | 0 | 0 | 0 | 0 | 0 | 0 | 0 | 0 | 0 | 0 | 0 | 0 | 0 | 0 | 0 | 0 | 0 | 0 | 0 | 0 | 0 | 0 | 0 | 0 | 0 | 0 | 0 | 0 | 0 | 0 | 0 | 0 | 0 | 0 | 0 | 0 | 0 | 0 | 0 | 0 | 0 | 0 | 0 | 0 | 0 | 0 | 0 | 0 | 0 | 0 | 0 | 0 | 0 | 0 | 0 | 0 | 0 | 0 | 0 | 0 | 0 | 0 | 0 | 0 | 0 | 0 | 0 | 0 | 0 | 0 | 0 | 0 | 0 | 0 | 0 | 0 | 0 | 0 | 0 | 0 | 0 | 0 | 0 | 0 | 0 | 0 | 0 | 0 | 0 | 0 | 0 | 0 | 0 | 0 | 0 | 0 | 0 | 0 | 0 | 0 | 0 | 0 | 0 | 0 | 0 | 0 | 0 | 0 | 0 | 0 | 0 | 0 | 0 | 0 | 0 | 0 | 0 | 0 | 0 | 0 | 0 | 0 | 0 | 0 | 0 | 0 | 0 | 0 | 0 | 0 | 0 | 0 | 0 | 0 | 0 | 0 | 0 | 0 | 0 | 0 | 0 | 0 | 0 | 0 | 0 | 0 | 0 | 0 | 0 | 0 | 0 | 0 | 0 | 0 | 0 | 0 | 0 | 0 | 0 | 0 | 0 | 0 | 0 | 0 | 0 | 0 | 0 | 0 | 0 | 0 | 0 | 0 | 0 | 0 | 0 | 0 | 0 | 0 | 0 | 0 | 0 | 0 | 0 | 0 | 0 | 0 | 0 | 0 | 0 | 0 | 0 | 0 | 0 | 0 | 0 | 0 | 0 | 0 | 0 | 0 | 0 | 0 | 0 | 0 | 0 | 0 | 0 | 0 | 0 | 0 | 0 | 0 | 0 | 0 | 0 | 0 | 0 | 0 | 0 | 0 | 0 | 0 | 0 | 0 | 0 | 0 | 0 | 0 | 0 | 0 | 0 | 0 | 0 | 0 | 0 | 0 | 0 | 0 | 0 | 0 | 0 | 0 | 0 | 0 | 0 | 0 | 0 | 0 | 0 | 0 | 0 | 0 | 0 | 0 | 0 | 0 | 0 | 0 | 0 | 0 | 0 | 0 | 0 | 0 | 0 | 0 | 0 | 0 | 0
WA_Industrial_Agriculture_New_Space Heating_Natural Gas_Space Heating - Heat Recovery Ventilator_A | WA | Industrial | Agriculture | New | Space Heating | Natural Gas | Space Heating - Heat Recovery Ventilator | A | IM141 | None | HRV installed | 15 | 0.012707 | 0 | 0 | 0.28 | 0 | 0 | 0 | 0.139 |  | sqft | 5% | 10% | Retrofit | RetroEven20 | 76.5% | TBD | 0.2% | 2487.9248 |  | 1891.6117 |  | 0.0030524 | IL TRM - 4.4.27 - CI-HVC-ERVE-V04-200101 | IL TRM - 4.4.27 - CI-HVC-ERVE-V04-200101 | IL TRM - 4.4.27 - CI-HVC-ERVE-V04-200101 | None | None | None | None | None | None | None | None | None | None | None | None | None | None | None | None | None | None | None | None | None | None | None | None | None | None | None | None | None | None | None | HRV installed | HRV installed | HRV installed | HRV installed | HRV installed | HRV installed | HRV installed | HRV installed | HRV installed | HRV installed | HRV installed | HRV installed | HRV installed | HRV installed | HRV installed | HRV installed | HRV installed | HRV installed | HRV installed | HRV installed | HRV installed | HRV installed | HRV installed | HRV installed | HRV installed | HRV installed | HRV installed | HRV installed | HRV installed | HRV installed | HRV installed | 0.28 | 0.28 | 0.28 | 0.28 | 0.28 | 0.28 | 0.28 | 0.28 | 0.28 | 0.28 | 0.28 | 0.28 | 0.28 | 0.28 | 0.28 | 0.28 | 0.28 | 0.28 | 0.28 | 0.28 | 0.28 | 0.28 | 0.28 | 0.28 | 0.28 | 0.28 | 0.28 | 0.28 | 0.28 | 0.28 | 0.28 | 0 | 0 | 0 | 0 | 0 | 0.012164 | 0.011795 | 0.011522 | 0.011311 | 0.011138 | 0.010996 | 0.010828 | 0.010648 | 0.010465 | 0.010283 | 0.010115 | 0.0099614 | 0.0099115 | 0.0098095 | 0.0097338 | 0.0096806 | 0.0096409 | 0.0096283 | 0.0096319 | 0.0096457 | 0.0096656 | 0.0096848 | 0.009704 | 0 | 0 | 0 | 0.0016362 | 0.0018796 | 0.0021223 | 0.0023626 | 0.0026017 | 0.0028403 | 0.0030612 | 0.0032694 | 0.0034674 | 0.0036529 | 0.0038361 | 0.0040146 | 0.0042301 | 0.0044186 | 0.0046126 | 0.0048146 | 0.0050202 | 0.0052378 | 0.0054631 | 0.005694 | 0.0024966 | 0.002738 | 0.0029796 | 0 | 0 | 0 | 0.0016362 | 0.0034662 | 0.0055083 | 0.0077698 | 0.010253 | 0.012962 | 0.015825 | 0.018831 | 0.021975 | 0.025246 | 0.02867 | 0.032249 | 0.036318 | 0.040363 | 0.044664 | 0.047932 | 0.05122 | 0.054617 | 0.058088 | 0.061613 | 0.061739 | 0.061862 | 0.061985 | 0 | 0 | 0 | 134.5106 | 159.3584 | 184.1925 | 208.8802 | 233.5812 | 258.3027 | 282.7102 | 307.051 | 331.3424 | 355.248 | 379.245 | 403.013 | 426.7842 | 450.4357 | 473.8763 | 497.3446 | 520.7159 | 543.9963 | 567.1918 | 590.3085 | 258.3027 | 282.7102 | 307.051 | 331.3424 | 355.248 | 379.245 | 134.5106 | 293.869 | 478.0616 | 686.9418 | 920.523 | 1178.8257 | 1461.5359 | 1768.5869 | 2099.9293 | 2455.1773 | 2834.4223 | 3237.4353 | 3664.2195 | 4114.6552 | 4588.5315 | 4951.3655 | 5312.723 | 5672.5267 | 6030.8383 | 6387.5656 | 6387.5656 | 6387.5656 | 6387.5656 | 6387.5656 | 6387.5656 | 6387.5656 | 0.0014213 | 0.0016552 | 0.0018855 | 0.0021105 | 0.0023317 | 0.0025498 | 0.0027529 | 0.0029448 | 0.0031274 | 0.0032986 | 0.0034672 | 0.0036313 | 0.0037969 | 0.0039445 | 0.0040988 | 0.004262 | 0.0044309 | 0.0046125 | 0.0048005 | 0.0049937 | 0.002186 | 0.0023941 | 0.0026026 | 0 | 0 | 0 | 0.0014213 | 0.0030524 | 0.0048936 | 0.0069409 | 0.009189 | 0.011637 | 0.014232 | 0.016962 | 0.01982 | 0.022797 | 0.025914 | 0.029171 | 0.032599 | 0.036033 | 0.039689 | 0.042431 | 0.045207 | 0.048096 | 0.051043 | 0.054035 | 0.054057 | 0.054093 | 0.054142 | 0 | 0 | 0 | 114.334 | 135.4546 | 156.5637 | 177.5482 | 198.544 | 219.5573 | 240.3037 | 260.9933 | 281.641 | 301.9608 | 322.3582 | 342.5611 | 362.7666 | 382.8704 | 402.7948 | 422.7429 | 442.6085 | 462.3968 | 482.113 | 501.7622 | 219.5573 | 240.3037 | 260.9933 | 281.641 | 301.9608 | 322.3582 | 114.334 | 249.7887 | 406.3523 | 583.9005 | 782.4446 | 1002.0018 | 1242.3055 | 1503.2989 | 1784.9399 | 2086.9007 | 2409.2589 | 2751.82 | 3114.5866 | 3497.457 | 3900.2518 | 4208.6607 | 4515.8145 | 4821.6477 | 5126.2125 | 5429.4307 | 5429.4307 | 5429.4307 | 5429.4307 | 5429.4307 | 5429.4307 | 5429.4307 | 0 | 0 | 0 | 0 | 0 | 0 | 0 | 0 | 0 | 0 | 0 | 0 | 0 | 0 | 0 | 0 | 0 | 0 | 0 | 0 | 0 | 0 | 0 | 0 | 0 | 0 | 0 | 0 | 0 | 0 | 0 | 0 | 0 | 0 | 0 | 0 | 0 | 0 | 0 | 0 | 0 | 0 | 0 | 0 | 0 | 0 | 0 | 0 | 0 | 0 | 0 | 0 | 0 | 0 | 0 | 0 | 0 | 0 | 0 | 0 | 0 | 0 | 0 | 0 | 0 | 0 | 0 | 0 | 0 | 0 | 0 | 0 | 0 | 0 | 0 | 0 | 0 | 0 | 0 | 0 | 0 | 0 | 0 | 0 | 0 | 0 | 0 | 0 | 0 | 0 | 0 | 0 | 0 | 0 | 0 | 0 | 0 | 0 | 0 | 0 | 0 | 0 | 0 | 0 | 0 | 0 | 0 | 0 | 0 | 0 | 0 | 0 | 0 | 0 | 0 | 0 | 0 | 0 | 0 | 0 | 0 | 0 | 0 | 0 | 0 | 0 | 0 | 0 | 0 | 0 | 0 | 0 | 0 | 0 | 0 | 0 | 0 | 0 | 0 | 0 | 0 | 0 | 0 | 0 | 0 | 0 | 0 | 0 | 0 | 0 | 0 | 0 | 0 | 0 | 0 | 0 | 0 | 0 | 0 | 0 | 0 | 0 | 0 | 0 | 0 | 0 | 0 | 0 | 0 | 0 | 0 | 0 | 0 | 0 | 0 | 0 | 0 | 0 | 0 | 0 | 0 | 0 | 0 | 0 | 0 | 0 | 0 | 0 | 0 | 0 | 0 | 0 | 0 | 0 | 0 | 0 | 0 | 0 | 0 | 0 | 0 | 0 | 0 | 0 | 0 | 0 | 0 | 0 | 2355.083 | 2385.9065 | 2408.918 | 2426.6685 | 2440.8591 | 2452.4661 | 2466.1852 | 2480.7518 | 2495.2875 | 2509.5065 | 2520.7931 | 2529.7575 | 2536.9287 | 2548.3739 | 2556.8434 | 2563.0002 | 2567.8406 | 2567.8406 | 2567.8406 | 2567.8406 | 2567.8406 | 2567.8406 | 2567.8406 | 0 | 0 | 0 | 1790.6098 | 1814.0455 | 1831.5415 | 1845.0375 | 1855.8269 | 1864.6519 | 1875.0827 | 1886.1579 | 1897.2097 | 1908.0207 | 1916.6021 | 1923.4179 | 1928.8702 | 1937.5722 | 1944.0117 | 1948.6928 | 1952.3731 | 1952.3731 | 1952.3731 | 1952.3731 | 1952.3731 | 1952.3731 | 1952.3731 | 0 | 0 | 0
WA_Industrial_Agriculture_New_Space Heating_Natural Gas_Thermostat - Programmable_A | WA | Industrial | Agriculture | New | Space Heating | Natural Gas | Thermostat - Programmable | A | IM142 | Manual control | Programmable thermostat installed | 11 | 0.0063128 | 0 | 0 | 0.17 | 0.01 | 0 | 0 | 0.0859 |  | sqft | 25% | 40% | Retrofit | RetroEven20 | 76.5% | TBD | 0.2% | 4632.5491 |  | 2886.2281 |  | 0.0045434 | IL TRM - 4.4.48 - CI-HVC-THST-V02-210101 | IL TRM - 4.4.48 - CI-HVC-THST-V02-210101 | BEST | Manual control | Manual control | Manual control | Manual control | Manual control | Manual control | Manual control | Manual control | Manual control | Manual control | Manual control | Manual control | Manual control | Manual control | Manual control | Manual control | Manual control | Manual control | Manual control | Manual control | Manual control | Manual control | Manual control | Manual control | Manual control | Manual control | Manual control | Manual control | Manual control | Manual control | Manual control | Programmable thermostat installed | Programmable thermostat installed | Programmable thermostat installed | Programmable thermostat installed | Programmable thermostat installed | Programmable thermostat installed | Programmable thermostat installed | Programmable thermostat installed | Programmable thermostat installed | Programmable thermostat installed | Programmable thermostat installed | Programmable thermostat installed | Programmable thermostat installed | Programmable thermostat installed | Programmable thermostat installed | Programmable thermostat installed | Programmable thermostat installed | Programmable thermostat installed | Programmable thermostat installed | Programmable thermostat installed | Programmable thermostat installed | Programmable thermostat installed | Programmable thermostat installed | Programmable thermostat installed | Programmable thermostat installed | Programmable thermostat installed | Programmable thermostat installed | Programmable thermostat installed | Programmable thermostat installed | Programmable thermostat installed | Programmable thermostat installed | 0.17 | 0.17 | 0.17 | 0.17 | 0.17 | 0.17 | 0.17 | 0.17 | 0.17 | 0.17 | 0.17 | 0.17 | 0.17 | 0.17 | 0.17 | 0.17 | 0.17 | 0.17 | 0.17 | 0.17 | 0.17 | 0.17 | 0.17 | 0.17 | 0.17 | 0.17 | 0.17 | 0.17 | 0.17 | 0.17 | 0.17 | 0 | 0 | 0 | 0 | 0 | 0.006038 | 0.0058509 | 0.0057122 | 0.0056043 | 0.0055159 | 0.0054428 | 0.005357 | 0.0052653 | 0.0051725 | 0.0050802 | 0.0049962 | 0.0049193 | 0.0048937 | 0.0048424 | 0.0048042 | 0.0047773 | 0.0047572 | 0.0047505 | 0.0047519 | 0.0047583 | 0.0047694 | 0.00478 | 0.0047906 | 0 | 0 | 0 | 0.0024365 | 0.0027972 | 0.0031564 | 0.0035119 | 0.0038652 | 0.0042177 | 0.0045435 | 0.0048502 | 0.0051416 | 0.0054142 | 0.0056844 | 0.0059476 | 0.0062656 | 0.0065436 | 0.0068297 | 0.0071279 | 0.0074315 | 0.0077528 | 0.0080857 | 0.0084266 | 0.0050829 | 0.0054384 | 0.005792 | 0 | 0 | 0 | 0.0024365 | 0.0051582 | 0.0081924 | 0.011549 | 0.015233 | 0.019248 | 0.023489 | 0.027937 | 0.032586 | 0.037419 | 0.042484 | 0.045792 | 0.04948 | 0.05283 | 0.056232 | 0.059698 | 0.063192 | 0.066826 | 0.070554 | 0.074346 | 0.074519 | 0.074685 | 0.07485 | 0 | 0 | 0 | 403.5319 | 478.0752 | 552.5776 | 626.6406 | 700.7437 | 774.908 | 848.1306 | 921.153 | 994.0272 | 1065.7441 | 1137.7349 | 1209.0391 | 1280.3526 | 1351.3072 | 1421.6289 | 1492.0338 | 1562.1476 | 1631.9888 | 1701.5754 | 1770.9256 | 1065.7441 | 1137.7349 | 1209.0391 | 1280.3526 | 1351.3072 | 1421.6289 | 403.5319 | 881.6071 | 1434.1848 | 2060.8254 | 2761.5691 | 3536.4771 | 4384.6077 | 5305.7607 | 6299.7878 | 7365.5319 | 8503.2668 | 9308.774 | 10111.0514 | 10909.781 | 11704.7692 | 12496.0593 | 13283.2989 | 14067.1571 | 14847.5795 | 15624.4779 | 15624.4779 | 15624.4779 | 15624.4779 | 15624.4779 | 15624.4779 | 15624.4779 | 0.0021168 | 0.0024638 | 0.0028051 | 0.0031385 | 0.0034658 | 0.0037884 | 0.0040884 | 0.0043717 | 0.0046409 | 0.0048931 | 0.0051423 | 0.0053846 | 0.0056292 | 0.0058472 | 0.006075 | 0.0063161 | 0.0065658 | 0.0068343 | 0.0071124 | 0.0073981 | 0.004455 | 0.00476 | 0.0050639 | 0 | 0 | 0 | 0.0021168 | 0.0045434 | 0.0072804 | 0.010321 | 0.013658 | 0.017289 | 0.021136 | 0.025181 | 0.029413 | 0.033817 | 0.038433 | 0.041458 | 0.044454 | 0.047207 | 0.050017 | 0.052899 | 0.055831 | 0.058909 | 0.062061 | 0.065271 | 0.065313 | 0.065369 | 0.065442 | 0 | 0 | 0 | 343.0021 | 406.3639 | 469.691 | 532.6445 | 595.6321 | 658.6718 | 720.911 | 782.98 | 844.9231 | 905.8825 | 967.0746 | 1027.6833 | 1088.2997 | 1148.6111 | 1208.3845 | 1268.2287 | 1327.8255 | 1387.1904 | 1446.3391 | 1505.2867 | 905.8825 | 967.0746 | 1027.6833 | 1088.2997 | 1148.6111 | 1208.3845 | 343.0021 | 749.3661 | 1219.057 | 1751.7016 | 2347.3337 | 3006.0055 | 3726.9165 | 4509.8966 | 5354.8197 | 6260.7021 | 7227.7768 | 7912.4579 | 8594.3937 | 9273.3138 | 9949.0538 | 10621.6504 | 11290.8041 | 11957.0836 | 12620.4426 | 13280.8062 | 13280.8062 | 13280.8062 | 13280.8062 | 13280.8062 | 13280.8062 | 13280.8062 | 0 | 0 | 0 | 0 | 0 | 0 | 0 | 0 | 0 | 0 | 0 | 0 | 0 | 0 | 0 | 0 | 0 | 0 | 0 | 0 | 0 | 0 | 0 | 0 | 0 | 0 | 0 | 0 | 0 | 0 | 0 | 0 | 0 | 0 | 0 | 0 | 0 | 0 | 0 | 0 | 0 | 0 | 0 | 0 | 0 | 0 | 0 | 0 | 0 | 0 | 0 | 0 | 0 | 0 | 0 | 0 | 0 | 0 | 0 | 0 | 0 | 0 | 0 | 0 | 0 | 0 | 0 | 0 | 0 | 0 | 0 | 0 | 0 | 0 | 0 | 0 | 0 | 0 | 0 | 0 | 0 | 0 | 0 | 0 | 0 | 0 | 0 | 0 | 0 | 0 | 0 | 0 | 0 | 0 | 0 | 0 | 0 | 0 | 0 | 0 | 0 | 0 | 0 | 0 | 0 | 0 | 0 | 0 | 0 | 0 | 0 | 0 | 0 | 0 | 0 | 0 | 0 | 0 | 0 | 0 | 0 | 0 | 0 | 0 | 0 | 0 | 0 | 0 | 0 | 0 | 0 | 0 | 0 | 0 | 0 | 0 | 0 | 0 | 0 | 0 | 0 | 0 | 0 | 0 | 0 | 0 | 0 | 0 | 0 | 0 | 0 | 0 | 0 | 0 | 0 | 0 | 0 | 0 | 0 | 0 | 0 | 0 | 0 | 0 | 0 | 0 | 0 | 0 | 0 | 0 | 0 | 0 | 0 | 0 | 0 | 0 | 0 | 0 | 0 | 0 | 0 | 0 | 0 | 0 | 0 | 0 | 0 | 0 | 0 | 0 | 0 | 0 | 0 | 0 | 0 | 0 | 0 | 0 | 0 | 0 | 0 | 0 | 0 | 0 | 0 | 0 | 0 | 0 | 4385.1958 | 4442.5897 | 4485.4375 | 4518.4891 | 4544.9122 | 4566.5246 | 4592.0697 | 4619.1928 | 4646.2585 | 4672.7346 | 4693.7504 | 4710.4422 | 4723.7951 | 4745.1062 | 4760.8765 | 4772.3405 | 4781.3534 | 4781.3534 | 4781.3534 | 4781.3534 | 4781.3534 | 4781.3534 | 4781.3534 | 0 | 0 | 0 | 2732.119 | 2767.8773 | 2794.5728 | 2815.1651 | 2831.6275 | 2845.0927 | 2861.0081 | 2877.9067 | 2894.7695 | 2911.2649 | 2924.3585 | 2934.758 | 2943.0773 | 2956.3548 | 2966.1802 | 2973.3226 | 2978.938 | 2978.938 | 2978.938 | 2978.938 | 2978.938 | 2978.938 | 2978.938 | 0 | 0 | 0
WA_Industrial_Agriculture_New_Space Heating_Natural Gas_ENERGY STAR Connected Thermostat_A | WA | Industrial | Agriculture | New | Space Heating | Natural Gas | ENERGY STAR Connected Thermostat | A | IM143 | Manual control | Wi-Fi/interactive thermostat installed | 5 | 0.01486 | 0 | 0 | 0.39 | 0.01 | 0 | 0 | 0.1927 |  | sqft | 5% | 20% | Retrofit | RetroEven20 | 76.5% | TBD | 0.2% | 6790.6546 |  | 5388.4928 |  | 0.010691 | ComConnectedThermostats_v1_1 | ComConnectedThermostats_v1_1 | ComConnectedThermostats_v1_1 | Manual control | Manual control | Manual control | Manual control | Manual control | Manual control | Manual control | Manual control | Manual control | Manual control | Manual control | Manual control | Manual control | Manual control | Manual control | Manual control | Manual control | Manual control | Manual control | Manual control | Manual control | Manual control | Manual control | Manual control | Manual control | Manual control | Manual control | Manual control | Manual control | Manual control | Manual control | Wi-Fi/interactive thermostat installed | Wi-Fi/interactive thermostat installed | Wi-Fi/interactive thermostat installed | Wi-Fi/interactive thermostat installed | Wi-Fi/interactive thermostat installed | Wi-Fi/interactive thermostat installed | Wi-Fi/interactive thermostat installed | Wi-Fi/interactive thermostat installed | Wi-Fi/interactive thermostat installed | Wi-Fi/interactive thermostat installed | Wi-Fi/interactive thermostat installed | Wi-Fi/interactive thermostat installed | Wi-Fi/interactive thermostat installed | Wi-Fi/interactive thermostat installed | Wi-Fi/interactive thermostat installed | Wi-Fi/interactive thermostat installed | Wi-Fi/interactive thermostat installed | Wi-Fi/interactive thermostat installed | Wi-Fi/interactive thermostat installed | Wi-Fi/interactive thermostat installed | Wi-Fi/interactive thermostat installed | Wi-Fi/interactive thermostat installed | Wi-Fi/interactive thermostat installed | Wi-Fi/interactive thermostat installed | Wi-Fi/interactive thermostat installed | Wi-Fi/interactive thermostat installed | Wi-Fi/interactive thermostat installed | Wi-Fi/interactive thermostat installed | Wi-Fi/interactive thermostat installed | Wi-Fi/interactive thermostat installed | Wi-Fi/interactive thermostat installed | 0.39 | 0.39 | 0.39 | 0.39 | 0.39 | 0.39 | 0.39 | 0.39 | 0.39 | 0.39 | 0.39 | 0.39 | 0.39 | 0.39 | 0.39 | 0.39 | 0.39 | 0.39 | 0.39 | 0.39 | 0.39 | 0.39 | 0.39 | 0.39 | 0.39 | 0.39 | 0.39 | 0.39 | 0.39 | 0.39 | 0.39 | 0 | 0 | 0 | 0 | 0 | 0.01421 | 0.013767 | 0.013437 | 0.013181 | 0.012971 | 0.012797 | 0.012593 | 0.012376 | 0.012156 | 0.011937 | 0.011738 | 0.011557 | 0.011496 | 0.011375 | 0.011285 | 0.011221 | 0.011174 | 0.011157 | 0.01116 | 0.011175 | 0.011202 | 0.011228 | 0.011254 | 0 | 0 | 0 | 0.0057341 | 0.0065814 | 0.0074252 | 0.0082598 | 0.0090894 | 0.0099166 | 0.010681 | 0.0114 | 0.012083 | 0.012722 | 0.013355 | 0.013972 | 0.014719 | 0.015371 | 0.016042 | 0.016742 | 0.017455 | 0.018209 | 0.01899 | 0.01979 | 0.016714 | 0.01754 | 0.018366 | 0 | 0 | 0 | 0.0057341 | 0.012137 | 0.019272 | 0.027164 | 0.03582 | 0.040093 | 0.044115 | 0.047914 | 0.051528 | 0.054958 | 0.058301 | 0.06157 | 0.065375 | 0.068752 | 0.072222 | 0.075791 | 0.079416 | 0.083224 | 0.087155 | 0.091174 | 0.091394 | 0.091605 | 0.091815 | 0 | 0 | 0 | 403.5319 | 478.0752 | 552.5776 | 626.6406 | 700.7437 | 774.908 | 848.1306 | 921.153 | 994.0272 | 1065.7441 | 1137.7349 | 1209.0391 | 1280.3526 | 1351.3072 | 1421.6289 | 1492.0338 | 1562.1476 | 1631.9888 | 1701.5754 | 1770.9256 | 1492.0338 | 1562.1476 | 1631.9888 | 1701.5754 | 1770.9256 | 1492.0338 | 403.5319 | 881.6071 | 1434.1848 | 2060.8254 | 2761.5691 | 3132.9452 | 3503.0005 | 3871.5759 | 4238.9624 | 4603.9629 | 4966.7897 | 5327.6983 | 5686.8979 | 6044.1779 | 6400.0627 | 6754.3616 | 7107.4701 | 7459.1062 | 7809.3744 | 8158.6712 | 8158.6712 | 8158.6712 | 8158.6712 | 8158.6712 | 8158.6712 | 8158.6712 | 0.0049819 | 0.0057974 | 0.0065993 | 0.0073826 | 0.0081513 | 0.0089088 | 0.0096131 | 0.010278 | 0.010909 | 0.011501 | 0.012085 | 0.012654 | 0.013228 | 0.013739 | 0.014274 | 0.01484 | 0.015427 | 0.016057 | 0.01671 | 0.017381 | 0.014654 | 0.015357 | 0.016062 | 0 | 0 | 0 | 0.0049819 | 0.010691 | 0.017128 | 0.024279 | 0.032124 | 0.036018 | 0.039705 | 0.043197 | 0.046522 | 0.049682 | 0.052756 | 0.055759 | 0.058753 | 0.061454 | 0.064261 | 0.067181 | 0.070188 | 0.073389 | 0.07669 | 0.080073 | 0.08013 | 0.080205 | 0.080299 | 0 | 0 | 0 | 343.0021 | 406.3639 | 469.691 | 532.6445 | 595.6321 | 658.6718 | 720.911 | 782.98 | 844.9231 | 905.8825 | 967.0746 | 1027.6833 | 1088.2997 | 1148.6111 | 1208.3845 | 1268.2287 | 1327.8255 | 1387.1904 | 1446.3391 | 1505.2867 | 1268.2287 | 1327.8255 | 1387.1904 | 1446.3391 | 1505.2867 | 1268.2287 | 343.0021 | 749.3661 | 1219.057 | 1751.7016 | 2347.3337 | 2663.0034 | 2977.5505 | 3290.8395 | 3603.1181 | 3913.3684 | 4221.7713 | 4528.5435 | 4833.8632 | 5137.5512 | 5440.0533 | 5741.2074 | 6041.3496 | 6340.2403 | 6637.9683 | 6934.8705 | 6934.8705 | 6934.8705 | 6934.8705 | 6934.8705 | 6934.8705 | 6934.8705 | 0 | 0 | 0 | 0 | 0 | 0 | 0 | 0 | 0 | 0 | 0 | 0 | 0 | 0 | 0 | 0 | 0 | 0 | 0 | 0 | 0 | 0 | 0 | 0 | 0 | 0 | 0 | 0 | 0 | 0 | 0 | 0 | 0 | 0 | 0 | 0 | 0 | 0 | 0 | 0 | 0 | 0 | 0 | 0 | 0 | 0 | 0 | 0 | 0 | 0 | 0 | 0 | 0 | 0 | 0 | 0 | 0 | 0 | 0 | 0 | 0 | 0 | 0 | 0 | 0 | 0 | 0 | 0 | 0 | 0 | 0 | 0 | 0 | 0 | 0 | 0 | 0 | 0 | 0 | 0 | 0 | 0 | 0 | 0 | 0 | 0 | 0 | 0 | 0 | 0 | 0 | 0 | 0 | 0 | 0 | 0 | 0 | 0 | 0 | 0 | 0 | 0 | 0 | 0 | 0 | 0 | 0 | 0 | 0 | 0 | 0 | 0 | 0 | 0 | 0 | 0 | 0 | 0 | 0 | 0 | 0 | 0 | 0 | 0 | 0 | 0 | 0 | 0 | 0 | 0 | 0 | 0 | 0 | 0 | 0 | 0 | 0 | 0 | 0 | 0 | 0 | 0 | 0 | 0 | 0 | 0 | 0 | 0 | 0 | 0 | 0 | 0 | 0 | 0 | 0 | 0 | 0 | 0 | 0 | 0 | 0 | 0 | 0 | 0 | 0 | 0 | 0 | 0 | 0 | 0 | 0 | 0 | 0 | 0 | 0 | 0 | 0 | 0 | 0 | 0 | 0 | 0 | 0 | 0 | 0 | 0 | 0 | 0 | 0 | 0 | 0 | 0 | 0 | 0 | 0 | 0 | 0 | 0 | 0 | 0 | 0 | 0 | 0 | 0 | 0 | 0 | 0 | 0 | 6428.0701 | 6512.2014 | 6575.01 | 6623.459 | 6662.1915 | 6693.8722 | 6731.3176 | 6771.0763 | 6810.7507 | 6849.5608 | 6880.3669 | 6904.8348 | 6924.4082 | 6955.6472 | 6978.7642 | 6995.5688 | 7008.7805 | 7008.7805 | 7008.7805 | 7008.7805 | 7008.7805 | 7008.7805 | 7008.7805 | 0 | 0 | 0 | 5100.7762 | 5167.5357 | 5217.3754 | 5255.8205 | 5286.5553 | 5311.6944 | 5341.408 | 5372.9571 | 5404.4394 | 5435.2358 | 5459.681 | 5479.0966 | 5494.6284 | 5519.4171 | 5537.7608 | 5551.0955 | 5561.5792 | 5561.5792 | 5561.5792 | 5561.5792 | 5561.5792 | 5561.5792 | 5561.5792 | 0 | 0 | 0
WA_Industrial_Agriculture_New_Space Heating_Natural Gas_Destratification Fans (HVLS)_A | WA | Industrial | Agriculture | New | Space Heating | Natural Gas | Destratification Fans (HVLS) | A | IM144 | None/Standard ventilation | Fans installed | 10 | 0.01486 | 0 | 0 | 0.6 | 0.01 | 0 | 0 | 0.2991 |  | sqft | 15% | 30% | Retrofit | RetroEven20 | 76.5% | TBD | 0.2% | 6593.3661 |  | 4653.9208 |  | 0.010706 | IL TRM - 4.4.34 - CI-HVC-DSFN-V05-210101 | IL TRM - 4.4.34 - CI-HVC-DSFN-V05-210101 | IL TRM - 4.4.34 - CI-HVC-DSFN-V05-210101 | None/Standard ventilation | None/Standard ventilation | None/Standard ventilation | None/Standard ventilation | None/Standard ventilation | None/Standard ventilation | None/Standard ventilation | None/Standard ventilation | None/Standard ventilation | None/Standard ventilation | None/Standard ventilation | None/Standard ventilation | None/Standard ventilation | None/Standard ventilation | None/Standard ventilation | None/Standard ventilation | None/Standard ventilation | None/Standard ventilation | None/Standard ventilation | None/Standard ventilation | None/Standard ventilation | None/Standard ventilation | None/Standard ventilation | None/Standard ventilation | None/Standard ventilation | None/Standard ventilation | None/Standard ventilation | None/Standard ventilation | None/Standard ventilation | None/Standard ventilation | None/Standard ventilation | Fans installed | Fans installed | Fans installed | Fans installed | Fans installed | Fans installed | Fans installed | Fans installed | Fans installed | Fans installed | Fans installed | Fans installed | Fans installed | Fans installed | Fans installed | Fans installed | Fans installed | Fans installed | Fans installed | Fans installed | Fans installed | Fans installed | Fans installed | Fans installed | Fans installed | Fans installed | Fans installed | Fans installed | Fans installed | Fans installed | Fans installed | 0.6 | 0.6 | 0.6 | 0.6 | 0.6 | 0.6 | 0.6 | 0.6 | 0.6 | 0.6 | 0.6 | 0.6 | 0.6 | 0.6 | 0.6 | 0.6 | 0.6 | 0.6 | 0.6 | 0.6 | 0.6 | 0.6 | 0.6 | 0.6 | 0.6 | 0.6 | 0.6 | 0.6 | 0.6 | 0.6 | 0.6 | 0 | 0 | 0 | 0 | 0 | 0.014222 | 0.013789 | 0.013468 | 0.01322 | 0.013016 | 0.012849 | 0.012651 | 0.012439 | 0.012224 | 0.01201 | 0.011813 | 0.011633 | 0.011573 | 0.011453 | 0.011364 | 0.011301 | 0.011254 | 0.011239 | 0.011243 | 0.011259 | 0.011283 | 0.011306 | 0.011329 | 0 | 0 | 0 | 0.0057392 | 0.0065922 | 0.0074423 | 0.0082839 | 0.0091211 | 0.0099567 | 0.01073 | 0.011458 | 0.012151 | 0.0128 | 0.013441 | 0.014064 | 0.014818 | 0.015477 | 0.016155 | 0.016861 | 0.017581 | 0.018342 | 0.01913 | 0.019938 | 0.012837 | 0.013669 | 0.014505 | 0 | 0 | 0 | 0.0057392 | 0.012156 | 0.019316 | 0.027243 | 0.035945 | 0.04544 | 0.05547 | 0.065999 | 0.07701 | 0.088463 | 0.095685 | 0.10273 | 0.11062 | 0.11777 | 0.12505 | 0.13246 | 0.13995 | 0.14775 | 0.15575 | 0.16391 | 0.16426 | 0.1646 | 0.16493 | 0 | 0 | 0 | 403.5319 | 478.0752 | 552.5776 | 626.6406 | 700.7437 | 774.908 | 848.1306 | 921.153 | 994.0272 | 1065.7441 | 1137.7349 | 1209.0391 | 1280.3526 | 1351.3072 | 1421.6289 | 1492.0338 | 1562.1476 | 1631.9888 | 1701.5754 | 1770.9256 | 1137.7349 | 1209.0391 | 1280.3526 | 1351.3072 | 1421.6289 | 1492.0338 | 403.5319 | 881.6071 | 1434.1848 | 2060.8254 | 2761.5691 | 3536.4771 | 4384.6077 | 5305.7607 | 6299.7878 | 7365.5319 | 8099.7349 | 8830.6988 | 9558.4738 | 10283.1404 | 11004.0255 | 11721.1513 | 12435.1684 | 13146.0041 | 13853.5524 | 14558.7338 | 14558.7338 | 14558.7338 | 14558.7338 | 14558.7338 | 14558.7338 | 14558.7338 | 0.0049856 | 0.0058055 | 0.0066122 | 0.0074008 | 0.0081755 | 0.0089394 | 0.0096506 | 0.010322 | 0.010961 | 0.011561 | 0.012151 | 0.012725 | 0.013304 | 0.01382 | 0.014359 | 0.01493 | 0.015521 | 0.016157 | 0.016815 | 0.017491 | 0.011242 | 0.011955 | 0.012673 | 0 | 0 | 0 | 0.0049856 | 0.010706 | 0.017162 | 0.024339 | 0.032219 | 0.040797 | 0.049891 | 0.059456 | 0.06947 | 0.079897 | 0.086502 | 0.092939 | 0.099318 | 0.10517 | 0.11115 | 0.11729 | 0.12355 | 0.13015 | 0.1369 | 0.14379 | 0.14386 | 0.14396 | 0.1441 | 0 | 0 | 0 | 343.0021 | 406.3639 | 469.691 | 532.6445 | 595.6321 | 658.6718 | 720.911 | 782.98 | 844.9231 | 905.8825 | 967.0746 | 1027.6833 | 1088.2997 | 1148.6111 | 1208.3845 | 1268.2287 | 1327.8255 | 1387.1904 | 1446.3391 | 1505.2867 | 967.0746 | 1027.6833 | 1088.2997 | 1148.6111 | 1208.3845 | 1268.2287 | 343.0021 | 749.3661 | 1219.057 | 1751.7016 | 2347.3337 | 3006.0055 | 3726.9165 | 4509.8966 | 5354.8197 | 6260.7021 | 6884.7747 | 7506.094 | 8124.7027 | 8740.6693 | 9353.4217 | 9962.9786 | 10569.8931 | 11174.1035 | 11775.5195 | 12374.9238 | 12374.9238 | 12374.9238 | 12374.9238 | 12374.9238 | 12374.9238 | 12374.9238 | 0 | 0 | 0 | 0 | 0 | 0 | 0 | 0 | 0 | 0 | 0 | 0 | 0 | 0 | 0 | 0 | 0 | 0 | 0 | 0 | 0 | 0 | 0 | 0 | 0 | 0 | 0 | 0 | 0 | 0 | 0 | 0 | 0 | 0 | 0 | 0 | 0 | 0 | 0 | 0 | 0 | 0 | 0 | 0 | 0 | 0 | 0 | 0 | 0 | 0 | 0 | 0 | 0 | 0 | 0 | 0 | 0 | 0 | 0 | 0 | 0 | 0 | 0 | 0 | 0 | 0 | 0 | 0 | 0 | 0 | 0 | 0 | 0 | 0 | 0 | 0 | 0 | 0 | 0 | 0 | 0 | 0 | 0 | 0 | 0 | 0 | 0 | 0 | 0 | 0 | 0 | 0 | 0 | 0 | 0 | 0 | 0 | 0 | 0 | 0 | 0 | 0 | 0 | 0 | 0 | 0 | 0 | 0 | 0 | 0 | 0 | 0 | 0 | 0 | 0 | 0 | 0 | 0 | 0 | 0 | 0 | 0 | 0 | 0 | 0 | 0 | 0 | 0 | 0 | 0 | 0 | 0 | 0 | 0 | 0 | 0 | 0 | 0 | 0 | 0 | 0 | 0 | 0 | 0 | 0 | 0 | 0 | 0 | 0 | 0 | 0 | 0 | 0 | 0 | 0 | 0 | 0 | 0 | 0 | 0 | 0 | 0 | 0 | 0 | 0 | 0 | 0 | 0 | 0 | 0 | 0 | 0 | 0 | 0 | 0 | 0 | 0 | 0 | 0 | 0 | 0 | 0 | 0 | 0 | 0 | 0 | 0 | 0 | 0 | 0 | 0 | 0 | 0 | 0 | 0 | 0 | 0 | 0 | 0 | 0 | 0 | 0 | 0 | 0 | 0 | 0 | 0 | 0 | 6241.3158 | 6323.0028 | 6383.9866 | 6431.0281 | 6468.6352 | 6499.3955 | 6535.7531 | 6574.3566 | 6612.8784 | 6650.5609 | 6680.4721 | 6704.2291 | 6723.2338 | 6753.5652 | 6776.0106 | 6792.327 | 6805.1548 | 6805.1548 | 6805.1548 | 6805.1548 | 6805.1548 | 6805.1548 | 6805.1548 | 0 | 0 | 0 | 4405.4265 | 4463.0851 | 4506.1305 | 4539.3347 | 4565.8797 | 4587.5918 | 4613.2547 | 4640.503 | 4667.6935 | 4694.2917 | 4715.4045 | 4732.1733 | 4745.5878 | 4766.9972 | 4782.8403 | 4794.3571 | 4803.4116 | 4803.4116 | 4803.4116 | 4803.4116 | 4803.4116 | 4803.4116 | 4803.4116 | 0 | 0 | 0
WA_Industrial_Agriculture_New_Space Heating_Natural Gas_Gas Boiler - Insulate Steam Lines/Condensate Tank_A | WA | Industrial | Agriculture | New | Space Heating | Natural Gas | Gas Boiler - Insulate Steam Lines/Condensate Tank | A | IM145 | No insulation | Lines and condenstate tank insulated | 20 | 12.0724 | 0 | 0 | 107.89 | 0 | 0 | 0 | 53.943 |  | sqft | 30% | 35% | Retrofit | RetroEven20 | 76.5% | TBD | 0.2% | 582.2926 |  | 425.6616 |  | 0 | PGE Workpaper - SWWH017-01 | PGE Workpaper - SWWH017-01 | PGE Workpaper - SWWH017-01 | No insulation | No insulation | No insulation | No insulation | No insulation | No insulation | No insulation | No insulation | No insulation | No insulation | No insulation | No insulation | No insulation | No insulation | No insulation | No insulation | No insulation | No insulation | No insulation | No insulation | No insulation | No insulation | No insulation | No insulation | No insulation | No insulation | No insulation | No insulation | No insulation | No insulation | No insulation | Lines and condenstate tank insulated | Lines and condenstate tank insulated | Lines and condenstate tank insulated | Lines and condenstate tank insulated | Lines and condenstate tank insulated | Lines and condenstate tank insulated | Lines and condenstate tank insulated | Lines and condenstate tank insulated | Lines and condenstate tank insulated | Lines and condenstate tank insulated | Lines and condenstate tank insulated | Lines and condenstate tank insulated | Lines and condenstate tank insulated | Lines and condenstate tank insulated | Lines and condenstate tank insulated | Lines and condenstate tank insulated | Lines and condenstate tank insulated | Lines and condenstate tank insulated | Lines and condenstate tank insulated | Lines and condenstate tank insulated | Lines and condenstate tank insulated | Lines and condenstate tank insulated | Lines and condenstate tank insulated | Lines and condenstate tank insulated | Lines and condenstate tank insulated | Lines and condenstate tank insulated | Lines and condenstate tank insulated | Lines and condenstate tank insulated | Lines and condenstate tank insulated | Lines and condenstate tank insulated | Lines and condenstate tank insulated | 107.89 | 107.89 | 107.89 | 107.89 | 107.89 | 107.89 | 107.89 | 107.89 | 107.89 | 107.89 | 107.89 | 107.89 | 107.89 | 107.89 | 107.89 | 107.89 | 107.89 | 107.89 | 107.89 | 107.89 | 107.89 | 107.89 | 107.89 | 107.89 | 107.89 | 107.89 | 107.89 | 107.89 | 107.89 | 107.89 | 107.89 | 0 | 0 | 0 | 0 | 0 | 0 | 0 | 0 | 0 | 0 | 0 | 0 | 0 | 0 | 0 | 0 | 0 | 0 | 0 | 0 | 0 | 0 | 0 | 0 | 0 | 0 | 0 | 0 | 0 | 0 | 0 | 0 | 0 | 0 | 0 | 0 | 0 | 0 | 0 | 0 | 0 | 0 | 0 | 0 | 0 | 0 | 0 | 0 | 0 | 0 | 0 | 0 | 0 | 0 | 0 | 0 | 0 | 0 | 0 | 0 | 0 | 0 | 0 | 0 | 0 | 0 | 0 | 0 | 0 | 0 | 0 | 0 | 0 | 0 | 0 | 0 | 0 | 0 | 0 | 0 | 0 | 0 | 0 | 0 | 0 | 0 | 0 | 0 | 0 | 0 | 0 | 0 | 0 | 0 | 0 | 0 | 0 | 0 | 0 | 0 | 0 | 0 | 0 | 0 | 0 | 0 | 0 | 0 | 0 | 0 | 0 | 0 | 0 | 0 | 0 | 0 | 0 | 0 | 0 | 0 | 0 | 0 | 0 | 0 | 0 | 0 | 0 | 0 | 0 | 0 | 0 | 0 | 0 | 0 | 0 | 0 | 0 | 0 | 0 | 0 | 0 | 0 | 0 | 0 | 0 | 0 | 0 | 0 | 0 | 0 | 0 | 0 | 0 | 0 | 0 | 0 | 0 | 0 | 0 | 0 | 0 | 0 | 0 | 0 | 0 | 0 | 0 | 0 | 0 | 0 | 0 | 0 | 0 | 0 | 0 | 0 | 0 | 0 | 0 | 0 | 0 | 0 | 0 | 0 | 0 | 0 | 0 | 0 | 0 | 0 | 0 | 0 | 0 | 0 | 0 | 0 | 0 | 0 | 0 | 0 | 0 | 0 | 0 | 0 | 0 | 0 | 0 | 0 | 0 | 0 | 0 | 0 | 0 | 0 | 0 | 0 | 0 | 0 | 0 | 0 | 0 | 0 | 0 | 0 | 0 | 0 | 0 | 0 | 0 | 0 | 0 | 0 | 0 | 0 | 0 | 0 | 0 | 0 | 0 | 0 | 0 | 0 | 0 | 0 | 0 | 0 | 0 | 0 | 0 | 0 | 0 | 0 | 0 | 0 | 0 | 0 | 0 | 0 | 0 | 0 | 0 | 0 | 0 | 0 | 0 | 0 | 0 | 0 | 0 | 0 | 0 | 0 | 0 | 0 | 0 | 0 | 0 | 0 | 0 | 0 | 0 | 0 | 0 | 0 | 0 | 0 | 0 | 0 | 0 | 0 | 0 | 0 | 0 | 0 | 0 | 0 | 0 | 0 | 0 | 0 | 0 | 0 | 0 | 0 | 0 | 0 | 0 | 0 | 0 | 0 | 0 | 0 | 0 | 0 | 0 | 0 | 0 | 0 | 0 | 0 | 0 | 0 | 0 | 0 | 0 | 0 | 0 | 0 | 0 | 0 | 0 | 0 | 0 | 0 | 0 | 0 | 0 | 0 | 0 | 0 | 0 | 0 | 0 | 0 | 0 | 0 | 0 | 0 | 0 | 0 | 0 | 0 | 0 | 0 | 0 | 0 | 0 | 0 | 0 | 0 | 0 | 0 | 0 | 0 | 0 | 0 | 0 | 0 | 0 | 0 | 0 | 0 | 0 | 0 | 0 | 0 | 0 | 0 | 0 | 0 | 0 | 0 | 0 | 0 | 0 | 0 | 0 | 0 | 0 | 0 | 0 | 0 | 0 | 0 | 0 | 0 | 0 | 0 | 0 | 0 | 0 | 0 | 0 | 0 | 0 | 0 | 0 | 0 | 0 | 0 | 0 | 0 | 0 | 0 | 0 | 0 | 0 | 0 | 0 | 0 | 0 | 0 | 0 | 0 | 0 | 0 | 0 | 0 | 0 | 0 | 0 | 0 | 0 | 0 | 0 | 0 | 0 | 0 | 0 | 0 | 0 | 0 | 0 | 0 | 0 | 0 | 0 | 582.2926 | 582.2926 | 582.2926 | 582.2926 | 582.2926 | 582.2926 | 582.2926 | 582.2926 | 582.2926 | 582.2926 | 582.2926 | 582.2926 | 582.2926 | 582.2926 | 582.2926 | 582.2926 | 582.2926 | 582.2926 | 582.2926 | 582.2926 | 582.2926 | 582.2926 | 582.2926 | 582.2926 | 582.2926 | 582.2926 | 425.6616 | 425.6616 | 425.6616 | 425.6616 | 425.6616 | 425.6616 | 425.6616 | 425.6616 | 425.6616 | 425.6616 | 425.6616 | 425.6616 | 425.6616 | 425.6616 | 425.6616 | 425.6616 | 425.6616 | 425.6616 | 425.6616 | 425.6616 | 425.6616 | 425.6616 | 425.6616 | 425.6616 | 425.6616 | 425.6616
WA_Industrial_Agriculture_New_Process_Natural Gas_Gas Boiler - Insulate Steam Lines/Condensate Tank_A | WA | Industrial | Agriculture | New | Process | Natural Gas | Gas Boiler - Insulate Steam Lines/Condensate Tank | A | IM146 | No insulation | Lines and condenstate tank insulated | 20 | 16.8499 | 0 | 0 | 107.89 | 0 | 0 | 0 | 53.943 |  | sqft | 30% | 35% | Retrofit | RetroEven20 | 76.5% | TBD | 0.2% | 582.2926 |  | 425.6616 |  | 0.11569 | PGE Workpaper - SWWH017-01 | PGE Workpaper - SWWH017-01 | PGE Workpaper - SWWH017-01 | No insulation | No insulation | No insulation | No insulation | No insulation | No insulation | No insulation | No insulation | No insulation | No insulation | No insulation | No insulation | No insulation | No insulation | No insulation | No insulation | No insulation | No insulation | No insulation | No insulation | No insulation | No insulation | No insulation | No insulation | No insulation | No insulation | No insulation | No insulation | No insulation | No insulation | No insulation | Lines and condenstate tank insulated | Lines and condenstate tank insulated | Lines and condenstate tank insulated | Lines and condenstate tank insulated | Lines and condenstate tank insulated | Lines and condenstate tank insulated | Lines and condenstate tank insulated | Lines and condenstate tank insulated | Lines and condenstate tank insulated | Lines and condenstate tank insulated | Lines and condenstate tank insulated | Lines and condenstate tank insulated | Lines and condenstate tank insulated | Lines and condenstate tank insulated | Lines and condenstate tank insulated | Lines and condenstate tank insulated | Lines and condenstate tank insulated | Lines and condenstate tank insulated | Lines and condenstate tank insulated | Lines and condenstate tank insulated | Lines and condenstate tank insulated | Lines and condenstate tank insulated | Lines and condenstate tank insulated | Lines and condenstate tank insulated | Lines and condenstate tank insulated | Lines and condenstate tank insulated | Lines and condenstate tank insulated | Lines and condenstate tank insulated | Lines and condenstate tank insulated | Lines and condenstate tank insulated | Lines and condenstate tank insulated | 107.89 | 107.89 | 107.89 | 107.89 | 107.89 | 107.89 | 107.89 | 107.89 | 107.89 | 107.89 | 107.89 | 107.89 | 107.89 | 107.89 | 107.89 | 107.89 | 107.89 | 107.89 | 107.89 | 107.89 | 107.89 | 107.89 | 107.89 | 107.89 | 107.89 | 107.89 | 107.89 | 107.89 | 107.89 | 107.89 | 107.89 | 0 | 0 | 0 | 0 | 0 | 16.8262 | 16.8059 | 16.7874 | 16.7704 | 16.7534 | 16.7372 | 16.7226 | 16.7099 | 16.6992 | 16.6908 | 16.685 | 16.6817 | 16.6804 | 16.6803 | 16.6807 | 16.6823 | 16.6837 | 16.6847 | 16.6854 | 16.6857 | 16.6918 | 16.6975 | 16.7028 | 16.8499 | 16.8499 | 16.8499 | 0.062349 | 0.073778 | 0.085181 | 0.0965 | 0.1078 | 0.1191 | 0.13024 | 0.14134 | 0.15243 | 0.16334 | 0.17431 | 0.1852 | 0.19611 | 0.20698 | 0.21775 | 0.22856 | 0.23932 | 0.25004 | 0.26071 | 0.27134 | 0.061851 | 0.073302 | 0.084752 | 0.096957 | 0.10842 | 0.1199 | 0.062349 | 0.13605 | 0.22108 | 0.31736 | 0.42484 | 0.54352 | 0.67329 | 0.81412 | 0.96602 | 1.1289 | 1.3028 | 1.4877 | 1.6837 | 1.8907 | 2.1085 | 2.3373 | 2.5768 | 2.827 | 3.0878 | 3.3592 | 3.3604 | 3.3616 | 3.3626 | 0 | 0 | 0 | 3.7055 | 4.39 | 5.0741 | 5.7542 | 6.4346 | 7.1157 | 7.788 | 8.4586 | 9.1277 | 9.7863 | 10.4474 | 11.1021 | 11.757 | 12.4085 | 13.0542 | 13.7007 | 14.3446 | 14.9859 | 15.6249 | 16.2617 | 3.7055 | 4.39 | 5.0741 | 5.7542 | 6.4346 | 7.1157 | 3.7055 | 8.0954 | 13.1695 | 18.9237 | 25.3584 | 32.474 | 40.262 | 48.7206 | 57.8484 | 67.6346 | 78.082 | 89.1841 | 100.9411 | 113.3495 | 126.4038 | 140.1045 | 154.4491 | 169.4349 | 185.0598 | 201.3215 | 201.3215 | 201.3215 | 201.3215 | 201.3215 | 201.3215 | 201.3215 | 0.053008 | 0.062736 | 0.072444 | 0.082083 | 0.091711 | 0.10133 | 0.11083 | 0.12029 | 0.12974 | 0.13904 | 0.14839 | 0.15766 | 0.16695 | 0.1762 | 0.18537 | 0.19457 | 0.20373 | 0.21284 | 0.22193 | 0.23098 | 0.052648 | 0.062391 | 0.072134 | 0.082414 | 0.09216 | 0.10191 | 0.053008 | 0.11569 | 0.18802 | 0.26995 | 0.36143 | 0.46246 | 0.57295 | 0.69287 | 0.82223 | 0.96091 | 1.109 | 1.2665 | 1.4333 | 1.6095 | 1.7949 | 1.9897 | 2.1935 | 2.4065 | 2.6285 | 2.8595 | 2.8604 | 2.8612 | 2.862 | 0 | 0 | 0 | 3.1496 | 3.7315 | 4.313 | 4.8911 | 5.4694 | 6.0483 | 6.6198 | 7.1898 | 7.7586 | 8.3183 | 8.8802 | 9.4368 | 9.9934 | 10.5472 | 11.0961 | 11.6456 | 12.1929 | 12.738 | 13.2811 | 13.8224 | 3.1496 | 3.7315 | 4.313 | 4.8911 | 5.4694 | 6.0483 | 3.1496 | 6.8811 | 11.1941 | 16.0852 | 21.5546 | 27.6029 | 34.2227 | 41.4125 | 49.1711 | 57.4894 | 66.3697 | 75.8065 | 85.7999 | 96.3471 | 107.4432 | 119.0888 | 131.2817 | 144.0197 | 157.3008 | 171.1233 | 171.1233 | 171.1233 | 171.1233 | 171.1233 | 171.1233 | 171.1233 | 0.053008 | 0.062736 | 0.072444 | 0.082083 | 0.091711 | 0.10133 | 0.11083 | 0.12029 | 0.12974 | 0.13904 | 0.14839 | 0.15766 | 0.16695 | 0.1762 | 0.18537 | 0.19457 | 0.20373 | 0.21284 | 0.22193 | 0.23098 | 0.052648 | 0.062391 | 0.072134 | 0.082414 | 0.09216 | 0.10191 | 0.053008 | 0.11569 | 0.18802 | 0.26995 | 0.36143 | 0.46246 | 0.57295 | 0.69287 | 0.82223 | 0.96091 | 1.109 | 1.2665 | 1.4333 | 1.6095 | 1.7949 | 1.9897 | 2.1935 | 2.4065 | 2.6285 | 2.8595 | 2.8604 | 2.8612 | 2.862 | 0 | 0 | 0 | 3.1496 | 3.7315 | 4.313 | 4.8911 | 5.4694 | 6.0483 | 6.6198 | 7.1898 | 7.7586 | 8.3183 | 8.8802 | 9.4368 | 9.9934 | 10.5472 | 11.0961 | 11.6456 | 12.1929 | 12.738 | 13.2811 | 13.8224 | 3.1496 | 3.7315 | 4.313 | 4.8911 | 5.4694 | 6.0483 | 3.1496 | 6.8811 | 11.1941 | 16.0852 | 21.5546 | 27.6029 | 34.2227 | 41.4125 | 49.1711 | 57.4894 | 66.3697 | 75.8065 | 85.7999 | 96.3471 | 107.4432 | 119.0888 | 131.2817 | 144.0197 | 157.3008 | 171.1233 | 171.1233 | 171.1233 | 171.1233 | 171.1233 | 171.1233 | 171.1233 | 0.053008 | 0.062736 | 0.072444 | 0.082083 | 0.091711 | 0.10133 | 0.11083 | 0.12029 | 0.12974 | 0.13904 | 0.14839 | 0.15766 | 0.16695 | 0.1762 | 0.18537 | 0.19457 | 0.20373 | 0.21284 | 0.22193 | 0.23098 | 0.052648 | 0.062391 | 0.072134 | 0.082414 | 0.09216 | 0.10191 | 0.053008 | 0.11569 | 0.18802 | 0.26995 | 0.36143 | 0.46246 | 0.57295 | 0.69287 | 0.82223 | 0.96091 | 1.109 | 1.2665 | 1.4333 | 1.6095 | 1.7949 | 1.9897 | 2.1935 | 2.4065 | 2.6285 | 2.8595 | 2.8604 | 2.8612 | 2.862 | 0 | 0 | 0 | 3.1496 | 3.7315 | 4.313 | 4.8911 | 5.4694 | 6.0483 | 6.6198 | 7.1898 | 7.7586 | 8.3183 | 8.8802 | 9.4368 | 9.9934 | 10.5472 | 11.0961 | 11.6456 | 12.1929 | 12.738 | 13.2811 | 13.8224 | 3.1496 | 3.7315 | 4.313 | 4.8911 | 5.4694 | 6.0483 | 3.1496 | 6.8811 | 11.1941 | 16.0852 | 21.5546 | 27.6029 | 34.2227 | 41.4125 | 49.1711 | 57.4894 | 66.3697 | 75.8065 | 85.7999 | 96.3471 | 107.4432 | 119.0888 | 131.2817 | 144.0197 | 157.3008 | 171.1233 | 171.1233 | 171.1233 | 171.1233 | 171.1233 | 171.1233 | 171.1233 | 582.2926 | 582.2926 | 582.2926 | 582.2926 | 582.2926 | 582.2926 | 582.2926 | 582.2926 | 582.2926 | 582.2926 | 582.2926 | 582.2926 | 582.2926 | 582.2926 | 582.2926 | 582.2926 | 582.2926 | 582.2926 | 582.2926 | 582.2926 | 582.2926 | 582.2926 | 582.2926 | 582.2926 | 582.2926 | 582.2926 | 425.6616 | 425.6616 | 425.6616 | 425.6616 | 425.6616 | 425.6616 | 425.6616 | 425.6616 | 425.6616 | 425.6616 | 425.6616 | 425.6616 | 425.6616 | 425.6616 | 425.6616 | 425.6616 | 425.6616 | 425.6616 | 425.6616 | 425.6616 | 425.6616 | 425.6616 | 425.6616 | 425.6616 | 425.6616 | 425.6616
WA_Industrial_Agriculture_New_Space Heating_Natural Gas_Gas Boiler - Insulate Hot Water Lines_A | WA | Industrial | Agriculture | New | Space Heating | Natural Gas | Gas Boiler - Insulate Hot Water Lines | A | IM147 | No insulation | Insulated water lines | 20 | 13.6456 | 0 | 0 | 76.6 | 0 | 0 | 0 | 38.2989 |  | sqft | 45% | 50% | Retrofit | RetroEven20 | 76.5% | TBD | 0.2% | 365.7544 |  | 267.37 |  | 0 | PGE Workpaper - SWWH017-01 | PGE Workpaper - SWWH017-01 | PGE Workpaper - SWWH017-01 | No insulation | No insulation | No insulation | No insulation | No insulation | No insulation | No insulation | No insulation | No insulation | No insulation | No insulation | No insulation | No insulation | No insulation | No insulation | No insulation | No insulation | No insulation | No insulation | No insulation | No insulation | No insulation | No insulation | No insulation | No insulation | No insulation | No insulation | No insulation | No insulation | No insulation | No insulation | Insulated water lines | Insulated water lines | Insulated water lines | Insulated water lines | Insulated water lines | Insulated water lines | Insulated water lines | Insulated water lines | Insulated water lines | Insulated water lines | Insulated water lines | Insulated water lines | Insulated water lines | Insulated water lines | Insulated water lines | Insulated water lines | Insulated water lines | Insulated water lines | Insulated water lines | Insulated water lines | Insulated water lines | Insulated water lines | Insulated water lines | Insulated water lines | Insulated water lines | Insulated water lines | Insulated water lines | Insulated water lines | Insulated water lines | Insulated water lines | Insulated water lines | 76.6 | 76.6 | 76.6 | 76.6 | 76.6 | 76.6 | 76.6 | 76.6 | 76.6 | 76.6 | 76.6 | 76.6 | 76.6 | 76.6 | 76.6 | 76.6 | 76.6 | 76.6 | 76.6 | 76.6 | 76.6 | 76.6 | 76.6 | 76.6 | 76.6 | 76.6 | 76.6 | 76.6 | 76.6 | 76.6 | 76.6 | 0 | 0 | 0 | 0 | 0 | 0 | 0 | 0 | 0 | 0 | 0 | 0 | 0 | 0 | 0 | 0 | 0 | 0 | 0 | 0 | 0 | 0 | 0 | 0 | 0 | 0 | 0 | 0 | 0 | 0 | 0 | 0 | 0 | 0 | 0 | 0 | 0 | 0 | 0 | 0 | 0 | 0 | 0 | 0 | 0 | 0 | 0 | 0 | 0 | 0 | 0 | 0 | 0 | 0 | 0 | 0 | 0 | 0 | 0 | 0 | 0 | 0 | 0 | 0 | 0 | 0 | 0 | 0 | 0 | 0 | 0 | 0 | 0 | 0 | 0 | 0 | 0 | 0 | 0 | 0 | 0 | 0 | 0 | 0 | 0 | 0 | 0 | 0 | 0 | 0 | 0 | 0 | 0 | 0 | 0 | 0 | 0 | 0 | 0 | 0 | 0 | 0 | 0 | 0 | 0 | 0 | 0 | 0 | 0 | 0 | 0 | 0 | 0 | 0 | 0 | 0 | 0 | 0 | 0 | 0 | 0 | 0 | 0 | 0 | 0 | 0 | 0 | 0 | 0 | 0 | 0 | 0 | 0 | 0 | 0 | 0 | 0 | 0 | 0 | 0 | 0 | 0 | 0 | 0 | 0 | 0 | 0 | 0 | 0 | 0 | 0 | 0 | 0 | 0 | 0 | 0 | 0 | 0 | 0 | 0 | 0 | 0 | 0 | 0 | 0 | 0 | 0 | 0 | 0 | 0 | 0 | 0 | 0 | 0 | 0 | 0 | 0 | 0 | 0 | 0 | 0 | 0 | 0 | 0 | 0 | 0 | 0 | 0 | 0 | 0 | 0 | 0 | 0 | 0 | 0 | 0 | 0 | 0 | 0 | 0 | 0 | 0 | 0 | 0 | 0 | 0 | 0 | 0 | 0 | 0 | 0 | 0 | 0 | 0 | 0 | 0 | 0 | 0 | 0 | 0 | 0 | 0 | 0 | 0 | 0 | 0 | 0 | 0 | 0 | 0 | 0 | 0 | 0 | 0 | 0 | 0 | 0 | 0 | 0 | 0 | 0 | 0 | 0 | 0 | 0 | 0 | 0 | 0 | 0 | 0 | 0 | 0 | 0 | 0 | 0 | 0 | 0 | 0 | 0 | 0 | 0 | 0 | 0 | 0 | 0 | 0 | 0 | 0 | 0 | 0 | 0 | 0 | 0 | 0 | 0 | 0 | 0 | 0 | 0 | 0 | 0 | 0 | 0 | 0 | 0 | 0 | 0 | 0 | 0 | 0 | 0 | 0 | 0 | 0 | 0 | 0 | 0 | 0 | 0 | 0 | 0 | 0 | 0 | 0 | 0 | 0 | 0 | 0 | 0 | 0 | 0 | 0 | 0 | 0 | 0 | 0 | 0 | 0 | 0 | 0 | 0 | 0 | 0 | 0 | 0 | 0 | 0 | 0 | 0 | 0 | 0 | 0 | 0 | 0 | 0 | 0 | 0 | 0 | 0 | 0 | 0 | 0 | 0 | 0 | 0 | 0 | 0 | 0 | 0 | 0 | 0 | 0 | 0 | 0 | 0 | 0 | 0 | 0 | 0 | 0 | 0 | 0 | 0 | 0 | 0 | 0 | 0 | 0 | 0 | 0 | 0 | 0 | 0 | 0 | 0 | 0 | 0 | 0 | 0 | 0 | 0 | 0 | 0 | 0 | 0 | 0 | 0 | 0 | 0 | 0 | 0 | 0 | 0 | 0 | 0 | 0 | 0 | 0 | 0 | 0 | 0 | 0 | 0 | 0 | 0 | 0 | 0 | 0 | 0 | 0 | 0 | 0 | 0 | 0 | 0 | 0 | 0 | 0 | 0 | 0 | 0 | 0 | 0 | 0 | 0 | 0 | 0 | 0 | 0 | 0 | 0 | 0 | 0 | 0 | 0 | 0 | 0 | 0 | 0 | 0 | 0 | 0 | 0 | 0 | 0 | 0 | 0 | 365.7544 | 365.7544 | 365.7544 | 365.7544 | 365.7544 | 365.7544 | 365.7544 | 365.7544 | 365.7544 | 365.7544 | 365.7544 | 365.7544 | 365.7544 | 365.7544 | 365.7544 | 365.7544 | 365.7544 | 365.7544 | 365.7544 | 365.7544 | 365.7544 | 365.7544 | 365.7544 | 365.7544 | 365.7544 | 365.7544 | 267.37 | 267.37 | 267.37 | 267.37 | 267.37 | 267.37 | 267.37 | 267.37 | 267.37 | 267.37 | 267.37 | 267.37 | 267.37 | 267.37 | 267.37 | 267.37 | 267.37 | 267.37 | 267.37 | 267.37 | 267.37 | 267.37 | 267.37 | 267.37 | 267.37 | 267.37
WA_Industrial_Agriculture_New_Process_Natural Gas_Gas Boiler - Insulate Hot Water Lines_A | WA | Industrial | Agriculture | New | Process | Natural Gas | Gas Boiler - Insulate Hot Water Lines | A | IM148 | No insulation | Insulated water lines | 20 | 19.0457 | 0 | 0 | 76.6 | 0 | 0 | 0 | 38.2989 |  | sqft | 45% | 50% | Retrofit | RetroEven20 | 76.5% | TBD | 0.2% | 365.7544 |  | 267.37 |  | 0.13084 | PGE Workpaper - SWWH017-01 | PGE Workpaper - SWWH017-01 | PGE Workpaper - SWWH017-01 | No insulation | No insulation | No insulation | No insulation | No insulation | No insulation | No insulation | No insulation | No insulation | No insulation | No insulation | No insulation | No insulation | No insulation | No insulation | No insulation | No insulation | No insulation | No insulation | No insulation | No insulation | No insulation | No insulation | No insulation | No insulation | No insulation | No insulation | No insulation | No insulation | No insulation | No insulation | Insulated water lines | Insulated water lines | Insulated water lines | Insulated water lines | Insulated water lines | Insulated water lines | Insulated water lines | Insulated water lines | Insulated water lines | Insulated water lines | Insulated water lines | Insulated water lines | Insulated water lines | Insulated water lines | Insulated water lines | Insulated water lines | Insulated water lines | Insulated water lines | Insulated water lines | Insulated water lines | Insulated water lines | Insulated water lines | Insulated water lines | Insulated water lines | Insulated water lines | Insulated water lines | Insulated water lines | Insulated water lines | Insulated water lines | Insulated water lines | Insulated water lines | 76.6 | 76.6 | 76.6 | 76.6 | 76.6 | 76.6 | 76.6 | 76.6 | 76.6 | 76.6 | 76.6 | 76.6 | 76.6 | 76.6 | 76.6 | 76.6 | 76.6 | 76.6 | 76.6 | 76.6 | 76.6 | 76.6 | 76.6 | 76.6 | 76.6 | 76.6 | 76.6 | 76.6 | 76.6 | 76.6 | 76.6 | 0 | 0 | 0 | 0 | 0 | 19.0258 | 19.0088 | 18.9929 | 18.9785 | 18.9639 | 18.9498 | 18.9375 | 18.9271 | 18.919 | 18.9134 | 18.9107 | 18.9109 | 18.9132 | 18.9168 | 18.9211 | 18.9267 | 18.9321 | 18.9369 | 18.9414 | 18.9454 | 18.9492 | 18.9527 | 18.9559 | 19.0457 | 19.0457 | 19.0457 | 0.0705 | 0.083448 | 0.096372 | 0.10921 | 0.12203 | 0.13484 | 0.14749 | 0.1601 | 0.17269 | 0.18509 | 0.19757 | 0.20995 | 0.22236 | 0.23473 | 0.247 | 0.25931 | 0.27157 | 0.28379 | 0.29596 | 0.30808 | 0.070216 | 0.083202 | 0.096184 | 0.10959 | 0.12255 | 0.13552 | 0.0705 | 0.15388 | 0.25013 | 0.35914 | 0.48089 | 0.61538 | 0.76246 | 0.92214 | 1.0944 | 1.2792 | 1.4766 | 1.6865 | 1.9091 | 2.1442 | 2.3917 | 2.6517 | 2.924 | 3.2086 | 3.5053 | 3.8141 | 3.8149 | 3.8156 | 3.8162 | 0 | 0 | 0 | 3.7055 | 4.39 | 5.0741 | 5.7542 | 6.4346 | 7.1157 | 7.788 | 8.4586 | 9.1277 | 9.7863 | 10.4474 | 11.1021 | 11.757 | 12.4085 | 13.0542 | 13.7007 | 14.3446 | 14.9859 | 15.6249 | 16.2617 | 3.7055 | 4.39 | 5.0741 | 5.7542 | 6.4346 | 7.1157 | 3.7055 | 8.0954 | 13.1695 | 18.9237 | 25.3584 | 32.474 | 40.262 | 48.7206 | 57.8484 | 67.6346 | 78.082 | 89.1841 | 100.9411 | 113.3495 | 126.4038 | 140.1045 | 154.4491 | 169.4349 | 185.0598 | 201.3215 | 201.3215 | 201.3215 | 201.3215 | 201.3215 | 201.3215 | 201.3215 | 0.059934 | 0.070951 | 0.08195 | 0.092874 | 0.10379 | 0.1147 | 0.12547 | 0.13621 | 0.14693 | 0.15749 | 0.16811 | 0.17865 | 0.18921 | 0.19972 | 0.21016 | 0.22062 | 0.23104 | 0.24143 | 0.25177 | 0.26208 | 0.059729 | 0.070773 | 0.081814 | 0.093154 | 0.10417 | 0.11519 | 0.059934 | 0.13084 | 0.2127 | 0.30543 | 0.40902 | 0.52347 | 0.64865 | 0.78455 | 0.9312 | 1.0885 | 1.2564 | 1.4351 | 1.6244 | 1.8244 | 2.0349 | 2.2561 | 2.4877 | 2.7296 | 2.982 | 3.2446 | 3.2451 | 3.2456 | 3.2461 | 0 | 0 | 0 | 3.1496 | 3.7315 | 4.313 | 4.8911 | 5.4694 | 6.0483 | 6.6198 | 7.1898 | 7.7586 | 8.3183 | 8.8802 | 9.4368 | 9.9934 | 10.5472 | 11.0961 | 11.6456 | 12.1929 | 12.738 | 13.2811 | 13.8224 | 3.1496 | 3.7315 | 4.313 | 4.8911 | 5.4694 | 6.0483 | 3.1496 | 6.8811 | 11.1941 | 16.0852 | 21.5546 | 27.6029 | 34.2227 | 41.4125 | 49.1711 | 57.4894 | 66.3697 | 75.8065 | 85.7999 | 96.3471 | 107.4432 | 119.0888 | 131.2817 | 144.0197 | 157.3008 | 171.1233 | 171.1233 | 171.1233 | 171.1233 | 171.1233 | 171.1233 | 171.1233 | 0.059934 | 0.070951 | 0.08195 | 0.092874 | 0.10379 | 0.1147 | 0.12547 | 0.13621 | 0.14693 | 0.15749 | 0.16811 | 0.17865 | 0.18921 | 0.19972 | 0.21016 | 0.22062 | 0.23104 | 0.24143 | 0.25177 | 0.26208 | 0.059729 | 0.070773 | 0.081814 | 0.093154 | 0.10417 | 0.11519 | 0.059934 | 0.13084 | 0.2127 | 0.30543 | 0.40902 | 0.52347 | 0.64865 | 0.78455 | 0.9312 | 1.0885 | 1.2564 | 1.4351 | 1.6244 | 1.8244 | 2.0349 | 2.2561 | 2.4877 | 2.7296 | 2.982 | 3.2446 | 3.2451 | 3.2456 | 3.2461 | 0 | 0 | 0 | 3.1496 | 3.7315 | 4.313 | 4.8911 | 5.4694 | 6.0483 | 6.6198 | 7.1898 | 7.7586 | 8.3183 | 8.8802 | 9.4368 | 9.9934 | 10.5472 | 11.0961 | 11.6456 | 12.1929 | 12.738 | 13.2811 | 13.8224 | 3.1496 | 3.7315 | 4.313 | 4.8911 | 5.4694 | 6.0483 | 3.1496 | 6.8811 | 11.1941 | 16.0852 | 21.5546 | 27.6029 | 34.2227 | 41.4125 | 49.1711 | 57.4894 | 66.3697 | 75.8065 | 85.7999 | 96.3471 | 107.4432 | 119.0888 | 131.2817 | 144.0197 | 157.3008 | 171.1233 | 171.1233 | 171.1233 | 171.1233 | 171.1233 | 171.1233 | 171.1233 | 0.059934 | 0.070951 | 0.08195 | 0.092874 | 0.10379 | 0.1147 | 0.12547 | 0.13621 | 0.14693 | 0.15749 | 0.16811 | 0.17865 | 0.18921 | 0.19972 | 0.21016 | 0.22062 | 0.23104 | 0.24143 | 0.25177 | 0.26208 | 0.059729 | 0.070773 | 0.081814 | 0.093154 | 0.10417 | 0.11519 | 0.059934 | 0.13084 | 0.2127 | 0.30543 | 0.40902 | 0.52347 | 0.64865 | 0.78455 | 0.9312 | 1.0885 | 1.2564 | 1.4351 | 1.6244 | 1.8244 | 2.0349 | 2.2561 | 2.4877 | 2.7296 | 2.982 | 3.2446 | 3.2451 | 3.2456 | 3.2461 | 0 | 0 | 0 | 3.1496 | 3.7315 | 4.313 | 4.8911 | 5.4694 | 6.0483 | 6.6198 | 7.1898 | 7.7586 | 8.3183 | 8.8802 | 9.4368 | 9.9934 | 10.5472 | 11.0961 | 11.6456 | 12.1929 | 12.738 | 13.2811 | 13.8224 | 3.1496 | 3.7315 | 4.313 | 4.8911 | 5.4694 | 6.0483 | 3.1496 | 6.8811 | 11.1941 | 16.0852 | 21.5546 | 27.6029 | 34.2227 | 41.4125 | 49.1711 | 57.4894 | 66.3697 | 75.8065 | 85.7999 | 96.3471 | 107.4432 | 119.0888 | 131.2817 | 144.0197 | 157.3008 | 171.1233 | 171.1233 | 171.1233 | 171.1233 | 171.1233 | 171.1233 | 171.1233 | 365.7544 | 365.7544 | 365.7544 | 365.7544 | 365.7544 | 365.7544 | 365.7544 | 365.7544 | 365.7544 | 365.7544 | 365.7544 | 365.7544 | 365.7544 | 365.7544 | 365.7544 | 365.7544 | 365.7544 | 365.7544 | 365.7544 | 365.7544 | 365.7544 | 365.7544 | 365.7544 | 365.7544 | 365.7544 | 365.7544 | 267.37 | 267.37 | 267.37 | 267.37 | 267.37 | 267.37 | 267.37 | 267.37 | 267.37 | 267.37 | 267.37 | 267.37 | 267.37 | 267.37 | 267.37 | 267.37 | 267.37 | 267.37 | 267.37 | 267.37 | 267.37 | 267.37 | 267.37 | 267.37 | 267.37 | 267.37
WA_Industrial_Agriculture_New_Process_Natural Gas_Process - Insulate Heated Process Fluids_A | WA | Industrial | Agriculture | New | Process | Natural Gas | Process - Insulate Heated Process Fluids | A | IM149 | No insulation | Insulated process fluid lines | 20 | 13.6092 | 0 | 0 | 107.89 | 0 | 0 | 0 | 53.943 |  | employee | 5% | 10% | Retrofit | Retro12Med | 84.73% | TBD | 0.2% | 720.9516 |  | 527.0226 |  | 0.20429 | PGE Workpaper - SWWH017-01 | PGE Workpaper - SWWH017-01 | PGE Workpaper - SWWH017-01 | No insulation | No insulation | No insulation | No insulation | No insulation | No insulation | No insulation | No insulation | No insulation | No insulation | No insulation | No insulation | No insulation | No insulation | No insulation | No insulation | No insulation | No insulation | No insulation | No insulation | No insulation | No insulation | No insulation | No insulation | No insulation | No insulation | No insulation | No insulation | No insulation | No insulation | No insulation | Insulated process fluid lines | Insulated process fluid lines | Insulated process fluid lines | Insulated process fluid lines | Insulated process fluid lines | Insulated process fluid lines | Insulated process fluid lines | Insulated process fluid lines | Insulated process fluid lines | Insulated process fluid lines | Insulated process fluid lines | Insulated process fluid lines | Insulated process fluid lines | Insulated process fluid lines | Insulated process fluid lines | Insulated process fluid lines | Insulated process fluid lines | Insulated process fluid lines | Insulated process fluid lines | Insulated process fluid lines | Insulated process fluid lines | Insulated process fluid lines | Insulated process fluid lines | Insulated process fluid lines | Insulated process fluid lines | Insulated process fluid lines | Insulated process fluid lines | Insulated process fluid lines | Insulated process fluid lines | Insulated process fluid lines | Insulated process fluid lines | 107.89 | 107.89 | 107.89 | 107.89 | 107.89 | 107.89 | 107.89 | 107.89 | 107.89 | 107.89 | 107.89 | 107.89 | 107.89 | 107.89 | 107.89 | 107.89 | 107.89 | 107.89 | 107.89 | 107.89 | 107.89 | 107.89 | 107.89 | 107.89 | 107.89 | 107.89 | 107.89 | 107.89 | 107.89 | 107.89 | 107.89 | 0 | 0 | 0 | 0 | 0 | 13.5857 | 13.5656 | 13.5473 | 13.5306 | 13.5141 | 13.4983 | 13.4839 | 13.4711 | 13.46 | 13.4507 | 13.4436 | 13.4385 | 13.435 | 13.4326 | 13.4305 | 13.4295 | 13.4283 | 13.4267 | 13.4249 | 13.4229 | 13.4298 | 13.4363 | 13.4423 | 13.6092 | 13.6092 | 13.6092 | 0.11012 | 0.13027 | 0.15037 | 0.17031 | 0.19022 | 0.1891 | 0.1654 | 0.14357 | 0.12384 | 0.10615 | 0.090607 | 0.076999 | 0.065216 | 0.055054 | 0.046328 | 0.038895 | 0.00027773 | 0.00010361 | 3.6824e-05 | 1.2495e-05 | 0.10886 | 0.12903 | 0.1492 | 0.1713 | 0.19156 | 0.19065 | 0.11012 | 0.24023 | 0.39028 | 0.56011 | 0.74964 | 0.93786 | 1.1023 | 1.2448 | 1.3676 | 1.4728 | 1.5626 | 1.639 | 1.7038 | 1.7586 | 1.8046 | 1.8434 | 1.8435 | 1.8434 | 1.8432 | 1.8429 | 1.8439 | 1.8447 | 1.8456 | 0 | 0 | 0 | 8.1057 | 9.603 | 11.0995 | 12.5872 | 14.0757 | 14.0089 | 12.2661 | 10.6578 | 9.2007 | 7.8916 | 6.7398 | 5.7297 | 4.8542 | 4.0985 | 3.4495 | 2.8962 | 0.020683 | 0.007717 | 0.002743 | 0.0009309 | 8.1057 | 9.603 | 11.0995 | 12.5872 | 14.0757 | 14.0089 | 8.1057 | 17.7087 | 28.8082 | 41.3955 | 55.4712 | 69.4801 | 81.7462 | 92.404 | 101.6047 | 109.4963 | 116.2361 | 121.9658 | 126.82 | 130.9185 | 134.368 | 137.2642 | 137.2849 | 137.2926 | 137.2953 | 137.2963 | 137.2963 | 137.2963 | 137.2963 | 137.2963 | 137.2963 | 137.2963 | 0.093627 | 0.11078 | 0.1279 | 0.14489 | 0.16186 | 0.16093 | 0.14078 | 0.12222 | 0.10544 | 0.090385 | 0.077157 | 0.065573 | 0.055541 | 0.046888 | 0.039457 | 0.033127 | 0.00023655 | 8.825e-05 | 3.1365e-05 | 1.0643e-05 | 0.092714 | 0.10989 | 0.12706 | 0.14561 | 0.16283 | 0.16205 | 0.093627 | 0.20429 | 0.33196 | 0.4765 | 0.63787 | 0.79816 | 0.93822 | 1.0597 | 1.1644 | 1.2541 | 1.3307 | 1.3958 | 1.4511 | 1.4977 | 1.537 | 1.57 | 1.5701 | 1.5701 | 1.5699 | 1.5697 | 1.5704 | 1.5711 | 1.5716 | 0 | 0 | 0 | 6.8898 | 8.1626 | 9.4346 | 10.6991 | 11.9644 | 11.9076 | 10.4262 | 9.0591 | 7.8206 | 6.7079 | 5.7288 | 4.8703 | 4.126 | 3.4837 | 2.932 | 2.4618 | 0.01758 | 0.0065594 | 0.0023315 | 0.00079126 | 6.8898 | 8.1626 | 9.4346 | 10.6991 | 11.9644 | 11.9076 | 6.8898 | 15.0524 | 24.487 | 35.1861 | 47.1505 | 59.0581 | 69.4843 | 78.5434 | 86.364 | 93.0719 | 98.8007 | 103.6709 | 107.797 | 111.2807 | 114.2128 | 116.6746 | 116.6921 | 116.6987 | 116.701 | 116.7018 | 116.7018 | 116.7018 | 116.7018 | 116.7018 | 116.7018 | 116.7018 | 0.093627 | 0.11078 | 0.1279 | 0.14489 | 0.16186 | 0.16093 | 0.14078 | 0.12222 | 0.10544 | 0.090385 | 0.077157 | 0.065573 | 0.055541 | 0.046888 | 0.039457 | 0.033127 | 0.00023655 | 8.825e-05 | 3.1365e-05 | 1.0643e-05 | 0.092714 | 0.10989 | 0.12706 | 0.14561 | 0.16283 | 0.16205 | 0.093627 | 0.20429 | 0.33196 | 0.4765 | 0.63787 | 0.79816 | 0.93822 | 1.0597 | 1.1644 | 1.2541 | 1.3307 | 1.3958 | 1.4511 | 1.4977 | 1.537 | 1.57 | 1.5701 | 1.5701 | 1.5699 | 1.5697 | 1.5704 | 1.5711 | 1.5716 | 0 | 0 | 0 | 6.8898 | 8.1626 | 9.4346 | 10.6991 | 11.9644 | 11.9076 | 10.4262 | 9.0591 | 7.8206 | 6.7079 | 5.7288 | 4.8703 | 4.126 | 3.4837 | 2.932 | 2.4618 | 0.01758 | 0.0065594 | 0.0023315 | 0.00079126 | 6.8898 | 8.1626 | 9.4346 | 10.6991 | 11.9644 | 11.9076 | 6.8898 | 15.0524 | 24.487 | 35.1861 | 47.1505 | 59.0581 | 69.4843 | 78.5434 | 86.364 | 93.0719 | 98.8007 | 103.6709 | 107.797 | 111.2807 | 114.2128 | 116.6746 | 116.6921 | 116.6987 | 116.701 | 116.7018 | 116.7018 | 116.7018 | 116.7018 | 116.7018 | 116.7018 | 116.7018 | 0.093627 | 0.11078 | 0.1279 | 0.14489 | 0.16186 | 0.16093 | 0.14078 | 0.12222 | 0.10544 | 0.090385 | 0.077157 | 0.065573 | 0.055541 | 0.046888 | 0.039457 | 0.033127 | 0.00023655 | 8.825e-05 | 3.1365e-05 | 1.0643e-05 | 0.092714 | 0.10989 | 0.12706 | 0.14561 | 0.16283 | 0.16205 | 0.093627 | 0.20429 | 0.33196 | 0.4765 | 0.63787 | 0.79816 | 0.93822 | 1.0597 | 1.1644 | 1.2541 | 1.3307 | 1.3958 | 1.4511 | 1.4977 | 1.537 | 1.57 | 1.5701 | 1.5701 | 1.5699 | 1.5697 | 1.5704 | 1.5711 | 1.5716 | 0 | 0 | 0 | 6.8898 | 8.1626 | 9.4346 | 10.6991 | 11.9644 | 11.9076 | 10.4262 | 9.0591 | 7.8206 | 6.7079 | 5.7288 | 4.8703 | 4.126 | 3.4837 | 2.932 | 2.4618 | 0.01758 | 0.0065594 | 0.0023315 | 0.00079126 | 6.8898 | 8.1626 | 9.4346 | 10.6991 | 11.9644 | 11.9076 | 6.8898 | 15.0524 | 24.487 | 35.1861 | 47.1505 | 59.0581 | 69.4843 | 78.5434 | 86.364 | 93.0719 | 98.8007 | 103.6709 | 107.797 | 111.2807 | 114.2128 | 116.6746 | 116.6921 | 116.6987 | 116.701 | 116.7018 | 116.7018 | 116.7018 | 116.7018 | 116.7018 | 116.7018 | 116.7018 | 720.9516 | 720.9516 | 720.9516 | 720.9516 | 720.9516 | 720.9516 | 720.9516 | 720.9516 | 720.9516 | 720.9516 | 720.9516 | 720.9516 | 720.9516 | 720.9516 | 720.9516 | 720.9516 | 720.9516 | 720.9516 | 720.9516 | 720.9516 | 720.9516 | 720.9516 | 720.9516 | 720.9516 | 720.9516 | 720.9516 | 527.0226 | 527.0226 | 527.0226 | 527.0226 | 527.0226 | 527.0226 | 527.0226 | 527.0226 | 527.0226 | 527.0226 | 527.0226 | 527.0226 | 527.0226 | 527.0226 | 527.0226 | 527.0226 | 527.0226 | 527.0226 | 527.0226 | 527.0226 | 527.0226 | 527.0226 | 527.0226 | 527.0226 | 527.0226 | 527.0226
WA_Industrial_Agriculture_New_Process_Natural Gas_Process Heat Recovery_A | WA | Industrial | Agriculture | New | Process | Natural Gas | Process Heat Recovery | A | IM150 | No HR system | HR system installed | 15 | 0.13629 | 0 | 0 | 481.07 | 0 | 0 | 0 | 240.5351 |  | cfm | 5% | 50% | Retrofit | Retro12Med | 84.73% | TBD | 0.2% | 370153.1299 |  | 281433.7457 |  | 0.073444 | MN TRM v3.1 - Exhaust Energy Recovery | WI TRM - Process Exhaust Filtration, 3244 | U.S. Department of Agriculture, Natural Resources Conservation Service. “Energy Self-Assessment: Refrigeration Heat Recovery.” | No HR system | No HR system | No HR system | No HR system | No HR system | No HR system | No HR system | No HR system | No HR system | No HR system | No HR system | No HR system | No HR system | No HR system | No HR system | No HR system | No HR system | No HR system | No HR system | No HR system | No HR system | No HR system | No HR system | No HR system | No HR system | No HR system | No HR system | No HR system | No HR system | No HR system | No HR system | HR system installed | HR system installed | HR system installed | HR system installed | HR system installed | HR system installed | HR system installed | HR system installed | HR system installed | HR system installed | HR system installed | HR system installed | HR system installed | HR system installed | HR system installed | HR system installed | HR system installed | HR system installed | HR system installed | HR system installed | HR system installed | HR system installed | HR system installed | HR system installed | HR system installed | HR system installed | HR system installed | HR system installed | HR system installed | HR system installed | HR system installed | 481.07 | 481.07 | 481.07 | 481.07 | 481.07 | 481.07 | 481.07 | 481.07 | 481.07 | 481.07 | 481.07 | 481.07 | 481.07 | 481.07 | 481.07 | 481.07 | 481.07 | 481.07 | 481.07 | 481.07 | 481.07 | 481.07 | 481.07 | 481.07 | 481.07 | 481.07 | 481.07 | 481.07 | 481.07 | 481.07 | 481.07 | 0 | 0 | 0 | 0 | 0 | 0.13581 | 0.1354 | 0.13503 | 0.13468 | 0.13433 | 0.13407 | 0.13384 | 0.13364 | 0.13347 | 0.13332 | 0.13321 | 0.13313 | 0.13308 | 0.13305 | 0.13304 | 0.13304 | 0.13306 | 0.13307 | 0.13308 | 0.13308 | 0.1332 | 0.13331 | 0.13342 | 0 | 0 | 0 | 0.03963 | 0.046809 | 0.053954 | 0.061027 | 0.068069 | 0.067615 | 0.059102 | 0.051275 | 0.044208 | 0.037876 | 0.032321 | 0.027461 | 0.023256 | 0.019631 | 0.016521 | 0.038823 | 0.045999 | 0.053172 | 0.060303 | 0.067437 | 0.067178 | 0.058869 | 0.051189 | 0 | 0 | 0 | 0.03963 | 0.086319 | 0.14003 | 0.2007 | 0.26825 | 0.33535 | 0.39388 | 0.44456 | 0.48819 | 0.52553 | 0.55742 | 0.58455 | 0.60758 | 0.62708 | 0.64353 | 0.64357 | 0.64363 | 0.64369 | 0.64373 | 0.64376 | 0.64434 | 0.64488 | 0.64537 | 0 | 0 | 0 | 291.8045 | 345.7087 | 399.5833 | 453.1402 | 506.7261 | 504.3206 | 441.5798 | 383.6792 | 331.2263 | 284.0988 | 242.6317 | 206.2704 | 174.7495 | 147.547 | 124.1803 | 291.8045 | 345.7087 | 399.5833 | 453.1402 | 506.7261 | 504.3206 | 441.5798 | 383.6792 | 331.2263 | 284.0988 | 242.6317 | 291.8045 | 637.5131 | 1037.0964 | 1490.2366 | 1996.9627 | 2501.2833 | 2942.8631 | 3326.5424 | 3657.7686 | 3941.8674 | 4184.4991 | 4390.7695 | 4565.519 | 4713.0661 | 4837.2464 | 4837.2464 | 4837.2464 | 4837.2464 | 4837.2464 | 4837.2464 | 4837.2464 | 4837.2464 | 4837.2464 | 4837.2464 | 4837.2464 | 4837.2464 | 0.033704 | 0.039827 | 0.045925 | 0.051966 | 0.057985 | 0.057615 | 0.050374 | 0.043713 | 0.037695 | 0.032302 | 0.027567 | 0.023424 | 0.019838 | 0.016747 | 0.014094 | 0.033119 | 0.039241 | 0.045359 | 0.051442 | 0.057527 | 0.057298 | 0.050205 | 0.043651 | 0 | 0 | 0 | 0.033704 | 0.073444 | 0.1192 | 0.1709 | 0.22851 | 0.28575 | 0.33571 | 0.37899 | 0.41627 | 0.44819 | 0.47544 | 0.49862 | 0.5183 | 0.53495 | 0.54899 | 0.54902 | 0.54907 | 0.54911 | 0.54914 | 0.54916 | 0.54958 | 0.54997 | 0.55033 | 0 | 0 | 0 | 248.0338 | 293.8524 | 339.6458 | 385.1692 | 430.7171 | 428.6725 | 375.3429 | 326.1273 | 281.5423 | 241.484 | 206.237 | 175.3298 | 148.5371 | 125.415 | 105.5532 | 248.0338 | 293.8524 | 339.6458 | 385.1692 | 430.7171 | 428.6725 | 375.3429 | 326.1273 | 281.5423 | 241.484 | 206.237 | 248.0338 | 541.8862 | 881.532 | 1266.7011 | 1697.4183 | 2126.0908 | 2501.4337 | 2827.561 | 3109.1033 | 3350.5873 | 3556.8243 | 3732.1541 | 3880.6912 | 4006.1062 | 4111.6594 | 4111.6594 | 4111.6594 | 4111.6594 | 4111.6594 | 4111.6594 | 4111.6594 | 4111.6594 | 4111.6594 | 4111.6594 | 4111.6594 | 4111.6594 | 0 | 0 | 0 | 0 | 0 | 0 | 0 | 0 | 0 | 0 | 0 | 0 | 0 | 0 | 0 | 0 | 0 | 0 | 0 | 0 | 0 | 0 | 0 | 0 | 0 | 0 | 0 | 0 | 0 | 0 | 0 | 0 | 0 | 0 | 0 | 0 | 0 | 0 | 0 | 0 | 0 | 0 | 0 | 0 | 0 | 0 | 0 | 0 | 0 | 0 | 0 | 0 | 0 | 0 | 0 | 0 | 0 | 0 | 0 | 0 | 0 | 0 | 0 | 0 | 0 | 0 | 0 | 0 | 0 | 0 | 0 | 0 | 0 | 0 | 0 | 0 | 0 | 0 | 0 | 0 | 0 | 0 | 0 | 0 | 0 | 0 | 0 | 0 | 0 | 0 | 0 | 0 | 0 | 0 | 0 | 0 | 0 | 0 | 0 | 0 | 0 | 0 | 0 | 0 | 0 | 0 | 0 | 0 | 0 | 0 | 0 | 0 | 0 | 0 | 0 | 0 | 0 | 0 | 0 | 0 | 0 | 0 | 0 | 0 | 0 | 0 | 0 | 0 | 0 | 0 | 0 | 0 | 0 | 0 | 0 | 0 | 0 | 0 | 0 | 0 | 0 | 0 | 0 | 0 | 0 | 0 | 0 | 0 | 0 | 0 | 0 | 0 | 0 | 0 | 0 | 0 | 0 | 0 | 0 | 0 | 0 | 0 | 0 | 0 | 0 | 0 | 0 | 0 | 0 | 0 | 0 | 0 | 0 | 0 | 0 | 0 | 0 | 0 | 0 | 0 | 0 | 0 | 0 | 0 | 0 | 0 | 0 | 0 | 0 | 0 | 0 | 0 | 0 | 0 | 0 | 0 | 0 | 0 | 0 | 0 | 0 | 0 | 0 | 0 | 0 | 0 | 0 | 0 | 370153.1299 | 370153.1299 | 370153.1299 | 370153.1299 | 370153.1299 | 370153.1299 | 370153.1299 | 370153.1299 | 370153.1299 | 370153.1299 | 370153.1299 | 370153.1299 | 370153.1299 | 370153.1299 | 370153.1299 | 370153.1299 | 370153.1299 | 370153.1299 | 370153.1299 | 370153.1299 | 370153.1299 | 370153.1299 | 370153.1299 | 0 | 0 | 0 | 281433.7457 | 281433.7457 | 281433.7457 | 281433.7457 | 281433.7457 | 281433.7457 | 281433.7457 | 281433.7457 | 281433.7457 | 281433.7457 | 281433.7457 | 281433.7457 | 281433.7457 | 281433.7457 | 281433.7457 | 281433.7457 | 281433.7457 | 281433.7457 | 281433.7457 | 281433.7457 | 281433.7457 | 281433.7457 | 281433.7457 | 0 | 0 | 0
WA_Industrial_Agriculture_New_Space Heating_Natural Gas_Building Automation System_A | WA | Industrial | Agriculture | New | Space Heating | Natural Gas | Building Automation System | A | IM151 | No control system | Automation system installed and programmed | 15 | 0.01486 | 0 | 0 | 0.09 | 0.03 | 0 | 0 | 0.04595 |  | sqft | 5% | 65% | Retrofit | Retro1Slow | 81.8% | TBD | 0.2% | 2818.0396 |  | 519.9207 |  | 0.0033923 | COM_EMS-All-XCELCO-2017-18-3 | BEHAV_EIS-All-CPUC-2018_PG-10 | COM_EMS-All-XCELCO-2017-18-3 | No control system | No control system | No control system | No control system | No control system | No control system | No control system | No control system | No control system | No control system | No control system | No control system | No control system | No control system | No control system | No control system | No control system | No control system | No control system | No control system | No control system | No control system | No control system | No control system | No control system | No control system | No control system | No control system | No control system | No control system | No control system | Automation system installed and programmed | Automation system installed and programmed | Automation system installed and programmed | Automation system installed and programmed | Automation system installed and programmed | Automation system installed and programmed | Automation system installed and programmed | Automation system installed and programmed | Automation system installed and programmed | Automation system installed and programmed | Automation system installed and programmed | Automation system installed and programmed | Automation system installed and programmed | Automation system installed and programmed | Automation system installed and programmed | Automation system installed and programmed | Automation system installed and programmed | Automation system installed and programmed | Automation system installed and programmed | Automation system installed and programmed | Automation system installed and programmed | Automation system installed and programmed | Automation system installed and programmed | Automation system installed and programmed | Automation system installed and programmed | Automation system installed and programmed | Automation system installed and programmed | Automation system installed and programmed | Automation system installed and programmed | Automation system installed and programmed | Automation system installed and programmed | 0.09 | 0.09 | 0.09 | 0.09 | 0.09 | 0.09 | 0.09 | 0.09 | 0.09 | 0.09 | 0.09 | 0.09 | 0.09 | 0.09 | 0.09 | 0.09 | 0.09 | 0.09 | 0.09 | 0.09 | 0.09 | 0.09 | 0.09 | 0.09 | 0.09 | 0.09 | 0.09 | 0.09 | 0.09 | 0.09 | 0.09 | 0 | 0 | 0 | 0 | 0 | 0.014238 | 0.013819 | 0.013513 | 0.013281 | 0.013098 | 0.01295 | 0.012776 | 0.012594 | 0.012415 | 0.012241 | 0.012087 | 0.011951 | 0.011937 | 0.011854 | 0.011795 | 0.011754 | 0.011718 | 0.011705 | 0.011703 | 0.011707 | 0.011715 | 0.011723 | 0.011732 | 0 | 0 | 0 | 0.0011787 | 0.0027092 | 0.0054368 | 0.0098569 | 0.0165 | 0.025837 | 0.037951 | 0.052673 | 0.0693 | 0.086392 | 0.10217 | 0.1142 | 0.1213 | 0.11985 | 0.11031 | 0.0954 | 0.076149 | 0.055014 | 0.03664 | 0.024879 | 0.023373 | 0.034822 | 0.049066 | 0 | 0 | 0 | 0.0011787 | 0.0038532 | 0.0092047 | 0.018904 | 0.035143 | 0.060582 | 0.097722 | 0.149 | 0.21618 | 0.29955 | 0.39796 | 0.50767 | 0.62836 | 0.74388 | 0.85048 | 0.9419 | 1.0129 | 1.0621 | 1.0898 | 1.1004 | 1.1011 | 1.1018 | 1.1027 | 0 | 0 | 0 | 82.7853 | 196.0514 | 402.3452 | 742.1894 | 1259.7583 | 1995.198 | 2970.4699 | 4182.3486 | 5582.0779 | 7057.5162 | 8452.9387 | 9555.9038 | 10161.7933 | 10110.0642 | 9351.5892 | 8116.6639 | 6498.5341 | 4700.1276 | 3130.8987 | 2125.1107 | 1995.198 | 2970.4699 | 4182.3486 | 5582.0779 | 7057.5162 | 8452.9387 | 82.7853 | 278.8367 | 681.1819 | 1423.3714 | 2683.1297 | 4678.3277 | 7648.7976 | 11831.1462 | 17413.2241 | 24470.7404 | 32923.6791 | 42479.5829 | 52641.3763 | 62751.4405 | 72103.0297 | 80136.9083 | 86439.391 | 90737.1734 | 93125.8827 | 93991.2351 | 93991.2351 | 93991.2351 | 93991.2351 | 93991.2351 | 93991.2351 | 93991.2351 | 0.0010238 | 0.0023851 | 0.0048281 | 0.0088 | 0.014776 | 0.02317 | 0.034083 | 0.047363 | 0.06237 | 0.077803 | 0.092049 | 0.1029 | 0.10839 | 0.10646 | 0.097491 | 0.08397 | 0.066817 | 0.048161 | 0.032009 | 0.021697 | 0.020354 | 0.03029 | 0.042642 | 0 | 0 | 0 | 0.0010238 | 0.0033923 | 0.008174 | 0.016877 | 0.03147 | 0.054329 | 0.087763 | 0.13398 | 0.19456 | 0.26977 | 0.35853 | 0.45744 | 0.56151 | 0.66078 | 0.75168 | 0.82905 | 0.88876 | 0.92977 | 0.95209 | 0.95961 | 0.95886 | 0.95842 | 0.95831 | 0 | 0 | 0 | 70.3675 | 166.6437 | 341.9934 | 630.861 | 1070.7946 | 1695.9183 | 2524.8994 | 3554.9963 | 4744.7662 | 5998.8888 | 7184.9979 | 8122.5183 | 8637.5243 | 8593.5546 | 7948.8508 | 6899.1643 | 5523.754 | 3995.1085 | 2661.2639 | 1806.3441 | 1695.9183 | 2524.8994 | 3554.9963 | 4744.7662 | 5998.8888 | 7184.9979 | 70.3675 | 237.0112 | 579.0047 | 1209.8657 | 2280.6602 | 3976.5786 | 6501.478 | 10056.4743 | 14801.2405 | 20800.1293 | 27985.1272 | 36107.6455 | 44745.1698 | 53338.7244 | 61287.5752 | 68116.3721 | 73473.4824 | 77126.5974 | 79157.0003 | 79892.5499 | 79892.5499 | 79892.5499 | 79892.5499 | 79892.5499 | 79892.5499 | 79892.5499 | 0.0010238 | 0.0023851 | 0.0048281 | 0.0088 | 0.014776 | 0.02317 | 0.034083 | 0.047363 | 0.06237 | 0.077803 | 0.092049 | 0.1029 | 0.10839 | 0.10646 | 0.097491 | 0.08397 | 0.066817 | 0.048161 | 0.032009 | 0.021697 | 0.020354 | 0.03029 | 0.042642 | 0 | 0 | 0 | 0.0010238 | 0.0033923 | 0.008174 | 0.016877 | 0.03147 | 0.054329 | 0.087763 | 0.13398 | 0.19456 | 0.26977 | 0.35853 | 0.45744 | 0.56151 | 0.66078 | 0.75168 | 0.82905 | 0.88876 | 0.92977 | 0.95209 | 0.95961 | 0.95886 | 0.95842 | 0.95831 | 0 | 0 | 0 | 70.3675 | 166.6437 | 341.9934 | 630.861 | 1070.7946 | 1695.9183 | 2524.8994 | 3554.9963 | 4744.7662 | 5998.8888 | 7184.9979 | 8122.5183 | 8637.5243 | 8593.5546 | 7948.8508 | 6899.1643 | 5523.754 | 3995.1085 | 2661.2639 | 1806.3441 | 1695.9183 | 2524.8994 | 3554.9963 | 4744.7662 | 5998.8888 | 7184.9979 | 70.3675 | 237.0112 | 579.0047 | 1209.8657 | 2280.6602 | 3976.5786 | 6501.478 | 10056.4743 | 14801.2405 | 20800.1293 | 27985.1272 | 36107.6455 | 44745.1698 | 53338.7244 | 61287.5752 | 68116.3721 | 73473.4824 | 77126.5974 | 79157.0003 | 79892.5499 | 79892.5499 | 79892.5499 | 79892.5499 | 79892.5499 | 79892.5499 | 79892.5499 | 0.0010238 | 0.0023851 | 0.0048281 | 0.0088 | 0.014776 | 0.02317 | 0.034083 | 0.047363 | 0.06237 | 0.077803 | 0.092049 | 0.1029 | 0.10839 | 0.10646 | 0.097491 | 0.08397 | 0.066817 | 0.048161 | 0.032009 | 0.021697 | 0.020354 | 0.03029 | 0.042642 | 0 | 0 | 0 | 0.0010238 | 0.0033923 | 0.008174 | 0.016877 | 0.03147 | 0.054329 | 0.087763 | 0.13398 | 0.19456 | 0.26977 | 0.35853 | 0.45744 | 0.56151 | 0.66078 | 0.75168 | 0.82905 | 0.88876 | 0.92977 | 0.95209 | 0.95961 | 0.95886 | 0.95842 | 0.95831 | 0 | 0 | 0 | 70.3675 | 166.6437 | 341.9934 | 630.861 | 1070.7946 | 1695.9183 | 2524.8994 | 3554.9963 | 4744.7662 | 5998.8888 | 7184.9979 | 8122.5183 | 8637.5243 | 8593.5546 | 7948.8508 | 6899.1643 | 5523.754 | 3995.1085 | 2661.2639 | 1806.3441 | 1695.9183 | 2524.8994 | 3554.9963 | 4744.7662 | 5998.8888 | 7184.9979 | 70.3675 | 237.0112 | 579.0047 | 1209.8657 | 2280.6602 | 3976.5786 | 6501.478 | 10056.4743 | 14801.2405 | 20800.1293 | 27985.1272 | 36107.6455 | 44745.1698 | 53338.7244 | 61287.5752 | 68116.3721 | 73473.4824 | 77126.5974 | 79157.0003 | 79892.5499 | 79892.5499 | 79892.5499 | 79892.5499 | 79892.5499 | 79892.5499 | 79892.5499 | 2667.5714 | 2702.4849 | 2728.5497 | 2748.6555 | 2764.729 | 2777.8761 | 2793.4155 | 2809.9148 | 2826.3792 | 2842.4849 | 2855.2691 | 2865.423 | 2873.5457 | 2886.5095 | 2896.1028 | 2903.0765 | 2908.5592 | 2908.5592 | 2908.5592 | 2908.5592 | 2908.5592 | 2908.5592 | 2908.5592 | 0 | 0 | 0 | 492.1598 | 498.6012 | 503.4101 | 507.1195 | 510.0851 | 512.5107 | 515.3776 | 518.4217 | 521.4594 | 524.4308 | 526.7895 | 528.6628 | 530.1615 | 532.5533 | 534.3232 | 535.6098 | 536.6214 | 536.6214 | 536.6214 | 536.6214 | 536.6214 | 536.6214 | 536.6214 | 0 | 0 | 0
WA_Industrial_Agriculture_New_Space Heating_Natural Gas_Steam System Efficiency Improvements_A | WA | Industrial | Agriculture | New | Space Heating | Natural Gas | Steam System Efficiency Improvements | A | IM152 | Average system efficiency | Optimized system | 5 | 0.13322 | 0 | 0 | 0.11 | 0 | 0 | 0 | 0.05645 |  | sqft | 30% | 60% | Retrofit | Retro1Slow | 81.8% | TBD | 0.2% | 6214.5493 |  | 5507.4053 |  | 0 | AEG Research | DOE - Improving Steam System Performance: A Sourcebook for Industry, Second Edition. October 2012. | DOE - Improving Steam System Performance: A Sourcebook for Industry, Second Edition. October 2012. | Average system efficiency | Average system efficiency | Average system efficiency | Average system efficiency | Average system efficiency | Average system efficiency | Average system efficiency | Average system efficiency | Average system efficiency | Average system efficiency | Average system efficiency | Average system efficiency | Average system efficiency | Average system efficiency | Average system efficiency | Average system efficiency | Average system efficiency | Average system efficiency | Average system efficiency | Average system efficiency | Average system efficiency | Average system efficiency | Average system efficiency | Average system efficiency | Average system efficiency | Average system efficiency | Average system efficiency | Average system efficiency | Average system efficiency | Average system efficiency | Average system efficiency | Optimized system | Optimized system | Optimized system | Optimized system | Optimized system | Optimized system | Optimized system | Optimized system | Optimized system | Optimized system | Optimized system | Optimized system | Optimized system | Optimized system | Optimized system | Optimized system | Optimized system | Optimized system | Optimized system | Optimized system | Optimized system | Optimized system | Optimized system | Optimized system | Optimized system | Optimized system | Optimized system | Optimized system | Optimized system | Optimized system | Optimized system | 0.11 | 0.11 | 0.11 | 0.11 | 0.11 | 0.11 | 0.11 | 0.11 | 0.11 | 0.11 | 0.11 | 0.11 | 0.11 | 0.11 | 0.11 | 0.11 | 0.11 | 0.11 | 0.11 | 0.11 | 0.11 | 0.11 | 0.11 | 0.11 | 0.11 | 0.11 | 0.11 | 0.11 | 0.11 | 0.11 | 0.11 | 0 | 0 | 0 | 0 | 0 | 0 | 0 | 0 | 0 | 0 | 0 | 0 | 0 | 0 | 0 | 0 | 0 | 0 | 0 | 0 | 0 | 0 | 0 | 0 | 0 | 0 | 0 | 0 | 0 | 0 | 0 | 0 | 0 | 0 | 0 | 0 | 0 | 0 | 0 | 0 | 0 | 0 | 0 | 0 | 0 | 0 | 0 | 0 | 0 | 0 | 0 | 0 | 0 | 0 | 0 | 0 | 0 | 0 | 0 | 0 | 0 | 0 | 0 | 0 | 0 | 0 | 0 | 0 | 0 | 0 | 0 | 0 | 0 | 0 | 0 | 0 | 0 | 0 | 0 | 0 | 0 | 0 | 0 | 0 | 0 | 0 | 0 | 0 | 0 | 0 | 0 | 0 | 0 | 0 | 0 | 0 | 0 | 0 | 0 | 0 | 0 | 0 | 0 | 0 | 0 | 0 | 0 | 0 | 0 | 0 | 0 | 0 | 0 | 0 | 0 | 0 | 0 | 0 | 0 | 0 | 0 | 0 | 0 | 0 | 0 | 0 | 0 | 0 | 0 | 0 | 0 | 0 | 0 | 0 | 0 | 0 | 0 | 0 | 0 | 0 | 0 | 0 | 0 | 0 | 0 | 0 | 0 | 0 | 0 | 0 | 0 | 0 | 0 | 0 | 0 | 0 | 0 | 0 | 0 | 0 | 0 | 0 | 0 | 0 | 0 | 0 | 0 | 0 | 0 | 0 | 0 | 0 | 0 | 0 | 0 | 0 | 0 | 0 | 0 | 0 | 0 | 0 | 0 | 0 | 0 | 0 | 0 | 0 | 0 | 0 | 0 | 0 | 0 | 0 | 0 | 0 | 0 | 0 | 0 | 0 | 0 | 0 | 0 | 0 | 0 | 0 | 0 | 0 | 0 | 0 | 0 | 0 | 0 | 0 | 0 | 0 | 0 | 0 | 0 | 0 | 0 | 0 | 0 | 0 | 0 | 0 | 0 | 0 | 0 | 0 | 0 | 0 | 0 | 0 | 0 | 0 | 0 | 0 | 0 | 0 | 0 | 0 | 0 | 0 | 0 | 0 | 0 | 0 | 0 | 0 | 0 | 0 | 0 | 0 | 0 | 0 | 0 | 0 | 0 | 0 | 0 | 0 | 0 | 0 | 0 | 0 | 0 | 0 | 0 | 0 | 0 | 0 | 0 | 0 | 0 | 0 | 0 | 0 | 0 | 0 | 0 | 0 | 0 | 0 | 0 | 0 | 0 | 0 | 0 | 0 | 0 | 0 | 0 | 0 | 0 | 0 | 0 | 0 | 0 | 0 | 0 | 0 | 0 | 0 | 0 | 0 | 0 | 0 | 0 | 0 | 0 | 0 | 0 | 0 | 0 | 0 | 0 | 0 | 0 | 0 | 0 | 0 | 0 | 0 | 0 | 0 | 0 | 0 | 0 | 0 | 0 | 0 | 0 | 0 | 0 | 0 | 0 | 0 | 0 | 0 | 0 | 0 | 0 | 0 | 0 | 0 | 0 | 0 | 0 | 0 | 0 | 0 | 0 | 0 | 0 | 0 | 0 | 0 | 0 | 0 | 0 | 0 | 0 | 0 | 0 | 0 | 0 | 0 | 0 | 0 | 0 | 0 | 0 | 0 | 0 | 0 | 0 | 0 | 0 | 0 | 0 | 0 | 0 | 0 | 0 | 0 | 0 | 0 | 0 | 0 | 0 | 0 | 0 | 0 | 0 | 0 | 0 | 0 | 0 | 0 | 0 | 0 | 0 | 0 | 0 | 0 | 0 | 0 | 0 | 0 | 0 | 0 | 0 | 0 | 0 | 0 | 0 | 0 | 0 | 0 | 0 | 0 | 0 | 0 | 0 | 0 | 0 | 0 | 0 | 0 | 0 | 0 | 0 | 0 | 0 | 0 | 0 | 0 | 0 | 0 | 0 | 0 | 0 | 0 | 0 | 0 | 0 | 6214.5493 | 6214.5493 | 6214.5493 | 6214.5493 | 6214.5493 | 6214.5493 | 6214.5493 | 6214.5493 | 6214.5493 | 6214.5493 | 6214.5493 | 6214.5493 | 6214.5493 | 6214.5493 | 6214.5493 | 6214.5493 | 6214.5493 | 6214.5493 | 6214.5493 | 6214.5493 | 6214.5493 | 6214.5493 | 6214.5493 | 6214.5493 | 6214.5493 | 6214.5493 | 5507.4053 | 5507.4053 | 5507.4053 | 5507.4053 | 5507.4053 | 5507.4053 | 5507.4053 | 5507.4053 | 5507.4053 | 5507.4053 | 5507.4053 | 5507.4053 | 5507.4053 | 5507.4053 | 5507.4053 | 5507.4053 | 5507.4053 | 5507.4053 | 5507.4053 | 5507.4053 | 5507.4053 | 5507.4053 | 5507.4053 | 5507.4053 | 5507.4053 | 5507.4053
WA_Industrial_Agriculture_New_Process_Natural Gas_Steam System Efficiency Improvements_A | WA | Industrial | Agriculture | New | Process | Natural Gas | Steam System Efficiency Improvements | A | IM153 | Average system efficiency | Optimized system | 5 | 0.18594 | 0 | 0 | 5.37 | 0 | 0 | 0 | 2.6837 |  | sqft | 30% | 60% | Retrofit | Retro1Slow | 81.8% | TBD | 0.2% | 6214.5493 |  | 5507.4053 |  | 0.00060364 | AEG Research | DOE - Improving Steam System Performance: A Sourcebook for Industry, Second Edition. October 2012. | DOE - Improving Steam System Performance: A Sourcebook for Industry, Second Edition. October 2012. | Average system efficiency | Average system efficiency | Average system efficiency | Average system efficiency | Average system efficiency | Average system efficiency | Average system efficiency | Average system efficiency | Average system efficiency | Average system efficiency | Average system efficiency | Average system efficiency | Average system efficiency | Average system efficiency | Average system efficiency | Average system efficiency | Average system efficiency | Average system efficiency | Average system efficiency | Average system efficiency | Average system efficiency | Average system efficiency | Average system efficiency | Average system efficiency | Average system efficiency | Average system efficiency | Average system efficiency | Average system efficiency | Average system efficiency | Average system efficiency | Average system efficiency | Optimized system | Optimized system | Optimized system | Optimized system | Optimized system | Optimized system | Optimized system | Optimized system | Optimized system | Optimized system | Optimized system | Optimized system | Optimized system | Optimized system | Optimized system | Optimized system | Optimized system | Optimized system | Optimized system | Optimized system | Optimized system | Optimized system | Optimized system | Optimized system | Optimized system | Optimized system | Optimized system | Optimized system | Optimized system | Optimized system | Optimized system | 5.37 | 5.37 | 5.37 | 5.37 | 5.37 | 5.37 | 5.37 | 5.37 | 5.37 | 5.37 | 5.37 | 5.37 | 5.37 | 5.37 | 5.37 | 5.37 | 5.37 | 5.37 | 5.37 | 5.37 | 5.37 | 5.37 | 5.37 | 5.37 | 5.37 | 5.37 | 5.37 | 5.37 | 5.37 | 5.37 | 5.37 | 0 | 0 | 0 | 0 | 0 | 0.18528 | 0.18472 | 0.18421 | 0.18374 | 0.18327 | 0.18292 | 0.18261 | 0.18233 | 0.1821 | 0.18191 | 0.18176 | 0.18166 | 0.18159 | 0.18155 | 0.18153 | 0.18154 | 0.18156 | 0.18157 | 0.18158 | 0.18159 | 0.18175 | 0.1819 | 0.18204 | 0.18594 | 0.18594 | 0.18594 | 0.00021127 | 0.00049883 | 0.0010209 | 0.0018783 | 0.00318 | 0.0050268 | 0.0074713 | 0.010504 | 0.014001 | 0.017683 | 0.021162 | 0.02391 | 0.025417 | 0.025282 | 0.023383 | 0.021137 | 0.023897 | 0.025414 | 0.025286 | 0.02339 | 0.021161 | 0.023942 | 0.02548 | 0.025894 | 0.023951 | 0.021649 | 0.00021127 | 0.00070946 | 0.0017284 | 0.0036022 | 0.0067731 | 0.011578 | 0.018537 | 0.028003 | 0.040106 | 0.05459 | 0.070713 | 0.087151 | 0.10207 | 0.11338 | 0.1191 | 0.1191 | 0.11912 | 0.11913 | 0.11913 | 0.11914 | 0.11924 | 0.11934 | 0.11943 | 0 | 0 | 0 | 1.1403 | 2.7004 | 5.5419 | 10.2228 | 17.3518 | 27.4816 | 40.9149 | 57.6072 | 76.8869 | 97.2094 | 116.4298 | 131.6219 | 139.9673 | 139.2548 | 128.8077 | 116.4298 | 131.6219 | 139.9673 | 139.2548 | 128.8077 | 116.4298 | 131.6219 | 139.9673 | 139.2548 | 128.8077 | 116.4298 | 1.1403 | 3.8407 | 9.3825 | 19.6053 | 36.9571 | 63.2985 | 101.513 | 153.5783 | 220.2423 | 300.1 | 389.0481 | 479.7551 | 562.1153 | 624.4832 | 656.0815 | 656.0815 | 656.0815 | 656.0815 | 656.0815 | 656.0815 | 656.0815 | 656.0815 | 656.0815 | 656.0815 | 656.0815 | 656.0815 | 0.00017968 | 0.00042442 | 0.00086897 | 0.0015994 | 0.0027089 | 0.0042834 | 0.0063679 | 0.0089545 | 0.011938 | 0.01508 | 0.01805 | 0.020395 | 0.021681 | 0.021567 | 0.019947 | 0.018031 | 0.020385 | 0.021679 | 0.02157 | 0.019953 | 0.018049 | 0.020418 | 0.021727 | 0.02201 | 0.020358 | 0.018402 | 0.00017968 | 0.00060364 | 0.0014712 | 0.0030674 | 0.0057697 | 0.0098659 | 0.015799 | 0.023872 | 0.034197 | 0.046555 | 0.060312 | 0.074338 | 0.087073 | 0.096717 | 0.1016 | 0.1016 | 0.10161 | 0.10162 | 0.10163 | 0.10163 | 0.10171 | 0.10178 | 0.10184 | 0 | 0 | 0 | 0.96923 | 2.2953 | 4.7106 | 8.6894 | 14.749 | 23.3594 | 34.7777 | 48.9661 | 65.3538 | 82.628 | 98.9653 | 111.8786 | 118.9722 | 118.3666 | 109.4865 | 98.9653 | 111.8786 | 118.9722 | 118.3666 | 109.4865 | 98.9653 | 111.8786 | 118.9722 | 118.3666 | 109.4865 | 98.9653 | 0.96923 | 3.2646 | 7.9751 | 16.6645 | 31.4135 | 53.8037 | 86.286 | 130.5415 | 187.206 | 255.085 | 330.6909 | 407.7918 | 477.798 | 530.8107 | 557.6693 | 557.6693 | 557.6693 | 557.6693 | 557.6693 | 557.6693 | 557.6693 | 557.6693 | 557.6693 | 557.6693 | 557.6693 | 557.6693 | 0 | 0 | 0 | 0 | 0 | 0 | 0 | 0 | 0 | 0 | 0 | 0 | 0 | 0 | 0 | 0 | 0 | 0 | 0 | 0 | 0 | 0 | 0 | 0 | 0 | 0 | 0 | 0 | 0 | 0 | 0 | 0 | 0 | 0 | 0 | 0 | 0 | 0 | 0 | 0 | 0 | 0 | 0 | 0 | 0 | 0 | 0 | 0 | 0 | 0 | 0 | 0 | 0 | 0 | 0 | 0 | 0 | 0 | 0 | 0 | 0 | 0 | 0 | 0 | 0 | 0 | 0 | 0 | 0 | 0 | 0 | 0 | 0 | 0 | 0 | 0 | 0 | 0 | 0 | 0 | 0 | 0 | 0 | 0 | 0 | 0 | 0 | 0 | 0 | 0 | 0 | 0 | 0 | 0 | 0 | 0 | 0 | 0 | 0 | 0 | 0 | 0 | 0 | 0 | 0 | 0 | 0 | 0 | 0 | 0 | 0 | 0 | 0 | 0 | 0 | 0 | 0 | 0 | 0 | 0 | 0 | 0 | 0 | 0 | 0 | 0 | 0 | 0 | 0 | 0 | 0 | 0 | 0 | 0 | 0 | 0 | 0 | 0 | 0 | 0 | 0 | 0 | 0 | 0 | 0 | 0 | 0 | 0 | 0 | 0 | 0 | 0 | 0 | 0 | 0 | 0 | 0 | 0 | 0 | 0 | 0 | 0 | 0 | 0 | 0 | 0 | 0 | 0 | 0 | 0 | 0 | 0 | 0 | 0 | 0 | 0 | 0 | 0 | 0 | 0 | 0 | 0 | 0 | 0 | 0 | 0 | 0 | 0 | 0 | 0 | 0 | 0 | 0 | 0 | 0 | 0 | 0 | 0 | 0 | 0 | 0 | 0 | 0 | 0 | 0 | 0 | 0 | 0 | 6214.5493 | 6214.5493 | 6214.5493 | 6214.5493 | 6214.5493 | 6214.5493 | 6214.5493 | 6214.5493 | 6214.5493 | 6214.5493 | 6214.5493 | 6214.5493 | 6214.5493 | 6214.5493 | 6214.5493 | 6214.5493 | 6214.5493 | 6214.5493 | 6214.5493 | 6214.5493 | 6214.5493 | 6214.5493 | 6214.5493 | 6214.5493 | 6214.5493 | 6214.5493 | 5507.4053 | 5507.4053 | 5507.4053 | 5507.4053 | 5507.4053 | 5507.4053 | 5507.4053 | 5507.4053 | 5507.4053 | 5507.4053 | 5507.4053 | 5507.4053 | 5507.4053 | 5507.4053 | 5507.4053 | 5507.4053 | 5507.4053 | 5507.4053 | 5507.4053 | 5507.4053 | 5507.4053 | 5507.4053 | 5507.4053 | 5507.4053 | 5507.4053 | 5507.4053
WA_Industrial_Agriculture_New_Space Heating_Natural Gas_Strategic Energy Management_A | WA | Industrial | Agriculture | New | Space Heating | Natural Gas | Strategic Energy Management | A | IM154 | No energy management system | Energy management system installed and programmed | 5 | 3.9186 | 0 | 0 | 9.04 | 0 | 0.22 | 0 | 4.5224 |  | employee | 5% | 50% | Retrofit | RetroEven20 | 76.5% | TBD | 0.2% | 295.8873 |  | 290.0322 |  | 0.013832 | BEHAV_SEM-All-CPUC-2018_PG-26 | BEHAV_SEM-All-CPUC-2018_PG-26 | AEG Research | No energy management system | No energy management system | No energy management system | No energy management system | No energy management system | No energy management system | No energy management system | No energy management system | No energy management system | No energy management system | No energy management system | No energy management system | No energy management system | No energy management system | No energy management system | No energy management system | No energy management system | No energy management system | No energy management system | No energy management system | No energy management system | No energy management system | No energy management system | No energy management system | No energy management system | No energy management system | No energy management system | No energy management system | No energy management system | No energy management system | No energy management system | Energy management system installed and programmed | Energy management system installed and programmed | Energy management system installed and programmed | Energy management system installed and programmed | Energy management system installed and programmed | Energy management system installed and programmed | Energy management system installed and programmed | Energy management system installed and programmed | Energy management system installed and programmed | Energy management system installed and programmed | Energy management system installed and programmed | Energy management system installed and programmed | Energy management system installed and programmed | Energy management system installed and programmed | Energy management system installed and programmed | Energy management system installed and programmed | Energy management system installed and programmed | Energy management system installed and programmed | Energy management system installed and programmed | Energy management system installed and programmed | Energy management system installed and programmed | Energy management system installed and programmed | Energy management system installed and programmed | Energy management system installed and programmed | Energy management system installed and programmed | Energy management system installed and programmed | Energy management system installed and programmed | Energy management system installed and programmed | Energy management system installed and programmed | Energy management system installed and programmed | Energy management system installed and programmed | 9.04 | 9.04 | 9.04 | 9.04 | 9.04 | 9.04 | 9.04 | 9.04 | 9.04 | 9.04 | 9.04 | 9.04 | 9.04 | 9.04 | 9.04 | 9.04 | 9.04 | 9.04 | 9.04 | 9.04 | 9.04 | 9.04 | 9.04 | 9.04 | 9.04 | 9.04 | 9.04 | 9.04 | 9.04 | 9.04 | 9.04 | 0 | 0 | 0 | 0 | 0 | 3.754 | 3.6426 | 3.5605 | 3.4971 | 3.4455 | 3.4019 | 3.3501 | 3.2945 | 3.2381 | 3.1819 | 3.1301 | 3.0827 | 3.0673 | 3.0358 | 3.0125 | 2.9961 | 2.9838 | 2.98 | 2.9811 | 2.9855 | 2.9912 | 2.9968 | 3.0023 | 0 | 0 | 0 | 0.0074108 | 0.0085192 | 0.009625 | 0.010721 | 0.011812 | 0.012896 | 0.0139 | 0.014846 | 0.015746 | 0.01659 | 0.017422 | 0.018233 | 0.019213 | 0.020069 | 0.020951 | 0.021869 | 0.022803 | 0.023792 | 0.024816 | 0.025865 | 0.021833 | 0.022902 | 0.02397 | 0 | 0 | 0 | 0.0074108 | 0.01571 | 0.024981 | 0.035257 | 0.046549 | 0.052139 | 0.057411 | 0.062398 | 0.067149 | 0.071666 | 0.076056 | 0.080346 | 0.085336 | 0.089766 | 0.09432 | 0.098999 | 0.10375 | 0.10874 | 0.11389 | 0.11916 | 0.11939 | 0.11961 | 0.11983 | 0 | 0 | 0 | 1.9741 | 2.3388 | 2.7033 | 3.0656 | 3.4281 | 3.7909 | 4.1491 | 4.5064 | 4.8629 | 5.2137 | 5.5659 | 5.9147 | 6.2636 | 6.6107 | 6.9547 | 7.2992 | 7.6422 | 7.9838 | 8.3243 | 8.6635 | 7.2992 | 7.6422 | 7.9838 | 8.3243 | 8.6635 | 7.2992 | 1.9741 | 4.3129 | 7.0162 | 10.0818 | 13.5099 | 15.3267 | 17.137 | 18.9401 | 20.7374 | 22.523 | 24.298 | 26.0636 | 27.8209 | 29.5687 | 31.3097 | 33.043 | 34.7704 | 36.4907 | 38.2042 | 39.913 | 39.913 | 39.913 | 39.913 | 39.913 | 39.913 | 39.913 | 0.0064368 | 0.0075005 | 0.0085482 | 0.0095732 | 0.010581 | 0.011572 | 0.012494 | 0.013366 | 0.014195 | 0.014973 | 0.015739 | 0.016484 | 0.017236 | 0.017906 | 0.018607 | 0.019348 | 0.020115 | 0.02094 | 0.021794 | 0.022671 | 0.019106 | 0.020015 | 0.020927 | 0 | 0 | 0 | 0.0064368 | 0.013832 | 0.022186 | 0.031483 | 0.041699 | 0.046784 | 0.051603 | 0.056175 | 0.060534 | 0.064681 | 0.068707 | 0.072637 | 0.076556 | 0.080093 | 0.083768 | 0.087588 | 0.091521 | 0.095707 | 0.10002 | 0.10445 | 0.10448 | 0.10453 | 0.10462 | 0 | 0 | 0 | 1.678 | 1.988 | 2.2978 | 2.6057 | 2.9139 | 3.2223 | 3.5268 | 3.8304 | 4.1334 | 4.4317 | 4.731 | 5.0275 | 5.3241 | 5.6191 | 5.9115 | 6.2043 | 6.4959 | 6.7863 | 7.0756 | 7.364 | 6.2043 | 6.4959 | 6.7863 | 7.0756 | 7.364 | 6.2043 | 1.678 | 3.666 | 5.9637 | 8.5695 | 11.4834 | 13.0277 | 14.5665 | 16.0991 | 17.6268 | 19.1446 | 20.6533 | 22.1541 | 23.6477 | 25.1334 | 26.6133 | 28.0865 | 29.5549 | 31.0171 | 32.4736 | 33.9261 | 33.9261 | 33.9261 | 33.9261 | 33.9261 | 33.9261 | 33.9261 | 0.0064368 | 0.0075005 | 0.0085482 | 0.0095732 | 0.010581 | 0.011572 | 0.012494 | 0.013366 | 0.014195 | 0.014973 | 0.015739 | 0.016484 | 0.017236 | 0.017906 | 0.018607 | 0.019348 | 0.020115 | 0.02094 | 0.021794 | 0.022671 | 0.019106 | 0.020015 | 0.020927 | 0 | 0 | 0 | 0.0064368 | 0.013832 | 0.022186 | 0.031483 | 0.041699 | 0.046784 | 0.051603 | 0.056175 | 0.060534 | 0.064681 | 0.068707 | 0.072637 | 0.076556 | 0.080093 | 0.083768 | 0.087588 | 0.091521 | 0.095707 | 0.10002 | 0.10445 | 0.10448 | 0.10453 | 0.10462 | 0 | 0 | 0 | 1.678 | 1.988 | 2.2978 | 2.6057 | 2.9139 | 3.2223 | 3.5268 | 3.8304 | 4.1334 | 4.4317 | 4.731 | 5.0275 | 5.3241 | 5.6191 | 5.9115 | 6.2043 | 6.4959 | 6.7863 | 7.0756 | 7.364 | 6.2043 | 6.4959 | 6.7863 | 7.0756 | 7.364 | 6.2043 | 1.678 | 3.666 | 5.9637 | 8.5695 | 11.4834 | 13.0277 | 14.5665 | 16.0991 | 17.6268 | 19.1446 | 20.6533 | 22.1541 | 23.6477 | 25.1334 | 26.6133 | 28.0865 | 29.5549 | 31.0171 | 32.4736 | 33.9261 | 33.9261 | 33.9261 | 33.9261 | 33.9261 | 33.9261 | 33.9261 | 0.0064368 | 0.0075005 | 0.0085482 | 0.0095732 | 0.010581 | 0.011572 | 0.012494 | 0.013366 | 0.014195 | 0.014973 | 0.015739 | 0.016484 | 0.017236 | 0.017906 | 0.018607 | 0.019348 | 0.020115 | 0.02094 | 0.021794 | 0.022671 | 0.019106 | 0.020015 | 0.020927 | 0 | 0 | 0 | 0.0064368 | 0.013832 | 0.022186 | 0.031483 | 0.041699 | 0.046784 | 0.051603 | 0.056175 | 0.060534 | 0.064681 | 0.068707 | 0.072637 | 0.076556 | 0.080093 | 0.083768 | 0.087588 | 0.091521 | 0.095707 | 0.10002 | 0.10445 | 0.10448 | 0.10453 | 0.10462 | 0 | 0 | 0 | 1.678 | 1.988 | 2.2978 | 2.6057 | 2.9139 | 3.2223 | 3.5268 | 3.8304 | 4.1334 | 4.4317 | 4.731 | 5.0275 | 5.3241 | 5.6191 | 5.9115 | 6.2043 | 6.4959 | 6.7863 | 7.0756 | 7.364 | 6.2043 | 6.4959 | 6.7863 | 7.0756 | 7.364 | 6.2043 | 1.678 | 3.666 | 5.9637 | 8.5695 | 11.4834 | 13.0277 | 14.5665 | 16.0991 | 17.6268 | 19.1446 | 20.6533 | 22.1541 | 23.6477 | 25.1334 | 26.6133 | 28.0865 | 29.5549 | 31.0171 | 32.4736 | 33.9261 | 33.9261 | 33.9261 | 33.9261 | 33.9261 | 33.9261 | 33.9261 | 286.0091 | 288.3382 | 290.0622 | 291.3836 | 292.4346 | 293.2908 | 294.2988 | 295.3644 | 296.4229 | 297.4537 | 298.2686 | 298.9139 | 299.4288 | 300.2482 | 300.8527 | 301.2912 | 301.6353 | 301.6353 | 301.6353 | 301.6353 | 301.6353 | 301.6353 | 301.6353 | 0 | 0 | 0 | 280.3495 | 282.6325 | 284.3224 | 285.6176 | 286.6479 | 287.4871 | 288.4752 | 289.5197 | 290.5572 | 291.5676 | 292.3664 | 292.9989 | 293.5036 | 294.3069 | 294.8994 | 295.3292 | 295.6665 | 295.6665 | 295.6665 | 295.6665 | 295.6665 | 295.6665 | 295.6665 | 0 | 0 | 0
WA_Industrial_Agriculture_New_Process_Natural Gas_Strategic Energy Management_A | WA | Industrial | Agriculture | New | Process | Natural Gas | Strategic Energy Management | A | IM155 | No energy management system | Energy management system installed and programmed | 5 | 1.4066 | 0 | 0 | 9.04 | 0 | 0.22 | 0 | 4.5224 |  | employee | 5% | 50% | Retrofit | RetroEven20 | 76.5% | TBD | 0.2% | 295.8873 |  | 290.0322 |  | 0.34717 | BEHAV_SEM-All-CPUC-2018_PG-26 | BEHAV_SEM-All-CPUC-2018_PG-26 | AEG Research | No energy management system | No energy management system | No energy management system | No energy management system | No energy management system | No energy management system | No energy management system | No energy management system | No energy management system | No energy management system | No energy management system | No energy management system | No energy management system | No energy management system | No energy management system | No energy management system | No energy management system | No energy management system | No energy management system | No energy management system | No energy management system | No energy management system | No energy management system | No energy management system | No energy management system | No energy management system | No energy management system | No energy management system | No energy management system | No energy management system | No energy management system | Energy management system installed and programmed | Energy management system installed and programmed | Energy management system installed and programmed | Energy management system installed and programmed | Energy management system installed and programmed | Energy management system installed and programmed | Energy management system installed and programmed | Energy management system installed and programmed | Energy management system installed and programmed | Energy management system installed and programmed | Energy management system installed and programmed | Energy management system installed and programmed | Energy management system installed and programmed | Energy management system installed and programmed | Energy management system installed and programmed | Energy management system installed and programmed | Energy management system installed and programmed | Energy management system installed and programmed | Energy management system installed and programmed | Energy management system installed and programmed | Energy management system installed and programmed | Energy management system installed and programmed | Energy management system installed and programmed | Energy management system installed and programmed | Energy management system installed and programmed | Energy management system installed and programmed | Energy management system installed and programmed | Energy management system installed and programmed | Energy management system installed and programmed | Energy management system installed and programmed | Energy management system installed and programmed | 9.04 | 9.04 | 9.04 | 9.04 | 9.04 | 9.04 | 9.04 | 9.04 | 9.04 | 9.04 | 9.04 | 9.04 | 9.04 | 9.04 | 9.04 | 9.04 | 9.04 | 9.04 | 9.04 | 9.04 | 9.04 | 9.04 | 9.04 | 9.04 | 9.04 | 9.04 | 9.04 | 9.04 | 9.04 | 9.04 | 9.04 | 0 | 0 | 0 | 0 | 0 | 1.4033 | 1.4006 | 1.3981 | 1.3958 | 1.3936 | 1.3916 | 1.3898 | 1.3883 | 1.3871 | 1.3861 | 1.3854 | 1.3849 | 1.3847 | 1.3845 | 1.3844 | 1.3844 | 1.3844 | 1.3844 | 1.3843 | 1.3843 | 1.3851 | 1.3859 | 1.3866 | 0 | 0 | 0 | 0.1872 | 0.22135 | 0.25539 | 0.28914 | 0.32282 | 0.35647 | 0.38966 | 0.42276 | 0.4558 | 0.48834 | 0.52106 | 0.55353 | 0.58606 | 0.61846 | 0.65059 | 0.68281 | 0.71491 | 0.74687 | 0.77869 | 0.81037 | 0.68316 | 0.71566 | 0.74804 | 0 | 0 | 0 | 0.1872 | 0.40818 | 0.66284 | 0.95091 | 1.2722 | 1.4412 | 1.6094 | 1.7768 | 1.9437 | 2.1096 | 2.2747 | 2.4392 | 2.6031 | 2.7663 | 2.9289 | 3.091 | 3.2527 | 3.4136 | 3.5738 | 3.7334 | 3.7356 | 3.7377 | 3.7396 | 0 | 0 | 0 | 133.3968 | 158.0388 | 182.6673 | 207.1506 | 231.6471 | 256.1638 | 280.3692 | 304.5085 | 328.5987 | 352.3064 | 376.1046 | 399.6759 | 423.2502 | 446.7059 | 469.9523 | 493.2263 | 516.4041 | 539.4917 | 562.4952 | 585.4205 | 493.2263 | 516.4041 | 539.4917 | 562.4952 | 585.4205 | 493.2263 | 133.3968 | 291.4357 | 474.103 | 681.2536 | 912.9006 | 1035.6676 | 1157.9979 | 1279.8391 | 1401.2872 | 1521.9465 | 1641.8873 | 1761.194 | 1879.9358 | 1998.043 | 2115.6889 | 2232.8106 | 2349.5388 | 2465.7803 | 2581.5696 | 2697.0377 | 2697.0377 | 2697.0377 | 2697.0377 | 2697.0377 | 2697.0377 | 2697.0377 | 0.15917 | 0.18826 | 0.21728 | 0.24606 | 0.27478 | 0.30348 | 0.33181 | 0.36005 | 0.38824 | 0.416 | 0.44391 | 0.4716 | 0.49932 | 0.52694 | 0.55432 | 0.58177 | 0.60913 | 0.63636 | 0.66347 | 0.69047 | 0.58203 | 0.60967 | 0.63721 | 0 | 0 | 0 | 0.15917 | 0.34717 | 0.56393 | 0.8092 | 1.0829 | 1.227 | 1.3704 | 1.5133 | 1.6556 | 1.7971 | 1.9379 | 2.0781 | 2.2178 | 2.3569 | 2.4955 | 2.6337 | 2.7714 | 2.9085 | 3.045 | 3.181 | 3.1826 | 3.1841 | 3.1855 | 0 | 0 | 0 | 113.3873 | 134.333 | 155.2672 | 176.078 | 196.9 | 217.7392 | 238.3138 | 258.8322 | 279.3089 | 299.4604 | 319.6889 | 339.7245 | 359.7627 | 379.7 | 399.4595 | 419.2424 | 438.9435 | 458.5679 | 478.1209 | 497.6074 | 419.2424 | 438.9435 | 458.5679 | 478.1209 | 497.6074 | 419.2424 | 113.3873 | 247.7203 | 402.9875 | 579.0655 | 775.9655 | 880.3174 | 984.2982 | 1087.8632 | 1191.0941 | 1293.6546 | 1395.6042 | 1497.0149 | 1597.9454 | 1698.3365 | 1798.3356 | 1897.889 | 1997.108 | 2095.9132 | 2194.3341 | 2292.482 | 2292.482 | 2292.482 | 2292.482 | 2292.482 | 2292.482 | 2292.482 | 0.15917 | 0.18826 | 0.21728 | 0.24606 | 0.27478 | 0.30348 | 0.33181 | 0.36005 | 0.38824 | 0.416 | 0.44391 | 0.4716 | 0.49932 | 0.52694 | 0.55432 | 0.58177 | 0.60913 | 0.63636 | 0.66347 | 0.69047 | 0.58203 | 0.60967 | 0.63721 | 0 | 0 | 0 | 0.15917 | 0.34717 | 0.56393 | 0.8092 | 1.0829 | 1.227 | 1.3704 | 1.5133 | 1.6556 | 1.7971 | 1.9379 | 2.0781 | 2.2178 | 2.3569 | 2.4955 | 2.6337 | 2.7714 | 2.9085 | 3.045 | 3.181 | 3.1826 | 3.1841 | 3.1855 | 0 | 0 | 0 | 113.3873 | 134.333 | 155.2672 | 176.078 | 196.9 | 217.7392 | 238.3138 | 258.8322 | 279.3089 | 299.4604 | 319.6889 | 339.7245 | 359.7627 | 379.7 | 399.4595 | 419.2424 | 438.9435 | 458.5679 | 478.1209 | 497.6074 | 419.2424 | 438.9435 | 458.5679 | 478.1209 | 497.6074 | 419.2424 | 113.3873 | 247.7203 | 402.9875 | 579.0655 | 775.9655 | 880.3174 | 984.2982 | 1087.8632 | 1191.0941 | 1293.6546 | 1395.6042 | 1497.0149 | 1597.9454 | 1698.3365 | 1798.3356 | 1897.889 | 1997.108 | 2095.9132 | 2194.3341 | 2292.482 | 2292.482 | 2292.482 | 2292.482 | 2292.482 | 2292.482 | 2292.482 | 0.15917 | 0.18826 | 0.21728 | 0.24606 | 0.27478 | 0.30348 | 0.33181 | 0.36005 | 0.38824 | 0.416 | 0.44391 | 0.4716 | 0.49932 | 0.52694 | 0.55432 | 0.58177 | 0.60913 | 0.63636 | 0.66347 | 0.69047 | 0.58203 | 0.60967 | 0.63721 | 0 | 0 | 0 | 0.15917 | 0.34717 | 0.56393 | 0.8092 | 1.0829 | 1.227 | 1.3704 | 1.5133 | 1.6556 | 1.7971 | 1.9379 | 2.0781 | 2.2178 | 2.3569 | 2.4955 | 2.6337 | 2.7714 | 2.9085 | 3.045 | 3.181 | 3.1826 | 3.1841 | 3.1855 | 0 | 0 | 0 | 113.3873 | 134.333 | 155.2672 | 176.078 | 196.9 | 217.7392 | 238.3138 | 258.8322 | 279.3089 | 299.4604 | 319.6889 | 339.7245 | 359.7627 | 379.7 | 399.4595 | 419.2424 | 438.9435 | 458.5679 | 478.1209 | 497.6074 | 419.2424 | 438.9435 | 458.5679 | 478.1209 | 497.6074 | 419.2424 | 113.3873 | 247.7203 | 402.9875 | 579.0655 | 775.9655 | 880.3174 | 984.2982 | 1087.8632 | 1191.0941 | 1293.6546 | 1395.6042 | 1497.0149 | 1597.9454 | 1698.3365 | 1798.3356 | 1897.889 | 1997.108 | 2095.9132 | 2194.3341 | 2292.482 | 2292.482 | 2292.482 | 2292.482 | 2292.482 | 2292.482 | 2292.482 | 286.0091 | 288.3382 | 290.0622 | 291.3836 | 292.4346 | 293.2908 | 294.2988 | 295.3644 | 296.4229 | 297.4537 | 298.2686 | 298.9139 | 299.4288 | 300.2482 | 300.8527 | 301.2912 | 301.6353 | 301.6353 | 301.6353 | 301.6353 | 301.6353 | 301.6353 | 301.6353 | 0 | 0 | 0 | 280.3495 | 282.6325 | 284.3224 | 285.6176 | 286.6479 | 287.4871 | 288.4752 | 289.5197 | 290.5572 | 291.5676 | 292.3664 | 292.9989 | 293.5036 | 294.3069 | 294.8994 | 295.3292 | 295.6665 | 295.6665 | 295.6665 | 295.6665 | 295.6665 | 295.6665 | 295.6665 | 0 | 0 | 0
WA_Industrial_Agriculture_New_Miscellaneous_Natural Gas_Strategic Energy Management_A | WA | Industrial | Agriculture | New | Miscellaneous | Natural Gas | Strategic Energy Management | A | IM156 | No energy management system | Energy management system installed and programmed | 5 | 0.89787 | 0 | 0 | 9.04 | 0 | 0.22 | 0 | 4.5224 |  | employee | 5% | 50% | Retrofit | RetroEven20 | 76.5% | TBD | 0.2% | 295.8873 |  | 290.0322 |  | 0.055605 | BEHAV_SEM-All-CPUC-2018_PG-26 | BEHAV_SEM-All-CPUC-2018_PG-26 | AEG Research | No energy management system | No energy management system | No energy management system | No energy management system | No energy management system | No energy management system | No energy management system | No energy management system | No energy management system | No energy management system | No energy management system | No energy management system | No energy management system | No energy management system | No energy management system | No energy management system | No energy management system | No energy management system | No energy management system | No energy management system | No energy management system | No energy management system | No energy management system | No energy management system | No energy management system | No energy management system | No energy management system | No energy management system | No energy management system | No energy management system | No energy management system | Energy management system installed and programmed | Energy management system installed and programmed | Energy management system installed and programmed | Energy management system installed and programmed | Energy management system installed and programmed | Energy management system installed and programmed | Energy management system installed and programmed | Energy management system installed and programmed | Energy management system installed and programmed | Energy management system installed and programmed | Energy management system installed and programmed | Energy management system installed and programmed | Energy management system installed and programmed | Energy management system installed and programmed | Energy management system installed and programmed | Energy management system installed and programmed | Energy management system installed and programmed | Energy management system installed and programmed | Energy management system installed and programmed | Energy management system installed and programmed | Energy management system installed and programmed | Energy management system installed and programmed | Energy management system installed and programmed | Energy management system installed and programmed | Energy management system installed and programmed | Energy management system installed and programmed | Energy management system installed and programmed | Energy management system installed and programmed | Energy management system installed and programmed | Energy management system installed and programmed | Energy management system installed and programmed | 9.04 | 9.04 | 9.04 | 9.04 | 9.04 | 9.04 | 9.04 | 9.04 | 9.04 | 9.04 | 9.04 | 9.04 | 9.04 | 9.04 | 9.04 | 9.04 | 9.04 | 9.04 | 9.04 | 9.04 | 9.04 | 9.04 | 9.04 | 9.04 | 9.04 | 9.04 | 9.04 | 9.04 | 9.04 | 9.04 | 9.04 | 0 | 0 | 0 | 0 | 0 | 0.89787 | 0.89787 | 0.89787 | 0.89787 | 0.89787 | 0.89787 | 0.89787 | 0.89787 | 0.89787 | 0.89787 | 0.89787 | 0.89787 | 0.89787 | 0.89787 | 0.89787 | 0.89787 | 0.89787 | 0.89787 | 0.89787 | 0.89787 | 0.89787 | 0.89787 | 0.89787 | 0 | 0 | 0 | 0.029943 | 0.035475 | 0.041003 | 0.046499 | 0.051997 | 0.0575 | 0.062934 | 0.068352 | 0.07376 | 0.079081 | 0.084423 | 0.089714 | 0.095006 | 0.10027 | 0.10549 | 0.11071 | 0.11592 | 0.1211 | 0.12626 | 0.13141 | 0.11071 | 0.11592 | 0.1211 | 0 | 0 | 0 | 0.029943 | 0.065418 | 0.10642 | 0.15292 | 0.20492 | 0.23247 | 0.25993 | 0.28728 | 0.31454 | 0.34163 | 0.36855 | 0.39533 | 0.42198 | 0.4485 | 0.4749 | 0.50119 | 0.5274 | 0.55349 | 0.57948 | 0.6054 | 0.6054 | 0.6054 | 0.6054 | 0 | 0 | 0 | 33.3492 | 39.5097 | 45.6668 | 51.7876 | 57.9118 | 64.0409 | 70.0923 | 76.1271 | 82.1497 | 88.0766 | 94.0262 | 99.919 | 105.8126 | 111.6765 | 117.4881 | 123.3066 | 129.101 | 134.8729 | 140.6238 | 146.3551 | 123.3066 | 129.101 | 134.8729 | 140.6238 | 146.3551 | 123.3066 | 33.3492 | 72.8589 | 118.5257 | 170.3134 | 228.2252 | 258.9169 | 289.4995 | 319.9598 | 350.3218 | 380.4866 | 410.4718 | 440.2985 | 469.9839 | 499.5107 | 528.9222 | 558.2027 | 587.3847 | 616.4451 | 645.3924 | 674.2594 | 674.2594 | 674.2594 | 674.2594 | 674.2594 | 674.2594 | 674.2594 | 0.025452 | 0.030153 | 0.034852 | 0.039524 | 0.044198 | 0.048875 | 0.053494 | 0.058099 | 0.062696 | 0.067219 | 0.07176 | 0.076257 | 0.080755 | 0.08523 | 0.089666 | 0.094106 | 0.098529 | 0.10293 | 0.10732 | 0.1117 | 0.094106 | 0.098529 | 0.10293 | 0 | 0 | 0 | 0.025452 | 0.055605 | 0.090458 | 0.12998 | 0.17418 | 0.1976 | 0.22094 | 0.24419 | 0.26736 | 0.29038 | 0.31327 | 0.33603 | 0.35869 | 0.38122 | 0.40367 | 0.42601 | 0.44829 | 0.47046 | 0.49256 | 0.51459 | 0.51459 | 0.51459 | 0.51459 | 0 | 0 | 0 | 28.3468 | 33.5833 | 38.8168 | 44.0195 | 49.225 | 54.4348 | 59.5785 | 64.708 | 69.8272 | 74.8651 | 79.9222 | 84.9311 | 89.9407 | 94.925 | 99.8649 | 104.8106 | 109.7359 | 114.642 | 119.5302 | 124.4018 | 104.8106 | 109.7359 | 114.642 | 119.5302 | 124.4018 | 104.8106 | 28.3468 | 61.9301 | 100.7469 | 144.7664 | 193.9914 | 220.0794 | 246.0746 | 271.9658 | 297.7735 | 323.4136 | 348.9011 | 374.2537 | 399.4864 | 424.5841 | 449.5839 | 474.4723 | 499.277 | 523.9783 | 548.5835 | 573.1205 | 573.1205 | 573.1205 | 573.1205 | 573.1205 | 573.1205 | 573.1205 | 0.025452 | 0.030153 | 0.034852 | 0.039524 | 0.044198 | 0.048875 | 0.053494 | 0.058099 | 0.062696 | 0.067219 | 0.07176 | 0.076257 | 0.080755 | 0.08523 | 0.089666 | 0.094106 | 0.098529 | 0.10293 | 0.10732 | 0.1117 | 0.094106 | 0.098529 | 0.10293 | 0 | 0 | 0 | 0.025452 | 0.055605 | 0.090458 | 0.12998 | 0.17418 | 0.1976 | 0.22094 | 0.24419 | 0.26736 | 0.29038 | 0.31327 | 0.33603 | 0.35869 | 0.38122 | 0.40367 | 0.42601 | 0.44829 | 0.47046 | 0.49256 | 0.51459 | 0.51459 | 0.51459 | 0.51459 | 0 | 0 | 0 | 28.3468 | 33.5833 | 38.8168 | 44.0195 | 49.225 | 54.4348 | 59.5785 | 64.708 | 69.8272 | 74.8651 | 79.9222 | 84.9311 | 89.9407 | 94.925 | 99.8649 | 104.8106 | 109.7359 | 114.642 | 119.5302 | 124.4018 | 104.8106 | 109.7359 | 114.642 | 119.5302 | 124.4018 | 104.8106 | 28.3468 | 61.9301 | 100.7469 | 144.7664 | 193.9914 | 220.0794 | 246.0746 | 271.9658 | 297.7735 | 323.4136 | 348.9011 | 374.2537 | 399.4864 | 424.5841 | 449.5839 | 474.4723 | 499.277 | 523.9783 | 548.5835 | 573.1205 | 573.1205 | 573.1205 | 573.1205 | 573.1205 | 573.1205 | 573.1205 | 0.025452 | 0.030153 | 0.034852 | 0.039524 | 0.044198 | 0.048875 | 0.053494 | 0.058099 | 0.062696 | 0.067219 | 0.07176 | 0.076257 | 0.080755 | 0.08523 | 0.089666 | 0.094106 | 0.098529 | 0.10293 | 0.10732 | 0.1117 | 0.094106 | 0.098529 | 0.10293 | 0 | 0 | 0 | 0.025452 | 0.055605 | 0.090458 | 0.12998 | 0.17418 | 0.1976 | 0.22094 | 0.24419 | 0.26736 | 0.29038 | 0.31327 | 0.33603 | 0.35869 | 0.38122 | 0.40367 | 0.42601 | 0.44829 | 0.47046 | 0.49256 | 0.51459 | 0.51459 | 0.51459 | 0.51459 | 0 | 0 | 0 | 28.3468 | 33.5833 | 38.8168 | 44.0195 | 49.225 | 54.4348 | 59.5785 | 64.708 | 69.8272 | 74.8651 | 79.9222 | 84.9311 | 89.9407 | 94.925 | 99.8649 | 104.8106 | 109.7359 | 114.642 | 119.5302 | 124.4018 | 104.8106 | 109.7359 | 114.642 | 119.5302 | 124.4018 | 104.8106 | 28.3468 | 61.9301 | 100.7469 | 144.7664 | 193.9914 | 220.0794 | 246.0746 | 271.9658 | 297.7735 | 323.4136 | 348.9011 | 374.2537 | 399.4864 | 424.5841 | 449.5839 | 474.4723 | 499.277 | 523.9783 | 548.5835 | 573.1205 | 573.1205 | 573.1205 | 573.1205 | 573.1205 | 573.1205 | 573.1205 | 286.0091 | 288.3382 | 290.0622 | 291.3836 | 292.4346 | 293.2908 | 294.2988 | 295.3644 | 296.4229 | 297.4537 | 298.2686 | 298.9139 | 299.4288 | 300.2482 | 300.8527 | 301.2912 | 301.6353 | 301.6353 | 301.6353 | 301.6353 | 301.6353 | 301.6353 | 301.6353 | 0 | 0 | 0 | 280.3495 | 282.6325 | 284.3224 | 285.6176 | 286.6479 | 287.4871 | 288.4752 | 289.5197 | 290.5572 | 291.5676 | 292.3664 | 292.9989 | 293.5036 | 294.3069 | 294.8994 | 295.3292 | 295.6665 | 295.6665 | 295.6665 | 295.6665 | 295.6665 | 295.6665 | 295.6665 | 0 | 0 | 0
WA_Industrial_Agriculture_New_Space Heating_Natural Gas_Commissioning_A | WA | Industrial | Agriculture | New | Space Heating | Natural Gas | Commissioning | A | IM157 | New construction code | Optimized HVAC design and controls | 10 | 3.6154 | 0 | 0 | 0.27 | 0 | 0 | 0 | 0.1336 |  | employee | 0% | 0% | Retrofit | Retro12Med | 84.73% | TBD | 0.2% | 3.1684 |  | 2.5789 |  | 0 | DL20_COM_CX-Refrig-2021PLN-V11-3 | 2018 AMIL BUS Retro-Commissioning Initiative | U.S. Department of Energy. Lawrence Berkeley National Labs and Building Commissioning Association. https://www.bcxa.org/wp-content/uploads/2020/09/1-s2.0- S0378778819319553-main.pdf | New construction code | New construction code | New construction code | New construction code | New construction code | New construction code | New construction code | New construction code | New construction code | New construction code | New construction code | New construction code | New construction code | New construction code | New construction code | New construction code | New construction code | New construction code | New construction code | New construction code | New construction code | New construction code | New construction code | New construction code | New construction code | New construction code | New construction code | New construction code | New construction code | New construction code | New construction code | Optimized HVAC design and controls | Optimized HVAC design and controls | Optimized HVAC design and controls | Optimized HVAC design and controls | Optimized HVAC design and controls | Optimized HVAC design and controls | Optimized HVAC design and controls | Optimized HVAC design and controls | Optimized HVAC design and controls | Optimized HVAC design and controls | Optimized HVAC design and controls | Optimized HVAC design and controls | Optimized HVAC design and controls | Optimized HVAC design and controls | Optimized HVAC design and controls | Optimized HVAC design and controls | Optimized HVAC design and controls | Optimized HVAC design and controls | Optimized HVAC design and controls | Optimized HVAC design and controls | Optimized HVAC design and controls | Optimized HVAC design and controls | Optimized HVAC design and controls | Optimized HVAC design and controls | Optimized HVAC design and controls | Optimized HVAC design and controls | Optimized HVAC design and controls | Optimized HVAC design and controls | Optimized HVAC design and controls | Optimized HVAC design and controls | Optimized HVAC design and controls | 0.27 | 0.27 | 0.27 | 0.27 | 0.27 | 0.27 | 0.27 | 0.27 | 0.27 | 0.27 | 0.27 | 0.27 | 0.27 | 0.27 | 0.27 | 0.27 | 0.27 | 0.27 | 0.27 | 0.27 | 0.27 | 0.27 | 0.27 | 0.27 | 0.27 | 0.27 | 0.27 | 0.27 | 0.27 | 0.27 | 0.27 | 0 | 0 | 0 | 0 | 0 | 3.464 | 3.362 | 3.2875 | 3.2311 | 3.1865 | 3.1505 | 3.1083 | 3.064 | 3.0204 | 2.9782 | 2.9408 | 2.9076 | 2.9041 | 2.884 | 2.8697 | 2.8595 | 2.8508 | 2.8476 | 2.8472 | 2.8483 | 2.8501 | 2.852 | 2.8542 | 0 | 0 | 0 | 0 | 0 | 0 | 0 | 0 | 0 | 0 | 0 | 0 | 0 | 0 | 0 | 0 | 0 | 0 | 0 | 0 | 0 | 0 | 0 | 0 | 0 | 0 | 0 | 0 | 0 | 0 | 0 | 0 | 0 | 0 | 0 | 0 | 0 | 0 | 0 | 0 | 0 | 0 | 0 | 0 | 0 | 0 | 0 | 0 | 0 | 0 | 0 | 0 | 0 | 0 | 0 | 0 | 0 | 0 | 0 | 0 | 0 | 0 | 0 | 0 | 0 | 0 | 0 | 0 | 0 | 0 | 0 | 0 | 0 | 0 | 0 | 0 | 0 | 0 | 0 | 0 | 0 | 0 | 0 | 0 | 0 | 0 | 0 | 0 | 0 | 0 | 0 | 0 | 0 | 0 | 0 | 0 | 0 | 0 | 0 | 0 | 0 | 0 | 0 | 0 | 0 | 0 | 0 | 0 | 0 | 0 | 0 | 0 | 0 | 0 | 0 | 0 | 0 | 0 | 0 | 0 | 0 | 0 | 0 | 0 | 0 | 0 | 0 | 0 | 0 | 0 | 0 | 0 | 0 | 0 | 0 | 0 | 0 | 0 | 0 | 0 | 0 | 0 | 0 | 0 | 0 | 0 | 0 | 0 | 0 | 0 | 0 | 0 | 0 | 0 | 0 | 0 | 0 | 0 | 0 | 0 | 0 | 0 | 0 | 0 | 0 | 0 | 0 | 0 | 0 | 0 | 0 | 0 | 0 | 0 | 0 | 0 | 0 | 0 | 0 | 0 | 0 | 0 | 0 | 0 | 0 | 0 | 0 | 0 | 0 | 0 | 0 | 0 | 0 | 0 | 0 | 0 | 0 | 0 | 0 | 0 | 0 | 0 | 0 | 0 | 0 | 0 | 0 | 0 | 0 | 0 | 0 | 0 | 0 | 0 | 0 | 0 | 0 | 0 | 0 | 0 | 0 | 0 | 0 | 0 | 0 | 0 | 0 | 0 | 0 | 0 | 0 | 0 | 0 | 0 | 0 | 0 | 0 | 0 | 0 | 0 | 0 | 0 | 0 | 0 | 0 | 0 | 0 | 0 | 0 | 0 | 0 | 0 | 0 | 0 | 0 | 0 | 0 | 0 | 0 | 0 | 0 | 0 | 0 | 0 | 0 | 0 | 0 | 0 | 0 | 0 | 0 | 0 | 0 | 0 | 0 | 0 | 0 | 0 | 0 | 0 | 0 | 0 | 0 | 0 | 0 | 0 | 0 | 0 | 0 | 0 | 0 | 0 | 0 | 0 | 0 | 0 | 0 | 0 | 0 | 0 | 0 | 0 | 0 | 0 | 0 | 0 | 0 | 0 | 0 | 0 | 0 | 0 | 0 | 0 | 0 | 0 | 0 | 0 | 0 | 0 | 0 | 0 | 0 | 0 | 0 | 0 | 0 | 0 | 0 | 0 | 0 | 0 | 0 | 0 | 0 | 0 | 0 | 0 | 0 | 0 | 0 | 0 | 0 | 0 | 0 | 0 | 0 | 0 | 0 | 0 | 0 | 0 | 0 | 0 | 0 | 0 | 0 | 0 | 0 | 0 | 0 | 0 | 0 | 0 | 0 | 0 | 0 | 0 | 0 | 0 | 0 | 0 | 0 | 0 | 0 | 0 | 0 | 0 | 0 | 0 | 0 | 0 | 0 | 0 | 0 | 0 | 0 | 0 | 0 | 0 | 0 | 0 | 0 | 0 | 0 | 0 | 0 | 0 | 0 | 0 | 0 | 0 | 0 | 0 | 0 | 0 | 0 | 0 | 0 | 0 | 0 | 0 | 0 | 0 | 0 | 0 | 0 | 0 | 0 | 3.1157 | 3.1283 | 3.1375 | 3.1446 | 3.1502 | 3.1547 | 3.16 | 3.1656 | 3.1712 | 3.1765 | 3.1808 | 3.1841 | 3.1868 | 3.191 | 3.1941 | 3.1964 | 3.1982 | 3.1982 | 3.1982 | 3.1982 | 3.1982 | 3.1982 | 3.1982 | 0 | 0 | 0 | 2.536 | 2.5463 | 2.5538 | 2.5595 | 2.5641 | 2.5678 | 2.5721 | 2.5767 | 2.5812 | 2.5856 | 2.589 | 2.5917 | 2.5939 | 2.5974 | 2.5999 | 2.6017 | 2.6032 | 2.6032 | 2.6032 | 2.6032 | 2.6032 | 2.6032 | 2.6032 | 0 | 0 | 0
WA_Industrial_Agriculture_New_Process_Natural Gas_Commissioning_A | WA | Industrial | Agriculture | New | Process | Natural Gas | Commissioning | A | IM158 | New construction code | Optimized process design and controls | 10 | 7.8506 | 0 | 0 | 0.27 | 0 | 0 | 0 | 0.1336 |  | employee | 0% | 0% | Retrofit | Retro12Med | 84.73% | TBD | 0.2% | 3.1684 |  | 2.5789 |  | 0 | DL20_COM_CX-Refrig-2021PLN-V11-3 | 2018 AMIL BUS Retro-Commissioning Initiative | U.S. Department of Energy. Lawrence Berkeley National Labs and Building Commissioning Association. https://www.bcxa.org/wp-content/uploads/2020/09/1-s2.0- S0378778819319553-main.pdf | New construction code | New construction code | New construction code | New construction code | New construction code | New construction code | New construction code | New construction code | New construction code | New construction code | New construction code | New construction code | New construction code | New construction code | New construction code | New construction code | New construction code | New construction code | New construction code | New construction code | New construction code | New construction code | New construction code | New construction code | New construction code | New construction code | New construction code | New construction code | New construction code | New construction code | New construction code | Optimized process design and controls | Optimized process design and controls | Optimized process design and controls | Optimized process design and controls | Optimized process design and controls | Optimized process design and controls | Optimized process design and controls | Optimized process design and controls | Optimized process design and controls | Optimized process design and controls | Optimized process design and controls | Optimized process design and controls | Optimized process design and controls | Optimized process design and controls | Optimized process design and controls | Optimized process design and controls | Optimized process design and controls | Optimized process design and controls | Optimized process design and controls | Optimized process design and controls | Optimized process design and controls | Optimized process design and controls | Optimized process design and controls | Optimized process design and controls | Optimized process design and controls | Optimized process design and controls | Optimized process design and controls | Optimized process design and controls | Optimized process design and controls | Optimized process design and controls | Optimized process design and controls | 0.27 | 0.27 | 0.27 | 0.27 | 0.27 | 0.27 | 0.27 | 0.27 | 0.27 | 0.27 | 0.27 | 0.27 | 0.27 | 0.27 | 0.27 | 0.27 | 0.27 | 0.27 | 0.27 | 0.27 | 0.27 | 0.27 | 0.27 | 0.27 | 0.27 | 0.27 | 0.27 | 0.27 | 0.27 | 0.27 | 0.27 | 0 | 0 | 0 | 0 | 0 | 7.8495 | 7.849 | 7.8487 | 7.8489 | 7.8491 | 7.8492 | 7.8493 | 7.8494 | 7.8495 | 7.8496 | 7.8496 | 7.8497 | 7.8497 | 7.8498 | 7.8498 | 7.8499 | 7.8499 | 7.8499 | 7.8499 | 7.85 | 7.85 | 7.85 | 7.85 | 0 | 0 | 0 | 0 | 0 | 0 | 0 | 0 | 0 | 0 | 0 | 0 | 0 | 0 | 0 | 0 | 0 | 0 | 0 | 0 | 0 | 0 | 0 | 0 | 0 | 0 | 0 | 0 | 0 | 0 | 0 | 0 | 0 | 0 | 0 | 0 | 0 | 0 | 0 | 0 | 0 | 0 | 0 | 0 | 0 | 0 | 0 | 0 | 0 | 0 | 0 | 0 | 0 | 0 | 0 | 0 | 0 | 0 | 0 | 0 | 0 | 0 | 0 | 0 | 0 | 0 | 0 | 0 | 0 | 0 | 0 | 0 | 0 | 0 | 0 | 0 | 0 | 0 | 0 | 0 | 0 | 0 | 0 | 0 | 0 | 0 | 0 | 0 | 0 | 0 | 0 | 0 | 0 | 0 | 0 | 0 | 0 | 0 | 0 | 0 | 0 | 0 | 0 | 0 | 0 | 0 | 0 | 0 | 0 | 0 | 0 | 0 | 0 | 0 | 0 | 0 | 0 | 0 | 0 | 0 | 0 | 0 | 0 | 0 | 0 | 0 | 0 | 0 | 0 | 0 | 0 | 0 | 0 | 0 | 0 | 0 | 0 | 0 | 0 | 0 | 0 | 0 | 0 | 0 | 0 | 0 | 0 | 0 | 0 | 0 | 0 | 0 | 0 | 0 | 0 | 0 | 0 | 0 | 0 | 0 | 0 | 0 | 0 | 0 | 0 | 0 | 0 | 0 | 0 | 0 | 0 | 0 | 0 | 0 | 0 | 0 | 0 | 0 | 0 | 0 | 0 | 0 | 0 | 0 | 0 | 0 | 0 | 0 | 0 | 0 | 0 | 0 | 0 | 0 | 0 | 0 | 0 | 0 | 0 | 0 | 0 | 0 | 0 | 0 | 0 | 0 | 0 | 0 | 0 | 0 | 0 | 0 | 0 | 0 | 0 | 0 | 0 | 0 | 0 | 0 | 0 | 0 | 0 | 0 | 0 | 0 | 0 | 0 | 0 | 0 | 0 | 0 | 0 | 0 | 0 | 0 | 0 | 0 | 0 | 0 | 0 | 0 | 0 | 0 | 0 | 0 | 0 | 0 | 0 | 0 | 0 | 0 | 0 | 0 | 0 | 0 | 0 | 0 | 0 | 0 | 0 | 0 | 0 | 0 | 0 | 0 | 0 | 0 | 0 | 0 | 0 | 0 | 0 | 0 | 0 | 0 | 0 | 0 | 0 | 0 | 0 | 0 | 0 | 0 | 0 | 0 | 0 | 0 | 0 | 0 | 0 | 0 | 0 | 0 | 0 | 0 | 0 | 0 | 0 | 0 | 0 | 0 | 0 | 0 | 0 | 0 | 0 | 0 | 0 | 0 | 0 | 0 | 0 | 0 | 0 | 0 | 0 | 0 | 0 | 0 | 0 | 0 | 0 | 0 | 0 | 0 | 0 | 0 | 0 | 0 | 0 | 0 | 0 | 0 | 0 | 0 | 0 | 0 | 0 | 0 | 0 | 0 | 0 | 0 | 0 | 0 | 0 | 0 | 0 | 0 | 0 | 0 | 0 | 0 | 0 | 0 | 0 | 0 | 0 | 0 | 0 | 0 | 0 | 0 | 0 | 0 | 0 | 0 | 0 | 0 | 0 | 0 | 0 | 0 | 0 | 0 | 0 | 0 | 0 | 0 | 0 | 0 | 0 | 0 | 0 | 0 | 0 | 0 | 0 | 0 | 0 | 0 | 0 | 0 | 0 | 0 | 0 | 0 | 0 | 0 | 0 | 0 | 0 | 0 | 0 | 0 | 0 | 0 | 0 | 0 | 0 | 0 | 0 | 0 | 0 | 0 | 0 | 0 | 0 | 3.1157 | 3.1283 | 3.1375 | 3.1446 | 3.1502 | 3.1547 | 3.16 | 3.1656 | 3.1712 | 3.1765 | 3.1808 | 3.1841 | 3.1868 | 3.191 | 3.1941 | 3.1964 | 3.1982 | 3.1982 | 3.1982 | 3.1982 | 3.1982 | 3.1982 | 3.1982 | 0 | 0 | 0 | 2.536 | 2.5463 | 2.5538 | 2.5595 | 2.5641 | 2.5678 | 2.5721 | 2.5767 | 2.5812 | 2.5856 | 2.589 | 2.5917 | 2.5939 | 2.5974 | 2.5999 | 2.6017 | 2.6032 | 2.6032 | 2.6032 | 2.6032 | 2.6032 | 2.6032 | 2.6032 | 0 | 0 | 0
WA_Industrial_Agriculture_New_Space Heating_Natural Gas_Retrocommissioning_A | WA | Industrial | Agriculture | New | Space Heating | Natural Gas | Retrocommissioning | A | IM159 | Vintage/existing building | Optimized HVAC flow and controls | 5 | 0 | 0 | 0 | 0 | 0 | 0 | 0 | 0 |  | employee | 0% | 0% | Retrofit | RetroEven20 | 76.5% | TBD | 0.2% | 0 |  | 0 |  | 0 | COM_RCX-Heating-7PLN-v5-18 | COM_RCX-Heating-7PLN-v5-18 | n/a | Vintage/existing building | Vintage/existing building | Vintage/existing building | Vintage/existing building | Vintage/existing building | Vintage/existing building | Vintage/existing building | Vintage/existing building | Vintage/existing building | Vintage/existing building | Vintage/existing building | Vintage/existing building | Vintage/existing building | Vintage/existing building | Vintage/existing building | Vintage/existing building | Vintage/existing building | Vintage/existing building | Vintage/existing building | Vintage/existing building | Vintage/existing building | Vintage/existing building | Vintage/existing building | Vintage/existing building | Vintage/existing building | Vintage/existing building | Vintage/existing building | Vintage/existing building | Vintage/existing building | Vintage/existing building | Vintage/existing building | Optimized HVAC flow and controls | Optimized HVAC flow and controls | Optimized HVAC flow and controls | Optimized HVAC flow and controls | Optimized HVAC flow and controls | Optimized HVAC flow and controls | Optimized HVAC flow and controls | Optimized HVAC flow and controls | Optimized HVAC flow and controls | Optimized HVAC flow and controls | Optimized HVAC flow and controls | Optimized HVAC flow and controls | Optimized HVAC flow and controls | Optimized HVAC flow and controls | Optimized HVAC flow and controls | Optimized HVAC flow and controls | Optimized HVAC flow and controls | Optimized HVAC flow and controls | Optimized HVAC flow and controls | Optimized HVAC flow and controls | Optimized HVAC flow and controls | Optimized HVAC flow and controls | Optimized HVAC flow and controls | Optimized HVAC flow and controls | Optimized HVAC flow and controls | Optimized HVAC flow and controls | Optimized HVAC flow and controls | Optimized HVAC flow and controls | Optimized HVAC flow and controls | Optimized HVAC flow and controls | Optimized HVAC flow and controls | 0 | 0 | 0 | 0 | 0 | 0 | 0 | 0 | 0 | 0 | 0 | 0 | 0 | 0 | 0 | 0 | 0 | 0 | 0 | 0 | 0 | 0 | 0 | 0 | 0 | 0 | 0 | 0 | 0 | 0 | 0 | 0 | 0 | 0 | 0 | 0 | 0 | 0 | 0 | 0 | 0 | 0 | 0 | 0 | 0 | 0 | 0 | 0 | 0 | 0 | 0 | 0 | 0 | 0 | 0 | 0 | 0 | 0 | 0 | 0 | 0 | 0 | 0 | 0 | 0 | 0 | 0 | 0 | 0 | 0 | 0 | 0 | 0 | 0 | 0 | 0 | 0 | 0 | 0 | 0 | 0 | 0 | 0 | 0 | 0 | 0 | 0 | 0 | 0 | 0 | 0 | 0 | 0 | 0 | 0 | 0 | 0 | 0 | 0 | 0 | 0 | 0 | 0 | 0 | 0 | 0 | 0 | 0 | 0 | 0 | 0 | 0 | 0 | 0 | 0 | 0 | 0 | 0 | 0 | 0 | 0 | 0 | 0 | 0 | 0 | 0 | 0 | 0 | 0 | 0 | 0 | 0 | 0 | 0 | 0 | 0 | 0 | 0 | 0 | 0 | 0 | 0 | 0 | 0 | 0 | 0 | 0 | 0 | 0 | 0 | 0 | 0 | 0 | 0 | 0 | 0 | 0 | 0 | 0 | 0 | 0 | 0 | 0 | 0 | 0 | 0 | 0 | 0 | 0 | 0 | 0 | 0 | 0 | 0 | 0 | 0 | 0 | 0 | 0 | 0 | 0 | 0 | 0 | 0 | 0 | 0 | 0 | 0 | 0 | 0 | 0 | 0 | 0 | 0 | 0 | 0 | 0 | 0 | 0 | 0 | 0 | 0 | 0 | 0 | 0 | 0 | 0 | 0 | 0 | 0 | 0 | 0 | 0 | 0 | 0 | 0 | 0 | 0 | 0 | 0 | 0 | 0 | 0 | 0 | 0 | 0 | 0 | 0 | 0 | 0 | 0 | 0 | 0 | 0 | 0 | 0 | 0 | 0 | 0 | 0 | 0 | 0 | 0 | 0 | 0 | 0 | 0 | 0 | 0 | 0 | 0 | 0 | 0 | 0 | 0 | 0 | 0 | 0 | 0 | 0 | 0 | 0 | 0 | 0 | 0 | 0 | 0 | 0 | 0 | 0 | 0 | 0 | 0 | 0 | 0 | 0 | 0 | 0 | 0 | 0 | 0 | 0 | 0 | 0 | 0 | 0 | 0 | 0 | 0 | 0 | 0 | 0 | 0 | 0 | 0 | 0 | 0 | 0 | 0 | 0 | 0 | 0 | 0 | 0 | 0 | 0 | 0 | 0 | 0 | 0 | 0 | 0 | 0 | 0 | 0 | 0 | 0 | 0 | 0 | 0 | 0 | 0 | 0 | 0 | 0 | 0 | 0 | 0 | 0 | 0 | 0 | 0 | 0 | 0 | 0 | 0 | 0 | 0 | 0 | 0 | 0 | 0 | 0 | 0 | 0 | 0 | 0 | 0 | 0 | 0 | 0 | 0 | 0 | 0 | 0 | 0 | 0 | 0 | 0 | 0 | 0 | 0 | 0 | 0 | 0 | 0 | 0 | 0 | 0 | 0 | 0 | 0 | 0 | 0 | 0 | 0 | 0 | 0 | 0 | 0 | 0 | 0 | 0 | 0 | 0 | 0 | 0 | 0 | 0 | 0 | 0 | 0 | 0 | 0 | 0 | 0 | 0 | 0 | 0 | 0 | 0 | 0 | 0 | 0 | 0 | 0 | 0 | 0 | 0 | 0 | 0 | 0 | 0 | 0 | 0 | 0 | 0 | 0 | 0 | 0 | 0 | 0 | 0 | 0 | 0 | 0 | 0 | 0 | 0 | 0 | 0 | 0 | 0 | 0 | 0 | 0 | 0 | 0 | 0 | 0 | 0 | 0 | 0 | 0 | 0 | 0 | 0 | 0 | 0 | 0 | 0 | 0 | 0 | 0 | 0 | 0 | 0 | 0 | 0 | 0 | 0 | 0 | 0 | 0 | 0 | 0 | 0 | 0 | 0 | 0 | 0 | 0 | 0 | 0 | 0 | 0 | 0 | 0 | 0 | 0 | 0 | 0 | 0 | 0 | 0 | 0 | 0 | 0 | 0 | 0 | 0 | 0 | 0 | 0 | 0 | 0 | 0 | 0 | 0 | 0 | 0 | 0 | 0 | 0 | 0 | 0 | 0 | 0 | 0 | 0 | 0 | 0 | 0 | 0 | 0 | 0 | 0 | 0 | 0 | 0 | 0 | 0 | 0 | 0 | 0 | 0 | 0 | 0 | 0 | 0
WA_Industrial_Agriculture_New_Process_Natural Gas_Retrocommissioning_A | WA | Industrial | Agriculture | New | Process | Natural Gas | Retrocommissioning | A | IM160 | Vintage/existing building | Optimized process design and controls | 5 | 0 | 0 | 0 | 0 | 0 | 0 | 0 | 0 |  | employee | 0% | 0% | Retrofit | RetroEven20 | 76.5% | TBD | 0.2% | 0 |  | 0 |  | 0 | COM_RCX-Heating-7PLN-v5-18 | COM_RCX-Heating-7PLN-v5-18 | n/a | Vintage/existing building | Vintage/existing building | Vintage/existing building | Vintage/existing building | Vintage/existing building | Vintage/existing building | Vintage/existing building | Vintage/existing building | Vintage/existing building | Vintage/existing building | Vintage/existing building | Vintage/existing building | Vintage/existing building | Vintage/existing building | Vintage/existing building | Vintage/existing building | Vintage/existing building | Vintage/existing building | Vintage/existing building | Vintage/existing building | Vintage/existing building | Vintage/existing building | Vintage/existing building | Vintage/existing building | Vintage/existing building | Vintage/existing building | Vintage/existing building | Vintage/existing building | Vintage/existing building | Vintage/existing building | Vintage/existing building | Optimized process design and controls | Optimized process design and controls | Optimized process design and controls | Optimized process design and controls | Optimized process design and controls | Optimized process design and controls | Optimized process design and controls | Optimized process design and controls | Optimized process design and controls | Optimized process design and controls | Optimized process design and controls | Optimized process design and controls | Optimized process design and controls | Optimized process design and controls | Optimized process design and controls | Optimized process design and controls | Optimized process design and controls | Optimized process design and controls | Optimized process design and controls | Optimized process design and controls | Optimized process design and controls | Optimized process design and controls | Optimized process design and controls | Optimized process design and controls | Optimized process design and controls | Optimized process design and controls | Optimized process design and controls | Optimized process design and controls | Optimized process design and controls | Optimized process design and controls | Optimized process design and controls | 0 | 0 | 0 | 0 | 0 | 0 | 0 | 0 | 0 | 0 | 0 | 0 | 0 | 0 | 0 | 0 | 0 | 0 | 0 | 0 | 0 | 0 | 0 | 0 | 0 | 0 | 0 | 0 | 0 | 0 | 0 | 0 | 0 | 0 | 0 | 0 | 0 | 0 | 0 | 0 | 0 | 0 | 0 | 0 | 0 | 0 | 0 | 0 | 0 | 0 | 0 | 0 | 0 | 0 | 0 | 0 | 0 | 0 | 0 | 0 | 0 | 0 | 0 | 0 | 0 | 0 | 0 | 0 | 0 | 0 | 0 | 0 | 0 | 0 | 0 | 0 | 0 | 0 | 0 | 0 | 0 | 0 | 0 | 0 | 0 | 0 | 0 | 0 | 0 | 0 | 0 | 0 | 0 | 0 | 0 | 0 | 0 | 0 | 0 | 0 | 0 | 0 | 0 | 0 | 0 | 0 | 0 | 0 | 0 | 0 | 0 | 0 | 0 | 0 | 0 | 0 | 0 | 0 | 0 | 0 | 0 | 0 | 0 | 0 | 0 | 0 | 0 | 0 | 0 | 0 | 0 | 0 | 0 | 0 | 0 | 0 | 0 | 0 | 0 | 0 | 0 | 0 | 0 | 0 | 0 | 0 | 0 | 0 | 0 | 0 | 0 | 0 | 0 | 0 | 0 | 0 | 0 | 0 | 0 | 0 | 0 | 0 | 0 | 0 | 0 | 0 | 0 | 0 | 0 | 0 | 0 | 0 | 0 | 0 | 0 | 0 | 0 | 0 | 0 | 0 | 0 | 0 | 0 | 0 | 0 | 0 | 0 | 0 | 0 | 0 | 0 | 0 | 0 | 0 | 0 | 0 | 0 | 0 | 0 | 0 | 0 | 0 | 0 | 0 | 0 | 0 | 0 | 0 | 0 | 0 | 0 | 0 | 0 | 0 | 0 | 0 | 0 | 0 | 0 | 0 | 0 | 0 | 0 | 0 | 0 | 0 | 0 | 0 | 0 | 0 | 0 | 0 | 0 | 0 | 0 | 0 | 0 | 0 | 0 | 0 | 0 | 0 | 0 | 0 | 0 | 0 | 0 | 0 | 0 | 0 | 0 | 0 | 0 | 0 | 0 | 0 | 0 | 0 | 0 | 0 | 0 | 0 | 0 | 0 | 0 | 0 | 0 | 0 | 0 | 0 | 0 | 0 | 0 | 0 | 0 | 0 | 0 | 0 | 0 | 0 | 0 | 0 | 0 | 0 | 0 | 0 | 0 | 0 | 0 | 0 | 0 | 0 | 0 | 0 | 0 | 0 | 0 | 0 | 0 | 0 | 0 | 0 | 0 | 0 | 0 | 0 | 0 | 0 | 0 | 0 | 0 | 0 | 0 | 0 | 0 | 0 | 0 | 0 | 0 | 0 | 0 | 0 | 0 | 0 | 0 | 0 | 0 | 0 | 0 | 0 | 0 | 0 | 0 | 0 | 0 | 0 | 0 | 0 | 0 | 0 | 0 | 0 | 0 | 0 | 0 | 0 | 0 | 0 | 0 | 0 | 0 | 0 | 0 | 0 | 0 | 0 | 0 | 0 | 0 | 0 | 0 | 0 | 0 | 0 | 0 | 0 | 0 | 0 | 0 | 0 | 0 | 0 | 0 | 0 | 0 | 0 | 0 | 0 | 0 | 0 | 0 | 0 | 0 | 0 | 0 | 0 | 0 | 0 | 0 | 0 | 0 | 0 | 0 | 0 | 0 | 0 | 0 | 0 | 0 | 0 | 0 | 0 | 0 | 0 | 0 | 0 | 0 | 0 | 0 | 0 | 0 | 0 | 0 | 0 | 0 | 0 | 0 | 0 | 0 | 0 | 0 | 0 | 0 | 0 | 0 | 0 | 0 | 0 | 0 | 0 | 0 | 0 | 0 | 0 | 0 | 0 | 0 | 0 | 0 | 0 | 0 | 0 | 0 | 0 | 0 | 0 | 0 | 0 | 0 | 0 | 0 | 0 | 0 | 0 | 0 | 0 | 0 | 0 | 0 | 0 | 0 | 0 | 0 | 0 | 0 | 0 | 0 | 0 | 0 | 0 | 0 | 0 | 0 | 0 | 0 | 0 | 0 | 0 | 0 | 0 | 0 | 0 | 0 | 0 | 0 | 0 | 0 | 0 | 0 | 0 | 0 | 0 | 0 | 0 | 0 | 0 | 0 | 0 | 0 | 0 | 0 | 0 | 0 | 0 | 0 | 0 | 0 | 0 | 0 | 0 | 0 | 0 | 0 | 0 | 0 | 0 | 0 | 0 | 0 | 0 | 0 | 0 | 0 | 0 | 0 | 0 | 0 | 0 | 0 | 0
WA_Industrial_Primary Metals_Existing_Space Heating_Natural Gas_Insulation - Roof/Ceiling_A | WA | Industrial | Primary Metals | Existing | Space Heating | Natural Gas | Insulation - Roof/Ceiling | A | IM161 | R-13 | R-38 | 45 | 0.10108 | 0 | 0 | 1.11 | 0.09 | 0 | 0 | 0.55255 |  | sqft | 60% | 100% | Retrofit | Retro3Slow | 83.42% | TBD | 0.2% | 1700.4349 |  | 551.4318 |  | 0.80681 | RTF Wkbk - ComWeatherizationSchool_v3_1 | RTF Wkbk - ComWeatherizationSchool_v3_1 | Building Energy Simulation Tool | R-13 | R-13 | R-13 | R-13 | R-13 | R-13 | R-13 | R-13 | R-13 | R-13 | R-13 | R-13 | R-13 | R-13 | R-13 | R-13 | R-13 | R-13 | R-13 | R-13 | R-13 | R-13 | R-13 | R-13 | R-13 | R-13 | R-13 | R-13 | R-13 | R-13 | R-13 | R-38 | R-38 | R-38 | R-38 | R-38 | R-38 | R-38 | R-38 | R-38 | R-38 | R-38 | R-38 | R-38 | R-38 | R-38 | R-38 | R-38 | R-38 | R-38 | R-38 | R-38 | R-38 | R-38 | R-38 | R-38 | R-38 | R-38 | R-38 | R-38 | R-38 | R-38 | 1.11 | 1.11 | 1.11 | 1.11 | 1.11 | 1.11 | 1.11 | 1.11 | 1.11 | 1.11 | 1.11 | 1.11 | 1.11 | 1.11 | 1.11 | 1.11 | 1.11 | 1.11 | 1.11 | 1.11 | 1.11 | 1.11 | 1.11 | 1.11 | 1.11 | 1.11 | 1.11 | 1.11 | 1.11 | 1.11 | 1.11 | 0 | 0 | 0 | 0 | 0 | 0.099235 | 0.098355 | 0.097257 | 0.096062 | 0.094762 | 0.093349 | 0.091856 | 0.090288 | 0.088576 | 0.086788 | 0.084958 | 0.083172 | 0.081501 | 0.079915 | 0.078537 | 0.077258 | 0.076055 | 0.075037 | 0.074132 | 0.0733 | 0.0727 | 0.072177 | 0.071675 | 0 | 0 | 0 | 0.34729 | 0.60204 | 0.92059 | 1.2737 | 1.6004 | 1.816 | 1.9191 | 1.8825 | 1.6963 | 1.4599 | 1.1657 | 0.88771 | 0.63773 | 0.43382 | 0.28456 | 0.1774 | 0.10589 | 0.070477 | 0 | 0 | 0 | 0 | 0 | 0 | 0 | 0 | 0.34729 | 0.94625 | 1.8563 | 3.1072 | 4.6655 | 6.412 | 8.2285 | 9.9705 | 11.4778 | 12.7061 | 13.6038 | 14.2056 | 14.5578 | 14.7085 | 14.7394 | 14.6767 | 14.5541 | 14.4297 | 14.2557 | 14.0957 | 13.9803 | 13.8798 | 13.7831 | 0 | 0 | 0 | 3499.6854 | 6121.0881 | 9465.5397 | 13258.92 | 16888.9427 | 19453.5489 | 20892.7264 | 20850.3052 | 19151.2622 | 16821.3346 | 13720.7587 | 10673.0861 | 7824.7975 | 5428.5005 | 3623.2872 | 2296.1935 | 1392.247 | 939.233 | 0 | 0 | 0 | 0 | 0 | 0 | 0 | 0 | 3499.6854 | 9620.7734 | 19086.3131 | 32345.2331 | 49234.1758 | 68687.7248 | 89580.4512 | 110430.7563 | 129582.0185 | 146403.3531 | 160124.1117 | 170797.1978 | 178621.9953 | 184050.4958 | 187673.7831 | 189969.9766 | 191362.2235 | 192301.4565 | 192301.4565 | 192301.4565 | 192301.4565 | 192301.4565 | 192301.4565 | 192301.4565 | 192301.4565 | 192301.4565 | 0.29565 | 0.51332 | 0.78665 | 1.0909 | 1.3741 | 1.5634 | 1.6566 | 1.6294 | 1.4728 | 1.2713 | 1.0183 | 0.77777 | 0.56001 | 0.38173 | 0.25077 | 0.15654 | 0.093547 | 0.062329 | 0 | 0 | 0 | 0 | 0 | 0 | 0 | 0 | 0.29565 | 0.80681 | 1.5862 | 2.6613 | 4.0059 | 5.52 | 7.1028 | 8.63 | 9.9651 | 11.0643 | 11.8837 | 12.4463 | 12.7836 | 12.9424 | 12.9888 | 12.9506 | 12.8578 | 12.7615 | 12.628 | 12.5069 | 12.4211 | 12.3474 | 12.2786 | 0 | 0 | 0 | 2974.7326 | 5202.9248 | 8045.7087 | 11270.082 | 14355.6013 | 16535.5166 | 17758.8174 | 17722.7594 | 16278.5729 | 14298.1344 | 11662.6449 | 9072.1232 | 6651.0778 | 4614.2254 | 3079.7942 | 1951.7645 | 1183.4099 | 798.348 | 0 | 0 | 0 | 0 | 0 | 0 | 0 | 0 | 2974.7326 | 8177.6574 | 16223.3661 | 27493.4482 | 41849.0495 | 58384.5661 | 76143.3835 | 93866.1429 | 110144.7157 | 124442.8501 | 136105.495 | 145177.6182 | 151828.696 | 156442.9214 | 159522.7156 | 161474.4801 | 162657.89 | 163456.238 | 163456.238 | 163456.238 | 163456.238 | 163456.238 | 163456.238 | 163456.238 | 163456.238 | 163456.238 | 0.2958 | 0.51393 | 0.78818 | 1.0939 | 1.3791 | 1.5705 | 1.6657 | 1.6399 | 1.4838 | 1.282 | 1.028 | 0.78593 | 0.56646 | 0.38655 | 0.25419 | 0.15884 | 0.095028 | 0.063386 | 0 | 0 | 0 | 0 | 0 | 0 | 0 | 0 | 0.2958 | 0.80776 | 1.5893 | 2.6686 | 4.0204 | 5.5452 | 7.1418 | 8.6854 | 10.0395 | 11.158 | 11.9967 | 12.5769 | 12.931 | 13.1059 | 13.1659 | 13.1411 | 13.0615 | 12.9778 | 12.8473 | 12.729 | 12.6432 | 12.5694 | 12.5006 | 0 | 0 | 0 | 2974.7326 | 5202.9248 | 8045.7087 | 11270.082 | 14355.6013 | 16535.5166 | 17758.8174 | 17722.7594 | 16278.5729 | 14298.1344 | 11662.6449 | 9072.1232 | 6651.0778 | 4614.2254 | 3079.7942 | 1951.7645 | 1183.4099 | 798.348 | 0 | 0 | 0 | 0 | 0 | 0 | 0 | 0 | 2974.7326 | 8177.6574 | 16223.3661 | 27493.4482 | 41849.0495 | 58384.5661 | 76143.3835 | 93866.1429 | 110144.7157 | 124442.8501 | 136105.495 | 145177.6182 | 151828.696 | 156442.9214 | 159522.7156 | 161474.4801 | 162657.89 | 163456.238 | 163456.238 | 163456.238 | 163456.238 | 163456.238 | 163456.238 | 163456.238 | 163456.238 | 163456.238 | 0.29572 | 0.51345 | 0.78685 | 1.0912 | 1.3745 | 1.5638 | 1.657 | 1.6298 | 1.4731 | 1.2716 | 1.0186 | 0.77797 | 0.56015 | 0.38183 | 0.25083 | 0.15658 | 0.093571 | 0.062345 | 0 | 0 | 0 | 0 | 0 | 0 | 0 | 0 | 0.29572 | 0.80701 | 1.5866 | 2.662 | 4.0069 | 5.5214 | 7.1046 | 8.6321 | 9.9676 | 11.0671 | 11.8867 | 12.4495 | 12.7869 | 12.9458 | 12.9921 | 12.954 | 12.8612 | 12.7648 | 12.6313 | 12.5101 | 12.4213 | 12.3476 | 12.2789 | 0 | 0 | 0 | 2974.7326 | 5202.9248 | 8045.7087 | 11270.082 | 14355.6013 | 16535.5166 | 17758.8174 | 17722.7594 | 16278.5729 | 14298.1344 | 11662.6449 | 9072.1232 | 6651.0778 | 4614.2254 | 3079.7942 | 1951.7645 | 1183.4099 | 798.348 | 0 | 0 | 0 | 0 | 0 | 0 | 0 | 0 | 2974.7326 | 8177.6574 | 16223.3661 | 27493.4482 | 41849.0495 | 58384.5661 | 76143.3835 | 93866.1429 | 110144.7157 | 124442.8501 | 136105.495 | 145177.6182 | 151828.696 | 156442.9214 | 159522.7156 | 161474.4801 | 162657.89 | 163456.238 | 163456.238 | 163456.238 | 163456.238 | 163456.238 | 163456.238 | 163456.238 | 163456.238 | 163456.238 | 1607.8908 | 1615.7897 | 1625.6679 | 1636.2463 | 1647.4696 | 1659.0052 | 1671.0313 | 1683.1648 | 1695.4248 | 1708.8727 | 1721.4938 | 1734.1485 | 1746.0565 | 1757.3066 | 1768.4096 | 1779.0285 | 1790.0107 | 1800.0412 | 1809.6237 | 1818.8327 | 1827.4393 | 1835.4792 | 1842.9868 | 0 | 0 | 0 | 521.4208 | 523.9824 | 527.1858 | 530.6162 | 534.2558 | 537.9967 | 541.8966 | 545.8313 | 549.8071 | 554.1681 | 558.261 | 562.3648 | 566.2264 | 569.8747 | 573.4753 | 576.9189 | 580.4803 | 583.733 | 586.8405 | 589.8269 | 592.6179 | 595.2252 | 597.6598 | 0 | 0 | 0
WA_Industrial_Primary Metals_Existing_Space Heating_Natural Gas_Insulation - Wall Cavity_A | WA | Industrial | Primary Metals | Existing | Space Heating | Natural Gas | Insulation - Wall Cavity | A | IM162 | R-11 or less | R-21 | 45 | 0.018204 | 0 | 0 | 0.36 | 0.02 | 0 | 0 | 0.1823 |  | sqft | 60% | 100% | Retrofit | Retro3Slow | 83.42% | TBD | 0.2% | 2395.312 |  | 993.0672 |  | 0.14375 | RTF Wkbk - ComWeatherizationSchool_v4_0 | RTF Wkbk - ComWeatherizationSchool_v4_0 | Building Energy Simulation Tool | R-11 or less | R-11 or less | R-11 or less | R-11 or less | R-11 or less | R-11 or less | R-11 or less | R-11 or less | R-11 or less | R-11 or less | R-11 or less | R-11 or less | R-11 or less | R-11 or less | R-11 or less | R-11 or less | R-11 or less | R-11 or less | R-11 or less | R-11 or less | R-11 or less | R-11 or less | R-11 or less | R-11 or less | R-11 or less | R-11 or less | R-11 or less | R-11 or less | R-11 or less | R-11 or less | R-11 or less | R-21 | R-21 | R-21 | R-21 | R-21 | R-21 | R-21 | R-21 | R-21 | R-21 | R-21 | R-21 | R-21 | R-21 | R-21 | R-21 | R-21 | R-21 | R-21 | R-21 | R-21 | R-21 | R-21 | R-21 | R-21 | R-21 | R-21 | R-21 | R-21 | R-21 | R-21 | 0.36 | 0.36 | 0.36 | 0.36 | 0.36 | 0.36 | 0.36 | 0.36 | 0.36 | 0.36 | 0.36 | 0.36 | 0.36 | 0.36 | 0.36 | 0.36 | 0.36 | 0.36 | 0.36 | 0.36 | 0.36 | 0.36 | 0.36 | 0.36 | 0.36 | 0.36 | 0.36 | 0.36 | 0.36 | 0.36 | 0.36 | 0 | 0 | 0 | 0 | 0 | 0.01779 | 0.017491 | 0.017079 | 0.016573 | 0.015976 | 0.015296 | 0.014594 | 0.013896 | 0.013187 | 0.012581 | 0.012005 | 0.011538 | 0.011134 | 0.010779 | 0.010528 | 0.010297 | 0.010097 | 0.0099306 | 0.0097983 | 0.0096769 | 0.0095875 | 0.0095094 | 0.0094348 | 0 | 0 | 0 | 0.062258 | 0.10706 | 0.16166 | 0.21973 | 0.26982 | 0.29757 | 0.30491 | 0.28973 | 0.25254 | 0.21163 | 0.16472 | 0.12315 | 0.087121 | 0.058516 | 0.038145 | 0.023645 | 0.014057 | 0.0093271 | 0 | 0 | 0 | 0 | 0 | 0 | 0 | 0 | 0.062258 | 0.16828 | 0.32598 | 0.53604 | 0.78657 | 1.0507 | 1.3074 | 1.5345 | 1.7088 | 1.8419 | 1.9223 | 1.9707 | 1.9888 | 1.984 | 1.9758 | 1.9562 | 1.9321 | 1.9097 | 1.8842 | 1.8609 | 1.8437 | 1.8287 | 1.8143 | 0 | 0 | 0 | 3499.6854 | 6121.0881 | 9465.5397 | 13258.92 | 16888.9427 | 19453.5489 | 20892.7264 | 20850.3052 | 19151.2622 | 16821.3346 | 13720.7587 | 10673.0861 | 7824.7975 | 5428.5005 | 3623.2872 | 2296.1935 | 1392.247 | 939.233 | 0 | 0 | 0 | 0 | 0 | 0 | 0 | 0 | 3499.6854 | 9620.7734 | 19086.3131 | 32345.2331 | 49234.1758 | 68687.7248 | 89580.4512 | 110430.7563 | 129582.0185 | 146403.3531 | 160124.1117 | 170797.1978 | 178621.9953 | 184050.4958 | 187673.7831 | 189969.9766 | 191362.2235 | 192301.4565 | 192301.4565 | 192301.4565 | 192301.4565 | 192301.4565 | 192301.4565 | 192301.4565 | 192301.4565 | 192301.4565 | 0.053037 | 0.091461 | 0.13867 | 0.18944 | 0.23404 | 0.25997 | 0.26846 | 0.25717 | 0.22615 | 0.19098 | 0.14981 | 0.11272 | 0.080151 | 0.054075 | 0.035343 | 0.021961 | 0.013082 | 0.0086945 | 0 | 0 | 0 | 0 | 0 | 0 | 0 | 0 | 0.053037 | 0.14375 | 0.27962 | 0.46214 | 0.68226 | 0.91793 | 1.1511 | 1.362 | 1.5302 | 1.6622 | 1.7483 | 1.8038 | 1.8297 | 1.8334 | 1.8307 | 1.8169 | 1.7981 | 1.7801 | 1.7597 | 1.7412 | 1.7277 | 1.7161 | 1.7054 | 0 | 0 | 0 | 2974.7326 | 5202.9248 | 8045.7087 | 11270.082 | 14355.6013 | 16535.5166 | 17758.8174 | 17722.7594 | 16278.5729 | 14298.1344 | 11662.6449 | 9072.1232 | 6651.0778 | 4614.2254 | 3079.7942 | 1951.7645 | 1183.4099 | 798.348 | 0 | 0 | 0 | 0 | 0 | 0 | 0 | 0 | 2974.7326 | 8177.6574 | 16223.3661 | 27493.4482 | 41849.0495 | 58384.5661 | 76143.3835 | 93866.1429 | 110144.7157 | 124442.8501 | 136105.495 | 145177.6182 | 151828.696 | 156442.9214 | 159522.7156 | 161474.4801 | 162657.89 | 163456.238 | 163456.238 | 163456.238 | 163456.238 | 163456.238 | 163456.238 | 163456.238 | 163456.238 | 163456.238 | 0.053067 | 0.091576 | 0.13896 | 0.18999 | 0.23493 | 0.26122 | 0.27001 | 0.2589 | 0.22791 | 0.19267 | 0.1513 | 0.11395 | 0.081114 | 0.054786 | 0.035845 | 0.022297 | 0.013297 | 0.0088477 | 0 | 0 | 0 | 0 | 0 | 0 | 0 | 0 | 0.053067 | 0.14393 | 0.28019 | 0.46349 | 0.68487 | 0.92233 | 1.1577 | 1.3712 | 1.5421 | 1.6769 | 1.7656 | 1.8235 | 1.8516 | 1.8575 | 1.8567 | 1.8447 | 1.8277 | 1.8115 | 1.7915 | 1.7734 | 1.7599 | 1.7483 | 1.7375 | 0 | 0 | 0 | 2974.7326 | 5202.9248 | 8045.7087 | 11270.082 | 14355.6013 | 16535.5166 | 17758.8174 | 17722.7594 | 16278.5729 | 14298.1344 | 11662.6449 | 9072.1232 | 6651.0778 | 4614.2254 | 3079.7942 | 1951.7645 | 1183.4099 | 798.348 | 0 | 0 | 0 | 0 | 0 | 0 | 0 | 0 | 2974.7326 | 8177.6574 | 16223.3661 | 27493.4482 | 41849.0495 | 58384.5661 | 76143.3835 | 93866.1429 | 110144.7157 | 124442.8501 | 136105.495 | 145177.6182 | 151828.696 | 156442.9214 | 159522.7156 | 161474.4801 | 162657.89 | 163456.238 | 163456.238 | 163456.238 | 163456.238 | 163456.238 | 163456.238 | 163456.238 | 163456.238 | 163456.238 | 0 | 0 | 0 | 0 | 0 | 0 | 0 | 0 | 0 | 0 | 0 | 0 | 0 | 0 | 0 | 0 | 0 | 0 | 0 | 0 | 0 | 0 | 0 | 0 | 0 | 0 | 0 | 0 | 0 | 0 | 0 | 0 | 0 | 0 | 0 | 0 | 0 | 0 | 0 | 0 | 0 | 0 | 0 | 0 | 0 | 0 | 0 | 0 | 0 | 0 | 0 | 0 | 0 | 0 | 0 | 0 | 0 | 0 | 0 | 0 | 0 | 0 | 0 | 0 | 0 | 0 | 0 | 0 | 0 | 0 | 0 | 0 | 0 | 0 | 0 | 0 | 0 | 0 | 0 | 0 | 0 | 0 | 0 | 0 | 0 | 0 | 0 | 0 | 0 | 0 | 0 | 0 | 0 | 0 | 0 | 0 | 0 | 0 | 0 | 0 | 0 | 0 | 0 | 0 | 2264.95 | 2276.0768 | 2289.9918 | 2304.893 | 2320.7026 | 2336.9523 | 2353.8928 | 2370.9845 | 2388.2546 | 2407.1979 | 2424.9766 | 2442.8026 | 2459.5768 | 2475.4241 | 2491.0644 | 2506.0226 | 2521.4927 | 2535.6221 | 2549.1204 | 2562.0927 | 2574.2163 | 2585.5417 | 2596.1174 | 0 | 0 | 0 | 939.0207 | 943.6337 | 949.4027 | 955.5806 | 962.1351 | 968.872 | 975.8953 | 982.9813 | 990.1413 | 997.995 | 1005.3658 | 1012.7562 | 1019.7106 | 1026.2807 | 1032.765 | 1038.9665 | 1045.3802 | 1051.238 | 1056.8343 | 1062.2125 | 1067.2387 | 1071.9341 | 1076.3187 | 0 | 0 | 0
WA_Industrial_Primary Metals_Existing_Space Heating_Natural Gas_Insulation - Ducting_A | WA | Industrial | Primary Metals | Existing | Space Heating | Natural Gas | Insulation - Ducting | A | IM163 | ~2°F thermal losses | 50% reduction in thermal losses | 20 | 0.0016852 | 0 | 0 | 1.52 | 0 | 0 | 0 | 0.76105 |  | sqft | 40% | 60% | Retrofit | Retro5Med | 85.36% | TBD | 0.2% | 92900.7848 |  | 67826.1227 |  | 0.0013286 | MA TRM - 2019-2021 - COM-HVAC-DI | MEMD - MMD8.25.01.FESH23.v01 | Building Energy Simulation Tool | ~2°F thermal losses | ~2°F thermal losses | ~2°F thermal losses | ~2°F thermal losses | ~2°F thermal losses | ~2°F thermal losses | ~2°F thermal losses | ~2°F thermal losses | ~2°F thermal losses | ~2°F thermal losses | ~2°F thermal losses | ~2°F thermal losses | ~2°F thermal losses | ~2°F thermal losses | ~2°F thermal losses | ~2°F thermal losses | ~2°F thermal losses | ~2°F thermal losses | ~2°F thermal losses | ~2°F thermal losses | ~2°F thermal losses | ~2°F thermal losses | ~2°F thermal losses | ~2°F thermal losses | ~2°F thermal losses | ~2°F thermal losses | ~2°F thermal losses | ~2°F thermal losses | ~2°F thermal losses | ~2°F thermal losses | ~2°F thermal losses | 50% reduction in thermal losses | 50% reduction in thermal losses | 50% reduction in thermal losses | 50% reduction in thermal losses | 50% reduction in thermal losses | 50% reduction in thermal losses | 50% reduction in thermal losses | 50% reduction in thermal losses | 50% reduction in thermal losses | 50% reduction in thermal losses | 50% reduction in thermal losses | 50% reduction in thermal losses | 50% reduction in thermal losses | 50% reduction in thermal losses | 50% reduction in thermal losses | 50% reduction in thermal losses | 50% reduction in thermal losses | 50% reduction in thermal losses | 50% reduction in thermal losses | 50% reduction in thermal losses | 50% reduction in thermal losses | 50% reduction in thermal losses | 50% reduction in thermal losses | 50% reduction in thermal losses | 50% reduction in thermal losses | 50% reduction in thermal losses | 50% reduction in thermal losses | 50% reduction in thermal losses | 50% reduction in thermal losses | 50% reduction in thermal losses | 50% reduction in thermal losses | 1.52 | 1.52 | 1.52 | 1.52 | 1.52 | 1.52 | 1.52 | 1.52 | 1.52 | 1.52 | 1.52 | 1.52 | 1.52 | 1.52 | 1.52 | 1.52 | 1.52 | 1.52 | 1.52 | 1.52 | 1.52 | 1.52 | 1.52 | 1.52 | 1.52 | 1.52 | 1.52 | 1.52 | 1.52 | 1.52 | 1.52 | 0 | 0 | 0 | 0 | 0 | 0.001616 | 0.0015797 | 0.0015302 | 0.0014718 | 0.0014055 | 0.0013322 | 0.0012582 | 0.0011866 | 0.0011158 | 0.0010566 | 0.0010017 | 0.00095795 | 0.00092023 | 0.0008873 | 0.00086362 | 0.0008418 | 0.00082284 | 0.00080619 | 0.00079259 | 0.00077997 | 0.00077026 | 0.00076159 | 0.00075335 | 0.00131 | 0.0013019 | 0.0012943 | 0.00071407 | 0.0008566 | 0.0010094 | 0.0011277 | 0.0012293 | 0.0013449 | 0.0013897 | 0.0013361 | 0.0011653 | 0.00095211 | 0.0006918 | 0.00043792 | 0.00024303 | 0.00011182 | 4.6101e-05 | 1.6273e-05 | 4.9492e-06 | 1.053e-06 | 1.6959e-07 | 1.9969e-08 | 0 | 0 | 0 | 0 | 0 | 0 | 0.00071407 | 0.0015546 | 0.0025153 | 0.003547 | 0.0046164 | 0.0057205 | 0.0067926 | 0.0077419 | 0.0084458 | 0.0089497 | 0.009176 | 0.0092133 | 0.0090936 | 0.00888 | 0.0086891 | 0.0084858 | 0.0082997 | 0.0081328 | 0.0079957 | 0.0078684 | 0.0077705 | 0.0076831 | 0.0075999 | 0 | 0 | 0 | 441.8772 | 542.257 | 659.6506 | 766.1644 | 874.6301 | 1009.5624 | 1104.4792 | 1126.0126 | 1044.2813 | 901.0755 | 690.6407 | 457.14 | 264.1002 | 126.0251 | 53.3815 | 19.3312 | 6.0147 | 1.3062 | 0.21397 | 0.025602 | 0 | 0 | 0 | 0 | 0 | 0 | 441.8772 | 984.1342 | 1643.7847 | 2409.9491 | 3284.5792 | 4294.1416 | 5398.6208 | 6524.6334 | 7568.9147 | 8469.9902 | 9160.6309 | 9617.7709 | 9881.8711 | 10007.8961 | 10061.2776 | 10080.6088 | 10086.6235 | 10087.9296 | 10088.1436 | 10088.1692 | 10088.1692 | 10088.1692 | 10088.1692 | 10088.1692 | 10088.1692 | 10088.1692 | 0.00060839 | 0.00073205 | 0.00086651 | 0.00097343 | 0.0010683 | 0.0011781 | 0.0012278 | 0.001191 | 0.0010488 | 0.00086413 | 0.00063319 | 0.00040356 | 0.0002252 | 0.00010411 | 4.3045e-05 | 1.5233e-05 | 4.6426e-06 | 9.8953e-07 | 1.5967e-07 | 1.8837e-08 | 0 | 0 | 0 | 0 | 0 | 0 | 0.00060839 | 0.0013286 | 0.0021593 | 0.0030619 | 0.0040118 | 0.0050111 | 0.0060013 | 0.0069012 | 0.0076016 | 0.0081227 | 0.0083986 | 0.0084905 | 0.0084264 | 0.0082679 | 0.008113 | 0.0079436 | 0.0077856 | 0.0076425 | 0.0075281 | 0.0074226 | 0.0073417 | 0.0072698 | 0.0072026 | 0 | 0 | 0 | 375.5956 | 460.9184 | 560.703 | 651.2397 | 743.4356 | 858.1281 | 938.8073 | 957.1107 | 887.6391 | 765.9142 | 587.0446 | 388.569 | 224.4851 | 107.1213 | 45.3742 | 16.4315 | 5.1125 | 1.1102 | 0.18187 | 0.021762 | 0 | 0 | 0 | 0 | 0 | 0 | 375.5956 | 836.5141 | 1397.217 | 2048.4567 | 2791.8923 | 3650.0204 | 4588.8277 | 5545.9384 | 6433.5775 | 7199.4917 | 7786.5363 | 8175.1053 | 8399.5904 | 8506.7117 | 8552.086 | 8568.5175 | 8573.63 | 8574.7402 | 8574.9221 | 8574.9438 | 8574.9438 | 8574.9438 | 8574.9438 | 8574.9438 | 8574.9438 | 8574.9438 | 0 | 0 | 0 | 0 | 0 | 0 | 0 | 0 | 0 | 0 | 0 | 0 | 0 | 0 | 0 | 0 | 0 | 0 | 0 | 0 | 0 | 0 | 0 | 0 | 0 | 0 | 0 | 0 | 0 | 0 | 0 | 0 | 0 | 0 | 0 | 0 | 0 | 0 | 0 | 0 | 0 | 0 | 0 | 0 | 0 | 0 | 0 | 0 | 0 | 0 | 0 | 0 | 0 | 0 | 0 | 0 | 0 | 0 | 0 | 0 | 0 | 0 | 0 | 0 | 0 | 0 | 0 | 0 | 0 | 0 | 0 | 0 | 0 | 0 | 0 | 0 | 0 | 0 | 0 | 0 | 0 | 0 | 0 | 0 | 0 | 0 | 0 | 0 | 0 | 0 | 0 | 0 | 0 | 0 | 0 | 0 | 0 | 0 | 0 | 0 | 0 | 0 | 0 | 0 | 0 | 0 | 0 | 0 | 0 | 0 | 0 | 0 | 0 | 0 | 0 | 0 | 0 | 0 | 0 | 0 | 0 | 0 | 0 | 0 | 0 | 0 | 0 | 0 | 0 | 0 | 0 | 0 | 0 | 0 | 0 | 0 | 0 | 0 | 0 | 0 | 0 | 0 | 0 | 0 | 0 | 0 | 0 | 0 | 0 | 0 | 0 | 0 | 0 | 0 | 0 | 0 | 0 | 0 | 0 | 0 | 0 | 0 | 0 | 0 | 0 | 0 | 0 | 0 | 0 | 0 | 0 | 0 | 0 | 0 | 0 | 0 | 0 | 0 | 0 | 0 | 0 | 0 | 0 | 0 | 0 | 0 | 0 | 0 | 0 | 0 | 0 | 0 | 0 | 0 | 0 | 0 | 0 | 0 | 0 | 0 | 0 | 0 | 0 | 0 | 0 | 0 | 0 | 0 | 84863.365 | 85636.2898 | 86640.1016 | 87683.2795 | 88756.1653 | 89831.4423 | 90923.8694 | 91976.5885 | 92989.8962 | 94035.2852 | 94968.9433 | 95867.0471 | 96725.6896 | 97547.9937 | 98393.9839 | 99227.8908 | 100071.4039 | 100955.7537 | 101820.0685 | 102665.8439 | 103470.8503 | 104236.4171 | 104963.9046 | 105654.6936 | 106310.1751 | 106931.742 | 61958.0665 | 62522.3728 | 63255.2478 | 64016.8637 | 64800.1691 | 65585.2202 | 66382.7926 | 67151.3743 | 67891.1823 | 68654.4124 | 69336.0688 | 69991.7672 | 70618.6552 | 71219.0129 | 71836.6636 | 72445.4924 | 73061.3346 | 73706.9913 | 74338.0207 | 74955.5146 | 75543.2433 | 76102.1775 | 76633.3104 | 77137.6499 | 77616.2117 | 78070.0128
WA_Industrial_Primary Metals_Existing_Space Heating_Natural Gas_HVAC - Duct Repair and Sealing_A | WA | Industrial | Primary Metals | Existing | Space Heating | Natural Gas | HVAC - Duct Repair and Sealing | A | IM164 | Poorly sealed/leaky ducts | 30% reduced duct leaking | 20 | 0.0039673 | 0 | 0 | 0.07 | 0 | 0 | 0 | 0.035 |  | sqft | 15% | 50% | Retrofit | RetroEven20 | 76.5% | TBD | 0.2% | 2048.2895 |  | 1326.8113 |  | 0.0057272 | MA TRM - 2019-2021 - COM-HVAC-DS | RS Means Cost Calculator 2019 IRP DSM TRM Extract | Building Energy Simulation Tool | Poorly sealed/leaky ducts | Poorly sealed/leaky ducts | Poorly sealed/leaky ducts | Poorly sealed/leaky ducts | Poorly sealed/leaky ducts | Poorly sealed/leaky ducts | Poorly sealed/leaky ducts | Poorly sealed/leaky ducts | Poorly sealed/leaky ducts | Poorly sealed/leaky ducts | Poorly sealed/leaky ducts | Poorly sealed/leaky ducts | Poorly sealed/leaky ducts | Poorly sealed/leaky ducts | Poorly sealed/leaky ducts | Poorly sealed/leaky ducts | Poorly sealed/leaky ducts | Poorly sealed/leaky ducts | Poorly sealed/leaky ducts | Poorly sealed/leaky ducts | Poorly sealed/leaky ducts | Poorly sealed/leaky ducts | Poorly sealed/leaky ducts | Poorly sealed/leaky ducts | Poorly sealed/leaky ducts | Poorly sealed/leaky ducts | Poorly sealed/leaky ducts | Poorly sealed/leaky ducts | Poorly sealed/leaky ducts | Poorly sealed/leaky ducts | Poorly sealed/leaky ducts | 30% reduced duct leaking | 30% reduced duct leaking | 30% reduced duct leaking | 30% reduced duct leaking | 30% reduced duct leaking | 30% reduced duct leaking | 30% reduced duct leaking | 30% reduced duct leaking | 30% reduced duct leaking | 30% reduced duct leaking | 30% reduced duct leaking | 30% reduced duct leaking | 30% reduced duct leaking | 30% reduced duct leaking | 30% reduced duct leaking | 30% reduced duct leaking | 30% reduced duct leaking | 30% reduced duct leaking | 30% reduced duct leaking | 30% reduced duct leaking | 30% reduced duct leaking | 30% reduced duct leaking | 30% reduced duct leaking | 30% reduced duct leaking | 30% reduced duct leaking | 30% reduced duct leaking | 30% reduced duct leaking | 30% reduced duct leaking | 30% reduced duct leaking | 30% reduced duct leaking | 30% reduced duct leaking | 0.07 | 0.07 | 0.07 | 0.07 | 0.07 | 0.07 | 0.07 | 0.07 | 0.07 | 0.07 | 0.07 | 0.07 | 0.07 | 0.07 | 0.07 | 0.07 | 0.07 | 0.07 | 0.07 | 0.07 | 0.07 | 0.07 | 0.07 | 0.07 | 0.07 | 0.07 | 0.07 | 0.07 | 0.07 | 0.07 | 0.07 | 0 | 0 | 0 | 0 | 0 | 0.0038084 | 0.0037291 | 0.0036212 | 0.0034948 | 0.0033512 | 0.0031925 | 0.0030314 | 0.0028741 | 0.0027175 | 0.0025843 | 0.0024599 | 0.0023594 | 0.0022721 | 0.0021954 | 0.0021392 | 0.0020873 | 0.002042 | 0.0020021 | 0.0019692 | 0.0019386 | 0.0019148 | 0.0018936 | 0.0018733 | 0.0030839 | 0.0030649 | 0.0030471 | 0.0034244 | 0.0033512 | 0.0032351 | 0.0031238 | 0.002998 | 0.0028198 | 0.0026701 | 0.0025264 | 0.0023509 | 0.0022442 | 0.0021158 | 0.0020296 | 0.0019447 | 0.0018622 | 0.0018167 | 0.0017654 | 0.0017203 | 0.0016805 | 0.0016473 | 0.0016166 | 0 | 0 | 0 | 0 | 0 | 0 | 0.0034244 | 0.0067043 | 0.0097456 | 0.012529 | 0.015012 | 0.017121 | 0.018927 | 0.020471 | 0.021707 | 0.022888 | 0.023901 | 0.024954 | 0.025976 | 0.026961 | 0.028087 | 0.029172 | 0.030259 | 0.031348 | 0.03248 | 0.033593 | 0.03318 | 0.032811 | 0.03246 | 0 | 0 | 0 | 899.1687 | 898.6752 | 893.3754 | 893.8584 | 894.5975 | 883.2371 | 880.8235 | 879.035 | 865.0763 | 868.3791 | 860.098 | 860.2096 | 855.8802 | 848.2458 | 849.2506 | 845.7387 | 842.4493 | 839.3798 | 836.5273 | 833.8893 | 0 | 0 | 0 | 0 | 0 | 0 | 899.1687 | 1797.844 | 2691.2194 | 3585.0779 | 4479.6754 | 5362.9125 | 6243.736 | 7122.771 | 7987.8472 | 8856.2264 | 9716.3244 | 10576.534 | 11432.4142 | 12280.66 | 13129.9105 | 13975.6492 | 14818.0986 | 15657.4783 | 16494.0056 | 17327.8949 | 17327.8949 | 17327.8949 | 17327.8949 | 17327.8949 | 17327.8949 | 17327.8949 | 0.0029172 | 0.0028628 | 0.002775 | 0.0026931 | 0.0026004 | 0.0024635 | 0.0023508 | 0.0022424 | 0.002105 | 0.002025 | 0.0019241 | 0.0018575 | 0.0017889 | 0.0017207 | 0.0016831 | 0.0016395 | 0.0016008 | 0.0015664 | 0.0015382 | 0.0015124 | 0 | 0 | 0 | 0 | 0 | 0 | 0.0029172 | 0.0057272 | 0.0083594 | 0.010801 | 0.013021 | 0.014958 | 0.016664 | 0.01817 | 0.019437 | 0.020652 | 0.021736 | 0.022839 | 0.023896 | 0.024912 | 0.026022 | 0.027092 | 0.028157 | 0.029218 | 0.030329 | 0.031427 | 0.031089 | 0.030788 | 0.030507 | 0 | 0 | 0 | 764.2934 | 763.874 | 759.3691 | 759.7797 | 760.4079 | 750.7515 | 748.7 | 747.1798 | 735.3148 | 738.1223 | 731.0833 | 731.1782 | 727.4981 | 721.0089 | 721.863 | 718.8779 | 716.0819 | 713.4728 | 711.0482 | 708.8059 | 0 | 0 | 0 | 0 | 0 | 0 | 764.2934 | 1528.1674 | 2287.5365 | 3047.3162 | 3807.7241 | 4558.4756 | 5307.1756 | 6054.3553 | 6789.6701 | 7527.7924 | 8258.8757 | 8990.0539 | 9717.5521 | 10438.561 | 11160.4239 | 11879.3018 | 12595.3838 | 13308.8566 | 14019.9048 | 14728.7107 | 14728.7107 | 14728.7107 | 14728.7107 | 14728.7107 | 14728.7107 | 14728.7107 | 0 | 0 | 0 | 0 | 0 | 0 | 0 | 0 | 0 | 0 | 0 | 0 | 0 | 0 | 0 | 0 | 0 | 0 | 0 | 0 | 0 | 0 | 0 | 0 | 0 | 0 | 0 | 0 | 0 | 0 | 0 | 0 | 0 | 0 | 0 | 0 | 0 | 0 | 0 | 0 | 0 | 0 | 0 | 0 | 0 | 0 | 0 | 0 | 0 | 0 | 0 | 0 | 0 | 0 | 0 | 0 | 0 | 0 | 0 | 0 | 0 | 0 | 0 | 0 | 0 | 0 | 0 | 0 | 0 | 0 | 0 | 0 | 0 | 0 | 0 | 0 | 0 | 0 | 0 | 0 | 0 | 0 | 0 | 0 | 0 | 0 | 0 | 0 | 0 | 0 | 0 | 0 | 0 | 0 | 0 | 0 | 0 | 0 | 0 | 0 | 0 | 0 | 0 | 0 | 0 | 0 | 0 | 0 | 0 | 0 | 0 | 0 | 0 | 0 | 0 | 0 | 0 | 0 | 0 | 0 | 0 | 0 | 0 | 0 | 0 | 0 | 0 | 0 | 0 | 0 | 0 | 0 | 0 | 0 | 0 | 0 | 0 | 0 | 0 | 0 | 0 | 0 | 0 | 0 | 0 | 0 | 0 | 0 | 0 | 0 | 0 | 0 | 0 | 0 | 0 | 0 | 0 | 0 | 0 | 0 | 0 | 0 | 0 | 0 | 0 | 0 | 0 | 0 | 0 | 0 | 0 | 0 | 0 | 0 | 0 | 0 | 0 | 0 | 0 | 0 | 0 | 0 | 0 | 0 | 0 | 0 | 0 | 0 | 0 | 0 | 0 | 0 | 0 | 0 | 0 | 0 | 0 | 0 | 0 | 0 | 0 | 0 | 0 | 0 | 0 | 0 | 0 | 0 | 1871.0793 | 1888.1209 | 1910.2531 | 1933.2532 | 1956.9083 | 1980.6162 | 2004.7022 | 2027.9127 | 2050.2542 | 2073.3031 | 2093.8885 | 2113.6901 | 2132.6215 | 2150.7518 | 2169.4043 | 2187.7904 | 2206.3883 | 2225.8866 | 2244.9431 | 2263.5909 | 2281.3398 | 2298.2191 | 2314.2588 | 2329.4895 | 2343.9416 | 2357.646 | 1212.0207 | 1223.0596 | 1237.3961 | 1252.2948 | 1267.6178 | 1282.9749 | 1298.577 | 1313.6119 | 1328.084 | 1343.0143 | 1356.3488 | 1369.1756 | 1381.4387 | 1393.1829 | 1405.2653 | 1417.1752 | 1429.2223 | 1441.8526 | 1454.1968 | 1466.2762 | 1477.7733 | 1488.7071 | 1499.0971 | 1508.963 | 1518.3246 | 1527.2018
WA_Industrial_Primary Metals_Existing_Space Heating_Natural Gas_Windows - High Efficiency_A | WA | Industrial | Primary Metals | Existing | Space Heating | Natural Gas | Windows - High Efficiency | A | IM165 | U-.5 or worse | U-.22 or better | 45 | 0.0057775 | 0 | 0 | 0.23 | 0.01 | 0 | 0 | 0.11455 |  | sqft | 45% | 100% | Retrofit | Retro1Slow | 81.8% | TBD | 0.2% | 3978.3028 |  | 1999.1511 |  | 0.010038 | RTF Wkbk - ComWeatherizationSchool_v3_1 | RTF Wkbk - ComWeatherizationSchool_v3_1 | Building Energy Simulation Tool | U-.5 or worse | U-.5 or worse | U-.5 or worse | U-.5 or worse | U-.5 or worse | U-.5 or worse | U-.5 or worse | U-.5 or worse | U-.5 or worse | U-.5 or worse | U-.5 or worse | U-.5 or worse | U-.5 or worse | U-.5 or worse | U-.5 or worse | U-.5 or worse | U-.5 or worse | U-.5 or worse | U-.5 or worse | U-.5 or worse | U-.5 or worse | U-.5 or worse | U-.5 or worse | U-.5 or worse | U-.5 or worse | U-.5 or worse | U-.5 or worse | U-.5 or worse | U-.5 or worse | U-.5 or worse | U-.5 or worse | U-.22 or better | U-.22 or better | U-.22 or better | U-.22 or better | U-.22 or better | U-.22 or better | U-.22 or better | U-.22 or better | U-.22 or better | U-.22 or better | U-.22 or better | U-.22 or better | U-.22 or better | U-.22 or better | U-.22 or better | U-.22 or better | U-.22 or better | U-.22 or better | U-.22 or better | U-.22 or better | U-.22 or better | U-.22 or better | U-.22 or better | U-.22 or better | U-.22 or better | U-.22 or better | U-.22 or better | U-.22 or better | U-.22 or better | U-.22 or better | U-.22 or better | 0.23 | 0.23 | 0.23 | 0.23 | 0.23 | 0.23 | 0.23 | 0.23 | 0.23 | 0.23 | 0.23 | 0.23 | 0.23 | 0.23 | 0.23 | 0.23 | 0.23 | 0.23 | 0.23 | 0.23 | 0.23 | 0.23 | 0.23 | 0.23 | 0.23 | 0.23 | 0.23 | 0.23 | 0.23 | 0.23 | 0.23 | 0 | 0 | 0 | 0 | 0 | 0.0056315 | 0.0055197 | 0.0053683 | 0.005184 | 0.0049692 | 0.0047262 | 0.0044787 | 0.0042352 | 0.0039906 | 0.0037856 | 0.0035918 | 0.0034369 | 0.0033031 | 0.003186 | 0.0031036 | 0.0030277 | 0.0029616 | 0.0029063 | 0.0028618 | 0.0028207 | 0.0027939 | 0.0027705 | 0.0027482 | 0 | 0 | 0 | 0.0039958 | 0.0078243 | 0.013432 | 0.02111 | 0.03074 | 0.041342 | 0.053144 | 0.065016 | 0.074567 | 0.083735 | 0.088284 | 0.08988 | 0.086305 | 0.077773 | 0.066689 | 0.053581 | 0.039923 | 0.027024 | 0.016943 | 0.010857 | 0 | 0 | 0 | 0 | 0 | 0 | 0.0039958 | 0.011741 | 0.024851 | 0.045107 | 0.073978 | 0.1117 | 0.159 | 0.21537 | 0.2775 | 0.34698 | 0.41749 | 0.48938 | 0.55663 | 0.61467 | 0.66546 | 0.70277 | 0.72734 | 0.74078 | 0.74639 | 0.74652 | 0.73944 | 0.73324 | 0.72734 | 0 | 0 | 0 | 709.5353 | 1417.5361 | 2502.0565 | 4072.1382 | 6186.0479 | 8747.2327 | 11866.1237 | 15351.5483 | 18685.709 | 22119.0197 | 24579.4487 | 26151.299 | 26128.3071 | 24410.6348 | 21487.8309 | 17696.7147 | 13480.1484 | 9298.4064 | 5920.4603 | 3848.9938 | 0 | 0 | 0 | 0 | 0 | 0 | 709.5353 | 2127.0714 | 4629.1279 | 8701.266 | 14887.3139 | 23634.5466 | 35500.6703 | 50852.2186 | 69537.9276 | 91656.9472 | 116236.3959 | 142387.6949 | 168516.002 | 192926.6368 | 214414.4677 | 232111.1824 | 245591.3308 | 254889.7372 | 260810.1975 | 264659.1913 | 264659.1913 | 264659.1913 | 264659.1913 | 264659.1913 | 264659.1913 | 264659.1913 | 0.0034052 | 0.0066897 | 0.011538 | 0.018239 | 0.026744 | 0.036265 | 0.047029 | 0.058064 | 0.067256 | 0.076175 | 0.081014 | 0.083063 | 0.080219 | 0.072652 | 0.062489 | 0.050348 | 0.037601 | 0.025504 | 0.016025 | 0.010291 | 0 | 0 | 0 | 0 | 0 | 0 | 0.0034052 | 0.010038 | 0.021347 | 0.038973 | 0.064362 | 0.097986 | 0.1407 | 0.19234 | 0.25029 | 0.31566 | 0.38312 | 0.45226 | 0.51737 | 0.5742 | 0.62354 | 0.66036 | 0.68505 | 0.69911 | 0.70593 | 0.70759 | 0.70199 | 0.69714 | 0.69264 | 0 | 0 | 0 | 603.105 | 1204.9057 | 2126.748 | 3461.3174 | 5258.1407 | 7435.1478 | 10086.2051 | 13048.8161 | 15882.8526 | 18801.1667 | 20892.5314 | 22228.6041 | 22209.061 | 20749.0395 | 18264.6563 | 15042.2075 | 11458.1261 | 7903.6454 | 5032.3913 | 3271.6447 | 0 | 0 | 0 | 0 | 0 | 0 | 603.105 | 1808.0107 | 3934.7587 | 7396.0761 | 12654.2168 | 20089.3646 | 30175.5698 | 43224.3858 | 59107.2385 | 77908.4052 | 98800.9366 | 121029.5407 | 143238.6017 | 163987.6413 | 182252.2976 | 197294.5051 | 208752.6312 | 216656.2766 | 221688.6679 | 224960.3126 | 224960.3126 | 224960.3126 | 224960.3126 | 224960.3126 | 224960.3126 | 224960.3126 | 0 | 0 | 0 | 0 | 0 | 0 | 0 | 0 | 0 | 0 | 0 | 0 | 0 | 0 | 0 | 0 | 0 | 0 | 0 | 0 | 0 | 0 | 0 | 0 | 0 | 0 | 0 | 0 | 0 | 0 | 0 | 0 | 0 | 0 | 0 | 0 | 0 | 0 | 0 | 0 | 0 | 0 | 0 | 0 | 0 | 0 | 0 | 0 | 0 | 0 | 0 | 0 | 0 | 0 | 0 | 0 | 0 | 0 | 0 | 0 | 0 | 0 | 0 | 0 | 0 | 0 | 0 | 0 | 0 | 0 | 0 | 0 | 0 | 0 | 0 | 0 | 0 | 0 | 0 | 0 | 0 | 0 | 0 | 0 | 0 | 0 | 0 | 0 | 0 | 0 | 0 | 0 | 0 | 0 | 0 | 0 | 0 | 0 | 0 | 0 | 0 | 0 | 0 | 0 | 0 | 0 | 0 | 0 | 0 | 0 | 0 | 0 | 0 | 0 | 0 | 0 | 0 | 0 | 0 | 0 | 0 | 0 | 0 | 0 | 0 | 0 | 0 | 0 | 0 | 0 | 0 | 0 | 0 | 0 | 0 | 0 | 0 | 0 | 0 | 0 | 0 | 0 | 0 | 0 | 0 | 0 | 0 | 0 | 0 | 0 | 0 | 0 | 0 | 0 | 0 | 0 | 0 | 0 | 0 | 0 | 0 | 0 | 0 | 0 | 0 | 0 | 0 | 0 | 0 | 0 | 0 | 0 | 0 | 0 | 0 | 0 | 0 | 0 | 0 | 0 | 0 | 0 | 0 | 0 | 0 | 0 | 0 | 0 | 0 | 0 | 0 | 0 | 0 | 0 | 0 | 0 | 0 | 0 | 0 | 0 | 0 | 0 | 0 | 0 | 0 | 0 | 0 | 0 | 3761.7885 | 3780.2686 | 3803.3796 | 3828.1285 | 3854.3863 | 3881.3749 | 3909.5108 | 3937.898 | 3966.5813 | 3998.0438 | 4027.5719 | 4057.1785 | 4085.0382 | 4111.3587 | 4137.3351 | 4162.1788 | 4187.8725 | 4211.3396 | 4233.7587 | 4255.304 | 4275.4397 | 4294.2497 | 4311.8145 | 0 | 0 | 0 | 1890.3497 | 1899.6362 | 1911.2498 | 1923.6865 | 1936.8814 | 1950.4435 | 1964.5822 | 1978.8471 | 1993.2609 | 2009.0712 | 2023.9095 | 2038.7872 | 2052.7871 | 2066.0135 | 2079.067 | 2091.5513 | 2104.4627 | 2116.2553 | 2127.5211 | 2138.348 | 2148.4664 | 2157.9187 | 2166.7452 | 0 | 0 | 0
WA_Industrial_Primary Metals_Existing_Space Heating_Natural Gas_Gas Boiler - Maintenance_A | WA | Industrial | Primary Metals | Existing | Space Heating | Natural Gas | Gas Boiler - Maintenance | A | IM166 | Degrade performance | General cleaning and maintenance | 3 | 29.3328 | 0 | 0 | 0.17 | 0 | 0 | 0 | 0.0874 |  | employee | 20% | 30% | Retrofit | Retro20Fast | 83.83% | TBD | 0.2% | 1.0342 |  | 0.93216 |  | 0.0054866 | IL TRM - 4.3.10 - CI-HWE-DBTU-V01-180101 | IL TRM - 4.3.10 - CI-HWE-DBTU-V01-180101 | IL TRM - 4.3.10 - CI-HWE-DBTU-V01-180101 | Degrade performance | Degrade performance | Degrade performance | Degrade performance | Degrade performance | Degrade performance | Degrade performance | Degrade performance | Degrade performance | Degrade performance | Degrade performance | Degrade performance | Degrade performance | Degrade performance | Degrade performance | Degrade performance | Degrade performance | Degrade performance | Degrade performance | Degrade performance | Degrade performance | Degrade performance | Degrade performance | Degrade performance | Degrade performance | Degrade performance | Degrade performance | Degrade performance | Degrade performance | Degrade performance | Degrade performance | General cleaning and maintenance | General cleaning and maintenance | General cleaning and maintenance | General cleaning and maintenance | General cleaning and maintenance | General cleaning and maintenance | General cleaning and maintenance | General cleaning and maintenance | General cleaning and maintenance | General cleaning and maintenance | General cleaning and maintenance | General cleaning and maintenance | General cleaning and maintenance | General cleaning and maintenance | General cleaning and maintenance | General cleaning and maintenance | General cleaning and maintenance | General cleaning and maintenance | General cleaning and maintenance | General cleaning and maintenance | General cleaning and maintenance | General cleaning and maintenance | General cleaning and maintenance | General cleaning and maintenance | General cleaning and maintenance | General cleaning and maintenance | General cleaning and maintenance | General cleaning and maintenance | General cleaning and maintenance | General cleaning and maintenance | General cleaning and maintenance | 0.17 | 0.17 | 0.17 | 0.17 | 0.17 | 0.17 | 0.17 | 0.17 | 0.17 | 0.17 | 0.17 | 0.17 | 0.17 | 0.17 | 0.17 | 0.17 | 0.17 | 0.17 | 0.17 | 0.17 | 0.17 | 0.17 | 0.17 | 0.17 | 0.17 | 0.17 | 0.17 | 0.17 | 0.17 | 0.17 | 0.17 | 0 | 0 | 0 | 0 | 0 | 28.7757 | 28.5281 | 28.2588 | 27.978 | 27.6871 | 27.3901 | 27.0897 | 26.7849 | 26.4659 | 26.1286 | 25.8002 | 25.4766 | 25.178 | 24.8889 | 24.6203 | 24.3637 | 24.1 | 23.8585 | 23.6287 | 23.4014 | 23.1907 | 23.008 | 22.8344 | 24.8946 | 24.7923 | 24.699 | 0.0038192 | 0.0026525 | 0.0018082 | 0.001395 | 0.0012105 | 0.0010231 | 0.00086448 | 0.00072472 | 0.00059458 | 0.0004942 | 0.00040331 | 0.0003102 | 0.00023755 | 0.00018125 | 0.0001398 | 0.0001265 | 9.7549e-05 | 8.2855e-05 | 6.8588e-05 | 5.4692e-05 | 0 | 0 | 0 | 0 | 0 | 0 | 0.0038192 | 0.0064389 | 0.0081863 | 0.0094999 | 0.010612 | 0.011521 | 0.012259 | 0.012846 | 0.013287 | 0.013612 | 0.013844 | 0.013981 | 0.014055 | 0.014075 | 0.014062 | 0.014042 | 0.013988 | 0.013931 | 0.013865 | 0.013786 | 0.013662 | 0.013555 | 0.013452 | 0 | 0 | 0 | 0.13272 | 0.092978 | 0.063986 | 0.04986 | 0.043721 | 0.037353 | 0.031912 | 0.027057 | 0.022466 | 0.018914 | 0.015632 | 0.012176 | 0.0094348 | 0.0072823 | 0.0056782 | 0.0051922 | 0.0040477 | 0.0034728 | 0.0029028 | 0.0023371 | 0 | 0 | 0 | 0 | 0 | 0 | 0.13272 | 0.2257 | 0.28969 | 0.33955 | 0.38327 | 0.42062 | 0.45253 | 0.47959 | 0.50206 | 0.52097 | 0.5366 | 0.54878 | 0.55821 | 0.5655 | 0.57117 | 0.57637 | 0.58041 | 0.58389 | 0.58679 | 0.58913 | 0.58913 | 0.58913 | 0.58913 | 0.58913 | 0.58913 | 0.58913 | 0.0032503 | 0.0022602 | 0.0015436 | 0.0011931 | 0.0010374 | 0.00087856 | 0.00074382 | 0.00062477 | 0.00051363 | 0.00042775 | 0.00034977 | 0.00026949 | 0.00020658 | 0.00015775 | 0.00012172 | 0.00011019 | 8.4999e-05 | 7.2225e-05 | 5.9854e-05 | 4.7785e-05 | 0 | 0 | 0 | 0 | 0 | 0 | 0.0032503 | 0.0054866 | 0.0069883 | 0.0081252 | 0.0090939 | 0.0098934 | 0.010548 | 0.011074 | 0.011478 | 0.011782 | 0.012007 | 0.012146 | 0.012223 | 0.01225 | 0.012244 | 0.012231 | 0.012188 | 0.012143 | 0.012099 | 0.012045 | 0.011952 | 0.011873 | 0.011799 | 0 | 0 | 0 | 0.11282 | 0.079032 | 0.054388 | 0.042381 | 0.037163 | 0.03175 | 0.027125 | 0.022999 | 0.019096 | 0.016077 | 0.013287 | 0.010349 | 0.0080196 | 0.0061899 | 0.0048264 | 0.0044134 | 0.0034405 | 0.0029519 | 0.0024673 | 0.0019866 | 0 | 0 | 0 | 0 | 0 | 0 | 0.11282 | 0.19185 | 0.24624 | 0.28862 | 0.32578 | 0.35753 | 0.38465 | 0.40765 | 0.42675 | 0.44283 | 0.45611 | 0.46646 | 0.47448 | 0.48067 | 0.4855 | 0.48991 | 0.49335 | 0.4963 | 0.49877 | 0.50076 | 0.50076 | 0.50076 | 0.50076 | 0.50076 | 0.50076 | 0.50076 | 0.0032512 | 0.0022617 | 0.0015454 | 0.0011952 | 0.0010398 | 0.00088123 | 0.00074659 | 0.00062752 | 0.00051628 | 0.00043029 | 0.00035212 | 0.0002715 | 0.00020828 | 0.00015918 | 0.00012292 | 0.00011136 | 8.5977e-05 | 7.3119e-05 | 6.0605e-05 | 4.8391e-05 | 0 | 0 | 0 | 0 | 0 | 0 | 0.0032512 | 0.0054903 | 0.0069965 | 0.0081394 | 0.0091155 | 0.0099235 | 0.010587 | 0.011123 | 0.011538 | 0.011852 | 0.012087 | 0.012237 | 0.012323 | 0.012361 | 0.012365 | 0.012361 | 0.012329 | 0.012294 | 0.012251 | 0.012198 | 0.012105 | 0.012026 | 0.011953 | 0 | 0 | 0 | 0.11282 | 0.079032 | 0.054388 | 0.042381 | 0.037163 | 0.03175 | 0.027125 | 0.022999 | 0.019096 | 0.016077 | 0.013287 | 0.010349 | 0.0080196 | 0.0061899 | 0.0048264 | 0.0044134 | 0.0034405 | 0.0029519 | 0.0024673 | 0.0019866 | 0 | 0 | 0 | 0 | 0 | 0 | 0.11282 | 0.19185 | 0.24624 | 0.28862 | 0.32578 | 0.35753 | 0.38465 | 0.40765 | 0.42675 | 0.44283 | 0.45611 | 0.46646 | 0.47448 | 0.48067 | 0.4855 | 0.48991 | 0.49335 | 0.4963 | 0.49877 | 0.50076 | 0.50076 | 0.50076 | 0.50076 | 0.50076 | 0.50076 | 0.50076 | 0.0032503 | 0.0022602 | 0.0015436 | 0.0011931 | 0.0010374 | 0.00087856 | 0.00074382 | 0.00062477 | 0.00051363 | 0.00042775 | 0.00034977 | 0.00026949 | 0.00020658 | 0.00015775 | 0.00012172 | 0.00011019 | 8.4999e-05 | 7.2225e-05 | 5.9854e-05 | 4.7785e-05 | 0 | 0 | 0 | 0 | 0 | 0 | 0.0032503 | 0.0054866 | 0.0069883 | 0.0081252 | 0.0090939 | 0.0098934 | 0.010548 | 0.011074 | 0.011478 | 0.011782 | 0.012007 | 0.012146 | 0.012223 | 0.01225 | 0.012244 | 0.012231 | 0.012188 | 0.012143 | 0.012099 | 0.012045 | 0.011952 | 0.011873 | 0.011799 | 0 | 0 | 0 | 0.11282 | 0.079032 | 0.054388 | 0.042381 | 0.037163 | 0.03175 | 0.027125 | 0.022999 | 0.019096 | 0.016077 | 0.013287 | 0.010349 | 0.0080196 | 0.0061899 | 0.0048264 | 0.0044134 | 0.0034405 | 0.0029519 | 0.0024673 | 0.0019866 | 0 | 0 | 0 | 0 | 0 | 0 | 0.11282 | 0.19185 | 0.24624 | 0.28862 | 0.32578 | 0.35753 | 0.38465 | 0.40765 | 0.42675 | 0.44283 | 0.45611 | 0.46646 | 0.47448 | 0.48067 | 0.4855 | 0.48991 | 0.49335 | 0.4963 | 0.49877 | 0.50076 | 0.50076 | 0.50076 | 0.50076 | 0.50076 | 0.50076 | 0.50076 | 1.0053 | 1.0088 | 1.0122 | 1.0157 | 1.0193 | 1.0227 | 1.0261 | 1.0296 | 1.033 | 1.0366 | 1.04 | 1.0433 | 1.0466 | 1.0499 | 1.0532 | 1.0564 | 1.0598 | 1.063 | 1.0662 | 1.0694 | 1.0724 | 1.0751 | 1.0776 | 1.0799 | 1.082 | 1.0839 | 0.90609 | 0.90921 | 0.91234 | 0.9155 | 0.91868 | 0.92178 | 0.92488 | 0.92797 | 0.93104 | 0.93431 | 0.93733 | 0.94034 | 0.94332 | 0.94627 | 0.94925 | 0.95214 | 0.95517 | 0.95812 | 0.96099 | 0.96389 | 0.96656 | 0.969 | 0.97125 | 0.9733 | 0.97519 | 0.97691
WA_Industrial_Primary Metals_Existing_Process_Natural Gas_Gas Boiler - Maintenance_A | WA | Industrial | Primary Metals | Existing | Process | Natural Gas | Gas Boiler - Maintenance | A | IM167 | Degrade performance | General cleaning and maintenance | 3 | 28.0317 | 0 | 0 | 0.17 | 0 | 0 | 0 | 0.0874 |  | sqft | 20% | 30% | Retrofit | Retro20Fast | 83.83% | TBD | 0.2% | 1.0342 |  | 0.93216 |  | 0.19478 | IL TRM - 4.3.10 - CI-HWE-DBTU-V01-180101 | IL TRM - 4.3.10 - CI-HWE-DBTU-V01-180101 | IL TRM - 4.3.10 - CI-HWE-DBTU-V01-180101 | Degrade performance | Degrade performance | Degrade performance | Degrade performance | Degrade performance | Degrade performance | Degrade performance | Degrade performance | Degrade performance | Degrade performance | Degrade performance | Degrade performance | Degrade performance | Degrade performance | Degrade performance | Degrade performance | Degrade performance | Degrade performance | Degrade performance | Degrade performance | Degrade performance | Degrade performance | Degrade performance | Degrade performance | Degrade performance | Degrade performance | Degrade performance | Degrade performance | Degrade performance | Degrade performance | Degrade performance | General cleaning and maintenance | General cleaning and maintenance | General cleaning and maintenance | General cleaning and maintenance | General cleaning and maintenance | General cleaning and maintenance | General cleaning and maintenance | General cleaning and maintenance | General cleaning and maintenance | General cleaning and maintenance | General cleaning and maintenance | General cleaning and maintenance | General cleaning and maintenance | General cleaning and maintenance | General cleaning and maintenance | General cleaning and maintenance | General cleaning and maintenance | General cleaning and maintenance | General cleaning and maintenance | General cleaning and maintenance | General cleaning and maintenance | General cleaning and maintenance | General cleaning and maintenance | General cleaning and maintenance | General cleaning and maintenance | General cleaning and maintenance | General cleaning and maintenance | General cleaning and maintenance | General cleaning and maintenance | General cleaning and maintenance | General cleaning and maintenance | 0.17 | 0.17 | 0.17 | 0.17 | 0.17 | 0.17 | 0.17 | 0.17 | 0.17 | 0.17 | 0.17 | 0.17 | 0.17 | 0.17 | 0.17 | 0.17 | 0.17 | 0.17 | 0.17 | 0.17 | 0.17 | 0.17 | 0.17 | 0.17 | 0.17 | 0.17 | 0.17 | 0.17 | 0.17 | 0.17 | 0.17 | 0 | 0 | 0 | 0 | 0 | 28.0317 | 28.0317 | 28.0317 | 28.0317 | 28.0317 | 28.0317 | 28.0317 | 28.0317 | 28.0317 | 28.0317 | 28.0317 | 28.0317 | 28.0317 | 28.0317 | 28.0317 | 28.0317 | 28.0317 | 28.0317 | 28.0317 | 28.0317 | 28.0317 | 28.0317 | 28.0317 | 28.0317 | 28.0317 | 28.0317 | 0.13475 | 0.0944 | 0.064964 | 0.050622 | 0.044389 | 0.037924 | 0.0324 | 0.027471 | 0.022809 | 0.019203 | 0.015871 | 0.012362 | 0.009579 | 0.0073936 | 0.005765 | 0.0052716 | 0.0041095 | 0.0035259 | 0.0029471 | 0.0023729 | 0 | 0 | 0 | 0 | 0 | 0 | 0.13475 | 0.22915 | 0.29412 | 0.34474 | 0.38913 | 0.42705 | 0.45945 | 0.48692 | 0.50973 | 0.52893 | 0.54481 | 0.55717 | 0.56675 | 0.57414 | 0.57991 | 0.58518 | 0.58929 | 0.59281 | 0.59576 | 0.59813 | 0.59813 | 0.59813 | 0.59813 | 0 | 0 | 0 | 4.8072 | 3.3676 | 2.3175 | 1.8059 | 1.5835 | 1.3529 | 1.1558 | 0.97999 | 0.81369 | 0.68505 | 0.56618 | 0.441 | 0.34172 | 0.26376 | 0.20566 | 0.18806 | 0.1466 | 0.12578 | 0.10514 | 0.084649 | 0 | 0 | 0 | 0 | 0 | 0 | 4.8072 | 8.1748 | 10.4923 | 12.2982 | 13.8817 | 15.2346 | 16.3904 | 17.3704 | 18.1841 | 18.8692 | 19.4353 | 19.8763 | 20.2181 | 20.4818 | 20.6875 | 20.8755 | 21.0221 | 21.1479 | 21.2531 | 21.3377 | 21.3377 | 21.3377 | 21.3377 | 21.3377 | 21.3377 | 21.3377 | 0.11454 | 0.08024 | 0.05522 | 0.043028 | 0.037731 | 0.032235 | 0.02754 | 0.02335 | 0.019388 | 0.016323 | 0.01349 | 0.010508 | 0.0081421 | 0.0062845 | 0.0049002 | 0.0044808 | 0.0034931 | 0.002997 | 0.0025051 | 0.0020169 | 0 | 0 | 0 | 0 | 0 | 0 | 0.11454 | 0.19478 | 0.25 | 0.29303 | 0.33076 | 0.36299 | 0.39053 | 0.41388 | 0.43327 | 0.44959 | 0.46308 | 0.47359 | 0.48173 | 0.48802 | 0.49292 | 0.4974 | 0.50089 | 0.50389 | 0.5064 | 0.50841 | 0.50841 | 0.50841 | 0.50841 | 0 | 0 | 0 | 4.0861 | 2.8625 | 1.9699 | 1.535 | 1.346 | 1.1499 | 0.98245 | 0.83299 | 0.69164 | 0.5823 | 0.48125 | 0.37485 | 0.29046 | 0.22419 | 0.17481 | 0.15985 | 0.12461 | 0.10691 | 0.089365 | 0.071952 | 0 | 0 | 0 | 0 | 0 | 0 | 4.0861 | 6.9486 | 8.9185 | 10.4535 | 11.7995 | 12.9494 | 13.9319 | 14.7649 | 15.4565 | 16.0388 | 16.52 | 16.8949 | 17.1854 | 17.4095 | 17.5844 | 17.7442 | 17.8688 | 17.9757 | 18.0651 | 18.1371 | 18.1371 | 18.1371 | 18.1371 | 18.1371 | 18.1371 | 18.1371 | 0.11454 | 0.08024 | 0.05522 | 0.043028 | 0.037731 | 0.032235 | 0.02754 | 0.02335 | 0.019388 | 0.016323 | 0.01349 | 0.010508 | 0.0081421 | 0.0062845 | 0.0049002 | 0.0044808 | 0.0034931 | 0.002997 | 0.0025051 | 0.0020169 | 0 | 0 | 0 | 0 | 0 | 0 | 0.11454 | 0.19478 | 0.25 | 0.29303 | 0.33076 | 0.36299 | 0.39053 | 0.41388 | 0.43327 | 0.44959 | 0.46308 | 0.47359 | 0.48173 | 0.48802 | 0.49292 | 0.4974 | 0.50089 | 0.50389 | 0.5064 | 0.50841 | 0.50841 | 0.50841 | 0.50841 | 0 | 0 | 0 | 4.0861 | 2.8625 | 1.9699 | 1.535 | 1.346 | 1.1499 | 0.98245 | 0.83299 | 0.69164 | 0.5823 | 0.48125 | 0.37485 | 0.29046 | 0.22419 | 0.17481 | 0.15985 | 0.12461 | 0.10691 | 0.089365 | 0.071952 | 0 | 0 | 0 | 0 | 0 | 0 | 4.0861 | 6.9486 | 8.9185 | 10.4535 | 11.7995 | 12.9494 | 13.9319 | 14.7649 | 15.4565 | 16.0388 | 16.52 | 16.8949 | 17.1854 | 17.4095 | 17.5844 | 17.7442 | 17.8688 | 17.9757 | 18.0651 | 18.1371 | 18.1371 | 18.1371 | 18.1371 | 18.1371 | 18.1371 | 18.1371 | 0.11454 | 0.08024 | 0.05522 | 0.043028 | 0.037731 | 0.032235 | 0.02754 | 0.02335 | 0.019388 | 0.016323 | 0.01349 | 0.010508 | 0.0081421 | 0.0062845 | 0.0049002 | 0.0044808 | 0.0034931 | 0.002997 | 0.0025051 | 0.0020169 | 0 | 0 | 0 | 0 | 0 | 0 | 0.11454 | 0.19478 | 0.25 | 0.29303 | 0.33076 | 0.36299 | 0.39053 | 0.41388 | 0.43327 | 0.44959 | 0.46308 | 0.47359 | 0.48173 | 0.48802 | 0.49292 | 0.4974 | 0.50089 | 0.50389 | 0.5064 | 0.50841 | 0.50841 | 0.50841 | 0.50841 | 0 | 0 | 0 | 4.0861 | 2.8625 | 1.9699 | 1.535 | 1.346 | 1.1499 | 0.98245 | 0.83299 | 0.69164 | 0.5823 | 0.48125 | 0.37485 | 0.29046 | 0.22419 | 0.17481 | 0.15985 | 0.12461 | 0.10691 | 0.089365 | 0.071952 | 0 | 0 | 0 | 0 | 0 | 0 | 4.0861 | 6.9486 | 8.9185 | 10.4535 | 11.7995 | 12.9494 | 13.9319 | 14.7649 | 15.4565 | 16.0388 | 16.52 | 16.8949 | 17.1854 | 17.4095 | 17.5844 | 17.7442 | 17.8688 | 17.9757 | 18.0651 | 18.1371 | 18.1371 | 18.1371 | 18.1371 | 18.1371 | 18.1371 | 18.1371 | 1.0053 | 1.0088 | 1.0122 | 1.0157 | 1.0193 | 1.0227 | 1.0261 | 1.0296 | 1.033 | 1.0366 | 1.04 | 1.0433 | 1.0466 | 1.0499 | 1.0532 | 1.0564 | 1.0598 | 1.063 | 1.0662 | 1.0694 | 1.0724 | 1.0751 | 1.0776 | 1.0799 | 1.082 | 1.0839 | 0.90609 | 0.90921 | 0.91234 | 0.9155 | 0.91868 | 0.92178 | 0.92488 | 0.92797 | 0.93104 | 0.93431 | 0.93733 | 0.94034 | 0.94332 | 0.94627 | 0.94925 | 0.95214 | 0.95517 | 0.95812 | 0.96099 | 0.96389 | 0.96656 | 0.969 | 0.97125 | 0.9733 | 0.97519 | 0.97691
WA_Industrial_Primary Metals_Existing_Space Heating_Natural Gas_Gas Furnace - Maintenance_A | WA | Industrial | Primary Metals | Existing | Space Heating | Natural Gas | Gas Furnace - Maintenance | A | IM168 | Degrade performance | General cleaning and maintenance | 3 | 0.0095 | 0 | 0 | 0.03 | 0 | 0 | 0 | 0.0165 |  | sqft | 20% | 30% | Retrofit | Retro20Fast | 83.83% | TBD | 0.2% | 1200.915 |  | 1082.4064 |  | 2.6848e-05 | IL TRM - 4.4.31 - CI-HVC-FTUN-V03-200101 | MN TRM 3.1 - Forced-Air Heating Maintenance v2.0 | MN TRM v3.1 - Forced-Air Heating Maintenance | Degrade performance | Degrade performance | Degrade performance | Degrade performance | Degrade performance | Degrade performance | Degrade performance | Degrade performance | Degrade performance | Degrade performance | Degrade performance | Degrade performance | Degrade performance | Degrade performance | Degrade performance | Degrade performance | Degrade performance | Degrade performance | Degrade performance | Degrade performance | Degrade performance | Degrade performance | Degrade performance | Degrade performance | Degrade performance | Degrade performance | Degrade performance | Degrade performance | Degrade performance | Degrade performance | Degrade performance | General cleaning and maintenance | General cleaning and maintenance | General cleaning and maintenance | General cleaning and maintenance | General cleaning and maintenance | General cleaning and maintenance | General cleaning and maintenance | General cleaning and maintenance | General cleaning and maintenance | General cleaning and maintenance | General cleaning and maintenance | General cleaning and maintenance | General cleaning and maintenance | General cleaning and maintenance | General cleaning and maintenance | General cleaning and maintenance | General cleaning and maintenance | General cleaning and maintenance | General cleaning and maintenance | General cleaning and maintenance | General cleaning and maintenance | General cleaning and maintenance | General cleaning and maintenance | General cleaning and maintenance | General cleaning and maintenance | General cleaning and maintenance | General cleaning and maintenance | General cleaning and maintenance | General cleaning and maintenance | General cleaning and maintenance | General cleaning and maintenance | 0.03 | 0.03 | 0.03 | 0.03 | 0.03 | 0.03 | 0.03 | 0.03 | 0.03 | 0.03 | 0.03 | 0.03 | 0.03 | 0.03 | 0.03 | 0.03 | 0.03 | 0.03 | 0.03 | 0.03 | 0.03 | 0.03 | 0.03 | 0.03 | 0.03 | 0.03 | 0.03 | 0.03 | 0.03 | 0.03 | 0.03 | 0 | 0 | 0 | 0 | 0 | 0.0091658 | 0.0090527 | 0.0089102 | 0.0087635 | 0.0086136 | 0.0084622 | 0.0083114 | 0.0081656 | 0.0080199 | 0.0078742 | 0.0077372 | 0.0076077 | 0.0074894 | 0.0073772 | 0.0072726 | 0.0071715 | 0.007071 | 0.0069739 | 0.0068816 | 0.0067929 | 0.0067178 | 0.0066509 | 0.0065866 | 0.0073847 | 0.0073392 | 0.0072965 | 1.8752e-05 | 1.2974e-05 | 8.7879e-06 | 6.735e-06 | 5.8047e-06 | 4.8721e-06 | 4.0883e-06 | 3.4055e-06 | 2.7772e-06 | 2.2957e-06 | 1.8643e-06 | 1.4278e-06 | 1.0892e-06 | 8.2808e-07 | 6.3652e-07 | 5.7395e-07 | 4.4116e-07 | 3.7331e-07 | 3.079e-07 | 2.4471e-07 | 0 | 0 | 0 | 0 | 0 | 0 | 1.8752e-05 | 3.1494e-05 | 3.9786e-05 | 4.5866e-05 | 5.0886e-05 | 5.4864e-05 | 5.7975e-05 | 6.0363e-05 | 6.2064e-05 | 6.3232e-05 | 6.3996e-05 | 6.4352e-05 | 6.4441e-05 | 6.4304e-05 | 6.4029e-05 | 6.3712e-05 | 6.326e-05 | 6.2765e-05 | 6.2242e-05 | 6.1685e-05 | 6.1003e-05 | 6.0395e-05 | 5.9812e-05 | 0 | 0 | 0 | 2.0458 | 1.4332 | 0.98628 | 0.76853 | 0.67391 | 0.57575 | 0.49189 | 0.41706 | 0.34628 | 0.29154 | 0.24095 | 0.18768 | 0.14543 | 0.11225 | 0.087523 | 0.080032 | 0.06239 | 0.053529 | 0.044743 | 0.036025 | 0 | 0 | 0 | 0 | 0 | 0 | 2.0458 | 3.479 | 4.4653 | 5.2338 | 5.9077 | 6.4834 | 6.9753 | 7.3924 | 7.7387 | 8.0302 | 8.2712 | 8.4588 | 8.6043 | 8.7165 | 8.804 | 8.8841 | 8.9465 | 9 | 9.0447 | 9.0808 | 9.0808 | 9.0808 | 9.0808 | 9.0808 | 9.0808 | 9.0808 | 1.5962e-05 | 1.106e-05 | 7.507e-06 | 5.7657e-06 | 4.9802e-06 | 4.1897e-06 | 3.5234e-06 | 2.9413e-06 | 2.4042e-06 | 1.9917e-06 | 1.621e-06 | 1.2439e-06 | 9.5006e-07 | 7.2307e-07 | 5.5615e-07 | 5.0176e-07 | 3.859e-07 | 3.2674e-07 | 2.6985e-07 | 2.1477e-07 | 0 | 0 | 0 | 0 | 0 | 0 | 1.5962e-05 | 2.6848e-05 | 3.3987e-05 | 3.9265e-05 | 4.3659e-05 | 4.7179e-05 | 4.9965e-05 | 5.2136e-05 | 5.3729e-05 | 5.4859e-05 | 5.5645e-05 | 5.6066e-05 | 5.6211e-05 | 5.6149e-05 | 5.5944e-05 | 5.5699e-05 | 5.5336e-05 | 5.4936e-05 | 5.455e-05 | 5.4138e-05 | 5.3609e-05 | 5.314e-05 | 5.27e-05 | 0 | 0 | 0 | 1.7389 | 1.2182 | 0.83834 | 0.65325 | 0.57282 | 0.48939 | 0.4181 | 0.3545 | 0.29434 | 0.24781 | 0.20481 | 0.15952 | 0.12361 | 0.095411 | 0.074394 | 0.068027 | 0.053032 | 0.0455 | 0.038031 | 0.030621 | 0 | 0 | 0 | 0 | 0 | 0 | 1.7389 | 2.9571 | 3.7955 | 4.4487 | 5.0215 | 5.5109 | 5.929 | 6.2835 | 6.5779 | 6.8257 | 7.0305 | 7.19 | 7.3136 | 7.409 | 7.4834 | 7.5515 | 7.6045 | 7.65 | 7.688 | 7.7186 | 7.7186 | 7.7186 | 7.7186 | 7.7186 | 7.7186 | 7.7186 | 0 | 0 | 0 | 0 | 0 | 0 | 0 | 0 | 0 | 0 | 0 | 0 | 0 | 0 | 0 | 1.2192e-05 | 8.4055e-06 | 5.7264e-06 | 4.3922e-06 | 3.7926e-06 | 3.2407e-06 | 2.7449e-06 | 2.3074e-06 | 2.074e-06 | 1.7254e-06 | 1.4289e-06 | 0 | 0 | 0 | 0 | 0 | 0 | 0 | 0 | 0 | 0 | 0 | 0 | 0 | 0 | 0 | 1.2192e-05 | 2.0444e-05 | 2.592e-05 | 3.0006e-05 | 3.3458e-05 | 3.6376e-05 | 3.8807e-05 | 4.0796e-05 | 0 | 0 | 0 | 0 | 0 | 0 | 0 | 0 | 0 | 0 | 0 | 0 | 0 | 0 | 0 | 0 | 0 | 0 | 1.6356 | 1.142 | 0.78767 | 0.61135 | 0.53395 | 0.4607 | 0.39362 | 0.33361 | 0.28085 | 0.2351 | 0.19584 | 0 | 0 | 0 | 0 | 0 | 0 | 0 | 0 | 0 | 0 | 0 | 0 | 0 | 0 | 0 | 1.6356 | 2.7776 | 3.5653 | 4.1766 | 4.7106 | 5.1713 | 5.5649 | 5.8985 | 6.1793 | 6.4144 | 6.6103 | 1.5962e-05 | 1.106e-05 | 7.507e-06 | 5.7657e-06 | 4.9802e-06 | 4.1897e-06 | 3.5234e-06 | 2.9413e-06 | 2.4042e-06 | 1.9917e-06 | 1.621e-06 | 1.2439e-06 | 9.5006e-07 | 7.2307e-07 | 5.5615e-07 | 5.0176e-07 | 3.859e-07 | 3.2674e-07 | 2.6985e-07 | 2.1477e-07 | 0 | 0 | 0 | 0 | 0 | 0 | 1.5962e-05 | 2.6848e-05 | 3.3987e-05 | 3.9265e-05 | 4.3659e-05 | 4.7179e-05 | 4.9965e-05 | 5.2136e-05 | 5.3729e-05 | 5.4859e-05 | 5.5645e-05 | 5.6066e-05 | 5.6211e-05 | 5.6149e-05 | 5.5944e-05 | 5.5699e-05 | 5.5336e-05 | 5.4936e-05 | 5.455e-05 | 5.4138e-05 | 5.3609e-05 | 5.314e-05 | 5.27e-05 | 0 | 0 | 0 | 1.7389 | 1.2182 | 0.83834 | 0.65325 | 0.57282 | 0.48939 | 0.4181 | 0.3545 | 0.29434 | 0.24781 | 0.20481 | 0.15952 | 0.12361 | 0.095411 | 0.074394 | 0.068027 | 0.053032 | 0.0455 | 0.038031 | 0.030621 | 0 | 0 | 0 | 0 | 0 | 0 | 1.7389 | 2.9571 | 3.7955 | 4.4487 | 5.0215 | 5.5109 | 5.929 | 6.2835 | 6.5779 | 6.8257 | 7.0305 | 7.19 | 7.3136 | 7.409 | 7.4834 | 7.5515 | 7.6045 | 7.65 | 7.688 | 7.7186 | 7.7186 | 7.7186 | 7.7186 | 7.7186 | 7.7186 | 7.7186 | 1097.0165 | 1107.008 | 1119.9841 | 1133.4691 | 1147.3381 | 1161.2381 | 1175.3597 | 1188.9681 | 1202.067 | 1215.5806 | 1227.6498 | 1239.2595 | 1250.359 | 1260.9888 | 1271.9248 | 1282.7046 | 1293.6086 | 1305.0404 | 1316.2133 | 1327.1465 | 1337.5527 | 1347.4491 | 1356.8532 | 1365.783 | 1374.2563 | 1382.2912 | 988.7607 | 997.7662 | 1009.4619 | 1021.6161 | 1034.1166 | 1046.6448 | 1059.3729 | 1071.6384 | 1083.4446 | 1095.6247 | 1106.5029 | 1116.9669 | 1126.9712 | 1136.552 | 1146.4088 | 1156.1248 | 1165.9528 | 1176.2565 | 1186.3268 | 1196.1811 | 1205.5604 | 1214.4802 | 1222.9563 | 1231.0048 | 1238.642 | 1245.884
WA_Industrial_Primary Metals_Existing_Space Heating_Natural Gas_Gas Boiler - Hot Water Reset_A | WA | Industrial | Primary Metals | Existing | Space Heating | Natural Gas | Gas Boiler - Hot Water Reset | A | IM169 | No control | Reset control installed | 16 | 106.6647 | 0 | 0 | 314.42 | 0 | 0 | 0 | 157.2108 |  | employee | 20% | 45% | Retrofit | Retro5Med | 85.36% | TBD | 0.2% | 212.452 |  | 160.1172 |  | 0.012671 | IL TRM - 4.4.4 - CI-HVC-BLRC-V04-210101 | IL TRM - 4.4.4 - CI-HVC-BLRC-V04-210101 | IL TRM - 4.4.4 - CI-HVC-BLRC-V04-210101 | No control | No control | No control | No control | No control | No control | No control | No control | No control | No control | No control | No control | No control | No control | No control | No control | No control | No control | No control | No control | No control | No control | No control | No control | No control | No control | No control | No control | No control | No control | No control | Reset control installed | Reset control installed | Reset control installed | Reset control installed | Reset control installed | Reset control installed | Reset control installed | Reset control installed | Reset control installed | Reset control installed | Reset control installed | Reset control installed | Reset control installed | Reset control installed | Reset control installed | Reset control installed | Reset control installed | Reset control installed | Reset control installed | Reset control installed | Reset control installed | Reset control installed | Reset control installed | Reset control installed | Reset control installed | Reset control installed | Reset control installed | Reset control installed | Reset control installed | Reset control installed | Reset control installed | 314.42 | 314.42 | 314.42 | 314.42 | 314.42 | 314.42 | 314.42 | 314.42 | 314.42 | 314.42 | 314.42 | 314.42 | 314.42 | 314.42 | 314.42 | 314.42 | 314.42 | 314.42 | 314.42 | 314.42 | 314.42 | 314.42 | 314.42 | 314.42 | 314.42 | 314.42 | 314.42 | 314.42 | 314.42 | 314.42 | 314.42 | 0 | 0 | 0 | 0 | 0 | 104.5054 | 103.4754 | 102.3686 | 101.2253 | 100.0482 | 98.8448 | 97.6394 | 96.423 | 95.1457 | 93.8258 | 92.5264 | 91.2593 | 90.0778 | 88.9267 | 87.867 | 86.844 | 85.7989 | 84.8349 | 83.9149 | 83.006 | 82.2528 | 81.5994 | 80.9787 | 90.5257 | 90.1539 | 89.8145 | 0.0067409 | 0.0081906 | 0.0098573 | 0.011321 | 0.012773 | 0.014567 | 0.015742 | 0.015849 | 0.014504 | 0.012341 | 0.0093281 | 0.0060898 | 0.0034727 | 0.0016359 | 0.00068469 | 0.00024506 | 7.5331e-05 | 1.6175e-05 | 2.621e-06 | 3.1021e-07 | 0 | 0 | 0 | 0 | 0 | 0 | 0.0067409 | 0.014865 | 0.024563 | 0.03561 | 0.047969 | 0.061959 | 0.076946 | 0.091836 | 0.10512 | 0.11601 | 0.12373 | 0.12812 | 0.12994 | 0.12991 | 0.12905 | 0.12779 | 0.12633 | 0.12493 | 0.12357 | 0.12224 | 0.12113 | 0.12016 | 0.11925 | 0 | 0 | 0 | 0.064503 | 0.079155 | 0.096292 | 0.11184 | 0.12767 | 0.14737 | 0.16123 | 0.16437 | 0.15244 | 0.13153 | 0.10082 | 0.066731 | 0.038552 | 0.018396 | 0.0077923 | 0.0028218 | 0.00087799 | 0.00019066 | 3.1233e-05 | 3.7373e-06 | 0 | 0 | 0 | 0 | 0 | 0 | 0.064503 | 0.14366 | 0.23995 | 0.35179 | 0.47946 | 0.62683 | 0.78806 | 0.95243 | 1.1049 | 1.2364 | 1.3372 | 1.4039 | 1.4425 | 1.4609 | 1.4687 | 1.4715 | 1.4724 | 1.4726 | 1.4726 | 1.4726 | 1.4726 | 1.4726 | 1.4726 | 1.4726 | 1.4726 | 1.4726 | 0.0057378 | 0.0069819 | 0.0084195 | 0.0096901 | 0.010957 | 0.012523 | 0.013563 | 0.013684 | 0.012551 | 0.010702 | 0.0081067 | 0.0053027 | 0.0030274 | 0.0014276 | 0.00059785 | 0.0002141 | 6.585e-05 | 1.4148e-05 | 2.2954e-06 | 2.7206e-07 | 0 | 0 | 0 | 0 | 0 | 0 | 0.0057378 | 0.012671 | 0.020981 | 0.03048 | 0.041148 | 0.053267 | 0.066294 | 0.07929 | 0.090968 | 0.1006 | 0.10753 | 0.11156 | 0.11328 | 0.11337 | 0.11268 | 0.11164 | 0.11043 | 0.10927 | 0.10822 | 0.1072 | 0.10637 | 0.10565 | 0.10499 | 0 | 0 | 0 | 0.054827 | 0.067282 | 0.081848 | 0.095064 | 0.10852 | 0.12526 | 0.13704 | 0.13971 | 0.12957 | 0.1118 | 0.085693 | 0.056721 | 0.032769 | 0.015637 | 0.0066235 | 0.0023986 | 0.00074629 | 0.00016206 | 2.6548e-05 | 3.1767e-06 | 0 | 0 | 0 | 0 | 0 | 0 | 0.054827 | 0.12211 | 0.20396 | 0.29902 | 0.40754 | 0.53281 | 0.66985 | 0.80956 | 0.93913 | 1.0509 | 1.1366 | 1.1934 | 1.2261 | 1.2418 | 1.2484 | 1.2508 | 1.2515 | 1.2517 | 1.2517 | 1.2517 | 1.2517 | 1.2517 | 1.2517 | 1.2517 | 1.2517 | 1.2517 | 0.0057394 | 0.0069866 | 0.0084294 | 0.0097071 | 0.010983 | 0.012561 | 0.013613 | 0.013744 | 0.012616 | 0.010766 | 0.0081611 | 0.0053422 | 0.0030523 | 0.0014405 | 0.00060373 | 0.00021637 | 6.6607e-05 | 1.4323e-05 | 2.3242e-06 | 2.7551e-07 | 0 | 0 | 0 | 0 | 0 | 0 | 0.0057394 | 0.01268 | 0.021005 | 0.030533 | 0.041245 | 0.053429 | 0.066541 | 0.079639 | 0.091438 | 0.10119 | 0.10825 | 0.11239 | 0.11421 | 0.11439 | 0.11379 | 0.11283 | 0.1117 | 0.11062 | 0.10958 | 0.10856 | 0.10773 | 0.10702 | 0.10636 | 0 | 0 | 0 | 0.054827 | 0.067282 | 0.081848 | 0.095064 | 0.10852 | 0.12526 | 0.13704 | 0.13971 | 0.12957 | 0.1118 | 0.085693 | 0.056721 | 0.032769 | 0.015637 | 0.0066235 | 0.0023986 | 0.00074629 | 0.00016206 | 2.6548e-05 | 3.1767e-06 | 0 | 0 | 0 | 0 | 0 | 0 | 0.054827 | 0.12211 | 0.20396 | 0.29902 | 0.40754 | 0.53281 | 0.66985 | 0.80956 | 0.93913 | 1.0509 | 1.1366 | 1.1934 | 1.2261 | 1.2418 | 1.2484 | 1.2508 | 1.2515 | 1.2517 | 1.2517 | 1.2517 | 1.2517 | 1.2517 | 1.2517 | 1.2517 | 1.2517 | 1.2517 | 0.0057378 | 0.0069819 | 0.0084195 | 0.0096901 | 0.010957 | 0.012523 | 0.013563 | 0.013684 | 0.012551 | 0.010702 | 0.0081067 | 0.0053027 | 0.0030274 | 0.0014276 | 0.00059785 | 0.0002141 | 6.585e-05 | 1.4148e-05 | 2.2954e-06 | 2.7206e-07 | 0 | 0 | 0 | 0 | 0 | 0 | 0.0057378 | 0.012671 | 0.020981 | 0.03048 | 0.041148 | 0.053267 | 0.066294 | 0.07929 | 0.090968 | 0.1006 | 0.10753 | 0.11156 | 0.11328 | 0.11337 | 0.11268 | 0.11164 | 0.11043 | 0.10927 | 0.10822 | 0.1072 | 0.10637 | 0.10565 | 0.10499 | 0 | 0 | 0 | 0.054827 | 0.067282 | 0.081848 | 0.095064 | 0.10852 | 0.12526 | 0.13704 | 0.13971 | 0.12957 | 0.1118 | 0.085693 | 0.056721 | 0.032769 | 0.015637 | 0.0066235 | 0.0023986 | 0.00074629 | 0.00016206 | 2.6548e-05 | 3.1767e-06 | 0 | 0 | 0 | 0 | 0 | 0 | 0.054827 | 0.12211 | 0.20396 | 0.29902 | 0.40754 | 0.53281 | 0.66985 | 0.80956 | 0.93913 | 1.0509 | 1.1366 | 1.1934 | 1.2261 | 1.2418 | 1.2484 | 1.2508 | 1.2515 | 1.2517 | 1.2517 | 1.2517 | 1.2517 | 1.2517 | 1.2517 | 1.2517 | 1.2517 | 1.2517 | 204.5663 | 205.5032 | 206.4427 | 207.3958 | 208.3551 | 209.2959 | 210.2358 | 211.1739 | 212.1096 | 213.1092 | 214.0348 | 214.958 | 215.8739 | 216.7839 | 217.7037 | 218.5994 | 219.5395 | 220.4548 | 221.3486 | 222.2555 | 223.0896 | 223.8562 | 224.5604 | 225.207 | 225.8004 | 226.3448 | 154.1741 | 154.8802 | 155.5882 | 156.3066 | 157.0295 | 157.7386 | 158.4469 | 159.154 | 159.8592 | 160.6125 | 161.3102 | 162.006 | 162.6962 | 163.3821 | 164.0752 | 164.7503 | 165.4588 | 166.1486 | 166.8223 | 167.5058 | 168.1344 | 168.7122 | 169.2429 | 169.7302 | 170.1775 | 170.5877
WA_Industrial_Primary Metals_Existing_Process_Natural Gas_Gas Boiler - Hot Water Reset_A | WA | Industrial | Primary Metals | Existing | Process | Natural Gas | Gas Boiler - Hot Water Reset | A | IM170 | No control | Reset control installed | 16 | 50.9667 | 0 | 0 | 314.42 | 0 | 0 | 0 | 157.2108 |  | sqft | 20% | 45% | Retrofit | Retro5Med | 85.36% | TBD | 0.2% | 212.452 |  | 160.1172 |  | 0.22452 | IL TRM - 4.4.4 - CI-HVC-BLRC-V04-210101 | IL TRM - 4.4.4 - CI-HVC-BLRC-V04-210101 | XCEL CO 2019-2020 DSM Plan | No control | No control | No control | No control | No control | No control | No control | No control | No control | No control | No control | No control | No control | No control | No control | No control | No control | No control | No control | No control | No control | No control | No control | No control | No control | No control | No control | No control | No control | No control | No control | Reset control installed | Reset control installed | Reset control installed | Reset control installed | Reset control installed | Reset control installed | Reset control installed | Reset control installed | Reset control installed | Reset control installed | Reset control installed | Reset control installed | Reset control installed | Reset control installed | Reset control installed | Reset control installed | Reset control installed | Reset control installed | Reset control installed | Reset control installed | Reset control installed | Reset control installed | Reset control installed | Reset control installed | Reset control installed | Reset control installed | Reset control installed | Reset control installed | Reset control installed | Reset control installed | Reset control installed | 314.42 | 314.42 | 314.42 | 314.42 | 314.42 | 314.42 | 314.42 | 314.42 | 314.42 | 314.42 | 314.42 | 314.42 | 314.42 | 314.42 | 314.42 | 314.42 | 314.42 | 314.42 | 314.42 | 314.42 | 314.42 | 314.42 | 314.42 | 314.42 | 314.42 | 314.42 | 314.42 | 314.42 | 314.42 | 314.42 | 314.42 | 0 | 0 | 0 | 0 | 0 | 50.8476 | 50.7296 | 50.6111 | 50.4947 | 50.3789 | 50.2619 | 50.1625 | 50.0729 | 49.9782 | 49.9077 | 49.8283 | 49.763 | 49.6947 | 49.6236 | 49.5675 | 49.5055 | 49.4499 | 49.3945 | 49.3393 | 49.2843 | 49.2795 | 49.275 | 49.2709 | 50.9667 | 50.9667 | 50.9667 | 0.11879 | 0.14544 | 0.17651 | 0.20454 | 0.23296 | 0.26828 | 0.29292 | 0.2981 | 0.27594 | 0.23776 | 0.18195 | 0.12027 | 0.069389 | 0.033064 | 0.013989 | 0.0050597 | 0.0015725 | 0.0003411 | 5.5815e-05 | 6.6711e-06 | 0 | 0 | 0 | 0 | 0 | 0 | 0.11879 | 0.26396 | 0.43985 | 0.64338 | 0.87487 | 1.1411 | 1.4318 | 1.7273 | 2 | 2.2349 | 2.4133 | 2.5304 | 2.5964 | 2.6257 | 2.6367 | 2.6385 | 2.6371 | 2.6345 | 2.6316 | 2.6287 | 2.6284 | 2.6282 | 2.628 | 0 | 0 | 0 | 2.3362 | 2.8669 | 3.4876 | 4.0508 | 4.6242 | 5.3376 | 5.8394 | 5.9533 | 5.5212 | 4.764 | 3.6515 | 2.4169 | 1.3963 | 0.6663 | 0.28223 | 0.10221 | 0.0318 | 0.0069057 | 0.0011313 | 0.00013536 | 0 | 0 | 0 | 0 | 0 | 0 | 2.3362 | 5.2032 | 8.6908 | 12.7415 | 17.3658 | 22.7034 | 28.5428 | 34.4961 | 40.0173 | 44.7814 | 48.4328 | 50.8497 | 52.2461 | 52.9124 | 53.1946 | 53.2968 | 53.3286 | 53.3355 | 53.3366 | 53.3368 | 53.3368 | 53.3368 | 53.3368 | 53.3368 | 53.3368 | 53.3368 | 0.10101 | 0.12371 | 0.15019 | 0.1741 | 0.19836 | 0.22852 | 0.24958 | 0.25406 | 0.23524 | 0.20274 | 0.15518 | 0.1026 | 0.059206 | 0.028218 | 0.011941 | 0.0043197 | 0.0013427 | 0.00029131 | 4.7676e-05 | 5.6993e-06 | 0 | 0 | 0 | 0 | 0 | 0 | 0.10101 | 0.22452 | 0.37427 | 0.54764 | 0.74494 | 0.97198 | 1.2199 | 1.4721 | 1.705 | 1.9057 | 2.0583 | 2.1586 | 2.2153 | 2.2409 | 2.2506 | 2.2526 | 2.2518 | 2.2499 | 2.2478 | 2.2457 | 2.2455 | 2.2454 | 2.2452 | 0 | 0 | 0 | 1.9858 | 2.4369 | 2.9645 | 3.4431 | 3.9306 | 4.537 | 4.9635 | 5.0603 | 4.693 | 4.0494 | 3.1037 | 2.0544 | 1.1869 | 0.56636 | 0.2399 | 0.086874 | 0.02703 | 0.0058699 | 0.00096156 | 0.00011506 | 0 | 0 | 0 | 0 | 0 | 0 | 1.9858 | 4.4227 | 7.3872 | 10.8303 | 14.7609 | 19.2979 | 24.2614 | 29.3217 | 34.0147 | 38.0642 | 41.1679 | 43.2223 | 44.4092 | 44.9755 | 45.2154 | 45.3023 | 45.3293 | 45.3352 | 45.3361 | 45.3363 | 45.3363 | 45.3363 | 45.3363 | 45.3363 | 45.3363 | 45.3363 | 0.10101 | 0.12371 | 0.15019 | 0.1741 | 0.19836 | 0.22852 | 0.24958 | 0.25406 | 0.23524 | 0.20274 | 0.15518 | 0.1026 | 0.059206 | 0.028218 | 0.011941 | 0.0043197 | 0.0013427 | 0.00029131 | 4.7676e-05 | 5.6993e-06 | 0 | 0 | 0 | 0 | 0 | 0 | 0.10101 | 0.22452 | 0.37427 | 0.54764 | 0.74494 | 0.97198 | 1.2199 | 1.4721 | 1.705 | 1.9057 | 2.0583 | 2.1586 | 2.2153 | 2.2409 | 2.2506 | 2.2526 | 2.2518 | 2.2499 | 2.2478 | 2.2457 | 2.2455 | 2.2454 | 2.2452 | 0 | 0 | 0 | 1.9858 | 2.4369 | 2.9645 | 3.4431 | 3.9306 | 4.537 | 4.9635 | 5.0603 | 4.693 | 4.0494 | 3.1037 | 2.0544 | 1.1869 | 0.56636 | 0.2399 | 0.086874 | 0.02703 | 0.0058699 | 0.00096156 | 0.00011506 | 0 | 0 | 0 | 0 | 0 | 0 | 1.9858 | 4.4227 | 7.3872 | 10.8303 | 14.7609 | 19.2979 | 24.2614 | 29.3217 | 34.0147 | 38.0642 | 41.1679 | 43.2223 | 44.4092 | 44.9755 | 45.2154 | 45.3023 | 45.3293 | 45.3352 | 45.3361 | 45.3363 | 45.3363 | 45.3363 | 45.3363 | 45.3363 | 45.3363 | 45.3363 | 0.10101 | 0.12371 | 0.15019 | 0.1741 | 0.19836 | 0.22852 | 0.24958 | 0.25406 | 0.23524 | 0.20274 | 0.15518 | 0.1026 | 0.059206 | 0.028218 | 0.011941 | 0.0043197 | 0.0013427 | 0.00029131 | 4.7676e-05 | 5.6993e-06 | 0 | 0 | 0 | 0 | 0 | 0 | 0.10101 | 0.22452 | 0.37427 | 0.54764 | 0.74494 | 0.97198 | 1.2199 | 1.4721 | 1.705 | 1.9057 | 2.0583 | 2.1586 | 2.2153 | 2.2409 | 2.2506 | 2.2526 | 2.2518 | 2.2499 | 2.2478 | 2.2457 | 2.2455 | 2.2454 | 2.2452 | 0 | 0 | 0 | 1.9858 | 2.4369 | 2.9645 | 3.4431 | 3.9306 | 4.537 | 4.9635 | 5.0603 | 4.693 | 4.0494 | 3.1037 | 2.0544 | 1.1869 | 0.56636 | 0.2399 | 0.086874 | 0.02703 | 0.0058699 | 0.00096156 | 0.00011506 | 0 | 0 | 0 | 0 | 0 | 0 | 1.9858 | 4.4227 | 7.3872 | 10.8303 | 14.7609 | 19.2979 | 24.2614 | 29.3217 | 34.0147 | 38.0642 | 41.1679 | 43.2223 | 44.4092 | 44.9755 | 45.2154 | 45.3023 | 45.3293 | 45.3352 | 45.3361 | 45.3363 | 45.3363 | 45.3363 | 45.3363 | 45.3363 | 45.3363 | 45.3363 | 204.5663 | 205.5032 | 206.4427 | 207.3958 | 208.3551 | 209.2959 | 210.2358 | 211.1739 | 212.1096 | 213.1092 | 214.0348 | 214.958 | 215.8739 | 216.7839 | 217.7037 | 218.5994 | 219.5395 | 220.4548 | 221.3486 | 222.2555 | 223.0896 | 223.8562 | 224.5604 | 225.207 | 225.8004 | 226.3448 | 154.1741 | 154.8802 | 155.5882 | 156.3066 | 157.0295 | 157.7386 | 158.4469 | 159.154 | 159.8592 | 160.6125 | 161.3102 | 162.006 | 162.6962 | 163.3821 | 164.0752 | 164.7503 | 165.4588 | 166.1486 | 166.8223 | 167.5058 | 168.1344 | 168.7122 | 169.2429 | 169.7302 | 170.1775 | 170.5877
WA_Industrial_Primary Metals_Existing_Space Heating_Natural Gas_Steam Trap Maintenance_A | WA | Industrial | Primary Metals | Existing | Space Heating | Natural Gas | Steam Trap Maintenance | A | IM171 | Degrade performance | Cleaning and maintenance | 6 | 37.6824 | 0 | 0 | 40.54 | 0 | 0 | 0 | 20.2706 |  | employee | 73% | 85% | Retrofit | RetroEven20 | 76.5% | TBD | 0.2% | 116.7814 |  | 92.913 |  | 0.0022468 | IL TRM - 4.4.16 - CI-HVC-STRE-V07-210101 | IL TRM - 4.4.16 - CI-HVC-STRE-V07-210101 | IL TRM - 4.4.16 - CI-HVC-STRE-V07-210101 | Degrade performance | Degrade performance | Degrade performance | Degrade performance | Degrade performance | Degrade performance | Degrade performance | Degrade performance | Degrade performance | Degrade performance | Degrade performance | Degrade performance | Degrade performance | Degrade performance | Degrade performance | Degrade performance | Degrade performance | Degrade performance | Degrade performance | Degrade performance | Degrade performance | Degrade performance | Degrade performance | Degrade performance | Degrade performance | Degrade performance | Degrade performance | Degrade performance | Degrade performance | Degrade performance | Degrade performance | Cleaning and maintenance | Cleaning and maintenance | Cleaning and maintenance | Cleaning and maintenance | Cleaning and maintenance | Cleaning and maintenance | Cleaning and maintenance | Cleaning and maintenance | Cleaning and maintenance | Cleaning and maintenance | Cleaning and maintenance | Cleaning and maintenance | Cleaning and maintenance | Cleaning and maintenance | Cleaning and maintenance | Cleaning and maintenance | Cleaning and maintenance | Cleaning and maintenance | Cleaning and maintenance | Cleaning and maintenance | Cleaning and maintenance | Cleaning and maintenance | Cleaning and maintenance | Cleaning and maintenance | Cleaning and maintenance | Cleaning and maintenance | Cleaning and maintenance | Cleaning and maintenance | Cleaning and maintenance | Cleaning and maintenance | Cleaning and maintenance | 40.54 | 40.54 | 40.54 | 40.54 | 40.54 | 40.54 | 40.54 | 40.54 | 40.54 | 40.54 | 40.54 | 40.54 | 40.54 | 40.54 | 40.54 | 40.54 | 40.54 | 40.54 | 40.54 | 40.54 | 40.54 | 40.54 | 40.54 | 40.54 | 40.54 | 40.54 | 40.54 | 40.54 | 40.54 | 40.54 | 40.54 | 0 | 0 | 0 | 0 | 0 | 36.956 | 36.6278 | 36.2722 | 35.9026 | 35.52 | 35.1298 | 34.7364 | 34.3381 | 33.9213 | 33.4828 | 33.0552 | 32.635 | 32.2466 | 31.8702 | 31.5213 | 31.1875 | 30.845 | 30.531 | 30.2321 | 29.9365 | 29.6667 | 29.4327 | 29.2103 | 31.9808 | 31.8495 | 31.7296 | 0.0013305 | 0.0013179 | 0.0012974 | 0.0012849 | 0.0012723 | 0.0012423 | 0.001225 | 0.0012085 | 0.0011749 | 0.0011642 | 0.0011383 | 0.001124 | 0.001105 | 0.0010824 | 0.0010718 | 0.0010561 | 0.0010404 | 0.0010261 | 0.0010126 | 0.00099951 | 0 | 0 | 0 | 0 | 0 | 0 | 0.0013305 | 0.0026366 | 0.0039084 | 0.0051535 | 0.0063709 | 0.0075432 | 0.0086838 | 0.0097927 | 0.010849 | 0.011873 | 0.012859 | 0.01382 | 0.01476 | 0.015671 | 0.016571 | 0.017451 | 0.0183 | 0.01914 | 0.019965 | 0.020769 | 0.020582 | 0.02042 | 0.020266 | 0 | 0 | 0 | 0.036001 | 0.035982 | 0.035769 | 0.035789 | 0.035818 | 0.035364 | 0.035267 | 0.035195 | 0.034636 | 0.034769 | 0.034437 | 0.034442 | 0.034268 | 0.033963 | 0.034003 | 0.033862 | 0.03373 | 0.033608 | 0.033493 | 0.033388 | 0 | 0 | 0 | 0 | 0 | 0 | 0.036001 | 0.071983 | 0.10775 | 0.14354 | 0.17936 | 0.21472 | 0.24999 | 0.28519 | 0.31982 | 0.35459 | 0.38903 | 0.42347 | 0.45774 | 0.4917 | 0.5257 | 0.55956 | 0.5933 | 0.6269 | 0.6604 | 0.69378 | 0.69378 | 0.69378 | 0.69378 | 0.69378 | 0.69378 | 0.69378 | 0.0011323 | 0.0011231 | 0.0011077 | 0.0010992 | 0.0010905 | 0.0010671 | 0.0010544 | 0.0010422 | 0.0010153 | 0.001008 | 0.00098761 | 0.00097693 | 0.00096143 | 0.00094251 | 0.00093372 | 0.00092036 | 0.00090707 | 0.00089495 | 0.00088416 | 0.00087383 | 0 | 0 | 0 | 0 | 0 | 0 | 0.0011323 | 0.0022468 | 0.0033369 | 0.0044085 | 0.0054608 | 0.0064792 | 0.0074738 | 0.0084447 | 0.0093751 | 0.01028 | 0.011157 | 0.012012 | 0.012842 | 0.013645 | 0.014436 | 0.015209 | 0.015955 | 0.016694 | 0.017433 | 0.018158 | 0.018018 | 0.017897 | 0.017786 | 0 | 0 | 0 | 0.030601 | 0.030584 | 0.030404 | 0.03042 | 0.030446 | 0.030059 | 0.029977 | 0.029916 | 0.029441 | 0.029553 | 0.029272 | 0.029275 | 0.029128 | 0.028868 | 0.028902 | 0.028783 | 0.028671 | 0.028566 | 0.028469 | 0.02838 | 0 | 0 | 0 | 0 | 0 | 0 | 0.030601 | 0.061186 | 0.09159 | 0.12201 | 0.15246 | 0.18251 | 0.21249 | 0.24241 | 0.27185 | 0.3014 | 0.33067 | 0.35995 | 0.38908 | 0.41794 | 0.44685 | 0.47563 | 0.5043 | 0.53287 | 0.56134 | 0.58972 | 0.58972 | 0.58972 | 0.58972 | 0.58972 | 0.58972 | 0.58972 | 0.0011326 | 0.0011239 | 0.001109 | 0.0011011 | 0.0010931 | 0.0010703 | 0.0010583 | 0.0010468 | 0.0010206 | 0.001014 | 0.00099424 | 0.00098421 | 0.00096934 | 0.00095104 | 0.00094289 | 0.00093014 | 0.00091751 | 0.00090602 | 0.00089525 | 0.00088492 | 0 | 0 | 0 | 0 | 0 | 0 | 0.0011326 | 0.0022483 | 0.0033408 | 0.0044162 | 0.0054738 | 0.0064989 | 0.0075016 | 0.0084819 | 0.0094235 | 0.010341 | 0.011232 | 0.012101 | 0.012948 | 0.013769 | 0.014578 | 0.01537 | 0.016138 | 0.016901 | 0.017652 | 0.018388 | 0.018248 | 0.018128 | 0.018018 | 0 | 0 | 0 | 0.030601 | 0.030584 | 0.030404 | 0.03042 | 0.030446 | 0.030059 | 0.029977 | 0.029916 | 0.029441 | 0.029553 | 0.029272 | 0.029275 | 0.029128 | 0.028868 | 0.028902 | 0.028783 | 0.028671 | 0.028566 | 0.028469 | 0.02838 | 0 | 0 | 0 | 0 | 0 | 0 | 0.030601 | 0.061186 | 0.09159 | 0.12201 | 0.15246 | 0.18251 | 0.21249 | 0.24241 | 0.27185 | 0.3014 | 0.33067 | 0.35995 | 0.38908 | 0.41794 | 0.44685 | 0.47563 | 0.5043 | 0.53287 | 0.56134 | 0.58972 | 0.58972 | 0.58972 | 0.58972 | 0.58972 | 0.58972 | 0.58972 | 0.0011323 | 0.0011231 | 0.0011077 | 0.0010992 | 0.0010905 | 0.0010671 | 0.0010544 | 0.0010422 | 0.0010153 | 0.001008 | 0.00098761 | 0.00097693 | 0.00096143 | 0.00094251 | 0.00093372 | 0.00092036 | 0.00090707 | 0.00089495 | 0.00088416 | 0.00087383 | 0 | 0 | 0 | 0 | 0 | 0 | 0.0011323 | 0.0022468 | 0.0033369 | 0.0044085 | 0.0054608 | 0.0064792 | 0.0074738 | 0.0084447 | 0.0093751 | 0.01028 | 0.011157 | 0.012012 | 0.012842 | 0.013645 | 0.014436 | 0.015209 | 0.015955 | 0.016694 | 0.017433 | 0.018158 | 0.018018 | 0.017897 | 0.017786 | 0 | 0 | 0 | 0.030601 | 0.030584 | 0.030404 | 0.03042 | 0.030446 | 0.030059 | 0.029977 | 0.029916 | 0.029441 | 0.029553 | 0.029272 | 0.029275 | 0.029128 | 0.028868 | 0.028902 | 0.028783 | 0.028671 | 0.028566 | 0.028469 | 0.02838 | 0 | 0 | 0 | 0 | 0 | 0 | 0.030601 | 0.061186 | 0.09159 | 0.12201 | 0.15246 | 0.18251 | 0.21249 | 0.24241 | 0.27185 | 0.3014 | 0.33067 | 0.35995 | 0.38908 | 0.41794 | 0.44685 | 0.47563 | 0.5043 | 0.53287 | 0.56134 | 0.58972 | 0.58972 | 0.58972 | 0.58972 | 0.58972 | 0.58972 | 0.58972 | 113.5153 | 113.9066 | 114.2981 | 114.6944 | 115.0923 | 115.4816 | 115.8697 | 116.2562 | 116.6408 | 117.0508 | 117.4295 | 117.8065 | 118.1796 | 118.5495 | 118.9226 | 119.2851 | 119.6648 | 120.0336 | 120.393 | 120.7569 | 121.0909 | 121.3973 | 121.6783 | 121.9359 | 122.1719 | 122.3882 | 90.3145 | 90.6258 | 90.9373 | 91.2525 | 91.5691 | 91.8789 | 92.1876 | 92.4952 | 92.8012 | 93.1273 | 93.4287 | 93.7286 | 94.0254 | 94.3197 | 94.6165 | 94.905 | 95.2071 | 95.5005 | 95.7865 | 96.076 | 96.3417 | 96.5855 | 96.8091 | 97.014 | 97.2018 | 97.3738
WA_Industrial_Primary Metals_Existing_Process_Natural Gas_Steam Trap Maintenance_A | WA | Industrial | Primary Metals | Existing | Process | Natural Gas | Steam Trap Maintenance | A | IM172 | Degrade performance | Cleaning and maintenance | 6 | 36.0109 | 0 | 0 | 40.54 | 0 | 0 | 0 | 20.2706 |  | sqft | 73% | 85% | Retrofit | RetroEven20 | 76.5% | TBD | 0.2% | 116.7814 |  | 92.913 |  | 0.079622 | IL TRM - 4.4.16 - CI-HVC-STRE-V07-210101 | IL TRM - 4.4.16 - CI-HVC-STRE-V07-210101 | IL TRM - 4.4.16 - CI-HVC-STRE-V07-210101 | Degrade performance | Degrade performance | Degrade performance | Degrade performance | Degrade performance | Degrade performance | Degrade performance | Degrade performance | Degrade performance | Degrade performance | Degrade performance | Degrade performance | Degrade performance | Degrade performance | Degrade performance | Degrade performance | Degrade performance | Degrade performance | Degrade performance | Degrade performance | Degrade performance | Degrade performance | Degrade performance | Degrade performance | Degrade performance | Degrade performance | Degrade performance | Degrade performance | Degrade performance | Degrade performance | Degrade performance | Cleaning and maintenance | Cleaning and maintenance | Cleaning and maintenance | Cleaning and maintenance | Cleaning and maintenance | Cleaning and maintenance | Cleaning and maintenance | Cleaning and maintenance | Cleaning and maintenance | Cleaning and maintenance | Cleaning and maintenance | Cleaning and maintenance | Cleaning and maintenance | Cleaning and maintenance | Cleaning and maintenance | Cleaning and maintenance | Cleaning and maintenance | Cleaning and maintenance | Cleaning and maintenance | Cleaning and maintenance | Cleaning and maintenance | Cleaning and maintenance | Cleaning and maintenance | Cleaning and maintenance | Cleaning and maintenance | Cleaning and maintenance | Cleaning and maintenance | Cleaning and maintenance | Cleaning and maintenance | Cleaning and maintenance | Cleaning and maintenance | 40.54 | 40.54 | 40.54 | 40.54 | 40.54 | 40.54 | 40.54 | 40.54 | 40.54 | 40.54 | 40.54 | 40.54 | 40.54 | 40.54 | 40.54 | 40.54 | 40.54 | 40.54 | 40.54 | 40.54 | 40.54 | 40.54 | 40.54 | 40.54 | 40.54 | 40.54 | 40.54 | 40.54 | 40.54 | 40.54 | 40.54 | 0 | 0 | 0 | 0 | 0 | 35.9624 | 35.9146 | 35.8667 | 35.8198 | 35.773 | 35.7278 | 35.6933 | 35.6656 | 35.6384 | 35.6225 | 35.6049 | 35.5938 | 35.5829 | 35.5719 | 35.5668 | 35.5604 | 35.5585 | 35.5568 | 35.5552 | 35.5537 | 35.5524 | 35.5511 | 35.55 | 36.0109 | 36.0109 | 36.0109 | 0.046893 | 0.046805 | 0.046467 | 0.046431 | 0.046409 | 0.045762 | 0.045592 | 0.045465 | 0.044708 | 0.044859 | 0.044409 | 0.044401 | 0.044164 | 0.043757 | 0.043802 | 0.043613 | 0.043442 | 0.043281 | 0.043132 | 0.042994 | 0 | 0 | 0 | 0 | 0 | 0 | 0.046893 | 0.093635 | 0.13998 | 0.18623 | 0.23239 | 0.27786 | 0.32318 | 0.3684 | 0.41282 | 0.4575 | 0.50168 | 0.54593 | 0.58992 | 0.6335 | 0.67721 | 0.7207 | 0.76411 | 0.80735 | 0.85045 | 0.8934 | 0.89337 | 0.89334 | 0.89331 | 0 | 0 | 0 | 1.3039 | 1.3032 | 1.2955 | 1.2962 | 1.2973 | 1.2808 | 1.2773 | 1.2747 | 1.2545 | 1.2593 | 1.2473 | 1.2474 | 1.2412 | 1.2301 | 1.2316 | 1.2265 | 1.2217 | 1.2172 | 1.2131 | 1.2093 | 0 | 0 | 0 | 0 | 0 | 0 | 1.3039 | 2.6072 | 3.9027 | 5.199 | 6.4963 | 7.7771 | 9.0545 | 10.3292 | 11.5837 | 12.843 | 14.0903 | 15.3377 | 16.5789 | 17.809 | 19.0405 | 20.267 | 21.4887 | 22.7059 | 23.919 | 25.1283 | 25.1283 | 25.1283 | 25.1283 | 25.1283 | 25.1283 | 25.1283 | 0.039867 | 0.0398 | 0.039521 | 0.039498 | 0.039487 | 0.038944 | 0.038805 | 0.038701 | 0.038062 | 0.038193 | 0.037812 | 0.037807 | 0.037607 | 0.037262 | 0.037302 | 0.037142 | 0.036996 | 0.036859 | 0.036733 | 0.036616 | 0 | 0 | 0 | 0 | 0 | 0 | 0.039867 | 0.079622 | 0.11905 | 0.15842 | 0.19773 | 0.23646 | 0.27507 | 0.31359 | 0.35145 | 0.38951 | 0.42716 | 0.46485 | 0.50234 | 0.53947 | 0.57671 | 0.61376 | 0.65073 | 0.68756 | 0.72427 | 0.76086 | 0.76083 | 0.76081 | 0.76079 | 0 | 0 | 0 | 1.1084 | 1.1077 | 1.1012 | 1.1018 | 1.1027 | 1.0887 | 1.0857 | 1.0835 | 1.0663 | 1.0704 | 1.0602 | 1.0603 | 1.055 | 1.0456 | 1.0468 | 1.0425 | 1.0384 | 1.0347 | 1.0311 | 1.0279 | 0 | 0 | 0 | 0 | 0 | 0 | 1.1084 | 2.2161 | 3.3173 | 4.4191 | 5.5218 | 6.6105 | 7.6963 | 8.7798 | 9.8461 | 10.9165 | 11.9767 | 13.0371 | 14.0921 | 15.1376 | 16.1845 | 17.227 | 18.2654 | 19.3 | 20.3312 | 21.3591 | 21.3591 | 21.3591 | 21.3591 | 21.3591 | 21.3591 | 21.3591 | 0.039867 | 0.0398 | 0.039521 | 0.039498 | 0.039487 | 0.038944 | 0.038805 | 0.038701 | 0.038062 | 0.038193 | 0.037812 | 0.037807 | 0.037607 | 0.037262 | 0.037302 | 0.037142 | 0.036996 | 0.036859 | 0.036733 | 0.036616 | 0 | 0 | 0 | 0 | 0 | 0 | 0.039867 | 0.079622 | 0.11905 | 0.15842 | 0.19773 | 0.23646 | 0.27507 | 0.31359 | 0.35145 | 0.38951 | 0.42716 | 0.46485 | 0.50234 | 0.53947 | 0.57671 | 0.61376 | 0.65073 | 0.68756 | 0.72427 | 0.76086 | 0.76083 | 0.76081 | 0.76079 | 0 | 0 | 0 | 1.1084 | 1.1077 | 1.1012 | 1.1018 | 1.1027 | 1.0887 | 1.0857 | 1.0835 | 1.0663 | 1.0704 | 1.0602 | 1.0603 | 1.055 | 1.0456 | 1.0468 | 1.0425 | 1.0384 | 1.0347 | 1.0311 | 1.0279 | 0 | 0 | 0 | 0 | 0 | 0 | 1.1084 | 2.2161 | 3.3173 | 4.4191 | 5.5218 | 6.6105 | 7.6963 | 8.7798 | 9.8461 | 10.9165 | 11.9767 | 13.0371 | 14.0921 | 15.1376 | 16.1845 | 17.227 | 18.2654 | 19.3 | 20.3312 | 21.3591 | 21.3591 | 21.3591 | 21.3591 | 21.3591 | 21.3591 | 21.3591 | 0.039867 | 0.0398 | 0.039521 | 0.039498 | 0.039487 | 0.038944 | 0.038805 | 0.038701 | 0.038062 | 0.038193 | 0.037812 | 0.037807 | 0.037607 | 0.037262 | 0.037302 | 0.037142 | 0.036996 | 0.036859 | 0.036733 | 0.036616 | 0 | 0 | 0 | 0 | 0 | 0 | 0.039867 | 0.079622 | 0.11905 | 0.15842 | 0.19773 | 0.23646 | 0.27507 | 0.31359 | 0.35145 | 0.38951 | 0.42716 | 0.46485 | 0.50234 | 0.53947 | 0.57671 | 0.61376 | 0.65073 | 0.68756 | 0.72427 | 0.76086 | 0.76083 | 0.76081 | 0.76079 | 0 | 0 | 0 | 1.1084 | 1.1077 | 1.1012 | 1.1018 | 1.1027 | 1.0887 | 1.0857 | 1.0835 | 1.0663 | 1.0704 | 1.0602 | 1.0603 | 1.055 | 1.0456 | 1.0468 | 1.0425 | 1.0384 | 1.0347 | 1.0311 | 1.0279 | 0 | 0 | 0 | 0 | 0 | 0 | 1.1084 | 2.2161 | 3.3173 | 4.4191 | 5.5218 | 6.6105 | 7.6963 | 8.7798 | 9.8461 | 10.9165 | 11.9767 | 13.0371 | 14.0921 | 15.1376 | 16.1845 | 17.227 | 18.2654 | 19.3 | 20.3312 | 21.3591 | 21.3591 | 21.3591 | 21.3591 | 21.3591 | 21.3591 | 21.3591 | 113.5153 | 113.9066 | 114.2981 | 114.6944 | 115.0923 | 115.4816 | 115.8697 | 116.2562 | 116.6408 | 117.0508 | 117.4295 | 117.8065 | 118.1796 | 118.5495 | 118.9226 | 119.2851 | 119.6648 | 120.0336 | 120.393 | 120.7569 | 121.0909 | 121.3973 | 121.6783 | 121.9359 | 122.1719 | 122.3882 | 90.3145 | 90.6258 | 90.9373 | 91.2525 | 91.5691 | 91.8789 | 92.1876 | 92.4952 | 92.8012 | 93.1273 | 93.4287 | 93.7286 | 94.0254 | 94.3197 | 94.6165 | 94.905 | 95.2071 | 95.5005 | 95.7865 | 96.076 | 96.3417 | 96.5855 | 96.8091 | 97.014 | 97.2018 | 97.3738
WA_Industrial_Primary Metals_Existing_Space Heating_Natural Gas_Gas Boiler - High Turndown_A | WA | Industrial | Primary Metals | Existing | Space Heating | Natural Gas | Gas Boiler - High Turndown | A | IM173 | No control | Turndown control installed | 15 | 39.9993 | 0 | 0 | 579.97 | 0 | 0 | 0 | 289.9835 |  | employee | 35% | 50% | Retrofit | Retro12Med | 84.73% | TBD | 0.2% | 807.1028 |  | 613.6541 |  | 0.0064333 | MN TRM 3.1 - Boiler Modifications, Space Heating Only v4.0 | MN TRM 3.1 - Boiler Modifications, Space Heating Only v4.0 | MN TRM 3.1 - Boiler Modifications, Space Heating Only v4.0 | No control | No control | No control | No control | No control | No control | No control | No control | No control | No control | No control | No control | No control | No control | No control | No control | No control | No control | No control | No control | No control | No control | No control | No control | No control | No control | No control | No control | No control | No control | No control | Turndown control installed | Turndown control installed | Turndown control installed | Turndown control installed | Turndown control installed | Turndown control installed | Turndown control installed | Turndown control installed | Turndown control installed | Turndown control installed | Turndown control installed | Turndown control installed | Turndown control installed | Turndown control installed | Turndown control installed | Turndown control installed | Turndown control installed | Turndown control installed | Turndown control installed | Turndown control installed | Turndown control installed | Turndown control installed | Turndown control installed | Turndown control installed | Turndown control installed | Turndown control installed | Turndown control installed | Turndown control installed | Turndown control installed | Turndown control installed | Turndown control installed | 579.97 | 579.97 | 579.97 | 579.97 | 579.97 | 579.97 | 579.97 | 579.97 | 579.97 | 579.97 | 579.97 | 579.97 | 579.97 | 579.97 | 579.97 | 579.97 | 579.97 | 579.97 | 579.97 | 579.97 | 579.97 | 579.97 | 579.97 | 579.97 | 579.97 | 579.97 | 579.97 | 579.97 | 579.97 | 579.97 | 579.97 | 0 | 0 | 0 | 0 | 0 | 38.9851 | 38.262 | 37.3386 | 36.2205 | 34.9188 | 33.4444 | 31.9293 | 30.4209 | 28.8903 | 27.5886 | 26.3492 | 25.3471 | 24.4705 | 23.6933 | 23.1371 | 22.6254 | 22.1757 | 21.7941 | 21.4846 | 21.1926 | 20.9739 | 20.7833 | 20.6035 | 33.9471 | 33.8077 | 33.6804 | 0.0038377 | 0.0037645 | 0.003652 | 0.0035445 | 0.00342 | 0.0029106 | 0.0022169 | 0.0016863 | 0.0012608 | 0.00096689 | 0.00073172 | 0.00056318 | 0.00043278 | 0.00033223 | 0.00025986 | 0.00020245 | 1.3481e-06 | 4.7147e-07 | 1.5791e-07 | 5.0631e-08 | 4.2468e-08 | 4.197e-08 | 4.1506e-08 | 6.8238e-08 | 6.7826e-08 | 6.7456e-08 | 0.0038377 | 0.007531 | 0.011001 | 0.014216 | 0.017125 | 0.019313 | 0.020655 | 0.021365 | 0.021551 | 0.021547 | 0.021311 | 0.021064 | 0.020768 | 0.02044 | 0.020221 | 0.019976 | 0.01958 | 0.019244 | 0.01897 | 0.018713 | 0.01852 | 0.018351 | 0.018193 | 0 | 0 | 0 | 0.098441 | 0.098387 | 0.097807 | 0.09786 | 0.097941 | 0.087027 | 0.069431 | 0.055432 | 0.043642 | 0.035047 | 0.02777 | 0.022219 | 0.017686 | 0.014022 | 0.011231 | 0.0089477 | 6.0793e-05 | 2.1633e-05 | 7.3497e-06 | 2.3891e-06 | 2.0248e-06 | 2.0194e-06 | 2.0145e-06 | 2.0101e-06 | 2.0062e-06 | 2.0028e-06 | 0.098441 | 0.19683 | 0.29463 | 0.39249 | 0.49043 | 0.57746 | 0.64689 | 0.70233 | 0.74597 | 0.78101 | 0.80878 | 0.831 | 0.84869 | 0.86271 | 0.87394 | 0.88289 | 0.88295 | 0.88297 | 0.88298 | 0.88298 | 0.88298 | 0.88299 | 0.88299 | 0.88299 | 0.88299 | 0.88299 | 0.0032693 | 0.0032158 | 0.0031324 | 0.0030557 | 0.0029662 | 0.0025426 | 0.0019517 | 0.0014966 | 0.0011289 | 0.00087236 | 0.00066534 | 0.00051536 | 0.00039805 | 0.00030694 | 0.00024071 | 0.00018798 | 1.2542e-06 | 4.3936e-07 | 1.4743e-07 | 4.7359e-08 | 3.9785e-08 | 3.9375e-08 | 3.9002e-08 | 5.8003e-08 | 5.7652e-08 | 5.7338e-08 | 0.0032693 | 0.0064333 | 0.0094362 | 0.012256 | 0.014853 | 0.016871 | 0.018184 | 0.018962 | 0.019295 | 0.01944 | 0.019378 | 0.019275 | 0.019102 | 0.018884 | 0.018731 | 0.018548 | 0.018216 | 0.017933 | 0.017711 | 0.017503 | 0.017349 | 0.017217 | 0.017095 | 0 | 0 | 0 | 0.083675 | 0.083629 | 0.083136 | 0.083181 | 0.083249 | 0.073973 | 0.059017 | 0.047118 | 0.037095 | 0.02979 | 0.023604 | 0.018886 | 0.015033 | 0.011919 | 0.0095465 | 0.0076056 | 5.1674e-05 | 1.8388e-05 | 6.2473e-06 | 2.0307e-06 | 1.7211e-06 | 1.7165e-06 | 1.7124e-06 | 1.7086e-06 | 1.7053e-06 | 1.7024e-06 | 0.083675 | 0.1673 | 0.25044 | 0.33362 | 0.41687 | 0.49084 | 0.54986 | 0.59698 | 0.63407 | 0.66386 | 0.68747 | 0.70635 | 0.72139 | 0.7333 | 0.74285 | 0.75046 | 0.75051 | 0.75053 | 0.75053 | 0.75053 | 0.75054 | 0.75054 | 0.75054 | 0.75054 | 0.75054 | 0.75055 | 0.003271 | 0.0032196 | 0.0031385 | 0.0030641 | 0.002977 | 0.0025542 | 0.0019624 | 0.0015062 | 0.0011373 | 0.00087974 | 0.00067167 | 0.00052077 | 0.00040264 | 0.00031082 | 0.00024399 | 0.00019074 | 1.2741e-06 | 4.4681e-07 | 1.4999e-07 | 4.82e-08 | 4.0496e-08 | 4.0084e-08 | 3.9707e-08 | 5.8003e-08 | 5.7652e-08 | 5.7338e-08 | 0.003271 | 0.0064409 | 0.0094545 | 0.01229 | 0.014907 | 0.016948 | 0.018283 | 0.019083 | 0.01944 | 0.019605 | 0.019562 | 0.019477 | 0.019322 | 0.019123 | 0.018986 | 0.018821 | 0.018505 | 0.018237 | 0.018019 | 0.017814 | 0.01766 | 0.017526 | 0.017404 | 0 | 0 | 0 | 0.083675 | 0.083629 | 0.083136 | 0.083181 | 0.083249 | 0.073973 | 0.059017 | 0.047118 | 0.037095 | 0.02979 | 0.023604 | 0.018886 | 0.015033 | 0.011919 | 0.0095465 | 0.0076056 | 5.1674e-05 | 1.8388e-05 | 6.2473e-06 | 2.0307e-06 | 1.7211e-06 | 1.7165e-06 | 1.7124e-06 | 1.7086e-06 | 1.7053e-06 | 1.7024e-06 | 0.083675 | 0.1673 | 0.25044 | 0.33362 | 0.41687 | 0.49084 | 0.54986 | 0.59698 | 0.63407 | 0.66386 | 0.68747 | 0.70635 | 0.72139 | 0.7333 | 0.74285 | 0.75046 | 0.75051 | 0.75053 | 0.75053 | 0.75053 | 0.75054 | 0.75054 | 0.75054 | 0.75054 | 0.75054 | 0.75055 | 0.0032701 | 0.0032166 | 0.0031332 | 0.0030565 | 0.002967 | 0.0025433 | 0.0019521 | 0.001497 | 0.0011291 | 0.00087258 | 0.00066551 | 0.00051549 | 0.00039816 | 0.00030702 | 0.00024077 | 0.00018803 | 1.2546e-06 | 4.3947e-07 | 1.4746e-07 | 4.7371e-08 | 3.9786e-08 | 3.9376e-08 | 3.9002e-08 | 5.8003e-08 | 5.7652e-08 | 5.7338e-08 | 0.0032701 | 0.0064349 | 0.0094386 | 0.012259 | 0.014857 | 0.016876 | 0.018188 | 0.018966 | 0.0193 | 0.019445 | 0.019383 | 0.01928 | 0.019107 | 0.018889 | 0.018735 | 0.018553 | 0.018221 | 0.017938 | 0.017716 | 0.017508 | 0.01735 | 0.017217 | 0.017095 | 0 | 0 | 0 | 0.083675 | 0.083629 | 0.083136 | 0.083181 | 0.083249 | 0.073973 | 0.059017 | 0.047118 | 0.037095 | 0.02979 | 0.023604 | 0.018886 | 0.015033 | 0.011919 | 0.0095465 | 0.0076056 | 5.1674e-05 | 1.8388e-05 | 6.2473e-06 | 2.0307e-06 | 1.7211e-06 | 1.7165e-06 | 1.7124e-06 | 1.7086e-06 | 1.7053e-06 | 1.7024e-06 | 0.083675 | 0.1673 | 0.25044 | 0.33362 | 0.41687 | 0.49084 | 0.54986 | 0.59698 | 0.63407 | 0.66386 | 0.68747 | 0.70635 | 0.72139 | 0.7333 | 0.74285 | 0.75046 | 0.75051 | 0.75053 | 0.75053 | 0.75053 | 0.75054 | 0.75054 | 0.75054 | 0.75054 | 0.75054 | 0.75055 | 784.5307 | 787.2348 | 789.9404 | 792.6791 | 795.429 | 798.1199 | 800.8021 | 803.4734 | 806.1317 | 808.9647 | 811.5825 | 814.1875 | 816.766 | 819.3227 | 821.9011 | 824.4067 | 827.0307 | 829.5798 | 832.0638 | 834.5788 | 836.8871 | 839.0048 | 840.9468 | 842.7269 | 844.3583 | 845.8528 | 596.4921 | 598.5481 | 600.6052 | 602.6875 | 604.7783 | 606.8242 | 608.8635 | 610.8945 | 612.9157 | 615.0697 | 617.06 | 619.0406 | 621.0012 | 622.945 | 624.9054 | 626.8105 | 628.8056 | 630.7437 | 632.6323 | 634.5445 | 636.2996 | 637.9097 | 639.3862 | 640.7397 | 641.98 | 643.1163
WA_Industrial_Primary Metals_Existing_Process_Natural Gas_Gas Boiler - High Turndown_A | WA | Industrial | Primary Metals | Existing | Process | Natural Gas | Gas Boiler - High Turndown | A | IM174 | No control | Turndown control installed | 15 | 38.225 | 0 | 0 | 579.97 | 0 | 0 | 0 | 289.9835 |  | sqft | 35% | 50% | Retrofit | Retro12Med | 84.73% | TBD | 0.2% | 807.1028 |  | 613.6541 |  | 0.23058 | MN TRM 3.1 - Boiler Modifications, Space Heating Only v4.0 | MN TRM 3.1 - Boiler Modifications, Space Heating Only v4.0 | MN TRM 3.1 - Boiler Modifications, Space Heating Only v4.0 | No control | No control | No control | No control | No control | No control | No control | No control | No control | No control | No control | No control | No control | No control | No control | No control | No control | No control | No control | No control | No control | No control | No control | No control | No control | No control | No control | No control | No control | No control | No control | Turndown control installed | Turndown control installed | Turndown control installed | Turndown control installed | Turndown control installed | Turndown control installed | Turndown control installed | Turndown control installed | Turndown control installed | Turndown control installed | Turndown control installed | Turndown control installed | Turndown control installed | Turndown control installed | Turndown control installed | Turndown control installed | Turndown control installed | Turndown control installed | Turndown control installed | Turndown control installed | Turndown control installed | Turndown control installed | Turndown control installed | Turndown control installed | Turndown control installed | Turndown control installed | Turndown control installed | Turndown control installed | Turndown control installed | Turndown control installed | Turndown control installed | 579.97 | 579.97 | 579.97 | 579.97 | 579.97 | 579.97 | 579.97 | 579.97 | 579.97 | 579.97 | 579.97 | 579.97 | 579.97 | 579.97 | 579.97 | 579.97 | 579.97 | 579.97 | 579.97 | 579.97 | 579.97 | 579.97 | 579.97 | 579.97 | 579.97 | 579.97 | 579.97 | 579.97 | 579.97 | 579.97 | 579.97 | 0 | 0 | 0 | 0 | 0 | 38.1234 | 38.0221 | 37.9198 | 37.8188 | 37.7178 | 37.6143 | 37.5241 | 37.4413 | 37.3534 | 37.2868 | 37.2126 | 37.1518 | 37.0887 | 37.0236 | 36.9719 | 36.915 | 36.8629 | 36.811 | 36.7593 | 36.7079 | 36.7035 | 36.6995 | 36.6958 | 38.225 | 38.225 | 38.225 | 0.13593 | 0.13549 | 0.13433 | 0.13405 | 0.1338 | 0.11856 | 0.094364 | 0.075172 | 0.059043 | 0.04733 | 0.037429 | 0.029898 | 0.023758 | 0.018803 | 0.01504 | 0.011963 | 8.1168e-05 | 2.8842e-05 | 9.7854e-06 | 3.1764e-06 | 2.6917e-06 | 2.6843e-06 | 2.6775e-06 | 2.783e-06 | 2.7776e-06 | 2.7729e-06 | 0.13593 | 0.27106 | 0.40466 | 0.53763 | 0.66999 | 0.78671 | 0.87919 | 0.95242 | 1.0092 | 1.0548 | 1.0901 | 1.1182 | 1.1401 | 1.1569 | 1.1703 | 1.1805 | 1.1789 | 1.1772 | 1.1756 | 1.174 | 1.1738 | 1.1737 | 1.1736 | 0 | 0 | 0 | 3.5655 | 3.5635 | 3.5425 | 3.5444 | 3.5473 | 3.1521 | 2.5148 | 2.0077 | 1.5807 | 1.2694 | 1.0058 | 0.80475 | 0.64056 | 0.50788 | 0.40678 | 0.32408 | 0.0022019 | 0.00078352 | 0.0002662 | 8.6531e-05 | 7.3337e-05 | 7.3142e-05 | 7.2965e-05 | 7.2806e-05 | 7.2664e-05 | 7.2541e-05 | 3.5655 | 7.129 | 10.6714 | 14.2158 | 17.7632 | 20.9152 | 23.43 | 25.4377 | 27.0184 | 28.2877 | 29.2935 | 30.0983 | 30.7388 | 31.2467 | 31.6535 | 31.9776 | 31.9798 | 31.9806 | 31.9808 | 31.9809 | 31.981 | 31.9811 | 31.9811 | 31.9812 | 31.9813 | 31.9814 | 0.11558 | 0.11526 | 0.11432 | 0.11412 | 0.11396 | 0.10102 | 0.080433 | 0.064095 | 0.050361 | 0.040382 | 0.031943 | 0.025522 | 0.020286 | 0.01606 | 0.012848 | 0.010222 | 6.9371e-05 | 2.4656e-05 | 8.3668e-06 | 2.7165e-06 | 2.302e-06 | 2.2957e-06 | 2.2899e-06 | 2.3655e-06 | 2.361e-06 | 2.3569e-06 | 0.11558 | 0.23058 | 0.34437 | 0.45772 | 0.57063 | 0.67033 | 0.74939 | 0.81208 | 0.86083 | 0.8999 | 0.93033 | 0.95456 | 0.97347 | 0.98808 | 0.99975 | 1.0087 | 1.0075 | 1.0064 | 1.0052 | 1.004 | 1.0039 | 1.0038 | 1.0037 | 0 | 0 | 0 | 3.0306 | 3.029 | 3.0111 | 3.0127 | 3.0152 | 2.6792 | 2.1375 | 1.7066 | 1.3436 | 1.079 | 0.85494 | 0.68404 | 0.54448 | 0.4317 | 0.34577 | 0.27547 | 0.0018716 | 0.00066599 | 0.00022627 | 7.3551e-05 | 6.2337e-05 | 6.2171e-05 | 6.202e-05 | 6.1885e-05 | 6.1765e-05 | 6.166e-05 | 3.0306 | 6.0596 | 9.0707 | 12.0835 | 15.0987 | 17.7779 | 19.9155 | 21.622 | 22.9656 | 24.0446 | 24.8995 | 25.5835 | 26.128 | 26.5597 | 26.9055 | 27.1809 | 27.1828 | 27.1835 | 27.1837 | 27.1838 | 27.1838 | 27.1839 | 27.184 | 27.184 | 27.1841 | 27.1842 | 0.11558 | 0.11526 | 0.11432 | 0.11412 | 0.11396 | 0.10102 | 0.080433 | 0.064095 | 0.050361 | 0.040382 | 0.031943 | 0.025522 | 0.020286 | 0.01606 | 0.012848 | 0.010222 | 6.9371e-05 | 2.4656e-05 | 8.3668e-06 | 2.7165e-06 | 2.302e-06 | 2.2957e-06 | 2.2899e-06 | 2.3655e-06 | 2.361e-06 | 2.3569e-06 | 0.11558 | 0.23058 | 0.34437 | 0.45772 | 0.57063 | 0.67033 | 0.74939 | 0.81208 | 0.86083 | 0.8999 | 0.93033 | 0.95456 | 0.97347 | 0.98808 | 0.99975 | 1.0087 | 1.0075 | 1.0064 | 1.0052 | 1.004 | 1.0039 | 1.0038 | 1.0037 | 0 | 0 | 0 | 3.0306 | 3.029 | 3.0111 | 3.0127 | 3.0152 | 2.6792 | 2.1375 | 1.7066 | 1.3436 | 1.079 | 0.85494 | 0.68404 | 0.54448 | 0.4317 | 0.34577 | 0.27547 | 0.0018716 | 0.00066599 | 0.00022627 | 7.3551e-05 | 6.2337e-05 | 6.2171e-05 | 6.202e-05 | 6.1885e-05 | 6.1765e-05 | 6.166e-05 | 3.0306 | 6.0596 | 9.0707 | 12.0835 | 15.0987 | 17.7779 | 19.9155 | 21.622 | 22.9656 | 24.0446 | 24.8995 | 25.5835 | 26.128 | 26.5597 | 26.9055 | 27.1809 | 27.1828 | 27.1835 | 27.1837 | 27.1838 | 27.1838 | 27.1839 | 27.184 | 27.184 | 27.1841 | 27.1842 | 0.11558 | 0.11526 | 0.11432 | 0.11412 | 0.11396 | 0.10102 | 0.080433 | 0.064095 | 0.050361 | 0.040382 | 0.031943 | 0.025522 | 0.020286 | 0.01606 | 0.012848 | 0.010222 | 6.9371e-05 | 2.4656e-05 | 8.3668e-06 | 2.7165e-06 | 2.302e-06 | 2.2957e-06 | 2.2899e-06 | 2.3655e-06 | 2.361e-06 | 2.3569e-06 | 0.11558 | 0.23058 | 0.34437 | 0.45772 | 0.57063 | 0.67033 | 0.74939 | 0.81208 | 0.86083 | 0.8999 | 0.93033 | 0.95456 | 0.97347 | 0.98808 | 0.99975 | 1.0087 | 1.0075 | 1.0064 | 1.0052 | 1.004 | 1.0039 | 1.0038 | 1.0037 | 0 | 0 | 0 | 3.0306 | 3.029 | 3.0111 | 3.0127 | 3.0152 | 2.6792 | 2.1375 | 1.7066 | 1.3436 | 1.079 | 0.85494 | 0.68404 | 0.54448 | 0.4317 | 0.34577 | 0.27547 | 0.0018716 | 0.00066599 | 0.00022627 | 7.3551e-05 | 6.2337e-05 | 6.2171e-05 | 6.202e-05 | 6.1885e-05 | 6.1765e-05 | 6.166e-05 | 3.0306 | 6.0596 | 9.0707 | 12.0835 | 15.0987 | 17.7779 | 19.9155 | 21.622 | 22.9656 | 24.0446 | 24.8995 | 25.5835 | 26.128 | 26.5597 | 26.9055 | 27.1809 | 27.1828 | 27.1835 | 27.1837 | 27.1838 | 27.1838 | 27.1839 | 27.184 | 27.184 | 27.1841 | 27.1842 | 784.5307 | 787.2348 | 789.9404 | 792.6791 | 795.429 | 798.1199 | 800.8021 | 803.4734 | 806.1317 | 808.9647 | 811.5825 | 814.1875 | 816.766 | 819.3227 | 821.9011 | 824.4067 | 827.0307 | 829.5798 | 832.0638 | 834.5788 | 836.8871 | 839.0048 | 840.9468 | 842.7269 | 844.3583 | 845.8528 | 596.4921 | 598.5481 | 600.6052 | 602.6875 | 604.7783 | 606.8242 | 608.8635 | 610.8945 | 612.9157 | 615.0697 | 617.06 | 619.0406 | 621.0012 | 622.945 | 624.9054 | 626.8105 | 628.8056 | 630.7437 | 632.6323 | 634.5445 | 636.2996 | 637.9097 | 639.3862 | 640.7397 | 641.98 | 643.1163
WA_Industrial_Primary Metals_Existing_Space Heating_Natural Gas_Gas Boiler - Burner Control Optimization_A | WA | Industrial | Primary Metals | Existing | Space Heating | Natural Gas | Gas Boiler - Burner Control Optimization | A | IM175 | Average performance | Optimized burner controls | 18 | 11.5998 | 0 | 0 | 194.85 | 0 | 0 | 0 | 97.4253 |  | employee | 5% | 85% | Retrofit | Retro3Slow | 83.58% | TBD | 0.2% | 851.7366 |  | 631.6525 |  | 0.00064708 | IL TRM - 4.4.22 - CI-HVC-O2TC-V01-140601 | GBLR_O2TRM-Heating-MEMD-2018-1 | IL TRM - 4.4.22 - CI-HVC-O2TC-V01-140601 | Average performance | Average performance | Average performance | Average performance | Average performance | Average performance | Average performance | Average performance | Average performance | Average performance | Average performance | Average performance | Average performance | Average performance | Average performance | Average performance | Average performance | Average performance | Average performance | Average performance | Average performance | Average performance | Average performance | Average performance | Average performance | Average performance | Average performance | Average performance | Average performance | Average performance | Average performance | Optimized burner controls | Optimized burner controls | Optimized burner controls | Optimized burner controls | Optimized burner controls | Optimized burner controls | Optimized burner controls | Optimized burner controls | Optimized burner controls | Optimized burner controls | Optimized burner controls | Optimized burner controls | Optimized burner controls | Optimized burner controls | Optimized burner controls | Optimized burner controls | Optimized burner controls | Optimized burner controls | Optimized burner controls | Optimized burner controls | Optimized burner controls | Optimized burner controls | Optimized burner controls | Optimized burner controls | Optimized burner controls | Optimized burner controls | Optimized burner controls | Optimized burner controls | Optimized burner controls | Optimized burner controls | Optimized burner controls | 194.85 | 194.85 | 194.85 | 194.85 | 194.85 | 194.85 | 194.85 | 194.85 | 194.85 | 194.85 | 194.85 | 194.85 | 194.85 | 194.85 | 194.85 | 194.85 | 194.85 | 194.85 | 194.85 | 194.85 | 194.85 | 194.85 | 194.85 | 194.85 | 194.85 | 194.85 | 194.85 | 194.85 | 194.85 | 194.85 | 194.85 | 0 | 0 | 0 | 0 | 0 | 11.3051 | 11.0949 | 10.8266 | 10.5019 | 10.1239 | 9.696 | 9.2564 | 8.8189 | 8.3749 | 7.9974 | 7.638 | 7.3474 | 7.0932 | 6.8679 | 6.7066 | 6.5582 | 6.4279 | 6.3173 | 6.2276 | 6.1429 | 6.0795 | 6.0242 | 5.9721 | 9.8447 | 9.8042 | 9.7673 | 0.00030021 | 0.00046287 | 0.00089802 | 0.0015252 | 0.0022891 | 0.0030303 | 0.0036718 | 0.004073 | 0.0040993 | 0.0039295 | 0.0034693 | 0.0029205 | 0.0023103 | 0.0017243 | 0.0012421 | 0.00084675 | 0.00055113 | 0.00034343 | 0.00020537 | 0.00013673 | 0 | 0 | 0 | 0 | 0 | 0 | 0.00030021 | 0.00075749 | 0.0016372 | 0.0031133 | 0.0052903 | 0.008097 | 0.011402 | 0.014936 | 0.018283 | 0.021389 | 0.023897 | 0.025908 | 0.027322 | 0.028178 | 0.028759 | 0.028969 | 0.028945 | 0.02879 | 0.028586 | 0.028335 | 0.028042 | 0.027787 | 0.027547 | 0 | 0 | 0 | 0.026555 | 0.041719 | 0.082946 | 0.14523 | 0.22611 | 0.31253 | 0.39668 | 0.46185 | 0.48948 | 0.49135 | 0.45422 | 0.39749 | 0.3257 | 0.25106 | 0.18521 | 0.12911 | 0.08574 | 0.054363 | 0.032978 | 0.022258 | 0 | 0 | 0 | 0 | 0 | 0 | 0.026555 | 0.068274 | 0.15122 | 0.29645 | 0.52256 | 0.83509 | 1.2318 | 1.6936 | 2.1831 | 2.6744 | 3.1287 | 3.5261 | 3.8518 | 4.1029 | 4.2881 | 4.4172 | 4.503 | 4.5573 | 4.5903 | 4.6126 | 4.6126 | 4.6126 | 4.6126 | 4.6126 | 4.6126 | 4.6126 | 0.00025574 | 0.0003954 | 0.00077028 | 0.0013149 | 0.0019854 | 0.0026473 | 0.0032326 | 0.0036149 | 0.0036705 | 0.0035455 | 0.0031548 | 0.0026727 | 0.002125 | 0.0015931 | 0.0011507 | 0.0007863 | 0.00051278 | 0.00032006 | 0.00019176 | 0.0001279 | 0 | 0 | 0 | 0 | 0 | 0 | 0.00025574 | 0.00064708 | 0.0014043 | 0.002684 | 0.0045886 | 0.0070737 | 0.010038 | 0.013256 | 0.01637 | 0.019299 | 0.02173 | 0.02371 | 0.025132 | 0.026035 | 0.026642 | 0.026901 | 0.026931 | 0.026831 | 0.026691 | 0.026505 | 0.026272 | 0.026071 | 0.025886 | 0 | 0 | 0 | 0.022572 | 0.035461 | 0.070504 | 0.12345 | 0.19219 | 0.26565 | 0.33717 | 0.39257 | 0.41606 | 0.41764 | 0.38608 | 0.33787 | 0.27684 | 0.2134 | 0.15743 | 0.10975 | 0.072879 | 0.046209 | 0.028031 | 0.01892 | 0 | 0 | 0 | 0 | 0 | 0 | 0.022572 | 0.058033 | 0.12854 | 0.25199 | 0.44417 | 0.70982 | 1.047 | 1.4396 | 1.8556 | 2.2733 | 2.6594 | 2.9972 | 3.2741 | 3.4875 | 3.6449 | 3.7546 | 3.8275 | 3.8737 | 3.9018 | 3.9207 | 3.9207 | 3.9207 | 3.9207 | 3.9207 | 3.9207 | 3.9207 | 0.00025587 | 0.00039587 | 0.00077178 | 0.0013185 | 0.0019927 | 0.0026594 | 0.0032504 | 0.0036382 | 0.0036979 | 0.0035756 | 0.0031848 | 0.0027008 | 0.0021495 | 0.0016132 | 0.0011664 | 0.00079786 | 0.0005209 | 0.00032549 | 0.00019509 | 0.00013018 | 0 | 0 | 0 | 0 | 0 | 0 | 0.00025587 | 0.00064785 | 0.001407 | 0.0026914 | 0.0046053 | 0.007106 | 0.010093 | 0.013341 | 0.016493 | 0.019462 | 0.021937 | 0.023958 | 0.025421 | 0.026364 | 0.027005 | 0.027297 | 0.027357 | 0.027286 | 0.027155 | 0.026976 | 0.026742 | 0.02654 | 0.026354 | 0 | 0 | 0 | 0.022572 | 0.035461 | 0.070504 | 0.12345 | 0.19219 | 0.26565 | 0.33717 | 0.39257 | 0.41606 | 0.41764 | 0.38608 | 0.33787 | 0.27684 | 0.2134 | 0.15743 | 0.10975 | 0.072879 | 0.046209 | 0.028031 | 0.01892 | 0 | 0 | 0 | 0 | 0 | 0 | 0.022572 | 0.058033 | 0.12854 | 0.25199 | 0.44417 | 0.70982 | 1.047 | 1.4396 | 1.8556 | 2.2733 | 2.6594 | 2.9972 | 3.2741 | 3.4875 | 3.6449 | 3.7546 | 3.8275 | 3.8737 | 3.9018 | 3.9207 | 3.9207 | 3.9207 | 3.9207 | 3.9207 | 3.9207 | 3.9207 | 0.0002558 | 0.0003955 | 0.00077048 | 0.0013152 | 0.0019859 | 0.002648 | 0.0032335 | 0.0036159 | 0.0036714 | 0.0035464 | 0.0031556 | 0.0026734 | 0.0021256 | 0.0015935 | 0.001151 | 0.0007865 | 0.00051292 | 0.00032014 | 0.0001918 | 0.00012794 | 0 | 0 | 0 | 0 | 0 | 0 | 0.0002558 | 0.00064725 | 0.0014047 | 0.0026847 | 0.0045898 | 0.0070755 | 0.010041 | 0.013259 | 0.016375 | 0.019304 | 0.021736 | 0.023716 | 0.025138 | 0.026041 | 0.026649 | 0.026908 | 0.026938 | 0.026838 | 0.026698 | 0.026512 | 0.026273 | 0.026072 | 0.025887 | 0 | 0 | 0 | 0.022572 | 0.035461 | 0.070504 | 0.12345 | 0.19219 | 0.26565 | 0.33717 | 0.39257 | 0.41606 | 0.41764 | 0.38608 | 0.33787 | 0.27684 | 0.2134 | 0.15743 | 0.10975 | 0.072879 | 0.046209 | 0.028031 | 0.01892 | 0 | 0 | 0 | 0 | 0 | 0 | 0.022572 | 0.058033 | 0.12854 | 0.25199 | 0.44417 | 0.70982 | 1.047 | 1.4396 | 1.8556 | 2.2733 | 2.6594 | 2.9972 | 3.2741 | 3.4875 | 3.6449 | 3.7546 | 3.8275 | 3.8737 | 3.9018 | 3.9207 | 3.9207 | 3.9207 | 3.9207 | 3.9207 | 3.9207 | 3.9207 | 827.9161 | 830.7698 | 833.625 | 836.5152 | 839.4172 | 842.2569 | 845.0874 | 847.9064 | 850.7117 | 853.7014 | 856.4639 | 859.213 | 861.9342 | 864.6322 | 867.3532 | 869.9973 | 872.7665 | 875.4565 | 878.0779 | 880.732 | 883.168 | 885.4028 | 887.4521 | 889.3307 | 891.0523 | 892.6294 | 613.9872 | 616.1035 | 618.2209 | 620.3643 | 622.5164 | 624.6223 | 626.7215 | 628.8121 | 630.8925 | 633.1097 | 635.1584 | 637.1971 | 639.2151 | 641.216 | 643.2339 | 645.1948 | 647.2484 | 649.2434 | 651.1874 | 653.1557 | 654.9622 | 656.6196 | 658.1394 | 659.5326 | 660.8093 | 661.9789
WA_Industrial_Primary Metals_Existing_Process_Natural Gas_Gas Boiler - Burner Control Optimization_A | WA | Industrial | Primary Metals | Existing | Process | Natural Gas | Gas Boiler - Burner Control Optimization | A | IM176 | Average performance | Optimized burner controls | 18 | 11.0853 | 0 | 0 | 194.85 | 0 | 0 | 0 | 97.4253 |  | sqft | 5% | 85% | Retrofit | Retro3Slow | 83.58% | TBD | 0.2% | 851.7366 |  | 631.6525 |  | 0.023192 | IL TRM - 4.4.22 - CI-HVC-O2TC-V01-140601 | GBLR_O2TRM-Heating-MEMD-2018-1 | IL TRM - 4.4.22 - CI-HVC-O2TC-V01-140601 | Average performance | Average performance | Average performance | Average performance | Average performance | Average performance | Average performance | Average performance | Average performance | Average performance | Average performance | Average performance | Average performance | Average performance | Average performance | Average performance | Average performance | Average performance | Average performance | Average performance | Average performance | Average performance | Average performance | Average performance | Average performance | Average performance | Average performance | Average performance | Average performance | Average performance | Average performance | Optimized burner controls | Optimized burner controls | Optimized burner controls | Optimized burner controls | Optimized burner controls | Optimized burner controls | Optimized burner controls | Optimized burner controls | Optimized burner controls | Optimized burner controls | Optimized burner controls | Optimized burner controls | Optimized burner controls | Optimized burner controls | Optimized burner controls | Optimized burner controls | Optimized burner controls | Optimized burner controls | Optimized burner controls | Optimized burner controls | Optimized burner controls | Optimized burner controls | Optimized burner controls | Optimized burner controls | Optimized burner controls | Optimized burner controls | Optimized burner controls | Optimized burner controls | Optimized burner controls | Optimized burner controls | Optimized burner controls | 194.85 | 194.85 | 194.85 | 194.85 | 194.85 | 194.85 | 194.85 | 194.85 | 194.85 | 194.85 | 194.85 | 194.85 | 194.85 | 194.85 | 194.85 | 194.85 | 194.85 | 194.85 | 194.85 | 194.85 | 194.85 | 194.85 | 194.85 | 194.85 | 194.85 | 194.85 | 194.85 | 194.85 | 194.85 | 194.85 | 194.85 | 0 | 0 | 0 | 0 | 0 | 11.055 | 11.0249 | 10.9945 | 10.9645 | 10.9345 | 10.9038 | 10.8771 | 10.8527 | 10.8268 | 10.8072 | 10.7855 | 10.7677 | 10.7492 | 10.7302 | 10.7151 | 10.6985 | 10.6834 | 10.6683 | 10.6533 | 10.6384 | 10.6371 | 10.6359 | 10.6349 | 11.0853 | 11.0853 | 11.0853 | 0.010633 | 0.016659 | 0.03303 | 0.057676 | 0.089547 | 0.12343 | 0.15627 | 0.18154 | 0.19194 | 0.19233 | 0.17744 | 0.15502 | 0.1268 | 0.097572 | 0.071879 | 0.05003 | 0.033177 | 0.021006 | 0.012725 | 0.0085765 | 0 | 0 | 0 | 0 | 0 | 0 | 0.010633 | 0.027263 | 0.060218 | 0.11773 | 0.20695 | 0.3298 | 0.48527 | 0.66572 | 0.85607 | 1.0469 | 1.2222 | 1.3752 | 1.4996 | 1.5945 | 1.6642 | 1.7116 | 1.7424 | 1.7609 | 1.7712 | 1.7773 | 1.7771 | 1.7769 | 1.7767 | 0 | 0 | 0 | 0.9618 | 1.511 | 3.0042 | 5.2602 | 8.1894 | 11.3195 | 14.3673 | 16.7278 | 17.7285 | 17.7962 | 16.4514 | 14.3968 | 11.7965 | 9.0932 | 6.7082 | 4.6763 | 3.1054 | 1.969 | 1.1944 | 0.80619 | 0 | 0 | 0 | 0 | 0 | 0 | 0.9618 | 2.4728 | 5.4771 | 10.7373 | 18.9267 | 30.2462 | 44.6135 | 61.3413 | 79.0698 | 96.866 | 113.3174 | 127.7142 | 139.5108 | 148.604 | 155.3122 | 159.9886 | 163.094 | 165.063 | 166.2574 | 167.0636 | 167.0636 | 167.0636 | 167.0636 | 167.0636 | 167.0636 | 167.0636 | 0.0090415 | 0.014172 | 0.02811 | 0.049105 | 0.076271 | 0.10517 | 0.13321 | 0.1548 | 0.16373 | 0.1641 | 0.15144 | 0.13234 | 0.10828 | 0.083344 | 0.061411 | 0.042754 | 0.028357 | 0.017958 | 0.010881 | 0.0073354 | 0 | 0 | 0 | 0 | 0 | 0 | 0.0090415 | 0.023192 | 0.051248 | 0.10023 | 0.17627 | 0.28102 | 0.41365 | 0.56767 | 0.73025 | 0.89323 | 1.0431 | 1.174 | 1.2806 | 1.362 | 1.4218 | 1.4627 | 1.4893 | 1.5055 | 1.5146 | 1.5201 | 1.5199 | 1.5198 | 1.5197 | 0 | 0 | 0 | 0.81753 | 1.2844 | 2.5536 | 4.4712 | 6.961 | 9.6216 | 12.2122 | 14.2186 | 15.0692 | 15.1268 | 13.9837 | 12.2373 | 10.0271 | 7.7293 | 5.702 | 3.9749 | 2.6396 | 1.6736 | 1.0153 | 0.68526 | 0 | 0 | 0 | 0 | 0 | 0 | 0.81753 | 2.1019 | 4.6555 | 9.1267 | 16.0877 | 25.7093 | 37.9215 | 52.1401 | 67.2093 | 82.3361 | 96.3198 | 108.5571 | 118.5841 | 126.3134 | 132.0154 | 135.9903 | 138.6299 | 140.3035 | 141.3188 | 142.0041 | 142.0041 | 142.0041 | 142.0041 | 142.0041 | 142.0041 | 142.0041 | 0.0090415 | 0.014172 | 0.02811 | 0.049105 | 0.076271 | 0.10517 | 0.13321 | 0.1548 | 0.16373 | 0.1641 | 0.15144 | 0.13234 | 0.10828 | 0.083344 | 0.061411 | 0.042754 | 0.028357 | 0.017958 | 0.010881 | 0.0073354 | 0 | 0 | 0 | 0 | 0 | 0 | 0.0090415 | 0.023192 | 0.051248 | 0.10023 | 0.17627 | 0.28102 | 0.41365 | 0.56767 | 0.73025 | 0.89323 | 1.0431 | 1.174 | 1.2806 | 1.362 | 1.4218 | 1.4627 | 1.4893 | 1.5055 | 1.5146 | 1.5201 | 1.5199 | 1.5198 | 1.5197 | 0 | 0 | 0 | 0.81753 | 1.2844 | 2.5536 | 4.4712 | 6.961 | 9.6216 | 12.2122 | 14.2186 | 15.0692 | 15.1268 | 13.9837 | 12.2373 | 10.0271 | 7.7293 | 5.702 | 3.9749 | 2.6396 | 1.6736 | 1.0153 | 0.68526 | 0 | 0 | 0 | 0 | 0 | 0 | 0.81753 | 2.1019 | 4.6555 | 9.1267 | 16.0877 | 25.7093 | 37.9215 | 52.1401 | 67.2093 | 82.3361 | 96.3198 | 108.5571 | 118.5841 | 126.3134 | 132.0154 | 135.9903 | 138.6299 | 140.3035 | 141.3188 | 142.0041 | 142.0041 | 142.0041 | 142.0041 | 142.0041 | 142.0041 | 142.0041 | 0.0090415 | 0.014172 | 0.02811 | 0.049105 | 0.076271 | 0.10517 | 0.13321 | 0.1548 | 0.16373 | 0.1641 | 0.15144 | 0.13234 | 0.10828 | 0.083344 | 0.061411 | 0.042754 | 0.028357 | 0.017958 | 0.010881 | 0.0073354 | 0 | 0 | 0 | 0 | 0 | 0 | 0.0090415 | 0.023192 | 0.051248 | 0.10023 | 0.17627 | 0.28102 | 0.41365 | 0.56767 | 0.73025 | 0.89323 | 1.0431 | 1.174 | 1.2806 | 1.362 | 1.4218 | 1.4627 | 1.4893 | 1.5055 | 1.5146 | 1.5201 | 1.5199 | 1.5198 | 1.5197 | 0 | 0 | 0 | 0.81753 | 1.2844 | 2.5536 | 4.4712 | 6.961 | 9.6216 | 12.2122 | 14.2186 | 15.0692 | 15.1268 | 13.9837 | 12.2373 | 10.0271 | 7.7293 | 5.702 | 3.9749 | 2.6396 | 1.6736 | 1.0153 | 0.68526 | 0 | 0 | 0 | 0 | 0 | 0 | 0.81753 | 2.1019 | 4.6555 | 9.1267 | 16.0877 | 25.7093 | 37.9215 | 52.1401 | 67.2093 | 82.3361 | 96.3198 | 108.5571 | 118.5841 | 126.3134 | 132.0154 | 135.9903 | 138.6299 | 140.3035 | 141.3188 | 142.0041 | 142.0041 | 142.0041 | 142.0041 | 142.0041 | 142.0041 | 142.0041 | 827.9161 | 830.7698 | 833.625 | 836.5152 | 839.4172 | 842.2569 | 845.0874 | 847.9064 | 850.7117 | 853.7014 | 856.4639 | 859.213 | 861.9342 | 864.6322 | 867.3532 | 869.9973 | 872.7665 | 875.4565 | 878.0779 | 880.732 | 883.168 | 885.4028 | 887.4521 | 889.3307 | 891.0523 | 892.6294 | 613.9872 | 616.1035 | 618.2209 | 620.3643 | 622.5164 | 624.6223 | 626.7215 | 628.8121 | 630.8925 | 633.1097 | 635.1584 | 637.1971 | 639.2151 | 641.216 | 643.2339 | 645.1948 | 647.2484 | 649.2434 | 651.1874 | 653.1557 | 654.9622 | 656.6196 | 658.1394 | 659.5326 | 660.8093 | 661.9789
WA_Industrial_Primary Metals_Existing_Space Heating_Natural Gas_HVAC - Demand Controlled Ventilation_A | WA | Industrial | Primary Metals | Existing | Space Heating | Natural Gas | HVAC - Demand Controlled Ventilation | A | IM177 | Constant ventilation | DCV enabled | 6 | 0.047236 | 0 | 0 | 0.29 | 0.01 | 0 | 0 | 0.14435 |  | sqft | 55% | 75% | Retrofit | RetroEven20 | 76.5% | TBD | 0.2% | 1653.4557 |  | 1129.9365 |  | 0.039406 | IL TRM v11 - 4.4.19 - Demand Controlled Ventilation - CI-HVC-DCV-V06-220101 | IL TRM v11 - 4.4.19 - Demand Controlled Ventilation - CI-HVC-DCV-V06-220101 | IL TRM v11 - 4.4.19 - Demand Controlled Ventilation - CI-HVC-DCV-V06-220101 | Constant ventilation | Constant ventilation | Constant ventilation | Constant ventilation | Constant ventilation | Constant ventilation | Constant ventilation | Constant ventilation | Constant ventilation | Constant ventilation | Constant ventilation | Constant ventilation | Constant ventilation | Constant ventilation | Constant ventilation | Constant ventilation | Constant ventilation | Constant ventilation | Constant ventilation | Constant ventilation | Constant ventilation | Constant ventilation | Constant ventilation | Constant ventilation | Constant ventilation | Constant ventilation | Constant ventilation | Constant ventilation | Constant ventilation | Constant ventilation | Constant ventilation | DCV enabled | DCV enabled | DCV enabled | DCV enabled | DCV enabled | DCV enabled | DCV enabled | DCV enabled | DCV enabled | DCV enabled | DCV enabled | DCV enabled | DCV enabled | DCV enabled | DCV enabled | DCV enabled | DCV enabled | DCV enabled | DCV enabled | DCV enabled | DCV enabled | DCV enabled | DCV enabled | DCV enabled | DCV enabled | DCV enabled | DCV enabled | DCV enabled | DCV enabled | DCV enabled | DCV enabled | 0.29 | 0.29 | 0.29 | 0.29 | 0.29 | 0.29 | 0.29 | 0.29 | 0.29 | 0.29 | 0.29 | 0.29 | 0.29 | 0.29 | 0.29 | 0.29 | 0.29 | 0.29 | 0.29 | 0.29 | 0.29 | 0.29 | 0.29 | 0.29 | 0.29 | 0.29 | 0.29 | 0.29 | 0.29 | 0.29 | 0.29 | 0 | 0 | 0 | 0 | 0 | 0.045567 | 0.044991 | 0.044258 | 0.043491 | 0.04269 | 0.041856 | 0.041001 | 0.040143 | 0.039252 | 0.038347 | 0.037457 | 0.036606 | 0.035809 | 0.035054 | 0.034381 | 0.03375 | 0.03316 | 0.032622 | 0.032137 | 0.031686 | 0.031329 | 0.031012 | 0.030707 | 0.036718 | 0.036492 | 0.03628 | 0.023413 | 0.023104 | 0.022594 | 0.022214 | 0.021823 | 0.021125 | 0.020637 | 0.020164 | 0.019403 | 0.019028 | 0.01841 | 0.017994 | 0.017513 | 0.016991 | 0.016685 | 0.016311 | 0.015963 | 0.015647 | 0.015362 | 0.015098 | 0 | 0 | 0 | 0 | 0 | 0 | 0.023413 | 0.046221 | 0.068062 | 0.089097 | 0.10928 | 0.12827 | 0.14629 | 0.16339 | 0.17916 | 0.19406 | 0.20797 | 0.22124 | 0.23393 | 0.24599 | 0.25795 | 0.26953 | 0.28078 | 0.29188 | 0.30289 | 0.31374 | 0.31021 | 0.30707 | 0.30405 | 0 | 0 | 0 | 513.8107 | 513.5287 | 510.5002 | 510.7762 | 511.1986 | 504.7069 | 503.3277 | 502.3057 | 494.3293 | 496.2167 | 491.4846 | 491.5484 | 489.0744 | 484.7119 | 485.286 | 483.2793 | 481.3996 | 479.6456 | 478.0156 | 476.5082 | 0 | 0 | 0 | 0 | 0 | 0 | 513.8107 | 1027.3394 | 1537.8397 | 2048.6159 | 2559.8145 | 3064.5214 | 3567.8491 | 4070.1548 | 4564.4841 | 5060.7008 | 5552.1854 | 6043.7337 | 6532.8081 | 7017.52 | 7502.806 | 7986.0853 | 8467.4849 | 8947.1305 | 9425.1461 | 9901.6543 | 9901.6543 | 9901.6543 | 9901.6543 | 9901.6543 | 9901.6543 | 9901.6543 | 0.01993 | 0.019698 | 0.019304 | 0.019022 | 0.018732 | 0.01818 | 0.017807 | 0.017445 | 0.016838 | 0.016561 | 0.016072 | 0.015755 | 0.015368 | 0.01494 | 0.014691 | 0.01438 | 0.01409 | 0.013825 | 0.013594 | 0.013382 | 0 | 0 | 0 | 0 | 0 | 0 | 0.01993 | 0.039406 | 0.05815 | 0.076295 | 0.093802 | 0.11039 | 0.12623 | 0.14136 | 0.15548 | 0.16889 | 0.18157 | 0.19371 | 0.20528 | 0.21629 | 0.22713 | 0.23763 | 0.24783 | 0.25788 | 0.26804 | 0.27808 | 0.27532 | 0.27287 | 0.27057 | 0 | 0 | 0 | 436.7391 | 436.4994 | 433.9252 | 434.1598 | 434.5188 | 429.0009 | 427.8285 | 426.9599 | 420.1799 | 421.7842 | 417.7619 | 417.8161 | 415.7132 | 412.0051 | 412.4931 | 410.7874 | 409.1897 | 407.6987 | 406.3132 | 405.032 | 0 | 0 | 0 | 0 | 0 | 0 | 436.7391 | 873.2385 | 1307.1637 | 1741.3235 | 2175.8423 | 2604.8432 | 3032.6717 | 3459.6316 | 3879.8115 | 4301.5957 | 4719.3576 | 5137.1737 | 5552.8869 | 5964.892 | 6377.3851 | 6788.1725 | 7197.3622 | 7605.0609 | 8011.3742 | 8416.4061 | 8416.4061 | 8416.4061 | 8416.4061 | 8416.4061 | 8416.4061 | 8416.4061 | 0 | 0 | 0 | 0 | 0 | 0 | 0 | 0 | 0 | 0 | 0 | 0 | 0 | 0 | 0 | 0 | 0 | 0 | 0 | 0 | 0 | 0 | 0 | 0 | 0 | 0 | 0 | 0 | 0 | 0 | 0 | 0 | 0 | 0 | 0 | 0 | 0 | 0 | 0 | 0 | 0 | 0 | 0 | 0 | 0 | 0 | 0 | 0 | 0 | 0 | 0 | 0 | 0 | 0 | 0 | 0 | 0 | 0 | 0 | 0 | 0 | 0 | 0 | 0 | 0 | 0 | 0 | 0 | 0 | 0 | 0 | 0 | 0 | 0 | 0 | 0 | 0 | 0 | 0 | 0 | 0 | 0 | 0 | 0 | 0 | 0 | 0 | 0 | 0 | 0 | 0 | 0 | 0 | 0 | 0 | 0 | 0 | 0 | 0 | 0 | 0 | 0 | 0 | 0 | 0 | 0.019698 | 0.019304 | 0.019022 | 0.018732 | 0.01818 | 0.017807 | 0.017445 | 0.016838 | 0.016561 | 0.016072 | 0.015755 | 0.015368 | 0.01494 | 0.014691 | 0.01438 | 0.01409 | 0.013825 | 0.013594 | 0.013382 | 0.013211 | 0 | 0 | 0 | 0 | 0 | 0 | 0.019698 | 0.038722 | 0.05716 | 0.074973 | 0.091881 | 0.10805 | 0.12351 | 0.13797 | 0.15175 | 0.16476 | 0.17724 | 0.18914 | 0.20046 | 0.21158 | 0.22234 | 0.23279 | 0.24307 | 0.25342 | 0.26365 | 0.27424 | 0.2718 | 0.26952 | 0 | 0 | 0 | 0 | 436.4994 | 433.9252 | 434.1598 | 434.5188 | 429.0009 | 427.8285 | 426.9599 | 420.1799 | 421.7842 | 417.7619 | 417.8161 | 415.7132 | 412.0051 | 412.4931 | 410.7874 | 409.1897 | 407.6987 | 406.3132 | 405.032 | 403.8537 | 0 | 0 | 0 | 0 | 0 | 0 | 436.4994 | 870.4246 | 1304.5844 | 1739.1032 | 2168.1041 | 2595.9326 | 3022.8925 | 3443.0724 | 3864.8566 | 4282.6185 | 4700.4346 | 5116.1478 | 5528.1529 | 5940.646 | 6351.4334 | 6760.6231 | 7168.3218 | 7574.6351 | 7979.667 | 8383.5207 | 8383.5207 | 8383.5207 | 8383.5207 | 8383.5207 | 8383.5207 | 1510.4051 | 1524.1617 | 1542.0276 | 1560.5942 | 1579.6895 | 1598.8273 | 1618.2704 | 1637.0068 | 1655.0418 | 1673.6477 | 1690.265 | 1706.2495 | 1721.5317 | 1736.1671 | 1751.2241 | 1766.0661 | 1781.079 | 1796.8187 | 1812.2019 | 1827.2551 | 1841.5826 | 1855.2082 | 1868.1561 | 1880.4508 | 1892.1172 | 1903.1799 | 1032.1787 | 1041.5797 | 1053.7889 | 1066.4769 | 1079.5262 | 1092.6046 | 1105.8916 | 1118.6957 | 1131.0203 | 1143.7352 | 1155.0912 | 1166.0146 | 1176.4582 | 1186.4597 | 1196.7493 | 1206.892 | 1217.1515 | 1227.9077 | 1238.4202 | 1248.7073 | 1258.4984 | 1267.8099 | 1276.6582 | 1285.0601 | 1293.0326 | 1300.5927
WA_Industrial_Primary Metals_Existing_Space Heating_Natural Gas_Gas Boiler - Stack Economizer_A | WA | Industrial | Primary Metals | Existing | Space Heating | Natural Gas | Gas Boiler - Stack Economizer | A | IM178 | None | Economizer installed | 15 | 29.1995 | 0 | 0 | 4.7 | 0 | 0 | 0 | 2.3524 |  | employee | 15% | 55% | Retrofit | Retro12Med | 84.73% | TBD | 0.2% | 7.7252 |  | 5.8736 |  | 0.0127 | IL TRM - 4.4.28 - CI-HVC-BECO-V02-210101 | XCEL CO 2019-2020 DSM Plan | IL TRM - 4.4.28 - CI-HVC-BECO-V02-210101 | None | None | None | None | None | None | None | None | None | None | None | None | None | None | None | None | None | None | None | None | None | None | None | None | None | None | None | None | None | None | None | Economizer installed | Economizer installed | Economizer installed | Economizer installed | Economizer installed | Economizer installed | Economizer installed | Economizer installed | Economizer installed | Economizer installed | Economizer installed | Economizer installed | Economizer installed | Economizer installed | Economizer installed | Economizer installed | Economizer installed | Economizer installed | Economizer installed | Economizer installed | Economizer installed | Economizer installed | Economizer installed | Economizer installed | Economizer installed | Economizer installed | Economizer installed | Economizer installed | Economizer installed | Economizer installed | Economizer installed | 4.7 | 4.7 | 4.7 | 4.7 | 4.7 | 4.7 | 4.7 | 4.7 | 4.7 | 4.7 | 4.7 | 4.7 | 4.7 | 4.7 | 4.7 | 4.7 | 4.7 | 4.7 | 4.7 | 4.7 | 4.7 | 4.7 | 4.7 | 4.7 | 4.7 | 4.7 | 4.7 | 4.7 | 4.7 | 4.7 | 4.7 | 0 | 0 | 0 | 0 | 0 | 28.6435 | 28.3961 | 28.1273 | 27.8473 | 27.5573 | 27.2613 | 26.962 | 26.6583 | 26.3406 | 26.0046 | 25.6776 | 25.3554 | 25.0581 | 24.7702 | 24.5029 | 24.2474 | 23.985 | 23.7445 | 23.5158 | 23.2896 | 23.0799 | 22.8981 | 22.7252 | 24.7814 | 24.6796 | 24.5867 | 0.0075192 | 0.0074501 | 0.0073361 | 0.007267 | 0.0071973 | 0.0063266 | 0.004992 | 0.0039406 | 0.0030655 | 0.0024303 | 0.0019015 | 0.0015023 | 0.0011818 | 0.00092623 | 0.00073385 | 0.00057856 | 3.8883e-06 | 1.3698e-06 | 4.6089e-07 | 1.4838e-07 | 1.2462e-07 | 1.2331e-07 | 1.2208e-07 | 1.3284e-07 | 1.3204e-07 | 1.3131e-07 | 0.0075192 | 0.014904 | 0.022099 | 0.029146 | 0.03604 | 0.04198 | 0.046511 | 0.049928 | 0.052398 | 0.05416 | 0.05538 | 0.056188 | 0.056711 | 0.056985 | 0.057104 | 0.057087 | 0.056473 | 0.055909 | 0.055371 | 0.054838 | 0.054344 | 0.053916 | 0.05351 | 0 | 0 | 0 | 0.26251 | 0.26237 | 0.26082 | 0.26096 | 0.26117 | 0.23207 | 0.18515 | 0.14782 | 0.11638 | 0.093458 | 0.074053 | 0.05925 | 0.047162 | 0.037393 | 0.02995 | 0.023861 | 0.00016211 | 5.7687e-05 | 1.9599e-05 | 6.3709e-06 | 5.3995e-06 | 5.3851e-06 | 5.3721e-06 | 5.3604e-06 | 5.35e-06 | 5.3409e-06 | 0.26251 | 0.52487 | 0.78569 | 1.0467 | 1.3078 | 1.5399 | 1.725 | 1.8729 | 1.9892 | 2.0827 | 2.1568 | 2.216 | 2.2632 | 2.3006 | 2.3305 | 2.3544 | 2.3545 | 2.3546 | 2.3546 | 2.3546 | 2.3546 | 2.3546 | 2.3546 | 2.3546 | 2.3546 | 2.3547 | 0.0063992 | 0.0063484 | 0.0062626 | 0.0062155 | 0.006168 | 0.005433 | 0.0042954 | 0.0033972 | 0.0026482 | 0.0021036 | 0.0016491 | 0.0013052 | 0.0010278 | 0.00080616 | 0.000639 | 0.00050395 | 3.3882e-06 | 1.1941e-06 | 4.0221e-07 | 1.2964e-07 | 1.0903e-07 | 1.0801e-07 | 1.0708e-07 | 1.1291e-07 | 1.1223e-07 | 1.1162e-07 | 0.0063992 | 0.0127 | 0.018866 | 0.024929 | 0.030886 | 0.03605 | 0.04002 | 0.043043 | 0.045266 | 0.046879 | 0.04803 | 0.048817 | 0.04932 | 0.049599 | 0.049723 | 0.049726 | 0.04921 | 0.048738 | 0.048321 | 0.047914 | 0.047544 | 0.047227 | 0.046935 | 0 | 0 | 0 | 0.22313 | 0.22301 | 0.2217 | 0.22182 | 0.222 | 0.19726 | 0.15738 | 0.12565 | 0.098921 | 0.079439 | 0.062945 | 0.050363 | 0.040087 | 0.031784 | 0.025457 | 0.020282 | 0.0001378 | 4.9034e-05 | 1.6659e-05 | 5.4153e-06 | 4.5896e-06 | 4.5774e-06 | 4.5663e-06 | 4.5563e-06 | 4.5475e-06 | 4.5397e-06 | 0.22313 | 0.44614 | 0.66784 | 0.88965 | 1.1117 | 1.3089 | 1.4663 | 1.5919 | 1.6909 | 1.7703 | 1.8332 | 1.8836 | 1.9237 | 1.9555 | 1.9809 | 2.0012 | 2.0014 | 2.0014 | 2.0014 | 2.0014 | 2.0014 | 2.0014 | 2.0014 | 2.0014 | 2.0014 | 2.0015 | 0.0064009 | 0.0063527 | 0.00627 | 0.0062264 | 0.0061827 | 0.0054495 | 0.0043113 | 0.0034122 | 0.0026619 | 0.0021161 | 0.0016602 | 0.0013149 | 0.0010362 | 0.00081346 | 0.00064528 | 0.00050931 | 3.4272e-06 | 1.2088e-06 | 4.0726e-07 | 1.3129e-07 | 1.1042e-07 | 1.0941e-07 | 1.0848e-07 | 1.1291e-07 | 1.1223e-07 | 1.1162e-07 | 0.0064009 | 0.012709 | 0.018888 | 0.024973 | 0.03096 | 0.03616 | 0.040169 | 0.043232 | 0.0455 | 0.047157 | 0.048352 | 0.04918 | 0.049726 | 0.050048 | 0.050212 | 0.050255 | 0.049776 | 0.04934 | 0.048927 | 0.048522 | 0.048153 | 0.047837 | 0.047546 | 0 | 0 | 0 | 0.22313 | 0.22301 | 0.2217 | 0.22182 | 0.222 | 0.19726 | 0.15738 | 0.12565 | 0.098921 | 0.079439 | 0.062945 | 0.050363 | 0.040087 | 0.031784 | 0.025457 | 0.020282 | 0.0001378 | 4.9034e-05 | 1.6659e-05 | 5.4153e-06 | 4.5896e-06 | 4.5774e-06 | 4.5663e-06 | 4.5563e-06 | 4.5475e-06 | 4.5397e-06 | 0.22313 | 0.44614 | 0.66784 | 0.88965 | 1.1117 | 1.3089 | 1.4663 | 1.5919 | 1.6909 | 1.7703 | 1.8332 | 1.8836 | 1.9237 | 1.9555 | 1.9809 | 2.0012 | 2.0014 | 2.0014 | 2.0014 | 2.0014 | 2.0014 | 2.0014 | 2.0014 | 2.0014 | 2.0014 | 2.0015 | 0.0063992 | 0.0063484 | 0.0062626 | 0.0062155 | 0.006168 | 0.005433 | 0.0042954 | 0.0033972 | 0.0026482 | 0.0021036 | 0.0016491 | 0.0013052 | 0.0010278 | 0.00080616 | 0.000639 | 0.00050395 | 3.3882e-06 | 1.1941e-06 | 4.0221e-07 | 1.2964e-07 | 1.0903e-07 | 1.0801e-07 | 1.0708e-07 | 1.1291e-07 | 1.1223e-07 | 1.1162e-07 | 0.0063992 | 0.0127 | 0.018866 | 0.024929 | 0.030886 | 0.03605 | 0.04002 | 0.043043 | 0.045266 | 0.046879 | 0.04803 | 0.048817 | 0.04932 | 0.049599 | 0.049723 | 0.049726 | 0.04921 | 0.048738 | 0.048321 | 0.047914 | 0.047544 | 0.047227 | 0.046935 | 0 | 0 | 0 | 0.22313 | 0.22301 | 0.2217 | 0.22182 | 0.222 | 0.19726 | 0.15738 | 0.12565 | 0.098921 | 0.079439 | 0.062945 | 0.050363 | 0.040087 | 0.031784 | 0.025457 | 0.020282 | 0.0001378 | 4.9034e-05 | 1.6659e-05 | 5.4153e-06 | 4.5896e-06 | 4.5774e-06 | 4.5663e-06 | 4.5563e-06 | 4.5475e-06 | 4.5397e-06 | 0.22313 | 0.44614 | 0.66784 | 0.88965 | 1.1117 | 1.3089 | 1.4663 | 1.5919 | 1.6909 | 1.7703 | 1.8332 | 1.8836 | 1.9237 | 1.9555 | 1.9809 | 2.0012 | 2.0014 | 2.0014 | 2.0014 | 2.0014 | 2.0014 | 2.0014 | 2.0014 | 2.0014 | 2.0014 | 2.0015 | 7.5382 | 7.5607 | 7.5831 | 7.6059 | 7.6286 | 7.6509 | 7.6731 | 7.6952 | 7.7172 | 7.7405 | 7.7621 | 7.7836 | 7.8048 | 7.8258 | 7.847 | 7.8676 | 7.8891 | 7.91 | 7.9303 | 7.9509 | 7.9697 | 7.987 | 8.0029 | 8.0174 | 8.0307 | 8.0429 | 5.7314 | 5.7485 | 5.7656 | 5.7829 | 5.8002 | 5.8171 | 5.834 | 5.8508 | 5.8675 | 5.8853 | 5.9017 | 5.918 | 5.9341 | 5.9501 | 5.9662 | 5.9818 | 5.9982 | 6.0141 | 6.0295 | 6.0452 | 6.0595 | 6.0727 | 6.0847 | 6.0958 | 6.1059 | 6.1151
WA_Industrial_Primary Metals_Existing_Process_Natural Gas_Gas Boiler - Stack Economizer_A | WA | Industrial | Primary Metals | Existing | Process | Natural Gas | Gas Boiler - Stack Economizer | A | IM179 | None | Economizer installed | 15 | 36.696 | 0 | 0 | 4.7 | 0 | 0 | 0 | 2.3524 |  | sqft | 15% | 55% | Retrofit | Retro12Med | 84.73% | TBD | 0.2% | 7.7252 |  | 5.8736 |  | 0.59291 | IL TRM - 4.4.28 - CI-HVC-BECO-V02-210101 | XCEL CO 2019-2020 DSM Plan | IL TRM - 4.4.29 - CI-HVC-PECO-V01-150601 | None | None | None | None | None | None | None | None | None | None | None | None | None | None | None | None | None | None | None | None | None | None | None | None | None | None | None | None | None | None | None | Economizer installed | Economizer installed | Economizer installed | Economizer installed | Economizer installed | Economizer installed | Economizer installed | Economizer installed | Economizer installed | Economizer installed | Economizer installed | Economizer installed | Economizer installed | Economizer installed | Economizer installed | Economizer installed | Economizer installed | Economizer installed | Economizer installed | Economizer installed | Economizer installed | Economizer installed | Economizer installed | Economizer installed | Economizer installed | Economizer installed | Economizer installed | Economizer installed | Economizer installed | Economizer installed | Economizer installed | 4.7 | 4.7 | 4.7 | 4.7 | 4.7 | 4.7 | 4.7 | 4.7 | 4.7 | 4.7 | 4.7 | 4.7 | 4.7 | 4.7 | 4.7 | 4.7 | 4.7 | 4.7 | 4.7 | 4.7 | 4.7 | 4.7 | 4.7 | 4.7 | 4.7 | 4.7 | 4.7 | 4.7 | 4.7 | 4.7 | 4.7 | 0 | 0 | 0 | 0 | 0 | 36.6936 | 36.6919 | 36.6907 | 36.6898 | 36.689 | 36.6882 | 36.6876 | 36.6871 | 36.6865 | 36.6862 | 36.6858 | 36.6856 | 36.6853 | 36.6851 | 36.685 | 36.6848 | 36.6847 | 36.6846 | 36.6845 | 36.6844 | 36.6844 | 36.6844 | 36.6843 | 36.696 | 36.696 | 36.696 | 0.34888 | 0.34867 | 0.3466 | 0.34678 | 0.34706 | 0.30838 | 0.24603 | 0.19642 | 0.15464 | 0.12418 | 0.098397 | 0.078727 | 0.062664 | 0.049684 | 0.039794 | 0.031704 | 0.0002154 | 7.6648e-05 | 2.6041e-05 | 8.4649e-06 | 7.1742e-06 | 7.1551e-06 | 7.1378e-06 | 7.1245e-06 | 7.1106e-06 | 7.0986e-06 | 0.34888 | 0.69753 | 1.0441 | 1.3909 | 1.7379 | 2.0462 | 2.2922 | 2.4886 | 2.6432 | 2.7674 | 2.8658 | 2.9445 | 3.0071 | 3.0568 | 3.0966 | 3.1282 | 3.1285 | 3.1285 | 3.1285 | 3.1285 | 3.1285 | 3.1285 | 3.1286 | 0 | 0 | 0 | 9.5079 | 9.5027 | 9.4466 | 9.4517 | 9.4595 | 8.4055 | 6.706 | 5.3539 | 4.2151 | 3.385 | 2.6822 | 2.146 | 1.7082 | 1.3543 | 1.0848 | 0.86421 | 0.0058717 | 0.0020894 | 0.00070987 | 0.00023075 | 0.00019557 | 0.00019505 | 0.00019457 | 0.00019415 | 0.00019377 | 0.00019344 | 9.5079 | 19.0106 | 28.4572 | 37.9089 | 47.3685 | 55.7739 | 62.48 | 67.8339 | 72.049 | 75.434 | 78.1161 | 80.2621 | 81.9703 | 83.3246 | 84.4094 | 85.2736 | 85.2794 | 85.2815 | 85.2822 | 85.2825 | 85.2827 | 85.2829 | 85.2831 | 85.2832 | 85.2834 | 85.2836 | 0.29655 | 0.29638 | 0.29462 | 0.29477 | 0.29501 | 0.26213 | 0.20913 | 0.16696 | 0.13145 | 0.10556 | 0.083641 | 0.066921 | 0.053267 | 0.042233 | 0.033827 | 0.026949 | 0.0001831 | 6.5154e-05 | 2.2136e-05 | 7.1955e-06 | 6.0984e-06 | 6.0821e-06 | 6.0674e-06 | 6.0558e-06 | 6.0441e-06 | 6.0338e-06 | 0.29655 | 0.59291 | 0.88752 | 1.1823 | 1.4773 | 1.7394 | 1.9485 | 2.1154 | 2.2468 | 2.3524 | 2.436 | 2.5029 | 2.5562 | 2.5984 | 2.6322 | 2.6591 | 2.6593 | 2.6594 | 2.6594 | 2.6594 | 2.6594 | 2.6594 | 2.6594 | 0 | 0 | 0 | 8.0817 | 8.0773 | 8.0296 | 8.034 | 8.0406 | 7.1447 | 5.7001 | 4.5508 | 3.5828 | 2.8772 | 2.2798 | 1.8241 | 1.4519 | 1.1512 | 0.92204 | 0.73458 | 0.0049909 | 0.001776 | 0.00060339 | 0.00019614 | 0.00016623 | 0.00016579 | 0.00016539 | 0.00016503 | 0.00016471 | 0.00016443 | 8.0817 | 16.159 | 24.1886 | 32.2226 | 40.2632 | 47.4079 | 53.108 | 57.6588 | 61.2416 | 64.1189 | 66.3987 | 68.2228 | 69.6747 | 70.8259 | 71.748 | 72.4825 | 72.4875 | 72.4893 | 72.4899 | 72.4901 | 72.4903 | 72.4904 | 72.4906 | 72.4908 | 72.4909 | 72.4911 | 0.29655 | 0.29638 | 0.29462 | 0.29477 | 0.29501 | 0.26213 | 0.20913 | 0.16696 | 0.13145 | 0.10556 | 0.083641 | 0.066921 | 0.053267 | 0.042233 | 0.033827 | 0.026949 | 0.0001831 | 6.5154e-05 | 2.2136e-05 | 7.1955e-06 | 6.0984e-06 | 6.0821e-06 | 6.0674e-06 | 6.0558e-06 | 6.0441e-06 | 6.0338e-06 | 0.29655 | 0.59291 | 0.88752 | 1.1823 | 1.4773 | 1.7394 | 1.9485 | 2.1154 | 2.2468 | 2.3524 | 2.436 | 2.5029 | 2.5562 | 2.5984 | 2.6322 | 2.6591 | 2.6593 | 2.6594 | 2.6594 | 2.6594 | 2.6594 | 2.6594 | 2.6594 | 0 | 0 | 0 | 8.0817 | 8.0773 | 8.0296 | 8.034 | 8.0406 | 7.1447 | 5.7001 | 4.5508 | 3.5828 | 2.8772 | 2.2798 | 1.8241 | 1.4519 | 1.1512 | 0.92204 | 0.73458 | 0.0049909 | 0.001776 | 0.00060339 | 0.00019614 | 0.00016623 | 0.00016579 | 0.00016539 | 0.00016503 | 0.00016471 | 0.00016443 | 8.0817 | 16.159 | 24.1886 | 32.2226 | 40.2632 | 47.4079 | 53.108 | 57.6588 | 61.2416 | 64.1189 | 66.3987 | 68.2228 | 69.6747 | 70.8259 | 71.748 | 72.4825 | 72.4875 | 72.4893 | 72.4899 | 72.4901 | 72.4903 | 72.4904 | 72.4906 | 72.4908 | 72.4909 | 72.4911 | 0.29655 | 0.29638 | 0.29462 | 0.29477 | 0.29501 | 0.26213 | 0.20913 | 0.16696 | 0.13145 | 0.10556 | 0.083641 | 0.066921 | 0.053267 | 0.042233 | 0.033827 | 0.026949 | 0.0001831 | 6.5154e-05 | 2.2136e-05 | 7.1955e-06 | 6.0984e-06 | 6.0821e-06 | 6.0674e-06 | 6.0558e-06 | 6.0441e-06 | 6.0338e-06 | 0.29655 | 0.59291 | 0.88752 | 1.1823 | 1.4773 | 1.7394 | 1.9485 | 2.1154 | 2.2468 | 2.3524 | 2.436 | 2.5029 | 2.5562 | 2.5984 | 2.6322 | 2.6591 | 2.6593 | 2.6594 | 2.6594 | 2.6594 | 2.6594 | 2.6594 | 2.6594 | 0 | 0 | 0 | 8.0817 | 8.0773 | 8.0296 | 8.034 | 8.0406 | 7.1447 | 5.7001 | 4.5508 | 3.5828 | 2.8772 | 2.2798 | 1.8241 | 1.4519 | 1.1512 | 0.92204 | 0.73458 | 0.0049909 | 0.001776 | 0.00060339 | 0.00019614 | 0.00016623 | 0.00016579 | 0.00016539 | 0.00016503 | 0.00016471 | 0.00016443 | 8.0817 | 16.159 | 24.1886 | 32.2226 | 40.2632 | 47.4079 | 53.108 | 57.6588 | 61.2416 | 64.1189 | 66.3987 | 68.2228 | 69.6747 | 70.8259 | 71.748 | 72.4825 | 72.4875 | 72.4893 | 72.4899 | 72.4901 | 72.4903 | 72.4904 | 72.4906 | 72.4908 | 72.4909 | 72.4911 | 7.5382 | 7.5607 | 7.5831 | 7.6059 | 7.6286 | 7.6509 | 7.6731 | 7.6952 | 7.7172 | 7.7405 | 7.7621 | 7.7836 | 7.8048 | 7.8258 | 7.847 | 7.8676 | 7.8891 | 7.91 | 7.9303 | 7.9509 | 7.9697 | 7.987 | 8.0029 | 8.0174 | 8.0307 | 8.0429 | 5.7314 | 5.7485 | 5.7656 | 5.7829 | 5.8002 | 5.8171 | 5.834 | 5.8508 | 5.8675 | 5.8853 | 5.9017 | 5.918 | 5.9341 | 5.9501 | 5.9662 | 5.9818 | 5.9982 | 6.0141 | 6.0295 | 6.0452 | 6.0595 | 6.0727 | 6.0847 | 6.0958 | 6.1059 | 6.1151
WA_Industrial_Primary Metals_Existing_Space Heating_Natural Gas_Gas Furnace Tube Inserts_A | WA | Industrial | Primary Metals | Existing | Space Heating | Natural Gas | Gas Furnace Tube Inserts | A | IM180 | None | Tube inserts installed | 5 | 0.089062 | 0 | 0 | 0.02 | 0 | 0 | 0 | 0.0086 |  | sqft | 0% | 0% | Retrofit | Retro3Slow | 83.58% | TBD | 0.2% | 54.6606 |  | 48.4408 |  | 0 | WI TRM - Radiant Tube Inserts, 2507 | WI TRM - Radiant Tube Inserts, 2507 | WI TRM - Radiant Tube Inserts, 2507 | None | None | None | None | None | None | None | None | None | None | None | None | None | None | None | None | None | None | None | None | None | None | None | None | None | None | None | None | None | None | None | Tube inserts installed | Tube inserts installed | Tube inserts installed | Tube inserts installed | Tube inserts installed | Tube inserts installed | Tube inserts installed | Tube inserts installed | Tube inserts installed | Tube inserts installed | Tube inserts installed | Tube inserts installed | Tube inserts installed | Tube inserts installed | Tube inserts installed | Tube inserts installed | Tube inserts installed | Tube inserts installed | Tube inserts installed | Tube inserts installed | Tube inserts installed | Tube inserts installed | Tube inserts installed | Tube inserts installed | Tube inserts installed | Tube inserts installed | Tube inserts installed | Tube inserts installed | Tube inserts installed | Tube inserts installed | Tube inserts installed | 0.02 | 0.02 | 0.02 | 0.02 | 0.02 | 0.02 | 0.02 | 0.02 | 0.02 | 0.02 | 0.02 | 0.02 | 0.02 | 0.02 | 0.02 | 0.02 | 0.02 | 0.02 | 0.02 | 0.02 | 0.02 | 0.02 | 0.02 | 0.02 | 0.02 | 0.02 | 0.02 | 0.02 | 0.02 | 0.02 | 0.02 | 0 | 0 | 0 | 0 | 0 | 0.086046 | 0.085101 | 0.08388 | 0.082616 | 0.08132 | 0.080015 | 0.078709 | 0.077446 | 0.076192 | 0.074913 | 0.073725 | 0.072591 | 0.071564 | 0.070596 | 0.069684 | 0.068809 | 0.067938 | 0.067097 | 0.0663 | 0.065535 | 0.064816 | 0.064174 | 0.063559 | 0.069231 | 0.068805 | 0.068405 | 0 | 0 | 0 | 0 | 0 | 0 | 0 | 0 | 0 | 0 | 0 | 0 | 0 | 0 | 0 | 0 | 0 | 0 | 0 | 0 | 0 | 0 | 0 | 0 | 0 | 0 | 0 | 0 | 0 | 0 | 0 | 0 | 0 | 0 | 0 | 0 | 0 | 0 | 0 | 0 | 0 | 0 | 0 | 0 | 0 | 0 | 0 | 0 | 0 | 0 | 0 | 0 | 0 | 0 | 0 | 0 | 0 | 0 | 0 | 0 | 0 | 0 | 0 | 0 | 0 | 0 | 0 | 0 | 0 | 0 | 0 | 0 | 0 | 0 | 0 | 0 | 0 | 0 | 0 | 0 | 0 | 0 | 0 | 0 | 0 | 0 | 0 | 0 | 0 | 0 | 0 | 0 | 0 | 0 | 0 | 0 | 0 | 0 | 0 | 0 | 0 | 0 | 0 | 0 | 0 | 0 | 0 | 0 | 0 | 0 | 0 | 0 | 0 | 0 | 0 | 0 | 0 | 0 | 0 | 0 | 0 | 0 | 0 | 0 | 0 | 0 | 0 | 0 | 0 | 0 | 0 | 0 | 0 | 0 | 0 | 0 | 0 | 0 | 0 | 0 | 0 | 0 | 0 | 0 | 0 | 0 | 0 | 0 | 0 | 0 | 0 | 0 | 0 | 0 | 0 | 0 | 0 | 0 | 0 | 0 | 0 | 0 | 0 | 0 | 0 | 0 | 0 | 0 | 0 | 0 | 0 | 0 | 0 | 0 | 0 | 0 | 0 | 0 | 0 | 0 | 0 | 0 | 0 | 0 | 0 | 0 | 0 | 0 | 0 | 0 | 0 | 0 | 0 | 0 | 0 | 0 | 0 | 0 | 0 | 0 | 0 | 0 | 0 | 0 | 0 | 0 | 0 | 0 | 0 | 0 | 0 | 0 | 0 | 0 | 0 | 0 | 0 | 0 | 0 | 0 | 0 | 0 | 0 | 0 | 0 | 0 | 0 | 0 | 0 | 0 | 0 | 0 | 0 | 0 | 0 | 0 | 0 | 0 | 0 | 0 | 0 | 0 | 0 | 0 | 0 | 0 | 0 | 0 | 0 | 0 | 0 | 0 | 0 | 0 | 0 | 0 | 0 | 0 | 0 | 0 | 0 | 0 | 0 | 0 | 0 | 0 | 0 | 0 | 0 | 0 | 0 | 0 | 0 | 0 | 0 | 0 | 0 | 0 | 0 | 0 | 0 | 0 | 0 | 0 | 0 | 0 | 0 | 0 | 0 | 0 | 0 | 0 | 0 | 0 | 0 | 0 | 0 | 0 | 0 | 0 | 0 | 0 | 0 | 0 | 0 | 0 | 0 | 0 | 0 | 0 | 0 | 0 | 0 | 0 | 0 | 0 | 0 | 0 | 0 | 0 | 0 | 0 | 0 | 0 | 0 | 0 | 0 | 0 | 0 | 0 | 0 | 0 | 0 | 0 | 0 | 0 | 0 | 0 | 0 | 0 | 0 | 0 | 0 | 0 | 0 | 0 | 0 | 0 | 0 | 0 | 0 | 0 | 0 | 0 | 0 | 0 | 0 | 0 | 0 | 0 | 0 | 0 | 0 | 0 | 0 | 0 | 0 | 0 | 0 | 0 | 0 | 0 | 0 | 0 | 0 | 0 | 0 | 0 | 0 | 0 | 0 | 0 | 0 | 0 | 0 | 0 | 0 | 0 | 0 | 0 | 0 | 0 | 0 | 0 | 0 | 0 | 0 | 0 | 0 | 0 | 0 | 0 | 0 | 0 | 0 | 0 | 0 | 0 | 0 | 0 | 0 | 0 | 0 | 0 | 0 | 0 | 49.9315 | 50.3863 | 50.9769 | 51.5907 | 52.222 | 52.8546 | 53.4974 | 54.1168 | 54.713 | 55.3281 | 55.8774 | 56.4058 | 56.911 | 57.3949 | 57.8926 | 58.3833 | 58.8796 | 59.3999 | 59.9085 | 60.4061 | 60.8797 | 61.3302 | 61.7582 | 62.1647 | 62.5503 | 62.916 | 44.2499 | 44.6529 | 45.1763 | 45.7203 | 46.2797 | 46.8404 | 47.41 | 47.9589 | 48.4873 | 49.0324 | 49.5192 | 49.9875 | 50.4352 | 50.864 | 51.3051 | 51.7399 | 52.1798 | 52.6409 | 53.0916 | 53.5326 | 53.9523 | 54.3515 | 54.7308 | 55.091 | 55.4328 | 55.7569
WA_Industrial_Primary Metals_Existing_Space Heating_Natural Gas_Space Heating - Heat Recovery Ventilator_A | WA | Industrial | Primary Metals | Existing | Space Heating | Natural Gas | Space Heating - Heat Recovery Ventilator | A | IM181 | None | HRV installed | 15 | 0.013423 | 0 | 0 | 0.28 | 0 | 0 | 0 | 0.139 |  | sqft | 5% | 10% | Retrofit | RetroEven20 | 76.5% | TBD | 0.2% | 2348.1101 |  | 1785.3082 |  | 0.027653 | IL TRM - 4.4.27 - CI-HVC-ERVE-V04-200101 | IL TRM - 4.4.27 - CI-HVC-ERVE-V04-200101 | IL TRM - 4.4.27 - CI-HVC-ERVE-V04-200101 | None | None | None | None | None | None | None | None | None | None | None | None | None | None | None | None | None | None | None | None | None | None | None | None | None | None | None | None | None | None | None | HRV installed | HRV installed | HRV installed | HRV installed | HRV installed | HRV installed | HRV installed | HRV installed | HRV installed | HRV installed | HRV installed | HRV installed | HRV installed | HRV installed | HRV installed | HRV installed | HRV installed | HRV installed | HRV installed | HRV installed | HRV installed | HRV installed | HRV installed | HRV installed | HRV installed | HRV installed | HRV installed | HRV installed | HRV installed | HRV installed | HRV installed | 0.28 | 0.28 | 0.28 | 0.28 | 0.28 | 0.28 | 0.28 | 0.28 | 0.28 | 0.28 | 0.28 | 0.28 | 0.28 | 0.28 | 0.28 | 0.28 | 0.28 | 0.28 | 0.28 | 0.28 | 0.28 | 0.28 | 0.28 | 0.28 | 0.28 | 0.28 | 0.28 | 0.28 | 0.28 | 0.28 | 0.28 | 0 | 0 | 0 | 0 | 0 | 0.013107 | 0.012869 | 0.012538 | 0.012128 | 0.011646 | 0.011097 | 0.010534 | 0.0099793 | 0.0094216 | 0.0089528 | 0.0085105 | 0.0081578 | 0.0078547 | 0.0075909 | 0.0074071 | 0.0072394 | 0.0070943 | 0.0069747 | 0.0068807 | 0.0067943 | 0.0067306 | 0.0066748 | 0.0066217 | 0 | 0 | 0 | 0.016484 | 0.016176 | 0.015667 | 0.015163 | 0.014572 | 0.013709 | 0.012978 | 0.01227 | 0.0114 | 0.010874 | 0.010238 | 0.0098152 | 0.009403 | 0.0090061 | 0.0087985 | 0.0085637 | 0.0083595 | 0.0081886 | 0.0080507 | 0.0079246 | 0 | 0 | 0 | 0 | 0 | 0 | 0.016484 | 0.03236 | 0.047195 | 0.060817 | 0.07297 | 0.08324 | 0.091998 | 0.09942 | 0.10526 | 0.1109 | 0.11566 | 0.12068 | 0.1256 | 0.13039 | 0.13603 | 0.14151 | 0.14704 | 0.15275 | 0.15874 | 0.16467 | 0.16313 | 0.16178 | 0.16049 | 0 | 0 | 0 | 1257.6681 | 1256.9779 | 1249.565 | 1250.2406 | 1251.2744 | 1235.3845 | 1232.0086 | 1229.5071 | 1209.9829 | 1214.6027 | 1203.0199 | 1203.176 | 1197.1203 | 1186.4421 | 1187.8475 | 1182.9355 | 1178.3346 | 1174.0412 | 1170.0514 | 1166.3617 | 0 | 0 | 0 | 0 | 0 | 0 | 1257.6681 | 2514.646 | 3764.211 | 5014.4516 | 6265.726 | 7501.1104 | 8733.119 | 9962.6261 | 11172.609 | 12387.2117 | 13590.2316 | 14793.4075 | 15990.5279 | 17176.97 | 18364.8175 | 19547.753 | 20726.0876 | 21900.1288 | 23070.1803 | 24236.542 | 24236.542 | 24236.542 | 24236.542 | 24236.542 | 24236.542 | 24236.542 | 0.014044 | 0.013823 | 0.013448 | 0.013088 | 0.012662 | 0.012007 | 0.011464 | 0.010934 | 0.010258 | 0.009866 | 0.0093676 | 0.0090416 | 0.0087093 | 0.0083814 | 0.0082111 | 0.0080122 | 0.0078372 | 0.0076903 | 0.0075751 | 0.0074706 | 0 | 0 | 0 | 0 | 0 | 0 | 0.014044 | 0.027653 | 0.04051 | 0.052492 | 0.063403 | 0.072903 | 0.081262 | 0.088601 | 0.094715 | 0.10062 | 0.10582 | 0.11117 | 0.11634 | 0.12134 | 0.12695 | 0.1324 | 0.13785 | 0.14345 | 0.14936 | 0.15524 | 0.15402 | 0.15297 | 0.15199 | 0 | 0 | 0 | 1069.0179 | 1068.4312 | 1062.1303 | 1062.7045 | 1063.5832 | 1050.0768 | 1047.2073 | 1045.081 | 1028.4855 | 1032.4123 | 1022.5669 | 1022.6996 | 1017.5523 | 1008.4758 | 1009.6704 | 1005.4952 | 1001.5845 | 997.935 | 994.5437 | 991.4075 | 0 | 0 | 0 | 0 | 0 | 0 | 1069.0179 | 2137.4491 | 3199.5793 | 4262.2838 | 5325.8671 | 6375.9439 | 7423.1512 | 8468.2322 | 9496.7177 | 10529.1299 | 11551.6968 | 12574.3964 | 13591.9487 | 14600.4245 | 15610.0949 | 16615.59 | 17617.1745 | 18615.1095 | 19609.6533 | 20601.0607 | 20601.0607 | 20601.0607 | 20601.0607 | 20601.0607 | 20601.0607 | 20601.0607 | 0 | 0 | 0 | 0 | 0 | 0 | 0 | 0 | 0 | 0 | 0 | 0 | 0 | 0 | 0 | 0 | 0 | 0 | 0 | 0 | 0 | 0 | 0 | 0 | 0 | 0 | 0 | 0 | 0 | 0 | 0 | 0 | 0 | 0 | 0 | 0 | 0 | 0 | 0 | 0 | 0 | 0 | 0 | 0 | 0 | 0 | 0 | 0 | 0 | 0 | 0 | 0 | 0 | 0 | 0 | 0 | 0 | 0 | 0 | 0 | 0 | 0 | 0 | 0 | 0 | 0 | 0 | 0 | 0 | 0 | 0 | 0 | 0 | 0 | 0 | 0 | 0 | 0 | 0 | 0 | 0 | 0 | 0 | 0 | 0 | 0 | 0 | 0 | 0 | 0 | 0 | 0 | 0 | 0 | 0 | 0 | 0 | 0 | 0 | 0 | 0 | 0 | 0 | 0 | 0 | 0 | 0 | 0 | 0 | 0 | 0 | 0 | 0 | 0 | 0 | 0 | 0 | 0 | 0 | 0 | 0 | 0 | 0 | 0 | 0 | 0 | 0 | 0 | 0 | 0 | 0 | 0 | 0 | 0 | 0 | 0 | 0 | 0 | 0 | 0 | 0 | 0 | 0 | 0 | 0 | 0 | 0 | 0 | 0 | 0 | 0 | 0 | 0 | 0 | 0 | 0 | 0 | 0 | 0 | 0 | 0 | 0 | 0 | 0 | 0 | 0 | 0 | 0 | 0 | 0 | 0 | 0 | 0 | 0 | 0 | 0 | 0 | 0 | 0 | 0 | 0 | 0 | 0 | 0 | 0 | 0 | 0 | 0 | 0 | 0 | 0 | 0 | 0 | 0 | 0 | 0 | 0 | 0 | 0 | 0 | 0 | 0 | 0 | 0 | 0 | 0 | 0 | 0 | 2220.3171 | 2231.2246 | 2244.8654 | 2259.4729 | 2274.971 | 2290.9005 | 2307.5071 | 2324.262 | 2341.1918 | 2359.7618 | 2377.1902 | 2394.6649 | 2411.1085 | 2426.6436 | 2441.9756 | 2456.6391 | 2471.8043 | 2485.6553 | 2498.8876 | 2511.6043 | 2523.489 | 2534.5912 | 2544.9584 | 0 | 0 | 0 | 1688.145 | 1696.4381 | 1706.8095 | 1717.9158 | 1729.6993 | 1741.8107 | 1754.4371 | 1767.1761 | 1780.0481 | 1794.1672 | 1807.4183 | 1820.7046 | 1833.207 | 1845.0186 | 1856.6758 | 1867.8247 | 1879.355 | 1889.8861 | 1899.9469 | 1909.6156 | 1918.6518 | 1927.093 | 1934.9754 | 0 | 0 | 0
WA_Industrial_Primary Metals_Existing_Space Heating_Natural Gas_Thermostat - Programmable_A | WA | Industrial | Primary Metals | Existing | Space Heating | Natural Gas | Thermostat - Programmable | A | IM182 | Manual control | Programmable thermostat installed | 11 | 0.0066685 | 0 | 0 | 0.17 | 0.01 | 0 | 0 | 0.0859 |  | sqft | 25% | 40% | Retrofit | RetroEven20 | 76.5% | TBD | 0.2% | 4378.5124 |  | 2724.0299 |  | 0.041087 | IL TRM - 4.4.48 - CI-HVC-THST-V02-210101 | IL TRM - 4.4.48 - CI-HVC-THST-V02-210101 | BEST | Manual control | Manual control | Manual control | Manual control | Manual control | Manual control | Manual control | Manual control | Manual control | Manual control | Manual control | Manual control | Manual control | Manual control | Manual control | Manual control | Manual control | Manual control | Manual control | Manual control | Manual control | Manual control | Manual control | Manual control | Manual control | Manual control | Manual control | Manual control | Manual control | Manual control | Manual control | Programmable thermostat installed | Programmable thermostat installed | Programmable thermostat installed | Programmable thermostat installed | Programmable thermostat installed | Programmable thermostat installed | Programmable thermostat installed | Programmable thermostat installed | Programmable thermostat installed | Programmable thermostat installed | Programmable thermostat installed | Programmable thermostat installed | Programmable thermostat installed | Programmable thermostat installed | Programmable thermostat installed | Programmable thermostat installed | Programmable thermostat installed | Programmable thermostat installed | Programmable thermostat installed | Programmable thermostat installed | Programmable thermostat installed | Programmable thermostat installed | Programmable thermostat installed | Programmable thermostat installed | Programmable thermostat installed | Programmable thermostat installed | Programmable thermostat installed | Programmable thermostat installed | Programmable thermostat installed | Programmable thermostat installed | Programmable thermostat installed | 0.17 | 0.17 | 0.17 | 0.17 | 0.17 | 0.17 | 0.17 | 0.17 | 0.17 | 0.17 | 0.17 | 0.17 | 0.17 | 0.17 | 0.17 | 0.17 | 0.17 | 0.17 | 0.17 | 0.17 | 0.17 | 0.17 | 0.17 | 0.17 | 0.17 | 0.17 | 0.17 | 0.17 | 0.17 | 0.17 | 0.17 | 0 | 0 | 0 | 0 | 0 | 0.0064998 | 0.00637 | 0.0061942 | 0.0059797 | 0.0057293 | 0.0054456 | 0.0051557 | 0.0048698 | 0.0045817 | 0.0043392 | 0.0041089 | 0.0039238 | 0.0037632 | 0.0036224 | 0.0035228 | 0.0034316 | 0.0033528 | 0.0032875 | 0.0032354 | 0.0031877 | 0.0031573 | 0.0031307 | 0.0031053 | 0 | 0 | 0 | 0.024524 | 0.024021 | 0.02322 | 0.022428 | 0.021507 | 0.020182 | 0.019056 | 0.017962 | 0.016631 | 0.015811 | 0.014829 | 0.014163 | 0.013515 | 0.012893 | 0.012554 | 0.012178 | 0.011852 | 0.011579 | 0.011357 | 0.011154 | 0 | 0 | 0 | 0 | 0 | 0 | 0.024524 | 0.048055 | 0.069949 | 0.089955 | 0.10769 | 0.12254 | 0.13508 | 0.14555 | 0.15357 | 0.16125 | 0.16752 | 0.17414 | 0.18053 | 0.18666 | 0.19409 | 0.20124 | 0.20847 | 0.21599 | 0.22393 | 0.23178 | 0.22957 | 0.22763 | 0.22579 | 0 | 0 | 0 | 3773.0044 | 3770.9336 | 3748.695 | 3750.7217 | 3753.8231 | 3706.1534 | 3696.0257 | 3688.5212 | 3629.9488 | 3643.808 | 3609.0596 | 3609.528 | 3591.361 | 3559.3263 | 3563.5425 | 3548.8064 | 3535.0039 | 3522.1236 | 3510.1543 | 3499.0852 | 0 | 0 | 0 | 0 | 0 | 0 | 3773.0044 | 7543.9379 | 11292.633 | 15043.3547 | 18797.1779 | 22503.3313 | 26199.3571 | 29887.8783 | 33517.8271 | 37161.6351 | 40770.6947 | 44380.2226 | 47971.5837 | 51530.91 | 55094.4525 | 58643.259 | 62178.2629 | 65700.3865 | 69210.5409 | 72709.6261 | 72709.6261 | 72709.6261 | 72709.6261 | 72709.6261 | 72709.6261 | 72709.6261 | 0.020899 | 0.020538 | 0.019948 | 0.01938 | 0.018714 | 0.017709 | 0.01687 | 0.016051 | 0.015013 | 0.014399 | 0.013626 | 0.01311 | 0.012587 | 0.012072 | 0.011793 | 0.011475 | 0.011196 | 0.010961 | 0.010775 | 0.010606 | 0 | 0 | 0 | 0 | 0 | 0 | 0.020899 | 0.041087 | 0.060091 | 0.07773 | 0.093712 | 0.10752 | 0.11958 | 0.13006 | 0.13862 | 0.14685 | 0.15394 | 0.1612 | 0.16813 | 0.17477 | 0.18232 | 0.18962 | 0.19693 | 0.20446 | 0.21245 | 0.2204 | 0.21864 | 0.21712 | 0.21571 | 0 | 0 | 0 | 3207.0537 | 3205.2936 | 3186.3908 | 3188.1135 | 3190.7497 | 3150.2304 | 3141.6219 | 3135.243 | 3085.4565 | 3097.2368 | 3067.7006 | 3068.0988 | 3052.6569 | 3025.4274 | 3029.0112 | 3016.4855 | 3004.7534 | 2993.8051 | 2983.6312 | 2974.2225 | 0 | 0 | 0 | 0 | 0 | 0 | 3207.0537 | 6412.3473 | 9598.738 | 12786.8515 | 15977.6012 | 19127.8316 | 22269.4535 | 25404.6965 | 28490.153 | 31587.3898 | 34655.0905 | 37723.1892 | 40775.8461 | 43801.2735 | 46830.2847 | 49846.7701 | 52851.5235 | 55845.3286 | 58828.9598 | 61803.1822 | 61803.1822 | 61803.1822 | 61803.1822 | 61803.1822 | 61803.1822 | 61803.1822 | 0 | 0 | 0 | 0 | 0 | 0 | 0 | 0 | 0 | 0 | 0 | 0 | 0 | 0 | 0 | 0 | 0 | 0 | 0 | 0 | 0 | 0 | 0 | 0 | 0 | 0 | 0 | 0 | 0 | 0 | 0 | 0 | 0 | 0 | 0 | 0 | 0 | 0 | 0 | 0 | 0 | 0 | 0 | 0 | 0 | 0 | 0 | 0 | 0 | 0 | 0 | 0 | 0 | 0 | 0 | 0 | 0 | 0 | 0 | 0 | 0 | 0 | 0 | 0 | 0 | 0 | 0 | 0 | 0 | 0 | 0 | 0 | 0 | 0 | 0 | 0 | 0 | 0 | 0 | 0 | 0 | 0 | 0 | 0 | 0 | 0 | 0 | 0 | 0 | 0 | 0 | 0 | 0 | 0 | 0 | 0 | 0 | 0 | 0 | 0 | 0 | 0 | 0 | 0 | 0 | 0 | 0 | 0 | 0 | 0 | 0 | 0 | 0 | 0 | 0 | 0 | 0 | 0 | 0 | 0 | 0 | 0 | 0 | 0 | 0 | 0 | 0 | 0 | 0 | 0 | 0 | 0 | 0 | 0 | 0 | 0 | 0 | 0 | 0 | 0 | 0 | 0 | 0 | 0 | 0 | 0 | 0 | 0 | 0 | 0 | 0 | 0 | 0 | 0 | 0 | 0 | 0 | 0 | 0 | 0 | 0 | 0 | 0 | 0 | 0 | 0 | 0 | 0 | 0 | 0 | 0 | 0 | 0 | 0 | 0 | 0 | 0 | 0 | 0 | 0 | 0 | 0 | 0 | 0 | 0 | 0 | 0 | 0 | 0 | 0 | 0 | 0 | 0 | 0 | 0 | 0 | 0 | 0 | 0 | 0 | 0 | 0 | 0 | 0 | 0 | 0 | 0 | 0 | 4140.2172 | 4160.5564 | 4185.9923 | 4213.231 | 4242.1302 | 4271.8338 | 4302.8002 | 4334.043 | 4365.6118 | 4400.2394 | 4432.7379 | 4465.3229 | 4495.9852 | 4524.9535 | 4553.5431 | 4580.8861 | 4609.1645 | 4634.9924 | 4659.6667 | 4683.3794 | 4705.5407 | 4726.243 | 4745.5748 | 0 | 0 | 0 | 2575.7778 | 2588.4316 | 2604.2562 | 2621.2023 | 2639.1816 | 2657.6612 | 2676.9265 | 2696.3638 | 2716.0039 | 2737.547 | 2757.7655 | 2778.0378 | 2797.1139 | 2815.1361 | 2832.9227 | 2849.9338 | 2867.5268 | 2883.5952 | 2898.946 | 2913.6986 | 2927.4859 | 2940.3655 | 2952.3925 | 0 | 0 | 0
WA_Industrial_Primary Metals_Existing_Space Heating_Natural Gas_ENERGY STAR Connected Thermostat_A | WA | Industrial | Primary Metals | Existing | Space Heating | Natural Gas | ENERGY STAR Connected Thermostat | A | IM183 | Manual control | Wi-Fi/interactive thermostat installed | 5 | 0.015698 | 0 | 0 | 0.39 | 0.01 | 0 | 0 | 0.1927 |  | sqft | 5% | 20% | Retrofit | RetroEven20 | 76.5% | TBD | 0.2% | 6409.0444 |  | 5085.6741 |  | 0.09698 | ComConnectedThermostats_v1_1 | ComConnectedThermostats_v1_1 | ComConnectedThermostats_v1_1 | Manual control | Manual control | Manual control | Manual control | Manual control | Manual control | Manual control | Manual control | Manual control | Manual control | Manual control | Manual control | Manual control | Manual control | Manual control | Manual control | Manual control | Manual control | Manual control | Manual control | Manual control | Manual control | Manual control | Manual control | Manual control | Manual control | Manual control | Manual control | Manual control | Manual control | Manual control | Wi-Fi/interactive thermostat installed | Wi-Fi/interactive thermostat installed | Wi-Fi/interactive thermostat installed | Wi-Fi/interactive thermostat installed | Wi-Fi/interactive thermostat installed | Wi-Fi/interactive thermostat installed | Wi-Fi/interactive thermostat installed | Wi-Fi/interactive thermostat installed | Wi-Fi/interactive thermostat installed | Wi-Fi/interactive thermostat installed | Wi-Fi/interactive thermostat installed | Wi-Fi/interactive thermostat installed | Wi-Fi/interactive thermostat installed | Wi-Fi/interactive thermostat installed | Wi-Fi/interactive thermostat installed | Wi-Fi/interactive thermostat installed | Wi-Fi/interactive thermostat installed | Wi-Fi/interactive thermostat installed | Wi-Fi/interactive thermostat installed | Wi-Fi/interactive thermostat installed | Wi-Fi/interactive thermostat installed | Wi-Fi/interactive thermostat installed | Wi-Fi/interactive thermostat installed | Wi-Fi/interactive thermostat installed | Wi-Fi/interactive thermostat installed | Wi-Fi/interactive thermostat installed | Wi-Fi/interactive thermostat installed | Wi-Fi/interactive thermostat installed | Wi-Fi/interactive thermostat installed | Wi-Fi/interactive thermostat installed | Wi-Fi/interactive thermostat installed | 0.39 | 0.39 | 0.39 | 0.39 | 0.39 | 0.39 | 0.39 | 0.39 | 0.39 | 0.39 | 0.39 | 0.39 | 0.39 | 0.39 | 0.39 | 0.39 | 0.39 | 0.39 | 0.39 | 0.39 | 0.39 | 0.39 | 0.39 | 0.39 | 0.39 | 0.39 | 0.39 | 0.39 | 0.39 | 0.39 | 0.39 | 0 | 0 | 0 | 0 | 0 | 0.015324 | 0.015042 | 0.014652 | 0.014171 | 0.013604 | 0.012959 | 0.012299 | 0.011648 | 0.010995 | 0.010445 | 0.0099266 | 0.009513 | 0.0091575 | 0.0088478 | 0.0086317 | 0.0084343 | 0.0082635 | 0.0081223 | 0.0080109 | 0.0079086 | 0.0078343 | 0.0077693 | 0.0077073 | 0 | 0 | 0 | 0.057819 | 0.056724 | 0.054927 | 0.05315 | 0.051066 | 0.048029 | 0.045459 | 0.042965 | 0.03991 | 0.03806 | 0.035826 | 0.034338 | 0.032888 | 0.031492 | 0.03076 | 0.029932 | 0.029211 | 0.028608 | 0.02812 | 0.027673 | 0 | 0 | 0 | 0 | 0 | 0 | 0.057819 | 0.11348 | 0.16546 | 0.21317 | 0.25571 | 0.29163 | 0.32223 | 0.34815 | 0.36851 | 0.38816 | 0.40472 | 0.42219 | 0.4393 | 0.45593 | 0.47556 | 0.49462 | 0.51381 | 0.53364 | 0.55444 | 0.57503 | 0.56963 | 0.5649 | 0.5604 | 0 | 0 | 0 | 3773.0044 | 3770.9336 | 3748.695 | 3750.7217 | 3753.8231 | 3706.1534 | 3696.0257 | 3688.5212 | 3629.9488 | 3643.808 | 3609.0596 | 3609.528 | 3591.361 | 3559.3263 | 3563.5425 | 3548.8064 | 3535.0039 | 3522.1236 | 3510.1543 | 3499.0852 | 0 | 0 | 0 | 0 | 0 | 0 | 3773.0044 | 7543.9379 | 11292.633 | 15043.3547 | 18797.1779 | 22503.3313 | 26199.3571 | 29887.8783 | 33517.8271 | 37161.6351 | 40770.6947 | 44380.2226 | 47971.5837 | 51530.91 | 55094.4525 | 58643.259 | 62178.2629 | 65700.3865 | 69210.5409 | 72709.6261 | 72709.6261 | 72709.6261 | 72709.6261 | 72709.6261 | 72709.6261 | 72709.6261 | 0.049262 | 0.048477 | 0.047152 | 0.045881 | 0.044378 | 0.042074 | 0.040164 | 0.038301 | 0.035922 | 0.034544 | 0.032792 | 0.031645 | 0.030476 | 0.029322 | 0.028721 | 0.02802 | 0.027403 | 0.026884 | 0.026476 | 0.026106 | 0 | 0 | 0 | 0 | 0 | 0 | 0.049262 | 0.09698 | 0.14204 | 0.18402 | 0.22222 | 0.25547 | 0.2847 | 0.31035 | 0.33169 | 0.3523 | 0.37044 | 0.38908 | 0.40708 | 0.42452 | 0.44405 | 0.46303 | 0.482 | 0.50148 | 0.52203 | 0.54247 | 0.53821 | 0.53454 | 0.53112 | 0 | 0 | 0 | 3207.0537 | 3205.2936 | 3186.3908 | 3188.1135 | 3190.7497 | 3150.2304 | 3141.6219 | 3135.243 | 3085.4565 | 3097.2368 | 3067.7006 | 3068.0988 | 3052.6569 | 3025.4274 | 3029.0112 | 3016.4855 | 3004.7534 | 2993.8051 | 2983.6312 | 2974.2225 | 0 | 0 | 0 | 0 | 0 | 0 | 3207.0537 | 6412.3473 | 9598.738 | 12786.8515 | 15977.6012 | 19127.8316 | 22269.4535 | 25404.6965 | 28490.153 | 31587.3898 | 34655.0905 | 37723.1892 | 40775.8461 | 43801.2735 | 46830.2847 | 49846.7701 | 52851.5235 | 55845.3286 | 58828.9598 | 61803.1822 | 61803.1822 | 61803.1822 | 61803.1822 | 61803.1822 | 61803.1822 | 61803.1822 | 0 | 0 | 0 | 0 | 0 | 0 | 0 | 0 | 0 | 0 | 0 | 0 | 0 | 0 | 0 | 0 | 0 | 0 | 0 | 0 | 0 | 0 | 0 | 0 | 0 | 0 | 0 | 0 | 0 | 0 | 0 | 0 | 0 | 0 | 0 | 0 | 0 | 0 | 0 | 0 | 0 | 0 | 0 | 0 | 0 | 0 | 0 | 0 | 0 | 0 | 0 | 0 | 0 | 0 | 0 | 0 | 0 | 0 | 0 | 0 | 0 | 0 | 0 | 0 | 0 | 0 | 0 | 0 | 0 | 0 | 0 | 0 | 0 | 0 | 0 | 0 | 0 | 0 | 0 | 0 | 0 | 0 | 0 | 0 | 0 | 0 | 0 | 0 | 0 | 0 | 0 | 0 | 0 | 0 | 0 | 0 | 0 | 0 | 0 | 0 | 0 | 0 | 0 | 0 | 0 | 0 | 0 | 0 | 0 | 0 | 0 | 0 | 0 | 0 | 0 | 0 | 0 | 0 | 0 | 0 | 0 | 0 | 0 | 0 | 0 | 0 | 0 | 0 | 0 | 0 | 0 | 0 | 0 | 0 | 0 | 0 | 0 | 0 | 0 | 0 | 0 | 0 | 0 | 0 | 0 | 0 | 0 | 0 | 0 | 0 | 0 | 0 | 0 | 0 | 0 | 0 | 0 | 0 | 0 | 0 | 0 | 0 | 0 | 0 | 0 | 0 | 0 | 0 | 0 | 0 | 0 | 0 | 0 | 0 | 0 | 0 | 0 | 0 | 0 | 0 | 0 | 0 | 0 | 0 | 0 | 0 | 0 | 0 | 0 | 0 | 0 | 0 | 0 | 0 | 0 | 0 | 0 | 0 | 0 | 0 | 0 | 0 | 0 | 0 | 0 | 0 | 0 | 0 | 6060.2399 | 6090.0114 | 6127.2432 | 6167.1138 | 6209.415 | 6252.8936 | 6298.2207 | 6343.9523 | 6390.1611 | 6440.8472 | 6488.417 | 6536.1132 | 6580.9952 | 6623.3975 | 6665.2454 | 6705.2687 | 6746.6612 | 6784.4668 | 6820.5838 | 6855.2933 | 6887.7319 | 6918.0348 | 6946.3317 | 0 | 0 | 0 | 4808.8924 | 4832.5165 | 4862.0605 | 4893.6984 | 4927.2651 | 4961.766 | 4997.7337 | 5034.0225 | 5070.6899 | 5110.91 | 5148.6574 | 5186.505 | 5222.1196 | 5255.7664 | 5288.9734 | 5320.7325 | 5353.5781 | 5383.5774 | 5412.2368 | 5439.7793 | 5465.5198 | 5489.5657 | 5512.0197 | 0 | 0 | 0
WA_Industrial_Primary Metals_Existing_Space Heating_Natural Gas_Destratification Fans (HVLS)_A | WA | Industrial | Primary Metals | Existing | Space Heating | Natural Gas | Destratification Fans (HVLS) | A | IM184 | None/Standard ventilation | Fans installed | 10 | 0.015698 | 0 | 0 | 0.6 | 0.01 | 0 | 0 | 0.2991 |  | sqft | 15% | 30% | Retrofit | RetroEven20 | 76.5% | TBD | 0.2% | 6229.1369 |  | 4392.383 |  | 0.096856 | IL TRM - 4.4.34 - CI-HVC-DSFN-V05-210101 | IL TRM - 4.4.34 - CI-HVC-DSFN-V05-210101 | IL TRM - 4.4.34 - CI-HVC-DSFN-V05-210101 | None/Standard ventilation | None/Standard ventilation | None/Standard ventilation | None/Standard ventilation | None/Standard ventilation | None/Standard ventilation | None/Standard ventilation | None/Standard ventilation | None/Standard ventilation | None/Standard ventilation | None/Standard ventilation | None/Standard ventilation | None/Standard ventilation | None/Standard ventilation | None/Standard ventilation | None/Standard ventilation | None/Standard ventilation | None/Standard ventilation | None/Standard ventilation | None/Standard ventilation | None/Standard ventilation | None/Standard ventilation | None/Standard ventilation | None/Standard ventilation | None/Standard ventilation | None/Standard ventilation | None/Standard ventilation | None/Standard ventilation | None/Standard ventilation | None/Standard ventilation | None/Standard ventilation | Fans installed | Fans installed | Fans installed | Fans installed | Fans installed | Fans installed | Fans installed | Fans installed | Fans installed | Fans installed | Fans installed | Fans installed | Fans installed | Fans installed | Fans installed | Fans installed | Fans installed | Fans installed | Fans installed | Fans installed | Fans installed | Fans installed | Fans installed | Fans installed | Fans installed | Fans installed | Fans installed | Fans installed | Fans installed | Fans installed | Fans installed | 0.6 | 0.6 | 0.6 | 0.6 | 0.6 | 0.6 | 0.6 | 0.6 | 0.6 | 0.6 | 0.6 | 0.6 | 0.6 | 0.6 | 0.6 | 0.6 | 0.6 | 0.6 | 0.6 | 0.6 | 0.6 | 0.6 | 0.6 | 0.6 | 0.6 | 0.6 | 0.6 | 0.6 | 0.6 | 0.6 | 0.6 | 0 | 0 | 0 | 0 | 0 | 0.015313 | 0.01502 | 0.014619 | 0.014128 | 0.013553 | 0.0129 | 0.012234 | 0.011578 | 0.010918 | 0.010365 | 0.0098425 | 0.0094253 | 0.0090657 | 0.0087517 | 0.0085316 | 0.0083298 | 0.0081545 | 0.0080087 | 0.0078925 | 0.0077854 | 0.0077119 | 0.0076476 | 0.0075863 | 0 | 0 | 0 | 0.057775 | 0.056639 | 0.054803 | 0.05299 | 0.050874 | 0.047811 | 0.045217 | 0.042704 | 0.039633 | 0.037769 | 0.035522 | 0.034021 | 0.032558 | 0.03115 | 0.030403 | 0.029561 | 0.028826 | 0.028208 | 0.027704 | 0.027242 | 0 | 0 | 0 | 0 | 0 | 0 | 0.057775 | 0.11331 | 0.16509 | 0.21253 | 0.25475 | 0.2903 | 0.32052 | 0.34603 | 0.36596 | 0.38519 | 0.40129 | 0.4183 | 0.4349 | 0.45098 | 0.47005 | 0.48849 | 0.50703 | 0.52617 | 0.54624 | 0.56607 | 0.56073 | 0.55605 | 0.55159 | 0 | 0 | 0 | 3773.0044 | 3770.9336 | 3748.695 | 3750.7217 | 3753.8231 | 3706.1534 | 3696.0257 | 3688.5212 | 3629.9488 | 3643.808 | 3609.0596 | 3609.528 | 3591.361 | 3559.3263 | 3563.5425 | 3548.8064 | 3535.0039 | 3522.1236 | 3510.1543 | 3499.0852 | 0 | 0 | 0 | 0 | 0 | 0 | 3773.0044 | 7543.9379 | 11292.633 | 15043.3547 | 18797.1779 | 22503.3313 | 26199.3571 | 29887.8783 | 33517.8271 | 37161.6351 | 40770.6947 | 44380.2226 | 47971.5837 | 51530.91 | 55094.4525 | 58643.259 | 62178.2629 | 65700.3865 | 69210.5409 | 72709.6261 | 72709.6261 | 72709.6261 | 72709.6261 | 72709.6261 | 72709.6261 | 72709.6261 | 0.049231 | 0.048415 | 0.047061 | 0.045763 | 0.044237 | 0.041911 | 0.039982 | 0.038103 | 0.03571 | 0.034319 | 0.032556 | 0.031397 | 0.030216 | 0.029051 | 0.028438 | 0.027725 | 0.027096 | 0.026564 | 0.026143 | 0.02576 | 0 | 0 | 0 | 0 | 0 | 0 | 0.049231 | 0.096856 | 0.14177 | 0.18355 | 0.22151 | 0.25448 | 0.28341 | 0.30874 | 0.32974 | 0.35001 | 0.36777 | 0.38603 | 0.40361 | 0.4206 | 0.43967 | 0.45815 | 0.47659 | 0.49552 | 0.51547 | 0.53528 | 0.53106 | 0.52742 | 0.52403 | 0 | 0 | 0 | 3207.0537 | 3205.2936 | 3186.3908 | 3188.1135 | 3190.7497 | 3150.2304 | 3141.6219 | 3135.243 | 3085.4565 | 3097.2368 | 3067.7006 | 3068.0988 | 3052.6569 | 3025.4274 | 3029.0112 | 3016.4855 | 3004.7534 | 2993.8051 | 2983.6312 | 2974.2225 | 0 | 0 | 0 | 0 | 0 | 0 | 3207.0537 | 6412.3473 | 9598.738 | 12786.8515 | 15977.6012 | 19127.8316 | 22269.4535 | 25404.6965 | 28490.153 | 31587.3898 | 34655.0905 | 37723.1892 | 40775.8461 | 43801.2735 | 46830.2847 | 49846.7701 | 52851.5235 | 55845.3286 | 58828.9598 | 61803.1822 | 61803.1822 | 61803.1822 | 61803.1822 | 61803.1822 | 61803.1822 | 61803.1822 | 0 | 0 | 0 | 0 | 0 | 0 | 0 | 0 | 0 | 0 | 0 | 0 | 0 | 0 | 0 | 0 | 0 | 0 | 0 | 0 | 0 | 0 | 0 | 0 | 0 | 0 | 0 | 0 | 0 | 0 | 0 | 0 | 0 | 0 | 0 | 0 | 0 | 0 | 0 | 0 | 0 | 0 | 0 | 0 | 0 | 0 | 0 | 0 | 0 | 0 | 0 | 0 | 0 | 0 | 0 | 0 | 0 | 0 | 0 | 0 | 0 | 0 | 0 | 0 | 0 | 0 | 0 | 0 | 0 | 0 | 0 | 0 | 0 | 0 | 0 | 0 | 0 | 0 | 0 | 0 | 0 | 0 | 0 | 0 | 0 | 0 | 0 | 0 | 0 | 0 | 0 | 0 | 0 | 0 | 0 | 0 | 0 | 0 | 0 | 0 | 0 | 0 | 0 | 0 | 0 | 0 | 0 | 0 | 0 | 0 | 0 | 0 | 0 | 0 | 0 | 0 | 0 | 0 | 0 | 0 | 0 | 0 | 0 | 0 | 0 | 0 | 0 | 0 | 0 | 0 | 0 | 0 | 0 | 0 | 0 | 0 | 0 | 0 | 0 | 0 | 0 | 0 | 0 | 0 | 0 | 0 | 0 | 0 | 0 | 0 | 0 | 0 | 0 | 0 | 0 | 0 | 0 | 0 | 0 | 0 | 0 | 0 | 0 | 0 | 0 | 0 | 0 | 0 | 0 | 0 | 0 | 0 | 0 | 0 | 0 | 0 | 0 | 0 | 0 | 0 | 0 | 0 | 0 | 0 | 0 | 0 | 0 | 0 | 0 | 0 | 0 | 0 | 0 | 0 | 0 | 0 | 0 | 0 | 0 | 0 | 0 | 0 | 0 | 0 | 0 | 0 | 0 | 0 | 5890.1236 | 5919.0594 | 5955.246 | 5993.9974 | 6035.1112 | 6077.3693 | 6121.424 | 6165.8719 | 6210.7836 | 6260.0469 | 6306.2814 | 6352.6386 | 6396.2608 | 6437.4728 | 6478.146 | 6517.0458 | 6557.2764 | 6594.0207 | 6629.124 | 6662.8591 | 6694.3871 | 6723.8394 | 6751.342 | 0 | 0 | 0 | 4153.3329 | 4173.7365 | 4199.253 | 4226.578 | 4255.5687 | 4285.3664 | 4316.4309 | 4347.7727 | 4379.4415 | 4414.1788 | 4446.7803 | 4479.4685 | 4510.228 | 4539.288 | 4567.9682 | 4595.3978 | 4623.7658 | 4649.6755 | 4674.428 | 4698.2158 | 4720.4473 | 4741.2152 | 4760.6082 | 0 | 0 | 0
WA_Industrial_Primary Metals_Existing_Space Heating_Natural Gas_Gas Boiler - Insulate Steam Lines/Condensate Tank_A | WA | Industrial | Primary Metals | Existing | Space Heating | Natural Gas | Gas Boiler - Insulate Steam Lines/Condensate Tank | A | IM185 | No insulation | Lines and condenstate tank insulated | 20 | 317.67 | 0 | 0 | 2317.38 | 0 | 0 | 0 | 1158.6899 |  | employee | 30% | 35% | Retrofit | RetroEven20 | 76.5% | TBD | 0.2% | 352.13 |  | 257.4105 |  | 0.0078687 | PGE Workpaper - SWWH017-01 | PGE Workpaper - SWWH017-01 | PGE Workpaper - SWWH017-01 | No insulation | No insulation | No insulation | No insulation | No insulation | No insulation | No insulation | No insulation | No insulation | No insulation | No insulation | No insulation | No insulation | No insulation | No insulation | No insulation | No insulation | No insulation | No insulation | No insulation | No insulation | No insulation | No insulation | No insulation | No insulation | No insulation | No insulation | No insulation | No insulation | No insulation | No insulation | Lines and condenstate tank insulated | Lines and condenstate tank insulated | Lines and condenstate tank insulated | Lines and condenstate tank insulated | Lines and condenstate tank insulated | Lines and condenstate tank insulated | Lines and condenstate tank insulated | Lines and condenstate tank insulated | Lines and condenstate tank insulated | Lines and condenstate tank insulated | Lines and condenstate tank insulated | Lines and condenstate tank insulated | Lines and condenstate tank insulated | Lines and condenstate tank insulated | Lines and condenstate tank insulated | Lines and condenstate tank insulated | Lines and condenstate tank insulated | Lines and condenstate tank insulated | Lines and condenstate tank insulated | Lines and condenstate tank insulated | Lines and condenstate tank insulated | Lines and condenstate tank insulated | Lines and condenstate tank insulated | Lines and condenstate tank insulated | Lines and condenstate tank insulated | Lines and condenstate tank insulated | Lines and condenstate tank insulated | Lines and condenstate tank insulated | Lines and condenstate tank insulated | Lines and condenstate tank insulated | Lines and condenstate tank insulated | 2317.38 | 2317.38 | 2317.38 | 2317.38 | 2317.38 | 2317.38 | 2317.38 | 2317.38 | 2317.38 | 2317.38 | 2317.38 | 2317.38 | 2317.38 | 2317.38 | 2317.38 | 2317.38 | 2317.38 | 2317.38 | 2317.38 | 2317.38 | 2317.38 | 2317.38 | 2317.38 | 2317.38 | 2317.38 | 2317.38 | 2317.38 | 2317.38 | 2317.38 | 2317.38 | 2317.38 | 0 | 0 | 0 | 0 | 0 | 311.0278 | 307.7009 | 304.0696 | 300.2329 | 296.1645 | 291.83 | 287.3186 | 282.5755 | 277.3958 | 272.0254 | 266.5119 | 261.1283 | 255.9881 | 251.0227 | 246.6621 | 242.5821 | 238.7133 | 235.3357 | 232.2915 | 229.4099 | 227.2827 | 225.4358 | 223.6836 | 269.6047 | 268.4972 | 267.4865 | 0.0046656 | 0.0046132 | 0.0045318 | 0.0044771 | 0.0044201 | 0.0043001 | 0.004222 | 0.0041439 | 0.0040033 | 0.0039408 | 0.0038241 | 0.0037474 | 0.0036551 | 0.0035522 | 0.0034947 | 0.0034226 | 0.003355 | 0.0032954 | 0.0032418 | 0.0031914 | 0 | 0 | 0 | 0 | 0 | 0 | 0.0046656 | 0.0092289 | 0.013652 | 0.017957 | 0.022133 | 0.026109 | 0.029928 | 0.033578 | 0.036966 | 0.040191 | 0.0432 | 0.046075 | 0.048823 | 0.051428 | 0.05403 | 0.056559 | 0.059011 | 0.061472 | 0.063919 | 0.066317 | 0.065702 | 0.065168 | 0.064662 | 0 | 0 | 0 | 0.015001 | 0.014992 | 0.014904 | 0.014912 | 0.014924 | 0.014735 | 0.014695 | 0.014665 | 0.014432 | 0.014487 | 0.014349 | 0.014351 | 0.014278 | 0.014151 | 0.014168 | 0.014109 | 0.014054 | 0.014003 | 0.013956 | 0.013912 | 0 | 0 | 0 | 0 | 0 | 0 | 0.015001 | 0.029993 | 0.044897 | 0.059809 | 0.074733 | 0.089468 | 0.10416 | 0.11883 | 0.13326 | 0.14775 | 0.16209 | 0.17645 | 0.19072 | 0.20487 | 0.21904 | 0.23315 | 0.24721 | 0.26121 | 0.27517 | 0.28908 | 0.28908 | 0.28908 | 0.28908 | 0.28908 | 0.28908 | 0.28908 | 0.0039718 | 0.0039333 | 0.0038724 | 0.0038345 | 0.0037949 | 0.0037017 | 0.0036442 | 0.0035865 | 0.0034754 | 0.0034313 | 0.0033402 | 0.0032829 | 0.0032093 | 0.0031253 | 0.0030792 | 0.0030197 | 0.0029635 | 0.002914 | 0.0028711 | 0.0028312 | 0 | 0 | 0 | 0 | 0 | 0 | 0.0039718 | 0.0078687 | 0.011665 | 0.015379 | 0.019003 | 0.022476 | 0.025832 | 0.029061 | 0.032091 | 0.034994 | 0.037734 | 0.040364 | 0.042868 | 0.045247 | 0.047606 | 0.049899 | 0.052125 | 0.054356 | 0.05661 | 0.058831 | 0.058363 | 0.057962 | 0.057593 | 0 | 0 | 0 | 0.012751 | 0.012744 | 0.012668 | 0.012675 | 0.012686 | 0.012525 | 0.01249 | 0.012465 | 0.012267 | 0.012314 | 0.012196 | 0.012198 | 0.012137 | 0.012028 | 0.012043 | 0.011993 | 0.011946 | 0.011903 | 0.011862 | 0.011825 | 0 | 0 | 0 | 0 | 0 | 0 | 0.012751 | 0.025494 | 0.038162 | 0.050838 | 0.063523 | 0.076048 | 0.088538 | 0.101 | 0.11327 | 0.12558 | 0.13778 | 0.14998 | 0.16212 | 0.17414 | 0.18619 | 0.19818 | 0.21013 | 0.22203 | 0.23389 | 0.24572 | 0.24572 | 0.24572 | 0.24572 | 0.24572 | 0.24572 | 0.24572 | 0.0039739 | 0.003938 | 0.0038799 | 0.0038451 | 0.0038087 | 0.0037186 | 0.0036642 | 0.0036095 | 0.0035014 | 0.0034603 | 0.003372 | 0.0033173 | 0.0032463 | 0.0031648 | 0.0031212 | 0.0030641 | 0.0030104 | 0.0029634 | 0.002921 | 0.0028815 | 0 | 0 | 0 | 0 | 0 | 0 | 0.0039739 | 0.0078781 | 0.011688 | 0.015422 | 0.019072 | 0.022579 | 0.025974 | 0.029248 | 0.03233 | 0.035291 | 0.038093 | 0.040788 | 0.043362 | 0.045819 | 0.048255 | 0.050633 | 0.052951 | 0.055277 | 0.057594 | 0.059876 | 0.059407 | 0.059005 | 0.058634 | 0 | 0 | 0 | 0.012751 | 0.012744 | 0.012668 | 0.012675 | 0.012686 | 0.012525 | 0.01249 | 0.012465 | 0.012267 | 0.012314 | 0.012196 | 0.012198 | 0.012137 | 0.012028 | 0.012043 | 0.011993 | 0.011946 | 0.011903 | 0.011862 | 0.011825 | 0 | 0 | 0 | 0 | 0 | 0 | 0.012751 | 0.025494 | 0.038162 | 0.050838 | 0.063523 | 0.076048 | 0.088538 | 0.101 | 0.11327 | 0.12558 | 0.13778 | 0.14998 | 0.16212 | 0.17414 | 0.18619 | 0.19818 | 0.21013 | 0.22203 | 0.23389 | 0.24572 | 0.24572 | 0.24572 | 0.24572 | 0.24572 | 0.24572 | 0.24572 | 0.0039728 | 0.0039343 | 0.0038734 | 0.0038355 | 0.0037959 | 0.0037026 | 0.0036451 | 0.0035874 | 0.0034763 | 0.0034322 | 0.0033411 | 0.0032837 | 0.0032101 | 0.0031261 | 0.00308 | 0.0030205 | 0.0029642 | 0.0029147 | 0.0028719 | 0.0028319 | 0 | 0 | 0 | 0 | 0 | 0 | 0.0039728 | 0.0078708 | 0.011668 | 0.015383 | 0.019008 | 0.022482 | 0.025838 | 0.029068 | 0.032099 | 0.035003 | 0.037744 | 0.040375 | 0.042879 | 0.045259 | 0.047618 | 0.049912 | 0.052139 | 0.05437 | 0.056625 | 0.058846 | 0.058365 | 0.057963 | 0.057594 | 0 | 0 | 0 | 0.012751 | 0.012744 | 0.012668 | 0.012675 | 0.012686 | 0.012525 | 0.01249 | 0.012465 | 0.012267 | 0.012314 | 0.012196 | 0.012198 | 0.012137 | 0.012028 | 0.012043 | 0.011993 | 0.011946 | 0.011903 | 0.011862 | 0.011825 | 0 | 0 | 0 | 0 | 0 | 0 | 0.012751 | 0.025494 | 0.038162 | 0.050838 | 0.063523 | 0.076048 | 0.088538 | 0.101 | 0.11327 | 0.12558 | 0.13778 | 0.14998 | 0.16212 | 0.17414 | 0.18619 | 0.19818 | 0.21013 | 0.22203 | 0.23389 | 0.24572 | 0.24572 | 0.24572 | 0.24572 | 0.24572 | 0.24572 | 0.24572 | 342.282 | 343.4618 | 344.6422 | 345.8371 | 347.0369 | 348.2109 | 349.3811 | 350.5465 | 351.7063 | 352.9423 | 354.0844 | 355.221 | 356.346 | 357.4614 | 358.5863 | 359.6795 | 360.8243 | 361.9364 | 363.0202 | 364.1175 | 365.1246 | 366.0485 | 366.8957 | 367.6724 | 368.3842 | 369.0362 | 250.2115 | 251.0739 | 251.9368 | 252.8103 | 253.6873 | 254.5455 | 255.401 | 256.2529 | 257.1007 | 258.0043 | 258.8392 | 259.67 | 260.4924 | 261.3078 | 262.1301 | 262.9292 | 263.7661 | 264.5791 | 265.3713 | 266.1734 | 266.9096 | 267.585 | 268.2044 | 268.7721 | 269.2924 | 269.769
WA_Industrial_Primary Metals_Existing_Process_Natural Gas_Gas Boiler - Insulate Steam Lines/Condensate Tank_A | WA | Industrial | Primary Metals | Existing | Process | Natural Gas | Gas Boiler - Insulate Steam Lines/Condensate Tank | A | IM186 | No insulation | Lines and condenstate tank insulated | 20 | 303.5793 | 0 | 0 | 2317.38 | 0 | 0 | 0 | 1158.6899 |  | sqft | 30% | 35% | Retrofit | RetroEven20 | 76.5% | TBD | 0.2% | 352.13 |  | 257.4105 |  | 0.27909 | PGE Workpaper - SWWH017-01 | PGE Workpaper - SWWH017-01 | PGE Workpaper - SWWH017-01 | No insulation | No insulation | No insulation | No insulation | No insulation | No insulation | No insulation | No insulation | No insulation | No insulation | No insulation | No insulation | No insulation | No insulation | No insulation | No insulation | No insulation | No insulation | No insulation | No insulation | No insulation | No insulation | No insulation | No insulation | No insulation | No insulation | No insulation | No insulation | No insulation | No insulation | No insulation | Lines and condenstate tank insulated | Lines and condenstate tank insulated | Lines and condenstate tank insulated | Lines and condenstate tank insulated | Lines and condenstate tank insulated | Lines and condenstate tank insulated | Lines and condenstate tank insulated | Lines and condenstate tank insulated | Lines and condenstate tank insulated | Lines and condenstate tank insulated | Lines and condenstate tank insulated | Lines and condenstate tank insulated | Lines and condenstate tank insulated | Lines and condenstate tank insulated | Lines and condenstate tank insulated | Lines and condenstate tank insulated | Lines and condenstate tank insulated | Lines and condenstate tank insulated | Lines and condenstate tank insulated | Lines and condenstate tank insulated | Lines and condenstate tank insulated | Lines and condenstate tank insulated | Lines and condenstate tank insulated | Lines and condenstate tank insulated | Lines and condenstate tank insulated | Lines and condenstate tank insulated | Lines and condenstate tank insulated | Lines and condenstate tank insulated | Lines and condenstate tank insulated | Lines and condenstate tank insulated | Lines and condenstate tank insulated | 2317.38 | 2317.38 | 2317.38 | 2317.38 | 2317.38 | 2317.38 | 2317.38 | 2317.38 | 2317.38 | 2317.38 | 2317.38 | 2317.38 | 2317.38 | 2317.38 | 2317.38 | 2317.38 | 2317.38 | 2317.38 | 2317.38 | 2317.38 | 2317.38 | 2317.38 | 2317.38 | 2317.38 | 2317.38 | 2317.38 | 2317.38 | 2317.38 | 2317.38 | 2317.38 | 2317.38 | 0 | 0 | 0 | 0 | 0 | 302.7966 | 302.0167 | 301.2289 | 300.4508 | 299.6719 | 298.8755 | 298.1837 | 297.5499 | 296.8789 | 296.3724 | 295.8094 | 295.3493 | 294.8737 | 294.3824 | 293.9946 | 293.5674 | 293.1785 | 292.7911 | 292.4053 | 292.0213 | 291.988 | 291.9574 | 291.9295 | 303.5793 | 303.5793 | 303.5793 | 0.16451 | 0.164 | 0.16261 | 0.16227 | 0.16199 | 0.1595 | 0.1587 | 0.15804 | 0.15518 | 0.15551 | 0.15373 | 0.15351 | 0.15249 | 0.15088 | 0.15086 | 0.15002 | 0.14924 | 0.1485 | 0.1478 | 0.14714 | 0 | 0 | 0 | 0 | 0 | 0 | 0.16451 | 0.32809 | 0.48984 | 0.65085 | 0.81115 | 0.96849 | 1.125 | 1.2806 | 1.4329 | 1.586 | 1.7367 | 1.8875 | 2.0369 | 2.1844 | 2.3324 | 2.4791 | 2.625 | 2.77 | 2.9142 | 3.0575 | 3.0572 | 3.0568 | 3.0565 | 0 | 0 | 0 | 0.54331 | 0.54301 | 0.53981 | 0.5401 | 0.54055 | 0.53368 | 0.53222 | 0.53114 | 0.52271 | 0.52471 | 0.5197 | 0.51977 | 0.51715 | 0.51254 | 0.51315 | 0.51103 | 0.50904 | 0.50718 | 0.50546 | 0.50387 | 0 | 0 | 0 | 0 | 0 | 0 | 0.54331 | 1.0863 | 1.6261 | 2.1662 | 2.7068 | 3.2405 | 3.7727 | 4.3038 | 4.8265 | 5.3512 | 5.8709 | 6.3907 | 6.9079 | 7.4204 | 7.9336 | 8.4446 | 8.9536 | 9.4608 | 9.9663 | 10.4701 | 10.4701 | 10.4701 | 10.4701 | 10.4701 | 10.4701 | 10.4701 | 0.13989 | 0.13951 | 0.13838 | 0.13815 | 0.13796 | 0.1359 | 0.13526 | 0.13474 | 0.13235 | 0.13266 | 0.13118 | 0.13103 | 0.13019 | 0.12885 | 0.12885 | 0.12816 | 0.12752 | 0.12691 | 0.12634 | 0.1258 | 0 | 0 | 0 | 0 | 0 | 0 | 0.13989 | 0.27909 | 0.41685 | 0.55408 | 0.69082 | 0.82516 | 0.95879 | 1.0918 | 1.2221 | 1.353 | 1.482 | 1.611 | 1.739 | 1.8654 | 1.9922 | 2.1179 | 2.243 | 2.3674 | 2.4911 | 2.6141 | 2.6139 | 2.6137 | 2.6134 | 0 | 0 | 0 | 0.46181 | 0.46156 | 0.45884 | 0.45909 | 0.45947 | 0.45363 | 0.45239 | 0.45147 | 0.4443 | 0.446 | 0.44175 | 0.4418 | 0.43958 | 0.43566 | 0.43618 | 0.43437 | 0.43268 | 0.43111 | 0.42964 | 0.42829 | 0 | 0 | 0 | 0 | 0 | 0 | 0.46181 | 0.92337 | 1.3822 | 1.8413 | 2.3008 | 2.7544 | 3.2068 | 3.6583 | 4.1026 | 4.5486 | 4.9903 | 5.4321 | 5.8717 | 6.3074 | 6.7435 | 7.1779 | 7.6106 | 8.0417 | 8.4713 | 8.8996 | 8.8996 | 8.8996 | 8.8996 | 8.8996 | 8.8996 | 8.8996 | 0.13989 | 0.13951 | 0.13838 | 0.13815 | 0.13796 | 0.1359 | 0.13526 | 0.13474 | 0.13235 | 0.13266 | 0.13118 | 0.13103 | 0.13019 | 0.12885 | 0.12885 | 0.12816 | 0.12752 | 0.12691 | 0.12634 | 0.1258 | 0 | 0 | 0 | 0 | 0 | 0 | 0.13989 | 0.27909 | 0.41685 | 0.55408 | 0.69082 | 0.82516 | 0.95879 | 1.0918 | 1.2221 | 1.353 | 1.482 | 1.611 | 1.739 | 1.8654 | 1.9922 | 2.1179 | 2.243 | 2.3674 | 2.4911 | 2.6141 | 2.6139 | 2.6137 | 2.6134 | 0 | 0 | 0 | 0.46181 | 0.46156 | 0.45884 | 0.45909 | 0.45947 | 0.45363 | 0.45239 | 0.45147 | 0.4443 | 0.446 | 0.44175 | 0.4418 | 0.43958 | 0.43566 | 0.43618 | 0.43437 | 0.43268 | 0.43111 | 0.42964 | 0.42829 | 0 | 0 | 0 | 0 | 0 | 0 | 0.46181 | 0.92337 | 1.3822 | 1.8413 | 2.3008 | 2.7544 | 3.2068 | 3.6583 | 4.1026 | 4.5486 | 4.9903 | 5.4321 | 5.8717 | 6.3074 | 6.7435 | 7.1779 | 7.6106 | 8.0417 | 8.4713 | 8.8996 | 8.8996 | 8.8996 | 8.8996 | 8.8996 | 8.8996 | 8.8996 | 0.13989 | 0.13951 | 0.13838 | 0.13815 | 0.13796 | 0.1359 | 0.13526 | 0.13474 | 0.13235 | 0.13266 | 0.13118 | 0.13103 | 0.13019 | 0.12885 | 0.12885 | 0.12816 | 0.12752 | 0.12691 | 0.12634 | 0.1258 | 0 | 0 | 0 | 0 | 0 | 0 | 0.13989 | 0.27909 | 0.41685 | 0.55408 | 0.69082 | 0.82516 | 0.95879 | 1.0918 | 1.2221 | 1.353 | 1.482 | 1.611 | 1.739 | 1.8654 | 1.9922 | 2.1179 | 2.243 | 2.3674 | 2.4911 | 2.6141 | 2.6139 | 2.6137 | 2.6134 | 0 | 0 | 0 | 0.46181 | 0.46156 | 0.45884 | 0.45909 | 0.45947 | 0.45363 | 0.45239 | 0.45147 | 0.4443 | 0.446 | 0.44175 | 0.4418 | 0.43958 | 0.43566 | 0.43618 | 0.43437 | 0.43268 | 0.43111 | 0.42964 | 0.42829 | 0 | 0 | 0 | 0 | 0 | 0 | 0.46181 | 0.92337 | 1.3822 | 1.8413 | 2.3008 | 2.7544 | 3.2068 | 3.6583 | 4.1026 | 4.5486 | 4.9903 | 5.4321 | 5.8717 | 6.3074 | 6.7435 | 7.1779 | 7.6106 | 8.0417 | 8.4713 | 8.8996 | 8.8996 | 8.8996 | 8.8996 | 8.8996 | 8.8996 | 8.8996 | 342.282 | 343.4618 | 344.6422 | 345.8371 | 347.0369 | 348.2109 | 349.3811 | 350.5465 | 351.7063 | 352.9423 | 354.0844 | 355.221 | 356.346 | 357.4614 | 358.5863 | 359.6795 | 360.8243 | 361.9364 | 363.0202 | 364.1175 | 365.1246 | 366.0485 | 366.8957 | 367.6724 | 368.3842 | 369.0362 | 250.2115 | 251.0739 | 251.9368 | 252.8103 | 253.6873 | 254.5455 | 255.401 | 256.2529 | 257.1007 | 258.0043 | 258.8392 | 259.67 | 260.4924 | 261.3078 | 262.1301 | 262.9292 | 263.7661 | 264.5791 | 265.3713 | 266.1734 | 266.9096 | 267.585 | 268.2044 | 268.7721 | 269.2924 | 269.769
WA_Industrial_Primary Metals_Existing_Space Heating_Natural Gas_Gas Boiler - Insulate Hot Water Lines_A | WA | Industrial | Primary Metals | Existing | Space Heating | Natural Gas | Gas Boiler - Insulate Hot Water Lines | A | IM187 | No insulation | Insulated water lines | 20 | 359.067 | 0 | 0 | 1645.32 | 0 | 0 | 0 | 822.6586 |  | employee | 40% | 50% | Retrofit | RetroEven20 | 76.5% | TBD | 0.2% | 221.1856 |  | 161.6888 |  | 0.017809 | PGE Workpaper - SWWH017-01 | PGE Workpaper - SWWH017-01 | PGE Workpaper - SWWH017-01 | No insulation | No insulation | No insulation | No insulation | No insulation | No insulation | No insulation | No insulation | No insulation | No insulation | No insulation | No insulation | No insulation | No insulation | No insulation | No insulation | No insulation | No insulation | No insulation | No insulation | No insulation | No insulation | No insulation | No insulation | No insulation | No insulation | No insulation | No insulation | No insulation | No insulation | No insulation | Insulated water lines | Insulated water lines | Insulated water lines | Insulated water lines | Insulated water lines | Insulated water lines | Insulated water lines | Insulated water lines | Insulated water lines | Insulated water lines | Insulated water lines | Insulated water lines | Insulated water lines | Insulated water lines | Insulated water lines | Insulated water lines | Insulated water lines | Insulated water lines | Insulated water lines | Insulated water lines | Insulated water lines | Insulated water lines | Insulated water lines | Insulated water lines | Insulated water lines | Insulated water lines | Insulated water lines | Insulated water lines | Insulated water lines | Insulated water lines | Insulated water lines | 1645.32 | 1645.32 | 1645.32 | 1645.32 | 1645.32 | 1645.32 | 1645.32 | 1645.32 | 1645.32 | 1645.32 | 1645.32 | 1645.32 | 1645.32 | 1645.32 | 1645.32 | 1645.32 | 1645.32 | 1645.32 | 1645.32 | 1645.32 | 1645.32 | 1645.32 | 1645.32 | 1645.32 | 1645.32 | 1645.32 | 1645.32 | 1645.32 | 1645.32 | 1645.32 | 1645.32 | 0 | 0 | 0 | 0 | 0 | 351.7675 | 348.2636 | 344.493 | 340.5944 | 336.5757 | 332.4573 | 328.3298 | 324.1651 | 319.7954 | 315.3026 | 310.8862 | 306.5995 | 302.6104 | 298.7301 | 295.1678 | 291.7275 | 288.2144 | 284.9743 | 281.8825 | 278.8282 | 276.2971 | 274.1012 | 272.0152 | 304.7381 | 303.4863 | 302.3438 | 0.010553 | 0.010443 | 0.010269 | 0.010158 | 0.010046 | 0.0097974 | 0.0096493 | 0.0095076 | 0.0092305 | 0.0091355 | 0.0089217 | 0.0087998 | 0.0086416 | 0.0084547 | 0.0083638 | 0.0082321 | 0.0081013 | 0.0079811 | 0.0078677 | 0.0077579 | 0 | 0 | 0 | 0 | 0 | 0 | 0.010553 | 0.020891 | 0.030933 | 0.040741 | 0.050307 | 0.059489 | 0.068399 | 0.077039 | 0.085231 | 0.093169 | 0.10079 | 0.1082 | 0.11543 | 0.1224 | 0.12931 | 0.13603 | 0.1425 | 0.14888 | 0.15513 | 0.16121 | 0.15974 | 0.15847 | 0.15727 | 0 | 0 | 0 | 0.030001 | 0.029985 | 0.029808 | 0.029824 | 0.029849 | 0.02947 | 0.029389 | 0.029329 | 0.028864 | 0.028974 | 0.028698 | 0.028701 | 0.028557 | 0.028302 | 0.028336 | 0.028218 | 0.028109 | 0.028006 | 0.027911 | 0.027823 | 0 | 0 | 0 | 0 | 0 | 0 | 0.030001 | 0.059986 | 0.089794 | 0.11962 | 0.14947 | 0.17894 | 0.20833 | 0.23765 | 0.26652 | 0.29549 | 0.32419 | 0.35289 | 0.38145 | 0.40975 | 0.43809 | 0.4663 | 0.49441 | 0.52242 | 0.55033 | 0.57815 | 0.57815 | 0.57815 | 0.57815 | 0.57815 | 0.57815 | 0.57815 | 0.0089832 | 0.0089018 | 0.0087713 | 0.0086952 | 0.0086185 | 0.0084241 | 0.008315 | 0.0082103 | 0.0079894 | 0.0079242 | 0.0077557 | 0.0076647 | 0.0075359 | 0.0073804 | 0.0073054 | 0.0071942 | 0.007084 | 0.0069829 | 0.0068925 | 0.0068058 | 0 | 0 | 0 | 0 | 0 | 0 | 0.0089832 | 0.017809 | 0.026423 | 0.034875 | 0.043157 | 0.05115 | 0.058941 | 0.066528 | 0.073772 | 0.080815 | 0.087614 | 0.09424 | 0.10066 | 0.10685 | 0.11295 | 0.11888 | 0.1246 | 0.13026 | 0.1359 | 0.14142 | 0.14032 | 0.13938 | 0.13851 | 0 | 0 | 0 | 0.025501 | 0.025487 | 0.025337 | 0.02535 | 0.025371 | 0.025049 | 0.024981 | 0.02493 | 0.024534 | 0.024628 | 0.024393 | 0.024396 | 0.024273 | 0.024057 | 0.024085 | 0.023986 | 0.023892 | 0.023805 | 0.023724 | 0.02365 | 0 | 0 | 0 | 0 | 0 | 0 | 0.025501 | 0.050988 | 0.076325 | 0.10168 | 0.12705 | 0.1521 | 0.17708 | 0.20201 | 0.22654 | 0.25117 | 0.27556 | 0.29996 | 0.32423 | 0.34829 | 0.37237 | 0.39636 | 0.42025 | 0.44406 | 0.46778 | 0.49143 | 0.49143 | 0.49143 | 0.49143 | 0.49143 | 0.49143 | 0.49143 | 0.0089856 | 0.0089078 | 0.0087816 | 0.0087104 | 0.0086389 | 0.0084497 | 0.0083458 | 0.0082464 | 0.0080307 | 0.0079712 | 0.0078077 | 0.0077218 | 0.0075979 | 0.0074471 | 0.0073771 | 0.0072707 | 0.0071655 | 0.0070693 | 0.0069789 | 0.0068921 | 0 | 0 | 0 | 0 | 0 | 0 | 0.0089856 | 0.017821 | 0.026454 | 0.034935 | 0.043259 | 0.051306 | 0.05916 | 0.06682 | 0.074153 | 0.081295 | 0.088202 | 0.094942 | 0.10149 | 0.10782 | 0.11405 | 0.12015 | 0.12604 | 0.13187 | 0.13761 | 0.14322 | 0.14212 | 0.14118 | 0.14031 | 0 | 0 | 0 | 0.025501 | 0.025487 | 0.025337 | 0.02535 | 0.025371 | 0.025049 | 0.024981 | 0.02493 | 0.024534 | 0.024628 | 0.024393 | 0.024396 | 0.024273 | 0.024057 | 0.024085 | 0.023986 | 0.023892 | 0.023805 | 0.023724 | 0.02365 | 0 | 0 | 0 | 0 | 0 | 0 | 0.025501 | 0.050988 | 0.076325 | 0.10168 | 0.12705 | 0.1521 | 0.17708 | 0.20201 | 0.22654 | 0.25117 | 0.27556 | 0.29996 | 0.32423 | 0.34829 | 0.37237 | 0.39636 | 0.42025 | 0.44406 | 0.46778 | 0.49143 | 0.49143 | 0.49143 | 0.49143 | 0.49143 | 0.49143 | 0.49143 | 0.0089832 | 0.0089018 | 0.0087713 | 0.0086952 | 0.0086185 | 0.0084241 | 0.008315 | 0.0082103 | 0.0079894 | 0.0079242 | 0.0077557 | 0.0076647 | 0.0075359 | 0.0073804 | 0.0073054 | 0.0071942 | 0.007084 | 0.0069829 | 0.0068925 | 0.0068058 | 0 | 0 | 0 | 0 | 0 | 0 | 0.0089832 | 0.017809 | 0.026423 | 0.034875 | 0.043157 | 0.05115 | 0.058941 | 0.066528 | 0.073772 | 0.080815 | 0.087614 | 0.09424 | 0.10066 | 0.10685 | 0.11295 | 0.11888 | 0.1246 | 0.13026 | 0.1359 | 0.14142 | 0.14032 | 0.13938 | 0.13851 | 0 | 0 | 0 | 0.025501 | 0.025487 | 0.025337 | 0.02535 | 0.025371 | 0.025049 | 0.024981 | 0.02493 | 0.024534 | 0.024628 | 0.024393 | 0.024396 | 0.024273 | 0.024057 | 0.024085 | 0.023986 | 0.023892 | 0.023805 | 0.023724 | 0.02365 | 0 | 0 | 0 | 0 | 0 | 0 | 0.025501 | 0.050988 | 0.076325 | 0.10168 | 0.12705 | 0.1521 | 0.17708 | 0.20201 | 0.22654 | 0.25117 | 0.27556 | 0.29996 | 0.32423 | 0.34829 | 0.37237 | 0.39636 | 0.42025 | 0.44406 | 0.46778 | 0.49143 | 0.49143 | 0.49143 | 0.49143 | 0.49143 | 0.49143 | 0.49143 | 214.9997 | 215.7408 | 216.4823 | 217.2328 | 217.9864 | 218.7238 | 219.4589 | 220.191 | 220.9195 | 221.6959 | 222.4132 | 223.1271 | 223.8338 | 224.5344 | 225.2411 | 225.9277 | 226.6468 | 227.3454 | 228.0261 | 228.7154 | 229.348 | 229.9283 | 230.4605 | 230.9484 | 231.3954 | 231.805 | 157.1669 | 157.7086 | 158.2506 | 158.7993 | 159.3502 | 159.8893 | 160.4266 | 160.9617 | 161.4943 | 162.0618 | 162.5862 | 163.1081 | 163.6247 | 164.1369 | 164.6534 | 165.1553 | 165.681 | 166.1917 | 166.6893 | 167.1932 | 167.6556 | 168.0798 | 168.4689 | 168.8255 | 169.1523 | 169.4517
WA_Industrial_Primary Metals_Existing_Process_Natural Gas_Gas Boiler - Insulate Hot Water Lines_A | WA | Industrial | Primary Metals | Existing | Process | Natural Gas | Gas Boiler - Insulate Hot Water Lines | A | IM188 | No insulation | Insulated water lines | 20 | 343.1401 | 0 | 0 | 1645.32 | 0 | 0 | 0 | 822.6586 |  | sqft | 40% | 50% | Retrofit | RetroEven20 | 76.5% | TBD | 0.2% | 221.1856 |  | 161.6888 |  | 0.63112 | PGE Workpaper - SWWH017-01 | PGE Workpaper - SWWH017-01 | PGE Workpaper - SWWH017-01 | No insulation | No insulation | No insulation | No insulation | No insulation | No insulation | No insulation | No insulation | No insulation | No insulation | No insulation | No insulation | No insulation | No insulation | No insulation | No insulation | No insulation | No insulation | No insulation | No insulation | No insulation | No insulation | No insulation | No insulation | No insulation | No insulation | No insulation | No insulation | No insulation | No insulation | No insulation | Insulated water lines | Insulated water lines | Insulated water lines | Insulated water lines | Insulated water lines | Insulated water lines | Insulated water lines | Insulated water lines | Insulated water lines | Insulated water lines | Insulated water lines | Insulated water lines | Insulated water lines | Insulated water lines | Insulated water lines | Insulated water lines | Insulated water lines | Insulated water lines | Insulated water lines | Insulated water lines | Insulated water lines | Insulated water lines | Insulated water lines | Insulated water lines | Insulated water lines | Insulated water lines | Insulated water lines | Insulated water lines | Insulated water lines | Insulated water lines | Insulated water lines | 1645.32 | 1645.32 | 1645.32 | 1645.32 | 1645.32 | 1645.32 | 1645.32 | 1645.32 | 1645.32 | 1645.32 | 1645.32 | 1645.32 | 1645.32 | 1645.32 | 1645.32 | 1645.32 | 1645.32 | 1645.32 | 1645.32 | 1645.32 | 1645.32 | 1645.32 | 1645.32 | 1645.32 | 1645.32 | 1645.32 | 1645.32 | 1645.32 | 1645.32 | 1645.32 | 1645.32 | 0 | 0 | 0 | 0 | 0 | 342.318 | 341.4989 | 340.6712 | 339.8533 | 339.0342 | 338.1991 | 337.4791 | 336.8244 | 336.1345 | 335.6204 | 335.0503 | 334.5905 | 334.1167 | 333.6286 | 333.2491 | 332.83 | 332.4539 | 332.0796 | 331.7068 | 331.3358 | 331.3017 | 331.2704 | 331.2418 | 343.1401 | 343.1401 | 343.1401 | 0.37197 | 0.37088 | 0.36779 | 0.36711 | 0.36653 | 0.36098 | 0.35923 | 0.3578 | 0.3514 | 0.3522 | 0.34825 | 0.34782 | 0.34558 | 0.342 | 0.34201 | 0.34017 | 0.33846 | 0.33685 | 0.33533 | 0.3339 | 0 | 0 | 0 | 0 | 0 | 0 | 0.37197 | 0.74196 | 1.108 | 1.4724 | 1.8354 | 2.1918 | 2.5464 | 2.8993 | 3.2447 | 3.592 | 3.9341 | 4.2765 | 4.6161 | 4.9513 | 5.2877 | 5.6212 | 5.9533 | 6.2835 | 6.6118 | 6.9383 | 6.9375 | 6.9369 | 6.9363 | 0 | 0 | 0 | 1.0866 | 1.086 | 1.0796 | 1.0802 | 1.0811 | 1.0674 | 1.0644 | 1.0623 | 1.0454 | 1.0494 | 1.0394 | 1.0395 | 1.0343 | 1.0251 | 1.0263 | 1.0221 | 1.0181 | 1.0144 | 1.0109 | 1.0077 | 0 | 0 | 0 | 0 | 0 | 0 | 1.0866 | 2.1726 | 3.2523 | 4.3325 | 5.4136 | 6.4809 | 7.5454 | 8.6077 | 9.6531 | 10.7025 | 11.7419 | 12.7814 | 13.8157 | 14.8408 | 15.8671 | 16.8892 | 17.9072 | 18.9216 | 19.9325 | 20.9403 | 20.9403 | 20.9403 | 20.9403 | 20.9403 | 20.9403 | 20.9403 | 0.31629 | 0.31547 | 0.31296 | 0.3125 | 0.31211 | 0.3075 | 0.30611 | 0.30499 | 0.29962 | 0.30037 | 0.29708 | 0.29677 | 0.29492 | 0.29193 | 0.29199 | 0.29048 | 0.28907 | 0.28774 | 0.28649 | 0.28532 | 0 | 0 | 0 | 0 | 0 | 0 | 0.31629 | 0.63112 | 0.94278 | 1.2534 | 1.5629 | 1.8671 | 2.1699 | 2.4713 | 2.7666 | 3.0634 | 3.356 | 3.6489 | 3.9394 | 4.2265 | 4.5144 | 4.8001 | 5.0845 | 5.3674 | 5.6488 | 5.9288 | 5.9283 | 5.9278 | 5.9273 | 0 | 0 | 0 | 0.92363 | 0.92312 | 0.91768 | 0.91817 | 0.91893 | 0.90726 | 0.90478 | 0.90295 | 0.88861 | 0.892 | 0.88349 | 0.88361 | 0.87916 | 0.87132 | 0.87235 | 0.86874 | 0.86536 | 0.86221 | 0.85928 | 0.85657 | 0 | 0 | 0 | 0 | 0 | 0 | 0.92363 | 1.8467 | 2.7644 | 3.6826 | 4.6015 | 5.5088 | 6.4136 | 7.3165 | 8.2051 | 9.0971 | 9.9806 | 10.8642 | 11.7434 | 12.6147 | 13.4871 | 14.3558 | 15.2212 | 16.0834 | 16.9427 | 17.7992 | 17.7992 | 17.7992 | 17.7992 | 17.7992 | 17.7992 | 17.7992 | 0.31629 | 0.31547 | 0.31296 | 0.3125 | 0.31211 | 0.3075 | 0.30611 | 0.30499 | 0.29962 | 0.30037 | 0.29708 | 0.29677 | 0.29492 | 0.29193 | 0.29199 | 0.29048 | 0.28907 | 0.28774 | 0.28649 | 0.28532 | 0 | 0 | 0 | 0 | 0 | 0 | 0.31629 | 0.63112 | 0.94278 | 1.2534 | 1.5629 | 1.8671 | 2.1699 | 2.4713 | 2.7666 | 3.0634 | 3.356 | 3.6489 | 3.9394 | 4.2265 | 4.5144 | 4.8001 | 5.0845 | 5.3674 | 5.6488 | 5.9288 | 5.9283 | 5.9278 | 5.9273 | 0 | 0 | 0 | 0.92363 | 0.92312 | 0.91768 | 0.91817 | 0.91893 | 0.90726 | 0.90478 | 0.90295 | 0.88861 | 0.892 | 0.88349 | 0.88361 | 0.87916 | 0.87132 | 0.87235 | 0.86874 | 0.86536 | 0.86221 | 0.85928 | 0.85657 | 0 | 0 | 0 | 0 | 0 | 0 | 0.92363 | 1.8467 | 2.7644 | 3.6826 | 4.6015 | 5.5088 | 6.4136 | 7.3165 | 8.2051 | 9.0971 | 9.9806 | 10.8642 | 11.7434 | 12.6147 | 13.4871 | 14.3558 | 15.2212 | 16.0834 | 16.9427 | 17.7992 | 17.7992 | 17.7992 | 17.7992 | 17.7992 | 17.7992 | 17.7992 | 0.31629 | 0.31547 | 0.31296 | 0.3125 | 0.31211 | 0.3075 | 0.30611 | 0.30499 | 0.29962 | 0.30037 | 0.29708 | 0.29677 | 0.29492 | 0.29193 | 0.29199 | 0.29048 | 0.28907 | 0.28774 | 0.28649 | 0.28532 | 0 | 0 | 0 | 0 | 0 | 0 | 0.31629 | 0.63112 | 0.94278 | 1.2534 | 1.5629 | 1.8671 | 2.1699 | 2.4713 | 2.7666 | 3.0634 | 3.356 | 3.6489 | 3.9394 | 4.2265 | 4.5144 | 4.8001 | 5.0845 | 5.3674 | 5.6488 | 5.9288 | 5.9283 | 5.9278 | 5.9273 | 0 | 0 | 0 | 0.92363 | 0.92312 | 0.91768 | 0.91817 | 0.91893 | 0.90726 | 0.90478 | 0.90295 | 0.88861 | 0.892 | 0.88349 | 0.88361 | 0.87916 | 0.87132 | 0.87235 | 0.86874 | 0.86536 | 0.86221 | 0.85928 | 0.85657 | 0 | 0 | 0 | 0 | 0 | 0 | 0.92363 | 1.8467 | 2.7644 | 3.6826 | 4.6015 | 5.5088 | 6.4136 | 7.3165 | 8.2051 | 9.0971 | 9.9806 | 10.8642 | 11.7434 | 12.6147 | 13.4871 | 14.3558 | 15.2212 | 16.0834 | 16.9427 | 17.7992 | 17.7992 | 17.7992 | 17.7992 | 17.7992 | 17.7992 | 17.7992 | 214.9997 | 215.7408 | 216.4823 | 217.2328 | 217.9864 | 218.7238 | 219.4589 | 220.191 | 220.9195 | 221.6959 | 222.4132 | 223.1271 | 223.8338 | 224.5344 | 225.2411 | 225.9277 | 226.6468 | 227.3454 | 228.0261 | 228.7154 | 229.348 | 229.9283 | 230.4605 | 230.9484 | 231.3954 | 231.805 | 157.1669 | 157.7086 | 158.2506 | 158.7993 | 159.3502 | 159.8893 | 160.4266 | 160.9617 | 161.4943 | 162.0618 | 162.5862 | 163.1081 | 163.6247 | 164.1369 | 164.6534 | 165.1553 | 165.681 | 166.1917 | 166.6893 | 167.1932 | 167.6556 | 168.0798 | 168.4689 | 168.8255 | 169.1523 | 169.4517
WA_Industrial_Primary Metals_Existing_Process_Natural Gas_Process - Insulate Heated Process Fluids_A | WA | Industrial | Primary Metals | Existing | Process | Natural Gas | Process - Insulate Heated Process Fluids | A | IM189 | No insulation | Insulated process fluid lines | 20 | 1904.8967 | 0 | 0 | 2317.38 | 0 | 0 | 0 | 1158.6899 |  | employee | 5% | 10% | Retrofit | Retro12Med | 84.73% | TBD | 0.2% | 110.6327 |  | 80.8736 |  | 3.8462 | PGE Workpaper - SWWH017-01 | PGE Workpaper - SWWH017-01 | PGE Workpaper - SWWH017-01 | No insulation | No insulation | No insulation | No insulation | No insulation | No insulation | No insulation | No insulation | No insulation | No insulation | No insulation | No insulation | No insulation | No insulation | No insulation | No insulation | No insulation | No insulation | No insulation | No insulation | No insulation | No insulation | No insulation | No insulation | No insulation | No insulation | No insulation | No insulation | No insulation | No insulation | No insulation | Insulated process fluid lines | Insulated process fluid lines | Insulated process fluid lines | Insulated process fluid lines | Insulated process fluid lines | Insulated process fluid lines | Insulated process fluid lines | Insulated process fluid lines | Insulated process fluid lines | Insulated process fluid lines | Insulated process fluid lines | Insulated process fluid lines | Insulated process fluid lines | Insulated process fluid lines | Insulated process fluid lines | Insulated process fluid lines | Insulated process fluid lines | Insulated process fluid lines | Insulated process fluid lines | Insulated process fluid lines | Insulated process fluid lines | Insulated process fluid lines | Insulated process fluid lines | Insulated process fluid lines | Insulated process fluid lines | Insulated process fluid lines | Insulated process fluid lines | Insulated process fluid lines | Insulated process fluid lines | Insulated process fluid lines | Insulated process fluid lines | 2317.38 | 2317.38 | 2317.38 | 2317.38 | 2317.38 | 2317.38 | 2317.38 | 2317.38 | 2317.38 | 2317.38 | 2317.38 | 2317.38 | 2317.38 | 2317.38 | 2317.38 | 2317.38 | 2317.38 | 2317.38 | 2317.38 | 2317.38 | 2317.38 | 2317.38 | 2317.38 | 2317.38 | 2317.38 | 2317.38 | 2317.38 | 2317.38 | 2317.38 | 2317.38 | 2317.38 | 0 | 0 | 0 | 0 | 0 | 1904.4446 | 1904.0299 | 1903.6375 | 1903.2645 | 1902.8981 | 1902.5428 | 1902.2707 | 1902.0512 | 1901.8329 | 1901.7058 | 1901.5634 | 1901.4749 | 1901.3866 | 1901.2985 | 1901.2576 | 1901.2058 | 1901.1871 | 1901.1699 | 1901.1542 | 1901.14 | 1901.129 | 1901.119 | 1901.1098 | 1904.8967 | 1904.8967 | 1904.8967 | 2.2634 | 2.2617 | 2.2479 | 2.2486 | 2.2501 | 1.999 | 1.5946 | 1.2729 | 1.0021 | 0.80465 | 0.63753 | 0.51007 | 0.40598 | 0.32187 | 0.2578 | 0.20538 | 0.0013954 | 0.00049653 | 0.0001687 | 5.4836e-05 | 4.6475e-05 | 4.6351e-05 | 4.6238e-05 | 4.6229e-05 | 4.6139e-05 | 4.6061e-05 | 2.2634 | 4.5246 | 6.7715 | 9.0188 | 11.2672 | 13.264 | 14.8567 | 16.1279 | 17.1281 | 17.9316 | 18.5678 | 19.077 | 19.4821 | 19.8031 | 20.0605 | 20.2653 | 20.2665 | 20.2668 | 20.2668 | 20.2667 | 20.2667 | 20.2666 | 20.2666 | 0 | 0 | 0 | 1.1885 | 1.1878 | 1.1808 | 1.1815 | 1.1824 | 1.0507 | 0.83825 | 0.66924 | 0.52689 | 0.42312 | 0.33527 | 0.26825 | 0.21352 | 0.16929 | 0.13559 | 0.10803 | 0.00073396 | 0.00026117 | 8.8734e-05 | 2.8844e-05 | 2.4446e-05 | 2.4381e-05 | 2.4322e-05 | 2.4269e-05 | 2.4221e-05 | 2.418e-05 | 1.1885 | 2.3763 | 3.5571 | 4.7386 | 5.9211 | 6.9717 | 7.81 | 8.4792 | 9.0061 | 9.4292 | 9.7645 | 10.0328 | 10.2463 | 10.4156 | 10.5512 | 10.6592 | 10.6599 | 10.6602 | 10.6603 | 10.6603 | 10.6603 | 10.6604 | 10.6604 | 10.6604 | 10.6604 | 10.6605 | 1.924 | 1.9226 | 1.9109 | 1.9116 | 1.9129 | 1.6994 | 1.3557 | 1.0822 | 0.85195 | 0.68413 | 0.54205 | 0.43368 | 0.34518 | 0.27367 | 0.21919 | 0.17462 | 0.0011864 | 0.00042218 | 0.00014343 | 4.6624e-05 | 3.9515e-05 | 3.941e-05 | 3.9314e-05 | 3.9295e-05 | 3.9218e-05 | 3.9152e-05 | 1.924 | 3.8462 | 5.7564 | 7.667 | 9.5786 | 11.2765 | 12.6308 | 13.7118 | 14.5624 | 15.2457 | 15.7868 | 16.2199 | 16.5644 | 16.8374 | 17.0563 | 17.2305 | 17.2316 | 17.2319 | 17.2319 | 17.2318 | 17.2318 | 17.2318 | 17.2317 | 0 | 0 | 0 | 1.0102 | 1.0097 | 1.0037 | 1.0042 | 1.0051 | 0.89308 | 0.71251 | 0.56885 | 0.44786 | 0.35965 | 0.28498 | 0.22801 | 0.18149 | 0.1439 | 0.11526 | 0.091823 | 0.00062387 | 0.000222 | 7.5424e-05 | 2.4517e-05 | 2.0779e-05 | 2.0724e-05 | 2.0673e-05 | 2.0628e-05 | 2.0588e-05 | 2.0553e-05 | 1.0102 | 2.0199 | 3.0236 | 4.0278 | 5.0329 | 5.926 | 6.6385 | 7.2073 | 7.6552 | 8.0149 | 8.2998 | 8.5278 | 8.7093 | 8.8532 | 8.9685 | 9.0603 | 9.0609 | 9.0612 | 9.0612 | 9.0613 | 9.0613 | 9.0613 | 9.0613 | 9.0613 | 9.0614 | 9.0614 | 1.924 | 1.9226 | 1.9109 | 1.9116 | 1.9129 | 1.6994 | 1.3557 | 1.0822 | 0.85195 | 0.68413 | 0.54205 | 0.43368 | 0.34518 | 0.27367 | 0.21919 | 0.17462 | 0.0011864 | 0.00042218 | 0.00014343 | 4.6624e-05 | 3.9515e-05 | 3.941e-05 | 3.9314e-05 | 3.9295e-05 | 3.9218e-05 | 3.9152e-05 | 1.924 | 3.8462 | 5.7564 | 7.667 | 9.5786 | 11.2765 | 12.6308 | 13.7118 | 14.5624 | 15.2457 | 15.7868 | 16.2199 | 16.5644 | 16.8374 | 17.0563 | 17.2305 | 17.2316 | 17.2319 | 17.2319 | 17.2318 | 17.2318 | 17.2318 | 17.2317 | 0 | 0 | 0 | 1.0102 | 1.0097 | 1.0037 | 1.0042 | 1.0051 | 0.89308 | 0.71251 | 0.56885 | 0.44786 | 0.35965 | 0.28498 | 0.22801 | 0.18149 | 0.1439 | 0.11526 | 0.091823 | 0.00062387 | 0.000222 | 7.5424e-05 | 2.4517e-05 | 2.0779e-05 | 2.0724e-05 | 2.0673e-05 | 2.0628e-05 | 2.0588e-05 | 2.0553e-05 | 1.0102 | 2.0199 | 3.0236 | 4.0278 | 5.0329 | 5.926 | 6.6385 | 7.2073 | 7.6552 | 8.0149 | 8.2998 | 8.5278 | 8.7093 | 8.8532 | 8.9685 | 9.0603 | 9.0609 | 9.0612 | 9.0612 | 9.0613 | 9.0613 | 9.0613 | 9.0613 | 9.0613 | 9.0614 | 9.0614 | 1.924 | 1.9226 | 1.9109 | 1.9116 | 1.9129 | 1.6994 | 1.3557 | 1.0822 | 0.85195 | 0.68413 | 0.54205 | 0.43368 | 0.34518 | 0.27367 | 0.21919 | 0.17462 | 0.0011864 | 0.00042218 | 0.00014343 | 4.6624e-05 | 3.9515e-05 | 3.941e-05 | 3.9314e-05 | 3.9295e-05 | 3.9218e-05 | 3.9152e-05 | 1.924 | 3.8462 | 5.7564 | 7.667 | 9.5786 | 11.2765 | 12.6308 | 13.7118 | 14.5624 | 15.2457 | 15.7868 | 16.2199 | 16.5644 | 16.8374 | 17.0563 | 17.2305 | 17.2316 | 17.2319 | 17.2319 | 17.2318 | 17.2318 | 17.2318 | 17.2317 | 0 | 0 | 0 | 1.0102 | 1.0097 | 1.0037 | 1.0042 | 1.0051 | 0.89308 | 0.71251 | 0.56885 | 0.44786 | 0.35965 | 0.28498 | 0.22801 | 0.18149 | 0.1439 | 0.11526 | 0.091823 | 0.00062387 | 0.000222 | 7.5424e-05 | 2.4517e-05 | 2.0779e-05 | 2.0724e-05 | 2.0673e-05 | 2.0628e-05 | 2.0588e-05 | 2.0553e-05 | 1.0102 | 2.0199 | 3.0236 | 4.0278 | 5.0329 | 5.926 | 6.6385 | 7.2073 | 7.6552 | 8.0149 | 8.2998 | 8.5278 | 8.7093 | 8.8532 | 8.9685 | 9.0603 | 9.0609 | 9.0612 | 9.0612 | 9.0613 | 9.0613 | 9.0613 | 9.0613 | 9.0613 | 9.0614 | 9.0614 | 110.6327 | 110.6327 | 110.6327 | 110.6327 | 110.6327 | 110.6327 | 110.6327 | 110.6327 | 110.6327 | 110.6327 | 110.6327 | 110.6327 | 110.6327 | 110.6327 | 110.6327 | 110.6327 | 110.6327 | 110.6327 | 110.6327 | 110.6327 | 110.6327 | 110.6327 | 110.6327 | 110.6327 | 110.6327 | 110.6327 | 80.8736 | 80.8736 | 80.8736 | 80.8736 | 80.8736 | 80.8736 | 80.8736 | 80.8736 | 80.8736 | 80.8736 | 80.8736 | 80.8736 | 80.8736 | 80.8736 | 80.8736 | 80.8736 | 80.8736 | 80.8736 | 80.8736 | 80.8736 | 80.8736 | 80.8736 | 80.8736 | 80.8736 | 80.8736 | 80.8736
WA_Industrial_Primary Metals_Existing_Process_Natural Gas_Process Heat Recovery_A | WA | Industrial | Primary Metals | Existing | Process | Natural Gas | Process Heat Recovery | A | IM190 | No HR system | HR system installed | 15 | 3.7787 | 0 | 0 | 687.24 | 0 | 0 | 0 | 343.6215 |  | cfm | 5% | 50% | Retrofit | Retro12Med | 84.73% | TBD | 0.2% | 19072.9027 |  | 14501.4536 |  | 0.2735 | MN TRM v3.1 - Exhaust Energy Recovery | WI TRM - Process Exhaust Filtration, 3244 | MN TRM v3.1 - Exhaust Energy Recovery | No HR system | No HR system | No HR system | No HR system | No HR system | No HR system | No HR system | No HR system | No HR system | No HR system | No HR system | No HR system | No HR system | No HR system | No HR system | No HR system | No HR system | No HR system | No HR system | No HR system | No HR system | No HR system | No HR system | No HR system | No HR system | No HR system | No HR system | No HR system | No HR system | No HR system | No HR system | HR system installed | HR system installed | HR system installed | HR system installed | HR system installed | HR system installed | HR system installed | HR system installed | HR system installed | HR system installed | HR system installed | HR system installed | HR system installed | HR system installed | HR system installed | HR system installed | HR system installed | HR system installed | HR system installed | HR system installed | HR system installed | HR system installed | HR system installed | HR system installed | HR system installed | HR system installed | HR system installed | HR system installed | HR system installed | HR system installed | HR system installed | 687.24 | 687.24 | 687.24 | 687.24 | 687.24 | 687.24 | 687.24 | 687.24 | 687.24 | 687.24 | 687.24 | 687.24 | 687.24 | 687.24 | 687.24 | 687.24 | 687.24 | 687.24 | 687.24 | 687.24 | 687.24 | 687.24 | 687.24 | 687.24 | 687.24 | 687.24 | 687.24 | 687.24 | 687.24 | 687.24 | 687.24 | 0 | 0 | 0 | 0 | 0 | 3.7684 | 3.7581 | 3.7477 | 3.7373 | 3.7269 | 3.7162 | 3.7068 | 3.6982 | 3.6889 | 3.6819 | 3.6741 | 3.6678 | 3.6612 | 3.6545 | 3.6493 | 3.6435 | 3.6383 | 3.6331 | 3.6279 | 3.6228 | 3.6224 | 3.622 | 3.6216 | 0 | 0 | 0 | 0.16123 | 0.1607 | 0.15931 | 0.15896 | 0.15865 | 0.14056 | 0.11186 | 0.089098 | 0.069972 | 0.056084 | 0.044346 | 0.03542 | 0.028143 | 0.022273 | 0.017813 | 0.014169 | 9.6132e-05 | 3.4159e-05 | 1.1589e-05 | 3.7618e-06 | 3.1879e-06 | 3.179e-06 | 3.171e-06 | 0 | 0 | 0 | 0.16123 | 0.3215 | 0.47992 | 0.63755 | 0.79442 | 0.93271 | 1.0422 | 1.1289 | 1.196 | 1.2498 | 1.2915 | 1.3247 | 1.3505 | 1.3703 | 1.3861 | 1.3981 | 1.3962 | 1.3943 | 1.3923 | 1.3903 | 1.3902 | 1.39 | 1.3899 | 0 | 0 | 0 | 42.7855 | 42.762 | 42.5098 | 42.5328 | 42.568 | 37.8247 | 30.177 | 24.0926 | 18.968 | 15.2324 | 12.0697 | 9.657 | 7.6867 | 6.0945 | 4.8814 | 3.889 | 0.026423 | 0.0094022 | 0.0031944 | 0.0010384 | 0.00088005 | 0.0008777 | 0.00087558 | 1.0948e-06 | 1.0948e-06 | 1.0948e-06 | 42.7855 | 85.5475 | 128.0573 | 170.5901 | 213.1581 | 250.9828 | 281.1598 | 305.2524 | 324.2204 | 339.4528 | 351.5225 | 361.1795 | 368.8662 | 374.9607 | 379.8421 | 383.7311 | 383.7575 | 383.7669 | 383.7701 | 383.7711 | 383.772 | 383.7729 | 383.7737 | 383.7737 | 383.7737 | 383.7737 | 0.1371 | 0.13671 | 0.13558 | 0.13534 | 0.13513 | 0.11978 | 0.095357 | 0.075979 | 0.059692 | 0.047858 | 0.037853 | 0.030242 | 0.024035 | 0.019027 | 0.015221 | 0.01211 | 8.218e-05 | 2.9208e-05 | 9.9114e-06 | 3.2179e-06 | 2.727e-06 | 2.7195e-06 | 2.7127e-06 | 0 | 0 | 0 | 0.1371 | 0.2735 | 0.40843 | 0.54282 | 0.67666 | 0.79479 | 0.88844 | 0.96265 | 1.0203 | 1.0665 | 1.1025 | 1.1311 | 1.1534 | 1.1706 | 1.1844 | 1.1949 | 1.1936 | 1.1922 | 1.1907 | 1.1893 | 1.1892 | 1.1891 | 1.189 | 0 | 0 | 0 | 36.3677 | 36.3477 | 36.1333 | 36.1529 | 36.1828 | 32.151 | 25.6505 | 20.4787 | 16.1228 | 12.9475 | 10.2592 | 8.2084 | 6.5337 | 5.1803 | 4.1492 | 3.3056 | 0.022459 | 0.0079919 | 0.0027153 | 0.00088262 | 0.00074804 | 0.00074605 | 0.00074424 | 9.3059e-07 | 9.3059e-07 | 9.3059e-07 | 36.3677 | 72.7154 | 108.8487 | 145.0016 | 181.1844 | 213.3353 | 238.9858 | 259.4646 | 275.5874 | 288.5349 | 298.7941 | 307.0025 | 313.5363 | 318.7166 | 322.8658 | 326.1714 | 326.1939 | 326.2018 | 326.2046 | 326.2054 | 326.2062 | 326.2069 | 326.2077 | 326.2077 | 326.2077 | 326.2077 | 0 | 0 | 0 | 0 | 0 | 0 | 0 | 0 | 0 | 0 | 0 | 0 | 0 | 0 | 0 | 0 | 0 | 0 | 0 | 0 | 0 | 0 | 0 | 0 | 0 | 0 | 0 | 0 | 0 | 0 | 0 | 0 | 0 | 0 | 0 | 0 | 0 | 0 | 0 | 0 | 0 | 0 | 0 | 0 | 0 | 0 | 0 | 0 | 0 | 0 | 0 | 0 | 0 | 0 | 0 | 0 | 0 | 0 | 0 | 0 | 0 | 0 | 0 | 0 | 0 | 0 | 0 | 0 | 0 | 0 | 0 | 0 | 0 | 0 | 0 | 0 | 0 | 0 | 0 | 0 | 0 | 0 | 0 | 0 | 0 | 0 | 0 | 0 | 0 | 0 | 0 | 0 | 0 | 0 | 0 | 0 | 0 | 0 | 0 | 0 | 0 | 0 | 0 | 0 | 0 | 0 | 0 | 0 | 0 | 0 | 0 | 0 | 0 | 0 | 0 | 0 | 0 | 0 | 0 | 0 | 0 | 0 | 0 | 0 | 0 | 0 | 0 | 0 | 0 | 0 | 0 | 0 | 0 | 0 | 0 | 0 | 0 | 0 | 0 | 0 | 0 | 0 | 0 | 0 | 0 | 0 | 0 | 0 | 0 | 0 | 0 | 0 | 0 | 0 | 0 | 0 | 0 | 0 | 0 | 0 | 0 | 0 | 0 | 0 | 0 | 0 | 0 | 0 | 0 | 0 | 0 | 0 | 0 | 0 | 0 | 0 | 0 | 0 | 0 | 0 | 0 | 0 | 0 | 0 | 0 | 0 | 0 | 0 | 0 | 0 | 0 | 0 | 0 | 0 | 0 | 0 | 0 | 0 | 0 | 0 | 0 | 0 | 0 | 0 | 0 | 0 | 0 | 0 | 19072.9027 | 19072.9027 | 19072.9027 | 19072.9027 | 19072.9027 | 19072.9027 | 19072.9027 | 19072.9027 | 19072.9027 | 19072.9027 | 19072.9027 | 19072.9027 | 19072.9027 | 19072.9027 | 19072.9027 | 19072.9027 | 19072.9027 | 19072.9027 | 19072.9027 | 19072.9027 | 19072.9027 | 19072.9027 | 19072.9027 | 0 | 0 | 0 | 14501.4536 | 14501.4536 | 14501.4536 | 14501.4536 | 14501.4536 | 14501.4536 | 14501.4536 | 14501.4536 | 14501.4536 | 14501.4536 | 14501.4536 | 14501.4536 | 14501.4536 | 14501.4536 | 14501.4536 | 14501.4536 | 14501.4536 | 14501.4536 | 14501.4536 | 14501.4536 | 14501.4536 | 14501.4536 | 14501.4536 | 0 | 0 | 0
WA_Industrial_Primary Metals_Existing_Space Heating_Natural Gas_Building Automation System_A | WA | Industrial | Primary Metals | Existing | Space Heating | Natural Gas | Building Automation System | A | IM191 | No control system | Automation system installed and programmed | 15 | 0.015698 | 0 | 0 | 0.1 | 0.03 | 0 | 0 | 0.05225 |  | sqft | 5% | 65% | Retrofit | Retro1Slow | 81.8% | TBD | 0.2% | 2737.6837 |  | 545.2251 |  | 0.03025 | COM_EMS-All-XCELCO-2017-18-3 | BEHAV_EIS-All-CPUC-2018_PG-10 | COM_EMS-All-XCELCO-2017-18-3 | No control system | No control system | No control system | No control system | No control system | No control system | No control system | No control system | No control system | No control system | No control system | No control system | No control system | No control system | No control system | No control system | No control system | No control system | No control system | No control system | No control system | No control system | No control system | No control system | No control system | No control system | No control system | No control system | No control system | No control system | No control system | Automation system installed and programmed | Automation system installed and programmed | Automation system installed and programmed | Automation system installed and programmed | Automation system installed and programmed | Automation system installed and programmed | Automation system installed and programmed | Automation system installed and programmed | Automation system installed and programmed | Automation system installed and programmed | Automation system installed and programmed | Automation system installed and programmed | Automation system installed and programmed | Automation system installed and programmed | Automation system installed and programmed | Automation system installed and programmed | Automation system installed and programmed | Automation system installed and programmed | Automation system installed and programmed | Automation system installed and programmed | Automation system installed and programmed | Automation system installed and programmed | Automation system installed and programmed | Automation system installed and programmed | Automation system installed and programmed | Automation system installed and programmed | Automation system installed and programmed | Automation system installed and programmed | Automation system installed and programmed | Automation system installed and programmed | Automation system installed and programmed | 0.1 | 0.1 | 0.1 | 0.1 | 0.1 | 0.1 | 0.1 | 0.1 | 0.1 | 0.1 | 0.1 | 0.1 | 0.1 | 0.1 | 0.1 | 0.1 | 0.1 | 0.1 | 0.1 | 0.1 | 0.1 | 0.1 | 0.1 | 0.1 | 0.1 | 0.1 | 0.1 | 0.1 | 0.1 | 0.1 | 0.1 | 0 | 0 | 0 | 0 | 0 | 0.015419 | 0.015292 | 0.015135 | 0.014968 | 0.01479 | 0.014604 | 0.014414 | 0.014222 | 0.01402 | 0.01381 | 0.013604 | 0.013404 | 0.013223 | 0.013052 | 0.012897 | 0.012749 | 0.012599 | 0.012466 | 0.012341 | 0.012221 | 0.012123 | 0.012038 | 0.011956 | 0 | 0 | 0 | 0.011935 | 0.023647 | 0.041311 | 0.066491 | 0.09981 | 0.13936 | 0.18658 | 0.23817 | 0.28578 | 0.33324 | 0.36478 | 0.38241 | 0.37691 | 0.34757 | 0.30232 | 0.24612 | 0.18528 | 0.12645 | 0.079705 | 0.051314 | 0 | 0 | 0 | 0 | 0 | 0 | 0.011935 | 0.035484 | 0.076431 | 0.14208 | 0.2402 | 0.37654 | 0.55822 | 0.78894 | 1.0635 | 1.3809 | 1.725 | 2.0821 | 2.4309 | 2.747 | 3.0167 | 3.2282 | 3.3755 | 3.4664 | 3.5112 | 3.5284 | 3.5002 | 3.4756 | 3.452 | 0 | 0 | 0 | 774.0385 | 1546.403 | 2729.5162 | 4442.3325 | 6748.4159 | 9542.4357 | 12944.8622 | 16747.1436 | 20384.4098 | 24129.8396 | 26813.944 | 28528.6898 | 28503.6077 | 26629.7834 | 23441.2701 | 19305.507 | 14705.6164 | 10143.7161 | 6458.684 | 4198.9023 | 0 | 0 | 0 | 0 | 0 | 0 | 774.0385 | 2320.4415 | 5049.9577 | 9492.2902 | 16240.7061 | 25783.1418 | 38728.004 | 55475.1476 | 75859.5574 | 99989.397 | 126803.341 | 155332.0308 | 183835.6386 | 210465.422 | 233906.6921 | 253212.199 | 267917.8155 | 278061.5315 | 284520.2155 | 288719.1178 | 288719.1178 | 288719.1178 | 288719.1178 | 288719.1178 | 288719.1178 | 288719.1178 | 0.010159 | 0.020159 | 0.03529 | 0.056921 | 0.085633 | 0.11984 | 0.16081 | 0.20571 | 0.24741 | 0.28911 | 0.31718 | 0.33317 | 0.32878 | 0.30349 | 0.26415 | 0.21517 | 0.16207 | 0.11068 | 0.069855 | 0.045035 | 0 | 0 | 0 | 0 | 0 | 0 | 0.010159 | 0.03025 | 0.065291 | 0.12163 | 0.20609 | 0.3238 | 0.48109 | 0.68141 | 0.92071 | 1.198 | 1.4999 | 1.814 | 2.1205 | 2.3986 | 2.6358 | 2.8221 | 2.9527 | 3.034 | 3.0773 | 3.0967 | 3.0759 | 3.0581 | 3.0415 | 0 | 0 | 0 | 657.9327 | 1314.4426 | 2320.0887 | 3775.9827 | 5736.1535 | 8111.0704 | 11003.1328 | 14235.0721 | 17326.7483 | 20510.3637 | 22791.8524 | 24249.3863 | 24228.0666 | 22635.3159 | 19925.0796 | 16409.6809 | 12499.774 | 8622.1587 | 5489.8814 | 3569.0669 | 0 | 0 | 0 | 0 | 0 | 0 | 657.9327 | 1972.3753 | 4292.464 | 8068.4467 | 13804.6002 | 21915.6705 | 32918.8034 | 47153.8754 | 64480.6238 | 84990.9874 | 107782.8399 | 132032.2262 | 156260.2928 | 178895.6087 | 198820.6882 | 215230.3692 | 227730.1431 | 236352.3018 | 241842.1832 | 245411.2501 | 245411.2501 | 245411.2501 | 245411.2501 | 245411.2501 | 245411.2501 | 245411.2501 | 0.010162 | 0.020173 | 0.035331 | 0.057021 | 0.085837 | 0.1202 | 0.1614 | 0.20661 | 0.24868 | 0.29083 | 0.31931 | 0.33565 | 0.33148 | 0.30624 | 0.26674 | 0.21745 | 0.16394 | 0.11205 | 0.070731 | 0.045607 | 0 | 0 | 0 | 0 | 0 | 0 | 0.010162 | 0.03027 | 0.065367 | 0.12184 | 0.20657 | 0.32478 | 0.48288 | 0.68441 | 0.92547 | 1.2051 | 1.51 | 1.8275 | 2.1379 | 2.4203 | 2.6617 | 2.8521 | 2.9867 | 3.0715 | 3.1159 | 3.1359 | 3.1153 | 3.0976 | 3.0811 | 0 | 0 | 0 | 657.9327 | 1314.4426 | 2320.0887 | 3775.9827 | 5736.1535 | 8111.0704 | 11003.1328 | 14235.0721 | 17326.7483 | 20510.3637 | 22791.8524 | 24249.3863 | 24228.0666 | 22635.3159 | 19925.0796 | 16409.6809 | 12499.774 | 8622.1587 | 5489.8814 | 3569.0669 | 0 | 0 | 0 | 0 | 0 | 0 | 657.9327 | 1972.3753 | 4292.464 | 8068.4467 | 13804.6002 | 21915.6705 | 32918.8034 | 47153.8754 | 64480.6238 | 84990.9874 | 107782.8399 | 132032.2262 | 156260.2928 | 178895.6087 | 198820.6882 | 215230.3692 | 227730.1431 | 236352.3018 | 241842.1832 | 245411.2501 | 245411.2501 | 245411.2501 | 245411.2501 | 245411.2501 | 245411.2501 | 245411.2501 | 0.010159 | 0.020159 | 0.03529 | 0.056921 | 0.085633 | 0.11984 | 0.16081 | 0.20571 | 0.24741 | 0.28911 | 0.31718 | 0.33317 | 0.32878 | 0.30349 | 0.26415 | 0.21517 | 0.16207 | 0.11068 | 0.069855 | 0.045035 | 0 | 0 | 0 | 0 | 0 | 0 | 0.010159 | 0.03025 | 0.065291 | 0.12163 | 0.20609 | 0.3238 | 0.48109 | 0.68141 | 0.92071 | 1.198 | 1.4999 | 1.814 | 2.1205 | 2.3986 | 2.6358 | 2.8221 | 2.9527 | 3.034 | 3.0773 | 3.0967 | 3.0759 | 3.0581 | 3.0415 | 0 | 0 | 0 | 657.9327 | 1314.4426 | 2320.0887 | 3775.9827 | 5736.1535 | 8111.0704 | 11003.1328 | 14235.0721 | 17326.7483 | 20510.3637 | 22791.8524 | 24249.3863 | 24228.0666 | 22635.3159 | 19925.0796 | 16409.6809 | 12499.774 | 8622.1587 | 5489.8814 | 3569.0669 | 0 | 0 | 0 | 0 | 0 | 0 | 657.9327 | 1972.3753 | 4292.464 | 8068.4467 | 13804.6002 | 21915.6705 | 32918.8034 | 47153.8754 | 64480.6238 | 84990.9874 | 107782.8399 | 132032.2262 | 156260.2928 | 178895.6087 | 198820.6882 | 215230.3692 | 227730.1431 | 236352.3018 | 241842.1832 | 245411.2501 | 245411.2501 | 245411.2501 | 245411.2501 | 245411.2501 | 245411.2501 | 245411.2501 | 2588.6886 | 2601.4057 | 2617.3097 | 2634.3408 | 2652.4101 | 2670.9824 | 2690.3443 | 2709.879 | 2729.6175 | 2751.2686 | 2771.5884 | 2791.9623 | 2811.1341 | 2829.2466 | 2847.1224 | 2864.2187 | 2881.8999 | 2898.0489 | 2913.4766 | 2928.3031 | 2942.1596 | 2955.1037 | 2967.191 | 0 | 0 | 0 | 515.5519 | 518.0846 | 521.2519 | 524.6438 | 528.2424 | 531.9412 | 535.7972 | 539.6876 | 543.6187 | 547.9306 | 551.9774 | 556.035 | 559.8532 | 563.4604 | 567.0204 | 570.4253 | 573.9466 | 577.1627 | 580.2353 | 583.188 | 585.9476 | 588.5255 | 590.9328 | 0 | 0 | 0
WA_Industrial_Primary Metals_Existing_Space Heating_Natural Gas_Steam System Efficiency Improvements_A | WA | Industrial | Primary Metals | Existing | Space Heating | Natural Gas | Steam System Efficiency Improvements | A | IM192 | Average system efficiency | Optimized system | 5 | 0.14024 | 0 | 0 | 0.12 | 0 | 0 | 0 | 0.0594 |  | sqft | 30% | 60% | Retrofit | Retro1Slow | 81.8% | TBD | 0.2% | 115031.1073 |  | 101941.8957 |  | 0.0018739 | AEG Research | DOE - Improving Steam System Performance: A Sourcebook for Industry, Second Edition. October 2012. | DOE - Improving Steam System Performance: A Sourcebook for Industry, Second Edition. October 2012. | Average system efficiency | Average system efficiency | Average system efficiency | Average system efficiency | Average system efficiency | Average system efficiency | Average system efficiency | Average system efficiency | Average system efficiency | Average system efficiency | Average system efficiency | Average system efficiency | Average system efficiency | Average system efficiency | Average system efficiency | Average system efficiency | Average system efficiency | Average system efficiency | Average system efficiency | Average system efficiency | Average system efficiency | Average system efficiency | Average system efficiency | Average system efficiency | Average system efficiency | Average system efficiency | Average system efficiency | Average system efficiency | Average system efficiency | Average system efficiency | Average system efficiency | Optimized system | Optimized system | Optimized system | Optimized system | Optimized system | Optimized system | Optimized system | Optimized system | Optimized system | Optimized system | Optimized system | Optimized system | Optimized system | Optimized system | Optimized system | Optimized system | Optimized system | Optimized system | Optimized system | Optimized system | Optimized system | Optimized system | Optimized system | Optimized system | Optimized system | Optimized system | Optimized system | Optimized system | Optimized system | Optimized system | Optimized system | 0.12 | 0.12 | 0.12 | 0.12 | 0.12 | 0.12 | 0.12 | 0.12 | 0.12 | 0.12 | 0.12 | 0.12 | 0.12 | 0.12 | 0.12 | 0.12 | 0.12 | 0.12 | 0.12 | 0.12 | 0.12 | 0.12 | 0.12 | 0.12 | 0.12 | 0.12 | 0.12 | 0.12 | 0.12 | 0.12 | 0.12 | 0 | 0 | 0 | 0 | 0 | 0.13628 | 0.13326 | 0.12945 | 0.12488 | 0.1196 | 0.11367 | 0.10763 | 0.10168 | 0.095687 | 0.090664 | 0.085889 | 0.082058 | 0.0787 | 0.075727 | 0.073608 | 0.071655 | 0.069955 | 0.068512 | 0.06734 | 0.066241 | 0.065536 | 0.06492 | 0.06434 | 0.11902 | 0.11854 | 0.11809 | 0.00074758 | 0.0014605 | 0.0025042 | 0.0039316 | 0.0057202 | 0.007687 | 0.0098743 | 0.012068 | 0.013824 | 0.015505 | 0.016322 | 0.016591 | 0.015898 | 0.014292 | 0.012229 | 0.0098039 | 0.0072907 | 0.0049253 | 0.0030824 | 0.0019712 | 0 | 0 | 0 | 0 | 0 | 0 | 0.00074758 | 0.0021915 | 0.004633 | 0.008401 | 0.013766 | 0.02077 | 0.029542 | 0.039977 | 0.051444 | 0.064248 | 0.077186 | 0.090334 | 0.10254 | 0.11295 | 0.12202 | 0.12859 | 0.13283 | 0.13501 | 0.13579 | 0.13554 | 0.1341 | 0.13284 | 0.13165 | 0 | 0 | 0 | 5.4857 | 10.9595 | 19.3444 | 31.4834 | 47.8268 | 67.6284 | 91.7418 | 118.6891 | 144.4668 | 171.0111 | 190.0337 | 202.1863 | 202.0086 | 188.7285 | 166.1311 | 136.8205 | 104.2205 | 71.8898 | 45.7735 | 29.7581 | 0 | 0 | 0 | 0 | 0 | 0 | 5.4857 | 16.4453 | 35.7897 | 67.273 | 115.0999 | 182.7283 | 274.4701 | 393.1592 | 537.626 | 708.6371 | 898.6708 | 1100.8571 | 1302.8657 | 1491.5942 | 1657.7253 | 1794.5458 | 1898.7663 | 1970.6561 | 2016.4296 | 2046.1877 | 2046.1877 | 2046.1877 | 2046.1877 | 2046.1877 | 2046.1877 | 2046.1877 | 0.00063713 | 0.0012488 | 0.0021515 | 0.003398 | 0.0049787 | 0.0067468 | 0.0087446 | 0.010788 | 0.012484 | 0.014127 | 0.015006 | 0.015367 | 0.014815 | 0.013391 | 0.011496 | 0.0092451 | 0.0068927 | 0.0046666 | 0.0029272 | 0.0018763 | 0 | 0 | 0 | 0 | 0 | 0 | 0.00063713 | 0.0018739 | 0.0039806 | 0.0072607 | 0.011982 | 0.018229 | 0.026162 | 0.035736 | 0.046458 | 0.058538 | 0.070964 | 0.083669 | 0.095553 | 0.10583 | 0.11471 | 0.12126 | 0.12558 | 0.12792 | 0.12895 | 0.12901 | 0.12784 | 0.12683 | 0.1259 | 0 | 0 | 0 | 4.6628 | 9.3156 | 16.4428 | 26.7609 | 40.6528 | 57.4841 | 77.9805 | 100.8857 | 122.7968 | 145.3595 | 161.5286 | 171.8584 | 171.7073 | 160.4193 | 141.2115 | 116.2974 | 88.5874 | 61.1063 | 38.9075 | 25.2944 | 0 | 0 | 0 | 0 | 0 | 0 | 4.6628 | 13.9785 | 30.4212 | 57.1821 | 97.8349 | 155.319 | 233.2996 | 334.1853 | 456.9821 | 602.3415 | 763.8702 | 935.7285 | 1107.4358 | 1267.8551 | 1409.0665 | 1525.364 | 1613.9514 | 1675.0577 | 1713.9651 | 1739.2595 | 1739.2595 | 1739.2595 | 1739.2595 | 1739.2595 | 1739.2595 | 1739.2595 | 0.00063863 | 0.0012549 | 0.0021679 | 0.0034336 | 0.0050462 | 0.0068615 | 0.0089244 | 0.011051 | 0.012843 | 0.014594 | 0.015575 | 0.016021 | 0.015518 | 0.014094 | 0.01215 | 0.009812 | 0.0073445 | 0.0049908 | 0.0031392 | 0.0020174 | 0 | 0 | 0 | 0 | 0 | 0 | 0.00063863 | 0.0018831 | 0.0040109 | 0.0073368 | 0.012144 | 0.018539 | 0.0267 | 0.036607 | 0.047796 | 0.060474 | 0.073654 | 0.087229 | 0.10009 | 0.11139 | 0.12124 | 0.12869 | 0.13381 | 0.13681 | 0.13829 | 0.13872 | 0.1375 | 0.13644 | 0.13547 | 0 | 0 | 0 | 4.6628 | 9.3156 | 16.4428 | 26.7609 | 40.6528 | 57.4841 | 77.9805 | 100.8857 | 122.7968 | 145.3595 | 161.5286 | 171.8584 | 171.7073 | 160.4193 | 141.2115 | 116.2974 | 88.5874 | 61.1063 | 38.9075 | 25.2944 | 0 | 0 | 0 | 0 | 0 | 0 | 4.6628 | 13.9785 | 30.4212 | 57.1821 | 97.8349 | 155.319 | 233.2996 | 334.1853 | 456.9821 | 602.3415 | 763.8702 | 935.7285 | 1107.4358 | 1267.8551 | 1409.0665 | 1525.364 | 1613.9514 | 1675.0577 | 1713.9651 | 1739.2595 | 1739.2595 | 1739.2595 | 1739.2595 | 1739.2595 | 1739.2595 | 1739.2595 | 0.00063889 | 0.0012561 | 0.0021724 | 0.003447 | 0.0050784 | 0.006927 | 0.0090399 | 0.011232 | 0.013097 | 0.014918 | 0.015955 | 0.016433 | 0.015931 | 0.014475 | 0.012475 | 0.010071 | 0.0075334 | 0.0051154 | 0.0032167 | 0.0020667 | 0 | 0 | 0 | 0 | 0 | 0 | 0.00063889 | 0.0018849 | 0.0040193 | 0.0073654 | 0.012222 | 0.018716 | 0.027045 | 0.037206 | 0.048741 | 0.061818 | 0.075453 | 0.089475 | 0.10275 | 0.1144 | 0.12448 | 0.13209 | 0.13725 | 0.14022 | 0.1417 | 0.14211 | 0.14082 | 0.13974 | 0.13875 | 0 | 0 | 0 | 4.6628 | 9.3156 | 16.4428 | 26.7609 | 40.6528 | 57.4841 | 77.9805 | 100.8857 | 122.7968 | 145.3595 | 161.5286 | 171.8584 | 171.7073 | 160.4193 | 141.2115 | 116.2974 | 88.5874 | 61.1063 | 38.9075 | 25.2944 | 0 | 0 | 0 | 0 | 0 | 0 | 4.6628 | 13.9785 | 30.4212 | 57.1821 | 97.8349 | 155.319 | 233.2996 | 334.1853 | 456.9821 | 602.3415 | 763.8702 | 935.7285 | 1107.4358 | 1267.8551 | 1409.0665 | 1525.364 | 1613.9514 | 1675.0577 | 1713.9651 | 1739.2595 | 1739.2595 | 1739.2595 | 1739.2595 | 1739.2595 | 1739.2595 | 1739.2595 | 111814.0426 | 112199.4457 | 112585.0585 | 112975.3913 | 113367.3152 | 113750.8304 | 114133.1045 | 114513.8249 | 114892.6959 | 115296.4716 | 115669.5623 | 116040.8364 | 116408.3423 | 116772.7264 | 117140.2089 | 117497.3126 | 117871.2976 | 118234.5978 | 118588.6337 | 118947.0822 | 119276.0715 | 119577.8877 | 119854.6627 | 120108.3807 | 120340.8848 | 120553.8847 | 99090.8958 | 99432.4444 | 99774.1789 | 100120.0964 | 100467.4239 | 100807.2995 | 101146.0752 | 101483.474 | 101819.2339 | 102177.0645 | 102507.7019 | 102836.7292 | 103162.4172 | 103485.3386 | 103811.0059 | 104127.4753 | 104458.9051 | 104780.866 | 105094.6166 | 105412.2778 | 105703.8319 | 105971.3049 | 106216.5861 | 106441.4339 | 106647.4818 | 106836.2447
WA_Industrial_Primary Metals_Existing_Process_Natural Gas_Steam System Efficiency Improvements_A | WA | Industrial | Primary Metals | Existing | Process | Natural Gas | Steam System Efficiency Improvements | A | IM193 | Average system efficiency | Optimized system | 5 | 0.13402 | 0 | 0 | 141.24 | 0 | 0 | 0 | 70.6183 |  | sqft | 30% | 60% | Retrofit | Retro1Slow | 81.8% | TBD | 0.2% | 115031.1073 |  | 101941.8957 |  | 5.6825e-05 | AEG Research | DOE - Improving Steam System Performance: A Sourcebook for Industry, Second Edition. October 2012. | DOE - Improving Steam System Performance: A Sourcebook for Industry, Second Edition. October 2012. | Average system efficiency | Average system efficiency | Average system efficiency | Average system efficiency | Average system efficiency | Average system efficiency | Average system efficiency | Average system efficiency | Average system efficiency | Average system efficiency | Average system efficiency | Average system efficiency | Average system efficiency | Average system efficiency | Average system efficiency | Average system efficiency | Average system efficiency | Average system efficiency | Average system efficiency | Average system efficiency | Average system efficiency | Average system efficiency | Average system efficiency | Average system efficiency | Average system efficiency | Average system efficiency | Average system efficiency | Average system efficiency | Average system efficiency | Average system efficiency | Average system efficiency | Optimized system | Optimized system | Optimized system | Optimized system | Optimized system | Optimized system | Optimized system | Optimized system | Optimized system | Optimized system | Optimized system | Optimized system | Optimized system | Optimized system | Optimized system | Optimized system | Optimized system | Optimized system | Optimized system | Optimized system | Optimized system | Optimized system | Optimized system | Optimized system | Optimized system | Optimized system | Optimized system | Optimized system | Optimized system | Optimized system | Optimized system | 141.24 | 141.24 | 141.24 | 141.24 | 141.24 | 141.24 | 141.24 | 141.24 | 141.24 | 141.24 | 141.24 | 141.24 | 141.24 | 141.24 | 141.24 | 141.24 | 141.24 | 141.24 | 141.24 | 141.24 | 141.24 | 141.24 | 141.24 | 141.24 | 141.24 | 141.24 | 141.24 | 141.24 | 141.24 | 141.24 | 141.24 | 0 | 0 | 0 | 0 | 0 | 0.13365 | 0.13327 | 0.13289 | 0.13251 | 0.13213 | 0.13174 | 0.1314 | 0.13109 | 0.13076 | 0.13051 | 0.13023 | 0.13 | 0.12976 | 0.12952 | 0.12934 | 0.12913 | 0.12894 | 0.12876 | 0.12858 | 0.1284 | 0.12838 | 0.12836 | 0.12835 | 0.13402 | 0.13402 | 0.13402 | 2.2345e-05 | 4.4515e-05 | 7.8348e-05 | 0.00012715 | 0.0001926 | 0.00027155 | 0.00036741 | 0.0004742 | 0.00057573 | 0.00068019 | 0.00075424 | 0.00080106 | 0.00079892 | 0.00074502 | 0.00065486 | 0.00053847 | 0.00040958 | 0.00028212 | 0.00017937 | 0.00011645 | 0 | 0 | 0 | 0 | 0 | 0 | 2.2345e-05 | 6.6797e-05 | 0.00014495 | 0.00027169 | 0.00046352 | 0.0007337 | 0.0010992 | 0.0015708 | 0.0021425 | 0.0028186 | 0.0035668 | 0.0043616 | 0.0051527 | 0.0058882 | 0.0065345 | 0.0070626 | 0.007462 | 0.0077334 | 0.0079018 | 0.0080071 | 0.0080061 | 0.0080052 | 0.0080044 | 0 | 0 | 0 | 0.16719 | 0.33402 | 0.58957 | 0.95954 | 1.4577 | 2.0612 | 2.7961 | 3.6174 | 4.403 | 5.212 | 5.7918 | 6.1622 | 6.1567 | 5.752 | 5.0633 | 4.17 | 3.1764 | 2.191 | 1.3951 | 0.90696 | 0 | 0 | 0 | 0 | 0 | 0 | 0.16719 | 0.50121 | 1.0908 | 2.0503 | 3.508 | 5.5691 | 8.3652 | 11.9826 | 16.3856 | 21.5976 | 27.3894 | 33.5515 | 39.7083 | 45.4603 | 50.5236 | 54.6935 | 57.8699 | 60.061 | 61.456 | 62.363 | 62.363 | 62.363 | 62.363 | 62.363 | 62.363 | 62.363 | 1.9001e-05 | 3.787e-05 | 6.6681e-05 | 0.00010826 | 0.00016406 | 0.00023141 | 0.00031323 | 0.00040441 | 0.00049119 | 0.00058048 | 0.00064388 | 0.00068404 | 0.00068239 | 0.00063653 | 0.00055963 | 0.00046027 | 0.00035017 | 0.00024125 | 0.00015342 | 9.9624e-05 | 0 | 0 | 0 | 0 | 0 | 0 | 1.9001e-05 | 5.6825e-05 | 0.00012337 | 0.00023133 | 0.00039484 | 0.00062526 | 0.00093711 | 0.0013396 | 0.0018279 | 0.0024054 | 0.0030449 | 0.0037244 | 0.0044011 | 0.0050307 | 0.0055842 | 0.0060369 | 0.0063797 | 0.0066132 | 0.0067587 | 0.0068502 | 0.0068495 | 0.0068488 | 0.0068482 | 0 | 0 | 0 | 0.14211 | 0.28392 | 0.50114 | 0.81561 | 1.239 | 1.752 | 2.3767 | 3.0748 | 3.7426 | 4.4302 | 4.923 | 5.2378 | 5.2332 | 4.8892 | 4.3038 | 3.5445 | 2.6999 | 1.8624 | 1.1858 | 0.77091 | 0 | 0 | 0 | 0 | 0 | 0 | 0.14211 | 0.42603 | 0.92717 | 1.7428 | 2.9818 | 4.7338 | 7.1104 | 10.1852 | 13.9277 | 18.358 | 23.281 | 28.5188 | 33.752 | 38.6412 | 42.945 | 46.4895 | 49.1895 | 51.0518 | 52.2376 | 53.0086 | 53.0086 | 53.0086 | 53.0086 | 53.0086 | 53.0086 | 53.0086 | 0 | 0 | 0 | 0 | 0 | 0 | 0 | 0 | 0 | 0 | 0 | 0 | 0 | 0 | 0 | 0 | 0 | 0 | 0 | 0 | 0 | 0 | 0 | 0 | 0 | 0 | 0 | 0 | 0 | 0 | 0 | 0 | 0 | 0 | 0 | 0 | 0 | 0 | 0 | 0 | 0 | 0 | 0 | 0 | 0 | 0 | 0 | 0 | 0 | 0 | 0 | 0 | 0 | 0 | 0 | 0 | 0 | 0 | 0 | 0 | 0 | 0 | 0 | 0 | 0 | 0 | 0 | 0 | 0 | 0 | 0 | 0 | 0 | 0 | 0 | 0 | 0 | 0 | 0 | 0 | 0 | 0 | 0 | 0 | 0 | 0 | 0 | 0 | 0 | 0 | 0 | 0 | 0 | 0 | 0 | 0 | 0 | 0 | 0 | 0 | 0 | 0 | 0 | 0 | 0 | 0 | 0 | 0 | 0 | 0 | 0 | 0 | 0 | 0 | 0 | 0 | 0 | 0 | 0 | 0 | 0 | 0 | 0 | 0 | 0 | 0 | 0 | 0 | 0 | 0 | 0 | 0 | 0 | 0 | 0 | 0 | 0 | 0 | 0 | 0 | 0 | 0 | 0 | 0 | 0 | 0 | 0 | 0 | 0 | 0 | 0 | 0 | 0 | 0 | 0 | 0 | 0 | 0 | 0 | 0 | 0 | 0 | 0 | 0 | 0 | 0 | 0 | 0 | 0 | 0 | 0 | 0 | 0 | 0 | 0 | 0 | 0 | 0 | 0 | 0 | 0 | 0 | 0 | 0 | 0 | 0 | 0 | 0 | 0 | 0 | 0 | 0 | 0 | 0 | 0 | 0 | 0 | 0 | 0 | 0 | 0 | 0 | 0 | 0 | 0 | 0 | 0 | 0 | 111814.0426 | 112199.4457 | 112585.0585 | 112975.3913 | 113367.3152 | 113750.8304 | 114133.1045 | 114513.8249 | 114892.6959 | 115296.4716 | 115669.5623 | 116040.8364 | 116408.3423 | 116772.7264 | 117140.2089 | 117497.3126 | 117871.2976 | 118234.5978 | 118588.6337 | 118947.0822 | 119276.0715 | 119577.8877 | 119854.6627 | 120108.3807 | 120340.8848 | 120553.8847 | 99090.8958 | 99432.4444 | 99774.1789 | 100120.0964 | 100467.4239 | 100807.2995 | 101146.0752 | 101483.474 | 101819.2339 | 102177.0645 | 102507.7019 | 102836.7292 | 103162.4172 | 103485.3386 | 103811.0059 | 104127.4753 | 104458.9051 | 104780.866 | 105094.6166 | 105412.2778 | 105703.8319 | 105971.3049 | 106216.5861 | 106441.4339 | 106647.4818 | 106836.2447
WA_Industrial_Primary Metals_Existing_Space Heating_Natural Gas_Strategic Energy Management_A | WA | Industrial | Primary Metals | Existing | Space Heating | Natural Gas | Strategic Energy Management | A | IM194 | No energy management system | Energy management system installed and programmed | 5 | 16.5531 | 0 | 0 | 188.59 | 0 | 4.49 | 0 | 94.2927 |  | employee | 5% | 50% | Retrofit | RetroEven20 | 76.5% | TBD | 0.2% | 275.4199 |  | 269.9544 |  | 0.12712 | BEHAV_SEM-All-CPUC-2018_PG-26 | BEHAV_SEM-All-CPUC-2018_PG-26 | AEG Research | No energy management system | No energy management system | No energy management system | No energy management system | No energy management system | No energy management system | No energy management system | No energy management system | No energy management system | No energy management system | No energy management system | No energy management system | No energy management system | No energy management system | No energy management system | No energy management system | No energy management system | No energy management system | No energy management system | No energy management system | No energy management system | No energy management system | No energy management system | No energy management system | No energy management system | No energy management system | No energy management system | No energy management system | No energy management system | No energy management system | No energy management system | Energy management system installed and programmed | Energy management system installed and programmed | Energy management system installed and programmed | Energy management system installed and programmed | Energy management system installed and programmed | Energy management system installed and programmed | Energy management system installed and programmed | Energy management system installed and programmed | Energy management system installed and programmed | Energy management system installed and programmed | Energy management system installed and programmed | Energy management system installed and programmed | Energy management system installed and programmed | Energy management system installed and programmed | Energy management system installed and programmed | Energy management system installed and programmed | Energy management system installed and programmed | Energy management system installed and programmed | Energy management system installed and programmed | Energy management system installed and programmed | Energy management system installed and programmed | Energy management system installed and programmed | Energy management system installed and programmed | Energy management system installed and programmed | Energy management system installed and programmed | Energy management system installed and programmed | Energy management system installed and programmed | Energy management system installed and programmed | Energy management system installed and programmed | Energy management system installed and programmed | Energy management system installed and programmed | 188.59 | 188.59 | 188.59 | 188.59 | 188.59 | 188.59 | 188.59 | 188.59 | 188.59 | 188.59 | 188.59 | 188.59 | 188.59 | 188.59 | 188.59 | 188.59 | 188.59 | 188.59 | 188.59 | 188.59 | 188.59 | 188.59 | 188.59 | 188.59 | 188.59 | 188.59 | 188.59 | 188.59 | 188.59 | 188.59 | 188.59 | 0 | 0 | 0 | 0 | 0 | 16.278 | 16.1639 | 16.018 | 15.8608 | 15.6927 | 15.5167 | 15.3353 | 15.1514 | 14.9586 | 14.7535 | 14.5536 | 14.3572 | 14.181 | 14.0153 | 13.8643 | 13.7216 | 13.5768 | 13.4495 | 13.3303 | 13.2164 | 13.1116 | 13.0205 | 12.9326 | 0 | 0 | 0 | 0.075134 | 0.074567 | 0.073458 | 0.072776 | 0.072065 | 0.070352 | 0.069339 | 0.068368 | 0.066427 | 0.065766 | 0.064256 | 0.063397 | 0.062304 | 0.061027 | 0.060441 | 0.059571 | 0.058714 | 0.057951 | 0.057242 | 0.056574 | 0 | 0 | 0 | 0 | 0 | 0 | 0.075134 | 0.14917 | 0.22129 | 0.29189 | 0.36086 | 0.42717 | 0.49151 | 0.55399 | 0.61336 | 0.67072 | 0.72588 | 0.77949 | 0.83223 | 0.88353 | 0.93445 | 0.98441 | 1.0327 | 1.081 | 1.1287 | 1.1756 | 1.1663 | 1.1582 | 1.1503 | 0 | 0 | 0 | 4.6157 | 4.6132 | 4.586 | 4.5884 | 4.5922 | 4.5339 | 4.5215 | 4.5124 | 4.4407 | 4.4577 | 4.4151 | 4.4157 | 4.3935 | 4.3543 | 4.3595 | 4.3414 | 4.3245 | 4.3088 | 4.2941 | 4.2806 | 0 | 0 | 0 | 0 | 0 | 0 | 4.6157 | 9.2289 | 13.8148 | 18.4033 | 22.9955 | 27.5294 | 32.051 | 36.5633 | 41.004 | 45.4617 | 49.8768 | 54.2925 | 58.686 | 63.0403 | 67.3998 | 71.7412 | 76.0657 | 80.3745 | 84.6687 | 88.9493 | 88.9493 | 88.9493 | 88.9493 | 88.9493 | 88.9493 | 88.9493 | 0.063945 | 0.063544 | 0.062716 | 0.062256 | 0.061771 | 0.060429 | 0.059679 | 0.058958 | 0.057404 | 0.056946 | 0.05575 | 0.055104 | 0.054209 | 0.053142 | 0.052656 | 0.051918 | 0.051191 | 0.050548 | 0.049985 | 0.049463 | 0 | 0 | 0 | 0 | 0 | 0 | 0.063945 | 0.12712 | 0.18893 | 0.2497 | 0.30932 | 0.36692 | 0.42304 | 0.47774 | 0.53006 | 0.58077 | 0.62979 | 0.67752 | 0.7241 | 0.76938 | 0.81409 | 0.85793 | 0.90041 | 0.94291 | 0.98558 | 1.0278 | 1.021 | 1.0151 | 1.0097 | 0 | 0 | 0 | 3.9233 | 3.9212 | 3.8981 | 3.9002 | 3.9034 | 3.8538 | 3.8433 | 3.8355 | 3.7746 | 3.789 | 3.7529 | 3.7534 | 3.7345 | 3.7012 | 3.7055 | 3.6902 | 3.6759 | 3.6625 | 3.65 | 3.6385 | 0 | 0 | 0 | 0 | 0 | 0 | 3.9233 | 7.8445 | 11.7426 | 15.6428 | 19.5462 | 23.4 | 27.2433 | 31.0788 | 34.8534 | 38.6424 | 42.3953 | 46.1486 | 49.8831 | 53.5843 | 57.2898 | 60.98 | 64.6559 | 68.3183 | 71.9684 | 75.6069 | 75.6069 | 75.6069 | 75.6069 | 75.6069 | 75.6069 | 75.6069 | 0.063962 | 0.063587 | 0.06279 | 0.062365 | 0.061918 | 0.060613 | 0.059901 | 0.059218 | 0.057701 | 0.057284 | 0.056124 | 0.055514 | 0.054655 | 0.053623 | 0.053173 | 0.05247 | 0.05178 | 0.051173 | 0.050612 | 0.05009 | 0 | 0 | 0 | 0 | 0 | 0 | 0.063962 | 0.12721 | 0.18915 | 0.25013 | 0.31005 | 0.36803 | 0.42461 | 0.47984 | 0.53279 | 0.58421 | 0.63402 | 0.68256 | 0.73006 | 0.77634 | 0.82209 | 0.86706 | 0.91078 | 0.95457 | 0.99793 | 1.0409 | 1.0341 | 1.0282 | 1.0228 | 0 | 0 | 0 | 3.9233 | 3.9212 | 3.8981 | 3.9002 | 3.9034 | 3.8538 | 3.8433 | 3.8355 | 3.7746 | 3.789 | 3.7529 | 3.7534 | 3.7345 | 3.7012 | 3.7055 | 3.6902 | 3.6759 | 3.6625 | 3.65 | 3.6385 | 0 | 0 | 0 | 0 | 0 | 0 | 3.9233 | 7.8445 | 11.7426 | 15.6428 | 19.5462 | 23.4 | 27.2433 | 31.0788 | 34.8534 | 38.6424 | 42.3953 | 46.1486 | 49.8831 | 53.5843 | 57.2898 | 60.98 | 64.6559 | 68.3183 | 71.9684 | 75.6069 | 75.6069 | 75.6069 | 75.6069 | 75.6069 | 75.6069 | 75.6069 | 0.063945 | 0.063544 | 0.062716 | 0.062256 | 0.061771 | 0.060429 | 0.059679 | 0.058958 | 0.057404 | 0.056946 | 0.05575 | 0.055104 | 0.054209 | 0.053142 | 0.052656 | 0.051918 | 0.051191 | 0.050548 | 0.049985 | 0.049463 | 0 | 0 | 0 | 0 | 0 | 0 | 0.063945 | 0.12712 | 0.18893 | 0.2497 | 0.30932 | 0.36692 | 0.42304 | 0.47774 | 0.53006 | 0.58077 | 0.62979 | 0.67752 | 0.7241 | 0.76938 | 0.81409 | 0.85793 | 0.90041 | 0.94291 | 0.98558 | 1.0278 | 1.021 | 1.0151 | 1.0097 | 0 | 0 | 0 | 3.9233 | 3.9212 | 3.8981 | 3.9002 | 3.9034 | 3.8538 | 3.8433 | 3.8355 | 3.7746 | 3.789 | 3.7529 | 3.7534 | 3.7345 | 3.7012 | 3.7055 | 3.6902 | 3.6759 | 3.6625 | 3.65 | 3.6385 | 0 | 0 | 0 | 0 | 0 | 0 | 3.9233 | 7.8445 | 11.7426 | 15.6428 | 19.5462 | 23.4 | 27.2433 | 31.0788 | 34.8534 | 38.6424 | 42.3953 | 46.1486 | 49.8831 | 53.5843 | 57.2898 | 60.98 | 64.6559 | 68.3183 | 71.9684 | 75.6069 | 75.6069 | 75.6069 | 75.6069 | 75.6069 | 75.6069 | 75.6069 | 273.5971 | 273.7599 | 273.9614 | 274.1749 | 274.3988 | 274.6261 | 274.8601 | 275.0932 | 275.3257 | 275.5774 | 275.8104 | 276.0411 | 276.2554 | 276.4555 | 276.6508 | 276.8355 | 277.0245 | 277.1954 | 277.357 | 277.5109 | 277.6535 | 277.7856 | 277.9081 | 0 | 0 | 0 | 268.1678 | 268.3273 | 268.5248 | 268.7341 | 268.9535 | 269.1763 | 269.4056 | 269.6341 | 269.862 | 270.1087 | 270.3372 | 270.5632 | 270.7733 | 270.9694 | 271.1608 | 271.3419 | 271.5272 | 271.6946 | 271.853 | 272.0039 | 272.1436 | 272.2731 | 272.3931 | 0 | 0 | 0
WA_Industrial_Primary Metals_Existing_Process_Natural Gas_Strategic Energy Management_A | WA | Industrial | Primary Metals | Existing | Process | Natural Gas | Strategic Energy Management | A | IM195 | No energy management system | Energy management system installed and programmed | 5 | 100.7891 | 0 | 0 | 188.59 | 0 | 4.49 | 0 | 94.2927 |  | employee | 5% | 50% | Retrofit | RetroEven20 | 76.5% | TBD | 0.2% | 275.4199 |  | 269.9544 |  | 3.3426 | BEHAV_SEM-All-CPUC-2018_PG-26 | BEHAV_SEM-All-CPUC-2018_PG-26 | AEG Research | No energy management system | No energy management system | No energy management system | No energy management system | No energy management system | No energy management system | No energy management system | No energy management system | No energy management system | No energy management system | No energy management system | No energy management system | No energy management system | No energy management system | No energy management system | No energy management system | No energy management system | No energy management system | No energy management system | No energy management system | No energy management system | No energy management system | No energy management system | No energy management system | No energy management system | No energy management system | No energy management system | No energy management system | No energy management system | No energy management system | No energy management system | Energy management system installed and programmed | Energy management system installed and programmed | Energy management system installed and programmed | Energy management system installed and programmed | Energy management system installed and programmed | Energy management system installed and programmed | Energy management system installed and programmed | Energy management system installed and programmed | Energy management system installed and programmed | Energy management system installed and programmed | Energy management system installed and programmed | Energy management system installed and programmed | Energy management system installed and programmed | Energy management system installed and programmed | Energy management system installed and programmed | Energy management system installed and programmed | Energy management system installed and programmed | Energy management system installed and programmed | Energy management system installed and programmed | Energy management system installed and programmed | Energy management system installed and programmed | Energy management system installed and programmed | Energy management system installed and programmed | Energy management system installed and programmed | Energy management system installed and programmed | Energy management system installed and programmed | Energy management system installed and programmed | Energy management system installed and programmed | Energy management system installed and programmed | Energy management system installed and programmed | Energy management system installed and programmed | 188.59 | 188.59 | 188.59 | 188.59 | 188.59 | 188.59 | 188.59 | 188.59 | 188.59 | 188.59 | 188.59 | 188.59 | 188.59 | 188.59 | 188.59 | 188.59 | 188.59 | 188.59 | 188.59 | 188.59 | 188.59 | 188.59 | 188.59 | 188.59 | 188.59 | 188.59 | 188.59 | 188.59 | 188.59 | 188.59 | 188.59 | 0 | 0 | 0 | 0 | 0 | 100.6508 | 100.5146 | 100.3783 | 100.2447 | 100.1116 | 99.9826 | 99.8836 | 99.8038 | 99.7251 | 99.6783 | 99.6266 | 99.5934 | 99.5602 | 99.5271 | 99.5104 | 99.4901 | 99.4824 | 99.4752 | 99.4682 | 99.4616 | 99.4578 | 99.4542 | 99.451 | 0 | 0 | 0 | 1.9686 | 1.9649 | 1.9507 | 1.9491 | 1.9481 | 1.9209 | 1.9138 | 1.9084 | 1.8766 | 1.8829 | 1.8639 | 1.8636 | 1.8536 | 1.8364 | 1.8383 | 1.8303 | 1.8231 | 1.8163 | 1.81 | 1.8042 | 0 | 0 | 0 | 0 | 0 | 0 | 1.9686 | 3.9309 | 5.8762 | 7.8175 | 9.7553 | 11.6636 | 13.5659 | 15.4634 | 17.3278 | 19.2025 | 21.0565 | 22.913 | 24.759 | 26.5871 | 28.421 | 30.2455 | 32.0662 | 33.8802 | 35.6878 | 37.4896 | 37.4881 | 37.4868 | 37.4855 | 0 | 0 | 0 | 19.5592 | 19.5484 | 19.4331 | 19.4436 | 19.4597 | 19.2126 | 19.1601 | 19.1212 | 18.8176 | 18.8894 | 18.7093 | 18.7117 | 18.6175 | 18.4515 | 18.4733 | 18.3969 | 18.3254 | 18.2586 | 18.1965 | 18.1392 | 0 | 0 | 0 | 0 | 0 | 0 | 19.5592 | 39.1076 | 58.5407 | 77.9843 | 97.4441 | 116.6567 | 135.8168 | 154.938 | 173.7555 | 192.6449 | 211.3542 | 230.0659 | 248.6834 | 267.1348 | 285.6081 | 304.0051 | 322.3304 | 340.589 | 358.7856 | 376.9247 | 376.9247 | 376.9247 | 376.9247 | 376.9247 | 376.9247 | 376.9247 | 1.6737 | 1.6709 | 1.6591 | 1.6581 | 1.6576 | 1.6348 | 1.6289 | 1.6245 | 1.5976 | 1.6031 | 1.5871 | 1.5869 | 1.5784 | 1.5639 | 1.5656 | 1.5588 | 1.5526 | 1.5469 | 1.5415 | 1.5366 | 0 | 0 | 0 | 0 | 0 | 0 | 1.6737 | 3.3426 | 4.9978 | 6.6503 | 8.3004 | 9.9261 | 11.5466 | 13.1633 | 14.7522 | 16.3494 | 17.9293 | 19.5111 | 21.084 | 22.642 | 24.2043 | 25.7589 | 27.3099 | 28.8551 | 30.3949 | 31.9298 | 31.9287 | 31.9278 | 31.9269 | 0 | 0 | 0 | 16.6253 | 16.6162 | 16.5182 | 16.5271 | 16.5408 | 16.3307 | 16.2861 | 16.253 | 15.9949 | 16.056 | 15.9029 | 15.9049 | 15.8249 | 15.6837 | 15.7023 | 15.6374 | 15.5766 | 15.5198 | 15.4671 | 15.4183 | 0 | 0 | 0 | 0 | 0 | 0 | 16.6253 | 33.2414 | 49.7596 | 66.2867 | 82.8275 | 99.1582 | 115.4442 | 131.6973 | 147.6922 | 163.7482 | 179.651 | 195.556 | 211.3809 | 227.0646 | 242.7669 | 258.4043 | 273.9809 | 289.5007 | 304.9677 | 320.386 | 320.386 | 320.386 | 320.386 | 320.386 | 320.386 | 320.386 | 1.6737 | 1.6709 | 1.6591 | 1.6581 | 1.6576 | 1.6348 | 1.6289 | 1.6245 | 1.5976 | 1.6031 | 1.5871 | 1.5869 | 1.5784 | 1.5639 | 1.5656 | 1.5588 | 1.5526 | 1.5469 | 1.5415 | 1.5366 | 0 | 0 | 0 | 0 | 0 | 0 | 1.6737 | 3.3426 | 4.9978 | 6.6503 | 8.3004 | 9.9261 | 11.5466 | 13.1633 | 14.7522 | 16.3494 | 17.9293 | 19.5111 | 21.084 | 22.642 | 24.2043 | 25.7589 | 27.3099 | 28.8551 | 30.3949 | 31.9298 | 31.9287 | 31.9278 | 31.9269 | 0 | 0 | 0 | 16.6253 | 16.6162 | 16.5182 | 16.5271 | 16.5408 | 16.3307 | 16.2861 | 16.253 | 15.9949 | 16.056 | 15.9029 | 15.9049 | 15.8249 | 15.6837 | 15.7023 | 15.6374 | 15.5766 | 15.5198 | 15.4671 | 15.4183 | 0 | 0 | 0 | 0 | 0 | 0 | 16.6253 | 33.2414 | 49.7596 | 66.2867 | 82.8275 | 99.1582 | 115.4442 | 131.6973 | 147.6922 | 163.7482 | 179.651 | 195.556 | 211.3809 | 227.0646 | 242.7669 | 258.4043 | 273.9809 | 289.5007 | 304.9677 | 320.386 | 320.386 | 320.386 | 320.386 | 320.386 | 320.386 | 320.386 | 1.6737 | 1.6709 | 1.6591 | 1.6581 | 1.6576 | 1.6348 | 1.6289 | 1.6245 | 1.5976 | 1.6031 | 1.5871 | 1.5869 | 1.5784 | 1.5639 | 1.5656 | 1.5588 | 1.5526 | 1.5469 | 1.5415 | 1.5366 | 0 | 0 | 0 | 0 | 0 | 0 | 1.6737 | 3.3426 | 4.9978 | 6.6503 | 8.3004 | 9.9261 | 11.5466 | 13.1633 | 14.7522 | 16.3494 | 17.9293 | 19.5111 | 21.084 | 22.642 | 24.2043 | 25.7589 | 27.3099 | 28.8551 | 30.3949 | 31.9298 | 31.9287 | 31.9278 | 31.9269 | 0 | 0 | 0 | 16.6253 | 16.6162 | 16.5182 | 16.5271 | 16.5408 | 16.3307 | 16.2861 | 16.253 | 15.9949 | 16.056 | 15.9029 | 15.9049 | 15.8249 | 15.6837 | 15.7023 | 15.6374 | 15.5766 | 15.5198 | 15.4671 | 15.4183 | 0 | 0 | 0 | 0 | 0 | 0 | 16.6253 | 33.2414 | 49.7596 | 66.2867 | 82.8275 | 99.1582 | 115.4442 | 131.6973 | 147.6922 | 163.7482 | 179.651 | 195.556 | 211.3809 | 227.0646 | 242.7669 | 258.4043 | 273.9809 | 289.5007 | 304.9677 | 320.386 | 320.386 | 320.386 | 320.386 | 320.386 | 320.386 | 320.386 | 273.5971 | 273.7599 | 273.9614 | 274.1749 | 274.3988 | 274.6261 | 274.8601 | 275.0932 | 275.3257 | 275.5774 | 275.8104 | 276.0411 | 276.2554 | 276.4555 | 276.6508 | 276.8355 | 277.0245 | 277.1954 | 277.357 | 277.5109 | 277.6535 | 277.7856 | 277.9081 | 0 | 0 | 0 | 268.1678 | 268.3273 | 268.5248 | 268.7341 | 268.9535 | 269.1763 | 269.4056 | 269.6341 | 269.862 | 270.1087 | 270.3372 | 270.5632 | 270.7733 | 270.9694 | 271.1608 | 271.3419 | 271.5272 | 271.6946 | 271.853 | 272.0039 | 272.1436 | 272.2731 | 272.3931 | 0 | 0 | 0
WA_Industrial_Primary Metals_Existing_Miscellaneous_Natural Gas_Strategic Energy Management_A | WA | Industrial | Primary Metals | Existing | Miscellaneous | Natural Gas | Strategic Energy Management | A | IM196 | No energy management system | Energy management system installed and programmed | 5 | 17.014 | 0 | 0 | 188.59 | 0 | 4.49 | 0 | 94.2927 |  | employee | 5% | 50% | Retrofit | RetroEven20 | 76.5% | TBD | 0.2% | 275.4199 |  | 269.9544 |  | 0.14139 | BEHAV_SEM-All-CPUC-2018_PG-26 | BEHAV_SEM-All-CPUC-2018_PG-26 | AEG Research | No energy management system | No energy management system | No energy management system | No energy management system | No energy management system | No energy management system | No energy management system | No energy management system | No energy management system | No energy management system | No energy management system | No energy management system | No energy management system | No energy management system | No energy management system | No energy management system | No energy management system | No energy management system | No energy management system | No energy management system | No energy management system | No energy management system | No energy management system | No energy management system | No energy management system | No energy management system | No energy management system | No energy management system | No energy management system | No energy management system | No energy management system | Energy management system installed and programmed | Energy management system installed and programmed | Energy management system installed and programmed | Energy management system installed and programmed | Energy management system installed and programmed | Energy management system installed and programmed | Energy management system installed and programmed | Energy management system installed and programmed | Energy management system installed and programmed | Energy management system installed and programmed | Energy management system installed and programmed | Energy management system installed and programmed | Energy management system installed and programmed | Energy management system installed and programmed | Energy management system installed and programmed | Energy management system installed and programmed | Energy management system installed and programmed | Energy management system installed and programmed | Energy management system installed and programmed | Energy management system installed and programmed | Energy management system installed and programmed | Energy management system installed and programmed | Energy management system installed and programmed | Energy management system installed and programmed | Energy management system installed and programmed | Energy management system installed and programmed | Energy management system installed and programmed | Energy management system installed and programmed | Energy management system installed and programmed | Energy management system installed and programmed | Energy management system installed and programmed | 188.59 | 188.59 | 188.59 | 188.59 | 188.59 | 188.59 | 188.59 | 188.59 | 188.59 | 188.59 | 188.59 | 188.59 | 188.59 | 188.59 | 188.59 | 188.59 | 188.59 | 188.59 | 188.59 | 188.59 | 188.59 | 188.59 | 188.59 | 188.59 | 188.59 | 188.59 | 188.59 | 188.59 | 188.59 | 188.59 | 188.59 | 0 | 0 | 0 | 0 | 0 | 17.014 | 17.014 | 17.014 | 17.014 | 17.014 | 17.014 | 17.014 | 17.014 | 17.014 | 17.014 | 17.014 | 17.014 | 17.014 | 17.014 | 17.014 | 17.014 | 17.014 | 17.014 | 17.014 | 17.014 | 17.014 | 17.014 | 17.014 | 0 | 0 | 0 | 0.083195 | 0.083149 | 0.082659 | 0.082704 | 0.082772 | 0.081721 | 0.081498 | 0.081332 | 0.080041 | 0.080346 | 0.07958 | 0.07959 | 0.07919 | 0.078483 | 0.078576 | 0.078251 | 0.077947 | 0.077663 | 0.077399 | 0.077155 | 0 | 0 | 0 | 0 | 0 | 0 | 0.083195 | 0.16634 | 0.249 | 0.33171 | 0.41448 | 0.4962 | 0.5777 | 0.65903 | 0.73907 | 0.81942 | 0.899 | 0.97859 | 1.0578 | 1.1363 | 1.2148 | 1.2931 | 1.371 | 1.4487 | 1.5261 | 1.6033 | 1.6033 | 1.6033 | 1.6033 | 0 | 0 | 0 | 4.8898 | 4.8871 | 4.8583 | 4.8609 | 4.8649 | 4.8031 | 4.79 | 4.7803 | 4.7044 | 4.7224 | 4.6773 | 4.6779 | 4.6544 | 4.6129 | 4.6183 | 4.5992 | 4.5813 | 4.5646 | 4.5491 | 4.5348 | 0 | 0 | 0 | 0 | 0 | 0 | 4.8898 | 9.7769 | 14.6352 | 19.4961 | 24.361 | 29.1642 | 33.9542 | 38.7345 | 43.4389 | 48.1612 | 52.8385 | 57.5165 | 62.1708 | 66.7837 | 71.402 | 76.0013 | 80.5826 | 85.1473 | 89.6964 | 94.2312 | 94.2312 | 94.2312 | 94.2312 | 94.2312 | 94.2312 | 94.2312 | 0.070716 | 0.070677 | 0.07026 | 0.070298 | 0.070356 | 0.069463 | 0.069273 | 0.069132 | 0.068035 | 0.068294 | 0.067643 | 0.067652 | 0.067311 | 0.066711 | 0.06679 | 0.066514 | 0.066255 | 0.066014 | 0.065789 | 0.065582 | 0 | 0 | 0 | 0 | 0 | 0 | 0.070716 | 0.14139 | 0.21165 | 0.28195 | 0.35231 | 0.42177 | 0.49104 | 0.56018 | 0.62821 | 0.6965 | 0.76415 | 0.8318 | 0.89911 | 0.96582 | 1.0326 | 1.0991 | 1.1654 | 1.2314 | 1.2972 | 1.3628 | 1.3628 | 1.3628 | 1.3628 | 0 | 0 | 0 | 4.1563 | 4.154 | 4.1295 | 4.1318 | 4.1352 | 4.0827 | 4.0715 | 4.0633 | 3.9987 | 4.014 | 3.9757 | 3.9762 | 3.9562 | 3.9209 | 3.9256 | 3.9093 | 3.8941 | 3.88 | 3.8668 | 3.8546 | 0 | 0 | 0 | 0 | 0 | 0 | 4.1563 | 8.3104 | 12.4399 | 16.5717 | 20.7069 | 24.7895 | 28.8611 | 32.9243 | 36.923 | 40.937 | 44.9128 | 48.889 | 52.8452 | 56.7662 | 60.6917 | 64.6011 | 68.4952 | 72.3752 | 76.2419 | 80.0965 | 80.0965 | 80.0965 | 80.0965 | 80.0965 | 80.0965 | 80.0965 | 0.070716 | 0.070677 | 0.07026 | 0.070298 | 0.070356 | 0.069463 | 0.069273 | 0.069132 | 0.068035 | 0.068294 | 0.067643 | 0.067652 | 0.067311 | 0.066711 | 0.06679 | 0.066514 | 0.066255 | 0.066014 | 0.065789 | 0.065582 | 0 | 0 | 0 | 0 | 0 | 0 | 0.070716 | 0.14139 | 0.21165 | 0.28195 | 0.35231 | 0.42177 | 0.49104 | 0.56018 | 0.62821 | 0.6965 | 0.76415 | 0.8318 | 0.89911 | 0.96582 | 1.0326 | 1.0991 | 1.1654 | 1.2314 | 1.2972 | 1.3628 | 1.3628 | 1.3628 | 1.3628 | 0 | 0 | 0 | 4.1563 | 4.154 | 4.1295 | 4.1318 | 4.1352 | 4.0827 | 4.0715 | 4.0633 | 3.9987 | 4.014 | 3.9757 | 3.9762 | 3.9562 | 3.9209 | 3.9256 | 3.9093 | 3.8941 | 3.88 | 3.8668 | 3.8546 | 0 | 0 | 0 | 0 | 0 | 0 | 4.1563 | 8.3104 | 12.4399 | 16.5717 | 20.7069 | 24.7895 | 28.8611 | 32.9243 | 36.923 | 40.937 | 44.9128 | 48.889 | 52.8452 | 56.7662 | 60.6917 | 64.6011 | 68.4952 | 72.3752 | 76.2419 | 80.0965 | 80.0965 | 80.0965 | 80.0965 | 80.0965 | 80.0965 | 80.0965 | 0.070716 | 0.070677 | 0.07026 | 0.070298 | 0.070356 | 0.069463 | 0.069273 | 0.069132 | 0.068035 | 0.068294 | 0.067643 | 0.067652 | 0.067311 | 0.066711 | 0.06679 | 0.066514 | 0.066255 | 0.066014 | 0.065789 | 0.065582 | 0 | 0 | 0 | 0 | 0 | 0 | 0.070716 | 0.14139 | 0.21165 | 0.28195 | 0.35231 | 0.42177 | 0.49104 | 0.56018 | 0.62821 | 0.6965 | 0.76415 | 0.8318 | 0.89911 | 0.96582 | 1.0326 | 1.0991 | 1.1654 | 1.2314 | 1.2972 | 1.3628 | 1.3628 | 1.3628 | 1.3628 | 0 | 0 | 0 | 4.1563 | 4.154 | 4.1295 | 4.1318 | 4.1352 | 4.0827 | 4.0715 | 4.0633 | 3.9987 | 4.014 | 3.9757 | 3.9762 | 3.9562 | 3.9209 | 3.9256 | 3.9093 | 3.8941 | 3.88 | 3.8668 | 3.8546 | 0 | 0 | 0 | 0 | 0 | 0 | 4.1563 | 8.3104 | 12.4399 | 16.5717 | 20.7069 | 24.7895 | 28.8611 | 32.9243 | 36.923 | 40.937 | 44.9128 | 48.889 | 52.8452 | 56.7662 | 60.6917 | 64.6011 | 68.4952 | 72.3752 | 76.2419 | 80.0965 | 80.0965 | 80.0965 | 80.0965 | 80.0965 | 80.0965 | 80.0965 | 273.5971 | 273.7599 | 273.9614 | 274.1749 | 274.3988 | 274.6261 | 274.8601 | 275.0932 | 275.3257 | 275.5774 | 275.8104 | 276.0411 | 276.2554 | 276.4555 | 276.6508 | 276.8355 | 277.0245 | 277.1954 | 277.357 | 277.5109 | 277.6535 | 277.7856 | 277.9081 | 0 | 0 | 0 | 268.1678 | 268.3273 | 268.5248 | 268.7341 | 268.9535 | 269.1763 | 269.4056 | 269.6341 | 269.862 | 270.1087 | 270.3372 | 270.5632 | 270.7733 | 270.9694 | 271.1608 | 271.3419 | 271.5272 | 271.6946 | 271.853 | 272.0039 | 272.1436 | 272.2731 | 272.3931 | 0 | 0 | 0
WA_Industrial_Primary Metals_Existing_Space Heating_Natural Gas_Commissioning_A | WA | Industrial | Primary Metals | Existing | Space Heating | Natural Gas | Commissioning | A | IM197 | New construction code | Optimized HVAC design and controls | 10 | 21.8027 | 0 | 0 | 0.27 | 0 | 0 | 0 | 0.1336 |  | employee | 0% | 0% | Retrofit | Retro12Med | 84.73% | TBD | 0.2% | 0.060929 |  | 0.049593 |  | 0 | DL20_COM_CX-Refrig-2021PLN-V11-3 | 2018 AMIL BUS Retro-Commissioning Initiative | U.S. Department of Energy. Lawrence Berkeley National Labs and Building Commissioning Association. https://www.bcxa.org/wp-content/uploads/2020/09/1-s2.0- S0378778819319553-main.pdf | New construction code | New construction code | New construction code | New construction code | New construction code | New construction code | New construction code | New construction code | New construction code | New construction code | New construction code | New construction code | New construction code | New construction code | New construction code | New construction code | New construction code | New construction code | New construction code | New construction code | New construction code | New construction code | New construction code | New construction code | New construction code | New construction code | New construction code | New construction code | New construction code | New construction code | New construction code | Optimized HVAC design and controls | Optimized HVAC design and controls | Optimized HVAC design and controls | Optimized HVAC design and controls | Optimized HVAC design and controls | Optimized HVAC design and controls | Optimized HVAC design and controls | Optimized HVAC design and controls | Optimized HVAC design and controls | Optimized HVAC design and controls | Optimized HVAC design and controls | Optimized HVAC design and controls | Optimized HVAC design and controls | Optimized HVAC design and controls | Optimized HVAC design and controls | Optimized HVAC design and controls | Optimized HVAC design and controls | Optimized HVAC design and controls | Optimized HVAC design and controls | Optimized HVAC design and controls | Optimized HVAC design and controls | Optimized HVAC design and controls | Optimized HVAC design and controls | Optimized HVAC design and controls | Optimized HVAC design and controls | Optimized HVAC design and controls | Optimized HVAC design and controls | Optimized HVAC design and controls | Optimized HVAC design and controls | Optimized HVAC design and controls | Optimized HVAC design and controls | 0.27 | 0.27 | 0.27 | 0.27 | 0.27 | 0.27 | 0.27 | 0.27 | 0.27 | 0.27 | 0.27 | 0.27 | 0.27 | 0.27 | 0.27 | 0.27 | 0.27 | 0.27 | 0.27 | 0.27 | 0.27 | 0.27 | 0.27 | 0.27 | 0.27 | 0.27 | 0.27 | 0.27 | 0.27 | 0.27 | 0.27 | 0 | 0 | 0 | 0 | 0 | 21.447 | 21.3028 | 21.1166 | 20.9152 | 20.6993 | 20.4729 | 20.2387 | 20.0006 | 19.7511 | 19.4841 | 19.2243 | 18.9686 | 18.7396 | 18.5245 | 18.3281 | 18.1429 | 17.9547 | 17.7895 | 17.6349 | 17.4873 | 17.3489 | 17.2285 | 17.1124 | 0 | 0 | 0 | 0 | 0 | 0 | 0 | 0 | 0 | 0 | 0 | 0 | 0 | 0 | 0 | 0 | 0 | 0 | 0 | 0 | 0 | 0 | 0 | 0 | 0 | 0 | 0 | 0 | 0 | 0 | 0 | 0 | 0 | 0 | 0 | 0 | 0 | 0 | 0 | 0 | 0 | 0 | 0 | 0 | 0 | 0 | 0 | 0 | 0 | 0 | 0 | 0 | 0 | 0 | 0 | 0 | 0 | 0 | 0 | 0 | 0 | 0 | 0 | 0 | 0 | 0 | 0 | 0 | 0 | 0 | 0 | 0 | 0 | 0 | 0 | 0 | 0 | 0 | 0 | 0 | 0 | 0 | 0 | 0 | 0 | 0 | 0 | 0 | 0 | 0 | 0 | 0 | 0 | 0 | 0 | 0 | 0 | 0 | 0 | 0 | 0 | 0 | 0 | 0 | 0 | 0 | 0 | 0 | 0 | 0 | 0 | 0 | 0 | 0 | 0 | 0 | 0 | 0 | 0 | 0 | 0 | 0 | 0 | 0 | 0 | 0 | 0 | 0 | 0 | 0 | 0 | 0 | 0 | 0 | 0 | 0 | 0 | 0 | 0 | 0 | 0 | 0 | 0 | 0 | 0 | 0 | 0 | 0 | 0 | 0 | 0 | 0 | 0 | 0 | 0 | 0 | 0 | 0 | 0 | 0 | 0 | 0 | 0 | 0 | 0 | 0 | 0 | 0 | 0 | 0 | 0 | 0 | 0 | 0 | 0 | 0 | 0 | 0 | 0 | 0 | 0 | 0 | 0 | 0 | 0 | 0 | 0 | 0 | 0 | 0 | 0 | 0 | 0 | 0 | 0 | 0 | 0 | 0 | 0 | 0 | 0 | 0 | 0 | 0 | 0 | 0 | 0 | 0 | 0 | 0 | 0 | 0 | 0 | 0 | 0 | 0 | 0 | 0 | 0 | 0 | 0 | 0 | 0 | 0 | 0 | 0 | 0 | 0 | 0 | 0 | 0 | 0 | 0 | 0 | 0 | 0 | 0 | 0 | 0 | 0 | 0 | 0 | 0 | 0 | 0 | 0 | 0 | 0 | 0 | 0 | 0 | 0 | 0 | 0 | 0 | 0 | 0 | 0 | 0 | 0 | 0 | 0 | 0 | 0 | 0 | 0 | 0 | 0 | 0 | 0 | 0 | 0 | 0 | 0 | 0 | 0 | 0 | 0 | 0 | 0 | 0 | 0 | 0 | 0 | 0 | 0 | 0 | 0 | 0 | 0 | 0 | 0 | 0 | 0 | 0 | 0 | 0 | 0 | 0 | 0 | 0 | 0 | 0 | 0 | 0 | 0 | 0 | 0 | 0 | 0 | 0 | 0 | 0 | 0 | 0 | 0 | 0 | 0 | 0 | 0 | 0 | 0 | 0 | 0 | 0 | 0 | 0 | 0 | 0 | 0 | 0 | 0 | 0 | 0 | 0 | 0 | 0 | 0 | 0 | 0 | 0 | 0 | 0 | 0 | 0 | 0 | 0 | 0 | 0 | 0 | 0 | 0 | 0 | 0 | 0 | 0 | 0 | 0 | 0 | 0 | 0 | 0 | 0 | 0 | 0 | 0 | 0 | 0 | 0 | 0 | 0 | 0 | 0 | 0 | 0 | 0 | 0 | 0 | 0 | 0 | 0 | 0 | 0 | 0 | 0 | 0 | 0 | 0 | 0 | 0 | 0 | 0 | 0 | 0 | 0 | 0 | 0 | 0 | 0 | 0 | 0 | 0 | 0 | 0 | 0 | 0 | 0 | 0 | 0 | 0 | 0 | 0 | 0 | 0 | 0 | 0 | 0 | 0 | 0 | 0.060807 | 0.060818 | 0.060831 | 0.060845 | 0.06086 | 0.060876 | 0.060891 | 0.060907 | 0.060922 | 0.060939 | 0.060955 | 0.06097 | 0.060984 | 0.060997 | 0.06101 | 0.061023 | 0.061035 | 0.061046 | 0.061057 | 0.061067 | 0.061077 | 0.061085 | 0.061093 | 0 | 0 | 0 | 0.049494 | 0.049503 | 0.049514 | 0.049526 | 0.049538 | 0.04955 | 0.049563 | 0.049576 | 0.049588 | 0.049602 | 0.049614 | 0.049627 | 0.049638 | 0.049649 | 0.04966 | 0.04967 | 0.04968 | 0.049689 | 0.049698 | 0.049706 | 0.049714 | 0.049721 | 0.049727 | 0 | 0 | 0
WA_Industrial_Primary Metals_Existing_Process_Natural Gas_Commissioning_A | WA | Industrial | Primary Metals | Existing | Process | Natural Gas | Commissioning | A | IM198 | New construction code | Optimized process design and controls | 10 | 562.5435 | 0 | 0 | 0.27 | 0 | 0 | 0 | 0.1336 |  | employee | 0% | 0% | Retrofit | Retro12Med | 84.73% | TBD | 0.2% | 0.060929 |  | 0.049593 |  | 0 | DL20_COM_CX-Refrig-2021PLN-V11-3 | 2018 AMIL BUS Retro-Commissioning Initiative | U.S. Department of Energy. Lawrence Berkeley National Labs and Building Commissioning Association. https://www.bcxa.org/wp-content/uploads/2020/09/1-s2.0- S0378778819319553-main.pdf | New construction code | New construction code | New construction code | New construction code | New construction code | New construction code | New construction code | New construction code | New construction code | New construction code | New construction code | New construction code | New construction code | New construction code | New construction code | New construction code | New construction code | New construction code | New construction code | New construction code | New construction code | New construction code | New construction code | New construction code | New construction code | New construction code | New construction code | New construction code | New construction code | New construction code | New construction code | Optimized process design and controls | Optimized process design and controls | Optimized process design and controls | Optimized process design and controls | Optimized process design and controls | Optimized process design and controls | Optimized process design and controls | Optimized process design and controls | Optimized process design and controls | Optimized process design and controls | Optimized process design and controls | Optimized process design and controls | Optimized process design and controls | Optimized process design and controls | Optimized process design and controls | Optimized process design and controls | Optimized process design and controls | Optimized process design and controls | Optimized process design and controls | Optimized process design and controls | Optimized process design and controls | Optimized process design and controls | Optimized process design and controls | Optimized process design and controls | Optimized process design and controls | Optimized process design and controls | Optimized process design and controls | Optimized process design and controls | Optimized process design and controls | Optimized process design and controls | Optimized process design and controls | 0.27 | 0.27 | 0.27 | 0.27 | 0.27 | 0.27 | 0.27 | 0.27 | 0.27 | 0.27 | 0.27 | 0.27 | 0.27 | 0.27 | 0.27 | 0.27 | 0.27 | 0.27 | 0.27 | 0.27 | 0.27 | 0.27 | 0.27 | 0.27 | 0.27 | 0.27 | 0.27 | 0.27 | 0.27 | 0.27 | 0.27 | 0 | 0 | 0 | 0 | 0 | 562.5435 | 562.5435 | 562.5435 | 562.5435 | 562.5435 | 562.5435 | 562.5435 | 562.5435 | 562.5435 | 562.5435 | 562.5435 | 562.5435 | 562.5435 | 562.5435 | 562.5435 | 562.5435 | 562.5435 | 562.5435 | 562.5435 | 562.5435 | 562.5435 | 562.5435 | 562.5435 | 0 | 0 | 0 | 0 | 0 | 0 | 0 | 0 | 0 | 0 | 0 | 0 | 0 | 0 | 0 | 0 | 0 | 0 | 0 | 0 | 0 | 0 | 0 | 0 | 0 | 0 | 0 | 0 | 0 | 0 | 0 | 0 | 0 | 0 | 0 | 0 | 0 | 0 | 0 | 0 | 0 | 0 | 0 | 0 | 0 | 0 | 0 | 0 | 0 | 0 | 0 | 0 | 0 | 0 | 0 | 0 | 0 | 0 | 0 | 0 | 0 | 0 | 0 | 0 | 0 | 0 | 0 | 0 | 0 | 0 | 0 | 0 | 0 | 0 | 0 | 0 | 0 | 0 | 0 | 0 | 0 | 0 | 0 | 0 | 0 | 0 | 0 | 0 | 0 | 0 | 0 | 0 | 0 | 0 | 0 | 0 | 0 | 0 | 0 | 0 | 0 | 0 | 0 | 0 | 0 | 0 | 0 | 0 | 0 | 0 | 0 | 0 | 0 | 0 | 0 | 0 | 0 | 0 | 0 | 0 | 0 | 0 | 0 | 0 | 0 | 0 | 0 | 0 | 0 | 0 | 0 | 0 | 0 | 0 | 0 | 0 | 0 | 0 | 0 | 0 | 0 | 0 | 0 | 0 | 0 | 0 | 0 | 0 | 0 | 0 | 0 | 0 | 0 | 0 | 0 | 0 | 0 | 0 | 0 | 0 | 0 | 0 | 0 | 0 | 0 | 0 | 0 | 0 | 0 | 0 | 0 | 0 | 0 | 0 | 0 | 0 | 0 | 0 | 0 | 0 | 0 | 0 | 0 | 0 | 0 | 0 | 0 | 0 | 0 | 0 | 0 | 0 | 0 | 0 | 0 | 0 | 0 | 0 | 0 | 0 | 0 | 0 | 0 | 0 | 0 | 0 | 0 | 0 | 0 | 0 | 0 | 0 | 0 | 0 | 0 | 0 | 0 | 0 | 0 | 0 | 0 | 0 | 0 | 0 | 0 | 0 | 0 | 0 | 0 | 0 | 0 | 0 | 0 | 0 | 0 | 0 | 0 | 0 | 0 | 0 | 0 | 0 | 0 | 0 | 0 | 0 | 0 | 0 | 0 | 0 | 0 | 0 | 0 | 0 | 0 | 0 | 0 | 0 | 0 | 0 | 0 | 0 | 0 | 0 | 0 | 0 | 0 | 0 | 0 | 0 | 0 | 0 | 0 | 0 | 0 | 0 | 0 | 0 | 0 | 0 | 0 | 0 | 0 | 0 | 0 | 0 | 0 | 0 | 0 | 0 | 0 | 0 | 0 | 0 | 0 | 0 | 0 | 0 | 0 | 0 | 0 | 0 | 0 | 0 | 0 | 0 | 0 | 0 | 0 | 0 | 0 | 0 | 0 | 0 | 0 | 0 | 0 | 0 | 0 | 0 | 0 | 0 | 0 | 0 | 0 | 0 | 0 | 0 | 0 | 0 | 0 | 0 | 0 | 0 | 0 | 0 | 0 | 0 | 0 | 0 | 0 | 0 | 0 | 0 | 0 | 0 | 0 | 0 | 0 | 0 | 0 | 0 | 0 | 0 | 0 | 0 | 0 | 0 | 0 | 0 | 0 | 0 | 0 | 0 | 0 | 0 | 0 | 0 | 0 | 0 | 0 | 0 | 0 | 0 | 0 | 0 | 0 | 0 | 0 | 0 | 0 | 0 | 0 | 0 | 0 | 0 | 0 | 0 | 0 | 0 | 0 | 0 | 0 | 0 | 0 | 0 | 0 | 0 | 0 | 0 | 0 | 0 | 0 | 0 | 0 | 0 | 0 | 0 | 0 | 0 | 0 | 0 | 0 | 0 | 0 | 0 | 0 | 0 | 0 | 0.060807 | 0.060818 | 0.060831 | 0.060845 | 0.06086 | 0.060876 | 0.060891 | 0.060907 | 0.060922 | 0.060939 | 0.060955 | 0.06097 | 0.060984 | 0.060997 | 0.06101 | 0.061023 | 0.061035 | 0.061046 | 0.061057 | 0.061067 | 0.061077 | 0.061085 | 0.061093 | 0 | 0 | 0 | 0.049494 | 0.049503 | 0.049514 | 0.049526 | 0.049538 | 0.04955 | 0.049563 | 0.049576 | 0.049588 | 0.049602 | 0.049614 | 0.049627 | 0.049638 | 0.049649 | 0.04966 | 0.04967 | 0.04968 | 0.049689 | 0.049698 | 0.049706 | 0.049714 | 0.049721 | 0.049727 | 0 | 0 | 0
WA_Industrial_Primary Metals_Existing_Space Heating_Natural Gas_Retrocommissioning_A | WA | Industrial | Primary Metals | Existing | Space Heating | Natural Gas | Retrocommissioning | A | IM199 | Vintage/existing building | Optimized HVAC flow and controls | 5 | 3.0282 | 0 | 0 | 2.06 | 0 | 0 | 0 | 1.0284 |  | employee | 15% | 50% | Retrofit | RetroEven20 | 76.5% | TBD | 0.2% | 157.1316 |  | 139.2519 |  | 0.019167 | COM_RCX-Heating-7PLN-v5-18 | COM_RCX-All-XCELCO-2017-18-1 | COM_RCX-All-XCELCO-2017-18-1 | Vintage/existing building | Vintage/existing building | Vintage/existing building | Vintage/existing building | Vintage/existing building | Vintage/existing building | Vintage/existing building | Vintage/existing building | Vintage/existing building | Vintage/existing building | Vintage/existing building | Vintage/existing building | Vintage/existing building | Vintage/existing building | Vintage/existing building | Vintage/existing building | Vintage/existing building | Vintage/existing building | Vintage/existing building | Vintage/existing building | Vintage/existing building | Vintage/existing building | Vintage/existing building | Vintage/existing building | Vintage/existing building | Vintage/existing building | Vintage/existing building | Vintage/existing building | Vintage/existing building | Vintage/existing building | Vintage/existing building | Optimized HVAC flow and controls | Optimized HVAC flow and controls | Optimized HVAC flow and controls | Optimized HVAC flow and controls | Optimized HVAC flow and controls | Optimized HVAC flow and controls | Optimized HVAC flow and controls | Optimized HVAC flow and controls | Optimized HVAC flow and controls | Optimized HVAC flow and controls | Optimized HVAC flow and controls | Optimized HVAC flow and controls | Optimized HVAC flow and controls | Optimized HVAC flow and controls | Optimized HVAC flow and controls | Optimized HVAC flow and controls | Optimized HVAC flow and controls | Optimized HVAC flow and controls | Optimized HVAC flow and controls | Optimized HVAC flow and controls | Optimized HVAC flow and controls | Optimized HVAC flow and controls | Optimized HVAC flow and controls | Optimized HVAC flow and controls | Optimized HVAC flow and controls | Optimized HVAC flow and controls | Optimized HVAC flow and controls | Optimized HVAC flow and controls | Optimized HVAC flow and controls | Optimized HVAC flow and controls | Optimized HVAC flow and controls | 2.06 | 2.06 | 2.06 | 2.06 | 2.06 | 2.06 | 2.06 | 2.06 | 2.06 | 2.06 | 2.06 | 2.06 | 2.06 | 2.06 | 2.06 | 2.06 | 2.06 | 2.06 | 2.06 | 2.06 | 2.06 | 2.06 | 2.06 | 2.06 | 2.06 | 2.06 | 2.06 | 2.06 | 2.06 | 2.06 | 2.06 | 0 | 0 | 0 | 0 | 0 | 2.9784 | 2.958 | 2.9318 | 2.9035 | 2.8732 | 2.8415 | 2.8087 | 2.7755 | 2.7407 | 2.7035 | 2.6674 | 2.6318 | 2.5999 | 2.57 | 2.5428 | 2.517 | 2.4909 | 2.468 | 2.4465 | 2.426 | 2.4068 | 2.3901 | 2.374 | 0 | 0 | 0 | 0.011327 | 0.011244 | 0.011078 | 0.010977 | 0.010872 | 0.010615 | 0.010464 | 0.010319 | 0.010028 | 0.0099299 | 0.0097036 | 0.0095755 | 0.009412 | 0.0092207 | 0.0091337 | 0.0090038 | 0.0088757 | 0.008762 | 0.0086563 | 0.0085567 | 0 | 0 | 0 | 0 | 0 | 0 | 0.011327 | 0.022493 | 0.033372 | 0.044027 | 0.05444 | 0.064453 | 0.074175 | 0.083616 | 0.092596 | 0.10127 | 0.10962 | 0.11773 | 0.12572 | 0.1335 | 0.14121 | 0.14879 | 0.15612 | 0.16344 | 0.17068 | 0.17781 | 0.1764 | 0.17517 | 0.17399 | 0 | 0 | 0 | 3.8032 | 3.8011 | 3.7787 | 3.7807 | 3.7838 | 3.7358 | 3.7256 | 3.718 | 3.659 | 3.6729 | 3.6379 | 3.6384 | 3.6201 | 3.5878 | 3.592 | 3.5772 | 3.5633 | 3.5503 | 3.5382 | 3.5271 | 0 | 0 | 0 | 0 | 0 | 0 | 3.8032 | 7.6042 | 11.3829 | 15.1636 | 18.9475 | 22.6832 | 26.4088 | 30.1268 | 33.7858 | 37.4587 | 41.0966 | 44.735 | 48.3551 | 51.9429 | 55.5349 | 59.1121 | 62.6754 | 66.2256 | 69.7639 | 73.2909 | 73.2909 | 73.2909 | 73.2909 | 73.2909 | 73.2909 | 73.2909 | 0.0096402 | 0.0095811 | 0.0094576 | 0.0093895 | 0.0093177 | 0.0091165 | 0.0090047 | 0.0088972 | 0.008664 | 0.0085959 | 0.0084167 | 0.0083203 | 0.0081865 | 0.0080266 | 0.0079542 | 0.0078439 | 0.0077352 | 0.0076392 | 0.0075553 | 0.0074774 | 0 | 0 | 0 | 0 | 0 | 0 | 0.0096402 | 0.019167 | 0.02849 | 0.037659 | 0.046658 | 0.055354 | 0.06383 | 0.072093 | 0.080001 | 0.087666 | 0.095082 | 0.1023 | 0.10935 | 0.11621 | 0.12298 | 0.12962 | 0.13606 | 0.1425 | 0.14897 | 0.15538 | 0.15435 | 0.15346 | 0.15264 | 0 | 0 | 0 | 3.2327 | 3.2309 | 3.2119 | 3.2136 | 3.2163 | 3.1754 | 3.1667 | 3.1603 | 3.1101 | 3.122 | 3.0922 | 3.0926 | 3.0771 | 3.0496 | 3.0532 | 3.0406 | 3.0288 | 3.0177 | 3.0075 | 2.998 | 0 | 0 | 0 | 0 | 0 | 0 | 3.2327 | 6.4636 | 9.6755 | 12.8891 | 16.1053 | 19.2808 | 22.4475 | 25.6078 | 28.7179 | 31.8399 | 34.9321 | 38.0248 | 41.1018 | 44.1515 | 47.2047 | 50.2453 | 53.2741 | 56.2918 | 59.2993 | 62.2973 | 62.2973 | 62.2973 | 62.2973 | 62.2973 | 62.2973 | 62.2973 | 0.0096428 | 0.0095876 | 0.0094687 | 0.0094058 | 0.0093398 | 0.0091443 | 0.0090381 | 0.0089363 | 0.0087088 | 0.008647 | 0.0084732 | 0.0083823 | 0.0082538 | 0.0080992 | 0.0080323 | 0.0079273 | 0.0078242 | 0.0077337 | 0.00765 | 0.0075722 | 0 | 0 | 0 | 0 | 0 | 0 | 0.0096428 | 0.01918 | 0.028524 | 0.037725 | 0.046769 | 0.055523 | 0.064067 | 0.072411 | 0.080414 | 0.088187 | 0.09572 | 0.10306 | 0.11025 | 0.11726 | 0.12418 | 0.131 | 0.13762 | 0.14426 | 0.15084 | 0.15735 | 0.15632 | 0.15544 | 0.15462 | 0 | 0 | 0 | 3.2327 | 3.2309 | 3.2119 | 3.2136 | 3.2163 | 3.1754 | 3.1667 | 3.1603 | 3.1101 | 3.122 | 3.0922 | 3.0926 | 3.0771 | 3.0496 | 3.0532 | 3.0406 | 3.0288 | 3.0177 | 3.0075 | 2.998 | 0 | 0 | 0 | 0 | 0 | 0 | 3.2327 | 6.4636 | 9.6755 | 12.8891 | 16.1053 | 19.2808 | 22.4475 | 25.6078 | 28.7179 | 31.8399 | 34.9321 | 38.0248 | 41.1018 | 44.1515 | 47.2047 | 50.2453 | 53.2741 | 56.2918 | 59.2993 | 62.2973 | 62.2973 | 62.2973 | 62.2973 | 62.2973 | 62.2973 | 62.2973 | 0.0096402 | 0.0095811 | 0.0094576 | 0.0093895 | 0.0093177 | 0.0091165 | 0.0090047 | 0.0088972 | 0.008664 | 0.0085959 | 0.0084167 | 0.0083203 | 0.0081865 | 0.0080266 | 0.0079542 | 0.0078439 | 0.0077352 | 0.0076392 | 0.0075553 | 0.0074774 | 0 | 0 | 0 | 0 | 0 | 0 | 0.0096402 | 0.019167 | 0.02849 | 0.037659 | 0.046658 | 0.055354 | 0.06383 | 0.072093 | 0.080001 | 0.087666 | 0.095082 | 0.1023 | 0.10935 | 0.11621 | 0.12298 | 0.12962 | 0.13606 | 0.1425 | 0.14897 | 0.15538 | 0.15435 | 0.15346 | 0.15264 | 0 | 0 | 0 | 3.2327 | 3.2309 | 3.2119 | 3.2136 | 3.2163 | 3.1754 | 3.1667 | 3.1603 | 3.1101 | 3.122 | 3.0922 | 3.0926 | 3.0771 | 3.0496 | 3.0532 | 3.0406 | 3.0288 | 3.0177 | 3.0075 | 2.998 | 0 | 0 | 0 | 0 | 0 | 0 | 3.2327 | 6.4636 | 9.6755 | 12.8891 | 16.1053 | 19.2808 | 22.4475 | 25.6078 | 28.7179 | 31.8399 | 34.9321 | 38.0248 | 41.1018 | 44.1515 | 47.2047 | 50.2453 | 53.2741 | 56.2918 | 59.2993 | 62.2973 | 62.2973 | 62.2973 | 62.2973 | 62.2973 | 62.2973 | 62.2973 | 148.5799 | 149.3098 | 150.2227 | 151.2002 | 152.2373 | 153.3032 | 154.4145 | 155.5358 | 156.6687 | 157.9113 | 159.0776 | 160.247 | 161.3474 | 162.387 | 163.4129 | 164.3942 | 165.409 | 166.3359 | 167.2214 | 168.0724 | 168.8677 | 169.6106 | 170.3044 | 0 | 0 | 0 | 131.6732 | 132.3201 | 133.1291 | 133.9953 | 134.9144 | 135.8591 | 136.8439 | 137.8376 | 138.8416 | 139.9429 | 140.9764 | 142.0127 | 142.9879 | 143.9092 | 144.8184 | 145.688 | 146.5874 | 147.4088 | 148.1935 | 148.9477 | 149.6525 | 150.3109 | 150.9257 | 0 | 0 | 0
WA_Industrial_Primary Metals_Existing_Process_Natural Gas_Retrocommissioning_A | WA | Industrial | Primary Metals | Existing | Process | Natural Gas | Retrocommissioning | A | IM200 | Vintage/existing building | Optimized process design and controls | 5 | 0 | 0 | 0 | 2.06 | 0 | 0 | 0 | 1.0284 |  | employee | 15% | 50% | Retrofit | RetroEven20 | 76.5% | TBD | 0.2% | 157.1316 |  | 139.2519 |  | 0 | COM_RCX-Heating-7PLN-v5-18 | COM_RCX-All-XCELCO-2017-18-1 | n/a | Vintage/existing building | Vintage/existing building | Vintage/existing building | Vintage/existing building | Vintage/existing building | Vintage/existing building | Vintage/existing building | Vintage/existing building | Vintage/existing building | Vintage/existing building | Vintage/existing building | Vintage/existing building | Vintage/existing building | Vintage/existing building | Vintage/existing building | Vintage/existing building | Vintage/existing building | Vintage/existing building | Vintage/existing building | Vintage/existing building | Vintage/existing building | Vintage/existing building | Vintage/existing building | Vintage/existing building | Vintage/existing building | Vintage/existing building | Vintage/existing building | Vintage/existing building | Vintage/existing building | Vintage/existing building | Vintage/existing building | Optimized process design and controls | Optimized process design and controls | Optimized process design and controls | Optimized process design and controls | Optimized process design and controls | Optimized process design and controls | Optimized process design and controls | Optimized process design and controls | Optimized process design and controls | Optimized process design and controls | Optimized process design and controls | Optimized process design and controls | Optimized process design and controls | Optimized process design and controls | Optimized process design and controls | Optimized process design and controls | Optimized process design and controls | Optimized process design and controls | Optimized process design and controls | Optimized process design and controls | Optimized process design and controls | Optimized process design and controls | Optimized process design and controls | Optimized process design and controls | Optimized process design and controls | Optimized process design and controls | Optimized process design and controls | Optimized process design and controls | Optimized process design and controls | Optimized process design and controls | Optimized process design and controls | 2.06 | 2.06 | 2.06 | 2.06 | 2.06 | 2.06 | 2.06 | 2.06 | 2.06 | 2.06 | 2.06 | 2.06 | 2.06 | 2.06 | 2.06 | 2.06 | 2.06 | 2.06 | 2.06 | 2.06 | 2.06 | 2.06 | 2.06 | 2.06 | 2.06 | 2.06 | 2.06 | 2.06 | 2.06 | 2.06 | 2.06 | 0 | 0 | 0 | 0 | 0 | 0 | 0 | 0 | 0 | 0 | 0 | 0 | 0 | 0 | 0 | 0 | 0 | 0 | 0 | 0 | 0 | 0 | 0 | 0 | 0 | 0 | 0 | 0 | 0 | 0 | 0 | 0 | 0 | 0 | 0 | 0 | 0 | 0 | 0 | 0 | 0 | 0 | 0 | 0 | 0 | 0 | 0 | 0 | 0 | 0 | 0 | 0 | 0 | 0 | 0 | 0 | 0 | 0 | 0 | 0 | 0 | 0 | 0 | 0 | 0 | 0 | 0 | 0 | 0 | 0 | 0 | 0 | 0 | 0 | 0 | 0 | 0 | 0 | 0 | 0 | 0 | 0 | 0 | 3.8032 | 3.8011 | 3.7787 | 3.7807 | 3.7838 | 3.7358 | 3.7256 | 3.718 | 3.659 | 3.6729 | 3.6379 | 3.6384 | 3.6201 | 3.5878 | 3.592 | 3.5772 | 3.5633 | 3.5503 | 3.5382 | 3.5271 | 0 | 0 | 0 | 0 | 0 | 0 | 3.8032 | 7.6042 | 11.3829 | 15.1636 | 18.9475 | 22.6832 | 26.4088 | 30.1268 | 33.7858 | 37.4587 | 41.0966 | 44.735 | 48.3551 | 51.9429 | 55.5349 | 59.1121 | 62.6754 | 66.2256 | 69.7639 | 73.2909 | 73.2909 | 73.2909 | 73.2909 | 73.2909 | 73.2909 | 73.2909 | 0 | 0 | 0 | 0 | 0 | 0 | 0 | 0 | 0 | 0 | 0 | 0 | 0 | 0 | 0 | 0 | 0 | 0 | 0 | 0 | 0 | 0 | 0 | 0 | 0 | 0 | 0 | 0 | 0 | 0 | 0 | 0 | 0 | 0 | 0 | 0 | 0 | 0 | 0 | 0 | 0 | 0 | 0 | 0 | 0 | 0 | 0 | 0 | 0 | 0 | 0 | 0 | 3.2327 | 3.2309 | 3.2119 | 3.2136 | 3.2163 | 3.1754 | 3.1667 | 3.1603 | 3.1101 | 3.122 | 3.0922 | 3.0926 | 3.0771 | 3.0496 | 3.0532 | 3.0406 | 3.0288 | 3.0177 | 3.0075 | 2.998 | 0 | 0 | 0 | 0 | 0 | 0 | 3.2327 | 6.4636 | 9.6755 | 12.8891 | 16.1053 | 19.2808 | 22.4475 | 25.6078 | 28.7179 | 31.8399 | 34.9321 | 38.0248 | 41.1018 | 44.1515 | 47.2047 | 50.2453 | 53.2741 | 56.2918 | 59.2993 | 62.2973 | 62.2973 | 62.2973 | 62.2973 | 62.2973 | 62.2973 | 62.2973 | 0 | 0 | 0 | 0 | 0 | 0 | 0 | 0 | 0 | 0 | 0 | 0 | 0 | 0 | 0 | 0 | 0 | 0 | 0 | 0 | 0 | 0 | 0 | 0 | 0 | 0 | 0 | 0 | 0 | 0 | 0 | 0 | 0 | 0 | 0 | 0 | 0 | 0 | 0 | 0 | 0 | 0 | 0 | 0 | 0 | 0 | 0 | 0 | 0 | 0 | 0 | 0 | 3.2327 | 3.2309 | 3.2119 | 3.2136 | 3.2163 | 3.1754 | 3.1667 | 3.1603 | 3.1101 | 3.122 | 3.0922 | 3.0926 | 3.0771 | 3.0496 | 3.0532 | 3.0406 | 3.0288 | 3.0177 | 3.0075 | 2.998 | 0 | 0 | 0 | 0 | 0 | 0 | 3.2327 | 6.4636 | 9.6755 | 12.8891 | 16.1053 | 19.2808 | 22.4475 | 25.6078 | 28.7179 | 31.8399 | 34.9321 | 38.0248 | 41.1018 | 44.1515 | 47.2047 | 50.2453 | 53.2741 | 56.2918 | 59.2993 | 62.2973 | 62.2973 | 62.2973 | 62.2973 | 62.2973 | 62.2973 | 62.2973 | 0 | 0 | 0 | 0 | 0 | 0 | 0 | 0 | 0 | 0 | 0 | 0 | 0 | 0 | 0 | 0 | 0 | 0 | 0 | 0 | 0 | 0 | 0 | 0 | 0 | 0 | 0 | 0 | 0 | 0 | 0 | 0 | 0 | 0 | 0 | 0 | 0 | 0 | 0 | 0 | 0 | 0 | 0 | 0 | 0 | 0 | 0 | 0 | 0 | 0 | 0 | 0 | 3.2327 | 3.2309 | 3.2119 | 3.2136 | 3.2163 | 3.1754 | 3.1667 | 3.1603 | 3.1101 | 3.122 | 3.0922 | 3.0926 | 3.0771 | 3.0496 | 3.0532 | 3.0406 | 3.0288 | 3.0177 | 3.0075 | 2.998 | 0 | 0 | 0 | 0 | 0 | 0 | 3.2327 | 6.4636 | 9.6755 | 12.8891 | 16.1053 | 19.2808 | 22.4475 | 25.6078 | 28.7179 | 31.8399 | 34.9321 | 38.0248 | 41.1018 | 44.1515 | 47.2047 | 50.2453 | 53.2741 | 56.2918 | 59.2993 | 62.2973 | 62.2973 | 62.2973 | 62.2973 | 62.2973 | 62.2973 | 62.2973 | 148.5799 | 149.3098 | 150.2227 | 151.2002 | 152.2373 | 153.3032 | 154.4145 | 155.5358 | 156.6687 | 157.9113 | 159.0776 | 160.247 | 161.3474 | 162.387 | 163.4129 | 164.3942 | 165.409 | 166.3359 | 167.2214 | 168.0724 | 168.8677 | 169.6106 | 170.3044 | 0 | 0 | 0 | 131.6732 | 132.3201 | 133.1291 | 133.9953 | 134.9144 | 135.8591 | 136.8439 | 137.8376 | 138.8416 | 139.9429 | 140.9764 | 142.0127 | 142.9879 | 143.9092 | 144.8184 | 145.688 | 146.5874 | 147.4088 | 148.1935 | 148.9477 | 149.6525 | 150.3109 | 150.9257 | 0 | 0 | 0
WA_Industrial_Primary Metals_New_Space Heating_Natural Gas_Insulation - Roof/Ceiling_A | WA | Industrial | Primary Metals | New | Space Heating | Natural Gas | Insulation - Roof/Ceiling | A | IM201 | R-13 | R-38 | 45 | 0.095693 | 0 | 0 | 1.11 | 0 | 0 | 0 | 0.55475 |  | sqft | 0% | 0% | Retrofit | Retro3Slow | 83.42% | TBD | 0.2% | 919.2948 |  | 584.266 |  | 0 | RTF Wkbk - ComWeatherizationSchool_v3_1 | RTF Wkbk - ComWeatherizationSchool_v3_1 | Building Energy Simulation Tool | R-13 | R-13 | R-13 | R-13 | R-13 | R-13 | R-13 | R-13 | R-13 | R-13 | R-13 | R-13 | R-13 | R-13 | R-13 | R-13 | R-13 | R-13 | R-13 | R-13 | R-13 | R-13 | R-13 | R-13 | R-13 | R-13 | R-13 | R-13 | R-13 | R-13 | R-13 | R-38 | R-38 | R-38 | R-38 | R-38 | R-38 | R-38 | R-38 | R-38 | R-38 | R-38 | R-38 | R-38 | R-38 | R-38 | R-38 | R-38 | R-38 | R-38 | R-38 | R-38 | R-38 | R-38 | R-38 | R-38 | R-38 | R-38 | R-38 | R-38 | R-38 | R-38 | 1.11 | 1.11 | 1.11 | 1.11 | 1.11 | 1.11 | 1.11 | 1.11 | 1.11 | 1.11 | 1.11 | 1.11 | 1.11 | 1.11 | 1.11 | 1.11 | 1.11 | 1.11 | 1.11 | 1.11 | 1.11 | 1.11 | 1.11 | 1.11 | 1.11 | 1.11 | 1.11 | 1.11 | 1.11 | 1.11 | 1.11 | 0 | 0 | 0 | 0 | 0 | 0.091586 | 0.088796 | 0.086728 | 0.08512 | 0.083801 | 0.082713 | 0.081423 | 0.080035 | 0.078622 | 0.077211 | 0.075904 | 0.074702 | 0.074281 | 0.073474 | 0.072874 | 0.072452 | 0.072142 | 0.072045 | 0.072079 | 0.072195 | 0.072361 | 0.07252 | 0.072679 | 0 | 0 | 0 | 0 | 0 | 0 | 0 | 0 | 0 | 0 | 0 | 0 | 0 | 0 | 0 | 0 | 0 | 0 | 0 | 0 | 0 | 0 | 0 | 0 | 0 | 0 | 0 | 0 | 0 | 0 | 0 | 0 | 0 | 0 | 0 | 0 | 0 | 0 | 0 | 0 | 0 | 0 | 0 | 0 | 0 | 0 | 0 | 0 | 0 | 0 | 0 | 0 | 0 | 0 | 0 | 0 | 0 | 0 | 0 | 0 | 0 | 0 | 0 | 0 | 0 | 0 | 0 | 0 | 0 | 0 | 0 | 0 | 0 | 0 | 0 | 0 | 0 | 0 | 0 | 0 | 0 | 0 | 0 | 0 | 0 | 0 | 0 | 0 | 0 | 0 | 0 | 0 | 0 | 0 | 0 | 0 | 0 | 0 | 0 | 0 | 0 | 0 | 0 | 0 | 0 | 0 | 0 | 0 | 0 | 0 | 0 | 0 | 0 | 0 | 0 | 0 | 0 | 0 | 0 | 0 | 0 | 0 | 0 | 0 | 0 | 0 | 0 | 0 | 0 | 0 | 0 | 0 | 0 | 0 | 0 | 0 | 0 | 0 | 0 | 0 | 0 | 0 | 0 | 0 | 0 | 0 | 0 | 0 | 0 | 0 | 0 | 0 | 0 | 0 | 0 | 0 | 0 | 0 | 0 | 0 | 0 | 0 | 0 | 0 | 0 | 0 | 0 | 0 | 0 | 0 | 0 | 0 | 0 | 0 | 0 | 0 | 0 | 0 | 0 | 0 | 0 | 0 | 0 | 0 | 0 | 0 | 0 | 0 | 0 | 0 | 0 | 0 | 0 | 0 | 0 | 0 | 0 | 0 | 0 | 0 | 0 | 0 | 0 | 0 | 0 | 0 | 0 | 0 | 0 | 0 | 0 | 0 | 0 | 0 | 0 | 0 | 0 | 0 | 0 | 0 | 0 | 0 | 0 | 0 | 0 | 0 | 0 | 0 | 0 | 0 | 0 | 0 | 0 | 0 | 0 | 0 | 0 | 0 | 0 | 0 | 0 | 0 | 0 | 0 | 0 | 0 | 0 | 0 | 0 | 0 | 0 | 0 | 0 | 0 | 0 | 0 | 0 | 0 | 0 | 0 | 0 | 0 | 0 | 0 | 0 | 0 | 0 | 0 | 0 | 0 | 0 | 0 | 0 | 0 | 0 | 0 | 0 | 0 | 0 | 0 | 0 | 0 | 0 | 0 | 0 | 0 | 0 | 0 | 0 | 0 | 0 | 0 | 0 | 0 | 0 | 0 | 0 | 0 | 0 | 0 | 0 | 0 | 0 | 0 | 0 | 0 | 0 | 0 | 0 | 0 | 0 | 0 | 0 | 0 | 0 | 0 | 0 | 0 | 0 | 0 | 0 | 0 | 0 | 0 | 0 | 0 | 0 | 0 | 0 | 0 | 0 | 0 | 0 | 0 | 0 | 0 | 0 | 0 | 0 | 0 | 0 | 0 | 0 | 0 | 0 | 0 | 0 | 0 | 0 | 0 | 0 | 0 | 0 | 0 | 0 | 0 | 0 | 0 | 0 | 0 | 0 | 0 | 0 | 0 | 0 | 0 | 0 | 0 | 0 | 0 | 0 | 0 | 0 | 0 | 0 | 0 | 0 | 0 | 0 | 0 | 0 | 0 | 0 | 0 | 0 | 0 | 0 | 0 | 0 | 0 | 0 | 0 | 0 | 0 | 0 | 0 | 0 | 0 | 0 | 0 | 0 | 0 | 0 | 0 | 0 | 0 | 0 | 0 | 0 | 0 | 0 | 0 | 0 | 0 | 0 | 0 | 0 | 0 | 0 | 870.2094 | 881.5988 | 890.1016 | 896.6605 | 901.9039 | 906.1928 | 911.262 | 916.6444 | 922.0154 | 927.2693 | 931.4398 | 934.7521 | 937.4019 | 941.6309 | 944.7604 | 947.0354 | 948.8239 | 948.8239 | 948.8239 | 948.8239 | 948.8239 | 948.8239 | 948.8239 | 0 | 0 | 0 | 553.0693 | 560.308 | 565.712 | 569.8806 | 573.2131 | 575.9389 | 579.1607 | 582.5815 | 585.9951 | 589.3343 | 591.9848 | 594.09 | 595.7741 | 598.4619 | 600.4509 | 601.8968 | 603.0335 | 603.0335 | 603.0335 | 603.0335 | 603.0335 | 603.0335 | 603.0335 | 0 | 0 | 0
WA_Industrial_Primary Metals_New_Space Heating_Natural Gas_Insulation - Wall Cavity_A | WA | Industrial | Primary Metals | New | Space Heating | Natural Gas | Insulation - Wall Cavity | A | IM202 | R-11 or less | R-21 | 45 | 0.017233 | 0 | 0 | 0.36 | 0 | 0 | 0 | 0.1823 |  | sqft | 0% | 0% | Retrofit | Retro3Slow | 83.42% | TBD | 0.2% | 1655.5473 |  | 1052.1979 |  | 0 | RTF Wkbk - ComWeatherizationSchool_v4_0 | RTF Wkbk - ComWeatherizationSchool_v4_0 | Building Energy Simulation Tool | R-11 or less | R-11 or less | R-11 or less | R-11 or less | R-11 or less | R-11 or less | R-11 or less | R-11 or less | R-11 or less | R-11 or less | R-11 or less | R-11 or less | R-11 or less | R-11 or less | R-11 or less | R-11 or less | R-11 or less | R-11 or less | R-11 or less | R-11 or less | R-11 or less | R-11 or less | R-11 or less | R-11 or less | R-11 or less | R-11 or less | R-11 or less | R-11 or less | R-11 or less | R-11 or less | R-11 or less | R-21 | R-21 | R-21 | R-21 | R-21 | R-21 | R-21 | R-21 | R-21 | R-21 | R-21 | R-21 | R-21 | R-21 | R-21 | R-21 | R-21 | R-21 | R-21 | R-21 | R-21 | R-21 | R-21 | R-21 | R-21 | R-21 | R-21 | R-21 | R-21 | R-21 | R-21 | 0.36 | 0.36 | 0.36 | 0.36 | 0.36 | 0.36 | 0.36 | 0.36 | 0.36 | 0.36 | 0.36 | 0.36 | 0.36 | 0.36 | 0.36 | 0.36 | 0.36 | 0.36 | 0.36 | 0.36 | 0.36 | 0.36 | 0.36 | 0.36 | 0.36 | 0.36 | 0.36 | 0.36 | 0.36 | 0.36 | 0.36 | 0 | 0 | 0 | 0 | 0 | 0.016494 | 0.015991 | 0.015619 | 0.015329 | 0.015092 | 0.014896 | 0.014664 | 0.014414 | 0.014159 | 0.013905 | 0.01367 | 0.013453 | 0.013377 | 0.013232 | 0.013124 | 0.013048 | 0.012992 | 0.012975 | 0.012981 | 0.013002 | 0.013032 | 0.01306 | 0.013089 | 0 | 0 | 0 | 0 | 0 | 0 | 0 | 0 | 0 | 0 | 0 | 0 | 0 | 0 | 0 | 0 | 0 | 0 | 0 | 0 | 0 | 0 | 0 | 0 | 0 | 0 | 0 | 0 | 0 | 0 | 0 | 0 | 0 | 0 | 0 | 0 | 0 | 0 | 0 | 0 | 0 | 0 | 0 | 0 | 0 | 0 | 0 | 0 | 0 | 0 | 0 | 0 | 0 | 0 | 0 | 0 | 0 | 0 | 0 | 0 | 0 | 0 | 0 | 0 | 0 | 0 | 0 | 0 | 0 | 0 | 0 | 0 | 0 | 0 | 0 | 0 | 0 | 0 | 0 | 0 | 0 | 0 | 0 | 0 | 0 | 0 | 0 | 0 | 0 | 0 | 0 | 0 | 0 | 0 | 0 | 0 | 0 | 0 | 0 | 0 | 0 | 0 | 0 | 0 | 0 | 0 | 0 | 0 | 0 | 0 | 0 | 0 | 0 | 0 | 0 | 0 | 0 | 0 | 0 | 0 | 0 | 0 | 0 | 0 | 0 | 0 | 0 | 0 | 0 | 0 | 0 | 0 | 0 | 0 | 0 | 0 | 0 | 0 | 0 | 0 | 0 | 0 | 0 | 0 | 0 | 0 | 0 | 0 | 0 | 0 | 0 | 0 | 0 | 0 | 0 | 0 | 0 | 0 | 0 | 0 | 0 | 0 | 0 | 0 | 0 | 0 | 0 | 0 | 0 | 0 | 0 | 0 | 0 | 0 | 0 | 0 | 0 | 0 | 0 | 0 | 0 | 0 | 0 | 0 | 0 | 0 | 0 | 0 | 0 | 0 | 0 | 0 | 0 | 0 | 0 | 0 | 0 | 0 | 0 | 0 | 0 | 0 | 0 | 0 | 0 | 0 | 0 | 0 | 0 | 0 | 0 | 0 | 0 | 0 | 0 | 0 | 0 | 0 | 0 | 0 | 0 | 0 | 0 | 0 | 0 | 0 | 0 | 0 | 0 | 0 | 0 | 0 | 0 | 0 | 0 | 0 | 0 | 0 | 0 | 0 | 0 | 0 | 0 | 0 | 0 | 0 | 0 | 0 | 0 | 0 | 0 | 0 | 0 | 0 | 0 | 0 | 0 | 0 | 0 | 0 | 0 | 0 | 0 | 0 | 0 | 0 | 0 | 0 | 0 | 0 | 0 | 0 | 0 | 0 | 0 | 0 | 0 | 0 | 0 | 0 | 0 | 0 | 0 | 0 | 0 | 0 | 0 | 0 | 0 | 0 | 0 | 0 | 0 | 0 | 0 | 0 | 0 | 0 | 0 | 0 | 0 | 0 | 0 | 0 | 0 | 0 | 0 | 0 | 0 | 0 | 0 | 0 | 0 | 0 | 0 | 0 | 0 | 0 | 0 | 0 | 0 | 0 | 0 | 0 | 0 | 0 | 0 | 0 | 0 | 0 | 0 | 0 | 0 | 0 | 0 | 0 | 0 | 0 | 0 | 0 | 0 | 0 | 0 | 0 | 0 | 0 | 0 | 0 | 0 | 0 | 0 | 0 | 0 | 0 | 0 | 0 | 0 | 0 | 0 | 0 | 0 | 0 | 0 | 0 | 0 | 0 | 0 | 0 | 0 | 0 | 0 | 0 | 0 | 0 | 0 | 0 | 0 | 0 | 0 | 0 | 0 | 0 | 0 | 0 | 0 | 0 | 0 | 0 | 0 | 0 | 0 | 0 | 0 | 0 | 0 | 0 | 0 | 0 | 0 | 0 | 0 | 0 | 0 | 0 | 0 | 0 | 0 | 0 | 0 | 0 | 0 | 0 | 0 | 0 | 0 | 0 | 0 | 0 | 0 | 1567.15 | 1587.661 | 1602.9737 | 1614.7854 | 1624.2283 | 1631.952 | 1641.0811 | 1650.7742 | 1660.4467 | 1669.9086 | 1677.419 | 1683.3843 | 1688.1562 | 1695.7722 | 1701.4081 | 1705.505 | 1708.726 | 1708.726 | 1708.726 | 1708.726 | 1708.726 | 1708.726 | 1708.726 | 0 | 0 | 0 | 996.0162 | 1009.0521 | 1018.7842 | 1026.2913 | 1032.2928 | 1037.2016 | 1043.0037 | 1049.1642 | 1055.3117 | 1061.3253 | 1066.0986 | 1069.8899 | 1072.9227 | 1077.7631 | 1081.3451 | 1083.9489 | 1085.996 | 1085.996 | 1085.996 | 1085.996 | 1085.996 | 1085.996 | 1085.996 | 0 | 0 | 0
WA_Industrial_Primary Metals_New_Space Heating_Natural Gas_Insulation - Ducting_A | WA | Industrial | Primary Metals | New | Space Heating | Natural Gas | Insulation - Ducting | A | IM203 | ~2°F thermal losses | 50% reduction in thermal losses | 20 | 0.0014746 | 0 | 0 | 1.52 | 0 | 0 | 0 | 0.76105 |  | sqft | 0% | 0% | Retrofit | Retro5Med | 85.36% | TBD | 0.2% | 0 |  | 0 |  | 0 | MA TRM - 2019-2021 - COM-HVAC-DI | MEMD - MMD8.25.01.FESH23.v01 | Building Energy Simulation Tool | ~2°F thermal losses | ~2°F thermal losses | ~2°F thermal losses | ~2°F thermal losses | ~2°F thermal losses | ~2°F thermal losses | ~2°F thermal losses | ~2°F thermal losses | ~2°F thermal losses | ~2°F thermal losses | ~2°F thermal losses | ~2°F thermal losses | ~2°F thermal losses | ~2°F thermal losses | ~2°F thermal losses | ~2°F thermal losses | ~2°F thermal losses | ~2°F thermal losses | ~2°F thermal losses | ~2°F thermal losses | ~2°F thermal losses | ~2°F thermal losses | ~2°F thermal losses | ~2°F thermal losses | ~2°F thermal losses | ~2°F thermal losses | ~2°F thermal losses | ~2°F thermal losses | ~2°F thermal losses | ~2°F thermal losses | ~2°F thermal losses | 50% reduction in thermal losses | 50% reduction in thermal losses | 50% reduction in thermal losses | 50% reduction in thermal losses | 50% reduction in thermal losses | 50% reduction in thermal losses | 50% reduction in thermal losses | 50% reduction in thermal losses | 50% reduction in thermal losses | 50% reduction in thermal losses | 50% reduction in thermal losses | 50% reduction in thermal losses | 50% reduction in thermal losses | 50% reduction in thermal losses | 50% reduction in thermal losses | 50% reduction in thermal losses | 50% reduction in thermal losses | 50% reduction in thermal losses | 50% reduction in thermal losses | 50% reduction in thermal losses | 50% reduction in thermal losses | 50% reduction in thermal losses | 50% reduction in thermal losses | 50% reduction in thermal losses | 50% reduction in thermal losses | 50% reduction in thermal losses | 50% reduction in thermal losses | 50% reduction in thermal losses | 50% reduction in thermal losses | 50% reduction in thermal losses | 50% reduction in thermal losses | 1.52 | 1.52 | 1.52 | 1.52 | 1.52 | 1.52 | 1.52 | 1.52 | 1.52 | 1.52 | 1.52 | 1.52 | 1.52 | 1.52 | 1.52 | 1.52 | 1.52 | 1.52 | 1.52 | 1.52 | 1.52 | 1.52 | 1.52 | 1.52 | 1.52 | 1.52 | 1.52 | 1.52 | 1.52 | 1.52 | 1.52 | 0 | 0 | 0 | 0 | 0 | 0 | 0 | 0 | 0 | 0 | 0 | 0 | 0 | 0 | 0 | 0 | 0 | 0 | 0 | 0 | 0 | 0 | 0 | 0 | 0 | 0 | 0 | 0 | 0 | 0 | 0 | 0 | 0 | 0 | 0 | 0 | 0 | 0 | 0 | 0 | 0 | 0 | 0 | 0 | 0 | 0 | 0 | 0 | 0 | 0 | 0 | 0 | 0 | 0 | 0 | 0 | 0 | 0 | 0 | 0 | 0 | 0 | 0 | 0 | 0 | 0 | 0 | 0 | 0 | 0 | 0 | 0 | 0 | 0 | 0 | 0 | 0 | 0 | 0 | 0 | 0 | 0 | 0 | 0 | 0 | 0 | 0 | 0 | 0 | 0 | 0 | 0 | 0 | 0 | 0 | 0 | 0 | 0 | 0 | 0 | 0 | 0 | 0 | 0 | 0 | 0 | 0 | 0 | 0 | 0 | 0 | 0 | 0 | 0 | 0 | 0 | 0 | 0 | 0 | 0 | 0 | 0 | 0 | 0 | 0 | 0 | 0 | 0 | 0 | 0 | 0 | 0 | 0 | 0 | 0 | 0 | 0 | 0 | 0 | 0 | 0 | 0 | 0 | 0 | 0 | 0 | 0 | 0 | 0 | 0 | 0 | 0 | 0 | 0 | 0 | 0 | 0 | 0 | 0 | 0 | 0 | 0 | 0 | 0 | 0 | 0 | 0 | 0 | 0 | 0 | 0 | 0 | 0 | 0 | 0 | 0 | 0 | 0 | 0 | 0 | 0 | 0 | 0 | 0 | 0 | 0 | 0 | 0 | 0 | 0 | 0 | 0 | 0 | 0 | 0 | 0 | 0 | 0 | 0 | 0 | 0 | 0 | 0 | 0 | 0 | 0 | 0 | 0 | 0 | 0 | 0 | 0 | 0 | 0 | 0 | 0 | 0 | 0 | 0 | 0 | 0 | 0 | 0 | 0 | 0 | 0 | 0 | 0 | 0 | 0 | 0 | 0 | 0 | 0 | 0 | 0 | 0 | 0 | 0 | 0 | 0 | 0 | 0 | 0 | 0 | 0 | 0 | 0 | 0 | 0 | 0 | 0 | 0 | 0 | 0 | 0 | 0 | 0 | 0 | 0 | 0 | 0 | 0 | 0 | 0 | 0 | 0 | 0 | 0 | 0 | 0 | 0 | 0 | 0 | 0 | 0 | 0 | 0 | 0 | 0 | 0 | 0 | 0 | 0 | 0 | 0 | 0 | 0 | 0 | 0 | 0 | 0 | 0 | 0 | 0 | 0 | 0 | 0 | 0 | 0 | 0 | 0 | 0 | 0 | 0 | 0 | 0 | 0 | 0 | 0 | 0 | 0 | 0 | 0 | 0 | 0 | 0 | 0 | 0 | 0 | 0 | 0 | 0 | 0 | 0 | 0 | 0 | 0 | 0 | 0 | 0 | 0 | 0 | 0 | 0 | 0 | 0 | 0 | 0 | 0 | 0 | 0 | 0 | 0 | 0 | 0 | 0 | 0 | 0 | 0 | 0 | 0 | 0 | 0 | 0 | 0 | 0 | 0 | 0 | 0 | 0 | 0 | 0 | 0 | 0 | 0 | 0 | 0 | 0 | 0 | 0 | 0 | 0 | 0 | 0 | 0 | 0 | 0 | 0 | 0 | 0 | 0 | 0 | 0 | 0 | 0 | 0 | 0 | 0 | 0 | 0 | 0 | 0 | 0 | 0 | 0 | 0 | 0 | 0 | 0 | 0 | 0 | 0 | 0 | 0 | 0 | 0 | 0 | 0 | 0 | 0 | 0 | 0 | 0 | 0 | 0 | 0 | 0 | 0 | 0 | 0 | 0 | 0 | 0 | 0 | 0 | 0 | 0 | 0 | 0 | 0 | 0 | 0 | 0 | 0 | 0 | 0 | 0 | 0 | 0 | 0 | 0 | 0 | 0 | 0 | 0 | 0 | 0 | 0 | 0 | 0 | 0 | 0 | 0 | 0 | 0 | 0 | 0 | 0 | 0 | 0 | 0 | 0 | 0 | 0 | 0 | 0 | 0 | 0 | 0 | 0 | 0 | 0 | 0 | 0 | 0 | 0 | 0 | 0 | 0 | 0 | 0 | 0 | 0 | 0 | 0 | 0 | 0 | 0 | 0 | 0 | 0 | 0 | 0 | 0 | 0 | 0 | 0 | 0
WA_Industrial_Primary Metals_New_Space Heating_Natural Gas_HVAC - Duct Repair and Sealing_A | WA | Industrial | Primary Metals | New | Space Heating | Natural Gas | HVAC - Duct Repair and Sealing | A | IM204 | Poorly sealed/leaky ducts | 30% reduced duct leaking | 20 | 0.0034715 | 0 | 0 | 0 | 0 | 0 | 0 | 0 |  | sqft | 0% | 0% | Retrofit | RetroEven20 | 76.5% | TBD | 0.2% | 0 |  | 0 |  | 0 | MA TRM - 2019-2021 - COM-HVAC-DS | N/A | Building Energy Simulation Tool | Poorly sealed/leaky ducts | Poorly sealed/leaky ducts | Poorly sealed/leaky ducts | Poorly sealed/leaky ducts | Poorly sealed/leaky ducts | Poorly sealed/leaky ducts | Poorly sealed/leaky ducts | Poorly sealed/leaky ducts | Poorly sealed/leaky ducts | Poorly sealed/leaky ducts | Poorly sealed/leaky ducts | Poorly sealed/leaky ducts | Poorly sealed/leaky ducts | Poorly sealed/leaky ducts | Poorly sealed/leaky ducts | Poorly sealed/leaky ducts | Poorly sealed/leaky ducts | Poorly sealed/leaky ducts | Poorly sealed/leaky ducts | Poorly sealed/leaky ducts | Poorly sealed/leaky ducts | Poorly sealed/leaky ducts | Poorly sealed/leaky ducts | Poorly sealed/leaky ducts | Poorly sealed/leaky ducts | Poorly sealed/leaky ducts | Poorly sealed/leaky ducts | Poorly sealed/leaky ducts | Poorly sealed/leaky ducts | Poorly sealed/leaky ducts | Poorly sealed/leaky ducts | 30% reduced duct leaking | 30% reduced duct leaking | 30% reduced duct leaking | 30% reduced duct leaking | 30% reduced duct leaking | 30% reduced duct leaking | 30% reduced duct leaking | 30% reduced duct leaking | 30% reduced duct leaking | 30% reduced duct leaking | 30% reduced duct leaking | 30% reduced duct leaking | 30% reduced duct leaking | 30% reduced duct leaking | 30% reduced duct leaking | 30% reduced duct leaking | 30% reduced duct leaking | 30% reduced duct leaking | 30% reduced duct leaking | 30% reduced duct leaking | 30% reduced duct leaking | 30% reduced duct leaking | 30% reduced duct leaking | 30% reduced duct leaking | 30% reduced duct leaking | 30% reduced duct leaking | 30% reduced duct leaking | 30% reduced duct leaking | 30% reduced duct leaking | 30% reduced duct leaking | 30% reduced duct leaking | 0 | 0 | 0 | 0 | 0 | 0 | 0 | 0 | 0 | 0 | 0 | 0 | 0 | 0 | 0 | 0 | 0 | 0 | 0 | 0 | 0 | 0 | 0 | 0 | 0 | 0 | 0 | 0 | 0 | 0 | 0 | 0 | 0 | 0 | 0 | 0 | 0 | 0 | 0 | 0 | 0 | 0 | 0 | 0 | 0 | 0 | 0 | 0 | 0 | 0 | 0 | 0 | 0 | 0 | 0 | 0 | 0 | 0 | 0 | 0 | 0 | 0 | 0 | 0 | 0 | 0 | 0 | 0 | 0 | 0 | 0 | 0 | 0 | 0 | 0 | 0 | 0 | 0 | 0 | 0 | 0 | 0 | 0 | 0 | 0 | 0 | 0 | 0 | 0 | 0 | 0 | 0 | 0 | 0 | 0 | 0 | 0 | 0 | 0 | 0 | 0 | 0 | 0 | 0 | 0 | 0 | 0 | 0 | 0 | 0 | 0 | 0 | 0 | 0 | 0 | 0 | 0 | 0 | 0 | 0 | 0 | 0 | 0 | 0 | 0 | 0 | 0 | 0 | 0 | 0 | 0 | 0 | 0 | 0 | 0 | 0 | 0 | 0 | 0 | 0 | 0 | 0 | 0 | 0 | 0 | 0 | 0 | 0 | 0 | 0 | 0 | 0 | 0 | 0 | 0 | 0 | 0 | 0 | 0 | 0 | 0 | 0 | 0 | 0 | 0 | 0 | 0 | 0 | 0 | 0 | 0 | 0 | 0 | 0 | 0 | 0 | 0 | 0 | 0 | 0 | 0 | 0 | 0 | 0 | 0 | 0 | 0 | 0 | 0 | 0 | 0 | 0 | 0 | 0 | 0 | 0 | 0 | 0 | 0 | 0 | 0 | 0 | 0 | 0 | 0 | 0 | 0 | 0 | 0 | 0 | 0 | 0 | 0 | 0 | 0 | 0 | 0 | 0 | 0 | 0 | 0 | 0 | 0 | 0 | 0 | 0 | 0 | 0 | 0 | 0 | 0 | 0 | 0 | 0 | 0 | 0 | 0 | 0 | 0 | 0 | 0 | 0 | 0 | 0 | 0 | 0 | 0 | 0 | 0 | 0 | 0 | 0 | 0 | 0 | 0 | 0 | 0 | 0 | 0 | 0 | 0 | 0 | 0 | 0 | 0 | 0 | 0 | 0 | 0 | 0 | 0 | 0 | 0 | 0 | 0 | 0 | 0 | 0 | 0 | 0 | 0 | 0 | 0 | 0 | 0 | 0 | 0 | 0 | 0 | 0 | 0 | 0 | 0 | 0 | 0 | 0 | 0 | 0 | 0 | 0 | 0 | 0 | 0 | 0 | 0 | 0 | 0 | 0 | 0 | 0 | 0 | 0 | 0 | 0 | 0 | 0 | 0 | 0 | 0 | 0 | 0 | 0 | 0 | 0 | 0 | 0 | 0 | 0 | 0 | 0 | 0 | 0 | 0 | 0 | 0 | 0 | 0 | 0 | 0 | 0 | 0 | 0 | 0 | 0 | 0 | 0 | 0 | 0 | 0 | 0 | 0 | 0 | 0 | 0 | 0 | 0 | 0 | 0 | 0 | 0 | 0 | 0 | 0 | 0 | 0 | 0 | 0 | 0 | 0 | 0 | 0 | 0 | 0 | 0 | 0 | 0 | 0 | 0 | 0 | 0 | 0 | 0 | 0 | 0 | 0 | 0 | 0 | 0 | 0 | 0 | 0 | 0 | 0 | 0 | 0 | 0 | 0 | 0 | 0 | 0 | 0 | 0 | 0 | 0 | 0 | 0 | 0 | 0 | 0 | 0 | 0 | 0 | 0 | 0 | 0 | 0 | 0 | 0 | 0 | 0 | 0 | 0 | 0 | 0 | 0 | 0 | 0 | 0 | 0 | 0 | 0 | 0 | 0 | 0 | 0 | 0 | 0 | 0 | 0 | 0 | 0 | 0 | 0 | 0 | 0 | 0 | 0 | 0 | 0 | 0 | 0 | 0 | 0 | 0 | 0 | 0 | 0 | 0 | 0 | 0 | 0 | 0 | 0 | 0 | 0 | 0 | 0 | 0 | 0 | 0 | 0 | 0 | 0 | 0 | 0 | 0 | 0 | 0 | 0 | 0 | 0 | 0 | 0 | 0 | 0 | 0 | 0 | 0 | 0 | 0 | 0 | 0 | 0 | 0 | 0 | 0 | 0 | 0 | 0 | 0 | 0 | 0 | 0 | 0 | 0 | 0 | 0 | 0 | 0 | 0 | 0 | 0 | 0 | 0 | 0 | 0 | 0 | 0 | 0 | 0 | 0 | 0 | 0 | 0 | 0 | 0 | 0 | 0 | 0 | 0
WA_Industrial_Primary Metals_New_Space Heating_Natural Gas_Windows - High Efficiency_A | WA | Industrial | Primary Metals | New | Space Heating | Natural Gas | Windows - High Efficiency | A | IM205 | U-.5 or worse | U-.22 or better | 45 | 0.0054693 | 0 | 0 | 0 | 0 | 0 | 0 | 0 |  | sqft | 0% | 0% | Retrofit | Retro1Slow | 81.8% | TBD | 0.2% | 0 |  | 0 |  | 0 | RTF Wkbk - ComWeatherizationSchool_v3_1 | N/A | Building Energy Simulation Tool | U-.5 or worse | U-.5 or worse | U-.5 or worse | U-.5 or worse | U-.5 or worse | U-.5 or worse | U-.5 or worse | U-.5 or worse | U-.5 or worse | U-.5 or worse | U-.5 or worse | U-.5 or worse | U-.5 or worse | U-.5 or worse | U-.5 or worse | U-.5 or worse | U-.5 or worse | U-.5 or worse | U-.5 or worse | U-.5 or worse | U-.5 or worse | U-.5 or worse | U-.5 or worse | U-.5 or worse | U-.5 or worse | U-.5 or worse | U-.5 or worse | U-.5 or worse | U-.5 or worse | U-.5 or worse | U-.5 or worse | U-.22 or better | U-.22 or better | U-.22 or better | U-.22 or better | U-.22 or better | U-.22 or better | U-.22 or better | U-.22 or better | U-.22 or better | U-.22 or better | U-.22 or better | U-.22 or better | U-.22 or better | U-.22 or better | U-.22 or better | U-.22 or better | U-.22 or better | U-.22 or better | U-.22 or better | U-.22 or better | U-.22 or better | U-.22 or better | U-.22 or better | U-.22 or better | U-.22 or better | U-.22 or better | U-.22 or better | U-.22 or better | U-.22 or better | U-.22 or better | U-.22 or better | 0 | 0 | 0 | 0 | 0 | 0 | 0 | 0 | 0 | 0 | 0 | 0 | 0 | 0 | 0 | 0 | 0 | 0 | 0 | 0 | 0 | 0 | 0 | 0 | 0 | 0 | 0 | 0 | 0 | 0 | 0 | 0 | 0 | 0 | 0 | 0 | 0.0052335 | 0.0050731 | 0.0049543 | 0.0048617 | 0.0047857 | 0.004723 | 0.0046487 | 0.0045689 | 0.0044877 | 0.0044067 | 0.0043316 | 0.0042625 | 0.004238 | 0.0041915 | 0.0041568 | 0.0041325 | 0.0041146 | 0.0041089 | 0.0041106 | 0.0041171 | 0.0041269 | 0.0041363 | 0.0041457 | 0 | 0 | 0 | 0 | 0 | 0 | 0 | 0 | 0 | 0 | 0 | 0 | 0 | 0 | 0 | 0 | 0 | 0 | 0 | 0 | 0 | 0 | 0 | 0 | 0 | 0 | 0 | 0 | 0 | 0 | 0 | 0 | 0 | 0 | 0 | 0 | 0 | 0 | 0 | 0 | 0 | 0 | 0 | 0 | 0 | 0 | 0 | 0 | 0 | 0 | 0 | 0 | 0 | 0 | 0 | 0 | 0 | 0 | 0 | 0 | 0 | 0 | 0 | 0 | 0 | 0 | 0 | 0 | 0 | 0 | 0 | 0 | 0 | 0 | 0 | 0 | 0 | 0 | 0 | 0 | 0 | 0 | 0 | 0 | 0 | 0 | 0 | 0 | 0 | 0 | 0 | 0 | 0 | 0 | 0 | 0 | 0 | 0 | 0 | 0 | 0 | 0 | 0 | 0 | 0 | 0 | 0 | 0 | 0 | 0 | 0 | 0 | 0 | 0 | 0 | 0 | 0 | 0 | 0 | 0 | 0 | 0 | 0 | 0 | 0 | 0 | 0 | 0 | 0 | 0 | 0 | 0 | 0 | 0 | 0 | 0 | 0 | 0 | 0 | 0 | 0 | 0 | 0 | 0 | 0 | 0 | 0 | 0 | 0 | 0 | 0 | 0 | 0 | 0 | 0 | 0 | 0 | 0 | 0 | 0 | 0 | 0 | 0 | 0 | 0 | 0 | 0 | 0 | 0 | 0 | 0 | 0 | 0 | 0 | 0 | 0 | 0 | 0 | 0 | 0 | 0 | 0 | 0 | 0 | 0 | 0 | 0 | 0 | 0 | 0 | 0 | 0 | 0 | 0 | 0 | 0 | 0 | 0 | 0 | 0 | 0 | 0 | 0 | 0 | 0 | 0 | 0 | 0 | 0 | 0 | 0 | 0 | 0 | 0 | 0 | 0 | 0 | 0 | 0 | 0 | 0 | 0 | 0 | 0 | 0 | 0 | 0 | 0 | 0 | 0 | 0 | 0 | 0 | 0 | 0 | 0 | 0 | 0 | 0 | 0 | 0 | 0 | 0 | 0 | 0 | 0 | 0 | 0 | 0 | 0 | 0 | 0 | 0 | 0 | 0 | 0 | 0 | 0 | 0 | 0 | 0 | 0 | 0 | 0 | 0 | 0 | 0 | 0 | 0 | 0 | 0 | 0 | 0 | 0 | 0 | 0 | 0 | 0 | 0 | 0 | 0 | 0 | 0 | 0 | 0 | 0 | 0 | 0 | 0 | 0 | 0 | 0 | 0 | 0 | 0 | 0 | 0 | 0 | 0 | 0 | 0 | 0 | 0 | 0 | 0 | 0 | 0 | 0 | 0 | 0 | 0 | 0 | 0 | 0 | 0 | 0 | 0 | 0 | 0 | 0 | 0 | 0 | 0 | 0 | 0 | 0 | 0 | 0 | 0 | 0 | 0 | 0 | 0 | 0 | 0 | 0 | 0 | 0 | 0 | 0 | 0 | 0 | 0 | 0 | 0 | 0 | 0 | 0 | 0 | 0 | 0 | 0 | 0 | 0 | 0 | 0 | 0 | 0 | 0 | 0 | 0 | 0 | 0 | 0 | 0 | 0 | 0 | 0 | 0 | 0 | 0 | 0 | 0 | 0 | 0 | 0 | 0 | 0 | 0 | 0 | 0 | 0 | 0 | 0 | 0 | 0 | 0 | 0 | 0 | 0 | 0 | 0 | 0 | 0 | 0 | 0 | 0 | 0 | 0 | 0 | 0 | 0 | 0 | 0 | 0 | 0 | 0 | 0 | 0 | 0 | 0 | 0 | 0 | 0 | 0 | 0 | 0 | 0 | 0 | 0 | 0 | 0 | 0 | 0 | 0 | 0 | 0 | 0 | 0 | 0 | 0 | 0 | 0 | 0 | 0 | 0 | 0 | 0 | 0 | 0 | 0 | 0 | 0 | 0 | 0 | 0 | 0 | 0 | 0 | 0 | 0 | 0 | 0 | 0 | 0 | 0 | 0 | 0 | 0 | 0 | 0 | 0 | 0 | 0 | 0 | 0 | 0 | 0 | 0 | 0 | 0
WA_Industrial_Primary Metals_New_Space Heating_Natural Gas_Gas Boiler - Maintenance_A | WA | Industrial | Primary Metals | New | Space Heating | Natural Gas | Gas Boiler - Maintenance | A | IM206 | Degrade performance | General cleaning and maintenance | 3 | 27.8643 | 0 | 0 | 0.17 | 0 | 0 | 0 | 0.08515 |  | sqft | 5% | 10% | Retrofit | Retro20Fast | 83.83% | TBD | 0.2% | 2.0389 |  | 1.8377 |  | 0 | IL TRM - 4.3.10 - CI-HWE-DBTU-V01-180101 | IL TRM - 4.3.10 - CI-HWE-DBTU-V01-180101 | IL TRM - 4.3.10 - CI-HWE-DBTU-V01-180101 | Degrade performance | Degrade performance | Degrade performance | Degrade performance | Degrade performance | Degrade performance | Degrade performance | Degrade performance | Degrade performance | Degrade performance | Degrade performance | Degrade performance | Degrade performance | Degrade performance | Degrade performance | Degrade performance | Degrade performance | Degrade performance | Degrade performance | Degrade performance | Degrade performance | Degrade performance | Degrade performance | Degrade performance | Degrade performance | Degrade performance | Degrade performance | Degrade performance | Degrade performance | Degrade performance | Degrade performance | General cleaning and maintenance | General cleaning and maintenance | General cleaning and maintenance | General cleaning and maintenance | General cleaning and maintenance | General cleaning and maintenance | General cleaning and maintenance | General cleaning and maintenance | General cleaning and maintenance | General cleaning and maintenance | General cleaning and maintenance | General cleaning and maintenance | General cleaning and maintenance | General cleaning and maintenance | General cleaning and maintenance | General cleaning and maintenance | General cleaning and maintenance | General cleaning and maintenance | General cleaning and maintenance | General cleaning and maintenance | General cleaning and maintenance | General cleaning and maintenance | General cleaning and maintenance | General cleaning and maintenance | General cleaning and maintenance | General cleaning and maintenance | General cleaning and maintenance | General cleaning and maintenance | General cleaning and maintenance | General cleaning and maintenance | General cleaning and maintenance | 0.17 | 0.17 | 0.17 | 0.17 | 0.17 | 0.17 | 0.17 | 0.17 | 0.17 | 0.17 | 0.17 | 0.17 | 0.17 | 0.17 | 0.17 | 0.17 | 0.17 | 0.17 | 0.17 | 0.17 | 0.17 | 0.17 | 0.17 | 0.17 | 0.17 | 0.17 | 0.17 | 0.17 | 0.17 | 0.17 | 0.17 | 0 | 0 | 0 | 0 | 0 | 0 | 0 | 0 | 0 | 0 | 0 | 0 | 0 | 0 | 0 | 0 | 0 | 0 | 0 | 0 | 0 | 0 | 0 | 0 | 0 | 0 | 0 | 0 | 0 | 0 | 0 | 0 | 0 | 0 | 0 | 0 | 0 | 0 | 0 | 0 | 0 | 0 | 0 | 0 | 0 | 0 | 0 | 0 | 0 | 0 | 0 | 0 | 0 | 0 | 0 | 0 | 0 | 0 | 0 | 0 | 0 | 0 | 0 | 0 | 0 | 0 | 0 | 0 | 0 | 0 | 0 | 0 | 0 | 0 | 0 | 0 | 0 | 0 | 0 | 0 | 0 | 0 | 0 | 0 | 0 | 0 | 0 | 0 | 0 | 0 | 0 | 0 | 0 | 0 | 0 | 0 | 0 | 0 | 0 | 0 | 0 | 0 | 0 | 0 | 0 | 0 | 0 | 0 | 0 | 0 | 0 | 0 | 0 | 0 | 0 | 0 | 0 | 0 | 0 | 0 | 0 | 0 | 0 | 0 | 0 | 0 | 0 | 0 | 0 | 0 | 0 | 0 | 0 | 0 | 0 | 0 | 0 | 0 | 0 | 0 | 0 | 0 | 0 | 0 | 0 | 0 | 0 | 0 | 0 | 0 | 0 | 0 | 0 | 0 | 0 | 0 | 0 | 0 | 0 | 0 | 0 | 0 | 0 | 0 | 0 | 0 | 0 | 0 | 0 | 0 | 0 | 0 | 0 | 0 | 0 | 0 | 0 | 0 | 0 | 0 | 0 | 0 | 0 | 0 | 0 | 0 | 0 | 0 | 0 | 0 | 0 | 0 | 0 | 0 | 0 | 0 | 0 | 0 | 0 | 0 | 0 | 0 | 0 | 0 | 0 | 0 | 0 | 0 | 0 | 0 | 0 | 0 | 0 | 0 | 0 | 0 | 0 | 0 | 0 | 0 | 0 | 0 | 0 | 0 | 0 | 0 | 0 | 0 | 0 | 0 | 0 | 0 | 0 | 0 | 0 | 0 | 0 | 0 | 0 | 0 | 0 | 0 | 0 | 0 | 0 | 0 | 0 | 0 | 0 | 0 | 0 | 0 | 0 | 0 | 0 | 0 | 0 | 0 | 0 | 0 | 0 | 0 | 0 | 0 | 0 | 0 | 0 | 0 | 0 | 0 | 0 | 0 | 0 | 0 | 0 | 0 | 0 | 0 | 0 | 0 | 0 | 0 | 0 | 0 | 0 | 0 | 0 | 0 | 0 | 0 | 0 | 0 | 0 | 0 | 0 | 0 | 0 | 0 | 0 | 0 | 0 | 0 | 0 | 0 | 0 | 0 | 0 | 0 | 0 | 0 | 0 | 0 | 0 | 0 | 0 | 0 | 0 | 0 | 0 | 0 | 0 | 0 | 0 | 0 | 0 | 0 | 0 | 0 | 0 | 0 | 0 | 0 | 0 | 0 | 0 | 0 | 0 | 0 | 0 | 0 | 0 | 0 | 0 | 0 | 0 | 0 | 0 | 0 | 0 | 0 | 0 | 0 | 0 | 0 | 0 | 0 | 0 | 0 | 0 | 0 | 0 | 0 | 0 | 0 | 0 | 0 | 0 | 0 | 0 | 0 | 0 | 0 | 0 | 0 | 0 | 0 | 0 | 0 | 0 | 0 | 0 | 0 | 0 | 0 | 0 | 0 | 0 | 0 | 0 | 0 | 0 | 0 | 0 | 0 | 0 | 0 | 0 | 0 | 0 | 0 | 0 | 0 | 0 | 0 | 0 | 0 | 0 | 0 | 0 | 0 | 0 | 0 | 0 | 0 | 0 | 0 | 0 | 0 | 0 | 0 | 0 | 0 | 0 | 0 | 0 | 0 | 0 | 0 | 0 | 0 | 0 | 0 | 0 | 0 | 0 | 0 | 0 | 0 | 0 | 0 | 0 | 0 | 0 | 0 | 0 | 0 | 0 | 2.0389 | 2.0389 | 2.0389 | 2.0389 | 2.0389 | 2.0389 | 2.0389 | 2.0389 | 2.0389 | 2.0389 | 2.0389 | 2.0389 | 2.0389 | 2.0389 | 2.0389 | 2.0389 | 2.0389 | 2.0389 | 2.0389 | 2.0389 | 2.0389 | 2.0389 | 2.0389 | 2.0389 | 2.0389 | 2.0389 | 1.8377 | 1.8377 | 1.8377 | 1.8377 | 1.8377 | 1.8377 | 1.8377 | 1.8377 | 1.8377 | 1.8377 | 1.8377 | 1.8377 | 1.8377 | 1.8377 | 1.8377 | 1.8377 | 1.8377 | 1.8377 | 1.8377 | 1.8377 | 1.8377 | 1.8377 | 1.8377 | 1.8377 | 1.8377 | 1.8377
WA_Industrial_Primary Metals_New_Process_Natural Gas_Gas Boiler - Maintenance_A | WA | Industrial | Primary Metals | New | Process | Natural Gas | Gas Boiler - Maintenance | A | IM207 | Degrade performance | General cleaning and maintenance | 3 | 28.0317 | 0 | 0 | 0.17 | 0 | 0 | 0 | 0.08515 |  | sqft | 5% | 10% | Retrofit | Retro20Fast | 83.83% | TBD | 0.2% | 2.0389 |  | 1.8377 |  | 0.011349 | IL TRM - 4.3.10 - CI-HWE-DBTU-V01-180101 | IL TRM - 4.3.10 - CI-HWE-DBTU-V01-180101 | IL TRM - 4.3.10 - CI-HWE-DBTU-V01-180101 | Degrade performance | Degrade performance | Degrade performance | Degrade performance | Degrade performance | Degrade performance | Degrade performance | Degrade performance | Degrade performance | Degrade performance | Degrade performance | Degrade performance | Degrade performance | Degrade performance | Degrade performance | Degrade performance | Degrade performance | Degrade performance | Degrade performance | Degrade performance | Degrade performance | Degrade performance | Degrade performance | Degrade performance | Degrade performance | Degrade performance | Degrade performance | Degrade performance | Degrade performance | Degrade performance | Degrade performance | General cleaning and maintenance | General cleaning and maintenance | General cleaning and maintenance | General cleaning and maintenance | General cleaning and maintenance | General cleaning and maintenance | General cleaning and maintenance | General cleaning and maintenance | General cleaning and maintenance | General cleaning and maintenance | General cleaning and maintenance | General cleaning and maintenance | General cleaning and maintenance | General cleaning and maintenance | General cleaning and maintenance | General cleaning and maintenance | General cleaning and maintenance | General cleaning and maintenance | General cleaning and maintenance | General cleaning and maintenance | General cleaning and maintenance | General cleaning and maintenance | General cleaning and maintenance | General cleaning and maintenance | General cleaning and maintenance | General cleaning and maintenance | General cleaning and maintenance | General cleaning and maintenance | General cleaning and maintenance | General cleaning and maintenance | General cleaning and maintenance | 0.17 | 0.17 | 0.17 | 0.17 | 0.17 | 0.17 | 0.17 | 0.17 | 0.17 | 0.17 | 0.17 | 0.17 | 0.17 | 0.17 | 0.17 | 0.17 | 0.17 | 0.17 | 0.17 | 0.17 | 0.17 | 0.17 | 0.17 | 0.17 | 0.17 | 0.17 | 0.17 | 0.17 | 0.17 | 0.17 | 0.17 | 0 | 0 | 0 | 0 | 0 | 28.0317 | 28.0317 | 28.0317 | 28.0317 | 28.0317 | 28.0317 | 28.0317 | 28.0317 | 28.0317 | 28.0317 | 28.0317 | 28.0317 | 28.0317 | 28.0317 | 28.0317 | 28.0317 | 28.0317 | 28.0317 | 28.0317 | 28.0317 | 28.0317 | 28.0317 | 28.0317 | 28.0317 | 28.0317 | 28.0317 | 0.0072947 | 0.0060576 | 0.0048469 | 0.0072947 | 0.0060576 | 0.0048469 | 0.0072947 | 0.0060576 | 0.0048469 | 0.0072947 | 0.0060576 | 0.0048469 | 0.0072947 | 0.0060576 | 0.0048469 | 0.0072947 | 0.0060576 | 0.0048469 | 0.0072947 | 0.0060576 | 0.0048469 | 0.0072947 | 0.0060576 | 0.0048469 | 0.0072947 | 0.0060576 | 0.0072947 | 0.013352 | 0.018199 | 0.018199 | 0.018199 | 0.018199 | 0.018199 | 0.018199 | 0.018199 | 0.018199 | 0.018199 | 0.018199 | 0.018199 | 0.018199 | 0.018199 | 0.018199 | 0.018199 | 0.018199 | 0.018199 | 0.018199 | 0.018199 | 0.018199 | 0.018199 | 0 | 0 | 0 | 0.26023 | 0.2161 | 0.17291 | 0.26023 | 0.2161 | 0.17291 | 0.26023 | 0.2161 | 0.17291 | 0.26023 | 0.2161 | 0.17291 | 0.26023 | 0.2161 | 0.17291 | 0.26023 | 0.2161 | 0.17291 | 0.26023 | 0.2161 | 0.17291 | 0.26023 | 0.2161 | 0.17291 | 0.26023 | 0.2161 | 0.26023 | 0.47633 | 0.64924 | 0.64924 | 0.64924 | 0.64924 | 0.64924 | 0.64924 | 0.64924 | 0.64924 | 0.64924 | 0.64924 | 0.64924 | 0.64924 | 0.64924 | 0.64924 | 0.64924 | 0.64924 | 0.64924 | 0.64924 | 0.64924 | 0.64924 | 0.64924 | 0.64924 | 0.64924 | 0.64924 | 0.0062005 | 0.0051489 | 0.0041199 | 0.0062005 | 0.0051489 | 0.0041199 | 0.0062005 | 0.0051489 | 0.0041199 | 0.0062005 | 0.0051489 | 0.0041199 | 0.0062005 | 0.0051489 | 0.0041199 | 0.0062005 | 0.0051489 | 0.0041199 | 0.0062005 | 0.0051489 | 0.0041199 | 0.0062005 | 0.0051489 | 0.0041199 | 0.0062005 | 0.0051489 | 0.0062005 | 0.011349 | 0.015469 | 0.015469 | 0.015469 | 0.015469 | 0.015469 | 0.015469 | 0.015469 | 0.015469 | 0.015469 | 0.015469 | 0.015469 | 0.015469 | 0.015469 | 0.015469 | 0.015469 | 0.015469 | 0.015469 | 0.015469 | 0.015469 | 0.015469 | 0.015469 | 0 | 0 | 0 | 0.2212 | 0.18368 | 0.14697 | 0.2212 | 0.18368 | 0.14697 | 0.2212 | 0.18368 | 0.14697 | 0.2212 | 0.18368 | 0.14697 | 0.2212 | 0.18368 | 0.14697 | 0.2212 | 0.18368 | 0.14697 | 0.2212 | 0.18368 | 0.14697 | 0.2212 | 0.18368 | 0.14697 | 0.2212 | 0.18368 | 0.2212 | 0.40488 | 0.55185 | 0.55185 | 0.55185 | 0.55185 | 0.55185 | 0.55185 | 0.55185 | 0.55185 | 0.55185 | 0.55185 | 0.55185 | 0.55185 | 0.55185 | 0.55185 | 0.55185 | 0.55185 | 0.55185 | 0.55185 | 0.55185 | 0.55185 | 0.55185 | 0.55185 | 0.55185 | 0.55185 | 0.0062005 | 0.0051489 | 0.0041199 | 0.0062005 | 0.0051489 | 0.0041199 | 0.0062005 | 0.0051489 | 0.0041199 | 0.0062005 | 0.0051489 | 0.0041199 | 0.0062005 | 0.0051489 | 0.0041199 | 0.0062005 | 0.0051489 | 0.0041199 | 0.0062005 | 0.0051489 | 0.0041199 | 0.0062005 | 0.0051489 | 0.0041199 | 0.0062005 | 0.0051489 | 0.0062005 | 0.011349 | 0.015469 | 0.015469 | 0.015469 | 0.015469 | 0.015469 | 0.015469 | 0.015469 | 0.015469 | 0.015469 | 0.015469 | 0.015469 | 0.015469 | 0.015469 | 0.015469 | 0.015469 | 0.015469 | 0.015469 | 0.015469 | 0.015469 | 0.015469 | 0.015469 | 0 | 0 | 0 | 0.2212 | 0.18368 | 0.14697 | 0.2212 | 0.18368 | 0.14697 | 0.2212 | 0.18368 | 0.14697 | 0.2212 | 0.18368 | 0.14697 | 0.2212 | 0.18368 | 0.14697 | 0.2212 | 0.18368 | 0.14697 | 0.2212 | 0.18368 | 0.14697 | 0.2212 | 0.18368 | 0.14697 | 0.2212 | 0.18368 | 0.2212 | 0.40488 | 0.55185 | 0.55185 | 0.55185 | 0.55185 | 0.55185 | 0.55185 | 0.55185 | 0.55185 | 0.55185 | 0.55185 | 0.55185 | 0.55185 | 0.55185 | 0.55185 | 0.55185 | 0.55185 | 0.55185 | 0.55185 | 0.55185 | 0.55185 | 0.55185 | 0.55185 | 0.55185 | 0.55185 | 0.0062005 | 0.0051489 | 0.0041199 | 0.0062005 | 0.0051489 | 0.0041199 | 0.0062005 | 0.0051489 | 0.0041199 | 0.0062005 | 0.0051489 | 0.0041199 | 0.0062005 | 0.0051489 | 0.0041199 | 0.0062005 | 0.0051489 | 0.0041199 | 0.0062005 | 0.0051489 | 0.0041199 | 0.0062005 | 0.0051489 | 0.0041199 | 0.0062005 | 0.0051489 | 0.0062005 | 0.011349 | 0.015469 | 0.015469 | 0.015469 | 0.015469 | 0.015469 | 0.015469 | 0.015469 | 0.015469 | 0.015469 | 0.015469 | 0.015469 | 0.015469 | 0.015469 | 0.015469 | 0.015469 | 0.015469 | 0.015469 | 0.015469 | 0.015469 | 0.015469 | 0.015469 | 0 | 0 | 0 | 0.2212 | 0.18368 | 0.14697 | 0.2212 | 0.18368 | 0.14697 | 0.2212 | 0.18368 | 0.14697 | 0.2212 | 0.18368 | 0.14697 | 0.2212 | 0.18368 | 0.14697 | 0.2212 | 0.18368 | 0.14697 | 0.2212 | 0.18368 | 0.14697 | 0.2212 | 0.18368 | 0.14697 | 0.2212 | 0.18368 | 0.2212 | 0.40488 | 0.55185 | 0.55185 | 0.55185 | 0.55185 | 0.55185 | 0.55185 | 0.55185 | 0.55185 | 0.55185 | 0.55185 | 0.55185 | 0.55185 | 0.55185 | 0.55185 | 0.55185 | 0.55185 | 0.55185 | 0.55185 | 0.55185 | 0.55185 | 0.55185 | 0.55185 | 0.55185 | 0.55185 | 2.0389 | 2.0389 | 2.0389 | 2.0389 | 2.0389 | 2.0389 | 2.0389 | 2.0389 | 2.0389 | 2.0389 | 2.0389 | 2.0389 | 2.0389 | 2.0389 | 2.0389 | 2.0389 | 2.0389 | 2.0389 | 2.0389 | 2.0389 | 2.0389 | 2.0389 | 2.0389 | 2.0389 | 2.0389 | 2.0389 | 1.8377 | 1.8377 | 1.8377 | 1.8377 | 1.8377 | 1.8377 | 1.8377 | 1.8377 | 1.8377 | 1.8377 | 1.8377 | 1.8377 | 1.8377 | 1.8377 | 1.8377 | 1.8377 | 1.8377 | 1.8377 | 1.8377 | 1.8377 | 1.8377 | 1.8377 | 1.8377 | 1.8377 | 1.8377 | 1.8377
WA_Industrial_Primary Metals_New_Space Heating_Natural Gas_Gas Furnace - Maintenance_A | WA | Industrial | Primary Metals | New | Space Heating | Natural Gas | Gas Furnace - Maintenance | A | IM208 | Degrade performance | General cleaning and maintenance | 3 | 0.0083129 | 0 | 0 | 0.03 | 0 | 0 | 0 | 0.01445 |  | sqft | 5% | 10% | Retrofit | Retro20Fast | 83.83% | TBD | 0.2% | 0 |  | 0 |  | 0 | IL TRM - 4.4.31 - CI-HVC-FTUN-V03-200101 | MN TRM 3.1 - Forced-Air Heating Maintenance v2.0 | MN TRM v3.1 - Forced-Air Heating Maintenance | Degrade performance | Degrade performance | Degrade performance | Degrade performance | Degrade performance | Degrade performance | Degrade performance | Degrade performance | Degrade performance | Degrade performance | Degrade performance | Degrade performance | Degrade performance | Degrade performance | Degrade performance | Degrade performance | Degrade performance | Degrade performance | Degrade performance | Degrade performance | Degrade performance | Degrade performance | Degrade performance | Degrade performance | Degrade performance | Degrade performance | Degrade performance | Degrade performance | Degrade performance | Degrade performance | Degrade performance | General cleaning and maintenance | General cleaning and maintenance | General cleaning and maintenance | General cleaning and maintenance | General cleaning and maintenance | General cleaning and maintenance | General cleaning and maintenance | General cleaning and maintenance | General cleaning and maintenance | General cleaning and maintenance | General cleaning and maintenance | General cleaning and maintenance | General cleaning and maintenance | General cleaning and maintenance | General cleaning and maintenance | General cleaning and maintenance | General cleaning and maintenance | General cleaning and maintenance | General cleaning and maintenance | General cleaning and maintenance | General cleaning and maintenance | General cleaning and maintenance | General cleaning and maintenance | General cleaning and maintenance | General cleaning and maintenance | General cleaning and maintenance | General cleaning and maintenance | General cleaning and maintenance | General cleaning and maintenance | General cleaning and maintenance | General cleaning and maintenance | 0.03 | 0.03 | 0.03 | 0.03 | 0.03 | 0.03 | 0.03 | 0.03 | 0.03 | 0.03 | 0.03 | 0.03 | 0.03 | 0.03 | 0.03 | 0.03 | 0.03 | 0.03 | 0.03 | 0.03 | 0.03 | 0.03 | 0.03 | 0.03 | 0.03 | 0.03 | 0.03 | 0.03 | 0.03 | 0.03 | 0.03 | 0 | 0 | 0 | 0 | 0 | 0 | 0 | 0 | 0 | 0 | 0 | 0 | 0 | 0 | 0 | 0 | 0 | 0 | 0 | 0 | 0 | 0 | 0 | 0 | 0 | 0 | 0 | 0 | 0 | 0 | 0 | 0 | 0 | 0 | 0 | 0 | 0 | 0 | 0 | 0 | 0 | 0 | 0 | 0 | 0 | 0 | 0 | 0 | 0 | 0 | 0 | 0 | 0 | 0 | 0 | 0 | 0 | 0 | 0 | 0 | 0 | 0 | 0 | 0 | 0 | 0 | 0 | 0 | 0 | 0 | 0 | 0 | 0 | 0 | 0 | 0 | 0 | 0 | 0 | 0 | 0 | 0 | 0 | 0 | 0 | 0 | 0 | 0 | 0 | 0 | 0 | 0 | 0 | 0 | 0 | 0 | 0 | 0 | 0 | 0 | 0 | 0 | 0 | 0 | 0 | 0 | 0 | 0 | 0 | 0 | 0 | 0 | 0 | 0 | 0 | 0 | 0 | 0 | 0 | 0 | 0 | 0 | 0 | 0 | 0 | 0 | 0 | 0 | 0 | 0 | 0 | 0 | 0 | 0 | 0 | 0 | 0 | 0 | 0 | 0 | 0 | 0 | 0 | 0 | 0 | 0 | 0 | 0 | 0 | 0 | 0 | 0 | 0 | 0 | 0 | 0 | 0 | 0 | 0 | 0 | 0 | 0 | 0 | 0 | 0 | 0 | 0 | 0 | 0 | 0 | 0 | 0 | 0 | 0 | 0 | 0 | 0 | 0 | 0 | 0 | 0 | 0 | 0 | 0 | 0 | 0 | 0 | 0 | 0 | 0 | 0 | 0 | 0 | 0 | 0 | 0 | 0 | 0 | 0 | 0 | 0 | 0 | 0 | 0 | 0 | 0 | 0 | 0 | 0 | 0 | 0 | 0 | 0 | 0 | 0 | 0 | 0 | 0 | 0 | 0 | 0 | 0 | 0 | 0 | 0 | 0 | 0 | 0 | 0 | 0 | 0 | 0 | 0 | 0 | 0 | 0 | 0 | 0 | 0 | 0 | 0 | 0 | 0 | 0 | 0 | 0 | 0 | 0 | 0 | 0 | 0 | 0 | 0 | 0 | 0 | 0 | 0 | 0 | 0 | 0 | 0 | 0 | 0 | 0 | 0 | 0 | 0 | 0 | 0 | 0 | 0 | 0 | 0 | 0 | 0 | 0 | 0 | 0 | 0 | 0 | 0 | 0 | 0 | 0 | 0 | 0 | 0 | 0 | 0 | 0 | 0 | 0 | 0 | 0 | 0 | 0 | 0 | 0 | 0 | 0 | 0 | 0 | 0 | 0 | 0 | 0 | 0 | 0 | 0 | 0 | 0 | 0 | 0 | 0 | 0 | 0 | 0 | 0 | 0 | 0 | 0 | 0 | 0 | 0 | 0 | 0 | 0 | 0 | 0 | 0 | 0 | 0 | 0 | 0 | 0 | 0 | 0 | 0 | 0 | 0 | 0 | 0 | 0 | 0 | 0 | 0 | 0 | 0 | 0 | 0 | 0 | 0 | 0 | 0 | 0 | 0 | 0 | 0 | 0 | 0 | 0 | 0 | 0 | 0 | 0 | 0 | 0 | 0 | 0 | 0 | 0 | 0 | 0 | 0 | 0 | 0 | 0 | 0 | 0 | 0 | 0 | 0 | 0 | 0 | 0 | 0 | 0 | 0 | 0 | 0 | 0 | 0 | 0 | 0 | 0 | 0 | 0 | 0 | 0 | 0 | 0 | 0 | 0 | 0 | 0 | 0 | 0 | 0 | 0 | 0 | 0 | 0 | 0 | 0 | 0 | 0 | 0 | 0 | 0 | 0 | 0 | 0 | 0 | 0 | 0 | 0 | 0 | 0 | 0 | 0 | 0 | 0 | 0 | 0 | 0 | 0 | 0 | 0 | 0 | 0 | 0 | 0 | 0 | 0 | 0 | 0 | 0 | 0 | 0 | 0 | 0 | 0 | 0 | 0 | 0 | 0 | 0 | 0 | 0 | 0 | 0 | 0 | 0 | 0 | 0 | 0 | 0 | 0 | 0 | 0 | 0 | 0 | 0 | 0 | 0 | 0 | 0 | 0 | 0 | 0 | 0 | 0 | 0 | 0 | 0 | 0 | 0 | 0 | 0 | 0 | 0 | 0 | 0 | 0 | 0 | 0 | 0 | 0 | 0
WA_Industrial_Primary Metals_New_Space Heating_Natural Gas_Gas Boiler - Hot Water Reset_A | WA | Industrial | Primary Metals | New | Space Heating | Natural Gas | Gas Boiler - Hot Water Reset | A | IM209 | No control | Reset control installed | 16 | 101.3247 | 0 | 0 | 303.77 | 0 | 0 | 0 | 151.885 |  | sqft | 20% | 45% | Retrofit | Retro5Med | 85.36% | TBD | 0.2% | 604.0365 |  | 455.24 |  | 0 | IL TRM - 4.4.4 - CI-HVC-BLRC-V04-210101 | IL TRM - 4.4.4 - CI-HVC-BLRC-V04-210101 | IL TRM - 4.4.4 - CI-HVC-BLRC-V04-210101 | No control | No control | No control | No control | No control | No control | No control | No control | No control | No control | No control | No control | No control | No control | No control | No control | No control | No control | No control | No control | No control | No control | No control | No control | No control | No control | No control | No control | No control | No control | No control | Reset control installed | Reset control installed | Reset control installed | Reset control installed | Reset control installed | Reset control installed | Reset control installed | Reset control installed | Reset control installed | Reset control installed | Reset control installed | Reset control installed | Reset control installed | Reset control installed | Reset control installed | Reset control installed | Reset control installed | Reset control installed | Reset control installed | Reset control installed | Reset control installed | Reset control installed | Reset control installed | Reset control installed | Reset control installed | Reset control installed | Reset control installed | Reset control installed | Reset control installed | Reset control installed | Reset control installed | 303.77 | 303.77 | 303.77 | 303.77 | 303.77 | 303.77 | 303.77 | 303.77 | 303.77 | 303.77 | 303.77 | 303.77 | 303.77 | 303.77 | 303.77 | 303.77 | 303.77 | 303.77 | 303.77 | 303.77 | 303.77 | 303.77 | 303.77 | 303.77 | 303.77 | 303.77 | 303.77 | 303.77 | 303.77 | 303.77 | 303.77 | 0 | 0 | 0 | 0 | 0 | 0 | 0 | 0 | 0 | 0 | 0 | 0 | 0 | 0 | 0 | 0 | 0 | 0 | 0 | 0 | 0 | 0 | 0 | 0 | 0 | 0 | 0 | 0 | 0 | 0 | 0 | 0 | 0 | 0 | 0 | 0 | 0 | 0 | 0 | 0 | 0 | 0 | 0 | 0 | 0 | 0 | 0 | 0 | 0 | 0 | 0 | 0 | 0 | 0 | 0 | 0 | 0 | 0 | 0 | 0 | 0 | 0 | 0 | 0 | 0 | 0 | 0 | 0 | 0 | 0 | 0 | 0 | 0 | 0 | 0 | 0 | 0 | 0 | 0 | 0 | 0 | 0 | 0 | 0 | 0 | 0 | 0 | 0 | 0 | 0 | 0 | 0 | 0 | 0 | 0 | 0 | 0 | 0 | 0 | 0 | 0 | 0 | 0 | 0 | 0 | 0 | 0 | 0 | 0 | 0 | 0 | 0 | 0 | 0 | 0 | 0 | 0 | 0 | 0 | 0 | 0 | 0 | 0 | 0 | 0 | 0 | 0 | 0 | 0 | 0 | 0 | 0 | 0 | 0 | 0 | 0 | 0 | 0 | 0 | 0 | 0 | 0 | 0 | 0 | 0 | 0 | 0 | 0 | 0 | 0 | 0 | 0 | 0 | 0 | 0 | 0 | 0 | 0 | 0 | 0 | 0 | 0 | 0 | 0 | 0 | 0 | 0 | 0 | 0 | 0 | 0 | 0 | 0 | 0 | 0 | 0 | 0 | 0 | 0 | 0 | 0 | 0 | 0 | 0 | 0 | 0 | 0 | 0 | 0 | 0 | 0 | 0 | 0 | 0 | 0 | 0 | 0 | 0 | 0 | 0 | 0 | 0 | 0 | 0 | 0 | 0 | 0 | 0 | 0 | 0 | 0 | 0 | 0 | 0 | 0 | 0 | 0 | 0 | 0 | 0 | 0 | 0 | 0 | 0 | 0 | 0 | 0 | 0 | 0 | 0 | 0 | 0 | 0 | 0 | 0 | 0 | 0 | 0 | 0 | 0 | 0 | 0 | 0 | 0 | 0 | 0 | 0 | 0 | 0 | 0 | 0 | 0 | 0 | 0 | 0 | 0 | 0 | 0 | 0 | 0 | 0 | 0 | 0 | 0 | 0 | 0 | 0 | 0 | 0 | 0 | 0 | 0 | 0 | 0 | 0 | 0 | 0 | 0 | 0 | 0 | 0 | 0 | 0 | 0 | 0 | 0 | 0 | 0 | 0 | 0 | 0 | 0 | 0 | 0 | 0 | 0 | 0 | 0 | 0 | 0 | 0 | 0 | 0 | 0 | 0 | 0 | 0 | 0 | 0 | 0 | 0 | 0 | 0 | 0 | 0 | 0 | 0 | 0 | 0 | 0 | 0 | 0 | 0 | 0 | 0 | 0 | 0 | 0 | 0 | 0 | 0 | 0 | 0 | 0 | 0 | 0 | 0 | 0 | 0 | 0 | 0 | 0 | 0 | 0 | 0 | 0 | 0 | 0 | 0 | 0 | 0 | 0 | 0 | 0 | 0 | 0 | 0 | 0 | 0 | 0 | 0 | 0 | 0 | 0 | 0 | 0 | 0 | 0 | 0 | 0 | 0 | 0 | 0 | 0 | 0 | 0 | 0 | 0 | 0 | 0 | 0 | 0 | 0 | 0 | 0 | 0 | 0 | 0 | 0 | 0 | 0 | 0 | 0 | 0 | 0 | 0 | 0 | 0 | 0 | 0 | 0 | 0 | 0 | 0 | 0 | 0 | 0 | 0 | 0 | 0 | 0 | 0 | 0 | 0 | 0 | 0 | 0 | 0 | 0 | 0 | 0 | 0 | 0 | 0 | 0 | 0 | 0 | 0 | 0 | 0 | 0 | 0 | 0 | 0 | 0 | 0 | 0 | 0 | 0 | 0 | 0 | 0 | 0 | 0 | 0 | 0 | 0 | 604.0365 | 604.0365 | 604.0365 | 604.0365 | 604.0365 | 604.0365 | 604.0365 | 604.0365 | 604.0365 | 604.0365 | 604.0365 | 604.0365 | 604.0365 | 604.0365 | 604.0365 | 604.0365 | 604.0365 | 604.0365 | 604.0365 | 604.0365 | 604.0365 | 604.0365 | 604.0365 | 604.0365 | 604.0365 | 604.0365 | 455.24 | 455.24 | 455.24 | 455.24 | 455.24 | 455.24 | 455.24 | 455.24 | 455.24 | 455.24 | 455.24 | 455.24 | 455.24 | 455.24 | 455.24 | 455.24 | 455.24 | 455.24 | 455.24 | 455.24 | 455.24 | 455.24 | 455.24 | 455.24 | 455.24 | 455.24
WA_Industrial_Primary Metals_New_Process_Natural Gas_Gas Boiler - Hot Water Reset_A | WA | Industrial | Primary Metals | New | Process | Natural Gas | Gas Boiler - Hot Water Reset | A | IM210 | No control | Reset control installed | 16 | 50.9667 | 0 | 0 | 303.77 | 0 | 0 | 0 | 151.885 |  | sqft | 20% | 45% | Retrofit | Retro5Med | 85.36% | TBD | 0.2% | 604.0365 |  | 455.24 |  | 0.026802 | IL TRM - 4.4.4 - CI-HVC-BLRC-V04-210101 | IL TRM - 4.4.4 - CI-HVC-BLRC-V04-210101 | XCEL CO 2019-2020 DSM Plan | No control | No control | No control | No control | No control | No control | No control | No control | No control | No control | No control | No control | No control | No control | No control | No control | No control | No control | No control | No control | No control | No control | No control | No control | No control | No control | No control | No control | No control | No control | No control | Reset control installed | Reset control installed | Reset control installed | Reset control installed | Reset control installed | Reset control installed | Reset control installed | Reset control installed | Reset control installed | Reset control installed | Reset control installed | Reset control installed | Reset control installed | Reset control installed | Reset control installed | Reset control installed | Reset control installed | Reset control installed | Reset control installed | Reset control installed | Reset control installed | Reset control installed | Reset control installed | Reset control installed | Reset control installed | Reset control installed | Reset control installed | Reset control installed | Reset control installed | Reset control installed | Reset control installed | 303.77 | 303.77 | 303.77 | 303.77 | 303.77 | 303.77 | 303.77 | 303.77 | 303.77 | 303.77 | 303.77 | 303.77 | 303.77 | 303.77 | 303.77 | 303.77 | 303.77 | 303.77 | 303.77 | 303.77 | 303.77 | 303.77 | 303.77 | 303.77 | 303.77 | 303.77 | 303.77 | 303.77 | 303.77 | 303.77 | 303.77 | 0 | 0 | 0 | 0 | 0 | 50.8505 | 50.7529 | 50.6666 | 50.5877 | 50.5136 | 50.4748 | 50.449 | 50.4328 | 50.4238 | 50.4195 | 50.4192 | 50.4215 | 50.4257 | 50.4313 | 50.4376 | 50.4454 | 50.4576 | 50.4688 | 50.479 | 50.4883 | 50.5063 | 50.5228 | 50.5382 | 50.9667 | 50.9667 | 50.9667 | 0.012862 | 0.018674 | 0.026368 | 0.034657 | 0.044141 | 0.057024 | 0.068432 | 0.075903 | 0.077175 | 0.071118 | 0.058751 | 0.041322 | 0.025411 | 0.012914 | 0.0057487 | 0.0021943 | 0.012763 | 0.018569 | 0.02627 | 0.034589 | 0.044134 | 0.057078 | 0.068553 | 0.076707 | 0.078005 | 0.07189 | 0.012862 | 0.031511 | 0.057825 | 0.092393 | 0.1364 | 0.19332 | 0.26165 | 0.33747 | 0.41458 | 0.48567 | 0.54442 | 0.58576 | 0.61122 | 0.6242 | 0.63003 | 0.63232 | 0.63247 | 0.63261 | 0.63274 | 0.63286 | 0.63308 | 0.63329 | 0.63349 | 0 | 0 | 0 | 0.25294 | 0.36794 | 0.52042 | 0.68509 | 0.87384 | 1.1298 | 1.3565 | 1.505 | 1.5305 | 1.4105 | 1.1653 | 0.81953 | 0.50392 | 0.25607 | 0.11398 | 0.043499 | 0.25294 | 0.36794 | 0.52042 | 0.68509 | 0.87384 | 1.1298 | 1.3565 | 1.505 | 1.5305 | 1.4105 | 0.25294 | 0.62088 | 1.1413 | 1.8264 | 2.7002 | 3.83 | 5.1864 | 6.6915 | 8.222 | 9.6325 | 10.7978 | 11.6173 | 12.1212 | 12.3773 | 12.4913 | 12.5348 | 12.5348 | 12.5348 | 12.5348 | 12.5348 | 12.5348 | 12.5348 | 12.5348 | 12.5348 | 12.5348 | 12.5348 | 0.010936 | 0.015883 | 0.022432 | 0.029492 | 0.03757 | 0.048541 | 0.058257 | 0.06462 | 0.065704 | 0.060549 | 0.05002 | 0.03518 | 0.021634 | 0.010994 | 0.0048941 | 0.0018681 | 0.010865 | 0.015807 | 0.022362 | 0.029442 | 0.037566 | 0.04858 | 0.058344 | 0.065201 | 0.066305 | 0.061106 | 0.010936 | 0.026802 | 0.049195 | 0.078622 | 0.11609 | 0.16456 | 0.22274 | 0.2873 | 0.35296 | 0.41349 | 0.46351 | 0.4987 | 0.52037 | 0.53142 | 0.53637 | 0.5383 | 0.53842 | 0.53852 | 0.53861 | 0.53869 | 0.53886 | 0.53901 | 0.53915 | 0 | 0 | 0 | 0.215 | 0.31275 | 0.44235 | 0.58233 | 0.74277 | 0.96029 | 1.153 | 1.2793 | 1.3009 | 1.1989 | 0.99047 | 0.6966 | 0.42833 | 0.21766 | 0.096881 | 0.036974 | 0.215 | 0.31275 | 0.44235 | 0.58233 | 0.74277 | 0.96029 | 1.153 | 1.2793 | 1.3009 | 1.1989 | 0.215 | 0.52775 | 0.9701 | 1.5524 | 2.2952 | 3.2555 | 4.4085 | 5.6878 | 6.9887 | 8.1876 | 9.1781 | 9.8747 | 10.303 | 10.5207 | 10.6176 | 10.6546 | 10.6546 | 10.6546 | 10.6546 | 10.6546 | 10.6546 | 10.6546 | 10.6546 | 10.6546 | 10.6546 | 10.6546 | 0.010936 | 0.015883 | 0.022432 | 0.029492 | 0.03757 | 0.048541 | 0.058257 | 0.06462 | 0.065704 | 0.060549 | 0.05002 | 0.03518 | 0.021634 | 0.010994 | 0.0048941 | 0.0018681 | 0.010865 | 0.015807 | 0.022362 | 0.029442 | 0.037566 | 0.04858 | 0.058344 | 0.065201 | 0.066305 | 0.061106 | 0.010936 | 0.026802 | 0.049195 | 0.078622 | 0.11609 | 0.16456 | 0.22274 | 0.2873 | 0.35296 | 0.41349 | 0.46351 | 0.4987 | 0.52037 | 0.53142 | 0.53637 | 0.5383 | 0.53842 | 0.53852 | 0.53861 | 0.53869 | 0.53886 | 0.53901 | 0.53915 | 0 | 0 | 0 | 0.215 | 0.31275 | 0.44235 | 0.58233 | 0.74277 | 0.96029 | 1.153 | 1.2793 | 1.3009 | 1.1989 | 0.99047 | 0.6966 | 0.42833 | 0.21766 | 0.096881 | 0.036974 | 0.215 | 0.31275 | 0.44235 | 0.58233 | 0.74277 | 0.96029 | 1.153 | 1.2793 | 1.3009 | 1.1989 | 0.215 | 0.52775 | 0.9701 | 1.5524 | 2.2952 | 3.2555 | 4.4085 | 5.6878 | 6.9887 | 8.1876 | 9.1781 | 9.8747 | 10.303 | 10.5207 | 10.6176 | 10.6546 | 10.6546 | 10.6546 | 10.6546 | 10.6546 | 10.6546 | 10.6546 | 10.6546 | 10.6546 | 10.6546 | 10.6546 | 0.010936 | 0.015883 | 0.022432 | 0.029492 | 0.03757 | 0.048541 | 0.058257 | 0.06462 | 0.065704 | 0.060549 | 0.05002 | 0.03518 | 0.021634 | 0.010994 | 0.0048941 | 0.0018681 | 0.010865 | 0.015807 | 0.022362 | 0.029442 | 0.037566 | 0.04858 | 0.058344 | 0.065201 | 0.066305 | 0.061106 | 0.010936 | 0.026802 | 0.049195 | 0.078622 | 0.11609 | 0.16456 | 0.22274 | 0.2873 | 0.35296 | 0.41349 | 0.46351 | 0.4987 | 0.52037 | 0.53142 | 0.53637 | 0.5383 | 0.53842 | 0.53852 | 0.53861 | 0.53869 | 0.53886 | 0.53901 | 0.53915 | 0 | 0 | 0 | 0.215 | 0.31275 | 0.44235 | 0.58233 | 0.74277 | 0.96029 | 1.153 | 1.2793 | 1.3009 | 1.1989 | 0.99047 | 0.6966 | 0.42833 | 0.21766 | 0.096881 | 0.036974 | 0.215 | 0.31275 | 0.44235 | 0.58233 | 0.74277 | 0.96029 | 1.153 | 1.2793 | 1.3009 | 1.1989 | 0.215 | 0.52775 | 0.9701 | 1.5524 | 2.2952 | 3.2555 | 4.4085 | 5.6878 | 6.9887 | 8.1876 | 9.1781 | 9.8747 | 10.303 | 10.5207 | 10.6176 | 10.6546 | 10.6546 | 10.6546 | 10.6546 | 10.6546 | 10.6546 | 10.6546 | 10.6546 | 10.6546 | 10.6546 | 10.6546 | 604.0365 | 604.0365 | 604.0365 | 604.0365 | 604.0365 | 604.0365 | 604.0365 | 604.0365 | 604.0365 | 604.0365 | 604.0365 | 604.0365 | 604.0365 | 604.0365 | 604.0365 | 604.0365 | 604.0365 | 604.0365 | 604.0365 | 604.0365 | 604.0365 | 604.0365 | 604.0365 | 604.0365 | 604.0365 | 604.0365 | 455.24 | 455.24 | 455.24 | 455.24 | 455.24 | 455.24 | 455.24 | 455.24 | 455.24 | 455.24 | 455.24 | 455.24 | 455.24 | 455.24 | 455.24 | 455.24 | 455.24 | 455.24 | 455.24 | 455.24 | 455.24 | 455.24 | 455.24 | 455.24 | 455.24 | 455.24
WA_Industrial_Primary Metals_New_Space Heating_Natural Gas_Steam Trap Maintenance_A | WA | Industrial | Primary Metals | New | Space Heating | Natural Gas | Steam Trap Maintenance | A | IM211 | Degrade performance | Cleaning and maintenance | 6 | 35.7959 | 0 | 0 | 39.5 | 0 | 0 | 0 | 19.7517 |  | sqft | 0% | 0% | Retrofit | RetroEven20 | 76.5% | TBD | 0.2% | 224.3194 |  | 178.4718 |  | 0 | IL TRM - 4.4.16 - CI-HVC-STRE-V07-210101 | IL TRM - 4.4.16 - CI-HVC-STRE-V07-210101 | IL TRM - 4.4.16 - CI-HVC-STRE-V07-210101 | Degrade performance | Degrade performance | Degrade performance | Degrade performance | Degrade performance | Degrade performance | Degrade performance | Degrade performance | Degrade performance | Degrade performance | Degrade performance | Degrade performance | Degrade performance | Degrade performance | Degrade performance | Degrade performance | Degrade performance | Degrade performance | Degrade performance | Degrade performance | Degrade performance | Degrade performance | Degrade performance | Degrade performance | Degrade performance | Degrade performance | Degrade performance | Degrade performance | Degrade performance | Degrade performance | Degrade performance | Cleaning and maintenance | Cleaning and maintenance | Cleaning and maintenance | Cleaning and maintenance | Cleaning and maintenance | Cleaning and maintenance | Cleaning and maintenance | Cleaning and maintenance | Cleaning and maintenance | Cleaning and maintenance | Cleaning and maintenance | Cleaning and maintenance | Cleaning and maintenance | Cleaning and maintenance | Cleaning and maintenance | Cleaning and maintenance | Cleaning and maintenance | Cleaning and maintenance | Cleaning and maintenance | Cleaning and maintenance | Cleaning and maintenance | Cleaning and maintenance | Cleaning and maintenance | Cleaning and maintenance | Cleaning and maintenance | Cleaning and maintenance | Cleaning and maintenance | Cleaning and maintenance | Cleaning and maintenance | Cleaning and maintenance | Cleaning and maintenance | 39.5 | 39.5 | 39.5 | 39.5 | 39.5 | 39.5 | 39.5 | 39.5 | 39.5 | 39.5 | 39.5 | 39.5 | 39.5 | 39.5 | 39.5 | 39.5 | 39.5 | 39.5 | 39.5 | 39.5 | 39.5 | 39.5 | 39.5 | 39.5 | 39.5 | 39.5 | 39.5 | 39.5 | 39.5 | 39.5 | 39.5 | 0 | 0 | 0 | 0 | 0 | 0 | 0 | 0 | 0 | 0 | 0 | 0 | 0 | 0 | 0 | 0 | 0 | 0 | 0 | 0 | 0 | 0 | 0 | 0 | 0 | 0 | 0 | 0 | 0 | 0 | 0 | 0 | 0 | 0 | 0 | 0 | 0 | 0 | 0 | 0 | 0 | 0 | 0 | 0 | 0 | 0 | 0 | 0 | 0 | 0 | 0 | 0 | 0 | 0 | 0 | 0 | 0 | 0 | 0 | 0 | 0 | 0 | 0 | 0 | 0 | 0 | 0 | 0 | 0 | 0 | 0 | 0 | 0 | 0 | 0 | 0 | 0 | 0 | 0 | 0 | 0 | 0 | 0 | 0 | 0 | 0 | 0 | 0 | 0 | 0 | 0 | 0 | 0 | 0 | 0 | 0 | 0 | 0 | 0 | 0 | 0 | 0 | 0 | 0 | 0 | 0 | 0 | 0 | 0 | 0 | 0 | 0 | 0 | 0 | 0 | 0 | 0 | 0 | 0 | 0 | 0 | 0 | 0 | 0 | 0 | 0 | 0 | 0 | 0 | 0 | 0 | 0 | 0 | 0 | 0 | 0 | 0 | 0 | 0 | 0 | 0 | 0 | 0 | 0 | 0 | 0 | 0 | 0 | 0 | 0 | 0 | 0 | 0 | 0 | 0 | 0 | 0 | 0 | 0 | 0 | 0 | 0 | 0 | 0 | 0 | 0 | 0 | 0 | 0 | 0 | 0 | 0 | 0 | 0 | 0 | 0 | 0 | 0 | 0 | 0 | 0 | 0 | 0 | 0 | 0 | 0 | 0 | 0 | 0 | 0 | 0 | 0 | 0 | 0 | 0 | 0 | 0 | 0 | 0 | 0 | 0 | 0 | 0 | 0 | 0 | 0 | 0 | 0 | 0 | 0 | 0 | 0 | 0 | 0 | 0 | 0 | 0 | 0 | 0 | 0 | 0 | 0 | 0 | 0 | 0 | 0 | 0 | 0 | 0 | 0 | 0 | 0 | 0 | 0 | 0 | 0 | 0 | 0 | 0 | 0 | 0 | 0 | 0 | 0 | 0 | 0 | 0 | 0 | 0 | 0 | 0 | 0 | 0 | 0 | 0 | 0 | 0 | 0 | 0 | 0 | 0 | 0 | 0 | 0 | 0 | 0 | 0 | 0 | 0 | 0 | 0 | 0 | 0 | 0 | 0 | 0 | 0 | 0 | 0 | 0 | 0 | 0 | 0 | 0 | 0 | 0 | 0 | 0 | 0 | 0 | 0 | 0 | 0 | 0 | 0 | 0 | 0 | 0 | 0 | 0 | 0 | 0 | 0 | 0 | 0 | 0 | 0 | 0 | 0 | 0 | 0 | 0 | 0 | 0 | 0 | 0 | 0 | 0 | 0 | 0 | 0 | 0 | 0 | 0 | 0 | 0 | 0 | 0 | 0 | 0 | 0 | 0 | 0 | 0 | 0 | 0 | 0 | 0 | 0 | 0 | 0 | 0 | 0 | 0 | 0 | 0 | 0 | 0 | 0 | 0 | 0 | 0 | 0 | 0 | 0 | 0 | 0 | 0 | 0 | 0 | 0 | 0 | 0 | 0 | 0 | 0 | 0 | 0 | 0 | 0 | 0 | 0 | 0 | 0 | 0 | 0 | 0 | 0 | 0 | 0 | 0 | 0 | 0 | 0 | 0 | 0 | 0 | 0 | 0 | 0 | 0 | 0 | 0 | 0 | 0 | 0 | 0 | 0 | 0 | 0 | 0 | 0 | 0 | 0 | 0 | 0 | 0 | 0 | 0 | 0 | 0 | 0 | 0 | 0 | 0 | 0 | 0 | 0 | 0 | 0 | 0 | 0 | 0 | 0 | 0 | 0 | 0 | 0 | 0 | 0 | 0 | 0 | 0 | 0 | 0 | 0 | 0 | 0 | 0 | 0 | 0 | 0 | 0 | 0 | 0 | 0 | 0 | 224.3194 | 224.3194 | 224.3194 | 224.3194 | 224.3194 | 224.3194 | 224.3194 | 224.3194 | 224.3194 | 224.3194 | 224.3194 | 224.3194 | 224.3194 | 224.3194 | 224.3194 | 224.3194 | 224.3194 | 224.3194 | 224.3194 | 224.3194 | 224.3194 | 224.3194 | 224.3194 | 224.3194 | 224.3194 | 224.3194 | 178.4718 | 178.4718 | 178.4718 | 178.4718 | 178.4718 | 178.4718 | 178.4718 | 178.4718 | 178.4718 | 178.4718 | 178.4718 | 178.4718 | 178.4718 | 178.4718 | 178.4718 | 178.4718 | 178.4718 | 178.4718 | 178.4718 | 178.4718 | 178.4718 | 178.4718 | 178.4718 | 178.4718 | 178.4718 | 178.4718
WA_Industrial_Primary Metals_New_Process_Natural Gas_Steam Trap Maintenance_A | WA | Industrial | Primary Metals | New | Process | Natural Gas | Steam Trap Maintenance | A | IM212 | Degrade performance | Cleaning and maintenance | 6 | 36.0109 | 0 | 0 | 39.5 | 0 | 0 | 0 | 19.7517 |  | sqft | 0% | 0% | Retrofit | RetroEven20 | 76.5% | TBD | 0.2% | 224.3194 |  | 178.4718 |  | 0 | IL TRM - 4.4.16 - CI-HVC-STRE-V07-210101 | IL TRM - 4.4.16 - CI-HVC-STRE-V07-210101 | IL TRM - 4.4.16 - CI-HVC-STRE-V07-210101 | Degrade performance | Degrade performance | Degrade performance | Degrade performance | Degrade performance | Degrade performance | Degrade performance | Degrade performance | Degrade performance | Degrade performance | Degrade performance | Degrade performance | Degrade performance | Degrade performance | Degrade performance | Degrade performance | Degrade performance | Degrade performance | Degrade performance | Degrade performance | Degrade performance | Degrade performance | Degrade performance | Degrade performance | Degrade performance | Degrade performance | Degrade performance | Degrade performance | Degrade performance | Degrade performance | Degrade performance | Cleaning and maintenance | Cleaning and maintenance | Cleaning and maintenance | Cleaning and maintenance | Cleaning and maintenance | Cleaning and maintenance | Cleaning and maintenance | Cleaning and maintenance | Cleaning and maintenance | Cleaning and maintenance | Cleaning and maintenance | Cleaning and maintenance | Cleaning and maintenance | Cleaning and maintenance | Cleaning and maintenance | Cleaning and maintenance | Cleaning and maintenance | Cleaning and maintenance | Cleaning and maintenance | Cleaning and maintenance | Cleaning and maintenance | Cleaning and maintenance | Cleaning and maintenance | Cleaning and maintenance | Cleaning and maintenance | Cleaning and maintenance | Cleaning and maintenance | Cleaning and maintenance | Cleaning and maintenance | Cleaning and maintenance | Cleaning and maintenance | 39.5 | 39.5 | 39.5 | 39.5 | 39.5 | 39.5 | 39.5 | 39.5 | 39.5 | 39.5 | 39.5 | 39.5 | 39.5 | 39.5 | 39.5 | 39.5 | 39.5 | 39.5 | 39.5 | 39.5 | 39.5 | 39.5 | 39.5 | 39.5 | 39.5 | 39.5 | 39.5 | 39.5 | 39.5 | 39.5 | 39.5 | 0 | 0 | 0 | 0 | 0 | 35.9636 | 35.924 | 35.889 | 35.8573 | 35.8274 | 35.8034 | 35.7881 | 35.7792 | 35.7749 | 35.7738 | 35.7752 | 35.7782 | 35.7825 | 35.7875 | 35.793 | 35.7994 | 35.8089 | 35.8175 | 35.8254 | 35.8327 | 35.8393 | 35.8455 | 35.8513 | 36.0109 | 36.0109 | 36.0109 | 0 | 0 | 0 | 0 | 0 | 0 | 0 | 0 | 0 | 0 | 0 | 0 | 0 | 0 | 0 | 0 | 0 | 0 | 0 | 0 | 0 | 0 | 0 | 0 | 0 | 0 | 0 | 0 | 0 | 0 | 0 | 0 | 0 | 0 | 0 | 0 | 0 | 0 | 0 | 0 | 0 | 0 | 0 | 0 | 0 | 0 | 0 | 0 | 0 | 0 | 0 | 0 | 0 | 0 | 0 | 0 | 0 | 0 | 0 | 0 | 0 | 0 | 0 | 0 | 0 | 0 | 0 | 0 | 0 | 0 | 0 | 0 | 0 | 0 | 0 | 0 | 0 | 0 | 0 | 0 | 0 | 0 | 0 | 0 | 0 | 0 | 0 | 0 | 0 | 0 | 0 | 0 | 0 | 0 | 0 | 0 | 0 | 0 | 0 | 0 | 0 | 0 | 0 | 0 | 0 | 0 | 0 | 0 | 0 | 0 | 0 | 0 | 0 | 0 | 0 | 0 | 0 | 0 | 0 | 0 | 0 | 0 | 0 | 0 | 0 | 0 | 0 | 0 | 0 | 0 | 0 | 0 | 0 | 0 | 0 | 0 | 0 | 0 | 0 | 0 | 0 | 0 | 0 | 0 | 0 | 0 | 0 | 0 | 0 | 0 | 0 | 0 | 0 | 0 | 0 | 0 | 0 | 0 | 0 | 0 | 0 | 0 | 0 | 0 | 0 | 0 | 0 | 0 | 0 | 0 | 0 | 0 | 0 | 0 | 0 | 0 | 0 | 0 | 0 | 0 | 0 | 0 | 0 | 0 | 0 | 0 | 0 | 0 | 0 | 0 | 0 | 0 | 0 | 0 | 0 | 0 | 0 | 0 | 0 | 0 | 0 | 0 | 0 | 0 | 0 | 0 | 0 | 0 | 0 | 0 | 0 | 0 | 0 | 0 | 0 | 0 | 0 | 0 | 0 | 0 | 0 | 0 | 0 | 0 | 0 | 0 | 0 | 0 | 0 | 0 | 0 | 0 | 0 | 0 | 0 | 0 | 0 | 0 | 0 | 0 | 0 | 0 | 0 | 0 | 0 | 0 | 0 | 0 | 0 | 0 | 0 | 0 | 0 | 0 | 0 | 0 | 0 | 0 | 0 | 0 | 0 | 0 | 0 | 0 | 0 | 0 | 0 | 0 | 0 | 0 | 0 | 0 | 0 | 0 | 0 | 0 | 0 | 0 | 0 | 0 | 0 | 0 | 0 | 0 | 0 | 0 | 0 | 0 | 0 | 0 | 0 | 0 | 0 | 0 | 0 | 0 | 0 | 0 | 0 | 0 | 0 | 0 | 0 | 0 | 0 | 0 | 0 | 0 | 0 | 0 | 0 | 0 | 0 | 0 | 0 | 0 | 0 | 0 | 0 | 0 | 0 | 0 | 0 | 0 | 0 | 0 | 0 | 0 | 0 | 0 | 0 | 0 | 0 | 0 | 0 | 0 | 0 | 0 | 0 | 0 | 0 | 0 | 0 | 0 | 0 | 0 | 0 | 0 | 0 | 0 | 0 | 0 | 0 | 0 | 0 | 0 | 0 | 0 | 0 | 0 | 0 | 0 | 0 | 0 | 0 | 0 | 0 | 0 | 0 | 0 | 0 | 0 | 0 | 0 | 0 | 0 | 0 | 0 | 0 | 0 | 0 | 0 | 0 | 0 | 0 | 0 | 0 | 0 | 0 | 0 | 0 | 0 | 0 | 0 | 0 | 0 | 0 | 0 | 0 | 0 | 0 | 0 | 0 | 0 | 0 | 0 | 0 | 0 | 0 | 0 | 0 | 0 | 0 | 0 | 0 | 0 | 224.3194 | 224.3194 | 224.3194 | 224.3194 | 224.3194 | 224.3194 | 224.3194 | 224.3194 | 224.3194 | 224.3194 | 224.3194 | 224.3194 | 224.3194 | 224.3194 | 224.3194 | 224.3194 | 224.3194 | 224.3194 | 224.3194 | 224.3194 | 224.3194 | 224.3194 | 224.3194 | 224.3194 | 224.3194 | 224.3194 | 178.4718 | 178.4718 | 178.4718 | 178.4718 | 178.4718 | 178.4718 | 178.4718 | 178.4718 | 178.4718 | 178.4718 | 178.4718 | 178.4718 | 178.4718 | 178.4718 | 178.4718 | 178.4718 | 178.4718 | 178.4718 | 178.4718 | 178.4718 | 178.4718 | 178.4718 | 178.4718 | 178.4718 | 178.4718 | 178.4718
WA_Industrial_Primary Metals_New_Space Heating_Natural Gas_Gas Boiler - High Turndown_A | WA | Industrial | Primary Metals | New | Space Heating | Natural Gas | Gas Boiler - High Turndown | A | IM213 | No control | Turndown control installed | 15 | 37.9968 | 0 | 0 | 565.12 | 0 | 0 | 0 | 282.56 |  | sqft | 35% | 50% | Retrofit | Retro12Med | 84.73% | TBD | 0.2% | 1550.4005 |  | 1178.796 |  | 0 | MN TRM 3.1 - Boiler Modifications, Space Heating Only v4.0 | MN TRM 3.1 - Boiler Modifications, Space Heating Only v4.0 | MN TRM 3.1 - Boiler Modifications, Space Heating Only v4.0 | No control | No control | No control | No control | No control | No control | No control | No control | No control | No control | No control | No control | No control | No control | No control | No control | No control | No control | No control | No control | No control | No control | No control | No control | No control | No control | No control | No control | No control | No control | No control | Turndown control installed | Turndown control installed | Turndown control installed | Turndown control installed | Turndown control installed | Turndown control installed | Turndown control installed | Turndown control installed | Turndown control installed | Turndown control installed | Turndown control installed | Turndown control installed | Turndown control installed | Turndown control installed | Turndown control installed | Turndown control installed | Turndown control installed | Turndown control installed | Turndown control installed | Turndown control installed | Turndown control installed | Turndown control installed | Turndown control installed | Turndown control installed | Turndown control installed | Turndown control installed | Turndown control installed | Turndown control installed | Turndown control installed | Turndown control installed | Turndown control installed | 565.12 | 565.12 | 565.12 | 565.12 | 565.12 | 565.12 | 565.12 | 565.12 | 565.12 | 565.12 | 565.12 | 565.12 | 565.12 | 565.12 | 565.12 | 565.12 | 565.12 | 565.12 | 565.12 | 565.12 | 565.12 | 565.12 | 565.12 | 565.12 | 565.12 | 565.12 | 565.12 | 565.12 | 565.12 | 565.12 | 565.12 | 0 | 0 | 0 | 0 | 0 | 0 | 0 | 0 | 0 | 0 | 0 | 0 | 0 | 0 | 0 | 0 | 0 | 0 | 0 | 0 | 0 | 0 | 0 | 0 | 0 | 0 | 0 | 0 | 0 | 0 | 0 | 0 | 0 | 0 | 0 | 0 | 0 | 0 | 0 | 0 | 0 | 0 | 0 | 0 | 0 | 0 | 0 | 0 | 0 | 0 | 0 | 0 | 0 | 0 | 0 | 0 | 0 | 0 | 0 | 0 | 0 | 0 | 0 | 0 | 0 | 0 | 0 | 0 | 0 | 0 | 0 | 0 | 0 | 0 | 0 | 0 | 0 | 0 | 0 | 0 | 0 | 0 | 0 | 0 | 0 | 0 | 0 | 0 | 0 | 0 | 0 | 0 | 0 | 0 | 0 | 0 | 0 | 0 | 0 | 0 | 0 | 0 | 0 | 0 | 0 | 0 | 0 | 0 | 0 | 0 | 0 | 0 | 0 | 0 | 0 | 0 | 0 | 0 | 0 | 0 | 0 | 0 | 0 | 0 | 0 | 0 | 0 | 0 | 0 | 0 | 0 | 0 | 0 | 0 | 0 | 0 | 0 | 0 | 0 | 0 | 0 | 0 | 0 | 0 | 0 | 0 | 0 | 0 | 0 | 0 | 0 | 0 | 0 | 0 | 0 | 0 | 0 | 0 | 0 | 0 | 0 | 0 | 0 | 0 | 0 | 0 | 0 | 0 | 0 | 0 | 0 | 0 | 0 | 0 | 0 | 0 | 0 | 0 | 0 | 0 | 0 | 0 | 0 | 0 | 0 | 0 | 0 | 0 | 0 | 0 | 0 | 0 | 0 | 0 | 0 | 0 | 0 | 0 | 0 | 0 | 0 | 0 | 0 | 0 | 0 | 0 | 0 | 0 | 0 | 0 | 0 | 0 | 0 | 0 | 0 | 0 | 0 | 0 | 0 | 0 | 0 | 0 | 0 | 0 | 0 | 0 | 0 | 0 | 0 | 0 | 0 | 0 | 0 | 0 | 0 | 0 | 0 | 0 | 0 | 0 | 0 | 0 | 0 | 0 | 0 | 0 | 0 | 0 | 0 | 0 | 0 | 0 | 0 | 0 | 0 | 0 | 0 | 0 | 0 | 0 | 0 | 0 | 0 | 0 | 0 | 0 | 0 | 0 | 0 | 0 | 0 | 0 | 0 | 0 | 0 | 0 | 0 | 0 | 0 | 0 | 0 | 0 | 0 | 0 | 0 | 0 | 0 | 0 | 0 | 0 | 0 | 0 | 0 | 0 | 0 | 0 | 0 | 0 | 0 | 0 | 0 | 0 | 0 | 0 | 0 | 0 | 0 | 0 | 0 | 0 | 0 | 0 | 0 | 0 | 0 | 0 | 0 | 0 | 0 | 0 | 0 | 0 | 0 | 0 | 0 | 0 | 0 | 0 | 0 | 0 | 0 | 0 | 0 | 0 | 0 | 0 | 0 | 0 | 0 | 0 | 0 | 0 | 0 | 0 | 0 | 0 | 0 | 0 | 0 | 0 | 0 | 0 | 0 | 0 | 0 | 0 | 0 | 0 | 0 | 0 | 0 | 0 | 0 | 0 | 0 | 0 | 0 | 0 | 0 | 0 | 0 | 0 | 0 | 0 | 0 | 0 | 0 | 0 | 0 | 0 | 0 | 0 | 0 | 0 | 0 | 0 | 0 | 0 | 0 | 0 | 0 | 0 | 0 | 0 | 0 | 0 | 0 | 0 | 0 | 0 | 0 | 0 | 0 | 0 | 0 | 0 | 0 | 0 | 0 | 0 | 0 | 0 | 0 | 0 | 0 | 0 | 0 | 0 | 0 | 0 | 0 | 0 | 0 | 0 | 0 | 0 | 0 | 0 | 0 | 0 | 0 | 0 | 0 | 0 | 0 | 0 | 0 | 0 | 0 | 0 | 0 | 0 | 0 | 0 | 0 | 0 | 0 | 1550.4005 | 1550.4005 | 1550.4005 | 1550.4005 | 1550.4005 | 1550.4005 | 1550.4005 | 1550.4005 | 1550.4005 | 1550.4005 | 1550.4005 | 1550.4005 | 1550.4005 | 1550.4005 | 1550.4005 | 1550.4005 | 1550.4005 | 1550.4005 | 1550.4005 | 1550.4005 | 1550.4005 | 1550.4005 | 1550.4005 | 1550.4005 | 1550.4005 | 1550.4005 | 1178.796 | 1178.796 | 1178.796 | 1178.796 | 1178.796 | 1178.796 | 1178.796 | 1178.796 | 1178.796 | 1178.796 | 1178.796 | 1178.796 | 1178.796 | 1178.796 | 1178.796 | 1178.796 | 1178.796 | 1178.796 | 1178.796 | 1178.796 | 1178.796 | 1178.796 | 1178.796 | 1178.796 | 1178.796 | 1178.796
WA_Industrial_Primary Metals_New_Process_Natural Gas_Gas Boiler - High Turndown_A | WA | Industrial | Primary Metals | New | Process | Natural Gas | Gas Boiler - High Turndown | A | IM214 | No control | Turndown control installed | 15 | 38.225 | 0 | 0 | 565.12 | 0 | 0 | 0 | 282.56 |  | sqft | 35% | 50% | Retrofit | Retro12Med | 84.73% | TBD | 0.2% | 1550.4005 |  | 1178.796 |  | 0.027294 | MN TRM 3.1 - Boiler Modifications, Space Heating Only v4.0 | MN TRM 3.1 - Boiler Modifications, Space Heating Only v4.0 | MN TRM 3.1 - Boiler Modifications, Space Heating Only v4.0 | No control | No control | No control | No control | No control | No control | No control | No control | No control | No control | No control | No control | No control | No control | No control | No control | No control | No control | No control | No control | No control | No control | No control | No control | No control | No control | No control | No control | No control | No control | No control | Turndown control installed | Turndown control installed | Turndown control installed | Turndown control installed | Turndown control installed | Turndown control installed | Turndown control installed | Turndown control installed | Turndown control installed | Turndown control installed | Turndown control installed | Turndown control installed | Turndown control installed | Turndown control installed | Turndown control installed | Turndown control installed | Turndown control installed | Turndown control installed | Turndown control installed | Turndown control installed | Turndown control installed | Turndown control installed | Turndown control installed | Turndown control installed | Turndown control installed | Turndown control installed | Turndown control installed | Turndown control installed | Turndown control installed | Turndown control installed | Turndown control installed | 565.12 | 565.12 | 565.12 | 565.12 | 565.12 | 565.12 | 565.12 | 565.12 | 565.12 | 565.12 | 565.12 | 565.12 | 565.12 | 565.12 | 565.12 | 565.12 | 565.12 | 565.12 | 565.12 | 565.12 | 565.12 | 565.12 | 565.12 | 565.12 | 565.12 | 565.12 | 565.12 | 565.12 | 565.12 | 565.12 | 565.12 | 0 | 0 | 0 | 0 | 0 | 38.129 | 38.048 | 37.9756 | 37.909 | 37.8458 | 37.8089 | 37.7814 | 37.7615 | 37.7474 | 37.7377 | 37.7323 | 37.7299 | 37.73 | 37.7317 | 37.7341 | 37.7378 | 37.7447 | 37.7507 | 37.756 | 37.7605 | 37.7779 | 37.794 | 37.8089 | 38.225 | 38.225 | 38.225 | 0.014719 | 0.017401 | 0.020074 | 0.022725 | 0.02537 | 0.025225 | 0.02207 | 0.019166 | 0.01654 | 0.014183 | 0.012111 | 0.010295 | 0.0087222 | 0.0073648 | 0.0061988 | 0.014568 | 0.017262 | 0.019955 | 0.022633 | 0.025312 | 0.025204 | 0.022078 | 0.01919 | 0.016749 | 0.014366 | 0.012269 | 0.014719 | 0.032088 | 0.052101 | 0.074734 | 0.099979 | 0.12511 | 0.14709 | 0.16617 | 0.18265 | 0.19679 | 0.20887 | 0.21915 | 0.22788 | 0.23525 | 0.24147 | 0.24149 | 0.24153 | 0.24157 | 0.24161 | 0.24163 | 0.24175 | 0.24185 | 0.24194 | 0 | 0 | 0 | 0.38602 | 0.45733 | 0.5286 | 0.59945 | 0.67034 | 0.66716 | 0.58416 | 0.50756 | 0.43817 | 0.37583 | 0.32097 | 0.27287 | 0.23117 | 0.19519 | 0.16428 | 0.38602 | 0.45733 | 0.5286 | 0.59945 | 0.67034 | 0.66716 | 0.58416 | 0.50756 | 0.43817 | 0.37583 | 0.32097 | 0.38602 | 0.84336 | 1.372 | 1.9714 | 2.6418 | 3.3089 | 3.8931 | 4.4006 | 4.8388 | 5.2146 | 5.5356 | 5.8085 | 6.0397 | 6.2349 | 6.3991 | 6.3991 | 6.3991 | 6.3991 | 6.3991 | 6.3991 | 6.3991 | 6.3991 | 6.3991 | 6.3991 | 6.3991 | 6.3991 | 0.012516 | 0.014801 | 0.01708 | 0.01934 | 0.021596 | 0.021476 | 0.018793 | 0.016321 | 0.014086 | 0.012079 | 0.010315 | 0.0087683 | 0.0074284 | 0.0062723 | 0.0052792 | 0.012406 | 0.014701 | 0.016994 | 0.019274 | 0.021555 | 0.021461 | 0.018798 | 0.016339 | 0.014237 | 0.012211 | 0.010429 | 0.012516 | 0.027294 | 0.044329 | 0.063603 | 0.08511 | 0.10652 | 0.12524 | 0.14151 | 0.15555 | 0.16759 | 0.17789 | 0.18665 | 0.19407 | 0.20035 | 0.20564 | 0.20566 | 0.20569 | 0.20572 | 0.20575 | 0.20577 | 0.20585 | 0.20592 | 0.20599 | 0 | 0 | 0 | 0.32812 | 0.38873 | 0.44931 | 0.50954 | 0.56979 | 0.56709 | 0.49654 | 0.43143 | 0.37245 | 0.31946 | 0.27283 | 0.23194 | 0.1965 | 0.16591 | 0.13963 | 0.32812 | 0.38873 | 0.44931 | 0.50954 | 0.56979 | 0.56709 | 0.49654 | 0.43143 | 0.37245 | 0.31946 | 0.27283 | 0.32812 | 0.71685 | 1.1662 | 1.6757 | 2.2455 | 2.8126 | 3.3091 | 3.7405 | 4.113 | 4.4324 | 4.7053 | 4.9372 | 5.1337 | 5.2996 | 5.4393 | 5.4393 | 5.4393 | 5.4393 | 5.4393 | 5.4393 | 5.4393 | 5.4393 | 5.4393 | 5.4393 | 5.4393 | 5.4393 | 0 | 0 | 0 | 0 | 0 | 0 | 0 | 0 | 0 | 0 | 0 | 0 | 0 | 0 | 0 | 0 | 0 | 0 | 0 | 0 | 0 | 0 | 0 | 0 | 0 | 0 | 0 | 0 | 0 | 0 | 0 | 0 | 0 | 0 | 0 | 0 | 0 | 0 | 0 | 0 | 0 | 0 | 0 | 0 | 0 | 0 | 0 | 0 | 0 | 0 | 0 | 0 | 0 | 0 | 0 | 0 | 0 | 0 | 0 | 0 | 0 | 0 | 0 | 0 | 0 | 0 | 0 | 0 | 0 | 0 | 0 | 0 | 0 | 0 | 0 | 0 | 0 | 0 | 0 | 0 | 0 | 0 | 0 | 0 | 0 | 0 | 0 | 0 | 0 | 0 | 0 | 0 | 0 | 0 | 0 | 0 | 0 | 0 | 0 | 0 | 0 | 0 | 0 | 0 | 0 | 0 | 0 | 0 | 0 | 0 | 0 | 0 | 0 | 0 | 0 | 0 | 0 | 0 | 0 | 0 | 0 | 0 | 0 | 0 | 0 | 0 | 0 | 0 | 0 | 0 | 0 | 0 | 0 | 0 | 0 | 0 | 0 | 0 | 0 | 0 | 0 | 0 | 0 | 0 | 0 | 0 | 0 | 0 | 0 | 0 | 0 | 0 | 0 | 0 | 0 | 0 | 0 | 0 | 0 | 0 | 0 | 0 | 0 | 0 | 0 | 0 | 0 | 0 | 0 | 0 | 0 | 0 | 0 | 0 | 0 | 0 | 0 | 0 | 0 | 0 | 0 | 0 | 0 | 0 | 0 | 0 | 0 | 0 | 0 | 0 | 0 | 0 | 0 | 0 | 0 | 0 | 0 | 0 | 0 | 0 | 0 | 0 | 0 | 0 | 0 | 0 | 0 | 0 | 1550.4005 | 1550.4005 | 1550.4005 | 1550.4005 | 1550.4005 | 1550.4005 | 1550.4005 | 1550.4005 | 1550.4005 | 1550.4005 | 1550.4005 | 1550.4005 | 1550.4005 | 1550.4005 | 1550.4005 | 1550.4005 | 1550.4005 | 1550.4005 | 1550.4005 | 1550.4005 | 1550.4005 | 1550.4005 | 1550.4005 | 1550.4005 | 1550.4005 | 1550.4005 | 1178.796 | 1178.796 | 1178.796 | 1178.796 | 1178.796 | 1178.796 | 1178.796 | 1178.796 | 1178.796 | 1178.796 | 1178.796 | 1178.796 | 1178.796 | 1178.796 | 1178.796 | 1178.796 | 1178.796 | 1178.796 | 1178.796 | 1178.796 | 1178.796 | 1178.796 | 1178.796 | 1178.796 | 1178.796 | 1178.796
WA_Industrial_Primary Metals_New_Space Heating_Natural Gas_Gas Boiler - Burner Control Optimization_A | WA | Industrial | Primary Metals | New | Space Heating | Natural Gas | Gas Boiler - Burner Control Optimization | A | IM215 | Average performance | Optimized burner controls | 18 | 11.0191 | 0 | 0 | 189.86 | 0 | 0 | 0 | 94.9312 |  | sqft | 5% | 85% | Retrofit | Retro3Slow | 83.58% | TBD | 0.2% | 1636.1317 |  | 1213.3643 |  | 0 | IL TRM - 4.4.22 - CI-HVC-O2TC-V01-140601 | GBLR_O2TRM-Heating-MEMD-2018-1 | IL TRM - 4.4.22 - CI-HVC-O2TC-V01-140601 | Average performance | Average performance | Average performance | Average performance | Average performance | Average performance | Average performance | Average performance | Average performance | Average performance | Average performance | Average performance | Average performance | Average performance | Average performance | Average performance | Average performance | Average performance | Average performance | Average performance | Average performance | Average performance | Average performance | Average performance | Average performance | Average performance | Average performance | Average performance | Average performance | Average performance | Average performance | Optimized burner controls | Optimized burner controls | Optimized burner controls | Optimized burner controls | Optimized burner controls | Optimized burner controls | Optimized burner controls | Optimized burner controls | Optimized burner controls | Optimized burner controls | Optimized burner controls | Optimized burner controls | Optimized burner controls | Optimized burner controls | Optimized burner controls | Optimized burner controls | Optimized burner controls | Optimized burner controls | Optimized burner controls | Optimized burner controls | Optimized burner controls | Optimized burner controls | Optimized burner controls | Optimized burner controls | Optimized burner controls | Optimized burner controls | Optimized burner controls | Optimized burner controls | Optimized burner controls | Optimized burner controls | Optimized burner controls | 189.86 | 189.86 | 189.86 | 189.86 | 189.86 | 189.86 | 189.86 | 189.86 | 189.86 | 189.86 | 189.86 | 189.86 | 189.86 | 189.86 | 189.86 | 189.86 | 189.86 | 189.86 | 189.86 | 189.86 | 189.86 | 189.86 | 189.86 | 189.86 | 189.86 | 189.86 | 189.86 | 189.86 | 189.86 | 189.86 | 189.86 | 0 | 0 | 0 | 0 | 0 | 0 | 0 | 0 | 0 | 0 | 0 | 0 | 0 | 0 | 0 | 0 | 0 | 0 | 0 | 0 | 0 | 0 | 0 | 0 | 0 | 0 | 0 | 0 | 0 | 0 | 0 | 0 | 0 | 0 | 0 | 0 | 0 | 0 | 0 | 0 | 0 | 0 | 0 | 0 | 0 | 0 | 0 | 0 | 0 | 0 | 0 | 0 | 0 | 0 | 0 | 0 | 0 | 0 | 0 | 0 | 0 | 0 | 0 | 0 | 0 | 0 | 0 | 0 | 0 | 0 | 0 | 0 | 0 | 0 | 0 | 0 | 0 | 0 | 0 | 0 | 0 | 0 | 0 | 0 | 0 | 0 | 0 | 0 | 0 | 0 | 0 | 0 | 0 | 0 | 0 | 0 | 0 | 0 | 0 | 0 | 0 | 0 | 0 | 0 | 0 | 0 | 0 | 0 | 0 | 0 | 0 | 0 | 0 | 0 | 0 | 0 | 0 | 0 | 0 | 0 | 0 | 0 | 0 | 0 | 0 | 0 | 0 | 0 | 0 | 0 | 0 | 0 | 0 | 0 | 0 | 0 | 0 | 0 | 0 | 0 | 0 | 0 | 0 | 0 | 0 | 0 | 0 | 0 | 0 | 0 | 0 | 0 | 0 | 0 | 0 | 0 | 0 | 0 | 0 | 0 | 0 | 0 | 0 | 0 | 0 | 0 | 0 | 0 | 0 | 0 | 0 | 0 | 0 | 0 | 0 | 0 | 0 | 0 | 0 | 0 | 0 | 0 | 0 | 0 | 0 | 0 | 0 | 0 | 0 | 0 | 0 | 0 | 0 | 0 | 0 | 0 | 0 | 0 | 0 | 0 | 0 | 0 | 0 | 0 | 0 | 0 | 0 | 0 | 0 | 0 | 0 | 0 | 0 | 0 | 0 | 0 | 0 | 0 | 0 | 0 | 0 | 0 | 0 | 0 | 0 | 0 | 0 | 0 | 0 | 0 | 0 | 0 | 0 | 0 | 0 | 0 | 0 | 0 | 0 | 0 | 0 | 0 | 0 | 0 | 0 | 0 | 0 | 0 | 0 | 0 | 0 | 0 | 0 | 0 | 0 | 0 | 0 | 0 | 0 | 0 | 0 | 0 | 0 | 0 | 0 | 0 | 0 | 0 | 0 | 0 | 0 | 0 | 0 | 0 | 0 | 0 | 0 | 0 | 0 | 0 | 0 | 0 | 0 | 0 | 0 | 0 | 0 | 0 | 0 | 0 | 0 | 0 | 0 | 0 | 0 | 0 | 0 | 0 | 0 | 0 | 0 | 0 | 0 | 0 | 0 | 0 | 0 | 0 | 0 | 0 | 0 | 0 | 0 | 0 | 0 | 0 | 0 | 0 | 0 | 0 | 0 | 0 | 0 | 0 | 0 | 0 | 0 | 0 | 0 | 0 | 0 | 0 | 0 | 0 | 0 | 0 | 0 | 0 | 0 | 0 | 0 | 0 | 0 | 0 | 0 | 0 | 0 | 0 | 0 | 0 | 0 | 0 | 0 | 0 | 0 | 0 | 0 | 0 | 0 | 0 | 0 | 0 | 0 | 0 | 0 | 0 | 0 | 0 | 0 | 0 | 0 | 0 | 0 | 0 | 0 | 0 | 0 | 0 | 0 | 0 | 0 | 0 | 0 | 0 | 0 | 0 | 0 | 0 | 0 | 0 | 0 | 0 | 0 | 0 | 0 | 0 | 0 | 0 | 0 | 0 | 0 | 0 | 0 | 0 | 0 | 0 | 0 | 0 | 0 | 0 | 0 | 0 | 0 | 0 | 0 | 0 | 0 | 0 | 0 | 0 | 0 | 0 | 0 | 0 | 0 | 0 | 0 | 0 | 0 | 0 | 0 | 0 | 0 | 0 | 0 | 0 | 0 | 0 | 0 | 0 | 0 | 0 | 0 | 0 | 0 | 0 | 0 | 1636.1317 | 1636.1317 | 1636.1317 | 1636.1317 | 1636.1317 | 1636.1317 | 1636.1317 | 1636.1317 | 1636.1317 | 1636.1317 | 1636.1317 | 1636.1317 | 1636.1317 | 1636.1317 | 1636.1317 | 1636.1317 | 1636.1317 | 1636.1317 | 1636.1317 | 1636.1317 | 1636.1317 | 1636.1317 | 1636.1317 | 1636.1317 | 1636.1317 | 1636.1317 | 1213.3643 | 1213.3643 | 1213.3643 | 1213.3643 | 1213.3643 | 1213.3643 | 1213.3643 | 1213.3643 | 1213.3643 | 1213.3643 | 1213.3643 | 1213.3643 | 1213.3643 | 1213.3643 | 1213.3643 | 1213.3643 | 1213.3643 | 1213.3643 | 1213.3643 | 1213.3643 | 1213.3643 | 1213.3643 | 1213.3643 | 1213.3643 | 1213.3643 | 1213.3643
WA_Industrial_Primary Metals_New_Process_Natural Gas_Gas Boiler - Burner Control Optimization_A | WA | Industrial | Primary Metals | New | Process | Natural Gas | Gas Boiler - Burner Control Optimization | A | IM216 | Average performance | Optimized burner controls | 18 | 11.0853 | 0 | 0 | 189.86 | 0 | 0 | 0 | 94.9312 |  | sqft | 5% | 85% | Retrofit | Retro3Slow | 83.58% | TBD | 0.2% | 1636.1317 |  | 1213.3643 |  | 0.0027971 | IL TRM - 4.4.22 - CI-HVC-O2TC-V01-140601 | GBLR_O2TRM-Heating-MEMD-2018-1 | IL TRM - 4.4.22 - CI-HVC-O2TC-V01-140601 | Average performance | Average performance | Average performance | Average performance | Average performance | Average performance | Average performance | Average performance | Average performance | Average performance | Average performance | Average performance | Average performance | Average performance | Average performance | Average performance | Average performance | Average performance | Average performance | Average performance | Average performance | Average performance | Average performance | Average performance | Average performance | Average performance | Average performance | Average performance | Average performance | Average performance | Average performance | Optimized burner controls | Optimized burner controls | Optimized burner controls | Optimized burner controls | Optimized burner controls | Optimized burner controls | Optimized burner controls | Optimized burner controls | Optimized burner controls | Optimized burner controls | Optimized burner controls | Optimized burner controls | Optimized burner controls | Optimized burner controls | Optimized burner controls | Optimized burner controls | Optimized burner controls | Optimized burner controls | Optimized burner controls | Optimized burner controls | Optimized burner controls | Optimized burner controls | Optimized burner controls | Optimized burner controls | Optimized burner controls | Optimized burner controls | Optimized burner controls | Optimized burner controls | Optimized burner controls | Optimized burner controls | Optimized burner controls | 189.86 | 189.86 | 189.86 | 189.86 | 189.86 | 189.86 | 189.86 | 189.86 | 189.86 | 189.86 | 189.86 | 189.86 | 189.86 | 189.86 | 189.86 | 189.86 | 189.86 | 189.86 | 189.86 | 189.86 | 189.86 | 189.86 | 189.86 | 189.86 | 189.86 | 189.86 | 189.86 | 189.86 | 189.86 | 189.86 | 189.86 | 0 | 0 | 0 | 0 | 0 | 11.0567 | 11.0326 | 11.011 | 10.9912 | 10.9724 | 10.9613 | 10.9531 | 10.9472 | 10.943 | 10.9402 | 10.9386 | 10.938 | 10.9381 | 10.9387 | 10.9394 | 10.9407 | 10.9428 | 10.9447 | 10.9464 | 10.9478 | 10.9529 | 10.9577 | 10.9621 | 11.0853 | 11.0853 | 11.0853 | 0.0011514 | 0.0021395 | 0.0049361 | 0.0097783 | 0.01698 | 0.026262 | 0.036555 | 0.046294 | 0.053779 | 0.057645 | 0.057428 | 0.053395 | 0.046567 | 0.038228 | 0.029636 | 0.021775 | 0.015202 | 0.010108 | 0.006416 | 0.0045218 | 0.00491 | 0.0097485 | 0.016964 | 0.026559 | 0.036996 | 0.046878 | 0.0011514 | 0.0032883 | 0.008218 | 0.017981 | 0.034931 | 0.061158 | 0.097667 | 0.14391 | 0.19763 | 0.25523 | 0.31262 | 0.366 | 0.41257 | 0.45081 | 0.48048 | 0.50231 | 0.51761 | 0.52781 | 0.53316 | 0.53563 | 0.53588 | 0.53612 | 0.53633 | 0 | 0 | 0 | 0.10413 | 0.19392 | 0.44829 | 0.88965 | 1.5475 | 2.3959 | 3.3374 | 4.2289 | 4.9145 | 5.2691 | 5.25 | 4.8816 | 4.2573 | 3.4947 | 2.7091 | 1.9903 | 1.3892 | 0.92356 | 0.58614 | 0.41304 | 0.44829 | 0.88965 | 1.5475 | 2.3959 | 3.3374 | 4.2289 | 0.10413 | 0.29805 | 0.74634 | 1.636 | 3.1835 | 5.5794 | 8.9168 | 13.1457 | 18.0602 | 23.3293 | 28.5793 | 33.4609 | 37.7182 | 41.2129 | 43.922 | 45.9123 | 47.3015 | 48.225 | 48.707 | 48.9261 | 48.9261 | 48.9261 | 48.9261 | 48.9261 | 48.9261 | 48.9261 | 0.00097903 | 0.0018198 | 0.0041999 | 0.0083222 | 0.014455 | 0.02236 | 0.031128 | 0.039424 | 0.045801 | 0.049095 | 0.048911 | 0.045477 | 0.039661 | 0.032559 | 0.025241 | 0.018545 | 0.012947 | 0.0086083 | 0.005464 | 0.0038508 | 0.0041811 | 0.0083006 | 0.014444 | 0.022575 | 0.031447 | 0.039847 | 0.00097903 | 0.0027971 | 0.0069923 | 0.015304 | 0.029737 | 0.052072 | 0.083167 | 0.12255 | 0.16831 | 0.21737 | 0.26626 | 0.31172 | 0.35139 | 0.38396 | 0.40922 | 0.42781 | 0.44083 | 0.4495 | 0.45405 | 0.45614 | 0.45632 | 0.45649 | 0.45665 | 0 | 0 | 0 | 0.088512 | 0.16483 | 0.38104 | 0.7562 | 1.3154 | 2.0365 | 2.8368 | 3.5946 | 4.1773 | 4.4787 | 4.4625 | 4.1494 | 3.6187 | 2.9705 | 2.3027 | 1.6917 | 1.1808 | 0.78502 | 0.49821 | 0.35108 | 0.38104 | 0.7562 | 1.3154 | 2.0365 | 2.8368 | 3.5946 | 0.088512 | 0.25335 | 0.63439 | 1.3906 | 2.706 | 4.7425 | 7.5793 | 11.1739 | 15.3512 | 19.8299 | 24.2924 | 28.4418 | 32.0605 | 35.031 | 37.3337 | 39.0254 | 40.2062 | 40.9913 | 41.401 | 41.5872 | 41.5872 | 41.5872 | 41.5872 | 41.5872 | 41.5872 | 41.5872 | 0 | 0 | 0 | 0 | 0 | 0 | 0 | 0 | 0 | 0 | 0 | 0 | 0 | 0 | 0 | 0 | 0 | 0 | 0 | 0 | 0 | 0 | 0 | 0 | 0 | 0 | 0 | 0 | 0 | 0 | 0 | 0 | 0 | 0 | 0 | 0 | 0 | 0 | 0 | 0 | 0 | 0 | 0 | 0 | 0 | 0 | 0 | 0 | 0 | 0 | 0 | 0 | 0 | 0 | 0 | 0 | 0 | 0 | 0 | 0 | 0 | 0 | 0 | 0 | 0 | 0 | 0 | 0 | 0 | 0 | 0 | 0 | 0 | 0 | 0 | 0 | 0 | 0 | 0 | 0 | 0 | 0 | 0 | 0 | 0 | 0 | 0 | 0 | 0 | 0 | 0 | 0 | 0 | 0 | 0 | 0 | 0 | 0 | 0 | 0 | 0 | 0 | 0 | 0 | 0 | 0 | 0 | 0 | 0 | 0 | 0 | 0 | 0 | 0 | 0 | 0 | 0 | 0 | 0 | 0 | 0 | 0 | 0 | 0 | 0 | 0 | 0 | 0 | 0 | 0 | 0 | 0 | 0 | 0 | 0 | 0 | 0 | 0 | 0 | 0 | 0 | 0 | 0 | 0 | 0 | 0 | 0 | 0 | 0 | 0 | 0 | 0 | 0 | 0 | 0 | 0 | 0 | 0 | 0 | 0 | 0 | 0 | 0 | 0 | 0 | 0 | 0 | 0 | 0 | 0 | 0 | 0 | 0 | 0 | 0 | 0 | 0 | 0 | 0 | 0 | 0 | 0 | 0 | 0 | 0 | 0 | 0 | 0 | 0 | 0 | 0 | 0 | 0 | 0 | 0 | 0 | 0 | 0 | 0 | 0 | 0 | 0 | 0 | 0 | 0 | 0 | 0 | 0 | 1636.1317 | 1636.1317 | 1636.1317 | 1636.1317 | 1636.1317 | 1636.1317 | 1636.1317 | 1636.1317 | 1636.1317 | 1636.1317 | 1636.1317 | 1636.1317 | 1636.1317 | 1636.1317 | 1636.1317 | 1636.1317 | 1636.1317 | 1636.1317 | 1636.1317 | 1636.1317 | 1636.1317 | 1636.1317 | 1636.1317 | 1636.1317 | 1636.1317 | 1636.1317 | 1213.3643 | 1213.3643 | 1213.3643 | 1213.3643 | 1213.3643 | 1213.3643 | 1213.3643 | 1213.3643 | 1213.3643 | 1213.3643 | 1213.3643 | 1213.3643 | 1213.3643 | 1213.3643 | 1213.3643 | 1213.3643 | 1213.3643 | 1213.3643 | 1213.3643 | 1213.3643 | 1213.3643 | 1213.3643 | 1213.3643 | 1213.3643 | 1213.3643 | 1213.3643
WA_Industrial_Primary Metals_New_Space Heating_Natural Gas_HVAC - Demand Controlled Ventilation_A | WA | Industrial | Primary Metals | New | Space Heating | Natural Gas | HVAC - Demand Controlled Ventilation | A | IM217 | Constant ventilation | DCV enabled | 6 | 0.041334 | 0 | 0 | 0.29 | 0.01 | 0 | 0 | 0.14435 |  | sqft | 55% | 75% | Retrofit | RetroEven20 | 76.5% | TBD | 0.2% | 0 |  | 0 |  | 0 | IL TRM v11 - 4.4.19 - Demand Controlled Ventilation - CI-HVC-DCV-V06-220101 | IL TRM v11 - 4.4.19 - Demand Controlled Ventilation - CI-HVC-DCV-V06-220101 | IL TRM v11 - 4.4.19 - Demand Controlled Ventilation - CI-HVC-DCV-V06-220101 | Constant ventilation | Constant ventilation | Constant ventilation | Constant ventilation | Constant ventilation | Constant ventilation | Constant ventilation | Constant ventilation | Constant ventilation | Constant ventilation | Constant ventilation | Constant ventilation | Constant ventilation | Constant ventilation | Constant ventilation | Constant ventilation | Constant ventilation | Constant ventilation | Constant ventilation | Constant ventilation | Constant ventilation | Constant ventilation | Constant ventilation | Constant ventilation | Constant ventilation | Constant ventilation | Constant ventilation | Constant ventilation | Constant ventilation | Constant ventilation | Constant ventilation | DCV enabled | DCV enabled | DCV enabled | DCV enabled | DCV enabled | DCV enabled | DCV enabled | DCV enabled | DCV enabled | DCV enabled | DCV enabled | DCV enabled | DCV enabled | DCV enabled | DCV enabled | DCV enabled | DCV enabled | DCV enabled | DCV enabled | DCV enabled | DCV enabled | DCV enabled | DCV enabled | DCV enabled | DCV enabled | DCV enabled | DCV enabled | DCV enabled | DCV enabled | DCV enabled | DCV enabled | 0.29 | 0.29 | 0.29 | 0.29 | 0.29 | 0.29 | 0.29 | 0.29 | 0.29 | 0.29 | 0.29 | 0.29 | 0.29 | 0.29 | 0.29 | 0.29 | 0.29 | 0.29 | 0.29 | 0.29 | 0.29 | 0.29 | 0.29 | 0.29 | 0.29 | 0.29 | 0.29 | 0.29 | 0.29 | 0.29 | 0.29 | 0 | 0 | 0 | 0 | 0 | 0 | 0 | 0 | 0 | 0 | 0 | 0 | 0 | 0 | 0 | 0 | 0 | 0 | 0 | 0 | 0 | 0 | 0 | 0 | 0 | 0 | 0 | 0 | 0 | 0 | 0 | 0 | 0 | 0 | 0 | 0 | 0 | 0 | 0 | 0 | 0 | 0 | 0 | 0 | 0 | 0 | 0 | 0 | 0 | 0 | 0 | 0 | 0 | 0 | 0 | 0 | 0 | 0 | 0 | 0 | 0 | 0 | 0 | 0 | 0 | 0 | 0 | 0 | 0 | 0 | 0 | 0 | 0 | 0 | 0 | 0 | 0 | 0 | 0 | 0 | 0 | 0 | 0 | 0 | 0 | 0 | 0 | 0 | 0 | 0 | 0 | 0 | 0 | 0 | 0 | 0 | 0 | 0 | 0 | 0 | 0 | 0 | 0 | 0 | 0 | 0 | 0 | 0 | 0 | 0 | 0 | 0 | 0 | 0 | 0 | 0 | 0 | 0 | 0 | 0 | 0 | 0 | 0 | 0 | 0 | 0 | 0 | 0 | 0 | 0 | 0 | 0 | 0 | 0 | 0 | 0 | 0 | 0 | 0 | 0 | 0 | 0 | 0 | 0 | 0 | 0 | 0 | 0 | 0 | 0 | 0 | 0 | 0 | 0 | 0 | 0 | 0 | 0 | 0 | 0 | 0 | 0 | 0 | 0 | 0 | 0 | 0 | 0 | 0 | 0 | 0 | 0 | 0 | 0 | 0 | 0 | 0 | 0 | 0 | 0 | 0 | 0 | 0 | 0 | 0 | 0 | 0 | 0 | 0 | 0 | 0 | 0 | 0 | 0 | 0 | 0 | 0 | 0 | 0 | 0 | 0 | 0 | 0 | 0 | 0 | 0 | 0 | 0 | 0 | 0 | 0 | 0 | 0 | 0 | 0 | 0 | 0 | 0 | 0 | 0 | 0 | 0 | 0 | 0 | 0 | 0 | 0 | 0 | 0 | 0 | 0 | 0 | 0 | 0 | 0 | 0 | 0 | 0 | 0 | 0 | 0 | 0 | 0 | 0 | 0 | 0 | 0 | 0 | 0 | 0 | 0 | 0 | 0 | 0 | 0 | 0 | 0 | 0 | 0 | 0 | 0 | 0 | 0 | 0 | 0 | 0 | 0 | 0 | 0 | 0 | 0 | 0 | 0 | 0 | 0 | 0 | 0 | 0 | 0 | 0 | 0 | 0 | 0 | 0 | 0 | 0 | 0 | 0 | 0 | 0 | 0 | 0 | 0 | 0 | 0 | 0 | 0 | 0 | 0 | 0 | 0 | 0 | 0 | 0 | 0 | 0 | 0 | 0 | 0 | 0 | 0 | 0 | 0 | 0 | 0 | 0 | 0 | 0 | 0 | 0 | 0 | 0 | 0 | 0 | 0 | 0 | 0 | 0 | 0 | 0 | 0 | 0 | 0 | 0 | 0 | 0 | 0 | 0 | 0 | 0 | 0 | 0 | 0 | 0 | 0 | 0 | 0 | 0 | 0 | 0 | 0 | 0 | 0 | 0 | 0 | 0 | 0 | 0 | 0 | 0 | 0 | 0 | 0 | 0 | 0 | 0 | 0 | 0 | 0 | 0 | 0 | 0 | 0 | 0 | 0 | 0 | 0 | 0 | 0 | 0 | 0 | 0 | 0 | 0 | 0 | 0 | 0 | 0 | 0 | 0 | 0 | 0 | 0 | 0 | 0 | 0 | 0 | 0 | 0 | 0 | 0 | 0 | 0 | 0 | 0 | 0 | 0 | 0 | 0 | 0 | 0 | 0 | 0 | 0 | 0 | 0 | 0 | 0 | 0 | 0 | 0 | 0 | 0 | 0 | 0 | 0 | 0 | 0 | 0 | 0 | 0 | 0 | 0 | 0 | 0 | 0 | 0 | 0 | 0 | 0 | 0 | 0 | 0 | 0 | 0 | 0 | 0 | 0 | 0 | 0 | 0 | 0 | 0 | 0 | 0 | 0 | 0 | 0 | 0 | 0 | 0 | 0 | 0 | 0 | 0 | 0 | 0 | 0 | 0 | 0 | 0 | 0 | 0 | 0 | 0 | 0 | 0 | 0 | 0 | 0 | 0 | 0 | 0 | 0 | 0 | 0 | 0 | 0 | 0 | 0 | 0 | 0 | 0 | 0 | 0 | 0 | 0 | 0 | 0
WA_Industrial_Primary Metals_New_Space Heating_Natural Gas_Gas Boiler - Stack Economizer_A | WA | Industrial | Primary Metals | New | Space Heating | Natural Gas | Gas Boiler - Stack Economizer | A | IM218 | None | Economizer installed | 15 | 27.7376 | 0 | 0 | 4.6 | 0 | 0 | 0 | 2.3002 |  | sqft | 15% | 55% | Retrofit | Retro12Med | 84.73% | TBD | 0.2% | 13.1459 |  | 9.995 |  | 0 | IL TRM - 4.4.28 - CI-HVC-BECO-V02-210101 | XCEL CO 2019-2020 DSM Plan | IL TRM - 4.4.28 - CI-HVC-BECO-V02-210101 | None | None | None | None | None | None | None | None | None | None | None | None | None | None | None | None | None | None | None | None | None | None | None | None | None | None | None | None | None | None | None | Economizer installed | Economizer installed | Economizer installed | Economizer installed | Economizer installed | Economizer installed | Economizer installed | Economizer installed | Economizer installed | Economizer installed | Economizer installed | Economizer installed | Economizer installed | Economizer installed | Economizer installed | Economizer installed | Economizer installed | Economizer installed | Economizer installed | Economizer installed | Economizer installed | Economizer installed | Economizer installed | Economizer installed | Economizer installed | Economizer installed | Economizer installed | Economizer installed | Economizer installed | Economizer installed | Economizer installed | 4.6 | 4.6 | 4.6 | 4.6 | 4.6 | 4.6 | 4.6 | 4.6 | 4.6 | 4.6 | 4.6 | 4.6 | 4.6 | 4.6 | 4.6 | 4.6 | 4.6 | 4.6 | 4.6 | 4.6 | 4.6 | 4.6 | 4.6 | 4.6 | 4.6 | 4.6 | 4.6 | 4.6 | 4.6 | 4.6 | 4.6 | 0 | 0 | 0 | 0 | 0 | 0 | 0 | 0 | 0 | 0 | 0 | 0 | 0 | 0 | 0 | 0 | 0 | 0 | 0 | 0 | 0 | 0 | 0 | 0 | 0 | 0 | 0 | 0 | 0 | 0 | 0 | 0 | 0 | 0 | 0 | 0 | 0 | 0 | 0 | 0 | 0 | 0 | 0 | 0 | 0 | 0 | 0 | 0 | 0 | 0 | 0 | 0 | 0 | 0 | 0 | 0 | 0 | 0 | 0 | 0 | 0 | 0 | 0 | 0 | 0 | 0 | 0 | 0 | 0 | 0 | 0 | 0 | 0 | 0 | 0 | 0 | 0 | 0 | 0 | 0 | 0 | 0 | 0 | 0 | 0 | 0 | 0 | 0 | 0 | 0 | 0 | 0 | 0 | 0 | 0 | 0 | 0 | 0 | 0 | 0 | 0 | 0 | 0 | 0 | 0 | 0 | 0 | 0 | 0 | 0 | 0 | 0 | 0 | 0 | 0 | 0 | 0 | 0 | 0 | 0 | 0 | 0 | 0 | 0 | 0 | 0 | 0 | 0 | 0 | 0 | 0 | 0 | 0 | 0 | 0 | 0 | 0 | 0 | 0 | 0 | 0 | 0 | 0 | 0 | 0 | 0 | 0 | 0 | 0 | 0 | 0 | 0 | 0 | 0 | 0 | 0 | 0 | 0 | 0 | 0 | 0 | 0 | 0 | 0 | 0 | 0 | 0 | 0 | 0 | 0 | 0 | 0 | 0 | 0 | 0 | 0 | 0 | 0 | 0 | 0 | 0 | 0 | 0 | 0 | 0 | 0 | 0 | 0 | 0 | 0 | 0 | 0 | 0 | 0 | 0 | 0 | 0 | 0 | 0 | 0 | 0 | 0 | 0 | 0 | 0 | 0 | 0 | 0 | 0 | 0 | 0 | 0 | 0 | 0 | 0 | 0 | 0 | 0 | 0 | 0 | 0 | 0 | 0 | 0 | 0 | 0 | 0 | 0 | 0 | 0 | 0 | 0 | 0 | 0 | 0 | 0 | 0 | 0 | 0 | 0 | 0 | 0 | 0 | 0 | 0 | 0 | 0 | 0 | 0 | 0 | 0 | 0 | 0 | 0 | 0 | 0 | 0 | 0 | 0 | 0 | 0 | 0 | 0 | 0 | 0 | 0 | 0 | 0 | 0 | 0 | 0 | 0 | 0 | 0 | 0 | 0 | 0 | 0 | 0 | 0 | 0 | 0 | 0 | 0 | 0 | 0 | 0 | 0 | 0 | 0 | 0 | 0 | 0 | 0 | 0 | 0 | 0 | 0 | 0 | 0 | 0 | 0 | 0 | 0 | 0 | 0 | 0 | 0 | 0 | 0 | 0 | 0 | 0 | 0 | 0 | 0 | 0 | 0 | 0 | 0 | 0 | 0 | 0 | 0 | 0 | 0 | 0 | 0 | 0 | 0 | 0 | 0 | 0 | 0 | 0 | 0 | 0 | 0 | 0 | 0 | 0 | 0 | 0 | 0 | 0 | 0 | 0 | 0 | 0 | 0 | 0 | 0 | 0 | 0 | 0 | 0 | 0 | 0 | 0 | 0 | 0 | 0 | 0 | 0 | 0 | 0 | 0 | 0 | 0 | 0 | 0 | 0 | 0 | 0 | 0 | 0 | 0 | 0 | 0 | 0 | 0 | 0 | 0 | 0 | 0 | 0 | 0 | 0 | 0 | 0 | 0 | 0 | 0 | 0 | 0 | 0 | 0 | 0 | 0 | 0 | 0 | 0 | 0 | 0 | 0 | 0 | 0 | 0 | 0 | 0 | 0 | 0 | 0 | 0 | 0 | 0 | 0 | 0 | 0 | 0 | 0 | 0 | 0 | 0 | 0 | 0 | 0 | 0 | 0 | 0 | 0 | 0 | 0 | 0 | 0 | 0 | 0 | 0 | 0 | 0 | 0 | 0 | 0 | 0 | 0 | 0 | 0 | 13.1459 | 13.1459 | 13.1459 | 13.1459 | 13.1459 | 13.1459 | 13.1459 | 13.1459 | 13.1459 | 13.1459 | 13.1459 | 13.1459 | 13.1459 | 13.1459 | 13.1459 | 13.1459 | 13.1459 | 13.1459 | 13.1459 | 13.1459 | 13.1459 | 13.1459 | 13.1459 | 13.1459 | 13.1459 | 13.1459 | 9.995 | 9.995 | 9.995 | 9.995 | 9.995 | 9.995 | 9.995 | 9.995 | 9.995 | 9.995 | 9.995 | 9.995 | 9.995 | 9.995 | 9.995 | 9.995 | 9.995 | 9.995 | 9.995 | 9.995 | 9.995 | 9.995 | 9.995 | 9.995 | 9.995 | 9.995
WA_Industrial_Primary Metals_New_Process_Natural Gas_Gas Boiler - Stack Economizer_A | WA | Industrial | Primary Metals | New | Process | Natural Gas | Gas Boiler - Stack Economizer | A | IM219 | None | Economizer installed | 15 | 36.696 | 0 | 0 | 4.6 | 0 | 0 | 0 | 2.3002 |  | sqft | 15% | 55% | Retrofit | Retro12Med | 84.73% | TBD | 0.2% | 13.1459 |  | 9.995 |  | 0.070145 | IL TRM - 4.4.28 - CI-HVC-BECO-V02-210101 | XCEL CO 2019-2020 DSM Plan | IL TRM - 4.4.29 - CI-HVC-PECO-V01-150601 | None | None | None | None | None | None | None | None | None | None | None | None | None | None | None | None | None | None | None | None | None | None | None | None | None | None | None | None | None | None | None | Economizer installed | Economizer installed | Economizer installed | Economizer installed | Economizer installed | Economizer installed | Economizer installed | Economizer installed | Economizer installed | Economizer installed | Economizer installed | Economizer installed | Economizer installed | Economizer installed | Economizer installed | Economizer installed | Economizer installed | Economizer installed | Economizer installed | Economizer installed | Economizer installed | Economizer installed | Economizer installed | Economizer installed | Economizer installed | Economizer installed | Economizer installed | Economizer installed | Economizer installed | Economizer installed | Economizer installed | 4.6 | 4.6 | 4.6 | 4.6 | 4.6 | 4.6 | 4.6 | 4.6 | 4.6 | 4.6 | 4.6 | 4.6 | 4.6 | 4.6 | 4.6 | 4.6 | 4.6 | 4.6 | 4.6 | 4.6 | 4.6 | 4.6 | 4.6 | 4.6 | 4.6 | 4.6 | 4.6 | 4.6 | 4.6 | 4.6 | 4.6 | 0 | 0 | 0 | 0 | 0 | 36.6948 | 36.6942 | 36.6938 | 36.6941 | 36.6943 | 36.6945 | 36.6946 | 36.6947 | 36.6948 | 36.6949 | 36.695 | 36.695 | 36.6951 | 36.6951 | 36.6952 | 36.6952 | 36.6953 | 36.6953 | 36.6953 | 36.6954 | 36.6954 | 36.6954 | 36.6954 | 36.696 | 36.696 | 36.696 | 0.037774 | 0.044751 | 0.051724 | 0.058657 | 0.065594 | 0.065283 | 0.057161 | 0.049666 | 0.042877 | 0.036776 | 0.031408 | 0.026701 | 0.022621 | 0.0191 | 0.016075 | 0.037774 | 0.044752 | 0.051726 | 0.058659 | 0.065596 | 0.065284 | 0.057163 | 0.049667 | 0.042878 | 0.036777 | 0.031409 | 0.037774 | 0.082523 | 0.13425 | 0.1929 | 0.2585 | 0.32378 | 0.38095 | 0.43061 | 0.47349 | 0.51027 | 0.54168 | 0.56838 | 0.591 | 0.6101 | 0.62618 | 0.62618 | 0.62618 | 0.62618 | 0.62618 | 0.62618 | 0.62618 | 0.62618 | 0.62618 | 0 | 0 | 0 | 1.0294 | 1.2196 | 1.4096 | 1.5985 | 1.7876 | 1.7791 | 1.5578 | 1.3535 | 1.1685 | 1.0022 | 0.85593 | 0.72766 | 0.61646 | 0.5205 | 0.43807 | 1.0294 | 1.2196 | 1.4096 | 1.5985 | 1.7876 | 1.7791 | 1.5578 | 1.3535 | 1.1685 | 1.0022 | 0.85593 | 1.0294 | 2.249 | 3.6586 | 5.2571 | 7.0447 | 8.8238 | 10.3815 | 11.735 | 12.9035 | 13.9057 | 14.7616 | 15.4893 | 16.1058 | 16.6263 | 17.0643 | 17.0643 | 17.0643 | 17.0643 | 17.0643 | 17.0643 | 17.0643 | 17.0643 | 17.0643 | 17.0643 | 17.0643 | 17.0643 | 0.032108 | 0.038038 | 0.043966 | 0.049859 | 0.055755 | 0.055491 | 0.048587 | 0.042217 | 0.036445 | 0.03126 | 0.026697 | 0.022696 | 0.019228 | 0.016235 | 0.013664 | 0.032108 | 0.038039 | 0.043967 | 0.04986 | 0.055757 | 0.055492 | 0.048588 | 0.042217 | 0.036446 | 0.031261 | 0.026698 | 0.032108 | 0.070145 | 0.11411 | 0.16397 | 0.21973 | 0.27522 | 0.32381 | 0.36602 | 0.40247 | 0.43373 | 0.46043 | 0.48313 | 0.50235 | 0.51859 | 0.53225 | 0.53225 | 0.53226 | 0.53226 | 0.53226 | 0.53226 | 0.53226 | 0.53226 | 0.53226 | 0 | 0 | 0 | 0.87499 | 1.0366 | 1.1982 | 1.3588 | 1.5194 | 1.5122 | 1.3241 | 1.1505 | 0.9932 | 0.85188 | 0.72754 | 0.61851 | 0.52399 | 0.44243 | 0.37236 | 0.87499 | 1.0366 | 1.1982 | 1.3588 | 1.5194 | 1.5122 | 1.3241 | 1.1505 | 0.9932 | 0.85188 | 0.72754 | 0.87499 | 1.9116 | 3.1098 | 4.4685 | 5.988 | 7.5002 | 8.8243 | 9.9748 | 10.968 | 11.8199 | 12.5474 | 13.1659 | 13.6899 | 14.1323 | 14.5047 | 14.5047 | 14.5047 | 14.5047 | 14.5047 | 14.5047 | 14.5047 | 14.5047 | 14.5047 | 14.5047 | 14.5047 | 14.5047 | 0.032108 | 0.038038 | 0.043966 | 0.049859 | 0.055755 | 0.055491 | 0.048587 | 0.042217 | 0.036445 | 0.03126 | 0.026697 | 0.022696 | 0.019228 | 0.016235 | 0.013664 | 0.032108 | 0.038039 | 0.043967 | 0.04986 | 0.055757 | 0.055492 | 0.048588 | 0.042217 | 0.036446 | 0.031261 | 0.026698 | 0.032108 | 0.070145 | 0.11411 | 0.16397 | 0.21973 | 0.27522 | 0.32381 | 0.36602 | 0.40247 | 0.43373 | 0.46043 | 0.48313 | 0.50235 | 0.51859 | 0.53225 | 0.53225 | 0.53226 | 0.53226 | 0.53226 | 0.53226 | 0.53226 | 0.53226 | 0.53226 | 0 | 0 | 0 | 0.87499 | 1.0366 | 1.1982 | 1.3588 | 1.5194 | 1.5122 | 1.3241 | 1.1505 | 0.9932 | 0.85188 | 0.72754 | 0.61851 | 0.52399 | 0.44243 | 0.37236 | 0.87499 | 1.0366 | 1.1982 | 1.3588 | 1.5194 | 1.5122 | 1.3241 | 1.1505 | 0.9932 | 0.85188 | 0.72754 | 0.87499 | 1.9116 | 3.1098 | 4.4685 | 5.988 | 7.5002 | 8.8243 | 9.9748 | 10.968 | 11.8199 | 12.5474 | 13.1659 | 13.6899 | 14.1323 | 14.5047 | 14.5047 | 14.5047 | 14.5047 | 14.5047 | 14.5047 | 14.5047 | 14.5047 | 14.5047 | 14.5047 | 14.5047 | 14.5047 | 0.032108 | 0.038038 | 0.043966 | 0.049859 | 0.055755 | 0.055491 | 0.048587 | 0.042217 | 0.036445 | 0.03126 | 0.026697 | 0.022696 | 0.019228 | 0.016235 | 0.013664 | 0.032108 | 0.038039 | 0.043967 | 0.04986 | 0.055757 | 0.055492 | 0.048588 | 0.042217 | 0.036446 | 0.031261 | 0.026698 | 0.032108 | 0.070145 | 0.11411 | 0.16397 | 0.21973 | 0.27522 | 0.32381 | 0.36602 | 0.40247 | 0.43373 | 0.46043 | 0.48313 | 0.50235 | 0.51859 | 0.53225 | 0.53225 | 0.53226 | 0.53226 | 0.53226 | 0.53226 | 0.53226 | 0.53226 | 0.53226 | 0 | 0 | 0 | 0.87499 | 1.0366 | 1.1982 | 1.3588 | 1.5194 | 1.5122 | 1.3241 | 1.1505 | 0.9932 | 0.85188 | 0.72754 | 0.61851 | 0.52399 | 0.44243 | 0.37236 | 0.87499 | 1.0366 | 1.1982 | 1.3588 | 1.5194 | 1.5122 | 1.3241 | 1.1505 | 0.9932 | 0.85188 | 0.72754 | 0.87499 | 1.9116 | 3.1098 | 4.4685 | 5.988 | 7.5002 | 8.8243 | 9.9748 | 10.968 | 11.8199 | 12.5474 | 13.1659 | 13.6899 | 14.1323 | 14.5047 | 14.5047 | 14.5047 | 14.5047 | 14.5047 | 14.5047 | 14.5047 | 14.5047 | 14.5047 | 14.5047 | 14.5047 | 14.5047 | 13.1459 | 13.1459 | 13.1459 | 13.1459 | 13.1459 | 13.1459 | 13.1459 | 13.1459 | 13.1459 | 13.1459 | 13.1459 | 13.1459 | 13.1459 | 13.1459 | 13.1459 | 13.1459 | 13.1459 | 13.1459 | 13.1459 | 13.1459 | 13.1459 | 13.1459 | 13.1459 | 13.1459 | 13.1459 | 13.1459 | 9.995 | 9.995 | 9.995 | 9.995 | 9.995 | 9.995 | 9.995 | 9.995 | 9.995 | 9.995 | 9.995 | 9.995 | 9.995 | 9.995 | 9.995 | 9.995 | 9.995 | 9.995 | 9.995 | 9.995 | 9.995 | 9.995 | 9.995 | 9.995 | 9.995 | 9.995
WA_Industrial_Primary Metals_New_Space Heating_Natural Gas_Gas Furnace Tube Inserts_A | WA | Industrial | Primary Metals | New | Space Heating | Natural Gas | Gas Furnace Tube Inserts | A | IM220 | None | Tube inserts installed | 5 | 0.077933 | 0 | 0 | 0.02 | 0 | 0 | 0 | 0.0086 |  | sqft | 0% | 0% | Retrofit | Retro3Slow | 83.58% | TBD | 0.2% | 0 |  | 0 |  | 0 | WI TRM - Radiant Tube Inserts, 2507 | WI TRM - Radiant Tube Inserts, 2507 | WI TRM - Radiant Tube Inserts, 2507 | None | None | None | None | None | None | None | None | None | None | None | None | None | None | None | None | None | None | None | None | None | None | None | None | None | None | None | None | None | None | None | Tube inserts installed | Tube inserts installed | Tube inserts installed | Tube inserts installed | Tube inserts installed | Tube inserts installed | Tube inserts installed | Tube inserts installed | Tube inserts installed | Tube inserts installed | Tube inserts installed | Tube inserts installed | Tube inserts installed | Tube inserts installed | Tube inserts installed | Tube inserts installed | Tube inserts installed | Tube inserts installed | Tube inserts installed | Tube inserts installed | Tube inserts installed | Tube inserts installed | Tube inserts installed | Tube inserts installed | Tube inserts installed | Tube inserts installed | Tube inserts installed | Tube inserts installed | Tube inserts installed | Tube inserts installed | Tube inserts installed | 0.02 | 0.02 | 0.02 | 0.02 | 0.02 | 0.02 | 0.02 | 0.02 | 0.02 | 0.02 | 0.02 | 0.02 | 0.02 | 0.02 | 0.02 | 0.02 | 0.02 | 0.02 | 0.02 | 0.02 | 0.02 | 0.02 | 0.02 | 0.02 | 0.02 | 0.02 | 0.02 | 0.02 | 0.02 | 0.02 | 0.02 | 0 | 0 | 0 | 0 | 0 | 0 | 0 | 0 | 0 | 0 | 0 | 0 | 0 | 0 | 0 | 0 | 0 | 0 | 0 | 0 | 0 | 0 | 0 | 0 | 0 | 0 | 0 | 0 | 0 | 0 | 0 | 0 | 0 | 0 | 0 | 0 | 0 | 0 | 0 | 0 | 0 | 0 | 0 | 0 | 0 | 0 | 0 | 0 | 0 | 0 | 0 | 0 | 0 | 0 | 0 | 0 | 0 | 0 | 0 | 0 | 0 | 0 | 0 | 0 | 0 | 0 | 0 | 0 | 0 | 0 | 0 | 0 | 0 | 0 | 0 | 0 | 0 | 0 | 0 | 0 | 0 | 0 | 0 | 0 | 0 | 0 | 0 | 0 | 0 | 0 | 0 | 0 | 0 | 0 | 0 | 0 | 0 | 0 | 0 | 0 | 0 | 0 | 0 | 0 | 0 | 0 | 0 | 0 | 0 | 0 | 0 | 0 | 0 | 0 | 0 | 0 | 0 | 0 | 0 | 0 | 0 | 0 | 0 | 0 | 0 | 0 | 0 | 0 | 0 | 0 | 0 | 0 | 0 | 0 | 0 | 0 | 0 | 0 | 0 | 0 | 0 | 0 | 0 | 0 | 0 | 0 | 0 | 0 | 0 | 0 | 0 | 0 | 0 | 0 | 0 | 0 | 0 | 0 | 0 | 0 | 0 | 0 | 0 | 0 | 0 | 0 | 0 | 0 | 0 | 0 | 0 | 0 | 0 | 0 | 0 | 0 | 0 | 0 | 0 | 0 | 0 | 0 | 0 | 0 | 0 | 0 | 0 | 0 | 0 | 0 | 0 | 0 | 0 | 0 | 0 | 0 | 0 | 0 | 0 | 0 | 0 | 0 | 0 | 0 | 0 | 0 | 0 | 0 | 0 | 0 | 0 | 0 | 0 | 0 | 0 | 0 | 0 | 0 | 0 | 0 | 0 | 0 | 0 | 0 | 0 | 0 | 0 | 0 | 0 | 0 | 0 | 0 | 0 | 0 | 0 | 0 | 0 | 0 | 0 | 0 | 0 | 0 | 0 | 0 | 0 | 0 | 0 | 0 | 0 | 0 | 0 | 0 | 0 | 0 | 0 | 0 | 0 | 0 | 0 | 0 | 0 | 0 | 0 | 0 | 0 | 0 | 0 | 0 | 0 | 0 | 0 | 0 | 0 | 0 | 0 | 0 | 0 | 0 | 0 | 0 | 0 | 0 | 0 | 0 | 0 | 0 | 0 | 0 | 0 | 0 | 0 | 0 | 0 | 0 | 0 | 0 | 0 | 0 | 0 | 0 | 0 | 0 | 0 | 0 | 0 | 0 | 0 | 0 | 0 | 0 | 0 | 0 | 0 | 0 | 0 | 0 | 0 | 0 | 0 | 0 | 0 | 0 | 0 | 0 | 0 | 0 | 0 | 0 | 0 | 0 | 0 | 0 | 0 | 0 | 0 | 0 | 0 | 0 | 0 | 0 | 0 | 0 | 0 | 0 | 0 | 0 | 0 | 0 | 0 | 0 | 0 | 0 | 0 | 0 | 0 | 0 | 0 | 0 | 0 | 0 | 0 | 0 | 0 | 0 | 0 | 0 | 0 | 0 | 0 | 0 | 0 | 0 | 0 | 0 | 0 | 0 | 0 | 0 | 0 | 0 | 0 | 0 | 0 | 0 | 0 | 0 | 0 | 0 | 0 | 0 | 0 | 0 | 0 | 0 | 0 | 0 | 0 | 0 | 0 | 0 | 0 | 0 | 0 | 0 | 0 | 0 | 0 | 0 | 0 | 0 | 0 | 0 | 0 | 0 | 0 | 0 | 0 | 0 | 0 | 0 | 0 | 0 | 0 | 0 | 0 | 0 | 0 | 0 | 0 | 0 | 0 | 0 | 0 | 0 | 0 | 0 | 0 | 0 | 0 | 0 | 0 | 0 | 0 | 0 | 0 | 0 | 0 | 0 | 0 | 0 | 0 | 0 | 0 | 0 | 0 | 0 | 0 | 0 | 0 | 0 | 0 | 0 | 0 | 0 | 0 | 0 | 0 | 0 | 0 | 0 | 0 | 0 | 0 | 0 | 0 | 0 | 0 | 0 | 0 | 0 | 0 | 0 | 0 | 0 | 0 | 0 | 0 | 0 | 0 | 0 | 0 | 0 | 0 | 0 | 0 | 0 | 0 | 0 | 0
WA_Industrial_Primary Metals_New_Space Heating_Natural Gas_Space Heating - Heat Recovery Ventilator_A | WA | Industrial | Primary Metals | New | Space Heating | Natural Gas | Space Heating - Heat Recovery Ventilator | A | IM221 | None | HRV installed | 15 | 0.012707 | 0 | 0 | 0.28 | 0 | 0 | 0 | 0.139 |  | sqft | 5% | 10% | Retrofit | RetroEven20 | 76.5% | TBD | 0.2% | 2487.9248 |  | 1891.6117 |  | 0.00032121 | IL TRM - 4.4.27 - CI-HVC-ERVE-V04-200101 | IL TRM - 4.4.27 - CI-HVC-ERVE-V04-200101 | IL TRM - 4.4.27 - CI-HVC-ERVE-V04-200101 | None | None | None | None | None | None | None | None | None | None | None | None | None | None | None | None | None | None | None | None | None | None | None | None | None | None | None | None | None | None | None | HRV installed | HRV installed | HRV installed | HRV installed | HRV installed | HRV installed | HRV installed | HRV installed | HRV installed | HRV installed | HRV installed | HRV installed | HRV installed | HRV installed | HRV installed | HRV installed | HRV installed | HRV installed | HRV installed | HRV installed | HRV installed | HRV installed | HRV installed | HRV installed | HRV installed | HRV installed | HRV installed | HRV installed | HRV installed | HRV installed | HRV installed | 0.28 | 0.28 | 0.28 | 0.28 | 0.28 | 0.28 | 0.28 | 0.28 | 0.28 | 0.28 | 0.28 | 0.28 | 0.28 | 0.28 | 0.28 | 0.28 | 0.28 | 0.28 | 0.28 | 0.28 | 0.28 | 0.28 | 0.28 | 0.28 | 0.28 | 0.28 | 0.28 | 0.28 | 0.28 | 0.28 | 0.28 | 0 | 0 | 0 | 0 | 0 | 0.012162 | 0.011791 | 0.011517 | 0.011303 | 0.011128 | 0.010984 | 0.010812 | 0.010628 | 0.01044 | 0.010253 | 0.01008 | 0.0099199 | 0.0098639 | 0.0097569 | 0.0096771 | 0.0096211 | 0.0095799 | 0.0095671 | 0.0095715 | 0.009587 | 0.009609 | 0.0096302 | 0.0096512 | 0 | 0 | 0 | 0.0001722 | 0.00019779 | 0.00022329 | 0.00024852 | 0.00027361 | 0.00029863 | 0.00032176 | 0.0003435 | 0.00036413 | 0.0003834 | 0.00040237 | 0.00042081 | 0.00044312 | 0.0004626 | 0.0004827 | 0.00050367 | 0.00052508 | 0.00054782 | 0.00057145 | 0.0005957 | 0.00026126 | 0.00028658 | 0.00031193 | 0 | 0 | 0 | 0.0001722 | 0.00036474 | 0.00057954 | 0.00081731 | 0.0010783 | 0.0013629 | 0.0016634 | 0.0019785 | 0.0023077 | 0.0026497 | 0.0030072 | 0.0033804 | 0.0038045 | 0.0042258 | 0.0046739 | 0.0050143 | 0.0053573 | 0.0057124 | 0.0060761 | 0.0064459 | 0.0064607 | 0.0064749 | 0.0064891 | 0 | 0 | 0 | 14.1586 | 16.7741 | 19.3881 | 21.9868 | 24.5868 | 27.189 | 29.7581 | 32.3202 | 34.8772 | 37.3935 | 39.9194 | 42.4212 | 44.9234 | 47.413 | 49.8803 | 52.3506 | 54.8107 | 57.2612 | 59.7027 | 62.136 | 27.189 | 29.7581 | 32.3202 | 34.8772 | 37.3935 | 39.9194 | 14.1586 | 30.9327 | 50.3209 | 72.3076 | 96.8944 | 124.0834 | 153.8416 | 186.1618 | 221.039 | 258.4325 | 298.3519 | 340.7731 | 385.6965 | 433.1094 | 482.9897 | 521.1817 | 559.2183 | 597.0913 | 634.8072 | 672.3564 | 672.3564 | 672.3564 | 672.3564 | 672.3564 | 672.3564 | 672.3564 | 0.00014959 | 0.00017419 | 0.00019839 | 0.00022203 | 0.00024525 | 0.00026814 | 0.00028941 | 0.00030949 | 0.00032854 | 0.00034636 | 0.00036387 | 0.00038089 | 0.00039804 | 0.00041332 | 0.00042932 | 0.00044628 | 0.0004639 | 0.0004829 | 0.00050262 | 0.00052293 | 0.00022896 | 0.0002508 | 0.00027269 | 0 | 0 | 0 | 0.00014959 | 0.00032121 | 0.0005149 | 0.0007302 | 0.0009665 | 0.0012237 | 0.0014962 | 0.0017826 | 0.0020822 | 0.0023937 | 0.0027195 | 0.0030597 | 0.0034174 | 0.0037756 | 0.0041571 | 0.004443 | 0.0047331 | 0.0050354 | 0.0053443 | 0.0056584 | 0.0056619 | 0.0056666 | 0.0056728 | 0 | 0 | 0 | 12.0348 | 14.258 | 16.4799 | 18.6888 | 20.8988 | 23.1106 | 25.2944 | 27.4722 | 29.6456 | 31.7845 | 33.9315 | 36.058 | 38.1849 | 40.301 | 42.3983 | 44.498 | 46.5891 | 48.672 | 50.7473 | 52.8156 | 23.1106 | 25.2944 | 27.4722 | 29.6456 | 31.7845 | 33.9315 | 12.0348 | 26.2928 | 42.7727 | 61.4615 | 82.3603 | 105.4709 | 130.7653 | 158.2375 | 187.8831 | 219.6676 | 253.5991 | 289.6571 | 327.842 | 368.143 | 410.5413 | 443.0045 | 475.3355 | 507.5276 | 539.5862 | 571.503 | 571.503 | 571.503 | 571.503 | 571.503 | 571.503 | 571.503 | 0 | 0 | 0 | 0 | 0 | 0 | 0 | 0 | 0 | 0 | 0 | 0 | 0 | 0 | 0 | 0 | 0 | 0 | 0 | 0 | 0 | 0 | 0 | 0 | 0 | 0 | 0 | 0 | 0 | 0 | 0 | 0 | 0 | 0 | 0 | 0 | 0 | 0 | 0 | 0 | 0 | 0 | 0 | 0 | 0 | 0 | 0 | 0 | 0 | 0 | 0 | 0 | 0 | 0 | 0 | 0 | 0 | 0 | 0 | 0 | 0 | 0 | 0 | 0 | 0 | 0 | 0 | 0 | 0 | 0 | 0 | 0 | 0 | 0 | 0 | 0 | 0 | 0 | 0 | 0 | 0 | 0 | 0 | 0 | 0 | 0 | 0 | 0 | 0 | 0 | 0 | 0 | 0 | 0 | 0 | 0 | 0 | 0 | 0 | 0 | 0 | 0 | 0 | 0 | 0 | 0 | 0 | 0 | 0 | 0 | 0 | 0 | 0 | 0 | 0 | 0 | 0 | 0 | 0 | 0 | 0 | 0 | 0 | 0 | 0 | 0 | 0 | 0 | 0 | 0 | 0 | 0 | 0 | 0 | 0 | 0 | 0 | 0 | 0 | 0 | 0 | 0 | 0 | 0 | 0 | 0 | 0 | 0 | 0 | 0 | 0 | 0 | 0 | 0 | 0 | 0 | 0 | 0 | 0 | 0 | 0 | 0 | 0 | 0 | 0 | 0 | 0 | 0 | 0 | 0 | 0 | 0 | 0 | 0 | 0 | 0 | 0 | 0 | 0 | 0 | 0 | 0 | 0 | 0 | 0 | 0 | 0 | 0 | 0 | 0 | 0 | 0 | 0 | 0 | 0 | 0 | 0 | 0 | 0 | 0 | 0 | 0 | 0 | 0 | 0 | 0 | 0 | 0 | 2355.083 | 2385.9065 | 2408.918 | 2426.6685 | 2440.8591 | 2452.4661 | 2466.1852 | 2480.7518 | 2495.2875 | 2509.5065 | 2520.7931 | 2529.7575 | 2536.9287 | 2548.3739 | 2556.8434 | 2563.0002 | 2567.8406 | 2567.8406 | 2567.8406 | 2567.8406 | 2567.8406 | 2567.8406 | 2567.8406 | 0 | 0 | 0 | 1790.6098 | 1814.0455 | 1831.5415 | 1845.0375 | 1855.8269 | 1864.6519 | 1875.0827 | 1886.1579 | 1897.2097 | 1908.0207 | 1916.6021 | 1923.4179 | 1928.8702 | 1937.5722 | 1944.0117 | 1948.6928 | 1952.3731 | 1952.3731 | 1952.3731 | 1952.3731 | 1952.3731 | 1952.3731 | 1952.3731 | 0 | 0 | 0
WA_Industrial_Primary Metals_New_Space Heating_Natural Gas_Thermostat - Programmable_A | WA | Industrial | Primary Metals | New | Space Heating | Natural Gas | Thermostat - Programmable | A | IM222 | Manual control | Programmable thermostat installed | 11 | 0.0063128 | 0 | 0 | 0.17 | 0.01 | 0 | 0 | 0.0859 |  | sqft | 25% | 40% | Retrofit | RetroEven20 | 76.5% | TBD | 0.2% | 4632.5491 |  | 2886.2281 |  | 0.00047803 | IL TRM - 4.4.48 - CI-HVC-THST-V02-210101 | IL TRM - 4.4.48 - CI-HVC-THST-V02-210101 | BEST | Manual control | Manual control | Manual control | Manual control | Manual control | Manual control | Manual control | Manual control | Manual control | Manual control | Manual control | Manual control | Manual control | Manual control | Manual control | Manual control | Manual control | Manual control | Manual control | Manual control | Manual control | Manual control | Manual control | Manual control | Manual control | Manual control | Manual control | Manual control | Manual control | Manual control | Manual control | Programmable thermostat installed | Programmable thermostat installed | Programmable thermostat installed | Programmable thermostat installed | Programmable thermostat installed | Programmable thermostat installed | Programmable thermostat installed | Programmable thermostat installed | Programmable thermostat installed | Programmable thermostat installed | Programmable thermostat installed | Programmable thermostat installed | Programmable thermostat installed | Programmable thermostat installed | Programmable thermostat installed | Programmable thermostat installed | Programmable thermostat installed | Programmable thermostat installed | Programmable thermostat installed | Programmable thermostat installed | Programmable thermostat installed | Programmable thermostat installed | Programmable thermostat installed | Programmable thermostat installed | Programmable thermostat installed | Programmable thermostat installed | Programmable thermostat installed | Programmable thermostat installed | Programmable thermostat installed | Programmable thermostat installed | Programmable thermostat installed | 0.17 | 0.17 | 0.17 | 0.17 | 0.17 | 0.17 | 0.17 | 0.17 | 0.17 | 0.17 | 0.17 | 0.17 | 0.17 | 0.17 | 0.17 | 0.17 | 0.17 | 0.17 | 0.17 | 0.17 | 0.17 | 0.17 | 0.17 | 0.17 | 0.17 | 0.17 | 0.17 | 0.17 | 0.17 | 0.17 | 0.17 | 0 | 0 | 0 | 0 | 0 | 0.0060363 | 0.0058478 | 0.0057077 | 0.0055982 | 0.0055082 | 0.0054335 | 0.0053457 | 0.0052517 | 0.0051563 | 0.005061 | 0.004974 | 0.0048941 | 0.0048653 | 0.0048115 | 0.0047711 | 0.0047428 | 0.004722 | 0.0047151 | 0.0047168 | 0.004724 | 0.0047362 | 0.004748 | 0.0047597 | 0 | 0 | 0 | 0.0002564 | 0.00029428 | 0.00033198 | 0.00036926 | 0.00040628 | 0.00044319 | 0.00047724 | 0.00050921 | 0.00053951 | 0.00056775 | 0.00059568 | 0.00062284 | 0.0006557 | 0.00068438 | 0.00071396 | 0.00074487 | 0.00077644 | 0.00080997 | 0.00084482 | 0.00088058 | 0.00053131 | 0.00056862 | 0.00060574 | 0 | 0 | 0 | 0.0002564 | 0.00054267 | 0.00086164 | 0.0012144 | 0.0016011 | 0.0020226 | 0.0024672 | 0.002933 | 0.0034192 | 0.0039238 | 0.004452 | 0.0047954 | 0.0051781 | 0.0055253 | 0.0058783 | 0.0062384 | 0.0066023 | 0.0069817 | 0.0073717 | 0.0077692 | 0.0077894 | 0.0078088 | 0.0078279 | 0 | 0 | 0 | 42.4759 | 50.3223 | 58.1644 | 65.9603 | 73.7604 | 81.567 | 89.2744 | 96.9607 | 104.6315 | 112.1804 | 119.7582 | 127.2637 | 134.7702 | 142.2389 | 149.6409 | 157.0518 | 164.432 | 171.7835 | 179.1082 | 186.408 | 112.1804 | 119.7582 | 127.2637 | 134.7702 | 142.2389 | 149.6409 | 42.4759 | 92.7981 | 150.9626 | 216.9229 | 290.6833 | 372.2503 | 461.5247 | 558.4854 | 663.1169 | 775.2974 | 895.0556 | 979.8434 | 1064.2913 | 1148.3657 | 1232.0463 | 1315.3377 | 1398.2027 | 1480.7118 | 1562.8592 | 1644.6357 | 1644.6357 | 1644.6357 | 1644.6357 | 1644.6357 | 1644.6357 | 1644.6357 | 0.00022276 | 0.00025922 | 0.00029506 | 0.00033005 | 0.00036437 | 0.00039818 | 0.00042958 | 0.00045916 | 0.0004872 | 0.00051339 | 0.00053924 | 0.00056432 | 0.00058962 | 0.00061214 | 0.00063573 | 0.00066077 | 0.00068678 | 0.00071484 | 0.00074397 | 0.00077396 | 0.00046617 | 0.0004982 | 0.00053012 | 0 | 0 | 0 | 0.00022276 | 0.00047803 | 0.00076582 | 0.0010854 | 0.001436 | 0.0018172 | 0.0022208 | 0.0026447 | 0.0030877 | 0.0035481 | 0.0040302 | 0.0043449 | 0.0046563 | 0.0049421 | 0.0052342 | 0.0055341 | 0.0058399 | 0.0061616 | 0.0064917 | 0.0068285 | 0.0068344 | 0.0068418 | 0.0068508 | 0 | 0 | 0 | 36.1045 | 42.7739 | 49.4398 | 56.0663 | 62.6964 | 69.3319 | 75.8832 | 82.4166 | 88.9368 | 95.3534 | 101.7945 | 108.1741 | 114.5546 | 120.903 | 127.1948 | 133.494 | 139.7672 | 146.0159 | 152.2419 | 158.4468 | 95.3534 | 101.7945 | 108.1741 | 114.5546 | 120.903 | 127.1948 | 36.1045 | 78.8784 | 128.3182 | 184.3845 | 247.0808 | 316.4127 | 392.296 | 474.7126 | 563.6494 | 659.0028 | 760.7972 | 832.8669 | 904.6476 | 976.1109 | 1047.2394 | 1118.037 | 1188.4723 | 1258.605 | 1328.4303 | 1397.9403 | 1397.9403 | 1397.9403 | 1397.9403 | 1397.9403 | 1397.9403 | 1397.9403 | 0 | 0 | 0 | 0 | 0 | 0 | 0 | 0 | 0 | 0 | 0 | 0 | 0 | 0 | 0 | 0 | 0 | 0 | 0 | 0 | 0 | 0 | 0 | 0 | 0 | 0 | 0 | 0 | 0 | 0 | 0 | 0 | 0 | 0 | 0 | 0 | 0 | 0 | 0 | 0 | 0 | 0 | 0 | 0 | 0 | 0 | 0 | 0 | 0 | 0 | 0 | 0 | 0 | 0 | 0 | 0 | 0 | 0 | 0 | 0 | 0 | 0 | 0 | 0 | 0 | 0 | 0 | 0 | 0 | 0 | 0 | 0 | 0 | 0 | 0 | 0 | 0 | 0 | 0 | 0 | 0 | 0 | 0 | 0 | 0 | 0 | 0 | 0 | 0 | 0 | 0 | 0 | 0 | 0 | 0 | 0 | 0 | 0 | 0 | 0 | 0 | 0 | 0 | 0 | 0 | 0 | 0 | 0 | 0 | 0 | 0 | 0 | 0 | 0 | 0 | 0 | 0 | 0 | 0 | 0 | 0 | 0 | 0 | 0 | 0 | 0 | 0 | 0 | 0 | 0 | 0 | 0 | 0 | 0 | 0 | 0 | 0 | 0 | 0 | 0 | 0 | 0 | 0 | 0 | 0 | 0 | 0 | 0 | 0 | 0 | 0 | 0 | 0 | 0 | 0 | 0 | 0 | 0 | 0 | 0 | 0 | 0 | 0 | 0 | 0 | 0 | 0 | 0 | 0 | 0 | 0 | 0 | 0 | 0 | 0 | 0 | 0 | 0 | 0 | 0 | 0 | 0 | 0 | 0 | 0 | 0 | 0 | 0 | 0 | 0 | 0 | 0 | 0 | 0 | 0 | 0 | 0 | 0 | 0 | 0 | 0 | 0 | 0 | 0 | 0 | 0 | 0 | 0 | 4385.1958 | 4442.5897 | 4485.4375 | 4518.4891 | 4544.9122 | 4566.5246 | 4592.0697 | 4619.1928 | 4646.2585 | 4672.7346 | 4693.7504 | 4710.4422 | 4723.7951 | 4745.1062 | 4760.8765 | 4772.3405 | 4781.3534 | 4781.3534 | 4781.3534 | 4781.3534 | 4781.3534 | 4781.3534 | 4781.3534 | 0 | 0 | 0 | 2732.119 | 2767.8773 | 2794.5728 | 2815.1651 | 2831.6275 | 2845.0927 | 2861.0081 | 2877.9067 | 2894.7695 | 2911.2649 | 2924.3585 | 2934.758 | 2943.0773 | 2956.3548 | 2966.1802 | 2973.3226 | 2978.938 | 2978.938 | 2978.938 | 2978.938 | 2978.938 | 2978.938 | 2978.938 | 0 | 0 | 0
WA_Industrial_Primary Metals_New_Space Heating_Natural Gas_ENERGY STAR Connected Thermostat_A | WA | Industrial | Primary Metals | New | Space Heating | Natural Gas | ENERGY STAR Connected Thermostat | A | IM223 | Manual control | Wi-Fi/interactive thermostat installed | 5 | 0.01486 | 0 | 0 | 0.39 | 0.01 | 0 | 0 | 0.1927 |  | sqft | 5% | 20% | Retrofit | RetroEven20 | 76.5% | TBD | 0.2% | 6790.6546 |  | 5388.4928 |  | 0.0011247 | ComConnectedThermostats_v1_1 | ComConnectedThermostats_v1_1 | ComConnectedThermostats_v1_1 | Manual control | Manual control | Manual control | Manual control | Manual control | Manual control | Manual control | Manual control | Manual control | Manual control | Manual control | Manual control | Manual control | Manual control | Manual control | Manual control | Manual control | Manual control | Manual control | Manual control | Manual control | Manual control | Manual control | Manual control | Manual control | Manual control | Manual control | Manual control | Manual control | Manual control | Manual control | Wi-Fi/interactive thermostat installed | Wi-Fi/interactive thermostat installed | Wi-Fi/interactive thermostat installed | Wi-Fi/interactive thermostat installed | Wi-Fi/interactive thermostat installed | Wi-Fi/interactive thermostat installed | Wi-Fi/interactive thermostat installed | Wi-Fi/interactive thermostat installed | Wi-Fi/interactive thermostat installed | Wi-Fi/interactive thermostat installed | Wi-Fi/interactive thermostat installed | Wi-Fi/interactive thermostat installed | Wi-Fi/interactive thermostat installed | Wi-Fi/interactive thermostat installed | Wi-Fi/interactive thermostat installed | Wi-Fi/interactive thermostat installed | Wi-Fi/interactive thermostat installed | Wi-Fi/interactive thermostat installed | Wi-Fi/interactive thermostat installed | Wi-Fi/interactive thermostat installed | Wi-Fi/interactive thermostat installed | Wi-Fi/interactive thermostat installed | Wi-Fi/interactive thermostat installed | Wi-Fi/interactive thermostat installed | Wi-Fi/interactive thermostat installed | Wi-Fi/interactive thermostat installed | Wi-Fi/interactive thermostat installed | Wi-Fi/interactive thermostat installed | Wi-Fi/interactive thermostat installed | Wi-Fi/interactive thermostat installed | Wi-Fi/interactive thermostat installed | 0.39 | 0.39 | 0.39 | 0.39 | 0.39 | 0.39 | 0.39 | 0.39 | 0.39 | 0.39 | 0.39 | 0.39 | 0.39 | 0.39 | 0.39 | 0.39 | 0.39 | 0.39 | 0.39 | 0.39 | 0.39 | 0.39 | 0.39 | 0.39 | 0.39 | 0.39 | 0.39 | 0.39 | 0.39 | 0.39 | 0.39 | 0 | 0 | 0 | 0 | 0 | 0.014205 | 0.013758 | 0.013425 | 0.013165 | 0.012951 | 0.012773 | 0.012564 | 0.012341 | 0.012114 | 0.011889 | 0.011682 | 0.011494 | 0.011425 | 0.011298 | 0.011203 | 0.011136 | 0.011087 | 0.01107 | 0.011074 | 0.01109 | 0.01112 | 0.011149 | 0.011177 | 0 | 0 | 0 | 0.00060338 | 0.00069234 | 0.00078087 | 0.00086837 | 0.00095525 | 0.0010418 | 0.0011216 | 0.0011966 | 0.0012675 | 0.0013337 | 0.001399 | 0.0014627 | 0.0015398 | 0.0016071 | 0.0016764 | 0.0017489 | 0.001823 | 0.0019017 | 0.0019834 | 0.0020673 | 0.0017465 | 0.0018332 | 0.0019201 | 0 | 0 | 0 | 0.00060338 | 0.0012767 | 0.0020267 | 0.0028558 | 0.0037645 | 0.0042121 | 0.0046327 | 0.0050292 | 0.0054054 | 0.0057613 | 0.0061075 | 0.0064455 | 0.0068393 | 0.0071881 | 0.0075472 | 0.0079174 | 0.0082943 | 0.0086917 | 0.0091028 | 0.0095241 | 0.0095499 | 0.0095746 | 0.0095989 | 0 | 0 | 0 | 42.4759 | 50.3223 | 58.1644 | 65.9603 | 73.7604 | 81.567 | 89.2744 | 96.9607 | 104.6315 | 112.1804 | 119.7582 | 127.2637 | 134.7702 | 142.2389 | 149.6409 | 157.0518 | 164.432 | 171.7835 | 179.1082 | 186.408 | 157.0518 | 164.432 | 171.7835 | 179.1082 | 186.408 | 157.0518 | 42.4759 | 92.7981 | 150.9626 | 216.9229 | 290.6833 | 329.7744 | 368.7265 | 407.5229 | 446.194 | 484.6141 | 522.8053 | 560.7946 | 598.604 | 636.2114 | 673.6719 | 710.9655 | 748.1337 | 785.147 | 822.0163 | 858.7834 | 858.7834 | 858.7834 | 858.7834 | 858.7834 | 858.7834 | 858.7834 | 0.00052425 | 0.00060992 | 0.00069411 | 0.00077629 | 0.00085686 | 0.00093622 | 0.0010099 | 0.0010792 | 0.001145 | 0.0012064 | 0.0012669 | 0.0013258 | 0.0013851 | 0.001438 | 0.0014933 | 0.0015521 | 0.0016131 | 0.001679 | 0.0017473 | 0.0018177 | 0.0015329 | 0.0016068 | 0.001681 | 0 | 0 | 0 | 0.00052425 | 0.0011247 | 0.0018015 | 0.002553 | 0.0033768 | 0.0037851 | 0.004171 | 0.004536 | 0.0048828 | 0.0052114 | 0.0055307 | 0.0058421 | 0.0061523 | 0.0064318 | 0.0067228 | 0.0070262 | 0.0073394 | 0.0076738 | 0.0080194 | 0.0083743 | 0.0083823 | 0.008392 | 0.0084037 | 0 | 0 | 0 | 36.1045 | 42.7739 | 49.4398 | 56.0663 | 62.6964 | 69.3319 | 75.8832 | 82.4166 | 88.9368 | 95.3534 | 101.7945 | 108.1741 | 114.5546 | 120.903 | 127.1948 | 133.494 | 139.7672 | 146.0159 | 152.2419 | 158.4468 | 133.494 | 139.7672 | 146.0159 | 152.2419 | 158.4468 | 133.494 | 36.1045 | 78.8784 | 128.3182 | 184.3845 | 247.0808 | 280.3083 | 313.4176 | 346.3944 | 379.2649 | 411.9219 | 444.3845 | 476.6754 | 508.8134 | 540.7797 | 572.6211 | 604.3206 | 635.9137 | 667.375 | 698.7139 | 729.9659 | 729.9659 | 729.9659 | 729.9659 | 729.9659 | 729.9659 | 729.9659 | 0 | 0 | 0 | 0 | 0 | 0 | 0 | 0 | 0 | 0 | 0 | 0 | 0 | 0 | 0 | 0 | 0 | 0 | 0 | 0 | 0 | 0 | 0 | 0 | 0 | 0 | 0 | 0 | 0 | 0 | 0 | 0 | 0 | 0 | 0 | 0 | 0 | 0 | 0 | 0 | 0 | 0 | 0 | 0 | 0 | 0 | 0 | 0 | 0 | 0 | 0 | 0 | 0 | 0 | 0 | 0 | 0 | 0 | 0 | 0 | 0 | 0 | 0 | 0 | 0 | 0 | 0 | 0 | 0 | 0 | 0 | 0 | 0 | 0 | 0 | 0 | 0 | 0 | 0 | 0 | 0 | 0 | 0 | 0 | 0 | 0 | 0 | 0 | 0 | 0 | 0 | 0 | 0 | 0 | 0 | 0 | 0 | 0 | 0 | 0 | 0 | 0 | 0 | 0 | 0 | 0 | 0 | 0 | 0 | 0 | 0 | 0 | 0 | 0 | 0 | 0 | 0 | 0 | 0 | 0 | 0 | 0 | 0 | 0 | 0 | 0 | 0 | 0 | 0 | 0 | 0 | 0 | 0 | 0 | 0 | 0 | 0 | 0 | 0 | 0 | 0 | 0 | 0 | 0 | 0 | 0 | 0 | 0 | 0 | 0 | 0 | 0 | 0 | 0 | 0 | 0 | 0 | 0 | 0 | 0 | 0 | 0 | 0 | 0 | 0 | 0 | 0 | 0 | 0 | 0 | 0 | 0 | 0 | 0 | 0 | 0 | 0 | 0 | 0 | 0 | 0 | 0 | 0 | 0 | 0 | 0 | 0 | 0 | 0 | 0 | 0 | 0 | 0 | 0 | 0 | 0 | 0 | 0 | 0 | 0 | 0 | 0 | 0 | 0 | 0 | 0 | 0 | 0 | 6428.0701 | 6512.2014 | 6575.01 | 6623.459 | 6662.1915 | 6693.8722 | 6731.3176 | 6771.0763 | 6810.7507 | 6849.5608 | 6880.3669 | 6904.8348 | 6924.4082 | 6955.6472 | 6978.7642 | 6995.5688 | 7008.7805 | 7008.7805 | 7008.7805 | 7008.7805 | 7008.7805 | 7008.7805 | 7008.7805 | 0 | 0 | 0 | 5100.7762 | 5167.5357 | 5217.3754 | 5255.8205 | 5286.5553 | 5311.6944 | 5341.408 | 5372.9571 | 5404.4394 | 5435.2358 | 5459.681 | 5479.0966 | 5494.6284 | 5519.4171 | 5537.7608 | 5551.0955 | 5561.5792 | 5561.5792 | 5561.5792 | 5561.5792 | 5561.5792 | 5561.5792 | 5561.5792 | 0 | 0 | 0
WA_Industrial_Primary Metals_New_Space Heating_Natural Gas_Destratification Fans (HVLS)_A | WA | Industrial | Primary Metals | New | Space Heating | Natural Gas | Destratification Fans (HVLS) | A | IM224 | None/Standard ventilation | Fans installed | 10 | 0.01486 | 0 | 0 | 0.6 | 0.01 | 0 | 0 | 0.2991 |  | sqft | 15% | 30% | Retrofit | RetroEven20 | 76.5% | TBD | 0.2% | 6593.3661 |  | 4653.9208 |  | 0.0011266 | IL TRM - 4.4.34 - CI-HVC-DSFN-V05-210101 | IL TRM - 4.4.34 - CI-HVC-DSFN-V05-210101 | IL TRM - 4.4.34 - CI-HVC-DSFN-V05-210101 | None/Standard ventilation | None/Standard ventilation | None/Standard ventilation | None/Standard ventilation | None/Standard ventilation | None/Standard ventilation | None/Standard ventilation | None/Standard ventilation | None/Standard ventilation | None/Standard ventilation | None/Standard ventilation | None/Standard ventilation | None/Standard ventilation | None/Standard ventilation | None/Standard ventilation | None/Standard ventilation | None/Standard ventilation | None/Standard ventilation | None/Standard ventilation | None/Standard ventilation | None/Standard ventilation | None/Standard ventilation | None/Standard ventilation | None/Standard ventilation | None/Standard ventilation | None/Standard ventilation | None/Standard ventilation | None/Standard ventilation | None/Standard ventilation | None/Standard ventilation | None/Standard ventilation | Fans installed | Fans installed | Fans installed | Fans installed | Fans installed | Fans installed | Fans installed | Fans installed | Fans installed | Fans installed | Fans installed | Fans installed | Fans installed | Fans installed | Fans installed | Fans installed | Fans installed | Fans installed | Fans installed | Fans installed | Fans installed | Fans installed | Fans installed | Fans installed | Fans installed | Fans installed | Fans installed | Fans installed | Fans installed | Fans installed | Fans installed | 0.6 | 0.6 | 0.6 | 0.6 | 0.6 | 0.6 | 0.6 | 0.6 | 0.6 | 0.6 | 0.6 | 0.6 | 0.6 | 0.6 | 0.6 | 0.6 | 0.6 | 0.6 | 0.6 | 0.6 | 0.6 | 0.6 | 0.6 | 0.6 | 0.6 | 0.6 | 0.6 | 0.6 | 0.6 | 0.6 | 0.6 | 0 | 0 | 0 | 0 | 0 | 0.01422 | 0.013784 | 0.013461 | 0.01321 | 0.013003 | 0.012833 | 0.012631 | 0.012414 | 0.012194 | 0.011973 | 0.011769 | 0.011582 | 0.011515 | 0.011389 | 0.011294 | 0.011228 | 0.01118 | 0.011164 | 0.011169 | 0.011187 | 0.011213 | 0.011239 | 0.011264 | 0 | 0 | 0 | 0.000604 | 0.00069365 | 0.00078296 | 0.00087131 | 0.00095912 | 0.0010467 | 0.0011276 | 0.0012037 | 0.0012758 | 0.0013432 | 0.0014095 | 0.0014739 | 0.0015519 | 0.0016199 | 0.0016901 | 0.0017634 | 0.0018383 | 0.0019178 | 0.0020004 | 0.0020853 | 0.0013429 | 0.0014303 | 0.0015181 | 0 | 0 | 0 | 0.000604 | 0.0012791 | 0.0020321 | 0.0028655 | 0.0037798 | 0.004777 | 0.0058295 | 0.0069332 | 0.0080858 | 0.0092829 | 0.010034 | 0.010765 | 0.011586 | 0.012327 | 0.013082 | 0.013853 | 0.014633 | 0.015448 | 0.016287 | 0.017143 | 0.017184 | 0.017223 | 0.017262 | 0 | 0 | 0 | 42.4759 | 50.3223 | 58.1644 | 65.9603 | 73.7604 | 81.567 | 89.2744 | 96.9607 | 104.6315 | 112.1804 | 119.7582 | 127.2637 | 134.7702 | 142.2389 | 149.6409 | 157.0518 | 164.432 | 171.7835 | 179.1082 | 186.408 | 119.7582 | 127.2637 | 134.7702 | 142.2389 | 149.6409 | 157.0518 | 42.4759 | 92.7981 | 150.9626 | 216.9229 | 290.6833 | 372.2503 | 461.5247 | 558.4854 | 663.1169 | 775.2974 | 852.5797 | 929.5211 | 1006.1269 | 1082.4054 | 1158.2859 | 1233.7707 | 1308.9283 | 1383.751 | 1458.2277 | 1532.4552 | 1532.4552 | 1532.4552 | 1532.4552 | 1532.4552 | 1532.4552 | 1532.4552 | 0.00052471 | 0.0006109 | 0.00069569 | 0.00077852 | 0.00085982 | 0.00093996 | 0.0010144 | 0.0010847 | 0.0011514 | 0.0012137 | 0.0012749 | 0.0013344 | 0.0013943 | 0.0014477 | 0.0015036 | 0.001563 | 0.0016246 | 0.0016911 | 0.0017601 | 0.0018311 | 0.0011772 | 0.0012521 | 0.0013275 | 0 | 0 | 0 | 0.00052471 | 0.0011266 | 0.0018056 | 0.0025603 | 0.0033885 | 0.0042897 | 0.0052444 | 0.0062477 | 0.0072969 | 0.0083879 | 0.0090764 | 0.0097463 | 0.01041 | 0.011017 | 0.011639 | 0.012279 | 0.012932 | 0.013622 | 0.01433 | 0.015054 | 0.015064 | 0.015078 | 0.015095 | 0 | 0 | 0 | 36.1045 | 42.7739 | 49.4398 | 56.0663 | 62.6964 | 69.3319 | 75.8832 | 82.4166 | 88.9368 | 95.3534 | 101.7945 | 108.1741 | 114.5546 | 120.903 | 127.1948 | 133.494 | 139.7672 | 146.0159 | 152.2419 | 158.4468 | 101.7945 | 108.1741 | 114.5546 | 120.903 | 127.1948 | 133.494 | 36.1045 | 78.8784 | 128.3182 | 184.3845 | 247.0808 | 316.4127 | 392.296 | 474.7126 | 563.6494 | 659.0028 | 724.6928 | 790.093 | 855.2078 | 920.0446 | 984.543 | 1048.7051 | 1112.5891 | 1176.1884 | 1239.4935 | 1302.5869 | 1302.5869 | 1302.5869 | 1302.5869 | 1302.5869 | 1302.5869 | 1302.5869 | 0 | 0 | 0 | 0 | 0 | 0 | 0 | 0 | 0 | 0 | 0 | 0 | 0 | 0 | 0 | 0 | 0 | 0 | 0 | 0 | 0 | 0 | 0 | 0 | 0 | 0 | 0 | 0 | 0 | 0 | 0 | 0 | 0 | 0 | 0 | 0 | 0 | 0 | 0 | 0 | 0 | 0 | 0 | 0 | 0 | 0 | 0 | 0 | 0 | 0 | 0 | 0 | 0 | 0 | 0 | 0 | 0 | 0 | 0 | 0 | 0 | 0 | 0 | 0 | 0 | 0 | 0 | 0 | 0 | 0 | 0 | 0 | 0 | 0 | 0 | 0 | 0 | 0 | 0 | 0 | 0 | 0 | 0 | 0 | 0 | 0 | 0 | 0 | 0 | 0 | 0 | 0 | 0 | 0 | 0 | 0 | 0 | 0 | 0 | 0 | 0 | 0 | 0 | 0 | 0 | 0 | 0 | 0 | 0 | 0 | 0 | 0 | 0 | 0 | 0 | 0 | 0 | 0 | 0 | 0 | 0 | 0 | 0 | 0 | 0 | 0 | 0 | 0 | 0 | 0 | 0 | 0 | 0 | 0 | 0 | 0 | 0 | 0 | 0 | 0 | 0 | 0 | 0 | 0 | 0 | 0 | 0 | 0 | 0 | 0 | 0 | 0 | 0 | 0 | 0 | 0 | 0 | 0 | 0 | 0 | 0 | 0 | 0 | 0 | 0 | 0 | 0 | 0 | 0 | 0 | 0 | 0 | 0 | 0 | 0 | 0 | 0 | 0 | 0 | 0 | 0 | 0 | 0 | 0 | 0 | 0 | 0 | 0 | 0 | 0 | 0 | 0 | 0 | 0 | 0 | 0 | 0 | 0 | 0 | 0 | 0 | 0 | 0 | 0 | 0 | 0 | 0 | 0 | 6241.3158 | 6323.0028 | 6383.9866 | 6431.0281 | 6468.6352 | 6499.3955 | 6535.7531 | 6574.3566 | 6612.8784 | 6650.5609 | 6680.4721 | 6704.2291 | 6723.2338 | 6753.5652 | 6776.0106 | 6792.327 | 6805.1548 | 6805.1548 | 6805.1548 | 6805.1548 | 6805.1548 | 6805.1548 | 6805.1548 | 0 | 0 | 0 | 4405.4265 | 4463.0851 | 4506.1305 | 4539.3347 | 4565.8797 | 4587.5918 | 4613.2547 | 4640.503 | 4667.6935 | 4694.2917 | 4715.4045 | 4732.1733 | 4745.5878 | 4766.9972 | 4782.8403 | 4794.3571 | 4803.4116 | 4803.4116 | 4803.4116 | 4803.4116 | 4803.4116 | 4803.4116 | 4803.4116 | 0 | 0 | 0
WA_Industrial_Primary Metals_New_Space Heating_Natural Gas_Gas Boiler - Insulate Steam Lines/Condensate Tank_A | WA | Industrial | Primary Metals | New | Space Heating | Natural Gas | Gas Boiler - Insulate Steam Lines/Condensate Tank | A | IM225 | No insulation | Lines and condenstate tank insulated | 20 | 301.7662 | 0 | 0 | 2258.06 | 0 | 0 | 0 | 1129.0278 |  | sqft | 30% | 35% | Retrofit | RetroEven20 | 76.5% | TBD | 0.2% | 676.4273 |  | 494.475 |  | 0 | PGE Workpaper - SWWH017-01 | PGE Workpaper - SWWH017-01 | PGE Workpaper - SWWH017-01 | No insulation | No insulation | No insulation | No insulation | No insulation | No insulation | No insulation | No insulation | No insulation | No insulation | No insulation | No insulation | No insulation | No insulation | No insulation | No insulation | No insulation | No insulation | No insulation | No insulation | No insulation | No insulation | No insulation | No insulation | No insulation | No insulation | No insulation | No insulation | No insulation | No insulation | No insulation | Lines and condenstate tank insulated | Lines and condenstate tank insulated | Lines and condenstate tank insulated | Lines and condenstate tank insulated | Lines and condenstate tank insulated | Lines and condenstate tank insulated | Lines and condenstate tank insulated | Lines and condenstate tank insulated | Lines and condenstate tank insulated | Lines and condenstate tank insulated | Lines and condenstate tank insulated | Lines and condenstate tank insulated | Lines and condenstate tank insulated | Lines and condenstate tank insulated | Lines and condenstate tank insulated | Lines and condenstate tank insulated | Lines and condenstate tank insulated | Lines and condenstate tank insulated | Lines and condenstate tank insulated | Lines and condenstate tank insulated | Lines and condenstate tank insulated | Lines and condenstate tank insulated | Lines and condenstate tank insulated | Lines and condenstate tank insulated | Lines and condenstate tank insulated | Lines and condenstate tank insulated | Lines and condenstate tank insulated | Lines and condenstate tank insulated | Lines and condenstate tank insulated | Lines and condenstate tank insulated | Lines and condenstate tank insulated | 2258.06 | 2258.06 | 2258.06 | 2258.06 | 2258.06 | 2258.06 | 2258.06 | 2258.06 | 2258.06 | 2258.06 | 2258.06 | 2258.06 | 2258.06 | 2258.06 | 2258.06 | 2258.06 | 2258.06 | 2258.06 | 2258.06 | 2258.06 | 2258.06 | 2258.06 | 2258.06 | 2258.06 | 2258.06 | 2258.06 | 2258.06 | 2258.06 | 2258.06 | 2258.06 | 2258.06 | 0 | 0 | 0 | 0 | 0 | 0 | 0 | 0 | 0 | 0 | 0 | 0 | 0 | 0 | 0 | 0 | 0 | 0 | 0 | 0 | 0 | 0 | 0 | 0 | 0 | 0 | 0 | 0 | 0 | 0 | 0 | 0 | 0 | 0 | 0 | 0 | 0 | 0 | 0 | 0 | 0 | 0 | 0 | 0 | 0 | 0 | 0 | 0 | 0 | 0 | 0 | 0 | 0 | 0 | 0 | 0 | 0 | 0 | 0 | 0 | 0 | 0 | 0 | 0 | 0 | 0 | 0 | 0 | 0 | 0 | 0 | 0 | 0 | 0 | 0 | 0 | 0 | 0 | 0 | 0 | 0 | 0 | 0 | 0 | 0 | 0 | 0 | 0 | 0 | 0 | 0 | 0 | 0 | 0 | 0 | 0 | 0 | 0 | 0 | 0 | 0 | 0 | 0 | 0 | 0 | 0 | 0 | 0 | 0 | 0 | 0 | 0 | 0 | 0 | 0 | 0 | 0 | 0 | 0 | 0 | 0 | 0 | 0 | 0 | 0 | 0 | 0 | 0 | 0 | 0 | 0 | 0 | 0 | 0 | 0 | 0 | 0 | 0 | 0 | 0 | 0 | 0 | 0 | 0 | 0 | 0 | 0 | 0 | 0 | 0 | 0 | 0 | 0 | 0 | 0 | 0 | 0 | 0 | 0 | 0 | 0 | 0 | 0 | 0 | 0 | 0 | 0 | 0 | 0 | 0 | 0 | 0 | 0 | 0 | 0 | 0 | 0 | 0 | 0 | 0 | 0 | 0 | 0 | 0 | 0 | 0 | 0 | 0 | 0 | 0 | 0 | 0 | 0 | 0 | 0 | 0 | 0 | 0 | 0 | 0 | 0 | 0 | 0 | 0 | 0 | 0 | 0 | 0 | 0 | 0 | 0 | 0 | 0 | 0 | 0 | 0 | 0 | 0 | 0 | 0 | 0 | 0 | 0 | 0 | 0 | 0 | 0 | 0 | 0 | 0 | 0 | 0 | 0 | 0 | 0 | 0 | 0 | 0 | 0 | 0 | 0 | 0 | 0 | 0 | 0 | 0 | 0 | 0 | 0 | 0 | 0 | 0 | 0 | 0 | 0 | 0 | 0 | 0 | 0 | 0 | 0 | 0 | 0 | 0 | 0 | 0 | 0 | 0 | 0 | 0 | 0 | 0 | 0 | 0 | 0 | 0 | 0 | 0 | 0 | 0 | 0 | 0 | 0 | 0 | 0 | 0 | 0 | 0 | 0 | 0 | 0 | 0 | 0 | 0 | 0 | 0 | 0 | 0 | 0 | 0 | 0 | 0 | 0 | 0 | 0 | 0 | 0 | 0 | 0 | 0 | 0 | 0 | 0 | 0 | 0 | 0 | 0 | 0 | 0 | 0 | 0 | 0 | 0 | 0 | 0 | 0 | 0 | 0 | 0 | 0 | 0 | 0 | 0 | 0 | 0 | 0 | 0 | 0 | 0 | 0 | 0 | 0 | 0 | 0 | 0 | 0 | 0 | 0 | 0 | 0 | 0 | 0 | 0 | 0 | 0 | 0 | 0 | 0 | 0 | 0 | 0 | 0 | 0 | 0 | 0 | 0 | 0 | 0 | 0 | 0 | 0 | 0 | 0 | 0 | 0 | 0 | 0 | 0 | 0 | 0 | 0 | 0 | 0 | 0 | 0 | 0 | 0 | 0 | 0 | 0 | 0 | 0 | 0 | 0 | 0 | 0 | 0 | 0 | 0 | 0 | 0 | 0 | 0 | 0 | 0 | 0 | 0 | 0 | 0 | 0 | 0 | 0 | 0 | 0 | 0 | 0 | 0 | 0 | 0 | 0 | 0 | 0 | 0 | 0 | 0 | 0 | 0 | 0 | 0 | 0 | 0 | 0 | 0 | 0 | 0 | 0 | 0 | 0 | 0 | 0 | 0 | 0 | 0 | 0 | 0 | 0 | 0 | 676.4273 | 676.4273 | 676.4273 | 676.4273 | 676.4273 | 676.4273 | 676.4273 | 676.4273 | 676.4273 | 676.4273 | 676.4273 | 676.4273 | 676.4273 | 676.4273 | 676.4273 | 676.4273 | 676.4273 | 676.4273 | 676.4273 | 676.4273 | 676.4273 | 676.4273 | 676.4273 | 676.4273 | 676.4273 | 676.4273 | 494.475 | 494.475 | 494.475 | 494.475 | 494.475 | 494.475 | 494.475 | 494.475 | 494.475 | 494.475 | 494.475 | 494.475 | 494.475 | 494.475 | 494.475 | 494.475 | 494.475 | 494.475 | 494.475 | 494.475 | 494.475 | 494.475 | 494.475 | 494.475 | 494.475 | 494.475
WA_Industrial_Primary Metals_New_Process_Natural Gas_Gas Boiler - Insulate Steam Lines/Condensate Tank_A | WA | Industrial | Primary Metals | New | Process | Natural Gas | Gas Boiler - Insulate Steam Lines/Condensate Tank | A | IM226 | No insulation | Lines and condenstate tank insulated | 20 | 303.5793 | 0 | 0 | 2258.06 | 0 | 0 | 0 | 1129.0278 |  | sqft | 30% | 35% | Retrofit | RetroEven20 | 76.5% | TBD | 0.2% | 676.4273 |  | 494.475 |  | 0.033035 | PGE Workpaper - SWWH017-01 | PGE Workpaper - SWWH017-01 | PGE Workpaper - SWWH017-01 | No insulation | No insulation | No insulation | No insulation | No insulation | No insulation | No insulation | No insulation | No insulation | No insulation | No insulation | No insulation | No insulation | No insulation | No insulation | No insulation | No insulation | No insulation | No insulation | No insulation | No insulation | No insulation | No insulation | No insulation | No insulation | No insulation | No insulation | No insulation | No insulation | No insulation | No insulation | Lines and condenstate tank insulated | Lines and condenstate tank insulated | Lines and condenstate tank insulated | Lines and condenstate tank insulated | Lines and condenstate tank insulated | Lines and condenstate tank insulated | Lines and condenstate tank insulated | Lines and condenstate tank insulated | Lines and condenstate tank insulated | Lines and condenstate tank insulated | Lines and condenstate tank insulated | Lines and condenstate tank insulated | Lines and condenstate tank insulated | Lines and condenstate tank insulated | Lines and condenstate tank insulated | Lines and condenstate tank insulated | Lines and condenstate tank insulated | Lines and condenstate tank insulated | Lines and condenstate tank insulated | Lines and condenstate tank insulated | Lines and condenstate tank insulated | Lines and condenstate tank insulated | Lines and condenstate tank insulated | Lines and condenstate tank insulated | Lines and condenstate tank insulated | Lines and condenstate tank insulated | Lines and condenstate tank insulated | Lines and condenstate tank insulated | Lines and condenstate tank insulated | Lines and condenstate tank insulated | Lines and condenstate tank insulated | 2258.06 | 2258.06 | 2258.06 | 2258.06 | 2258.06 | 2258.06 | 2258.06 | 2258.06 | 2258.06 | 2258.06 | 2258.06 | 2258.06 | 2258.06 | 2258.06 | 2258.06 | 2258.06 | 2258.06 | 2258.06 | 2258.06 | 2258.06 | 2258.06 | 2258.06 | 2258.06 | 2258.06 | 2258.06 | 2258.06 | 2258.06 | 2258.06 | 2258.06 | 2258.06 | 2258.06 | 0 | 0 | 0 | 0 | 0 | 302.8413 | 302.2182 | 301.6616 | 301.1493 | 300.6635 | 300.3851 | 300.1818 | 300.0375 | 299.9398 | 299.8769 | 299.8472 | 299.8419 | 299.8561 | 299.8826 | 299.9154 | 299.9577 | 300.026 | 300.0871 | 300.1418 | 300.1909 | 300.3177 | 300.4351 | 300.544 | 303.5793 | 303.5793 | 303.5793 | 0.017814 | 0.021061 | 0.024299 | 0.027509 | 0.030712 | 0.033931 | 0.037112 | 0.040288 | 0.043461 | 0.046587 | 0.049729 | 0.052845 | 0.055964 | 0.059071 | 0.062152 | 0.065239 | 0.06832 | 0.071389 | 0.074447 | 0.077494 | 0.017666 | 0.020937 | 0.024209 | 0.027731 | 0.03101 | 0.034292 | 0.017814 | 0.038839 | 0.063066 | 0.090467 | 0.12103 | 0.15485 | 0.19186 | 0.23206 | 0.27544 | 0.32197 | 0.37167 | 0.42451 | 0.48049 | 0.5396 | 0.60181 | 0.66714 | 0.73561 | 0.80715 | 0.88174 | 0.95938 | 0.95979 | 0.96016 | 0.96051 | 0 | 0 | 0 | 0.058823 | 0.069689 | 0.080549 | 0.091346 | 0.10215 | 0.11296 | 0.12363 | 0.13428 | 0.1449 | 0.15535 | 0.16585 | 0.17624 | 0.18664 | 0.19698 | 0.20723 | 0.21749 | 0.22771 | 0.2379 | 0.24804 | 0.25815 | 0.058823 | 0.069689 | 0.080549 | 0.091346 | 0.10215 | 0.11296 | 0.058823 | 0.12851 | 0.20906 | 0.30041 | 0.40255 | 0.51551 | 0.63915 | 0.77342 | 0.91832 | 1.0737 | 1.2395 | 1.4158 | 1.6024 | 1.7994 | 2.0066 | 2.2241 | 2.4518 | 2.6897 | 2.9378 | 3.1959 | 3.1959 | 3.1959 | 3.1959 | 3.1959 | 3.1959 | 3.1959 | 0.015147 | 0.017914 | 0.020674 | 0.023411 | 0.026143 | 0.028887 | 0.031599 | 0.034305 | 0.037009 | 0.039672 | 0.042348 | 0.045002 | 0.047658 | 0.050303 | 0.052926 | 0.055553 | 0.058175 | 0.060787 | 0.063388 | 0.065981 | 0.01504 | 0.017824 | 0.020608 | 0.023571 | 0.026358 | 0.029148 | 0.015147 | 0.033035 | 0.053657 | 0.07699 | 0.10303 | 0.13183 | 0.16336 | 0.1976 | 0.23455 | 0.27418 | 0.31651 | 0.3615 | 0.40917 | 0.45951 | 0.51248 | 0.56809 | 0.62638 | 0.68727 | 0.75077 | 0.81685 | 0.81714 | 0.81742 | 0.81767 | 0 | 0 | 0 | 0.05 | 0.059236 | 0.068467 | 0.077644 | 0.086825 | 0.096015 | 0.10509 | 0.11414 | 0.12316 | 0.13205 | 0.14097 | 0.14981 | 0.15864 | 0.16743 | 0.17615 | 0.18487 | 0.19356 | 0.20221 | 0.21083 | 0.21943 | 0.05 | 0.059236 | 0.068467 | 0.077644 | 0.086825 | 0.096015 | 0.05 | 0.10924 | 0.1777 | 0.25535 | 0.34217 | 0.43819 | 0.54327 | 0.65741 | 0.78057 | 0.91262 | 1.0536 | 1.2034 | 1.362 | 1.5295 | 1.7056 | 1.8905 | 2.084 | 2.2863 | 2.4971 | 2.7165 | 2.7165 | 2.7165 | 2.7165 | 2.7165 | 2.7165 | 2.7165 | 0.015147 | 0.017914 | 0.020674 | 0.023411 | 0.026143 | 0.028887 | 0.031599 | 0.034305 | 0.037009 | 0.039672 | 0.042348 | 0.045002 | 0.047658 | 0.050303 | 0.052926 | 0.055553 | 0.058175 | 0.060787 | 0.063388 | 0.065981 | 0.01504 | 0.017824 | 0.020608 | 0.023571 | 0.026358 | 0.029148 | 0.015147 | 0.033035 | 0.053657 | 0.07699 | 0.10303 | 0.13183 | 0.16336 | 0.1976 | 0.23455 | 0.27418 | 0.31651 | 0.3615 | 0.40917 | 0.45951 | 0.51248 | 0.56809 | 0.62638 | 0.68727 | 0.75077 | 0.81685 | 0.81714 | 0.81742 | 0.81767 | 0 | 0 | 0 | 0.05 | 0.059236 | 0.068467 | 0.077644 | 0.086825 | 0.096015 | 0.10509 | 0.11414 | 0.12316 | 0.13205 | 0.14097 | 0.14981 | 0.15864 | 0.16743 | 0.17615 | 0.18487 | 0.19356 | 0.20221 | 0.21083 | 0.21943 | 0.05 | 0.059236 | 0.068467 | 0.077644 | 0.086825 | 0.096015 | 0.05 | 0.10924 | 0.1777 | 0.25535 | 0.34217 | 0.43819 | 0.54327 | 0.65741 | 0.78057 | 0.91262 | 1.0536 | 1.2034 | 1.362 | 1.5295 | 1.7056 | 1.8905 | 2.084 | 2.2863 | 2.4971 | 2.7165 | 2.7165 | 2.7165 | 2.7165 | 2.7165 | 2.7165 | 2.7165 | 0.015147 | 0.017914 | 0.020674 | 0.023411 | 0.026143 | 0.028887 | 0.031599 | 0.034305 | 0.037009 | 0.039672 | 0.042348 | 0.045002 | 0.047658 | 0.050303 | 0.052926 | 0.055553 | 0.058175 | 0.060787 | 0.063388 | 0.065981 | 0.01504 | 0.017824 | 0.020608 | 0.023571 | 0.026358 | 0.029148 | 0.015147 | 0.033035 | 0.053657 | 0.07699 | 0.10303 | 0.13183 | 0.16336 | 0.1976 | 0.23455 | 0.27418 | 0.31651 | 0.3615 | 0.40917 | 0.45951 | 0.51248 | 0.56809 | 0.62638 | 0.68727 | 0.75077 | 0.81685 | 0.81714 | 0.81742 | 0.81767 | 0 | 0 | 0 | 0.05 | 0.059236 | 0.068467 | 0.077644 | 0.086825 | 0.096015 | 0.10509 | 0.11414 | 0.12316 | 0.13205 | 0.14097 | 0.14981 | 0.15864 | 0.16743 | 0.17615 | 0.18487 | 0.19356 | 0.20221 | 0.21083 | 0.21943 | 0.05 | 0.059236 | 0.068467 | 0.077644 | 0.086825 | 0.096015 | 0.05 | 0.10924 | 0.1777 | 0.25535 | 0.34217 | 0.43819 | 0.54327 | 0.65741 | 0.78057 | 0.91262 | 1.0536 | 1.2034 | 1.362 | 1.5295 | 1.7056 | 1.8905 | 2.084 | 2.2863 | 2.4971 | 2.7165 | 2.7165 | 2.7165 | 2.7165 | 2.7165 | 2.7165 | 2.7165 | 676.4273 | 676.4273 | 676.4273 | 676.4273 | 676.4273 | 676.4273 | 676.4273 | 676.4273 | 676.4273 | 676.4273 | 676.4273 | 676.4273 | 676.4273 | 676.4273 | 676.4273 | 676.4273 | 676.4273 | 676.4273 | 676.4273 | 676.4273 | 676.4273 | 676.4273 | 676.4273 | 676.4273 | 676.4273 | 676.4273 | 494.475 | 494.475 | 494.475 | 494.475 | 494.475 | 494.475 | 494.475 | 494.475 | 494.475 | 494.475 | 494.475 | 494.475 | 494.475 | 494.475 | 494.475 | 494.475 | 494.475 | 494.475 | 494.475 | 494.475 | 494.475 | 494.475 | 494.475 | 494.475 | 494.475 | 494.475
WA_Industrial_Primary Metals_New_Space Heating_Natural Gas_Gas Boiler - Insulate Hot Water Lines_A | WA | Industrial | Primary Metals | New | Space Heating | Natural Gas | Gas Boiler - Insulate Hot Water Lines | A | IM227 | No insulation | Insulated water lines | 20 | 341.0907 | 0 | 0 | 1603.2 | 0 | 0 | 0 | 801.5988 |  | sqft | 45% | 50% | Retrofit | RetroEven20 | 76.5% | TBD | 0.2% | 424.8876 |  | 310.597 |  | 0 | PGE Workpaper - SWWH017-01 | PGE Workpaper - SWWH017-01 | PGE Workpaper - SWWH017-01 | No insulation | No insulation | No insulation | No insulation | No insulation | No insulation | No insulation | No insulation | No insulation | No insulation | No insulation | No insulation | No insulation | No insulation | No insulation | No insulation | No insulation | No insulation | No insulation | No insulation | No insulation | No insulation | No insulation | No insulation | No insulation | No insulation | No insulation | No insulation | No insulation | No insulation | No insulation | Insulated water lines | Insulated water lines | Insulated water lines | Insulated water lines | Insulated water lines | Insulated water lines | Insulated water lines | Insulated water lines | Insulated water lines | Insulated water lines | Insulated water lines | Insulated water lines | Insulated water lines | Insulated water lines | Insulated water lines | Insulated water lines | Insulated water lines | Insulated water lines | Insulated water lines | Insulated water lines | Insulated water lines | Insulated water lines | Insulated water lines | Insulated water lines | Insulated water lines | Insulated water lines | Insulated water lines | Insulated water lines | Insulated water lines | Insulated water lines | Insulated water lines | 1603.2 | 1603.2 | 1603.2 | 1603.2 | 1603.2 | 1603.2 | 1603.2 | 1603.2 | 1603.2 | 1603.2 | 1603.2 | 1603.2 | 1603.2 | 1603.2 | 1603.2 | 1603.2 | 1603.2 | 1603.2 | 1603.2 | 1603.2 | 1603.2 | 1603.2 | 1603.2 | 1603.2 | 1603.2 | 1603.2 | 1603.2 | 1603.2 | 1603.2 | 1603.2 | 1603.2 | 0 | 0 | 0 | 0 | 0 | 0 | 0 | 0 | 0 | 0 | 0 | 0 | 0 | 0 | 0 | 0 | 0 | 0 | 0 | 0 | 0 | 0 | 0 | 0 | 0 | 0 | 0 | 0 | 0 | 0 | 0 | 0 | 0 | 0 | 0 | 0 | 0 | 0 | 0 | 0 | 0 | 0 | 0 | 0 | 0 | 0 | 0 | 0 | 0 | 0 | 0 | 0 | 0 | 0 | 0 | 0 | 0 | 0 | 0 | 0 | 0 | 0 | 0 | 0 | 0 | 0 | 0 | 0 | 0 | 0 | 0 | 0 | 0 | 0 | 0 | 0 | 0 | 0 | 0 | 0 | 0 | 0 | 0 | 0 | 0 | 0 | 0 | 0 | 0 | 0 | 0 | 0 | 0 | 0 | 0 | 0 | 0 | 0 | 0 | 0 | 0 | 0 | 0 | 0 | 0 | 0 | 0 | 0 | 0 | 0 | 0 | 0 | 0 | 0 | 0 | 0 | 0 | 0 | 0 | 0 | 0 | 0 | 0 | 0 | 0 | 0 | 0 | 0 | 0 | 0 | 0 | 0 | 0 | 0 | 0 | 0 | 0 | 0 | 0 | 0 | 0 | 0 | 0 | 0 | 0 | 0 | 0 | 0 | 0 | 0 | 0 | 0 | 0 | 0 | 0 | 0 | 0 | 0 | 0 | 0 | 0 | 0 | 0 | 0 | 0 | 0 | 0 | 0 | 0 | 0 | 0 | 0 | 0 | 0 | 0 | 0 | 0 | 0 | 0 | 0 | 0 | 0 | 0 | 0 | 0 | 0 | 0 | 0 | 0 | 0 | 0 | 0 | 0 | 0 | 0 | 0 | 0 | 0 | 0 | 0 | 0 | 0 | 0 | 0 | 0 | 0 | 0 | 0 | 0 | 0 | 0 | 0 | 0 | 0 | 0 | 0 | 0 | 0 | 0 | 0 | 0 | 0 | 0 | 0 | 0 | 0 | 0 | 0 | 0 | 0 | 0 | 0 | 0 | 0 | 0 | 0 | 0 | 0 | 0 | 0 | 0 | 0 | 0 | 0 | 0 | 0 | 0 | 0 | 0 | 0 | 0 | 0 | 0 | 0 | 0 | 0 | 0 | 0 | 0 | 0 | 0 | 0 | 0 | 0 | 0 | 0 | 0 | 0 | 0 | 0 | 0 | 0 | 0 | 0 | 0 | 0 | 0 | 0 | 0 | 0 | 0 | 0 | 0 | 0 | 0 | 0 | 0 | 0 | 0 | 0 | 0 | 0 | 0 | 0 | 0 | 0 | 0 | 0 | 0 | 0 | 0 | 0 | 0 | 0 | 0 | 0 | 0 | 0 | 0 | 0 | 0 | 0 | 0 | 0 | 0 | 0 | 0 | 0 | 0 | 0 | 0 | 0 | 0 | 0 | 0 | 0 | 0 | 0 | 0 | 0 | 0 | 0 | 0 | 0 | 0 | 0 | 0 | 0 | 0 | 0 | 0 | 0 | 0 | 0 | 0 | 0 | 0 | 0 | 0 | 0 | 0 | 0 | 0 | 0 | 0 | 0 | 0 | 0 | 0 | 0 | 0 | 0 | 0 | 0 | 0 | 0 | 0 | 0 | 0 | 0 | 0 | 0 | 0 | 0 | 0 | 0 | 0 | 0 | 0 | 0 | 0 | 0 | 0 | 0 | 0 | 0 | 0 | 0 | 0 | 0 | 0 | 0 | 0 | 0 | 0 | 0 | 0 | 0 | 0 | 0 | 0 | 0 | 0 | 0 | 0 | 0 | 0 | 0 | 0 | 0 | 0 | 0 | 0 | 0 | 0 | 0 | 0 | 0 | 0 | 0 | 0 | 0 | 0 | 0 | 0 | 0 | 0 | 0 | 0 | 0 | 0 | 0 | 0 | 0 | 0 | 0 | 0 | 0 | 0 | 0 | 0 | 0 | 0 | 0 | 0 | 0 | 0 | 424.8876 | 424.8876 | 424.8876 | 424.8876 | 424.8876 | 424.8876 | 424.8876 | 424.8876 | 424.8876 | 424.8876 | 424.8876 | 424.8876 | 424.8876 | 424.8876 | 424.8876 | 424.8876 | 424.8876 | 424.8876 | 424.8876 | 424.8876 | 424.8876 | 424.8876 | 424.8876 | 424.8876 | 424.8876 | 424.8876 | 310.597 | 310.597 | 310.597 | 310.597 | 310.597 | 310.597 | 310.597 | 310.597 | 310.597 | 310.597 | 310.597 | 310.597 | 310.597 | 310.597 | 310.597 | 310.597 | 310.597 | 310.597 | 310.597 | 310.597 | 310.597 | 310.597 | 310.597 | 310.597 | 310.597 | 310.597
WA_Industrial_Primary Metals_New_Process_Natural Gas_Gas Boiler - Insulate Hot Water Lines_A | WA | Industrial | Primary Metals | New | Process | Natural Gas | Gas Boiler - Insulate Hot Water Lines | A | IM228 | No insulation | Insulated water lines | 20 | 343.1401 | 0 | 0 | 1603.2 | 0 | 0 | 0 | 801.5988 |  | sqft | 45% | 50% | Retrofit | RetroEven20 | 76.5% | TBD | 0.2% | 424.8876 |  | 310.597 |  | 0.037345 | PGE Workpaper - SWWH017-01 | PGE Workpaper - SWWH017-01 | PGE Workpaper - SWWH017-01 | No insulation | No insulation | No insulation | No insulation | No insulation | No insulation | No insulation | No insulation | No insulation | No insulation | No insulation | No insulation | No insulation | No insulation | No insulation | No insulation | No insulation | No insulation | No insulation | No insulation | No insulation | No insulation | No insulation | No insulation | No insulation | No insulation | No insulation | No insulation | No insulation | No insulation | No insulation | Insulated water lines | Insulated water lines | Insulated water lines | Insulated water lines | Insulated water lines | Insulated water lines | Insulated water lines | Insulated water lines | Insulated water lines | Insulated water lines | Insulated water lines | Insulated water lines | Insulated water lines | Insulated water lines | Insulated water lines | Insulated water lines | Insulated water lines | Insulated water lines | Insulated water lines | Insulated water lines | Insulated water lines | Insulated water lines | Insulated water lines | Insulated water lines | Insulated water lines | Insulated water lines | Insulated water lines | Insulated water lines | Insulated water lines | Insulated water lines | Insulated water lines | 1603.2 | 1603.2 | 1603.2 | 1603.2 | 1603.2 | 1603.2 | 1603.2 | 1603.2 | 1603.2 | 1603.2 | 1603.2 | 1603.2 | 1603.2 | 1603.2 | 1603.2 | 1603.2 | 1603.2 | 1603.2 | 1603.2 | 1603.2 | 1603.2 | 1603.2 | 1603.2 | 1603.2 | 1603.2 | 1603.2 | 1603.2 | 1603.2 | 1603.2 | 1603.2 | 1603.2 | 0 | 0 | 0 | 0 | 0 | 342.3372 | 341.6593 | 341.0534 | 340.4958 | 339.9669 | 339.6715 | 339.4605 | 339.3156 | 339.223 | 339.1697 | 339.1536 | 339.1649 | 339.1981 | 339.2452 | 339.2993 | 339.3641 | 339.4582 | 339.5441 | 339.6227 | 339.6949 | 339.824 | 339.9434 | 340.0542 | 343.1401 | 343.1401 | 343.1401 | 0.020137 | 0.02381 | 0.027472 | 0.031103 | 0.034727 | 0.038369 | 0.041968 | 0.045562 | 0.049153 | 0.052691 | 0.056248 | 0.059775 | 0.063307 | 0.066825 | 0.070313 | 0.07381 | 0.0773 | 0.080776 | 0.08424 | 0.087692 | 0.019989 | 0.02369 | 0.027391 | 0.031344 | 0.035051 | 0.038761 | 0.020137 | 0.043907 | 0.071301 | 0.10229 | 0.13686 | 0.17511 | 0.21696 | 0.26243 | 0.31152 | 0.36416 | 0.42039 | 0.48018 | 0.54353 | 0.61043 | 0.68084 | 0.75478 | 0.83229 | 0.91328 | 0.99773 | 1.0856 | 1.086 | 1.0864 | 1.0868 | 0 | 0 | 0 | 0.058823 | 0.069689 | 0.080549 | 0.091346 | 0.10215 | 0.11296 | 0.12363 | 0.13428 | 0.1449 | 0.15535 | 0.16585 | 0.17624 | 0.18664 | 0.19698 | 0.20723 | 0.21749 | 0.22771 | 0.2379 | 0.24804 | 0.25815 | 0.058823 | 0.069689 | 0.080549 | 0.091346 | 0.10215 | 0.11296 | 0.058823 | 0.12851 | 0.20906 | 0.30041 | 0.40255 | 0.51551 | 0.63915 | 0.77342 | 0.91832 | 1.0737 | 1.2395 | 1.4158 | 1.6024 | 1.7994 | 2.0066 | 2.2241 | 2.4518 | 2.6897 | 2.9378 | 3.1959 | 3.1959 | 3.1959 | 3.1959 | 3.1959 | 3.1959 | 3.1959 | 0.017123 | 0.020252 | 0.023372 | 0.026468 | 0.029559 | 0.032663 | 0.035731 | 0.038793 | 0.041852 | 0.044866 | 0.047895 | 0.050898 | 0.053904 | 0.056898 | 0.059868 | 0.062843 | 0.065811 | 0.068768 | 0.071715 | 0.074651 | 0.017016 | 0.020165 | 0.023314 | 0.026643 | 0.029793 | 0.032947 | 0.017123 | 0.037345 | 0.060661 | 0.087045 | 0.11649 | 0.14907 | 0.18472 | 0.22345 | 0.26525 | 0.31008 | 0.35796 | 0.40887 | 0.46281 | 0.51976 | 0.5797 | 0.64263 | 0.7086 | 0.77752 | 0.84938 | 0.92419 | 0.92449 | 0.92476 | 0.92502 | 0 | 0 | 0 | 0.05 | 0.059236 | 0.068467 | 0.077644 | 0.086825 | 0.096015 | 0.10509 | 0.11414 | 0.12316 | 0.13205 | 0.14097 | 0.14981 | 0.15864 | 0.16743 | 0.17615 | 0.18487 | 0.19356 | 0.20221 | 0.21083 | 0.21943 | 0.05 | 0.059236 | 0.068467 | 0.077644 | 0.086825 | 0.096015 | 0.05 | 0.10924 | 0.1777 | 0.25535 | 0.34217 | 0.43819 | 0.54327 | 0.65741 | 0.78057 | 0.91262 | 1.0536 | 1.2034 | 1.362 | 1.5295 | 1.7056 | 1.8905 | 2.084 | 2.2863 | 2.4971 | 2.7165 | 2.7165 | 2.7165 | 2.7165 | 2.7165 | 2.7165 | 2.7165 | 0.017123 | 0.020252 | 0.023372 | 0.026468 | 0.029559 | 0.032663 | 0.035731 | 0.038793 | 0.041852 | 0.044866 | 0.047895 | 0.050898 | 0.053904 | 0.056898 | 0.059868 | 0.062843 | 0.065811 | 0.068768 | 0.071715 | 0.074651 | 0.017016 | 0.020165 | 0.023314 | 0.026643 | 0.029793 | 0.032947 | 0.017123 | 0.037345 | 0.060661 | 0.087045 | 0.11649 | 0.14907 | 0.18472 | 0.22345 | 0.26525 | 0.31008 | 0.35796 | 0.40887 | 0.46281 | 0.51976 | 0.5797 | 0.64263 | 0.7086 | 0.77752 | 0.84938 | 0.92419 | 0.92449 | 0.92476 | 0.92502 | 0 | 0 | 0 | 0.05 | 0.059236 | 0.068467 | 0.077644 | 0.086825 | 0.096015 | 0.10509 | 0.11414 | 0.12316 | 0.13205 | 0.14097 | 0.14981 | 0.15864 | 0.16743 | 0.17615 | 0.18487 | 0.19356 | 0.20221 | 0.21083 | 0.21943 | 0.05 | 0.059236 | 0.068467 | 0.077644 | 0.086825 | 0.096015 | 0.05 | 0.10924 | 0.1777 | 0.25535 | 0.34217 | 0.43819 | 0.54327 | 0.65741 | 0.78057 | 0.91262 | 1.0536 | 1.2034 | 1.362 | 1.5295 | 1.7056 | 1.8905 | 2.084 | 2.2863 | 2.4971 | 2.7165 | 2.7165 | 2.7165 | 2.7165 | 2.7165 | 2.7165 | 2.7165 | 0.017123 | 0.020252 | 0.023372 | 0.026468 | 0.029559 | 0.032663 | 0.035731 | 0.038793 | 0.041852 | 0.044866 | 0.047895 | 0.050898 | 0.053904 | 0.056898 | 0.059868 | 0.062843 | 0.065811 | 0.068768 | 0.071715 | 0.074651 | 0.017016 | 0.020165 | 0.023314 | 0.026643 | 0.029793 | 0.032947 | 0.017123 | 0.037345 | 0.060661 | 0.087045 | 0.11649 | 0.14907 | 0.18472 | 0.22345 | 0.26525 | 0.31008 | 0.35796 | 0.40887 | 0.46281 | 0.51976 | 0.5797 | 0.64263 | 0.7086 | 0.77752 | 0.84938 | 0.92419 | 0.92449 | 0.92476 | 0.92502 | 0 | 0 | 0 | 0.05 | 0.059236 | 0.068467 | 0.077644 | 0.086825 | 0.096015 | 0.10509 | 0.11414 | 0.12316 | 0.13205 | 0.14097 | 0.14981 | 0.15864 | 0.16743 | 0.17615 | 0.18487 | 0.19356 | 0.20221 | 0.21083 | 0.21943 | 0.05 | 0.059236 | 0.068467 | 0.077644 | 0.086825 | 0.096015 | 0.05 | 0.10924 | 0.1777 | 0.25535 | 0.34217 | 0.43819 | 0.54327 | 0.65741 | 0.78057 | 0.91262 | 1.0536 | 1.2034 | 1.362 | 1.5295 | 1.7056 | 1.8905 | 2.084 | 2.2863 | 2.4971 | 2.7165 | 2.7165 | 2.7165 | 2.7165 | 2.7165 | 2.7165 | 2.7165 | 424.8876 | 424.8876 | 424.8876 | 424.8876 | 424.8876 | 424.8876 | 424.8876 | 424.8876 | 424.8876 | 424.8876 | 424.8876 | 424.8876 | 424.8876 | 424.8876 | 424.8876 | 424.8876 | 424.8876 | 424.8876 | 424.8876 | 424.8876 | 424.8876 | 424.8876 | 424.8876 | 424.8876 | 424.8876 | 424.8876 | 310.597 | 310.597 | 310.597 | 310.597 | 310.597 | 310.597 | 310.597 | 310.597 | 310.597 | 310.597 | 310.597 | 310.597 | 310.597 | 310.597 | 310.597 | 310.597 | 310.597 | 310.597 | 310.597 | 310.597 | 310.597 | 310.597 | 310.597 | 310.597 | 310.597 | 310.597
WA_Industrial_Primary Metals_New_Process_Natural Gas_Process - Insulate Heated Process Fluids_A | WA | Industrial | Primary Metals | New | Process | Natural Gas | Process - Insulate Heated Process Fluids | A | IM229 | No insulation | Insulated process fluid lines | 20 | 1904.8967 | 0 | 0 | 2258.06 | 0 | 0 | 0 | 1129.0278 |  | employee | 5% | 10% | Retrofit | Retro12Med | 84.73% | TBD | 0.2% | 107.8008 |  | 78.8034 |  | 0.45504 | PGE Workpaper - SWWH017-01 | PGE Workpaper - SWWH017-01 | PGE Workpaper - SWWH017-01 | No insulation | No insulation | No insulation | No insulation | No insulation | No insulation | No insulation | No insulation | No insulation | No insulation | No insulation | No insulation | No insulation | No insulation | No insulation | No insulation | No insulation | No insulation | No insulation | No insulation | No insulation | No insulation | No insulation | No insulation | No insulation | No insulation | No insulation | No insulation | No insulation | No insulation | No insulation | Insulated process fluid lines | Insulated process fluid lines | Insulated process fluid lines | Insulated process fluid lines | Insulated process fluid lines | Insulated process fluid lines | Insulated process fluid lines | Insulated process fluid lines | Insulated process fluid lines | Insulated process fluid lines | Insulated process fluid lines | Insulated process fluid lines | Insulated process fluid lines | Insulated process fluid lines | Insulated process fluid lines | Insulated process fluid lines | Insulated process fluid lines | Insulated process fluid lines | Insulated process fluid lines | Insulated process fluid lines | Insulated process fluid lines | Insulated process fluid lines | Insulated process fluid lines | Insulated process fluid lines | Insulated process fluid lines | Insulated process fluid lines | Insulated process fluid lines | Insulated process fluid lines | Insulated process fluid lines | Insulated process fluid lines | Insulated process fluid lines | 2258.06 | 2258.06 | 2258.06 | 2258.06 | 2258.06 | 2258.06 | 2258.06 | 2258.06 | 2258.06 | 2258.06 | 2258.06 | 2258.06 | 2258.06 | 2258.06 | 2258.06 | 2258.06 | 2258.06 | 2258.06 | 2258.06 | 2258.06 | 2258.06 | 2258.06 | 2258.06 | 2258.06 | 2258.06 | 2258.06 | 2258.06 | 2258.06 | 2258.06 | 2258.06 | 2258.06 | 0 | 0 | 0 | 0 | 0 | 1904.5076 | 1904.198 | 1903.9354 | 1903.7229 | 1903.5209 | 1903.359 | 1903.2569 | 1903.199 | 1903.1732 | 1903.1689 | 1903.182 | 1903.2062 | 1903.2388 | 1903.2766 | 1903.3173 | 1903.3919 | 1903.4594 | 1903.5209 | 1903.5772 | 1903.6289 | 1903.6765 | 1903.7206 | 1903.7614 | 1904.8967 | 1904.8967 | 1904.8967 | 0.24506 | 0.29028 | 0.33548 | 0.3804 | 0.42534 | 0.42328 | 0.3706 | 0.322 | 0.27797 | 0.23842 | 0.20362 | 0.17311 | 0.14666 | 0.12383 | 0.10422 | 0.087511 | 0.00062497 | 0.00023319 | 8.2888e-05 | 2.8131e-05 | 0.24496 | 0.29021 | 0.33544 | 0.38063 | 0.42564 | 0.42362 | 0.24506 | 0.53531 | 0.87071 | 1.251 | 1.6762 | 2.0994 | 2.4698 | 2.7918 | 3.0697 | 3.3081 | 3.5118 | 3.6849 | 3.8316 | 3.9555 | 4.0599 | 4.1475 | 4.1483 | 4.1487 | 4.1489 | 4.149 | 4.1491 | 4.1492 | 4.1493 | 0 | 0 | 0 | 0.12867 | 0.15244 | 0.1762 | 0.19982 | 0.22345 | 0.22239 | 0.19472 | 0.16919 | 0.14606 | 0.12528 | 0.10699 | 0.090957 | 0.077058 | 0.065063 | 0.054759 | 0.045977 | 0.00032833 | 0.0001225 | 4.3543e-05 | 1.4778e-05 | 0.12867 | 0.15244 | 0.1762 | 0.19982 | 0.22345 | 0.22239 | 0.12867 | 0.28112 | 0.45732 | 0.65714 | 0.88058 | 1.103 | 1.2977 | 1.4669 | 1.6129 | 1.7382 | 1.8452 | 1.9362 | 2.0132 | 2.0783 | 2.133 | 2.179 | 2.1793 | 2.1795 | 2.1795 | 2.1795 | 2.1795 | 2.1795 | 2.1795 | 2.1795 | 2.1795 | 2.1795 | 0.20831 | 0.24676 | 0.28518 | 0.32337 | 0.36157 | 0.35983 | 0.31505 | 0.27374 | 0.23631 | 0.20269 | 0.1731 | 0.14716 | 0.12468 | 0.10527 | 0.088601 | 0.074394 | 0.00053128 | 0.00019823 | 7.0462e-05 | 2.3914e-05 | 0.20823 | 0.2467 | 0.28515 | 0.32354 | 0.3618 | 0.36008 | 0.20831 | 0.45504 | 0.74016 | 1.0635 | 1.4249 | 1.7847 | 2.0996 | 2.3733 | 2.6096 | 2.8123 | 2.9854 | 3.1326 | 3.2573 | 3.3626 | 3.4513 | 3.5258 | 3.5265 | 3.5267 | 3.5269 | 3.527 | 3.5271 | 3.5272 | 3.5272 | 0 | 0 | 0 | 0.10937 | 0.12958 | 0.14977 | 0.16985 | 0.18993 | 0.18903 | 0.16551 | 0.14381 | 0.12415 | 0.10649 | 0.090943 | 0.077314 | 0.065499 | 0.055303 | 0.046545 | 0.03908 | 0.00027908 | 0.00010413 | 3.7012e-05 | 1.2561e-05 | 0.10937 | 0.12958 | 0.14977 | 0.16985 | 0.18993 | 0.18903 | 0.10937 | 0.23895 | 0.38872 | 0.55857 | 0.7485 | 0.93753 | 1.103 | 1.2468 | 1.371 | 1.4775 | 1.5684 | 1.6457 | 1.7112 | 1.7665 | 1.8131 | 1.8522 | 1.8524 | 1.8525 | 1.8526 | 1.8526 | 1.8526 | 1.8526 | 1.8526 | 1.8526 | 1.8526 | 1.8526 | 0.20831 | 0.24676 | 0.28518 | 0.32337 | 0.36157 | 0.35983 | 0.31505 | 0.27374 | 0.23631 | 0.20269 | 0.1731 | 0.14716 | 0.12468 | 0.10527 | 0.088601 | 0.074394 | 0.00053128 | 0.00019823 | 7.0462e-05 | 2.3914e-05 | 0.20823 | 0.2467 | 0.28515 | 0.32354 | 0.3618 | 0.36008 | 0.20831 | 0.45504 | 0.74016 | 1.0635 | 1.4249 | 1.7847 | 2.0996 | 2.3733 | 2.6096 | 2.8123 | 2.9854 | 3.1326 | 3.2573 | 3.3626 | 3.4513 | 3.5258 | 3.5265 | 3.5267 | 3.5269 | 3.527 | 3.5271 | 3.5272 | 3.5272 | 0 | 0 | 0 | 0.10937 | 0.12958 | 0.14977 | 0.16985 | 0.18993 | 0.18903 | 0.16551 | 0.14381 | 0.12415 | 0.10649 | 0.090943 | 0.077314 | 0.065499 | 0.055303 | 0.046545 | 0.03908 | 0.00027908 | 0.00010413 | 3.7012e-05 | 1.2561e-05 | 0.10937 | 0.12958 | 0.14977 | 0.16985 | 0.18993 | 0.18903 | 0.10937 | 0.23895 | 0.38872 | 0.55857 | 0.7485 | 0.93753 | 1.103 | 1.2468 | 1.371 | 1.4775 | 1.5684 | 1.6457 | 1.7112 | 1.7665 | 1.8131 | 1.8522 | 1.8524 | 1.8525 | 1.8526 | 1.8526 | 1.8526 | 1.8526 | 1.8526 | 1.8526 | 1.8526 | 1.8526 | 0.20831 | 0.24676 | 0.28518 | 0.32337 | 0.36157 | 0.35983 | 0.31505 | 0.27374 | 0.23631 | 0.20269 | 0.1731 | 0.14716 | 0.12468 | 0.10527 | 0.088601 | 0.074394 | 0.00053128 | 0.00019823 | 7.0462e-05 | 2.3914e-05 | 0.20823 | 0.2467 | 0.28515 | 0.32354 | 0.3618 | 0.36008 | 0.20831 | 0.45504 | 0.74016 | 1.0635 | 1.4249 | 1.7847 | 2.0996 | 2.3733 | 2.6096 | 2.8123 | 2.9854 | 3.1326 | 3.2573 | 3.3626 | 3.4513 | 3.5258 | 3.5265 | 3.5267 | 3.5269 | 3.527 | 3.5271 | 3.5272 | 3.5272 | 0 | 0 | 0 | 0.10937 | 0.12958 | 0.14977 | 0.16985 | 0.18993 | 0.18903 | 0.16551 | 0.14381 | 0.12415 | 0.10649 | 0.090943 | 0.077314 | 0.065499 | 0.055303 | 0.046545 | 0.03908 | 0.00027908 | 0.00010413 | 3.7012e-05 | 1.2561e-05 | 0.10937 | 0.12958 | 0.14977 | 0.16985 | 0.18993 | 0.18903 | 0.10937 | 0.23895 | 0.38872 | 0.55857 | 0.7485 | 0.93753 | 1.103 | 1.2468 | 1.371 | 1.4775 | 1.5684 | 1.6457 | 1.7112 | 1.7665 | 1.8131 | 1.8522 | 1.8524 | 1.8525 | 1.8526 | 1.8526 | 1.8526 | 1.8526 | 1.8526 | 1.8526 | 1.8526 | 1.8526 | 107.8008 | 107.8008 | 107.8008 | 107.8008 | 107.8008 | 107.8008 | 107.8008 | 107.8008 | 107.8008 | 107.8008 | 107.8008 | 107.8008 | 107.8008 | 107.8008 | 107.8008 | 107.8008 | 107.8008 | 107.8008 | 107.8008 | 107.8008 | 107.8008 | 107.8008 | 107.8008 | 107.8008 | 107.8008 | 107.8008 | 78.8034 | 78.8034 | 78.8034 | 78.8034 | 78.8034 | 78.8034 | 78.8034 | 78.8034 | 78.8034 | 78.8034 | 78.8034 | 78.8034 | 78.8034 | 78.8034 | 78.8034 | 78.8034 | 78.8034 | 78.8034 | 78.8034 | 78.8034 | 78.8034 | 78.8034 | 78.8034 | 78.8034 | 78.8034 | 78.8034
WA_Industrial_Primary Metals_New_Process_Natural Gas_Process Heat Recovery_A | WA | Industrial | Primary Metals | New | Process | Natural Gas | Process Heat Recovery | A | IM230 | No HR system | HR system installed | 15 | 3.7787 | 0 | 0 | 687.24 | 0 | 0 | 0 | 343.6215 |  | cfm | 5% | 50% | Retrofit | Retro12Med | 84.73% | TBD | 0.2% | 19072.9027 |  | 14501.4536 |  | 0.032374 | MN TRM v3.1 - Exhaust Energy Recovery | WI TRM - Process Exhaust Filtration, 3244 | MN TRM v3.1 - Exhaust Energy Recovery | No HR system | No HR system | No HR system | No HR system | No HR system | No HR system | No HR system | No HR system | No HR system | No HR system | No HR system | No HR system | No HR system | No HR system | No HR system | No HR system | No HR system | No HR system | No HR system | No HR system | No HR system | No HR system | No HR system | No HR system | No HR system | No HR system | No HR system | No HR system | No HR system | No HR system | No HR system | HR system installed | HR system installed | HR system installed | HR system installed | HR system installed | HR system installed | HR system installed | HR system installed | HR system installed | HR system installed | HR system installed | HR system installed | HR system installed | HR system installed | HR system installed | HR system installed | HR system installed | HR system installed | HR system installed | HR system installed | HR system installed | HR system installed | HR system installed | HR system installed | HR system installed | HR system installed | HR system installed | HR system installed | HR system installed | HR system installed | HR system installed | 687.24 | 687.24 | 687.24 | 687.24 | 687.24 | 687.24 | 687.24 | 687.24 | 687.24 | 687.24 | 687.24 | 687.24 | 687.24 | 687.24 | 687.24 | 687.24 | 687.24 | 687.24 | 687.24 | 687.24 | 687.24 | 687.24 | 687.24 | 687.24 | 687.24 | 687.24 | 687.24 | 687.24 | 687.24 | 687.24 | 687.24 | 0 | 0 | 0 | 0 | 0 | 3.7689 | 3.7607 | 3.7533 | 3.7464 | 3.7399 | 3.7359 | 3.7329 | 3.7305 | 3.7288 | 3.7276 | 3.7268 | 3.7264 | 3.7263 | 3.7264 | 3.7267 | 3.7271 | 3.7279 | 3.7286 | 3.7292 | 3.7297 | 3.7316 | 3.7333 | 3.7348 | 0 | 0 | 0 | 0.017459 | 0.020639 | 0.023808 | 0.02695 | 0.030084 | 0.029909 | 0.026167 | 0.022722 | 0.019607 | 0.016811 | 0.014355 | 0.012202 | 0.010337 | 0.0087282 | 0.0073464 | 0.017265 | 0.020458 | 0.023651 | 0.026826 | 0.030002 | 0.029875 | 0.02617 | 0.022748 | 0 | 0 | 0 | 0.017459 | 0.038059 | 0.061792 | 0.088629 | 0.11856 | 0.14834 | 0.17439 | 0.197 | 0.21652 | 0.23326 | 0.24756 | 0.25974 | 0.27007 | 0.2788 | 0.28617 | 0.2862 | 0.28626 | 0.28631 | 0.28636 | 0.28641 | 0.28655 | 0.28668 | 0.2868 | 0 | 0 | 0 | 4.6323 | 5.488 | 6.3432 | 7.1934 | 8.0441 | 8.0059 | 7.0099 | 6.0908 | 5.2581 | 4.51 | 3.8517 | 3.2745 | 2.7741 | 2.3423 | 1.9713 | 4.6323 | 5.488 | 6.3432 | 7.1934 | 8.0441 | 8.0059 | 7.0099 | 6.0908 | 5.2581 | 4.51 | 3.8517 | 4.6323 | 10.1203 | 16.4635 | 23.657 | 31.7011 | 39.707 | 46.7169 | 52.8077 | 58.0658 | 62.5757 | 66.4274 | 69.7019 | 72.476 | 74.8182 | 76.7895 | 76.7895 | 76.7895 | 76.7895 | 76.7895 | 76.7895 | 76.7895 | 76.7895 | 76.7895 | 76.7895 | 76.7895 | 76.7895 | 0.014846 | 0.017555 | 0.020257 | 0.022937 | 0.025611 | 0.025466 | 0.022283 | 0.019351 | 0.016699 | 0.014319 | 0.012227 | 0.010393 | 0.008805 | 0.0074345 | 0.0062575 | 0.014706 | 0.017425 | 0.020144 | 0.022847 | 0.025552 | 0.025441 | 0.022285 | 0.01937 | 0 | 0 | 0 | 0.014846 | 0.032374 | 0.052577 | 0.075432 | 0.10093 | 0.12631 | 0.1485 | 0.16777 | 0.18441 | 0.19867 | 0.21087 | 0.22124 | 0.23004 | 0.23748 | 0.24375 | 0.24377 | 0.24382 | 0.24386 | 0.24389 | 0.24392 | 0.24402 | 0.24412 | 0.24421 | 0 | 0 | 0 | 3.9374 | 4.6648 | 5.3918 | 6.1144 | 6.8375 | 6.805 | 5.9584 | 5.1772 | 4.4694 | 3.8335 | 3.2739 | 2.7833 | 2.358 | 1.9909 | 1.6756 | 3.9374 | 4.6648 | 5.3918 | 6.1144 | 6.8375 | 6.805 | 5.9584 | 5.1772 | 4.4694 | 3.8335 | 3.2739 | 3.9374 | 8.6022 | 13.994 | 20.1084 | 26.9459 | 33.7509 | 39.7094 | 44.8865 | 49.3559 | 53.1894 | 56.4633 | 59.2466 | 61.6046 | 63.5955 | 65.2711 | 65.2711 | 65.2711 | 65.2711 | 65.2711 | 65.2711 | 65.2711 | 65.2711 | 65.2711 | 65.2711 | 65.2711 | 65.2711 | 0 | 0 | 0 | 0 | 0 | 0 | 0 | 0 | 0 | 0 | 0 | 0 | 0 | 0 | 0 | 0 | 0 | 0 | 0 | 0 | 0 | 0 | 0 | 0 | 0 | 0 | 0 | 0 | 0 | 0 | 0 | 0 | 0 | 0 | 0 | 0 | 0 | 0 | 0 | 0 | 0 | 0 | 0 | 0 | 0 | 0 | 0 | 0 | 0 | 0 | 0 | 0 | 0 | 0 | 0 | 0 | 0 | 0 | 0 | 0 | 0 | 0 | 0 | 0 | 0 | 0 | 0 | 0 | 0 | 0 | 0 | 0 | 0 | 0 | 0 | 0 | 0 | 0 | 0 | 0 | 0 | 0 | 0 | 0 | 0 | 0 | 0 | 0 | 0 | 0 | 0 | 0 | 0 | 0 | 0 | 0 | 0 | 0 | 0 | 0 | 0 | 0 | 0 | 0 | 0 | 0 | 0 | 0 | 0 | 0 | 0 | 0 | 0 | 0 | 0 | 0 | 0 | 0 | 0 | 0 | 0 | 0 | 0 | 0 | 0 | 0 | 0 | 0 | 0 | 0 | 0 | 0 | 0 | 0 | 0 | 0 | 0 | 0 | 0 | 0 | 0 | 0 | 0 | 0 | 0 | 0 | 0 | 0 | 0 | 0 | 0 | 0 | 0 | 0 | 0 | 0 | 0 | 0 | 0 | 0 | 0 | 0 | 0 | 0 | 0 | 0 | 0 | 0 | 0 | 0 | 0 | 0 | 0 | 0 | 0 | 0 | 0 | 0 | 0 | 0 | 0 | 0 | 0 | 0 | 0 | 0 | 0 | 0 | 0 | 0 | 0 | 0 | 0 | 0 | 0 | 0 | 0 | 0 | 0 | 0 | 0 | 0 | 0 | 0 | 0 | 0 | 0 | 0 | 19072.9027 | 19072.9027 | 19072.9027 | 19072.9027 | 19072.9027 | 19072.9027 | 19072.9027 | 19072.9027 | 19072.9027 | 19072.9027 | 19072.9027 | 19072.9027 | 19072.9027 | 19072.9027 | 19072.9027 | 19072.9027 | 19072.9027 | 19072.9027 | 19072.9027 | 19072.9027 | 19072.9027 | 19072.9027 | 19072.9027 | 0 | 0 | 0 | 14501.4536 | 14501.4536 | 14501.4536 | 14501.4536 | 14501.4536 | 14501.4536 | 14501.4536 | 14501.4536 | 14501.4536 | 14501.4536 | 14501.4536 | 14501.4536 | 14501.4536 | 14501.4536 | 14501.4536 | 14501.4536 | 14501.4536 | 14501.4536 | 14501.4536 | 14501.4536 | 14501.4536 | 14501.4536 | 14501.4536 | 0 | 0 | 0
WA_Industrial_Primary Metals_New_Space Heating_Natural Gas_Building Automation System_A | WA | Industrial | Primary Metals | New | Space Heating | Natural Gas | Building Automation System | A | IM231 | No control system | Automation system installed and programmed | 15 | 0.01486 | 0 | 0 | 0.09 | 0.03 | 0 | 0 | 0.04595 |  | sqft | 5% | 65% | Retrofit | Retro1Slow | 81.8% | TBD | 0.2% | 2818.0396 |  | 519.9207 |  | 0.00035655 | COM_EMS-All-XCELCO-2017-18-3 | BEHAV_EIS-All-CPUC-2018_PG-10 | COM_EMS-All-XCELCO-2017-18-3 | No control system | No control system | No control system | No control system | No control system | No control system | No control system | No control system | No control system | No control system | No control system | No control system | No control system | No control system | No control system | No control system | No control system | No control system | No control system | No control system | No control system | No control system | No control system | No control system | No control system | No control system | No control system | No control system | No control system | No control system | No control system | Automation system installed and programmed | Automation system installed and programmed | Automation system installed and programmed | Automation system installed and programmed | Automation system installed and programmed | Automation system installed and programmed | Automation system installed and programmed | Automation system installed and programmed | Automation system installed and programmed | Automation system installed and programmed | Automation system installed and programmed | Automation system installed and programmed | Automation system installed and programmed | Automation system installed and programmed | Automation system installed and programmed | Automation system installed and programmed | Automation system installed and programmed | Automation system installed and programmed | Automation system installed and programmed | Automation system installed and programmed | Automation system installed and programmed | Automation system installed and programmed | Automation system installed and programmed | Automation system installed and programmed | Automation system installed and programmed | Automation system installed and programmed | Automation system installed and programmed | Automation system installed and programmed | Automation system installed and programmed | Automation system installed and programmed | Automation system installed and programmed | 0.09 | 0.09 | 0.09 | 0.09 | 0.09 | 0.09 | 0.09 | 0.09 | 0.09 | 0.09 | 0.09 | 0.09 | 0.09 | 0.09 | 0.09 | 0.09 | 0.09 | 0.09 | 0.09 | 0.09 | 0.09 | 0.09 | 0.09 | 0.09 | 0.09 | 0.09 | 0.09 | 0.09 | 0.09 | 0.09 | 0.09 | 0 | 0 | 0 | 0 | 0 | 0.014225 | 0.013795 | 0.01348 | 0.01324 | 0.01305 | 0.012901 | 0.012727 | 0.012545 | 0.012366 | 0.012192 | 0.012038 | 0.011902 | 0.011887 | 0.011805 | 0.011746 | 0.011704 | 0.011668 | 0.011655 | 0.011653 | 0.011657 | 0.011666 | 0.011676 | 0.011687 | 0 | 0 | 0 | 0.00012396 | 0.00028468 | 0.0005709 | 0.0010344 | 0.0017304 | 0.0027094 | 0.0039794 | 0.0055227 | 0.0072656 | 0.0090572 | 0.010711 | 0.011972 | 0.012715 | 0.012563 | 0.011562 | 0.0099996 | 0.0079816 | 0.0057661 | 0.0038403 | 0.0026076 | 0.0024501 | 0.0036508 | 0.0051449 | 0 | 0 | 0 | 0.00012396 | 0.00040489 | 0.00096655 | 0.0019837 | 0.0036856 | 0.0063529 | 0.010247 | 0.015623 | 0.022665 | 0.031404 | 0.04172 | 0.053219 | 0.065869 | 0.077975 | 0.089147 | 0.098727 | 0.10617 | 0.11132 | 0.11423 | 0.11533 | 0.11542 | 0.11552 | 0.11562 | 0 | 0 | 0 | 8.714 | 20.6364 | 42.3509 | 78.123 | 132.6024 | 210.0149 | 312.6723 | 440.2348 | 587.5706 | 742.8756 | 889.758 | 1005.8563 | 1069.6324 | 1064.1874 | 984.3501 | 854.3617 | 684.037 | 494.7364 | 329.559 | 223.6896 | 210.0149 | 312.6723 | 440.2348 | 587.5706 | 742.8756 | 889.758 | 8.714 | 29.3504 | 71.7013 | 149.8244 | 282.4268 | 492.4417 | 805.114 | 1245.3488 | 1832.9195 | 2575.795 | 3465.553 | 4471.4094 | 5541.0418 | 6605.2292 | 7589.5793 | 8435.227 | 9098.6276 | 9551.013 | 9802.449 | 9893.5362 | 9893.5362 | 9893.5362 | 9893.5362 | 9893.5362 | 9893.5362 | 9893.5362 | 0.00010768 | 0.00025069 | 0.00050716 | 0.00092389 | 0.0015504 | 0.0024311 | 0.0035759 | 0.0049689 | 0.0065429 | 0.0081616 | 0.0096557 | 0.010794 | 0.011369 | 0.011166 | 0.010225 | 0.0088071 | 0.0070079 | 0.0050512 | 0.0033571 | 0.0022755 | 0.002135 | 0.0031775 | 0.0044739 | 0 | 0 | 0 | 0.00010768 | 0.00035655 | 0.00085864 | 0.0017718 | 0.0033022 | 0.0057004 | 0.0092078 | 0.014056 | 0.020411 | 0.028299 | 0.037608 | 0.047982 | 0.058897 | 0.069308 | 0.07884 | 0.086954 | 0.093215 | 0.097514 | 0.099854 | 0.10064 | 0.10058 | 0.10054 | 0.10054 | 0 | 0 | 0 | 7.4069 | 17.541 | 35.9983 | 66.4046 | 112.712 | 178.5127 | 265.7714 | 374.1996 | 499.435 | 631.4442 | 756.2943 | 854.9779 | 909.1875 | 904.5593 | 836.6976 | 726.2074 | 581.4315 | 420.5259 | 280.1252 | 190.1361 | 178.5127 | 265.7714 | 374.1996 | 499.435 | 631.4442 | 756.2943 | 7.4069 | 24.9478 | 60.9461 | 127.3507 | 240.0628 | 418.5755 | 684.3469 | 1058.5465 | 1557.9815 | 2189.4258 | 2945.7201 | 3800.698 | 4709.8855 | 5614.4448 | 6451.1424 | 7169.9429 | 7733.8334 | 8118.3611 | 8332.0817 | 8409.5058 | 8409.5058 | 8409.5058 | 8409.5058 | 8409.5058 | 8409.5058 | 8409.5058 | 0.00010768 | 0.00025069 | 0.00050716 | 0.00092389 | 0.0015504 | 0.0024311 | 0.0035759 | 0.0049689 | 0.0065429 | 0.0081616 | 0.0096557 | 0.010794 | 0.011369 | 0.011166 | 0.010225 | 0.0088071 | 0.0070079 | 0.0050512 | 0.0033571 | 0.0022755 | 0.002135 | 0.0031775 | 0.0044739 | 0 | 0 | 0 | 0.00010768 | 0.00035655 | 0.00085864 | 0.0017718 | 0.0033022 | 0.0057004 | 0.0092078 | 0.014056 | 0.020411 | 0.028299 | 0.037608 | 0.047982 | 0.058897 | 0.069308 | 0.07884 | 0.086954 | 0.093215 | 0.097514 | 0.099854 | 0.10064 | 0.10058 | 0.10054 | 0.10054 | 0 | 0 | 0 | 7.4069 | 17.541 | 35.9983 | 66.4046 | 112.712 | 178.5127 | 265.7714 | 374.1996 | 499.435 | 631.4442 | 756.2943 | 854.9779 | 909.1875 | 904.5593 | 836.6976 | 726.2074 | 581.4315 | 420.5259 | 280.1252 | 190.1361 | 178.5127 | 265.7714 | 374.1996 | 499.435 | 631.4442 | 756.2943 | 7.4069 | 24.9478 | 60.9461 | 127.3507 | 240.0628 | 418.5755 | 684.3469 | 1058.5465 | 1557.9815 | 2189.4258 | 2945.7201 | 3800.698 | 4709.8855 | 5614.4448 | 6451.1424 | 7169.9429 | 7733.8334 | 8118.3611 | 8332.0817 | 8409.5058 | 8409.5058 | 8409.5058 | 8409.5058 | 8409.5058 | 8409.5058 | 8409.5058 | 0.00010768 | 0.00025069 | 0.00050716 | 0.00092389 | 0.0015504 | 0.0024311 | 0.0035759 | 0.0049689 | 0.0065429 | 0.0081616 | 0.0096557 | 0.010794 | 0.011369 | 0.011166 | 0.010225 | 0.0088071 | 0.0070079 | 0.0050512 | 0.0033571 | 0.0022755 | 0.002135 | 0.0031775 | 0.0044739 | 0 | 0 | 0 | 0.00010768 | 0.00035655 | 0.00085864 | 0.0017718 | 0.0033022 | 0.0057004 | 0.0092078 | 0.014056 | 0.020411 | 0.028299 | 0.037608 | 0.047982 | 0.058897 | 0.069308 | 0.07884 | 0.086954 | 0.093215 | 0.097514 | 0.099854 | 0.10064 | 0.10058 | 0.10054 | 0.10054 | 0 | 0 | 0 | 7.4069 | 17.541 | 35.9983 | 66.4046 | 112.712 | 178.5127 | 265.7714 | 374.1996 | 499.435 | 631.4442 | 756.2943 | 854.9779 | 909.1875 | 904.5593 | 836.6976 | 726.2074 | 581.4315 | 420.5259 | 280.1252 | 190.1361 | 178.5127 | 265.7714 | 374.1996 | 499.435 | 631.4442 | 756.2943 | 7.4069 | 24.9478 | 60.9461 | 127.3507 | 240.0628 | 418.5755 | 684.3469 | 1058.5465 | 1557.9815 | 2189.4258 | 2945.7201 | 3800.698 | 4709.8855 | 5614.4448 | 6451.1424 | 7169.9429 | 7733.8334 | 8118.3611 | 8332.0817 | 8409.5058 | 8409.5058 | 8409.5058 | 8409.5058 | 8409.5058 | 8409.5058 | 8409.5058 | 2667.5714 | 2702.4849 | 2728.5497 | 2748.6555 | 2764.729 | 2777.8761 | 2793.4155 | 2809.9148 | 2826.3792 | 2842.4849 | 2855.2691 | 2865.423 | 2873.5457 | 2886.5095 | 2896.1028 | 2903.0765 | 2908.5592 | 2908.5592 | 2908.5592 | 2908.5592 | 2908.5592 | 2908.5592 | 2908.5592 | 0 | 0 | 0 | 492.1598 | 498.6012 | 503.4101 | 507.1195 | 510.0851 | 512.5107 | 515.3776 | 518.4217 | 521.4594 | 524.4308 | 526.7895 | 528.6628 | 530.1615 | 532.5533 | 534.3232 | 535.6098 | 536.6214 | 536.6214 | 536.6214 | 536.6214 | 536.6214 | 536.6214 | 536.6214 | 0 | 0 | 0
WA_Industrial_Primary Metals_New_Space Heating_Natural Gas_Steam System Efficiency Improvements_A | WA | Industrial | Primary Metals | New | Space Heating | Natural Gas | Steam System Efficiency Improvements | A | IM232 | Average system efficiency | Optimized system | 5 | 0.13322 | 0 | 0 | 0.11 | 0 | 0 | 0 | 0.05645 |  | sqft | 30% | 60% | Retrofit | Retro1Slow | 81.8% | TBD | 0.2% | 215423.4121 |  | 190910.7155 |  | 0 | AEG Research | DOE - Improving Steam System Performance: A Sourcebook for Industry, Second Edition. October 2012. | DOE - Improving Steam System Performance: A Sourcebook for Industry, Second Edition. October 2012. | Average system efficiency | Average system efficiency | Average system efficiency | Average system efficiency | Average system efficiency | Average system efficiency | Average system efficiency | Average system efficiency | Average system efficiency | Average system efficiency | Average system efficiency | Average system efficiency | Average system efficiency | Average system efficiency | Average system efficiency | Average system efficiency | Average system efficiency | Average system efficiency | Average system efficiency | Average system efficiency | Average system efficiency | Average system efficiency | Average system efficiency | Average system efficiency | Average system efficiency | Average system efficiency | Average system efficiency | Average system efficiency | Average system efficiency | Average system efficiency | Average system efficiency | Optimized system | Optimized system | Optimized system | Optimized system | Optimized system | Optimized system | Optimized system | Optimized system | Optimized system | Optimized system | Optimized system | Optimized system | Optimized system | Optimized system | Optimized system | Optimized system | Optimized system | Optimized system | Optimized system | Optimized system | Optimized system | Optimized system | Optimized system | Optimized system | Optimized system | Optimized system | Optimized system | Optimized system | Optimized system | Optimized system | Optimized system | 0.11 | 0.11 | 0.11 | 0.11 | 0.11 | 0.11 | 0.11 | 0.11 | 0.11 | 0.11 | 0.11 | 0.11 | 0.11 | 0.11 | 0.11 | 0.11 | 0.11 | 0.11 | 0.11 | 0.11 | 0.11 | 0.11 | 0.11 | 0.11 | 0.11 | 0.11 | 0.11 | 0.11 | 0.11 | 0.11 | 0.11 | 0 | 0 | 0 | 0 | 0 | 0 | 0 | 0 | 0 | 0 | 0 | 0 | 0 | 0 | 0 | 0 | 0 | 0 | 0 | 0 | 0 | 0 | 0 | 0 | 0 | 0 | 0 | 0 | 0 | 0 | 0 | 0 | 0 | 0 | 0 | 0 | 0 | 0 | 0 | 0 | 0 | 0 | 0 | 0 | 0 | 0 | 0 | 0 | 0 | 0 | 0 | 0 | 0 | 0 | 0 | 0 | 0 | 0 | 0 | 0 | 0 | 0 | 0 | 0 | 0 | 0 | 0 | 0 | 0 | 0 | 0 | 0 | 0 | 0 | 0 | 0 | 0 | 0 | 0 | 0 | 0 | 0 | 0 | 0 | 0 | 0 | 0 | 0 | 0 | 0 | 0 | 0 | 0 | 0 | 0 | 0 | 0 | 0 | 0 | 0 | 0 | 0 | 0 | 0 | 0 | 0 | 0 | 0 | 0 | 0 | 0 | 0 | 0 | 0 | 0 | 0 | 0 | 0 | 0 | 0 | 0 | 0 | 0 | 0 | 0 | 0 | 0 | 0 | 0 | 0 | 0 | 0 | 0 | 0 | 0 | 0 | 0 | 0 | 0 | 0 | 0 | 0 | 0 | 0 | 0 | 0 | 0 | 0 | 0 | 0 | 0 | 0 | 0 | 0 | 0 | 0 | 0 | 0 | 0 | 0 | 0 | 0 | 0 | 0 | 0 | 0 | 0 | 0 | 0 | 0 | 0 | 0 | 0 | 0 | 0 | 0 | 0 | 0 | 0 | 0 | 0 | 0 | 0 | 0 | 0 | 0 | 0 | 0 | 0 | 0 | 0 | 0 | 0 | 0 | 0 | 0 | 0 | 0 | 0 | 0 | 0 | 0 | 0 | 0 | 0 | 0 | 0 | 0 | 0 | 0 | 0 | 0 | 0 | 0 | 0 | 0 | 0 | 0 | 0 | 0 | 0 | 0 | 0 | 0 | 0 | 0 | 0 | 0 | 0 | 0 | 0 | 0 | 0 | 0 | 0 | 0 | 0 | 0 | 0 | 0 | 0 | 0 | 0 | 0 | 0 | 0 | 0 | 0 | 0 | 0 | 0 | 0 | 0 | 0 | 0 | 0 | 0 | 0 | 0 | 0 | 0 | 0 | 0 | 0 | 0 | 0 | 0 | 0 | 0 | 0 | 0 | 0 | 0 | 0 | 0 | 0 | 0 | 0 | 0 | 0 | 0 | 0 | 0 | 0 | 0 | 0 | 0 | 0 | 0 | 0 | 0 | 0 | 0 | 0 | 0 | 0 | 0 | 0 | 0 | 0 | 0 | 0 | 0 | 0 | 0 | 0 | 0 | 0 | 0 | 0 | 0 | 0 | 0 | 0 | 0 | 0 | 0 | 0 | 0 | 0 | 0 | 0 | 0 | 0 | 0 | 0 | 0 | 0 | 0 | 0 | 0 | 0 | 0 | 0 | 0 | 0 | 0 | 0 | 0 | 0 | 0 | 0 | 0 | 0 | 0 | 0 | 0 | 0 | 0 | 0 | 0 | 0 | 0 | 0 | 0 | 0 | 0 | 0 | 0 | 0 | 0 | 0 | 0 | 0 | 0 | 0 | 0 | 0 | 0 | 0 | 0 | 0 | 0 | 0 | 0 | 0 | 0 | 0 | 0 | 0 | 0 | 0 | 0 | 0 | 0 | 0 | 0 | 0 | 0 | 0 | 0 | 0 | 0 | 0 | 0 | 0 | 0 | 0 | 0 | 0 | 0 | 0 | 0 | 0 | 0 | 0 | 0 | 0 | 0 | 0 | 0 | 0 | 0 | 0 | 0 | 0 | 0 | 0 | 0 | 0 | 0 | 0 | 0 | 0 | 0 | 0 | 0 | 0 | 0 | 0 | 0 | 0 | 0 | 0 | 0 | 0 | 0 | 0 | 0 | 0 | 0 | 0 | 0 | 0 | 0 | 0 | 0 | 215423.4121 | 215423.4121 | 215423.4121 | 215423.4121 | 215423.4121 | 215423.4121 | 215423.4121 | 215423.4121 | 215423.4121 | 215423.4121 | 215423.4121 | 215423.4121 | 215423.4121 | 215423.4121 | 215423.4121 | 215423.4121 | 215423.4121 | 215423.4121 | 215423.4121 | 215423.4121 | 215423.4121 | 215423.4121 | 215423.4121 | 215423.4121 | 215423.4121 | 215423.4121 | 190910.7155 | 190910.7155 | 190910.7155 | 190910.7155 | 190910.7155 | 190910.7155 | 190910.7155 | 190910.7155 | 190910.7155 | 190910.7155 | 190910.7155 | 190910.7155 | 190910.7155 | 190910.7155 | 190910.7155 | 190910.7155 | 190910.7155 | 190910.7155 | 190910.7155 | 190910.7155 | 190910.7155 | 190910.7155 | 190910.7155 | 190910.7155 | 190910.7155 | 190910.7155
WA_Industrial_Primary Metals_New_Process_Natural Gas_Steam System Efficiency Improvements_A | WA | Industrial | Primary Metals | New | Process | Natural Gas | Steam System Efficiency Improvements | A | IM233 | Average system efficiency | Optimized system | 5 | 0.13402 | 0 | 0 | 134.17 | 0 | 0 | 0 | 67.0828 |  | sqft | 30% | 60% | Retrofit | Retro1Slow | 81.8% | TBD | 0.2% | 215423.4121 |  | 190910.7155 |  | 6.9174e-06 | AEG Research | DOE - Improving Steam System Performance: A Sourcebook for Industry, Second Edition. October 2012. | DOE - Improving Steam System Performance: A Sourcebook for Industry, Second Edition. October 2012. | Average system efficiency | Average system efficiency | Average system efficiency | Average system efficiency | Average system efficiency | Average system efficiency | Average system efficiency | Average system efficiency | Average system efficiency | Average system efficiency | Average system efficiency | Average system efficiency | Average system efficiency | Average system efficiency | Average system efficiency | Average system efficiency | Average system efficiency | Average system efficiency | Average system efficiency | Average system efficiency | Average system efficiency | Average system efficiency | Average system efficiency | Average system efficiency | Average system efficiency | Average system efficiency | Average system efficiency | Average system efficiency | Average system efficiency | Average system efficiency | Average system efficiency | Optimized system | Optimized system | Optimized system | Optimized system | Optimized system | Optimized system | Optimized system | Optimized system | Optimized system | Optimized system | Optimized system | Optimized system | Optimized system | Optimized system | Optimized system | Optimized system | Optimized system | Optimized system | Optimized system | Optimized system | Optimized system | Optimized system | Optimized system | Optimized system | Optimized system | Optimized system | Optimized system | Optimized system | Optimized system | Optimized system | Optimized system | 134.17 | 134.17 | 134.17 | 134.17 | 134.17 | 134.17 | 134.17 | 134.17 | 134.17 | 134.17 | 134.17 | 134.17 | 134.17 | 134.17 | 134.17 | 134.17 | 134.17 | 134.17 | 134.17 | 134.17 | 134.17 | 134.17 | 134.17 | 134.17 | 134.17 | 134.17 | 134.17 | 134.17 | 134.17 | 134.17 | 134.17 | 0 | 0 | 0 | 0 | 0 | 0.13368 | 0.13338 | 0.13312 | 0.13288 | 0.13265 | 0.1325 | 0.1324 | 0.13232 | 0.13225 | 0.13221 | 0.13218 | 0.13217 | 0.13216 | 0.13217 | 0.13218 | 0.13219 | 0.13222 | 0.13224 | 0.13227 | 0.13229 | 0.13235 | 0.13241 | 0.13247 | 0.13402 | 0.13402 | 0.13402 | 2.4197e-06 | 5.7179e-06 | 1.1711e-05 | 2.1564e-05 | 3.6538e-05 | 5.7807e-05 | 8.5993e-05 | 0.000121 | 0.00016142 | 0.00020402 | 0.00024431 | 0.00027616 | 0.00029366 | 0.00029217 | 0.00027027 | 0.00024433 | 0.00027627 | 0.00029384 | 0.00029239 | 0.0002705 | 0.00024462 | 0.00027667 | 0.00029433 | 0.00029627 | 0.00027405 | 0.00024771 | 2.4197e-06 | 8.1323e-06 | 1.9828e-05 | 4.1355e-05 | 7.7821e-05 | 0.00013315 | 0.00021336 | 0.00032258 | 0.0004624 | 0.00062985 | 0.00081636 | 0.0010066 | 0.0011794 | 0.0013102 | 0.0013766 | 0.0013768 | 0.0013771 | 0.0013773 | 0.0013776 | 0.0013778 | 0.0013784 | 0.0013791 | 0.0013797 | 0 | 0 | 0 | 0.018101 | 0.042868 | 0.087975 | 0.16228 | 0.27545 | 0.43626 | 0.64951 | 0.91449 | 1.2206 | 1.5432 | 1.8483 | 2.0894 | 2.2219 | 2.2106 | 2.0448 | 1.8483 | 2.0894 | 2.2219 | 2.2106 | 2.0448 | 1.8483 | 2.0894 | 2.2219 | 2.2106 | 2.0448 | 1.8483 | 0.018101 | 0.060969 | 0.14894 | 0.31123 | 0.58668 | 1.0048 | 1.6115 | 2.438 | 3.4963 | 4.764 | 6.176 | 7.6159 | 8.9234 | 9.9134 | 10.4151 | 10.4151 | 10.4151 | 10.4151 | 10.4151 | 10.4151 | 10.4151 | 10.4151 | 10.4151 | 10.4151 | 10.4151 | 10.4151 | 2.0576e-06 | 4.8637e-06 | 9.9647e-06 | 1.8353e-05 | 3.1105e-05 | 4.922e-05 | 7.3228e-05 | 0.00010305 | 0.00013748 | 0.00017377 | 0.0002081 | 0.00023523 | 0.00025014 | 0.00024887 | 0.00023021 | 0.00020811 | 0.0002353 | 0.00025026 | 0.00024903 | 0.00023037 | 0.00020832 | 0.00023559 | 0.00025062 | 0.00025183 | 0.00023294 | 0.00021056 | 2.0576e-06 | 6.9174e-06 | 1.6871e-05 | 3.5197e-05 | 6.625e-05 | 0.00011337 | 0.00018168 | 0.00027473 | 0.00039382 | 0.00053647 | 0.00069535 | 0.00085739 | 0.0010046 | 0.001116 | 0.0011726 | 0.0011727 | 0.0011729 | 0.0011731 | 0.0011733 | 0.0011734 | 0.0011739 | 0.0011743 | 0.0011748 | 0 | 0 | 0 | 0.015386 | 0.036438 | 0.074779 | 0.13794 | 0.23413 | 0.37082 | 0.55208 | 0.77732 | 1.0375 | 1.3117 | 1.571 | 1.776 | 1.8886 | 1.879 | 1.7381 | 1.571 | 1.776 | 1.8886 | 1.879 | 1.7381 | 1.571 | 1.776 | 1.8886 | 1.879 | 1.7381 | 1.571 | 0.015386 | 0.051824 | 0.1266 | 0.26454 | 0.49868 | 0.85411 | 1.3698 | 2.0723 | 2.9718 | 4.0494 | 5.2496 | 6.4735 | 7.5849 | 8.4264 | 8.8528 | 8.8528 | 8.8528 | 8.8528 | 8.8528 | 8.8528 | 8.8528 | 8.8528 | 8.8528 | 8.8528 | 8.8528 | 8.8528 | 0 | 0 | 0 | 0 | 0 | 0 | 0 | 0 | 0 | 0 | 0 | 0 | 0 | 0 | 0 | 0 | 0 | 0 | 0 | 0 | 0 | 0 | 0 | 0 | 0 | 0 | 0 | 0 | 0 | 0 | 0 | 0 | 0 | 0 | 0 | 0 | 0 | 0 | 0 | 0 | 0 | 0 | 0 | 0 | 0 | 0 | 0 | 0 | 0 | 0 | 0 | 0 | 0 | 0 | 0 | 0 | 0 | 0 | 0 | 0 | 0 | 0 | 0 | 0 | 0 | 0 | 0 | 0 | 0 | 0 | 0 | 0 | 0 | 0 | 0 | 0 | 0 | 0 | 0 | 0 | 0 | 0 | 0 | 0 | 0 | 0 | 0 | 0 | 0 | 0 | 0 | 0 | 0 | 0 | 0 | 0 | 0 | 0 | 0 | 0 | 0 | 0 | 0 | 0 | 0 | 0 | 0 | 0 | 0 | 0 | 0 | 0 | 0 | 0 | 0 | 0 | 0 | 0 | 0 | 0 | 0 | 0 | 0 | 0 | 0 | 0 | 0 | 0 | 0 | 0 | 0 | 0 | 0 | 0 | 0 | 0 | 0 | 0 | 0 | 0 | 0 | 0 | 0 | 0 | 0 | 0 | 0 | 0 | 0 | 0 | 0 | 0 | 0 | 0 | 0 | 0 | 0 | 0 | 0 | 0 | 0 | 0 | 0 | 0 | 0 | 0 | 0 | 0 | 0 | 0 | 0 | 0 | 0 | 0 | 0 | 0 | 0 | 0 | 0 | 0 | 0 | 0 | 0 | 0 | 0 | 0 | 0 | 0 | 0 | 0 | 0 | 0 | 0 | 0 | 0 | 0 | 0 | 0 | 0 | 0 | 0 | 0 | 0 | 0 | 0 | 0 | 0 | 0 | 215423.4121 | 215423.4121 | 215423.4121 | 215423.4121 | 215423.4121 | 215423.4121 | 215423.4121 | 215423.4121 | 215423.4121 | 215423.4121 | 215423.4121 | 215423.4121 | 215423.4121 | 215423.4121 | 215423.4121 | 215423.4121 | 215423.4121 | 215423.4121 | 215423.4121 | 215423.4121 | 215423.4121 | 215423.4121 | 215423.4121 | 215423.4121 | 215423.4121 | 215423.4121 | 190910.7155 | 190910.7155 | 190910.7155 | 190910.7155 | 190910.7155 | 190910.7155 | 190910.7155 | 190910.7155 | 190910.7155 | 190910.7155 | 190910.7155 | 190910.7155 | 190910.7155 | 190910.7155 | 190910.7155 | 190910.7155 | 190910.7155 | 190910.7155 | 190910.7155 | 190910.7155 | 190910.7155 | 190910.7155 | 190910.7155 | 190910.7155 | 190910.7155 | 190910.7155
WA_Industrial_Primary Metals_New_Space Heating_Natural Gas_Strategic Energy Management_A | WA | Industrial | Primary Metals | New | Space Heating | Natural Gas | Strategic Energy Management | A | IM234 | No energy management system | Energy management system installed and programmed | 5 | 15.6701 | 0 | 0 | 188.59 | 0 | 4.49 | 0 | 94.2927 |  | employee | 5% | 50% | Retrofit | RetroEven20 | 76.5% | TBD | 0.2% | 277.2232 |  | 271.7219 |  | 0.0014564 | BEHAV_SEM-All-CPUC-2018_PG-26 | BEHAV_SEM-All-CPUC-2018_PG-26 | AEG Research | No energy management system | No energy management system | No energy management system | No energy management system | No energy management system | No energy management system | No energy management system | No energy management system | No energy management system | No energy management system | No energy management system | No energy management system | No energy management system | No energy management system | No energy management system | No energy management system | No energy management system | No energy management system | No energy management system | No energy management system | No energy management system | No energy management system | No energy management system | No energy management system | No energy management system | No energy management system | No energy management system | No energy management system | No energy management system | No energy management system | No energy management system | Energy management system installed and programmed | Energy management system installed and programmed | Energy management system installed and programmed | Energy management system installed and programmed | Energy management system installed and programmed | Energy management system installed and programmed | Energy management system installed and programmed | Energy management system installed and programmed | Energy management system installed and programmed | Energy management system installed and programmed | Energy management system installed and programmed | Energy management system installed and programmed | Energy management system installed and programmed | Energy management system installed and programmed | Energy management system installed and programmed | Energy management system installed and programmed | Energy management system installed and programmed | Energy management system installed and programmed | Energy management system installed and programmed | Energy management system installed and programmed | Energy management system installed and programmed | Energy management system installed and programmed | Energy management system installed and programmed | Energy management system installed and programmed | Energy management system installed and programmed | Energy management system installed and programmed | Energy management system installed and programmed | Energy management system installed and programmed | Energy management system installed and programmed | Energy management system installed and programmed | Energy management system installed and programmed | 188.59 | 188.59 | 188.59 | 188.59 | 188.59 | 188.59 | 188.59 | 188.59 | 188.59 | 188.59 | 188.59 | 188.59 | 188.59 | 188.59 | 188.59 | 188.59 | 188.59 | 188.59 | 188.59 | 188.59 | 188.59 | 188.59 | 188.59 | 188.59 | 188.59 | 188.59 | 188.59 | 188.59 | 188.59 | 188.59 | 188.59 | 0 | 0 | 0 | 0 | 0 | 15.0138 | 14.5717 | 14.2491 | 14.0044 | 13.8113 | 13.655 | 13.4722 | 13.2803 | 13.0911 | 12.9081 | 12.746 | 12.6021 | 12.587 | 12.5002 | 12.438 | 12.394 | 12.3563 | 12.3424 | 12.3403 | 12.3451 | 12.353 | 12.3613 | 12.3708 | 0 | 0 | 0 | 0.00078016 | 0.00089706 | 0.0010139 | 0.00113 | 0.0012463 | 0.0013626 | 0.0014714 | 0.0015753 | 0.0016757 | 0.0017715 | 0.0018674 | 0.001962 | 0.0020752 | 0.0021751 | 0.0022769 | 0.0023812 | 0.0024856 | 0.0025938 | 0.0027039 | 0.0028152 | 0.0023734 | 0.0024866 | 0.0025997 | 0 | 0 | 0 | 0.00078016 | 0.0016543 | 0.0026315 | 0.0037164 | 0.0049114 | 0.0055088 | 0.0060771 | 0.0066208 | 0.0071458 | 0.0076526 | 0.008152 | 0.0086456 | 0.0092175 | 0.009729 | 0.010251 | 0.01078 | 0.011309 | 0.011855 | 0.01241 | 0.01297 | 0.012978 | 0.012987 | 0.012997 | 0 | 0 | 0 | 0.051963 | 0.061562 | 0.071155 | 0.080693 | 0.090235 | 0.099785 | 0.10921 | 0.11862 | 0.128 | 0.13724 | 0.14651 | 0.15569 | 0.16487 | 0.17401 | 0.18306 | 0.19213 | 0.20116 | 0.21015 | 0.21911 | 0.22804 | 0.19213 | 0.20116 | 0.21015 | 0.21911 | 0.22804 | 0.19213 | 0.051963 | 0.11352 | 0.18468 | 0.26537 | 0.35561 | 0.40343 | 0.45108 | 0.49854 | 0.54585 | 0.59285 | 0.63957 | 0.68605 | 0.7323 | 0.77831 | 0.82414 | 0.86976 | 0.91523 | 0.96051 | 1.0056 | 1.0506 | 1.0506 | 1.0506 | 1.0506 | 1.0506 | 1.0506 | 1.0506 | 0.00067762 | 0.00078975 | 0.00090037 | 0.0010089 | 0.001116 | 0.0012219 | 0.0013214 | 0.0014165 | 0.0015081 | 0.0015953 | 0.0016823 | 0.0017678 | 0.0018544 | 0.0019321 | 0.0020124 | 0.0020959 | 0.002181 | 0.0022707 | 0.0023622 | 0.0024551 | 0.0020668 | 0.0021629 | 0.0022594 | 0 | 0 | 0 | 0.00067762 | 0.0014564 | 0.0023369 | 0.0033179 | 0.0043981 | 0.0049402 | 0.0054577 | 0.0059533 | 0.0064312 | 0.0068917 | 0.0073442 | 0.0077901 | 0.0082368 | 0.0086422 | 0.0090597 | 0.0094882 | 0.009923 | 0.010378 | 0.010841 | 0.011311 | 0.011302 | 0.011296 | 0.011295 | 0 | 0 | 0 | 0.044168 | 0.052327 | 0.060482 | 0.068589 | 0.0767 | 0.084817 | 0.092832 | 0.10082 | 0.1088 | 0.11665 | 0.12453 | 0.13233 | 0.14014 | 0.14791 | 0.1556 | 0.16331 | 0.17098 | 0.17863 | 0.18625 | 0.19384 | 0.16331 | 0.17098 | 0.17863 | 0.18625 | 0.19384 | 0.16331 | 0.044168 | 0.096496 | 0.15698 | 0.22557 | 0.30227 | 0.34291 | 0.38342 | 0.42376 | 0.46397 | 0.50392 | 0.54364 | 0.58314 | 0.62246 | 0.66156 | 0.70052 | 0.7393 | 0.77794 | 0.81643 | 0.85477 | 0.893 | 0.893 | 0.893 | 0.893 | 0.893 | 0.893 | 0.893 | 0.00067762 | 0.00078975 | 0.00090037 | 0.0010089 | 0.001116 | 0.0012219 | 0.0013214 | 0.0014165 | 0.0015081 | 0.0015953 | 0.0016823 | 0.0017678 | 0.0018544 | 0.0019321 | 0.0020124 | 0.0020959 | 0.002181 | 0.0022707 | 0.0023622 | 0.0024551 | 0.0020668 | 0.0021629 | 0.0022594 | 0 | 0 | 0 | 0.00067762 | 0.0014564 | 0.0023369 | 0.0033179 | 0.0043981 | 0.0049402 | 0.0054577 | 0.0059533 | 0.0064312 | 0.0068917 | 0.0073442 | 0.0077901 | 0.0082368 | 0.0086422 | 0.0090597 | 0.0094882 | 0.009923 | 0.010378 | 0.010841 | 0.011311 | 0.011302 | 0.011296 | 0.011295 | 0 | 0 | 0 | 0.044168 | 0.052327 | 0.060482 | 0.068589 | 0.0767 | 0.084817 | 0.092832 | 0.10082 | 0.1088 | 0.11665 | 0.12453 | 0.13233 | 0.14014 | 0.14791 | 0.1556 | 0.16331 | 0.17098 | 0.17863 | 0.18625 | 0.19384 | 0.16331 | 0.17098 | 0.17863 | 0.18625 | 0.19384 | 0.16331 | 0.044168 | 0.096496 | 0.15698 | 0.22557 | 0.30227 | 0.34291 | 0.38342 | 0.42376 | 0.46397 | 0.50392 | 0.54364 | 0.58314 | 0.62246 | 0.66156 | 0.70052 | 0.7393 | 0.77794 | 0.81643 | 0.85477 | 0.893 | 0.893 | 0.893 | 0.893 | 0.893 | 0.893 | 0.893 | 0.00067762 | 0.00078975 | 0.00090037 | 0.0010089 | 0.001116 | 0.0012219 | 0.0013214 | 0.0014165 | 0.0015081 | 0.0015953 | 0.0016823 | 0.0017678 | 0.0018544 | 0.0019321 | 0.0020124 | 0.0020959 | 0.002181 | 0.0022707 | 0.0023622 | 0.0024551 | 0.0020668 | 0.0021629 | 0.0022594 | 0 | 0 | 0 | 0.00067762 | 0.0014564 | 0.0023369 | 0.0033179 | 0.0043981 | 0.0049402 | 0.0054577 | 0.0059533 | 0.0064312 | 0.0068917 | 0.0073442 | 0.0077901 | 0.0082368 | 0.0086422 | 0.0090597 | 0.0094882 | 0.009923 | 0.010378 | 0.010841 | 0.011311 | 0.011302 | 0.011296 | 0.011295 | 0 | 0 | 0 | 0.044168 | 0.052327 | 0.060482 | 0.068589 | 0.0767 | 0.084817 | 0.092832 | 0.10082 | 0.1088 | 0.11665 | 0.12453 | 0.13233 | 0.14014 | 0.14791 | 0.1556 | 0.16331 | 0.17098 | 0.17863 | 0.18625 | 0.19384 | 0.16331 | 0.17098 | 0.17863 | 0.18625 | 0.19384 | 0.16331 | 0.044168 | 0.096496 | 0.15698 | 0.22557 | 0.30227 | 0.34291 | 0.38342 | 0.42376 | 0.46397 | 0.50392 | 0.54364 | 0.58314 | 0.62246 | 0.66156 | 0.70052 | 0.7393 | 0.77794 | 0.81643 | 0.85477 | 0.893 | 0.893 | 0.893 | 0.893 | 0.893 | 0.893 | 0.893 | 275.5143 | 275.9259 | 276.227 | 276.4558 | 276.6366 | 276.7832 | 276.9548 | 277.1351 | 277.3132 | 277.4856 | 277.6213 | 277.7282 | 277.8133 | 277.9482 | 278.0473 | 278.119 | 278.1752 | 278.1752 | 278.1752 | 278.1752 | 278.1752 | 278.1752 | 278.1752 | 0 | 0 | 0 | 270.0469 | 270.4503 | 270.7454 | 270.9697 | 271.147 | 271.2906 | 271.4588 | 271.6355 | 271.8101 | 271.9791 | 272.112 | 272.2169 | 272.3003 | 272.4325 | 272.5297 | 272.5999 | 272.655 | 272.655 | 272.655 | 272.655 | 272.655 | 272.655 | 272.655 | 0 | 0 | 0
WA_Industrial_Primary Metals_New_Process_Natural Gas_Strategic Energy Management_A | WA | Industrial | Primary Metals | New | Process | Natural Gas | Strategic Energy Management | A | IM235 | No energy management system | Energy management system installed and programmed | 5 | 100.7891 | 0 | 0 | 188.59 | 0 | 4.49 | 0 | 94.2927 |  | employee | 5% | 50% | Retrofit | RetroEven20 | 76.5% | TBD | 0.2% | 277.2232 |  | 271.7219 |  | 0.39554 | BEHAV_SEM-All-CPUC-2018_PG-26 | BEHAV_SEM-All-CPUC-2018_PG-26 | AEG Research | No energy management system | No energy management system | No energy management system | No energy management system | No energy management system | No energy management system | No energy management system | No energy management system | No energy management system | No energy management system | No energy management system | No energy management system | No energy management system | No energy management system | No energy management system | No energy management system | No energy management system | No energy management system | No energy management system | No energy management system | No energy management system | No energy management system | No energy management system | No energy management system | No energy management system | No energy management system | No energy management system | No energy management system | No energy management system | No energy management system | No energy management system | Energy management system installed and programmed | Energy management system installed and programmed | Energy management system installed and programmed | Energy management system installed and programmed | Energy management system installed and programmed | Energy management system installed and programmed | Energy management system installed and programmed | Energy management system installed and programmed | Energy management system installed and programmed | Energy management system installed and programmed | Energy management system installed and programmed | Energy management system installed and programmed | Energy management system installed and programmed | Energy management system installed and programmed | Energy management system installed and programmed | Energy management system installed and programmed | Energy management system installed and programmed | Energy management system installed and programmed | Energy management system installed and programmed | Energy management system installed and programmed | Energy management system installed and programmed | Energy management system installed and programmed | Energy management system installed and programmed | Energy management system installed and programmed | Energy management system installed and programmed | Energy management system installed and programmed | Energy management system installed and programmed | Energy management system installed and programmed | Energy management system installed and programmed | Energy management system installed and programmed | Energy management system installed and programmed | 188.59 | 188.59 | 188.59 | 188.59 | 188.59 | 188.59 | 188.59 | 188.59 | 188.59 | 188.59 | 188.59 | 188.59 | 188.59 | 188.59 | 188.59 | 188.59 | 188.59 | 188.59 | 188.59 | 188.59 | 188.59 | 188.59 | 188.59 | 188.59 | 188.59 | 188.59 | 188.59 | 188.59 | 188.59 | 188.59 | 188.59 | 0 | 0 | 0 | 0 | 0 | 100.6565 | 100.5456 | 100.4477 | 100.3589 | 100.2752 | 100.2082 | 100.1654 | 100.1405 | 100.1285 | 100.1254 | 100.1293 | 100.1377 | 100.1496 | 100.1637 | 100.179 | 100.1969 | 100.2234 | 100.2476 | 100.2697 | 100.29 | 100.3088 | 100.3261 | 100.3422 | 0 | 0 | 0 | 0.21315 | 0.25225 | 0.29128 | 0.33002 | 0.36874 | 0.4075 | 0.44581 | 0.48408 | 0.52231 | 0.55997 | 0.59782 | 0.63534 | 0.6729 | 0.71029 | 0.74737 | 0.78452 | 0.8216 | 0.85854 | 0.89535 | 0.93203 | 0.7854 | 0.82245 | 0.85935 | 0 | 0 | 0 | 0.21315 | 0.46517 | 0.75599 | 1.0853 | 1.4532 | 1.6475 | 1.8413 | 2.0346 | 2.2274 | 2.4191 | 2.6098 | 2.7997 | 2.9888 | 3.177 | 3.3646 | 3.5515 | 3.7381 | 3.924 | 4.1092 | 4.2939 | 4.2947 | 4.2954 | 4.2961 | 0 | 0 | 0 | 2.1176 | 2.5088 | 2.8998 | 3.2884 | 3.6773 | 4.0665 | 4.4508 | 4.834 | 5.2164 | 5.5927 | 5.9705 | 6.3447 | 6.7189 | 7.0913 | 7.4603 | 7.8298 | 8.1977 | 8.5642 | 8.9294 | 9.2933 | 7.8298 | 8.1977 | 8.5642 | 8.9294 | 9.2933 | 7.8298 | 2.1176 | 4.6264 | 7.5262 | 10.8147 | 14.492 | 16.4408 | 18.3828 | 20.317 | 22.2449 | 24.1603 | 26.0644 | 27.9583 | 29.8433 | 31.7182 | 33.5858 | 35.4451 | 37.2981 | 39.1434 | 40.9815 | 42.8145 | 42.8145 | 42.8145 | 42.8145 | 42.8145 | 42.8145 | 42.8145 | 0.18122 | 0.21449 | 0.24771 | 0.2807 | 0.31367 | 0.34667 | 0.37929 | 0.41186 | 0.4444 | 0.47645 | 0.50865 | 0.54057 | 0.57251 | 0.60431 | 0.63584 | 0.66743 | 0.69895 | 0.73035 | 0.76164 | 0.79282 | 0.66807 | 0.69956 | 0.73094 | 0 | 0 | 0 | 0.18122 | 0.39554 | 0.64292 | 0.92314 | 1.2362 | 1.4016 | 1.5666 | 1.731 | 1.8951 | 2.0582 | 2.2205 | 2.382 | 2.5429 | 2.703 | 2.8625 | 3.0214 | 3.1801 | 3.3381 | 3.4955 | 3.6525 | 3.6531 | 3.6536 | 3.6541 | 0 | 0 | 0 | 1.8 | 2.1325 | 2.4648 | 2.7952 | 3.1257 | 3.4565 | 3.7831 | 4.1089 | 4.4339 | 4.7538 | 5.0749 | 5.393 | 5.7111 | 6.0276 | 6.3413 | 6.6553 | 6.9681 | 7.2796 | 7.59 | 7.8993 | 6.6553 | 6.9681 | 7.2796 | 7.59 | 7.8993 | 6.6553 | 1.8 | 3.9325 | 6.3973 | 9.1925 | 12.3182 | 13.9747 | 15.6254 | 17.2694 | 18.9082 | 20.5363 | 22.1547 | 23.7646 | 25.3668 | 26.9605 | 28.5479 | 30.1283 | 31.7034 | 33.2719 | 34.8343 | 36.3923 | 36.3923 | 36.3923 | 36.3923 | 36.3923 | 36.3923 | 36.3923 | 0.18122 | 0.21449 | 0.24771 | 0.2807 | 0.31367 | 0.34667 | 0.37929 | 0.41186 | 0.4444 | 0.47645 | 0.50865 | 0.54057 | 0.57251 | 0.60431 | 0.63584 | 0.66743 | 0.69895 | 0.73035 | 0.76164 | 0.79282 | 0.66807 | 0.69956 | 0.73094 | 0 | 0 | 0 | 0.18122 | 0.39554 | 0.64292 | 0.92314 | 1.2362 | 1.4016 | 1.5666 | 1.731 | 1.8951 | 2.0582 | 2.2205 | 2.382 | 2.5429 | 2.703 | 2.8625 | 3.0214 | 3.1801 | 3.3381 | 3.4955 | 3.6525 | 3.6531 | 3.6536 | 3.6541 | 0 | 0 | 0 | 1.8 | 2.1325 | 2.4648 | 2.7952 | 3.1257 | 3.4565 | 3.7831 | 4.1089 | 4.4339 | 4.7538 | 5.0749 | 5.393 | 5.7111 | 6.0276 | 6.3413 | 6.6553 | 6.9681 | 7.2796 | 7.59 | 7.8993 | 6.6553 | 6.9681 | 7.2796 | 7.59 | 7.8993 | 6.6553 | 1.8 | 3.9325 | 6.3973 | 9.1925 | 12.3182 | 13.9747 | 15.6254 | 17.2694 | 18.9082 | 20.5363 | 22.1547 | 23.7646 | 25.3668 | 26.9605 | 28.5479 | 30.1283 | 31.7034 | 33.2719 | 34.8343 | 36.3923 | 36.3923 | 36.3923 | 36.3923 | 36.3923 | 36.3923 | 36.3923 | 0.18122 | 0.21449 | 0.24771 | 0.2807 | 0.31367 | 0.34667 | 0.37929 | 0.41186 | 0.4444 | 0.47645 | 0.50865 | 0.54057 | 0.57251 | 0.60431 | 0.63584 | 0.66743 | 0.69895 | 0.73035 | 0.76164 | 0.79282 | 0.66807 | 0.69956 | 0.73094 | 0 | 0 | 0 | 0.18122 | 0.39554 | 0.64292 | 0.92314 | 1.2362 | 1.4016 | 1.5666 | 1.731 | 1.8951 | 2.0582 | 2.2205 | 2.382 | 2.5429 | 2.703 | 2.8625 | 3.0214 | 3.1801 | 3.3381 | 3.4955 | 3.6525 | 3.6531 | 3.6536 | 3.6541 | 0 | 0 | 0 | 1.8 | 2.1325 | 2.4648 | 2.7952 | 3.1257 | 3.4565 | 3.7831 | 4.1089 | 4.4339 | 4.7538 | 5.0749 | 5.393 | 5.7111 | 6.0276 | 6.3413 | 6.6553 | 6.9681 | 7.2796 | 7.59 | 7.8993 | 6.6553 | 6.9681 | 7.2796 | 7.59 | 7.8993 | 6.6553 | 1.8 | 3.9325 | 6.3973 | 9.1925 | 12.3182 | 13.9747 | 15.6254 | 17.2694 | 18.9082 | 20.5363 | 22.1547 | 23.7646 | 25.3668 | 26.9605 | 28.5479 | 30.1283 | 31.7034 | 33.2719 | 34.8343 | 36.3923 | 36.3923 | 36.3923 | 36.3923 | 36.3923 | 36.3923 | 36.3923 | 275.5143 | 275.9259 | 276.227 | 276.4558 | 276.6366 | 276.7832 | 276.9548 | 277.1351 | 277.3132 | 277.4856 | 277.6213 | 277.7282 | 277.8133 | 277.9482 | 278.0473 | 278.119 | 278.1752 | 278.1752 | 278.1752 | 278.1752 | 278.1752 | 278.1752 | 278.1752 | 0 | 0 | 0 | 270.0469 | 270.4503 | 270.7454 | 270.9697 | 271.147 | 271.2906 | 271.4588 | 271.6355 | 271.8101 | 271.9791 | 272.112 | 272.2169 | 272.3003 | 272.4325 | 272.5297 | 272.5999 | 272.655 | 272.655 | 272.655 | 272.655 | 272.655 | 272.655 | 272.655 | 0 | 0 | 0
WA_Industrial_Primary Metals_New_Miscellaneous_Natural Gas_Strategic Energy Management_A | WA | Industrial | Primary Metals | New | Miscellaneous | Natural Gas | Strategic Energy Management | A | IM236 | No energy management system | Energy management system installed and programmed | 5 | 17.014 | 0 | 0 | 188.59 | 0 | 4.49 | 0 | 94.2927 |  | employee | 5% | 50% | Retrofit | RetroEven20 | 76.5% | TBD | 0.2% | 277.2232 |  | 271.7219 |  | 0.016727 | BEHAV_SEM-All-CPUC-2018_PG-26 | BEHAV_SEM-All-CPUC-2018_PG-26 | AEG Research | No energy management system | No energy management system | No energy management system | No energy management system | No energy management system | No energy management system | No energy management system | No energy management system | No energy management system | No energy management system | No energy management system | No energy management system | No energy management system | No energy management system | No energy management system | No energy management system | No energy management system | No energy management system | No energy management system | No energy management system | No energy management system | No energy management system | No energy management system | No energy management system | No energy management system | No energy management system | No energy management system | No energy management system | No energy management system | No energy management system | No energy management system | Energy management system installed and programmed | Energy management system installed and programmed | Energy management system installed and programmed | Energy management system installed and programmed | Energy management system installed and programmed | Energy management system installed and programmed | Energy management system installed and programmed | Energy management system installed and programmed | Energy management system installed and programmed | Energy management system installed and programmed | Energy management system installed and programmed | Energy management system installed and programmed | Energy management system installed and programmed | Energy management system installed and programmed | Energy management system installed and programmed | Energy management system installed and programmed | Energy management system installed and programmed | Energy management system installed and programmed | Energy management system installed and programmed | Energy management system installed and programmed | Energy management system installed and programmed | Energy management system installed and programmed | Energy management system installed and programmed | Energy management system installed and programmed | Energy management system installed and programmed | Energy management system installed and programmed | Energy management system installed and programmed | Energy management system installed and programmed | Energy management system installed and programmed | Energy management system installed and programmed | Energy management system installed and programmed | 188.59 | 188.59 | 188.59 | 188.59 | 188.59 | 188.59 | 188.59 | 188.59 | 188.59 | 188.59 | 188.59 | 188.59 | 188.59 | 188.59 | 188.59 | 188.59 | 188.59 | 188.59 | 188.59 | 188.59 | 188.59 | 188.59 | 188.59 | 188.59 | 188.59 | 188.59 | 188.59 | 188.59 | 188.59 | 188.59 | 188.59 | 0 | 0 | 0 | 0 | 0 | 17.014 | 17.014 | 17.014 | 17.014 | 17.014 | 17.014 | 17.014 | 17.014 | 17.014 | 17.014 | 17.014 | 17.014 | 17.014 | 17.014 | 17.014 | 17.014 | 17.014 | 17.014 | 17.014 | 17.014 | 17.014 | 17.014 | 17.014 | 0 | 0 | 0 | 0.0090073 | 0.010671 | 0.012334 | 0.013987 | 0.015641 | 0.017297 | 0.018931 | 0.020561 | 0.022188 | 0.023789 | 0.025396 | 0.026987 | 0.028579 | 0.030163 | 0.031733 | 0.033304 | 0.034869 | 0.036428 | 0.037981 | 0.039529 | 0.033304 | 0.034869 | 0.036428 | 0 | 0 | 0 | 0.0090073 | 0.019679 | 0.032013 | 0.046 | 0.061642 | 0.069931 | 0.078191 | 0.086418 | 0.094619 | 0.10277 | 0.11086 | 0.11892 | 0.12694 | 0.13491 | 0.14286 | 0.15077 | 0.15865 | 0.1665 | 0.17432 | 0.18211 | 0.18211 | 0.18211 | 0.18211 | 0 | 0 | 0 | 0.52941 | 0.6272 | 0.72494 | 0.82211 | 0.91933 | 1.0166 | 1.1127 | 1.2085 | 1.3041 | 1.3982 | 1.4926 | 1.5862 | 1.6797 | 1.7728 | 1.8651 | 1.9574 | 2.0494 | 2.1411 | 2.2324 | 2.3233 | 1.9574 | 2.0494 | 2.1411 | 2.2324 | 2.3233 | 1.9574 | 0.52941 | 1.1566 | 1.8816 | 2.7037 | 3.623 | 4.1102 | 4.5957 | 5.0792 | 5.5612 | 6.0401 | 6.5161 | 6.9896 | 7.4608 | 7.9296 | 8.3964 | 8.8613 | 9.3245 | 9.7858 | 10.2454 | 10.7036 | 10.7036 | 10.7036 | 10.7036 | 10.7036 | 10.7036 | 10.7036 | 0.0076562 | 0.0090706 | 0.010484 | 0.011889 | 0.013295 | 0.014702 | 0.016092 | 0.017477 | 0.01886 | 0.02022 | 0.021586 | 0.022939 | 0.024292 | 0.025638 | 0.026973 | 0.028308 | 0.029639 | 0.030964 | 0.032284 | 0.0336 | 0.028308 | 0.029639 | 0.030964 | 0 | 0 | 0 | 0.0076562 | 0.016727 | 0.027211 | 0.0391 | 0.052395 | 0.059442 | 0.066463 | 0.073456 | 0.080426 | 0.087351 | 0.094235 | 0.10108 | 0.1079 | 0.11468 | 0.12143 | 0.12815 | 0.13485 | 0.14152 | 0.14817 | 0.1548 | 0.1548 | 0.1548 | 0.1548 | 0 | 0 | 0 | 0.45 | 0.53312 | 0.6162 | 0.69879 | 0.78143 | 0.86413 | 0.94579 | 1.0272 | 1.1085 | 1.1885 | 1.2687 | 1.3483 | 1.4278 | 1.5069 | 1.5853 | 1.6638 | 1.742 | 1.8199 | 1.8975 | 1.9748 | 1.6638 | 1.742 | 1.8199 | 1.8975 | 1.9748 | 1.6638 | 0.45 | 0.98312 | 1.5993 | 2.2981 | 3.0795 | 3.4937 | 3.9063 | 4.3174 | 4.727 | 5.1341 | 5.5387 | 5.9411 | 6.3417 | 6.7401 | 7.137 | 7.5321 | 7.9258 | 8.318 | 8.7086 | 9.0981 | 9.0981 | 9.0981 | 9.0981 | 9.0981 | 9.0981 | 9.0981 | 0.0076562 | 0.0090706 | 0.010484 | 0.011889 | 0.013295 | 0.014702 | 0.016092 | 0.017477 | 0.01886 | 0.02022 | 0.021586 | 0.022939 | 0.024292 | 0.025638 | 0.026973 | 0.028308 | 0.029639 | 0.030964 | 0.032284 | 0.0336 | 0.028308 | 0.029639 | 0.030964 | 0 | 0 | 0 | 0.0076562 | 0.016727 | 0.027211 | 0.0391 | 0.052395 | 0.059442 | 0.066463 | 0.073456 | 0.080426 | 0.087351 | 0.094235 | 0.10108 | 0.1079 | 0.11468 | 0.12143 | 0.12815 | 0.13485 | 0.14152 | 0.14817 | 0.1548 | 0.1548 | 0.1548 | 0.1548 | 0 | 0 | 0 | 0.45 | 0.53312 | 0.6162 | 0.69879 | 0.78143 | 0.86413 | 0.94579 | 1.0272 | 1.1085 | 1.1885 | 1.2687 | 1.3483 | 1.4278 | 1.5069 | 1.5853 | 1.6638 | 1.742 | 1.8199 | 1.8975 | 1.9748 | 1.6638 | 1.742 | 1.8199 | 1.8975 | 1.9748 | 1.6638 | 0.45 | 0.98312 | 1.5993 | 2.2981 | 3.0795 | 3.4937 | 3.9063 | 4.3174 | 4.727 | 5.1341 | 5.5387 | 5.9411 | 6.3417 | 6.7401 | 7.137 | 7.5321 | 7.9258 | 8.318 | 8.7086 | 9.0981 | 9.0981 | 9.0981 | 9.0981 | 9.0981 | 9.0981 | 9.0981 | 0.0076562 | 0.0090706 | 0.010484 | 0.011889 | 0.013295 | 0.014702 | 0.016092 | 0.017477 | 0.01886 | 0.02022 | 0.021586 | 0.022939 | 0.024292 | 0.025638 | 0.026973 | 0.028308 | 0.029639 | 0.030964 | 0.032284 | 0.0336 | 0.028308 | 0.029639 | 0.030964 | 0 | 0 | 0 | 0.0076562 | 0.016727 | 0.027211 | 0.0391 | 0.052395 | 0.059442 | 0.066463 | 0.073456 | 0.080426 | 0.087351 | 0.094235 | 0.10108 | 0.1079 | 0.11468 | 0.12143 | 0.12815 | 0.13485 | 0.14152 | 0.14817 | 0.1548 | 0.1548 | 0.1548 | 0.1548 | 0 | 0 | 0 | 0.45 | 0.53312 | 0.6162 | 0.69879 | 0.78143 | 0.86413 | 0.94579 | 1.0272 | 1.1085 | 1.1885 | 1.2687 | 1.3483 | 1.4278 | 1.5069 | 1.5853 | 1.6638 | 1.742 | 1.8199 | 1.8975 | 1.9748 | 1.6638 | 1.742 | 1.8199 | 1.8975 | 1.9748 | 1.6638 | 0.45 | 0.98312 | 1.5993 | 2.2981 | 3.0795 | 3.4937 | 3.9063 | 4.3174 | 4.727 | 5.1341 | 5.5387 | 5.9411 | 6.3417 | 6.7401 | 7.137 | 7.5321 | 7.9258 | 8.318 | 8.7086 | 9.0981 | 9.0981 | 9.0981 | 9.0981 | 9.0981 | 9.0981 | 9.0981 | 275.5143 | 275.9259 | 276.227 | 276.4558 | 276.6366 | 276.7832 | 276.9548 | 277.1351 | 277.3132 | 277.4856 | 277.6213 | 277.7282 | 277.8133 | 277.9482 | 278.0473 | 278.119 | 278.1752 | 278.1752 | 278.1752 | 278.1752 | 278.1752 | 278.1752 | 278.1752 | 0 | 0 | 0 | 270.0469 | 270.4503 | 270.7454 | 270.9697 | 271.147 | 271.2906 | 271.4588 | 271.6355 | 271.8101 | 271.9791 | 272.112 | 272.2169 | 272.3003 | 272.4325 | 272.5297 | 272.5999 | 272.655 | 272.655 | 272.655 | 272.655 | 272.655 | 272.655 | 272.655 | 0 | 0 | 0
WA_Industrial_Primary Metals_New_Space Heating_Natural Gas_Commissioning_A | WA | Industrial | Primary Metals | New | Space Heating | Natural Gas | Commissioning | A | IM237 | New construction code | Optimized HVAC design and controls | 10 | 20.6396 | 0 | 0 | 0.27 | 0 | 0 | 0 | 0.1336 |  | employee | 0% | 0% | Retrofit | Retro12Med | 84.73% | TBD | 0.2% | 0.061048 |  | 0.049691 |  | 0 | DL20_COM_CX-Refrig-2021PLN-V11-3 | 2018 AMIL BUS Retro-Commissioning Initiative | U.S. Department of Energy. Lawrence Berkeley National Labs and Building Commissioning Association. https://www.bcxa.org/wp-content/uploads/2020/09/1-s2.0- S0378778819319553-main.pdf | New construction code | New construction code | New construction code | New construction code | New construction code | New construction code | New construction code | New construction code | New construction code | New construction code | New construction code | New construction code | New construction code | New construction code | New construction code | New construction code | New construction code | New construction code | New construction code | New construction code | New construction code | New construction code | New construction code | New construction code | New construction code | New construction code | New construction code | New construction code | New construction code | New construction code | New construction code | Optimized HVAC design and controls | Optimized HVAC design and controls | Optimized HVAC design and controls | Optimized HVAC design and controls | Optimized HVAC design and controls | Optimized HVAC design and controls | Optimized HVAC design and controls | Optimized HVAC design and controls | Optimized HVAC design and controls | Optimized HVAC design and controls | Optimized HVAC design and controls | Optimized HVAC design and controls | Optimized HVAC design and controls | Optimized HVAC design and controls | Optimized HVAC design and controls | Optimized HVAC design and controls | Optimized HVAC design and controls | Optimized HVAC design and controls | Optimized HVAC design and controls | Optimized HVAC design and controls | Optimized HVAC design and controls | Optimized HVAC design and controls | Optimized HVAC design and controls | Optimized HVAC design and controls | Optimized HVAC design and controls | Optimized HVAC design and controls | Optimized HVAC design and controls | Optimized HVAC design and controls | Optimized HVAC design and controls | Optimized HVAC design and controls | Optimized HVAC design and controls | 0.27 | 0.27 | 0.27 | 0.27 | 0.27 | 0.27 | 0.27 | 0.27 | 0.27 | 0.27 | 0.27 | 0.27 | 0.27 | 0.27 | 0.27 | 0.27 | 0.27 | 0.27 | 0.27 | 0.27 | 0.27 | 0.27 | 0.27 | 0.27 | 0.27 | 0.27 | 0.27 | 0.27 | 0.27 | 0.27 | 0.27 | 0 | 0 | 0 | 0 | 0 | 19.7753 | 19.193 | 18.768 | 18.4457 | 18.1913 | 17.9855 | 17.7448 | 17.492 | 17.2428 | 17.0017 | 16.7882 | 16.5987 | 16.5788 | 16.4644 | 16.3825 | 16.3246 | 16.2749 | 16.2566 | 16.2539 | 16.2602 | 16.2706 | 16.2816 | 16.2941 | 0 | 0 | 0 | 0 | 0 | 0 | 0 | 0 | 0 | 0 | 0 | 0 | 0 | 0 | 0 | 0 | 0 | 0 | 0 | 0 | 0 | 0 | 0 | 0 | 0 | 0 | 0 | 0 | 0 | 0 | 0 | 0 | 0 | 0 | 0 | 0 | 0 | 0 | 0 | 0 | 0 | 0 | 0 | 0 | 0 | 0 | 0 | 0 | 0 | 0 | 0 | 0 | 0 | 0 | 0 | 0 | 0 | 0 | 0 | 0 | 0 | 0 | 0 | 0 | 0 | 0 | 0 | 0 | 0 | 0 | 0 | 0 | 0 | 0 | 0 | 0 | 0 | 0 | 0 | 0 | 0 | 0 | 0 | 0 | 0 | 0 | 0 | 0 | 0 | 0 | 0 | 0 | 0 | 0 | 0 | 0 | 0 | 0 | 0 | 0 | 0 | 0 | 0 | 0 | 0 | 0 | 0 | 0 | 0 | 0 | 0 | 0 | 0 | 0 | 0 | 0 | 0 | 0 | 0 | 0 | 0 | 0 | 0 | 0 | 0 | 0 | 0 | 0 | 0 | 0 | 0 | 0 | 0 | 0 | 0 | 0 | 0 | 0 | 0 | 0 | 0 | 0 | 0 | 0 | 0 | 0 | 0 | 0 | 0 | 0 | 0 | 0 | 0 | 0 | 0 | 0 | 0 | 0 | 0 | 0 | 0 | 0 | 0 | 0 | 0 | 0 | 0 | 0 | 0 | 0 | 0 | 0 | 0 | 0 | 0 | 0 | 0 | 0 | 0 | 0 | 0 | 0 | 0 | 0 | 0 | 0 | 0 | 0 | 0 | 0 | 0 | 0 | 0 | 0 | 0 | 0 | 0 | 0 | 0 | 0 | 0 | 0 | 0 | 0 | 0 | 0 | 0 | 0 | 0 | 0 | 0 | 0 | 0 | 0 | 0 | 0 | 0 | 0 | 0 | 0 | 0 | 0 | 0 | 0 | 0 | 0 | 0 | 0 | 0 | 0 | 0 | 0 | 0 | 0 | 0 | 0 | 0 | 0 | 0 | 0 | 0 | 0 | 0 | 0 | 0 | 0 | 0 | 0 | 0 | 0 | 0 | 0 | 0 | 0 | 0 | 0 | 0 | 0 | 0 | 0 | 0 | 0 | 0 | 0 | 0 | 0 | 0 | 0 | 0 | 0 | 0 | 0 | 0 | 0 | 0 | 0 | 0 | 0 | 0 | 0 | 0 | 0 | 0 | 0 | 0 | 0 | 0 | 0 | 0 | 0 | 0 | 0 | 0 | 0 | 0 | 0 | 0 | 0 | 0 | 0 | 0 | 0 | 0 | 0 | 0 | 0 | 0 | 0 | 0 | 0 | 0 | 0 | 0 | 0 | 0 | 0 | 0 | 0 | 0 | 0 | 0 | 0 | 0 | 0 | 0 | 0 | 0 | 0 | 0 | 0 | 0 | 0 | 0 | 0 | 0 | 0 | 0 | 0 | 0 | 0 | 0 | 0 | 0 | 0 | 0 | 0 | 0 | 0 | 0 | 0 | 0 | 0 | 0 | 0 | 0 | 0 | 0 | 0 | 0 | 0 | 0 | 0 | 0 | 0 | 0 | 0 | 0 | 0 | 0 | 0 | 0 | 0 | 0 | 0 | 0 | 0 | 0 | 0 | 0 | 0 | 0 | 0 | 0 | 0 | 0 | 0 | 0 | 0 | 0 | 0 | 0 | 0 | 0 | 0 | 0 | 0 | 0 | 0 | 0 | 0 | 0 | 0 | 0 | 0 | 0 | 0 | 0 | 0 | 0 | 0 | 0 | 0 | 0 | 0 | 0 | 0 | 0 | 0 | 0 | 0.060935 | 0.060962 | 0.060982 | 0.060997 | 0.061009 | 0.061019 | 0.06103 | 0.061042 | 0.061054 | 0.061065 | 0.061074 | 0.061081 | 0.061087 | 0.061096 | 0.061102 | 0.061107 | 0.061111 | 0.061111 | 0.061111 | 0.061111 | 0.061111 | 0.061111 | 0.061111 | 0 | 0 | 0 | 0.049598 | 0.049621 | 0.049637 | 0.049649 | 0.049659 | 0.049667 | 0.049676 | 0.049686 | 0.049695 | 0.049705 | 0.049712 | 0.049718 | 0.049722 | 0.049729 | 0.049735 | 0.049739 | 0.049742 | 0.049742 | 0.049742 | 0.049742 | 0.049742 | 0.049742 | 0.049742 | 0 | 0 | 0
WA_Industrial_Primary Metals_New_Process_Natural Gas_Commissioning_A | WA | Industrial | Primary Metals | New | Process | Natural Gas | Commissioning | A | IM238 | New construction code | Optimized process design and controls | 10 | 562.5435 | 0 | 0 | 0.27 | 0 | 0 | 0 | 0.1336 |  | employee | 0% | 0% | Retrofit | Retro12Med | 84.73% | TBD | 0.2% | 0.061048 |  | 0.049691 |  | 0 | DL20_COM_CX-Refrig-2021PLN-V11-3 | 2018 AMIL BUS Retro-Commissioning Initiative | U.S. Department of Energy. Lawrence Berkeley National Labs and Building Commissioning Association. https://www.bcxa.org/wp-content/uploads/2020/09/1-s2.0- S0378778819319553-main.pdf | New construction code | New construction code | New construction code | New construction code | New construction code | New construction code | New construction code | New construction code | New construction code | New construction code | New construction code | New construction code | New construction code | New construction code | New construction code | New construction code | New construction code | New construction code | New construction code | New construction code | New construction code | New construction code | New construction code | New construction code | New construction code | New construction code | New construction code | New construction code | New construction code | New construction code | New construction code | Optimized process design and controls | Optimized process design and controls | Optimized process design and controls | Optimized process design and controls | Optimized process design and controls | Optimized process design and controls | Optimized process design and controls | Optimized process design and controls | Optimized process design and controls | Optimized process design and controls | Optimized process design and controls | Optimized process design and controls | Optimized process design and controls | Optimized process design and controls | Optimized process design and controls | Optimized process design and controls | Optimized process design and controls | Optimized process design and controls | Optimized process design and controls | Optimized process design and controls | Optimized process design and controls | Optimized process design and controls | Optimized process design and controls | Optimized process design and controls | Optimized process design and controls | Optimized process design and controls | Optimized process design and controls | Optimized process design and controls | Optimized process design and controls | Optimized process design and controls | Optimized process design and controls | 0.27 | 0.27 | 0.27 | 0.27 | 0.27 | 0.27 | 0.27 | 0.27 | 0.27 | 0.27 | 0.27 | 0.27 | 0.27 | 0.27 | 0.27 | 0.27 | 0.27 | 0.27 | 0.27 | 0.27 | 0.27 | 0.27 | 0.27 | 0.27 | 0.27 | 0.27 | 0.27 | 0.27 | 0.27 | 0.27 | 0.27 | 0 | 0 | 0 | 0 | 0 | 562.5435 | 562.5435 | 562.5435 | 562.5435 | 562.5435 | 562.5435 | 562.5435 | 562.5435 | 562.5435 | 562.5435 | 562.5435 | 562.5435 | 562.5435 | 562.5435 | 562.5435 | 562.5435 | 562.5435 | 562.5435 | 562.5435 | 562.5435 | 562.5435 | 562.5435 | 562.5435 | 0 | 0 | 0 | 0 | 0 | 0 | 0 | 0 | 0 | 0 | 0 | 0 | 0 | 0 | 0 | 0 | 0 | 0 | 0 | 0 | 0 | 0 | 0 | 0 | 0 | 0 | 0 | 0 | 0 | 0 | 0 | 0 | 0 | 0 | 0 | 0 | 0 | 0 | 0 | 0 | 0 | 0 | 0 | 0 | 0 | 0 | 0 | 0 | 0 | 0 | 0 | 0 | 0 | 0 | 0 | 0 | 0 | 0 | 0 | 0 | 0 | 0 | 0 | 0 | 0 | 0 | 0 | 0 | 0 | 0 | 0 | 0 | 0 | 0 | 0 | 0 | 0 | 0 | 0 | 0 | 0 | 0 | 0 | 0 | 0 | 0 | 0 | 0 | 0 | 0 | 0 | 0 | 0 | 0 | 0 | 0 | 0 | 0 | 0 | 0 | 0 | 0 | 0 | 0 | 0 | 0 | 0 | 0 | 0 | 0 | 0 | 0 | 0 | 0 | 0 | 0 | 0 | 0 | 0 | 0 | 0 | 0 | 0 | 0 | 0 | 0 | 0 | 0 | 0 | 0 | 0 | 0 | 0 | 0 | 0 | 0 | 0 | 0 | 0 | 0 | 0 | 0 | 0 | 0 | 0 | 0 | 0 | 0 | 0 | 0 | 0 | 0 | 0 | 0 | 0 | 0 | 0 | 0 | 0 | 0 | 0 | 0 | 0 | 0 | 0 | 0 | 0 | 0 | 0 | 0 | 0 | 0 | 0 | 0 | 0 | 0 | 0 | 0 | 0 | 0 | 0 | 0 | 0 | 0 | 0 | 0 | 0 | 0 | 0 | 0 | 0 | 0 | 0 | 0 | 0 | 0 | 0 | 0 | 0 | 0 | 0 | 0 | 0 | 0 | 0 | 0 | 0 | 0 | 0 | 0 | 0 | 0 | 0 | 0 | 0 | 0 | 0 | 0 | 0 | 0 | 0 | 0 | 0 | 0 | 0 | 0 | 0 | 0 | 0 | 0 | 0 | 0 | 0 | 0 | 0 | 0 | 0 | 0 | 0 | 0 | 0 | 0 | 0 | 0 | 0 | 0 | 0 | 0 | 0 | 0 | 0 | 0 | 0 | 0 | 0 | 0 | 0 | 0 | 0 | 0 | 0 | 0 | 0 | 0 | 0 | 0 | 0 | 0 | 0 | 0 | 0 | 0 | 0 | 0 | 0 | 0 | 0 | 0 | 0 | 0 | 0 | 0 | 0 | 0 | 0 | 0 | 0 | 0 | 0 | 0 | 0 | 0 | 0 | 0 | 0 | 0 | 0 | 0 | 0 | 0 | 0 | 0 | 0 | 0 | 0 | 0 | 0 | 0 | 0 | 0 | 0 | 0 | 0 | 0 | 0 | 0 | 0 | 0 | 0 | 0 | 0 | 0 | 0 | 0 | 0 | 0 | 0 | 0 | 0 | 0 | 0 | 0 | 0 | 0 | 0 | 0 | 0 | 0 | 0 | 0 | 0 | 0 | 0 | 0 | 0 | 0 | 0 | 0 | 0 | 0 | 0 | 0 | 0 | 0 | 0 | 0 | 0 | 0 | 0 | 0 | 0 | 0 | 0 | 0 | 0 | 0 | 0 | 0 | 0 | 0 | 0 | 0 | 0 | 0 | 0 | 0 | 0 | 0 | 0 | 0 | 0 | 0 | 0 | 0 | 0 | 0 | 0 | 0 | 0 | 0 | 0 | 0 | 0 | 0 | 0 | 0 | 0 | 0 | 0 | 0 | 0 | 0 | 0 | 0 | 0 | 0 | 0 | 0 | 0 | 0 | 0 | 0 | 0 | 0 | 0 | 0 | 0 | 0 | 0 | 0.060935 | 0.060962 | 0.060982 | 0.060997 | 0.061009 | 0.061019 | 0.06103 | 0.061042 | 0.061054 | 0.061065 | 0.061074 | 0.061081 | 0.061087 | 0.061096 | 0.061102 | 0.061107 | 0.061111 | 0.061111 | 0.061111 | 0.061111 | 0.061111 | 0.061111 | 0.061111 | 0 | 0 | 0 | 0.049598 | 0.049621 | 0.049637 | 0.049649 | 0.049659 | 0.049667 | 0.049676 | 0.049686 | 0.049695 | 0.049705 | 0.049712 | 0.049718 | 0.049722 | 0.049729 | 0.049735 | 0.049739 | 0.049742 | 0.049742 | 0.049742 | 0.049742 | 0.049742 | 0.049742 | 0.049742 | 0 | 0 | 0
WA_Industrial_Primary Metals_New_Space Heating_Natural Gas_Retrocommissioning_A | WA | Industrial | Primary Metals | New | Space Heating | Natural Gas | Retrocommissioning | A | IM239 | Vintage/existing building | Optimized HVAC flow and controls | 5 | 0 | 0 | 0 | 0 | 0 | 0 | 0 | 0 |  | employee | 0% | 0% | Retrofit | RetroEven20 | 76.5% | TBD | 0.2% | 0 |  | 0 |  | 0 | COM_RCX-Heating-7PLN-v5-18 | COM_RCX-Heating-7PLN-v5-18 | n/a | Vintage/existing building | Vintage/existing building | Vintage/existing building | Vintage/existing building | Vintage/existing building | Vintage/existing building | Vintage/existing building | Vintage/existing building | Vintage/existing building | Vintage/existing building | Vintage/existing building | Vintage/existing building | Vintage/existing building | Vintage/existing building | Vintage/existing building | Vintage/existing building | Vintage/existing building | Vintage/existing building | Vintage/existing building | Vintage/existing building | Vintage/existing building | Vintage/existing building | Vintage/existing building | Vintage/existing building | Vintage/existing building | Vintage/existing building | Vintage/existing building | Vintage/existing building | Vintage/existing building | Vintage/existing building | Vintage/existing building | Optimized HVAC flow and controls | Optimized HVAC flow and controls | Optimized HVAC flow and controls | Optimized HVAC flow and controls | Optimized HVAC flow and controls | Optimized HVAC flow and controls | Optimized HVAC flow and controls | Optimized HVAC flow and controls | Optimized HVAC flow and controls | Optimized HVAC flow and controls | Optimized HVAC flow and controls | Optimized HVAC flow and controls | Optimized HVAC flow and controls | Optimized HVAC flow and controls | Optimized HVAC flow and controls | Optimized HVAC flow and controls | Optimized HVAC flow and controls | Optimized HVAC flow and controls | Optimized HVAC flow and controls | Optimized HVAC flow and controls | Optimized HVAC flow and controls | Optimized HVAC flow and controls | Optimized HVAC flow and controls | Optimized HVAC flow and controls | Optimized HVAC flow and controls | Optimized HVAC flow and controls | Optimized HVAC flow and controls | Optimized HVAC flow and controls | Optimized HVAC flow and controls | Optimized HVAC flow and controls | Optimized HVAC flow and controls | 0 | 0 | 0 | 0 | 0 | 0 | 0 | 0 | 0 | 0 | 0 | 0 | 0 | 0 | 0 | 0 | 0 | 0 | 0 | 0 | 0 | 0 | 0 | 0 | 0 | 0 | 0 | 0 | 0 | 0 | 0 | 0 | 0 | 0 | 0 | 0 | 0 | 0 | 0 | 0 | 0 | 0 | 0 | 0 | 0 | 0 | 0 | 0 | 0 | 0 | 0 | 0 | 0 | 0 | 0 | 0 | 0 | 0 | 0 | 0 | 0 | 0 | 0 | 0 | 0 | 0 | 0 | 0 | 0 | 0 | 0 | 0 | 0 | 0 | 0 | 0 | 0 | 0 | 0 | 0 | 0 | 0 | 0 | 0 | 0 | 0 | 0 | 0 | 0 | 0 | 0 | 0 | 0 | 0 | 0 | 0 | 0 | 0 | 0 | 0 | 0 | 0 | 0 | 0 | 0 | 0 | 0 | 0 | 0 | 0 | 0 | 0 | 0 | 0 | 0 | 0 | 0 | 0 | 0 | 0 | 0 | 0 | 0 | 0 | 0 | 0 | 0 | 0 | 0 | 0 | 0 | 0 | 0 | 0 | 0 | 0 | 0 | 0 | 0 | 0 | 0 | 0 | 0 | 0 | 0 | 0 | 0 | 0 | 0 | 0 | 0 | 0 | 0 | 0 | 0 | 0 | 0 | 0 | 0 | 0 | 0 | 0 | 0 | 0 | 0 | 0 | 0 | 0 | 0 | 0 | 0 | 0 | 0 | 0 | 0 | 0 | 0 | 0 | 0 | 0 | 0 | 0 | 0 | 0 | 0 | 0 | 0 | 0 | 0 | 0 | 0 | 0 | 0 | 0 | 0 | 0 | 0 | 0 | 0 | 0 | 0 | 0 | 0 | 0 | 0 | 0 | 0 | 0 | 0 | 0 | 0 | 0 | 0 | 0 | 0 | 0 | 0 | 0 | 0 | 0 | 0 | 0 | 0 | 0 | 0 | 0 | 0 | 0 | 0 | 0 | 0 | 0 | 0 | 0 | 0 | 0 | 0 | 0 | 0 | 0 | 0 | 0 | 0 | 0 | 0 | 0 | 0 | 0 | 0 | 0 | 0 | 0 | 0 | 0 | 0 | 0 | 0 | 0 | 0 | 0 | 0 | 0 | 0 | 0 | 0 | 0 | 0 | 0 | 0 | 0 | 0 | 0 | 0 | 0 | 0 | 0 | 0 | 0 | 0 | 0 | 0 | 0 | 0 | 0 | 0 | 0 | 0 | 0 | 0 | 0 | 0 | 0 | 0 | 0 | 0 | 0 | 0 | 0 | 0 | 0 | 0 | 0 | 0 | 0 | 0 | 0 | 0 | 0 | 0 | 0 | 0 | 0 | 0 | 0 | 0 | 0 | 0 | 0 | 0 | 0 | 0 | 0 | 0 | 0 | 0 | 0 | 0 | 0 | 0 | 0 | 0 | 0 | 0 | 0 | 0 | 0 | 0 | 0 | 0 | 0 | 0 | 0 | 0 | 0 | 0 | 0 | 0 | 0 | 0 | 0 | 0 | 0 | 0 | 0 | 0 | 0 | 0 | 0 | 0 | 0 | 0 | 0 | 0 | 0 | 0 | 0 | 0 | 0 | 0 | 0 | 0 | 0 | 0 | 0 | 0 | 0 | 0 | 0 | 0 | 0 | 0 | 0 | 0 | 0 | 0 | 0 | 0 | 0 | 0 | 0 | 0 | 0 | 0 | 0 | 0 | 0 | 0 | 0 | 0 | 0 | 0 | 0 | 0 | 0 | 0 | 0 | 0 | 0 | 0 | 0 | 0 | 0 | 0 | 0 | 0 | 0 | 0 | 0 | 0 | 0 | 0 | 0 | 0 | 0 | 0 | 0 | 0 | 0 | 0 | 0 | 0 | 0 | 0 | 0 | 0 | 0 | 0 | 0 | 0 | 0 | 0 | 0 | 0 | 0 | 0 | 0 | 0 | 0 | 0 | 0 | 0 | 0 | 0 | 0 | 0 | 0 | 0 | 0 | 0 | 0 | 0 | 0 | 0 | 0 | 0 | 0 | 0 | 0 | 0 | 0 | 0 | 0 | 0 | 0 | 0 | 0 | 0 | 0 | 0 | 0 | 0 | 0 | 0 | 0 | 0 | 0 | 0 | 0 | 0 | 0 | 0 | 0 | 0 | 0 | 0 | 0 | 0 | 0 | 0 | 0 | 0 | 0 | 0 | 0 | 0 | 0 | 0 | 0 | 0 | 0 | 0 | 0 | 0 | 0 | 0 | 0 | 0 | 0 | 0 | 0 | 0 | 0 | 0 | 0 | 0 | 0 | 0 | 0 | 0 | 0
WA_Industrial_Primary Metals_New_Process_Natural Gas_Retrocommissioning_A | WA | Industrial | Primary Metals | New | Process | Natural Gas | Retrocommissioning | A | IM240 | Vintage/existing building | Optimized process design and controls | 5 | 0 | 0 | 0 | 0 | 0 | 0 | 0 | 0 |  | employee | 0% | 0% | Retrofit | RetroEven20 | 76.5% | TBD | 0.2% | 0 |  | 0 |  | 0 | COM_RCX-Heating-7PLN-v5-18 | COM_RCX-Heating-7PLN-v5-18 | n/a | Vintage/existing building | Vintage/existing building | Vintage/existing building | Vintage/existing building | Vintage/existing building | Vintage/existing building | Vintage/existing building | Vintage/existing building | Vintage/existing building | Vintage/existing building | Vintage/existing building | Vintage/existing building | Vintage/existing building | Vintage/existing building | Vintage/existing building | Vintage/existing building | Vintage/existing building | Vintage/existing building | Vintage/existing building | Vintage/existing building | Vintage/existing building | Vintage/existing building | Vintage/existing building | Vintage/existing building | Vintage/existing building | Vintage/existing building | Vintage/existing building | Vintage/existing building | Vintage/existing building | Vintage/existing building | Vintage/existing building | Optimized process design and controls | Optimized process design and controls | Optimized process design and controls | Optimized process design and controls | Optimized process design and controls | Optimized process design and controls | Optimized process design and controls | Optimized process design and controls | Optimized process design and controls | Optimized process design and controls | Optimized process design and controls | Optimized process design and controls | Optimized process design and controls | Optimized process design and controls | Optimized process design and controls | Optimized process design and controls | Optimized process design and controls | Optimized process design and controls | Optimized process design and controls | Optimized process design and controls | Optimized process design and controls | Optimized process design and controls | Optimized process design and controls | Optimized process design and controls | Optimized process design and controls | Optimized process design and controls | Optimized process design and controls | Optimized process design and controls | Optimized process design and controls | Optimized process design and controls | Optimized process design and controls | 0 | 0 | 0 | 0 | 0 | 0 | 0 | 0 | 0 | 0 | 0 | 0 | 0 | 0 | 0 | 0 | 0 | 0 | 0 | 0 | 0 | 0 | 0 | 0 | 0 | 0 | 0 | 0 | 0 | 0 | 0 | 0 | 0 | 0 | 0 | 0 | 0 | 0 | 0 | 0 | 0 | 0 | 0 | 0 | 0 | 0 | 0 | 0 | 0 | 0 | 0 | 0 | 0 | 0 | 0 | 0 | 0 | 0 | 0 | 0 | 0 | 0 | 0 | 0 | 0 | 0 | 0 | 0 | 0 | 0 | 0 | 0 | 0 | 0 | 0 | 0 | 0 | 0 | 0 | 0 | 0 | 0 | 0 | 0 | 0 | 0 | 0 | 0 | 0 | 0 | 0 | 0 | 0 | 0 | 0 | 0 | 0 | 0 | 0 | 0 | 0 | 0 | 0 | 0 | 0 | 0 | 0 | 0 | 0 | 0 | 0 | 0 | 0 | 0 | 0 | 0 | 0 | 0 | 0 | 0 | 0 | 0 | 0 | 0 | 0 | 0 | 0 | 0 | 0 | 0 | 0 | 0 | 0 | 0 | 0 | 0 | 0 | 0 | 0 | 0 | 0 | 0 | 0 | 0 | 0 | 0 | 0 | 0 | 0 | 0 | 0 | 0 | 0 | 0 | 0 | 0 | 0 | 0 | 0 | 0 | 0 | 0 | 0 | 0 | 0 | 0 | 0 | 0 | 0 | 0 | 0 | 0 | 0 | 0 | 0 | 0 | 0 | 0 | 0 | 0 | 0 | 0 | 0 | 0 | 0 | 0 | 0 | 0 | 0 | 0 | 0 | 0 | 0 | 0 | 0 | 0 | 0 | 0 | 0 | 0 | 0 | 0 | 0 | 0 | 0 | 0 | 0 | 0 | 0 | 0 | 0 | 0 | 0 | 0 | 0 | 0 | 0 | 0 | 0 | 0 | 0 | 0 | 0 | 0 | 0 | 0 | 0 | 0 | 0 | 0 | 0 | 0 | 0 | 0 | 0 | 0 | 0 | 0 | 0 | 0 | 0 | 0 | 0 | 0 | 0 | 0 | 0 | 0 | 0 | 0 | 0 | 0 | 0 | 0 | 0 | 0 | 0 | 0 | 0 | 0 | 0 | 0 | 0 | 0 | 0 | 0 | 0 | 0 | 0 | 0 | 0 | 0 | 0 | 0 | 0 | 0 | 0 | 0 | 0 | 0 | 0 | 0 | 0 | 0 | 0 | 0 | 0 | 0 | 0 | 0 | 0 | 0 | 0 | 0 | 0 | 0 | 0 | 0 | 0 | 0 | 0 | 0 | 0 | 0 | 0 | 0 | 0 | 0 | 0 | 0 | 0 | 0 | 0 | 0 | 0 | 0 | 0 | 0 | 0 | 0 | 0 | 0 | 0 | 0 | 0 | 0 | 0 | 0 | 0 | 0 | 0 | 0 | 0 | 0 | 0 | 0 | 0 | 0 | 0 | 0 | 0 | 0 | 0 | 0 | 0 | 0 | 0 | 0 | 0 | 0 | 0 | 0 | 0 | 0 | 0 | 0 | 0 | 0 | 0 | 0 | 0 | 0 | 0 | 0 | 0 | 0 | 0 | 0 | 0 | 0 | 0 | 0 | 0 | 0 | 0 | 0 | 0 | 0 | 0 | 0 | 0 | 0 | 0 | 0 | 0 | 0 | 0 | 0 | 0 | 0 | 0 | 0 | 0 | 0 | 0 | 0 | 0 | 0 | 0 | 0 | 0 | 0 | 0 | 0 | 0 | 0 | 0 | 0 | 0 | 0 | 0 | 0 | 0 | 0 | 0 | 0 | 0 | 0 | 0 | 0 | 0 | 0 | 0 | 0 | 0 | 0 | 0 | 0 | 0 | 0 | 0 | 0 | 0 | 0 | 0 | 0 | 0 | 0 | 0 | 0 | 0 | 0 | 0 | 0 | 0 | 0 | 0 | 0 | 0 | 0 | 0 | 0 | 0 | 0 | 0 | 0 | 0 | 0 | 0 | 0 | 0 | 0 | 0 | 0 | 0 | 0 | 0 | 0 | 0 | 0 | 0 | 0 | 0 | 0 | 0 | 0 | 0 | 0 | 0 | 0 | 0 | 0 | 0 | 0 | 0 | 0 | 0 | 0 | 0 | 0 | 0 | 0 | 0 | 0 | 0 | 0 | 0 | 0 | 0 | 0 | 0 | 0 | 0 | 0 | 0 | 0 | 0 | 0 | 0 | 0 | 0 | 0 | 0 | 0 | 0 | 0 | 0 | 0 | 0 | 0 | 0 | 0 | 0 | 0 | 0 | 0 | 0 | 0 | 0 | 0
WA_Industrial_Stone, Clay, and Glass_Existing_Space Heating_Natural Gas_Insulation - Roof/Ceiling_A | WA | Industrial | Stone, Clay, and Glass | Existing | Space Heating | Natural Gas | Insulation - Roof/Ceiling | A | IM241 | R-13 | R-38 | 45 | 0.10108 | 0 | 0 | 1.11 | 0.09 | 0 | 0 | 0.55255 |  | sqft | 60% | 100% | Retrofit | Retro3Slow | 83.42% | TBD | 0.2% | 1700.4349 |  | 551.4318 |  | 0.8256 | RTF Wkbk - ComWeatherizationSchool_v3_1 | RTF Wkbk - ComWeatherizationSchool_v3_1 | Building Energy Simulation Tool | R-13 | R-13 | R-13 | R-13 | R-13 | R-13 | R-13 | R-13 | R-13 | R-13 | R-13 | R-13 | R-13 | R-13 | R-13 | R-13 | R-13 | R-13 | R-13 | R-13 | R-13 | R-13 | R-13 | R-13 | R-13 | R-13 | R-13 | R-13 | R-13 | R-13 | R-13 | R-38 | R-38 | R-38 | R-38 | R-38 | R-38 | R-38 | R-38 | R-38 | R-38 | R-38 | R-38 | R-38 | R-38 | R-38 | R-38 | R-38 | R-38 | R-38 | R-38 | R-38 | R-38 | R-38 | R-38 | R-38 | R-38 | R-38 | R-38 | R-38 | R-38 | R-38 | 1.11 | 1.11 | 1.11 | 1.11 | 1.11 | 1.11 | 1.11 | 1.11 | 1.11 | 1.11 | 1.11 | 1.11 | 1.11 | 1.11 | 1.11 | 1.11 | 1.11 | 1.11 | 1.11 | 1.11 | 1.11 | 1.11 | 1.11 | 1.11 | 1.11 | 1.11 | 1.11 | 1.11 | 1.11 | 1.11 | 1.11 | 0 | 0 | 0 | 0 | 0 | 0.099235 | 0.098355 | 0.097257 | 0.096062 | 0.094762 | 0.093349 | 0.091857 | 0.090288 | 0.088576 | 0.086788 | 0.084958 | 0.083172 | 0.081501 | 0.079915 | 0.078537 | 0.077258 | 0.076055 | 0.075037 | 0.074132 | 0.0733 | 0.0727 | 0.072177 | 0.071675 | 0 | 0 | 0 | 0.35538 | 0.61606 | 0.94203 | 1.3033 | 1.6377 | 1.8583 | 1.9638 | 1.9264 | 1.7359 | 1.4939 | 1.1928 | 0.90838 | 0.65258 | 0.44393 | 0.29119 | 0.18153 | 0.10835 | 0.072119 | 0 | 0 | 0 | 0 | 0 | 0 | 0 | 0 | 0.35538 | 0.96829 | 1.8995 | 3.1795 | 4.7742 | 6.5613 | 8.4202 | 10.2028 | 11.7452 | 13.0021 | 13.9207 | 14.5365 | 14.8969 | 15.051 | 15.0827 | 15.0186 | 14.8931 | 14.7658 | 14.5877 | 14.424 | 14.3059 | 14.2031 | 14.1042 | 0 | 0 | 0 | 3581.2003 | 6263.6609 | 9686.0117 | 13567.7478 | 17282.3212 | 19906.6624 | 21379.3613 | 21335.952 | 19597.3348 | 17213.1383 | 14040.3436 | 10921.6844 | 8007.0532 | 5554.9416 | 3707.6811 | 2349.6766 | 1424.6753 | 961.1097 | 0 | 0 | 0 | 0 | 0 | 0 | 0 | 0 | 3581.2003 | 9844.8612 | 19530.8729 | 33098.6207 | 50380.9419 | 70287.6043 | 91666.9656 | 113002.9176 | 132600.2524 | 149813.3907 | 163853.7343 | 174775.4187 | 182782.4719 | 188337.4135 | 192045.0946 | 194394.7712 | 195819.4465 | 196780.5561 | 196780.5561 | 196780.5561 | 196780.5561 | 196780.5561 | 196780.5561 | 196780.5561 | 196780.5561 | 196780.5561 | 0.30253 | 0.52528 | 0.80497 | 1.1163 | 1.4062 | 1.5998 | 1.6952 | 1.6674 | 1.5071 | 1.3009 | 1.042 | 0.79588 | 0.57305 | 0.39062 | 0.25661 | 0.16018 | 0.095726 | 0.063781 | 0 | 0 | 0 | 0 | 0 | 0 | 0 | 0 | 0.30253 | 0.8256 | 1.6231 | 2.7233 | 4.0992 | 5.6485 | 7.2682 | 8.831 | 10.1972 | 11.322 | 12.1605 | 12.7362 | 13.0814 | 13.2439 | 13.2913 | 13.2523 | 13.1573 | 13.0587 | 12.9221 | 12.7982 | 12.7104 | 12.635 | 12.5646 | 0 | 0 | 0 | 3044.0202 | 5324.1118 | 8233.11 | 11532.5856 | 14689.973 | 16920.6631 | 18172.4571 | 18135.5592 | 16657.7346 | 14631.1676 | 11934.292 | 9283.4317 | 6805.9952 | 4721.7003 | 3151.529 | 1997.2251 | 1210.974 | 816.9432 | 0 | 0 | 0 | 0 | 0 | 0 | 0 | 0 | 3044.0202 | 8368.132 | 16601.242 | 28133.8276 | 42823.8006 | 59744.4637 | 77916.9208 | 96052.48 | 112710.2145 | 127341.3821 | 139275.6742 | 148559.1059 | 155365.1011 | 160086.8015 | 163238.3304 | 165235.5555 | 166446.5295 | 167263.4727 | 167263.4727 | 167263.4727 | 167263.4727 | 167263.4727 | 167263.4727 | 167263.4727 | 167263.4727 | 167263.4727 | 0.30269 | 0.5259 | 0.80654 | 1.1194 | 1.4113 | 1.6071 | 1.7045 | 1.6781 | 1.5183 | 1.3119 | 1.0519 | 0.80423 | 0.57966 | 0.39556 | 0.26011 | 0.16254 | 0.097242 | 0.064862 | 0 | 0 | 0 | 0 | 0 | 0 | 0 | 0 | 0.30269 | 0.82658 | 1.6263 | 2.7308 | 4.1141 | 5.6744 | 7.3081 | 8.8877 | 10.2733 | 11.4179 | 12.2762 | 12.8698 | 13.2322 | 13.4112 | 13.4726 | 13.4472 | 13.3657 | 13.2801 | 13.1466 | 13.0255 | 12.9377 | 12.8622 | 12.7918 | 0 | 0 | 0 | 3044.0202 | 5324.1118 | 8233.11 | 11532.5856 | 14689.973 | 16920.6631 | 18172.4571 | 18135.5592 | 16657.7346 | 14631.1676 | 11934.292 | 9283.4317 | 6805.9952 | 4721.7003 | 3151.529 | 1997.2251 | 1210.974 | 816.9432 | 0 | 0 | 0 | 0 | 0 | 0 | 0 | 0 | 3044.0202 | 8368.132 | 16601.242 | 28133.8276 | 42823.8006 | 59744.4637 | 77916.9208 | 96052.48 | 112710.2145 | 127341.3821 | 139275.6742 | 148559.1059 | 155365.1011 | 160086.8015 | 163238.3304 | 165235.5555 | 166446.5295 | 167263.4727 | 167263.4727 | 167263.4727 | 167263.4727 | 167263.4727 | 167263.4727 | 167263.4727 | 167263.4727 | 167263.4727 | 0.30261 | 0.52541 | 0.80518 | 1.1166 | 1.4065 | 1.6002 | 1.6956 | 1.6678 | 1.5075 | 1.3012 | 1.0423 | 0.79609 | 0.5732 | 0.39073 | 0.25667 | 0.16022 | 0.09575 | 0.063798 | 0 | 0 | 0 | 0 | 0 | 0 | 0 | 0 | 0.30261 | 0.82581 | 1.6236 | 2.724 | 4.1002 | 5.65 | 7.2701 | 8.8332 | 10.1998 | 11.3249 | 12.1636 | 12.7395 | 13.0848 | 13.2474 | 13.2947 | 13.2557 | 13.1608 | 13.0621 | 12.9255 | 12.8015 | 12.7106 | 12.6352 | 12.5649 | 0 | 0 | 0 | 3044.0202 | 5324.1118 | 8233.11 | 11532.5856 | 14689.973 | 16920.6631 | 18172.4571 | 18135.5592 | 16657.7346 | 14631.1676 | 11934.292 | 9283.4317 | 6805.9952 | 4721.7003 | 3151.529 | 1997.2251 | 1210.974 | 816.9432 | 0 | 0 | 0 | 0 | 0 | 0 | 0 | 0 | 3044.0202 | 8368.132 | 16601.242 | 28133.8276 | 42823.8006 | 59744.4637 | 77916.9208 | 96052.48 | 112710.2145 | 127341.3821 | 139275.6742 | 148559.1059 | 155365.1011 | 160086.8015 | 163238.3304 | 165235.5555 | 166446.5295 | 167263.4727 | 167263.4727 | 167263.4727 | 167263.4727 | 167263.4727 | 167263.4727 | 167263.4727 | 167263.4727 | 167263.4727 | 1607.8908 | 1615.7897 | 1625.6679 | 1636.2463 | 1647.4696 | 1659.0052 | 1671.0313 | 1683.1648 | 1695.4248 | 1708.8727 | 1721.4938 | 1734.1485 | 1746.0565 | 1757.3066 | 1768.4096 | 1779.0285 | 1790.0107 | 1800.0412 | 1809.6237 | 1818.8327 | 1827.4393 | 1835.4792 | 1842.9868 | 0 | 0 | 0 | 521.4208 | 523.9824 | 527.1858 | 530.6162 | 534.2558 | 537.9967 | 541.8966 | 545.8313 | 549.8071 | 554.1681 | 558.261 | 562.3648 | 566.2264 | 569.8747 | 573.4753 | 576.9189 | 580.4803 | 583.733 | 586.8405 | 589.8269 | 592.6179 | 595.2252 | 597.6598 | 0 | 0 | 0
WA_Industrial_Stone, Clay, and Glass_Existing_Space Heating_Natural Gas_Insulation - Wall Cavity_A | WA | Industrial | Stone, Clay, and Glass | Existing | Space Heating | Natural Gas | Insulation - Wall Cavity | A | IM242 | R-11 or less | R-21 | 45 | 0.018204 | 0 | 0 | 0.36 | 0.02 | 0 | 0 | 0.1823 |  | sqft | 60% | 100% | Retrofit | Retro3Slow | 83.42% | TBD | 0.2% | 2395.312 |  | 993.0672 |  | 0.1471 | RTF Wkbk - ComWeatherizationSchool_v4_0 | RTF Wkbk - ComWeatherizationSchool_v4_0 | Building Energy Simulation Tool | R-11 or less | R-11 or less | R-11 or less | R-11 or less | R-11 or less | R-11 or less | R-11 or less | R-11 or less | R-11 or less | R-11 or less | R-11 or less | R-11 or less | R-11 or less | R-11 or less | R-11 or less | R-11 or less | R-11 or less | R-11 or less | R-11 or less | R-11 or less | R-11 or less | R-11 or less | R-11 or less | R-11 or less | R-11 or less | R-11 or less | R-11 or less | R-11 or less | R-11 or less | R-11 or less | R-11 or less | R-21 | R-21 | R-21 | R-21 | R-21 | R-21 | R-21 | R-21 | R-21 | R-21 | R-21 | R-21 | R-21 | R-21 | R-21 | R-21 | R-21 | R-21 | R-21 | R-21 | R-21 | R-21 | R-21 | R-21 | R-21 | R-21 | R-21 | R-21 | R-21 | R-21 | R-21 | 0.36 | 0.36 | 0.36 | 0.36 | 0.36 | 0.36 | 0.36 | 0.36 | 0.36 | 0.36 | 0.36 | 0.36 | 0.36 | 0.36 | 0.36 | 0.36 | 0.36 | 0.36 | 0.36 | 0.36 | 0.36 | 0.36 | 0.36 | 0.36 | 0.36 | 0.36 | 0.36 | 0.36 | 0.36 | 0.36 | 0.36 | 0 | 0 | 0 | 0 | 0 | 0.01779 | 0.017491 | 0.017079 | 0.016573 | 0.015976 | 0.015296 | 0.014594 | 0.013896 | 0.013187 | 0.012581 | 0.012005 | 0.011538 | 0.011134 | 0.010779 | 0.010528 | 0.010297 | 0.010097 | 0.0099306 | 0.0097983 | 0.0096769 | 0.0095875 | 0.0095094 | 0.0094348 | 0 | 0 | 0 | 0.063708 | 0.10956 | 0.16543 | 0.22485 | 0.2761 | 0.3045 | 0.31201 | 0.29648 | 0.25843 | 0.21656 | 0.16856 | 0.12602 | 0.089151 | 0.059879 | 0.039033 | 0.024195 | 0.014384 | 0.0095444 | 0 | 0 | 0 | 0 | 0 | 0 | 0 | 0 | 0.063708 | 0.1722 | 0.33357 | 0.54853 | 0.80489 | 1.0751 | 1.3378 | 1.5702 | 1.7486 | 1.8848 | 1.9671 | 2.0166 | 2.0351 | 2.0302 | 2.0218 | 2.0017 | 1.9771 | 1.9541 | 1.9281 | 1.9042 | 1.8866 | 1.8713 | 1.8566 | 0 | 0 | 0 | 3581.2003 | 6263.6609 | 9686.0117 | 13567.7478 | 17282.3212 | 19906.6624 | 21379.3613 | 21335.952 | 19597.3348 | 17213.1383 | 14040.3436 | 10921.6844 | 8007.0532 | 5554.9416 | 3707.6811 | 2349.6766 | 1424.6753 | 961.1097 | 0 | 0 | 0 | 0 | 0 | 0 | 0 | 0 | 3581.2003 | 9844.8612 | 19530.8729 | 33098.6207 | 50380.9419 | 70287.6043 | 91666.9656 | 113002.9176 | 132600.2524 | 149813.3907 | 163853.7343 | 174775.4187 | 182782.4719 | 188337.4135 | 192045.0946 | 194394.7712 | 195819.4465 | 196780.5561 | 196780.5561 | 196780.5561 | 196780.5561 | 196780.5561 | 196780.5561 | 196780.5561 | 196780.5561 | 196780.5561 | 0.054272 | 0.093591 | 0.1419 | 0.19385 | 0.23949 | 0.26603 | 0.27472 | 0.26316 | 0.23142 | 0.19543 | 0.1533 | 0.11534 | 0.082018 | 0.055334 | 0.036167 | 0.022473 | 0.013386 | 0.008897 | 0 | 0 | 0 | 0 | 0 | 0 | 0 | 0 | 0.054272 | 0.1471 | 0.28613 | 0.47291 | 0.69816 | 0.93931 | 1.1779 | 1.3938 | 1.5658 | 1.7009 | 1.789 | 1.8458 | 1.8723 | 1.8761 | 1.8733 | 1.8592 | 1.84 | 1.8216 | 1.8007 | 1.7817 | 1.768 | 1.7561 | 1.7451 | 0 | 0 | 0 | 3044.0202 | 5324.1118 | 8233.11 | 11532.5856 | 14689.973 | 16920.6631 | 18172.4571 | 18135.5592 | 16657.7346 | 14631.1676 | 11934.292 | 9283.4317 | 6805.9952 | 4721.7003 | 3151.529 | 1997.2251 | 1210.974 | 816.9432 | 0 | 0 | 0 | 0 | 0 | 0 | 0 | 0 | 3044.0202 | 8368.132 | 16601.242 | 28133.8276 | 42823.8006 | 59744.4637 | 77916.9208 | 96052.48 | 112710.2145 | 127341.3821 | 139275.6742 | 148559.1059 | 155365.1011 | 160086.8015 | 163238.3304 | 165235.5555 | 166446.5295 | 167263.4727 | 167263.4727 | 167263.4727 | 167263.4727 | 167263.4727 | 167263.4727 | 167263.4727 | 167263.4727 | 167263.4727 | 0.054303 | 0.093709 | 0.14219 | 0.19442 | 0.24041 | 0.26731 | 0.2763 | 0.26493 | 0.23322 | 0.19715 | 0.15482 | 0.1166 | 0.083003 | 0.056062 | 0.03668 | 0.022817 | 0.013607 | 0.0090538 | 0 | 0 | 0 | 0 | 0 | 0 | 0 | 0 | 0.054303 | 0.14729 | 0.28672 | 0.47428 | 0.70082 | 0.94382 | 1.1847 | 1.4031 | 1.578 | 1.7159 | 1.8068 | 1.866 | 1.8948 | 1.9008 | 1.8999 | 1.8877 | 1.8703 | 1.8537 | 1.8332 | 1.8147 | 1.8009 | 1.789 | 1.7779 | 0 | 0 | 0 | 3044.0202 | 5324.1118 | 8233.11 | 11532.5856 | 14689.973 | 16920.6631 | 18172.4571 | 18135.5592 | 16657.7346 | 14631.1676 | 11934.292 | 9283.4317 | 6805.9952 | 4721.7003 | 3151.529 | 1997.2251 | 1210.974 | 816.9432 | 0 | 0 | 0 | 0 | 0 | 0 | 0 | 0 | 3044.0202 | 8368.132 | 16601.242 | 28133.8276 | 42823.8006 | 59744.4637 | 77916.9208 | 96052.48 | 112710.2145 | 127341.3821 | 139275.6742 | 148559.1059 | 155365.1011 | 160086.8015 | 163238.3304 | 165235.5555 | 166446.5295 | 167263.4727 | 167263.4727 | 167263.4727 | 167263.4727 | 167263.4727 | 167263.4727 | 167263.4727 | 167263.4727 | 167263.4727 | 0 | 0 | 0 | 0 | 0 | 0 | 0 | 0 | 0 | 0 | 0 | 0 | 0 | 0 | 0 | 0 | 0 | 0 | 0 | 0 | 0 | 0 | 0 | 0 | 0 | 0 | 0 | 0 | 0 | 0 | 0 | 0 | 0 | 0 | 0 | 0 | 0 | 0 | 0 | 0 | 0 | 0 | 0 | 0 | 0 | 0 | 0 | 0 | 0 | 0 | 0 | 0 | 0 | 0 | 0 | 0 | 0 | 0 | 0 | 0 | 0 | 0 | 0 | 0 | 0 | 0 | 0 | 0 | 0 | 0 | 0 | 0 | 0 | 0 | 0 | 0 | 0 | 0 | 0 | 0 | 0 | 0 | 0 | 0 | 0 | 0 | 0 | 0 | 0 | 0 | 0 | 0 | 0 | 0 | 0 | 0 | 0 | 0 | 0 | 0 | 0 | 0 | 0 | 0 | 2264.95 | 2276.0768 | 2289.9918 | 2304.893 | 2320.7026 | 2336.9523 | 2353.8928 | 2370.9845 | 2388.2546 | 2407.1979 | 2424.9766 | 2442.8026 | 2459.5768 | 2475.4241 | 2491.0644 | 2506.0226 | 2521.4927 | 2535.6221 | 2549.1204 | 2562.0927 | 2574.2163 | 2585.5417 | 2596.1174 | 0 | 0 | 0 | 939.0207 | 943.6337 | 949.4027 | 955.5806 | 962.1351 | 968.872 | 975.8953 | 982.9813 | 990.1413 | 997.995 | 1005.3658 | 1012.7562 | 1019.7106 | 1026.2807 | 1032.765 | 1038.9665 | 1045.3802 | 1051.238 | 1056.8343 | 1062.2125 | 1067.2387 | 1071.9341 | 1076.3187 | 0 | 0 | 0
WA_Industrial_Stone, Clay, and Glass_Existing_Space Heating_Natural Gas_Insulation - Ducting_A | WA | Industrial | Stone, Clay, and Glass | Existing | Space Heating | Natural Gas | Insulation - Ducting | A | IM243 | ~2°F thermal losses | 50% reduction in thermal losses | 20 | 0.0016852 | 0 | 0 | 1.52 | 0 | 0 | 0 | 0.76105 |  | sqft | 40% | 60% | Retrofit | Retro5Med | 85.36% | TBD | 0.2% | 92900.7848 |  | 67826.1227 |  | 0.0013595 | MA TRM - 2019-2021 - COM-HVAC-DI | MEMD - MMD8.25.01.FESH23.v01 | Building Energy Simulation Tool | ~2°F thermal losses | ~2°F thermal losses | ~2°F thermal losses | ~2°F thermal losses | ~2°F thermal losses | ~2°F thermal losses | ~2°F thermal losses | ~2°F thermal losses | ~2°F thermal losses | ~2°F thermal losses | ~2°F thermal losses | ~2°F thermal losses | ~2°F thermal losses | ~2°F thermal losses | ~2°F thermal losses | ~2°F thermal losses | ~2°F thermal losses | ~2°F thermal losses | ~2°F thermal losses | ~2°F thermal losses | ~2°F thermal losses | ~2°F thermal losses | ~2°F thermal losses | ~2°F thermal losses | ~2°F thermal losses | ~2°F thermal losses | ~2°F thermal losses | ~2°F thermal losses | ~2°F thermal losses | ~2°F thermal losses | ~2°F thermal losses | 50% reduction in thermal losses | 50% reduction in thermal losses | 50% reduction in thermal losses | 50% reduction in thermal losses | 50% reduction in thermal losses | 50% reduction in thermal losses | 50% reduction in thermal losses | 50% reduction in thermal losses | 50% reduction in thermal losses | 50% reduction in thermal losses | 50% reduction in thermal losses | 50% reduction in thermal losses | 50% reduction in thermal losses | 50% reduction in thermal losses | 50% reduction in thermal losses | 50% reduction in thermal losses | 50% reduction in thermal losses | 50% reduction in thermal losses | 50% reduction in thermal losses | 50% reduction in thermal losses | 50% reduction in thermal losses | 50% reduction in thermal losses | 50% reduction in thermal losses | 50% reduction in thermal losses | 50% reduction in thermal losses | 50% reduction in thermal losses | 50% reduction in thermal losses | 50% reduction in thermal losses | 50% reduction in thermal losses | 50% reduction in thermal losses | 50% reduction in thermal losses | 1.52 | 1.52 | 1.52 | 1.52 | 1.52 | 1.52 | 1.52 | 1.52 | 1.52 | 1.52 | 1.52 | 1.52 | 1.52 | 1.52 | 1.52 | 1.52 | 1.52 | 1.52 | 1.52 | 1.52 | 1.52 | 1.52 | 1.52 | 1.52 | 1.52 | 1.52 | 1.52 | 1.52 | 1.52 | 1.52 | 1.52 | 0 | 0 | 0 | 0 | 0 | 0.001616 | 0.0015797 | 0.0015302 | 0.0014718 | 0.0014055 | 0.0013322 | 0.0012582 | 0.0011866 | 0.0011158 | 0.0010566 | 0.0010017 | 0.00095795 | 0.00092024 | 0.0008873 | 0.00086362 | 0.0008418 | 0.00082284 | 0.00080619 | 0.00079259 | 0.00077997 | 0.00077026 | 0.00076159 | 0.00075335 | 0.00131 | 0.0013019 | 0.0012943 | 0.0007307 | 0.00087655 | 0.0010329 | 0.0011539 | 0.0012579 | 0.0013762 | 0.001422 | 0.0013672 | 0.0011924 | 0.00097428 | 0.00070791 | 0.00044812 | 0.0002487 | 0.00011443 | 4.7175e-05 | 1.6652e-05 | 5.0644e-06 | 1.0775e-06 | 1.7354e-07 | 2.0434e-08 | 0 | 0 | 0 | 0 | 0 | 0 | 0.0007307 | 0.0015908 | 0.0025739 | 0.0036296 | 0.0047239 | 0.0058538 | 0.0069508 | 0.0079222 | 0.0086425 | 0.0091581 | 0.0093897 | 0.0094279 | 0.0093055 | 0.0090869 | 0.0088915 | 0.0086835 | 0.008493 | 0.0083223 | 0.008182 | 0.0080517 | 0.0079515 | 0.007862 | 0.0077769 | 0 | 0 | 0 | 452.1694 | 554.8873 | 675.0152 | 784.0099 | 895.002 | 1033.0772 | 1130.2048 | 1152.2397 | 1068.6048 | 922.0634 | 706.7271 | 467.7877 | 270.2516 | 128.9605 | 54.6248 | 19.7814 | 6.1548 | 1.3366 | 0.21895 | 0.026199 | 0 | 0 | 0 | 0 | 0 | 0 | 452.1694 | 1007.0567 | 1682.0719 | 2466.0818 | 3361.0839 | 4394.1611 | 5524.3659 | 6676.6057 | 7745.2104 | 8667.2739 | 9374.001 | 9841.7887 | 10112.0403 | 10241.0008 | 10295.6256 | 10315.4071 | 10321.5619 | 10322.8984 | 10323.1174 | 10323.1436 | 10323.1436 | 10323.1436 | 10323.1436 | 10323.1436 | 10323.1436 | 10323.1436 | 0.00062257 | 0.0007491 | 0.00088669 | 0.0009961 | 0.0010932 | 0.0012056 | 0.0012564 | 0.0012187 | 0.0010732 | 0.00088426 | 0.00064794 | 0.00041296 | 0.00023045 | 0.00010654 | 4.4047e-05 | 1.5588e-05 | 4.7507e-06 | 1.0126e-06 | 1.6339e-07 | 1.9276e-08 | 0 | 0 | 0 | 0 | 0 | 0 | 0.00062257 | 0.0013595 | 0.0022095 | 0.0031332 | 0.0041052 | 0.0051278 | 0.0061411 | 0.007062 | 0.0077787 | 0.0083119 | 0.0085942 | 0.0086883 | 0.0086227 | 0.0084604 | 0.008302 | 0.0081286 | 0.0079669 | 0.0078205 | 0.0077035 | 0.0075955 | 0.0075127 | 0.0074391 | 0.0073704 | 0 | 0 | 0 | 384.344 | 471.6542 | 573.7629 | 666.4084 | 760.7517 | 878.1156 | 960.6741 | 979.4038 | 908.3141 | 783.7539 | 600.7181 | 397.6196 | 229.7139 | 109.6164 | 46.4311 | 16.8142 | 5.2316 | 1.1361 | 0.18611 | 0.022269 | 0 | 0 | 0 | 0 | 0 | 0 | 384.344 | 855.9982 | 1429.7611 | 2096.1696 | 2856.9213 | 3735.0369 | 4695.711 | 5675.1148 | 6583.4289 | 7367.1828 | 7967.9009 | 8365.5204 | 8595.2343 | 8704.8507 | 8751.2818 | 8768.096 | 8773.3276 | 8774.4637 | 8774.6498 | 8774.672 | 8774.672 | 8774.672 | 8774.672 | 8774.672 | 8774.672 | 8774.672 | 0 | 0 | 0 | 0 | 0 | 0 | 0 | 0 | 0 | 0 | 0 | 0 | 0 | 0 | 0 | 0 | 0 | 0 | 0 | 0 | 0 | 0 | 0 | 0 | 0 | 0 | 0 | 0 | 0 | 0 | 0 | 0 | 0 | 0 | 0 | 0 | 0 | 0 | 0 | 0 | 0 | 0 | 0 | 0 | 0 | 0 | 0 | 0 | 0 | 0 | 0 | 0 | 0 | 0 | 0 | 0 | 0 | 0 | 0 | 0 | 0 | 0 | 0 | 0 | 0 | 0 | 0 | 0 | 0 | 0 | 0 | 0 | 0 | 0 | 0 | 0 | 0 | 0 | 0 | 0 | 0 | 0 | 0 | 0 | 0 | 0 | 0 | 0 | 0 | 0 | 0 | 0 | 0 | 0 | 0 | 0 | 0 | 0 | 0 | 0 | 0 | 0 | 0 | 0 | 0 | 0 | 0 | 0 | 0 | 0 | 0 | 0 | 0 | 0 | 0 | 0 | 0 | 0 | 0 | 0 | 0 | 0 | 0 | 0 | 0 | 0 | 0 | 0 | 0 | 0 | 0 | 0 | 0 | 0 | 0 | 0 | 0 | 0 | 0 | 0 | 0 | 0 | 0 | 0 | 0 | 0 | 0 | 0 | 0 | 0 | 0 | 0 | 0 | 0 | 0 | 0 | 0 | 0 | 0 | 0 | 0 | 0 | 0 | 0 | 0 | 0 | 0 | 0 | 0 | 0 | 0 | 0 | 0 | 0 | 0 | 0 | 0 | 0 | 0 | 0 | 0 | 0 | 0 | 0 | 0 | 0 | 0 | 0 | 0 | 0 | 0 | 0 | 0 | 0 | 0 | 0 | 0 | 0 | 0 | 0 | 0 | 0 | 0 | 0 | 0 | 0 | 0 | 0 | 84863.365 | 85636.2898 | 86640.1016 | 87683.2795 | 88756.1653 | 89831.4423 | 90923.8694 | 91976.5885 | 92989.8962 | 94035.2852 | 94968.9433 | 95867.0471 | 96725.6896 | 97547.9937 | 98393.9839 | 99227.8908 | 100071.4039 | 100955.7537 | 101820.0685 | 102665.8439 | 103470.8503 | 104236.4171 | 104963.9046 | 105654.6936 | 106310.1751 | 106931.742 | 61958.0665 | 62522.3728 | 63255.2478 | 64016.8637 | 64800.1691 | 65585.2202 | 66382.7926 | 67151.3743 | 67891.1823 | 68654.4124 | 69336.0688 | 69991.7672 | 70618.6552 | 71219.0129 | 71836.6636 | 72445.4924 | 73061.3346 | 73706.9913 | 74338.0207 | 74955.5146 | 75543.2433 | 76102.1775 | 76633.3104 | 77137.6499 | 77616.2117 | 78070.0128
WA_Industrial_Stone, Clay, and Glass_Existing_Space Heating_Natural Gas_HVAC - Duct Repair and Sealing_A | WA | Industrial | Stone, Clay, and Glass | Existing | Space Heating | Natural Gas | HVAC - Duct Repair and Sealing | A | IM244 | Poorly sealed/leaky ducts | 30% reduced duct leaking | 20 | 0.0039673 | 0 | 0 | 0.07 | 0 | 0 | 0 | 0.035 |  | sqft | 15% | 50% | Retrofit | RetroEven20 | 76.5% | TBD | 0.2% | 2048.2895 |  | 1326.8113 |  | 0.0058606 | MA TRM - 2019-2021 - COM-HVAC-DS | RS Means Cost Calculator 2019 IRP DSM TRM Extract | Building Energy Simulation Tool | Poorly sealed/leaky ducts | Poorly sealed/leaky ducts | Poorly sealed/leaky ducts | Poorly sealed/leaky ducts | Poorly sealed/leaky ducts | Poorly sealed/leaky ducts | Poorly sealed/leaky ducts | Poorly sealed/leaky ducts | Poorly sealed/leaky ducts | Poorly sealed/leaky ducts | Poorly sealed/leaky ducts | Poorly sealed/leaky ducts | Poorly sealed/leaky ducts | Poorly sealed/leaky ducts | Poorly sealed/leaky ducts | Poorly sealed/leaky ducts | Poorly sealed/leaky ducts | Poorly sealed/leaky ducts | Poorly sealed/leaky ducts | Poorly sealed/leaky ducts | Poorly sealed/leaky ducts | Poorly sealed/leaky ducts | Poorly sealed/leaky ducts | Poorly sealed/leaky ducts | Poorly sealed/leaky ducts | Poorly sealed/leaky ducts | Poorly sealed/leaky ducts | Poorly sealed/leaky ducts | Poorly sealed/leaky ducts | Poorly sealed/leaky ducts | Poorly sealed/leaky ducts | 30% reduced duct leaking | 30% reduced duct leaking | 30% reduced duct leaking | 30% reduced duct leaking | 30% reduced duct leaking | 30% reduced duct leaking | 30% reduced duct leaking | 30% reduced duct leaking | 30% reduced duct leaking | 30% reduced duct leaking | 30% reduced duct leaking | 30% reduced duct leaking | 30% reduced duct leaking | 30% reduced duct leaking | 30% reduced duct leaking | 30% reduced duct leaking | 30% reduced duct leaking | 30% reduced duct leaking | 30% reduced duct leaking | 30% reduced duct leaking | 30% reduced duct leaking | 30% reduced duct leaking | 30% reduced duct leaking | 30% reduced duct leaking | 30% reduced duct leaking | 30% reduced duct leaking | 30% reduced duct leaking | 30% reduced duct leaking | 30% reduced duct leaking | 30% reduced duct leaking | 30% reduced duct leaking | 0.07 | 0.07 | 0.07 | 0.07 | 0.07 | 0.07 | 0.07 | 0.07 | 0.07 | 0.07 | 0.07 | 0.07 | 0.07 | 0.07 | 0.07 | 0.07 | 0.07 | 0.07 | 0.07 | 0.07 | 0.07 | 0.07 | 0.07 | 0.07 | 0.07 | 0.07 | 0.07 | 0.07 | 0.07 | 0.07 | 0.07 | 0 | 0 | 0 | 0 | 0 | 0.0038084 | 0.0037291 | 0.0036212 | 0.0034948 | 0.0033512 | 0.0031925 | 0.0030314 | 0.0028741 | 0.0027175 | 0.0025843 | 0.0024599 | 0.0023594 | 0.0022721 | 0.0021954 | 0.0021392 | 0.0020873 | 0.002042 | 0.0020021 | 0.0019692 | 0.0019386 | 0.0019148 | 0.0018936 | 0.0018733 | 0.0030839 | 0.0030649 | 0.0030471 | 0.0035042 | 0.0034293 | 0.0033105 | 0.0031966 | 0.0030678 | 0.0028855 | 0.0027323 | 0.0025853 | 0.0024056 | 0.0022965 | 0.002165 | 0.0020769 | 0.00199 | 0.0019056 | 0.001859 | 0.0018065 | 0.0017604 | 0.0017197 | 0.0016856 | 0.0016543 | 0 | 0 | 0 | 0 | 0 | 0 | 0.0035042 | 0.0068605 | 0.0099726 | 0.012821 | 0.015362 | 0.01752 | 0.019368 | 0.020948 | 0.022213 | 0.023421 | 0.024458 | 0.025536 | 0.026581 | 0.027589 | 0.028741 | 0.029852 | 0.030964 | 0.032078 | 0.033236 | 0.034375 | 0.033953 | 0.033576 | 0.033217 | 0 | 0 | 0 | 920.1122 | 919.6073 | 914.184 | 914.6782 | 915.4346 | 903.8095 | 901.3397 | 899.5096 | 885.2257 | 888.6055 | 880.1315 | 880.2457 | 875.8154 | 868.0032 | 869.0314 | 865.4377 | 862.0717 | 858.9307 | 856.0117 | 853.3123 | 0 | 0 | 0 | 0 | 0 | 0 | 920.1122 | 1839.7195 | 2753.9035 | 3668.5817 | 4584.0163 | 5487.8258 | 6389.1655 | 7288.6751 | 8173.9008 | 9062.5063 | 9942.6377 | 10822.8834 | 11698.6988 | 12566.702 | 13435.7334 | 14301.1711 | 15163.2428 | 16022.1735 | 16878.1852 | 17731.4975 | 17731.4975 | 17731.4975 | 17731.4975 | 17731.4975 | 17731.4975 | 17731.4975 | 0.0029851 | 0.0029295 | 0.0028396 | 0.0027558 | 0.0026609 | 0.0025208 | 0.0024056 | 0.0022946 | 0.0021541 | 0.0020722 | 0.0019689 | 0.0019008 | 0.0018306 | 0.0017608 | 0.0017223 | 0.0016777 | 0.0016381 | 0.0016028 | 0.001574 | 0.0015476 | 0 | 0 | 0 | 0 | 0 | 0 | 0.0029851 | 0.0058606 | 0.0085541 | 0.011053 | 0.013325 | 0.015306 | 0.017052 | 0.018593 | 0.01989 | 0.021133 | 0.022242 | 0.023371 | 0.024452 | 0.025492 | 0.026628 | 0.027723 | 0.028813 | 0.029899 | 0.031036 | 0.032159 | 0.031813 | 0.031505 | 0.031218 | 0 | 0 | 0 | 782.0954 | 781.6662 | 777.0564 | 777.4765 | 778.1194 | 768.2381 | 766.1387 | 764.5831 | 752.4418 | 755.3147 | 748.1118 | 748.2088 | 744.4431 | 737.8027 | 738.6767 | 735.6221 | 732.761 | 730.0911 | 727.61 | 725.3155 | 0 | 0 | 0 | 0 | 0 | 0 | 782.0954 | 1563.7616 | 2340.818 | 3118.2945 | 3896.4139 | 4664.6519 | 5430.7907 | 6195.3738 | 6947.8156 | 7703.1303 | 8451.2421 | 9199.4509 | 9943.894 | 10681.6967 | 11420.3734 | 12155.9954 | 12888.7564 | 13618.8475 | 14346.4574 | 15071.7729 | 15071.7729 | 15071.7729 | 15071.7729 | 15071.7729 | 15071.7729 | 15071.7729 | 0 | 0 | 0 | 0 | 0 | 0 | 0 | 0 | 0 | 0 | 0 | 0 | 0 | 0 | 0 | 0 | 0 | 0 | 0 | 0 | 0 | 0 | 0 | 0 | 0 | 0 | 0 | 0 | 0 | 0 | 0 | 0 | 0 | 0 | 0 | 0 | 0 | 0 | 0 | 0 | 0 | 0 | 0 | 0 | 0 | 0 | 0 | 0 | 0 | 0 | 0 | 0 | 0 | 0 | 0 | 0 | 0 | 0 | 0 | 0 | 0 | 0 | 0 | 0 | 0 | 0 | 0 | 0 | 0 | 0 | 0 | 0 | 0 | 0 | 0 | 0 | 0 | 0 | 0 | 0 | 0 | 0 | 0 | 0 | 0 | 0 | 0 | 0 | 0 | 0 | 0 | 0 | 0 | 0 | 0 | 0 | 0 | 0 | 0 | 0 | 0 | 0 | 0 | 0 | 0 | 0 | 0 | 0 | 0 | 0 | 0 | 0 | 0 | 0 | 0 | 0 | 0 | 0 | 0 | 0 | 0 | 0 | 0 | 0 | 0 | 0 | 0 | 0 | 0 | 0 | 0 | 0 | 0 | 0 | 0 | 0 | 0 | 0 | 0 | 0 | 0 | 0 | 0 | 0 | 0 | 0 | 0 | 0 | 0 | 0 | 0 | 0 | 0 | 0 | 0 | 0 | 0 | 0 | 0 | 0 | 0 | 0 | 0 | 0 | 0 | 0 | 0 | 0 | 0 | 0 | 0 | 0 | 0 | 0 | 0 | 0 | 0 | 0 | 0 | 0 | 0 | 0 | 0 | 0 | 0 | 0 | 0 | 0 | 0 | 0 | 0 | 0 | 0 | 0 | 0 | 0 | 0 | 0 | 0 | 0 | 0 | 0 | 0 | 0 | 0 | 0 | 0 | 0 | 1871.0793 | 1888.1209 | 1910.2531 | 1933.2532 | 1956.9083 | 1980.6162 | 2004.7022 | 2027.9127 | 2050.2542 | 2073.3031 | 2093.8885 | 2113.6901 | 2132.6215 | 2150.7518 | 2169.4043 | 2187.7904 | 2206.3883 | 2225.8866 | 2244.9431 | 2263.5909 | 2281.3398 | 2298.2191 | 2314.2588 | 2329.4895 | 2343.9416 | 2357.646 | 1212.0207 | 1223.0596 | 1237.3961 | 1252.2948 | 1267.6178 | 1282.9749 | 1298.577 | 1313.6119 | 1328.084 | 1343.0143 | 1356.3488 | 1369.1756 | 1381.4387 | 1393.1829 | 1405.2653 | 1417.1752 | 1429.2223 | 1441.8526 | 1454.1968 | 1466.2762 | 1477.7733 | 1488.7071 | 1499.0971 | 1508.963 | 1518.3246 | 1527.2018
WA_Industrial_Stone, Clay, and Glass_Existing_Space Heating_Natural Gas_Windows - High Efficiency_A | WA | Industrial | Stone, Clay, and Glass | Existing | Space Heating | Natural Gas | Windows - High Efficiency | A | IM245 | U-.5 or worse | U-.22 or better | 45 | 0.0057775 | 0 | 0 | 0.23 | 0.01 | 0 | 0 | 0.11455 |  | sqft | 45% | 100% | Retrofit | Retro1Slow | 81.8% | TBD | 0.2% | 3978.3028 |  | 1999.1511 |  | 0.010272 | RTF Wkbk - ComWeatherizationSchool_v3_1 | RTF Wkbk - ComWeatherizationSchool_v3_1 | Building Energy Simulation Tool | U-.5 or worse | U-.5 or worse | U-.5 or worse | U-.5 or worse | U-.5 or worse | U-.5 or worse | U-.5 or worse | U-.5 or worse | U-.5 or worse | U-.5 or worse | U-.5 or worse | U-.5 or worse | U-.5 or worse | U-.5 or worse | U-.5 or worse | U-.5 or worse | U-.5 or worse | U-.5 or worse | U-.5 or worse | U-.5 or worse | U-.5 or worse | U-.5 or worse | U-.5 or worse | U-.5 or worse | U-.5 or worse | U-.5 or worse | U-.5 or worse | U-.5 or worse | U-.5 or worse | U-.5 or worse | U-.5 or worse | U-.22 or better | U-.22 or better | U-.22 or better | U-.22 or better | U-.22 or better | U-.22 or better | U-.22 or better | U-.22 or better | U-.22 or better | U-.22 or better | U-.22 or better | U-.22 or better | U-.22 or better | U-.22 or better | U-.22 or better | U-.22 or better | U-.22 or better | U-.22 or better | U-.22 or better | U-.22 or better | U-.22 or better | U-.22 or better | U-.22 or better | U-.22 or better | U-.22 or better | U-.22 or better | U-.22 or better | U-.22 or better | U-.22 or better | U-.22 or better | U-.22 or better | 0.23 | 0.23 | 0.23 | 0.23 | 0.23 | 0.23 | 0.23 | 0.23 | 0.23 | 0.23 | 0.23 | 0.23 | 0.23 | 0.23 | 0.23 | 0.23 | 0.23 | 0.23 | 0.23 | 0.23 | 0.23 | 0.23 | 0.23 | 0.23 | 0.23 | 0.23 | 0.23 | 0.23 | 0.23 | 0.23 | 0.23 | 0 | 0 | 0 | 0 | 0 | 0.0056315 | 0.0055197 | 0.0053683 | 0.005184 | 0.0049692 | 0.0047262 | 0.0044787 | 0.0042352 | 0.0039906 | 0.0037856 | 0.0035918 | 0.0034369 | 0.0033031 | 0.003186 | 0.0031036 | 0.0030277 | 0.0029616 | 0.0029063 | 0.0028618 | 0.0028207 | 0.0027939 | 0.0027705 | 0.0027482 | 0 | 0 | 0 | 0.0040888 | 0.0080065 | 0.013745 | 0.021602 | 0.031456 | 0.042305 | 0.054382 | 0.066531 | 0.076304 | 0.085685 | 0.09034 | 0.091973 | 0.088316 | 0.079584 | 0.068243 | 0.054829 | 0.040853 | 0.027653 | 0.017338 | 0.01111 | 0 | 0 | 0 | 0 | 0 | 0 | 0.0040888 | 0.012014 | 0.02543 | 0.046158 | 0.075701 | 0.1143 | 0.1627 | 0.22038 | 0.28396 | 0.35506 | 0.42722 | 0.50077 | 0.5696 | 0.62898 | 0.68095 | 0.71913 | 0.74428 | 0.75804 | 0.76377 | 0.76391 | 0.75666 | 0.75032 | 0.74428 | 0 | 0 | 0 | 726.0618 | 1450.5535 | 2560.3346 | 4166.9867 | 6330.1337 | 8950.9739 | 12142.5103 | 15709.1177 | 19120.9379 | 22634.2175 | 25151.955 | 26760.417 | 26736.8895 | 24979.2091 | 21988.3271 | 18108.9079 | 13794.129 | 9514.9856 | 6058.3601 | 3938.6448 | 0 | 0 | 0 | 0 | 0 | 0 | 726.0618 | 2176.6153 | 4736.9499 | 8903.9366 | 15234.0703 | 24185.0442 | 36327.5545 | 52036.6722 | 71157.6101 | 93791.8276 | 118943.7826 | 145704.1996 | 172441.0891 | 197420.2982 | 219408.6252 | 237517.5331 | 251311.6621 | 260826.6477 | 266885.0078 | 270823.6526 | 270823.6526 | 270823.6526 | 270823.6526 | 270823.6526 | 270823.6526 | 270823.6526 | 0.0034845 | 0.0068455 | 0.011807 | 0.018664 | 0.027367 | 0.03711 | 0.048125 | 0.059416 | 0.068823 | 0.07795 | 0.082901 | 0.084997 | 0.082087 | 0.074344 | 0.063945 | 0.05152 | 0.038477 | 0.026098 | 0.016398 | 0.01053 | 0 | 0 | 0 | 0 | 0 | 0 | 0.0034845 | 0.010272 | 0.021844 | 0.039881 | 0.065861 | 0.10027 | 0.14398 | 0.19682 | 0.25612 | 0.32301 | 0.39204 | 0.46279 | 0.52943 | 0.58757 | 0.63807 | 0.67574 | 0.701 | 0.71539 | 0.72237 | 0.72407 | 0.71834 | 0.71338 | 0.70878 | 0 | 0 | 0 | 617.1526 | 1232.9704 | 2176.2844 | 3541.9387 | 5380.6137 | 7608.3278 | 10321.1337 | 13352.7501 | 16252.7972 | 19239.0849 | 21379.1618 | 22746.3544 | 22726.3561 | 21232.3277 | 18690.078 | 15392.5717 | 11725.0096 | 8087.7377 | 5149.6061 | 3347.8481 | 0 | 0 | 0 | 0 | 0 | 0 | 617.1526 | 1850.123 | 4026.4074 | 7568.3461 | 12948.9598 | 20557.2876 | 30878.4213 | 44231.1714 | 60483.9686 | 79723.0534 | 101102.2152 | 123848.5696 | 146574.9258 | 167807.2534 | 186497.3315 | 201889.9032 | 213614.9128 | 221702.6505 | 226852.2566 | 230200.1047 | 230200.1047 | 230200.1047 | 230200.1047 | 230200.1047 | 230200.1047 | 230200.1047 | 0 | 0 | 0 | 0 | 0 | 0 | 0 | 0 | 0 | 0 | 0 | 0 | 0 | 0 | 0 | 0 | 0 | 0 | 0 | 0 | 0 | 0 | 0 | 0 | 0 | 0 | 0 | 0 | 0 | 0 | 0 | 0 | 0 | 0 | 0 | 0 | 0 | 0 | 0 | 0 | 0 | 0 | 0 | 0 | 0 | 0 | 0 | 0 | 0 | 0 | 0 | 0 | 0 | 0 | 0 | 0 | 0 | 0 | 0 | 0 | 0 | 0 | 0 | 0 | 0 | 0 | 0 | 0 | 0 | 0 | 0 | 0 | 0 | 0 | 0 | 0 | 0 | 0 | 0 | 0 | 0 | 0 | 0 | 0 | 0 | 0 | 0 | 0 | 0 | 0 | 0 | 0 | 0 | 0 | 0 | 0 | 0 | 0 | 0 | 0 | 0 | 0 | 0 | 0 | 0 | 0 | 0 | 0 | 0 | 0 | 0 | 0 | 0 | 0 | 0 | 0 | 0 | 0 | 0 | 0 | 0 | 0 | 0 | 0 | 0 | 0 | 0 | 0 | 0 | 0 | 0 | 0 | 0 | 0 | 0 | 0 | 0 | 0 | 0 | 0 | 0 | 0 | 0 | 0 | 0 | 0 | 0 | 0 | 0 | 0 | 0 | 0 | 0 | 0 | 0 | 0 | 0 | 0 | 0 | 0 | 0 | 0 | 0 | 0 | 0 | 0 | 0 | 0 | 0 | 0 | 0 | 0 | 0 | 0 | 0 | 0 | 0 | 0 | 0 | 0 | 0 | 0 | 0 | 0 | 0 | 0 | 0 | 0 | 0 | 0 | 0 | 0 | 0 | 0 | 0 | 0 | 0 | 0 | 0 | 0 | 0 | 0 | 0 | 0 | 0 | 0 | 0 | 0 | 3761.7885 | 3780.2686 | 3803.3796 | 3828.1285 | 3854.3863 | 3881.3749 | 3909.5108 | 3937.898 | 3966.5813 | 3998.0438 | 4027.5719 | 4057.1785 | 4085.0382 | 4111.3587 | 4137.3351 | 4162.1788 | 4187.8725 | 4211.3396 | 4233.7587 | 4255.304 | 4275.4397 | 4294.2497 | 4311.8145 | 0 | 0 | 0 | 1890.3497 | 1899.6362 | 1911.2498 | 1923.6865 | 1936.8814 | 1950.4435 | 1964.5822 | 1978.8471 | 1993.2609 | 2009.0712 | 2023.9095 | 2038.7872 | 2052.7871 | 2066.0135 | 2079.067 | 2091.5513 | 2104.4627 | 2116.2553 | 2127.5211 | 2138.348 | 2148.4664 | 2157.9187 | 2166.7452 | 0 | 0 | 0
WA_Industrial_Stone, Clay, and Glass_Existing_Space Heating_Natural Gas_Gas Boiler - Maintenance_A | WA | Industrial | Stone, Clay, and Glass | Existing | Space Heating | Natural Gas | Gas Boiler - Maintenance | A | IM246 | Degrade performance | General cleaning and maintenance | 3 | 7.1405 | 0 | 0 | 0.03 | 0 | 0 | 0 | 0.0173 |  | employee | 20% | 30% | Retrofit | Retro20Fast | 83.83% | TBD | 0.2% | 0.93057 |  | 0.83874 |  | 0.0056144 | IL TRM - 4.3.10 - CI-HWE-DBTU-V01-180101 | IL TRM - 4.3.10 - CI-HWE-DBTU-V01-180101 | IL TRM - 4.3.10 - CI-HWE-DBTU-V01-180101 | Degrade performance | Degrade performance | Degrade performance | Degrade performance | Degrade performance | Degrade performance | Degrade performance | Degrade performance | Degrade performance | Degrade performance | Degrade performance | Degrade performance | Degrade performance | Degrade performance | Degrade performance | Degrade performance | Degrade performance | Degrade performance | Degrade performance | Degrade performance | Degrade performance | Degrade performance | Degrade performance | Degrade performance | Degrade performance | Degrade performance | Degrade performance | Degrade performance | Degrade performance | Degrade performance | Degrade performance | General cleaning and maintenance | General cleaning and maintenance | General cleaning and maintenance | General cleaning and maintenance | General cleaning and maintenance | General cleaning and maintenance | General cleaning and maintenance | General cleaning and maintenance | General cleaning and maintenance | General cleaning and maintenance | General cleaning and maintenance | General cleaning and maintenance | General cleaning and maintenance | General cleaning and maintenance | General cleaning and maintenance | General cleaning and maintenance | General cleaning and maintenance | General cleaning and maintenance | General cleaning and maintenance | General cleaning and maintenance | General cleaning and maintenance | General cleaning and maintenance | General cleaning and maintenance | General cleaning and maintenance | General cleaning and maintenance | General cleaning and maintenance | General cleaning and maintenance | General cleaning and maintenance | General cleaning and maintenance | General cleaning and maintenance | General cleaning and maintenance | 0.03 | 0.03 | 0.03 | 0.03 | 0.03 | 0.03 | 0.03 | 0.03 | 0.03 | 0.03 | 0.03 | 0.03 | 0.03 | 0.03 | 0.03 | 0.03 | 0.03 | 0.03 | 0.03 | 0.03 | 0.03 | 0.03 | 0.03 | 0.03 | 0.03 | 0.03 | 0.03 | 0.03 | 0.03 | 0.03 | 0.03 | 0 | 0 | 0 | 0 | 0 | 7.0049 | 6.9447 | 6.8791 | 6.8108 | 6.7399 | 6.6676 | 6.5945 | 6.5203 | 6.4427 | 6.3605 | 6.2806 | 6.2018 | 6.1291 | 6.0587 | 5.9934 | 5.9309 | 5.8667 | 5.8079 | 5.752 | 5.6967 | 5.6454 | 5.6009 | 5.5586 | 6.0601 | 6.0352 | 6.0125 | 0.0039082 | 0.0027143 | 0.0018503 | 0.0014275 | 0.0012387 | 0.0010469 | 0.00088461 | 0.00074161 | 0.00060842 | 0.00050571 | 0.0004127 | 0.00031742 | 0.00024308 | 0.00018547 | 0.00014305 | 0.00012945 | 9.9821e-05 | 8.4785e-05 | 7.0186e-05 | 5.5966e-05 | 0 | 0 | 0 | 0 | 0 | 0 | 0.0039082 | 0.0065889 | 0.0083769 | 0.0097212 | 0.010859 | 0.011789 | 0.012545 | 0.013145 | 0.013597 | 0.013929 | 0.014167 | 0.014307 | 0.014382 | 0.014402 | 0.01439 | 0.014369 | 0.014314 | 0.014255 | 0.014188 | 0.014108 | 0.013981 | 0.01387 | 0.013766 | 0 | 0 | 0 | 0.55792 | 0.39084 | 0.26897 | 0.20959 | 0.18378 | 0.15702 | 0.13414 | 0.11374 | 0.094437 | 0.079507 | 0.065711 | 0.051182 | 0.03966 | 0.030612 | 0.023869 | 0.021826 | 0.017015 | 0.014598 | 0.012202 | 0.0098244 | 0 | 0 | 0 | 0 | 0 | 0 | 0.55792 | 0.94877 | 1.2177 | 1.4273 | 1.6111 | 1.7681 | 1.9023 | 2.016 | 2.1104 | 2.19 | 2.2557 | 2.3068 | 2.3465 | 2.3771 | 2.401 | 2.4228 | 2.4398 | 2.4544 | 2.4666 | 2.4765 | 2.4765 | 2.4765 | 2.4765 | 2.4765 | 2.4765 | 2.4765 | 0.003326 | 0.0023129 | 0.0015795 | 0.0012209 | 0.0010615 | 0.00089902 | 0.00076115 | 0.00063932 | 0.00052559 | 0.00043771 | 0.00035791 | 0.00027577 | 0.0002114 | 0.00016142 | 0.00012456 | 0.00011275 | 8.6979e-05 | 7.3908e-05 | 6.1248e-05 | 4.8898e-05 | 0 | 0 | 0 | 0 | 0 | 0 | 0.003326 | 0.0056144 | 0.007151 | 0.0083145 | 0.0093058 | 0.010124 | 0.010794 | 0.011332 | 0.011746 | 0.012056 | 0.012286 | 0.012429 | 0.012507 | 0.012535 | 0.01253 | 0.012516 | 0.012472 | 0.012426 | 0.012381 | 0.012326 | 0.012231 | 0.012149 | 0.012074 | 0 | 0 | 0 | 0.47423 | 0.33222 | 0.22863 | 0.17815 | 0.15622 | 0.13346 | 0.11402 | 0.096677 | 0.080271 | 0.067581 | 0.055854 | 0.043505 | 0.033711 | 0.02602 | 0.020288 | 0.018552 | 0.014463 | 0.012408 | 0.010372 | 0.0083507 | 0 | 0 | 0 | 0 | 0 | 0 | 0.47423 | 0.80645 | 1.0351 | 1.2132 | 1.3694 | 1.5029 | 1.6169 | 1.7136 | 1.7939 | 1.8615 | 1.9173 | 1.9608 | 1.9945 | 2.0206 | 2.0408 | 2.0594 | 2.0739 | 2.0863 | 2.0966 | 2.105 | 2.105 | 2.105 | 2.105 | 2.105 | 2.105 | 2.105 | 0.0033269 | 0.0023144 | 0.0015814 | 0.001223 | 0.001064 | 0.00090176 | 0.00076398 | 0.00064213 | 0.00052831 | 0.00044031 | 0.00036032 | 0.00027782 | 0.00021313 | 0.00016288 | 0.00012578 | 0.00011395 | 8.798e-05 | 7.4822e-05 | 6.2016e-05 | 4.9518e-05 | 0 | 0 | 0 | 0 | 0 | 0 | 0.0033269 | 0.0056182 | 0.0071594 | 0.008329 | 0.0093278 | 0.010155 | 0.010834 | 0.011382 | 0.011807 | 0.012128 | 0.012369 | 0.012522 | 0.01261 | 0.012648 | 0.012653 | 0.012649 | 0.012616 | 0.01258 | 0.012537 | 0.012482 | 0.012387 | 0.012306 | 0.012231 | 0 | 0 | 0 | 0.47423 | 0.33222 | 0.22863 | 0.17815 | 0.15622 | 0.13346 | 0.11402 | 0.096677 | 0.080271 | 0.067581 | 0.055854 | 0.043505 | 0.033711 | 0.02602 | 0.020288 | 0.018552 | 0.014463 | 0.012408 | 0.010372 | 0.0083507 | 0 | 0 | 0 | 0 | 0 | 0 | 0.47423 | 0.80645 | 1.0351 | 1.2132 | 1.3694 | 1.5029 | 1.6169 | 1.7136 | 1.7939 | 1.8615 | 1.9173 | 1.9608 | 1.9945 | 2.0206 | 2.0408 | 2.0594 | 2.0739 | 2.0863 | 2.0966 | 2.105 | 2.105 | 2.105 | 2.105 | 2.105 | 2.105 | 2.105 | 0.003326 | 0.0023129 | 0.0015795 | 0.0012209 | 0.0010615 | 0.00089902 | 0.00076115 | 0.00063932 | 0.00052559 | 0.00043771 | 0.00035791 | 0.00027577 | 0.0002114 | 0.00016142 | 0.00012456 | 0.00011275 | 8.6979e-05 | 7.3908e-05 | 6.1248e-05 | 4.8898e-05 | 0 | 0 | 0 | 0 | 0 | 0 | 0.003326 | 0.0056144 | 0.007151 | 0.0083145 | 0.0093058 | 0.010124 | 0.010794 | 0.011332 | 0.011746 | 0.012056 | 0.012286 | 0.012429 | 0.012507 | 0.012535 | 0.01253 | 0.012516 | 0.012472 | 0.012426 | 0.012381 | 0.012326 | 0.012231 | 0.012149 | 0.012074 | 0 | 0 | 0 | 0.47423 | 0.33222 | 0.22863 | 0.17815 | 0.15622 | 0.13346 | 0.11402 | 0.096677 | 0.080271 | 0.067581 | 0.055854 | 0.043505 | 0.033711 | 0.02602 | 0.020288 | 0.018552 | 0.014463 | 0.012408 | 0.010372 | 0.0083507 | 0 | 0 | 0 | 0 | 0 | 0 | 0.47423 | 0.80645 | 1.0351 | 1.2132 | 1.3694 | 1.5029 | 1.6169 | 1.7136 | 1.7939 | 1.8615 | 1.9173 | 1.9608 | 1.9945 | 2.0206 | 2.0408 | 2.0594 | 2.0739 | 2.0863 | 2.0966 | 2.105 | 2.105 | 2.105 | 2.105 | 2.105 | 2.105 | 2.105 | 0.89848 | 0.9023 | 0.90613 | 0.91001 | 0.91392 | 0.91775 | 0.92157 | 0.92538 | 0.92918 | 0.93323 | 0.93699 | 0.94073 | 0.94444 | 0.94812 | 0.95184 | 0.95546 | 0.95926 | 0.96295 | 0.96656 | 0.97021 | 0.97357 | 0.97666 | 0.97949 | 0.9821 | 0.98448 | 0.98667 | 0.80982 | 0.81326 | 0.81671 | 0.82021 | 0.82373 | 0.82718 | 0.83063 | 0.83406 | 0.83748 | 0.84114 | 0.84452 | 0.84789 | 0.85124 | 0.85456 | 0.85791 | 0.86117 | 0.86459 | 0.86792 | 0.87117 | 0.87447 | 0.8775 | 0.88028 | 0.88284 | 0.88518 | 0.88733 | 0.8893
WA_Industrial_Stone, Clay, and Glass_Existing_Process_Natural Gas_Gas Boiler - Maintenance_A | WA | Industrial | Stone, Clay, and Glass | Existing | Process | Natural Gas | Gas Boiler - Maintenance | A | IM247 | Degrade performance | General cleaning and maintenance | 3 | 4.2096 | 0 | 0 | 0.03 | 0 | 0 | 0 | 0.0173 |  | sqft | 20% | 30% | Retrofit | Retro20Fast | 83.83% | TBD | 0.2% | 0.93057 |  | 0.83874 |  | 0.037639 | IL TRM - 4.3.10 - CI-HWE-DBTU-V01-180101 | IL TRM - 4.3.10 - CI-HWE-DBTU-V01-180101 | IL TRM - 4.3.10 - CI-HWE-DBTU-V01-180101 | Degrade performance | Degrade performance | Degrade performance | Degrade performance | Degrade performance | Degrade performance | Degrade performance | Degrade performance | Degrade performance | Degrade performance | Degrade performance | Degrade performance | Degrade performance | Degrade performance | Degrade performance | Degrade performance | Degrade performance | Degrade performance | Degrade performance | Degrade performance | Degrade performance | Degrade performance | Degrade performance | Degrade performance | Degrade performance | Degrade performance | Degrade performance | Degrade performance | Degrade performance | Degrade performance | Degrade performance | General cleaning and maintenance | General cleaning and maintenance | General cleaning and maintenance | General cleaning and maintenance | General cleaning and maintenance | General cleaning and maintenance | General cleaning and maintenance | General cleaning and maintenance | General cleaning and maintenance | General cleaning and maintenance | General cleaning and maintenance | General cleaning and maintenance | General cleaning and maintenance | General cleaning and maintenance | General cleaning and maintenance | General cleaning and maintenance | General cleaning and maintenance | General cleaning and maintenance | General cleaning and maintenance | General cleaning and maintenance | General cleaning and maintenance | General cleaning and maintenance | General cleaning and maintenance | General cleaning and maintenance | General cleaning and maintenance | General cleaning and maintenance | General cleaning and maintenance | General cleaning and maintenance | General cleaning and maintenance | General cleaning and maintenance | General cleaning and maintenance | 0.03 | 0.03 | 0.03 | 0.03 | 0.03 | 0.03 | 0.03 | 0.03 | 0.03 | 0.03 | 0.03 | 0.03 | 0.03 | 0.03 | 0.03 | 0.03 | 0.03 | 0.03 | 0.03 | 0.03 | 0.03 | 0.03 | 0.03 | 0.03 | 0.03 | 0.03 | 0.03 | 0.03 | 0.03 | 0.03 | 0.03 | 0 | 0 | 0 | 0 | 0 | 4.2096 | 4.2096 | 4.2096 | 4.2096 | 4.2096 | 4.2096 | 4.2096 | 4.2096 | 4.2096 | 4.2096 | 4.2096 | 4.2096 | 4.2096 | 4.2096 | 4.2096 | 4.2096 | 4.2096 | 4.2096 | 4.2096 | 4.2096 | 4.2096 | 4.2096 | 4.2096 | 4.2096 | 4.2096 | 4.2096 | 0.026039 | 0.018242 | 0.012554 | 0.009782 | 0.0085776 | 0.0073282 | 0.0062608 | 0.0053084 | 0.0044076 | 0.0037108 | 0.0030669 | 0.0023888 | 0.001851 | 0.0014287 | 0.001114 | 0.0010187 | 0.00079411 | 0.00068133 | 0.00056949 | 0.00045853 | 0 | 0 | 0 | 0 | 0 | 0 | 0.026039 | 0.044281 | 0.056834 | 0.066616 | 0.075194 | 0.082522 | 0.088783 | 0.094091 | 0.098499 | 0.10221 | 0.10528 | 0.10767 | 0.10952 | 0.11095 | 0.11206 | 0.11308 | 0.11387 | 0.11455 | 0.11512 | 0.11558 | 0.11558 | 0.11558 | 0.11558 | 0 | 0 | 0 | 6.1857 | 4.3333 | 2.9821 | 2.3237 | 2.0376 | 1.7408 | 1.4873 | 1.261 | 1.047 | 0.8815 | 0.72854 | 0.56746 | 0.43971 | 0.33939 | 0.26463 | 0.24199 | 0.18864 | 0.16185 | 0.13528 | 0.10892 | 0 | 0 | 0 | 0 | 0 | 0 | 6.1857 | 10.519 | 13.5012 | 15.8249 | 17.8625 | 19.6034 | 21.0906 | 22.3516 | 23.3987 | 24.2802 | 25.0087 | 25.5762 | 26.0159 | 26.3553 | 26.6199 | 26.8619 | 27.0505 | 27.2124 | 27.3477 | 27.4566 | 27.4566 | 27.4566 | 27.4566 | 27.4566 | 27.4566 | 27.4566 | 0.022133 | 0.015505 | 0.010671 | 0.0083147 | 0.007291 | 0.006229 | 0.0053217 | 0.0045121 | 0.0037464 | 0.0031542 | 0.0026068 | 0.0020305 | 0.0015734 | 0.0012144 | 0.0009469 | 0.00086586 | 0.000675 | 0.00057913 | 0.00048407 | 0.00038975 | 0 | 0 | 0 | 0 | 0 | 0 | 0.022133 | 0.037639 | 0.048309 | 0.056624 | 0.063915 | 0.070144 | 0.075466 | 0.079978 | 0.083724 | 0.086878 | 0.089485 | 0.091516 | 0.093089 | 0.094303 | 0.09525 | 0.096116 | 0.096791 | 0.09737 | 0.097854 | 0.098244 | 0.098244 | 0.098244 | 0.098244 | 0 | 0 | 0 | 5.2579 | 3.6833 | 2.5348 | 1.9752 | 1.732 | 1.4797 | 1.2642 | 1.0719 | 0.88997 | 0.74928 | 0.61926 | 0.48234 | 0.37376 | 0.28849 | 0.22494 | 0.20569 | 0.16035 | 0.13757 | 0.11499 | 0.092585 | 0 | 0 | 0 | 0 | 0 | 0 | 5.2579 | 8.9412 | 11.476 | 13.4512 | 15.1831 | 16.6629 | 17.927 | 18.9989 | 19.8889 | 20.6381 | 21.2574 | 21.7397 | 22.1135 | 22.402 | 22.6269 | 22.8326 | 22.993 | 23.1305 | 23.2455 | 23.3381 | 23.3381 | 23.3381 | 23.3381 | 23.3381 | 23.3381 | 23.3381 | 0.022133 | 0.015505 | 0.010671 | 0.0083147 | 0.007291 | 0.006229 | 0.0053217 | 0.0045121 | 0.0037464 | 0.0031542 | 0.0026068 | 0.0020305 | 0.0015734 | 0.0012144 | 0.0009469 | 0.00086586 | 0.000675 | 0.00057913 | 0.00048407 | 0.00038975 | 0 | 0 | 0 | 0 | 0 | 0 | 0.022133 | 0.037639 | 0.048309 | 0.056624 | 0.063915 | 0.070144 | 0.075466 | 0.079978 | 0.083724 | 0.086878 | 0.089485 | 0.091516 | 0.093089 | 0.094303 | 0.09525 | 0.096116 | 0.096791 | 0.09737 | 0.097854 | 0.098244 | 0.098244 | 0.098244 | 0.098244 | 0 | 0 | 0 | 5.2579 | 3.6833 | 2.5348 | 1.9752 | 1.732 | 1.4797 | 1.2642 | 1.0719 | 0.88997 | 0.74928 | 0.61926 | 0.48234 | 0.37376 | 0.28849 | 0.22494 | 0.20569 | 0.16035 | 0.13757 | 0.11499 | 0.092585 | 0 | 0 | 0 | 0 | 0 | 0 | 5.2579 | 8.9412 | 11.476 | 13.4512 | 15.1831 | 16.6629 | 17.927 | 18.9989 | 19.8889 | 20.6381 | 21.2574 | 21.7397 | 22.1135 | 22.402 | 22.6269 | 22.8326 | 22.993 | 23.1305 | 23.2455 | 23.3381 | 23.3381 | 23.3381 | 23.3381 | 23.3381 | 23.3381 | 23.3381 | 0.022133 | 0.015505 | 0.010671 | 0.0083147 | 0.007291 | 0.006229 | 0.0053217 | 0.0045121 | 0.0037464 | 0.0031542 | 0.0026068 | 0.0020305 | 0.0015734 | 0.0012144 | 0.0009469 | 0.00086586 | 0.000675 | 0.00057913 | 0.00048407 | 0.00038975 | 0 | 0 | 0 | 0 | 0 | 0 | 0.022133 | 0.037639 | 0.048309 | 0.056624 | 0.063915 | 0.070144 | 0.075466 | 0.079978 | 0.083724 | 0.086878 | 0.089485 | 0.091516 | 0.093089 | 0.094303 | 0.09525 | 0.096116 | 0.096791 | 0.09737 | 0.097854 | 0.098244 | 0.098244 | 0.098244 | 0.098244 | 0 | 0 | 0 | 5.2579 | 3.6833 | 2.5348 | 1.9752 | 1.732 | 1.4797 | 1.2642 | 1.0719 | 0.88997 | 0.74928 | 0.61926 | 0.48234 | 0.37376 | 0.28849 | 0.22494 | 0.20569 | 0.16035 | 0.13757 | 0.11499 | 0.092585 | 0 | 0 | 0 | 0 | 0 | 0 | 5.2579 | 8.9412 | 11.476 | 13.4512 | 15.1831 | 16.6629 | 17.927 | 18.9989 | 19.8889 | 20.6381 | 21.2574 | 21.7397 | 22.1135 | 22.402 | 22.6269 | 22.8326 | 22.993 | 23.1305 | 23.2455 | 23.3381 | 23.3381 | 23.3381 | 23.3381 | 23.3381 | 23.3381 | 23.3381 | 0.89848 | 0.9023 | 0.90613 | 0.91001 | 0.91392 | 0.91775 | 0.92157 | 0.92538 | 0.92918 | 0.93323 | 0.93699 | 0.94073 | 0.94444 | 0.94812 | 0.95184 | 0.95546 | 0.95926 | 0.96295 | 0.96656 | 0.97021 | 0.97357 | 0.97666 | 0.97949 | 0.9821 | 0.98448 | 0.98667 | 0.80982 | 0.81326 | 0.81671 | 0.82021 | 0.82373 | 0.82718 | 0.83063 | 0.83406 | 0.83748 | 0.84114 | 0.84452 | 0.84789 | 0.85124 | 0.85456 | 0.85791 | 0.86117 | 0.86459 | 0.86792 | 0.87117 | 0.87447 | 0.8775 | 0.88028 | 0.88284 | 0.88518 | 0.88733 | 0.8893
WA_Industrial_Stone, Clay, and Glass_Existing_Space Heating_Natural Gas_Gas Furnace - Maintenance_A | WA | Industrial | Stone, Clay, and Glass | Existing | Space Heating | Natural Gas | Gas Furnace - Maintenance | A | IM248 | Degrade performance | General cleaning and maintenance | 3 | 0.0095 | 0 | 0 | 0.04 | 0 | 0 | 0 | 0.01945 |  | sqft | 20% | 30% | Retrofit | Retro20Fast | 83.83% | TBD | 0.2% | 1601.22 |  | 1443.2085 |  | 2.3362e-05 | IL TRM - 4.4.31 - CI-HVC-FTUN-V03-200101 | MN TRM 3.1 - Forced-Air Heating Maintenance v2.0 | MN TRM v3.1 - Forced-Air Heating Maintenance | Degrade performance | Degrade performance | Degrade performance | Degrade performance | Degrade performance | Degrade performance | Degrade performance | Degrade performance | Degrade performance | Degrade performance | Degrade performance | Degrade performance | Degrade performance | Degrade performance | Degrade performance | Degrade performance | Degrade performance | Degrade performance | Degrade performance | Degrade performance | Degrade performance | Degrade performance | Degrade performance | Degrade performance | Degrade performance | Degrade performance | Degrade performance | Degrade performance | Degrade performance | Degrade performance | Degrade performance | General cleaning and maintenance | General cleaning and maintenance | General cleaning and maintenance | General cleaning and maintenance | General cleaning and maintenance | General cleaning and maintenance | General cleaning and maintenance | General cleaning and maintenance | General cleaning and maintenance | General cleaning and maintenance | General cleaning and maintenance | General cleaning and maintenance | General cleaning and maintenance | General cleaning and maintenance | General cleaning and maintenance | General cleaning and maintenance | General cleaning and maintenance | General cleaning and maintenance | General cleaning and maintenance | General cleaning and maintenance | General cleaning and maintenance | General cleaning and maintenance | General cleaning and maintenance | General cleaning and maintenance | General cleaning and maintenance | General cleaning and maintenance | General cleaning and maintenance | General cleaning and maintenance | General cleaning and maintenance | General cleaning and maintenance | General cleaning and maintenance | 0.04 | 0.04 | 0.04 | 0.04 | 0.04 | 0.04 | 0.04 | 0.04 | 0.04 | 0.04 | 0.04 | 0.04 | 0.04 | 0.04 | 0.04 | 0.04 | 0.04 | 0.04 | 0.04 | 0.04 | 0.04 | 0.04 | 0.04 | 0.04 | 0.04 | 0.04 | 0.04 | 0.04 | 0.04 | 0.04 | 0.04 | 0 | 0 | 0 | 0 | 0 | 0.0091658 | 0.0090527 | 0.0089102 | 0.0087635 | 0.0086136 | 0.0084622 | 0.0083114 | 0.0081656 | 0.0080199 | 0.0078742 | 0.0077372 | 0.0076077 | 0.0074894 | 0.0073772 | 0.0072726 | 0.0071715 | 0.007071 | 0.0069739 | 0.0068816 | 0.0067929 | 0.0067178 | 0.0066509 | 0.0065866 | 0.0073847 | 0.0073392 | 0.0072965 | 1.6316e-05 | 1.1289e-05 | 7.6466e-06 | 5.8603e-06 | 5.0509e-06 | 4.2393e-06 | 3.5573e-06 | 2.9632e-06 | 2.4165e-06 | 1.9975e-06 | 1.6222e-06 | 1.2424e-06 | 9.4771e-07 | 7.2053e-07 | 5.5385e-07 | 4.9941e-07 | 3.8387e-07 | 3.2482e-07 | 2.6791e-07 | 2.1293e-07 | 0 | 0 | 0 | 0 | 0 | 0 | 1.6316e-05 | 2.7404e-05 | 3.4619e-05 | 3.9909e-05 | 4.4278e-05 | 4.7739e-05 | 5.0446e-05 | 5.2524e-05 | 5.4003e-05 | 5.502e-05 | 5.5684e-05 | 5.5995e-05 | 5.6072e-05 | 5.5952e-05 | 5.5713e-05 | 5.5438e-05 | 5.5044e-05 | 5.4613e-05 | 5.4159e-05 | 5.3674e-05 | 5.308e-05 | 5.2551e-05 | 5.2044e-05 | 0 | 0 | 0 | 1.7801 | 1.247 | 0.85819 | 0.66872 | 0.58638 | 0.50097 | 0.428 | 0.36289 | 0.30131 | 0.25368 | 0.20966 | 0.1633 | 0.12654 | 0.09767 | 0.076156 | 0.069638 | 0.054287 | 0.046577 | 0.038932 | 0.031346 | 0 | 0 | 0 | 0 | 0 | 0 | 1.7801 | 3.0271 | 3.8853 | 4.5541 | 5.1404 | 5.6414 | 6.0694 | 6.4323 | 6.7336 | 6.9873 | 7.197 | 7.3603 | 7.4868 | 7.5845 | 7.6606 | 7.7303 | 7.7846 | 7.8311 | 7.8701 | 7.9014 | 7.9014 | 7.9014 | 7.9014 | 7.9014 | 7.9014 | 7.9014 | 1.3889e-05 | 9.6238e-06 | 6.532e-06 | 5.0169e-06 | 4.3335e-06 | 3.6455e-06 | 3.0658e-06 | 2.5593e-06 | 2.092e-06 | 1.733e-06 | 1.4105e-06 | 1.0824e-06 | 8.2668e-07 | 6.2916e-07 | 4.8392e-07 | 4.366e-07 | 3.3578e-07 | 2.8431e-07 | 2.348e-07 | 1.8688e-07 | 0 | 0 | 0 | 0 | 0 | 0 | 1.3889e-05 | 2.3362e-05 | 2.9573e-05 | 3.4165e-05 | 3.7988e-05 | 4.1052e-05 | 4.3476e-05 | 4.5365e-05 | 4.6751e-05 | 4.7734e-05 | 4.8418e-05 | 4.8784e-05 | 4.8911e-05 | 4.8857e-05 | 4.8678e-05 | 4.8465e-05 | 4.8149e-05 | 4.7802e-05 | 4.7465e-05 | 4.7107e-05 | 4.6647e-05 | 4.6239e-05 | 4.5856e-05 | 0 | 0 | 0 | 1.5131 | 1.06 | 0.72946 | 0.56841 | 0.49843 | 0.42583 | 0.3638 | 0.30846 | 0.25611 | 0.21563 | 0.17821 | 0.13881 | 0.10756 | 0.08302 | 0.064732 | 0.059192 | 0.046144 | 0.039591 | 0.033092 | 0.026644 | 0 | 0 | 0 | 0 | 0 | 0 | 1.5131 | 2.5731 | 3.3025 | 3.871 | 4.3694 | 4.7952 | 5.159 | 5.4675 | 5.7236 | 5.9392 | 6.1174 | 6.2562 | 6.3638 | 6.4468 | 6.5115 | 6.5707 | 6.6169 | 6.6565 | 6.6896 | 6.7162 | 6.7162 | 6.7162 | 6.7162 | 6.7162 | 6.7162 | 6.7162 | 0 | 0 | 0 | 0 | 0 | 0 | 0 | 0 | 0 | 0 | 0 | 0 | 0 | 0 | 0 | 0 | 0 | 0 | 0 | 0 | 0 | 0 | 0 | 0 | 0 | 0 | 0 | 0 | 0 | 0 | 0 | 0 | 0 | 0 | 0 | 0 | 0 | 0 | 0 | 0 | 0 | 0 | 0 | 0 | 0 | 0 | 0 | 0 | 0 | 0 | 0 | 0 | 0 | 0 | 0 | 0 | 0 | 0 | 0 | 0 | 0 | 0 | 0 | 0 | 0 | 0 | 0 | 0 | 0 | 0 | 0 | 0 | 0 | 0 | 0 | 0 | 0 | 0 | 0 | 0 | 0 | 0 | 0 | 0 | 0 | 0 | 0 | 0 | 0 | 0 | 0 | 0 | 0 | 0 | 0 | 0 | 0 | 0 | 0 | 0 | 0 | 0 | 0 | 0 | 0 | 0 | 0 | 0 | 0 | 0 | 0 | 0 | 0 | 0 | 0 | 0 | 0 | 0 | 0 | 1.0497e-05 | 7.2306e-06 | 4.9218e-06 | 3.7744e-06 | 3.2587e-06 | 2.7842e-06 | 2.358e-06 | 1.9819e-06 | 1.8047e-06 | 1.5013e-06 | 1.2434e-06 | 0 | 0 | 0 | 0 | 0 | 0 | 0 | 0 | 0 | 0 | 0 | 0 | 0 | 0 | 0 | 1.0497e-05 | 1.7587e-05 | 2.2278e-05 | 2.5786e-05 | 2.8748e-05 | 3.1252e-05 | 3.3337e-05 | 3.5042e-05 | 0 | 0 | 0 | 0 | 0 | 0 | 0 | 0 | 0 | 0 | 0 | 0 | 0 | 0 | 0 | 0 | 0 | 0 | 1.4232 | 0.99366 | 0.68537 | 0.53196 | 0.4646 | 0.40087 | 0.3425 | 0.29028 | 0.24438 | 0.20456 | 0.1704 | 0 | 0 | 0 | 0 | 0 | 0 | 0 | 0 | 0 | 0 | 0 | 0 | 0 | 0 | 0 | 1.4232 | 2.4168 | 3.1022 | 3.6342 | 4.0988 | 4.4996 | 4.8421 | 5.1324 | 5.3768 | 5.5814 | 5.7518 | 1462.6886 | 1476.0106 | 1493.3121 | 1511.2921 | 1529.7842 | 1548.3174 | 1567.1463 | 1585.2908 | 1602.7559 | 1620.7741 | 1636.8664 | 1652.346 | 1667.1454 | 1681.3184 | 1695.8998 | 1710.2728 | 1724.8114 | 1740.0539 | 1754.9511 | 1769.5287 | 1783.4037 | 1796.5988 | 1809.1376 | 1821.044 | 1832.3417 | 1843.0549 | 1318.3477 | 1330.355 | 1345.9492 | 1362.1549 | 1378.8221 | 1395.5265 | 1412.4973 | 1428.8512 | 1444.5929 | 1460.8329 | 1475.3372 | 1489.2892 | 1502.6282 | 1515.4027 | 1528.5451 | 1541.4998 | 1554.6037 | 1568.342 | 1581.7691 | 1594.9082 | 1607.4139 | 1619.3069 | 1630.6084 | 1641.3398 | 1651.5227 | 1661.1787
WA_Industrial_Stone, Clay, and Glass_Existing_Space Heating_Natural Gas_Gas Boiler - Hot Water Reset_A | WA | Industrial | Stone, Clay, and Glass | Existing | Space Heating | Natural Gas | Gas Boiler - Hot Water Reset | A | IM249 | No control | Reset control installed | 16 | 25.9656 | 0 | 0 | 67.06 | 0 | 0 | 0 | 33.5297 |  | employee | 20% | 45% | Retrofit | Retro5Med | 85.36% | TBD | 0.2% | 213.9968 |  | 161.2815 |  | 0.012967 | IL TRM - 4.4.4 - CI-HVC-BLRC-V04-210101 | IL TRM - 4.4.4 - CI-HVC-BLRC-V04-210101 | IL TRM - 4.4.4 - CI-HVC-BLRC-V04-210101 | No control | No control | No control | No control | No control | No control | No control | No control | No control | No control | No control | No control | No control | No control | No control | No control | No control | No control | No control | No control | No control | No control | No control | No control | No control | No control | No control | No control | No control | No control | No control | Reset control installed | Reset control installed | Reset control installed | Reset control installed | Reset control installed | Reset control installed | Reset control installed | Reset control installed | Reset control installed | Reset control installed | Reset control installed | Reset control installed | Reset control installed | Reset control installed | Reset control installed | Reset control installed | Reset control installed | Reset control installed | Reset control installed | Reset control installed | Reset control installed | Reset control installed | Reset control installed | Reset control installed | Reset control installed | Reset control installed | Reset control installed | Reset control installed | Reset control installed | Reset control installed | Reset control installed | 67.06 | 67.06 | 67.06 | 67.06 | 67.06 | 67.06 | 67.06 | 67.06 | 67.06 | 67.06 | 67.06 | 67.06 | 67.06 | 67.06 | 67.06 | 67.06 | 67.06 | 67.06 | 67.06 | 67.06 | 67.06 | 67.06 | 67.06 | 67.06 | 67.06 | 67.06 | 67.06 | 67.06 | 67.06 | 67.06 | 67.06 | 0 | 0 | 0 | 0 | 0 | 25.44 | 25.1892 | 24.9198 | 24.6415 | 24.3549 | 24.062 | 23.7686 | 23.4725 | 23.1615 | 22.8402 | 22.5239 | 22.2154 | 21.9278 | 21.6476 | 21.3897 | 21.1406 | 20.8862 | 20.6515 | 20.4276 | 20.2063 | 20.023 | 19.8639 | 19.7128 | 22.0369 | 21.9464 | 21.8637 | 0.0068979 | 0.0083814 | 0.010087 | 0.011585 | 0.013071 | 0.014906 | 0.016109 | 0.016218 | 0.014842 | 0.012629 | 0.0095454 | 0.0062316 | 0.0035535 | 0.001674 | 0.00070063 | 0.00025077 | 7.7085e-05 | 1.6552e-05 | 2.682e-06 | 3.1744e-07 | 0 | 0 | 0 | 0 | 0 | 0 | 0.0068979 | 0.015211 | 0.025135 | 0.036439 | 0.049087 | 0.063402 | 0.078738 | 0.093975 | 0.10757 | 0.11871 | 0.12661 | 0.13111 | 0.13296 | 0.13294 | 0.13205 | 0.13077 | 0.12927 | 0.12784 | 0.12645 | 0.12508 | 0.12395 | 0.12296 | 0.12203 | 0 | 0 | 0 | 0.27114 | 0.33274 | 0.40477 | 0.47013 | 0.53669 | 0.61948 | 0.67773 | 0.69094 | 0.64079 | 0.55291 | 0.42379 | 0.28051 | 0.16206 | 0.077331 | 0.032756 | 0.011862 | 0.0036907 | 0.00080148 | 0.00013129 | 1.571e-05 | 0 | 0 | 0 | 0 | 0 | 0 | 0.27114 | 0.60388 | 1.0087 | 1.4788 | 2.0155 | 2.635 | 3.3127 | 4.0036 | 4.6444 | 5.1973 | 5.6211 | 5.9016 | 6.0637 | 6.141 | 6.1738 | 6.1856 | 6.1893 | 6.1901 | 6.1902 | 6.1903 | 6.1903 | 6.1903 | 6.1903 | 6.1903 | 6.1903 | 6.1903 | 0.0058715 | 0.0071446 | 0.0086156 | 0.0099159 | 0.011212 | 0.012815 | 0.013879 | 0.014002 | 0.012843 | 0.010951 | 0.0082955 | 0.0054262 | 0.0030979 | 0.0014609 | 0.00061178 | 0.00021908 | 6.7383e-05 | 1.4477e-05 | 2.3488e-06 | 2.7839e-07 | 0 | 0 | 0 | 0 | 0 | 0 | 0.0058715 | 0.012967 | 0.021469 | 0.03119 | 0.042106 | 0.054508 | 0.067839 | 0.081136 | 0.093087 | 0.10294 | 0.11003 | 0.11416 | 0.11592 | 0.11601 | 0.11531 | 0.11425 | 0.113 | 0.11181 | 0.11074 | 0.1097 | 0.10884 | 0.10811 | 0.10744 | 0 | 0 | 0 | 0.23047 | 0.28283 | 0.34406 | 0.39961 | 0.45618 | 0.52656 | 0.57607 | 0.5873 | 0.54467 | 0.46998 | 0.36022 | 0.23843 | 0.13775 | 0.065731 | 0.027842 | 0.010083 | 0.0031371 | 0.00068126 | 0.0001116 | 1.3353e-05 | 0 | 0 | 0 | 0 | 0 | 0 | 0.23047 | 0.5133 | 0.85736 | 1.257 | 1.7132 | 2.2397 | 2.8158 | 3.4031 | 3.9477 | 4.4177 | 4.7779 | 5.0164 | 5.1541 | 5.2199 | 5.2477 | 5.2578 | 5.2609 | 5.2616 | 5.2617 | 5.2617 | 5.2617 | 5.2617 | 5.2617 | 5.2617 | 5.2617 | 5.2617 | 0.0058731 | 0.0071494 | 0.0086258 | 0.0099332 | 0.011239 | 0.012854 | 0.01393 | 0.014064 | 0.01291 | 0.011016 | 0.0083512 | 0.0054666 | 0.0031234 | 0.0014741 | 0.00061779 | 0.00022141 | 6.8159e-05 | 1.4656e-05 | 2.3783e-06 | 2.8192e-07 | 0 | 0 | 0 | 0 | 0 | 0 | 0.0058731 | 0.012975 | 0.021495 | 0.031244 | 0.042206 | 0.054674 | 0.068091 | 0.081494 | 0.093568 | 0.10355 | 0.11077 | 0.11501 | 0.11687 | 0.11706 | 0.11644 | 0.11546 | 0.1143 | 0.1132 | 0.11213 | 0.11109 | 0.11024 | 0.10951 | 0.10883 | 0 | 0 | 0 | 0.23047 | 0.28283 | 0.34406 | 0.39961 | 0.45618 | 0.52656 | 0.57607 | 0.5873 | 0.54467 | 0.46998 | 0.36022 | 0.23843 | 0.13775 | 0.065731 | 0.027842 | 0.010083 | 0.0031371 | 0.00068126 | 0.0001116 | 1.3353e-05 | 0 | 0 | 0 | 0 | 0 | 0 | 0.23047 | 0.5133 | 0.85736 | 1.257 | 1.7132 | 2.2397 | 2.8158 | 3.4031 | 3.9477 | 4.4177 | 4.7779 | 5.0164 | 5.1541 | 5.2199 | 5.2477 | 5.2578 | 5.2609 | 5.2616 | 5.2617 | 5.2617 | 5.2617 | 5.2617 | 5.2617 | 5.2617 | 5.2617 | 5.2617 | 0.0058715 | 0.0071446 | 0.0086156 | 0.0099159 | 0.011212 | 0.012815 | 0.013879 | 0.014002 | 0.012843 | 0.010951 | 0.0082955 | 0.0054262 | 0.0030979 | 0.0014609 | 0.00061178 | 0.00021908 | 6.7383e-05 | 1.4477e-05 | 2.3488e-06 | 2.7839e-07 | 0 | 0 | 0 | 0 | 0 | 0 | 0.0058715 | 0.012967 | 0.021469 | 0.03119 | 0.042106 | 0.054508 | 0.067839 | 0.081136 | 0.093087 | 0.10294 | 0.11003 | 0.11416 | 0.11592 | 0.11601 | 0.11531 | 0.11425 | 0.113 | 0.11181 | 0.11074 | 0.1097 | 0.10884 | 0.10811 | 0.10744 | 0 | 0 | 0 | 0.23047 | 0.28283 | 0.34406 | 0.39961 | 0.45618 | 0.52656 | 0.57607 | 0.5873 | 0.54467 | 0.46998 | 0.36022 | 0.23843 | 0.13775 | 0.065731 | 0.027842 | 0.010083 | 0.0031371 | 0.00068126 | 0.0001116 | 1.3353e-05 | 0 | 0 | 0 | 0 | 0 | 0 | 0.23047 | 0.5133 | 0.85736 | 1.257 | 1.7132 | 2.2397 | 2.8158 | 3.4031 | 3.9477 | 4.4177 | 4.7779 | 5.0164 | 5.1541 | 5.2199 | 5.2477 | 5.2578 | 5.2609 | 5.2616 | 5.2617 | 5.2617 | 5.2617 | 5.2617 | 5.2617 | 5.2617 | 5.2617 | 5.2617 | 204.9154 | 205.989 | 207.0671 | 208.1624 | 209.2661 | 210.35 | 211.4343 | 212.5181 | 213.6004 | 214.7581 | 215.8318 | 216.904 | 217.969 | 219.0286 | 220.1009 | 221.1466 | 222.2455 | 223.3167 | 224.3642 | 225.4284 | 226.4083 | 227.31 | 228.1392 | 228.9013 | 229.6013 | 230.2439 | 154.4372 | 155.2464 | 156.0589 | 156.8843 | 157.7161 | 158.5331 | 159.3502 | 160.167 | 160.9827 | 161.8553 | 162.6645 | 163.4725 | 164.2752 | 165.0738 | 165.882 | 166.67 | 167.4982 | 168.3056 | 169.095 | 169.8971 | 170.6356 | 171.3152 | 171.9401 | 172.5145 | 173.042 | 173.5264
WA_Industrial_Stone, Clay, and Glass_Existing_Process_Natural Gas_Gas Boiler - Hot Water Reset_A | WA | Industrial | Stone, Clay, and Glass | Existing | Process | Natural Gas | Gas Boiler - Hot Water Reset | A | IM250 | No control | Reset control installed | 16 | 7.6538 | 0 | 0 | 67.06 | 0 | 0 | 0 | 33.5297 |  | sqft | 20% | 45% | Retrofit | Retro5Med | 85.36% | TBD | 0.2% | 213.9968 |  | 161.2815 |  | 0.0432 | IL TRM - 4.4.4 - CI-HVC-BLRC-V04-210101 | IL TRM - 4.4.4 - CI-HVC-BLRC-V04-210101 | XCEL CO 2019-2020 DSM Plan | No control | No control | No control | No control | No control | No control | No control | No control | No control | No control | No control | No control | No control | No control | No control | No control | No control | No control | No control | No control | No control | No control | No control | No control | No control | No control | No control | No control | No control | No control | No control | Reset control installed | Reset control installed | Reset control installed | Reset control installed | Reset control installed | Reset control installed | Reset control installed | Reset control installed | Reset control installed | Reset control installed | Reset control installed | Reset control installed | Reset control installed | Reset control installed | Reset control installed | Reset control installed | Reset control installed | Reset control installed | Reset control installed | Reset control installed | Reset control installed | Reset control installed | Reset control installed | Reset control installed | Reset control installed | Reset control installed | Reset control installed | Reset control installed | Reset control installed | Reset control installed | Reset control installed | 67.06 | 67.06 | 67.06 | 67.06 | 67.06 | 67.06 | 67.06 | 67.06 | 67.06 | 67.06 | 67.06 | 67.06 | 67.06 | 67.06 | 67.06 | 67.06 | 67.06 | 67.06 | 67.06 | 67.06 | 67.06 | 67.06 | 67.06 | 67.06 | 67.06 | 67.06 | 67.06 | 67.06 | 67.06 | 67.06 | 67.06 | 0 | 0 | 0 | 0 | 0 | 7.6168 | 7.5799 | 7.5428 | 7.5062 | 7.4699 | 7.4341 | 7.4053 | 7.3809 | 7.356 | 7.3392 | 7.3205 | 7.3066 | 7.2923 | 7.2775 | 7.2673 | 7.2558 | 7.2471 | 7.2385 | 7.2299 | 7.2214 | 7.2202 | 7.219 | 7.218 | 7.6538 | 7.6538 | 7.6538 | 0.022898 | 0.027963 | 0.03385 | 0.039125 | 0.044448 | 0.051059 | 0.055643 | 0.056541 | 0.05226 | 0.044991 | 0.034396 | 0.022724 | 0.013102 | 0.0062396 | 0.0026392 | 0.00095424 | 0.00029655 | 6.4321e-05 | 1.0524e-05 | 1.2578e-06 | 0 | 0 | 0 | 0 | 0 | 0 | 0.022898 | 0.05075 | 0.084351 | 0.12307 | 0.16692 | 0.21718 | 0.27198 | 0.32762 | 0.37878 | 0.42291 | 0.45623 | 0.47808 | 0.49025 | 0.4955 | 0.49744 | 0.49761 | 0.49731 | 0.49678 | 0.4962 | 0.49562 | 0.49553 | 0.49545 | 0.49538 | 0 | 0 | 0 | 3.0062 | 3.6891 | 4.4877 | 5.2124 | 5.9503 | 6.8683 | 7.514 | 7.6605 | 7.1045 | 6.1302 | 4.6986 | 3.11 | 1.7967 | 0.85737 | 0.36316 | 0.13151 | 0.040919 | 0.008886 | 0.0014557 | 0.00017418 | 0 | 0 | 0 | 0 | 0 | 0 | 3.0062 | 6.6953 | 11.183 | 16.3954 | 22.3457 | 29.2139 | 36.7279 | 44.3884 | 51.4928 | 57.623 | 62.3216 | 65.4316 | 67.2283 | 68.0857 | 68.4489 | 68.5804 | 68.6213 | 68.6302 | 68.6317 | 68.6318 | 68.6318 | 68.6318 | 68.6318 | 68.6318 | 68.6318 | 68.6318 | 0.019477 | 0.023803 | 0.028836 | 0.033354 | 0.037919 | 0.043591 | 0.047533 | 0.048324 | 0.044688 | 0.038485 | 0.029434 | 0.019451 | 0.011219 | 0.0053442 | 0.002261 | 0.00081768 | 0.00025415 | 5.5136e-05 | 9.023e-06 | 1.0786e-06 | 0 | 0 | 0 | 0 | 0 | 0 | 0.019477 | 0.0432 | 0.071856 | 0.10491 | 0.1424 | 0.18541 | 0.23234 | 0.28001 | 0.3239 | 0.36176 | 0.39041 | 0.40923 | 0.41977 | 0.42439 | 0.42615 | 0.4264 | 0.42622 | 0.42584 | 0.42542 | 0.425 | 0.42494 | 0.42488 | 0.42483 | 0 | 0 | 0 | 2.5553 | 3.1357 | 3.8146 | 4.4305 | 5.0577 | 5.838 | 6.3869 | 6.5114 | 6.0388 | 5.2107 | 3.9938 | 2.6435 | 1.5272 | 0.72877 | 0.30869 | 0.11179 | 0.034781 | 0.0075531 | 0.0012373 | 0.00014805 | 0 | 0 | 0 | 0 | 0 | 0 | 2.5553 | 5.691 | 9.5055 | 13.9361 | 18.9938 | 24.8318 | 31.2187 | 37.7301 | 43.7689 | 48.9796 | 52.9734 | 55.6169 | 57.1441 | 57.8729 | 58.1816 | 58.2933 | 58.3281 | 58.3357 | 58.3369 | 58.3371 | 58.3371 | 58.3371 | 58.3371 | 58.3371 | 58.3371 | 58.3371 | 0.019477 | 0.023803 | 0.028836 | 0.033354 | 0.037919 | 0.043591 | 0.047533 | 0.048324 | 0.044688 | 0.038485 | 0.029434 | 0.019451 | 0.011219 | 0.0053442 | 0.002261 | 0.00081768 | 0.00025415 | 5.5136e-05 | 9.023e-06 | 1.0786e-06 | 0 | 0 | 0 | 0 | 0 | 0 | 0.019477 | 0.0432 | 0.071856 | 0.10491 | 0.1424 | 0.18541 | 0.23234 | 0.28001 | 0.3239 | 0.36176 | 0.39041 | 0.40923 | 0.41977 | 0.42439 | 0.42615 | 0.4264 | 0.42622 | 0.42584 | 0.42542 | 0.425 | 0.42494 | 0.42488 | 0.42483 | 0 | 0 | 0 | 2.5553 | 3.1357 | 3.8146 | 4.4305 | 5.0577 | 5.838 | 6.3869 | 6.5114 | 6.0388 | 5.2107 | 3.9938 | 2.6435 | 1.5272 | 0.72877 | 0.30869 | 0.11179 | 0.034781 | 0.0075531 | 0.0012373 | 0.00014805 | 0 | 0 | 0 | 0 | 0 | 0 | 2.5553 | 5.691 | 9.5055 | 13.9361 | 18.9938 | 24.8318 | 31.2187 | 37.7301 | 43.7689 | 48.9796 | 52.9734 | 55.6169 | 57.1441 | 57.8729 | 58.1816 | 58.2933 | 58.3281 | 58.3357 | 58.3369 | 58.3371 | 58.3371 | 58.3371 | 58.3371 | 58.3371 | 58.3371 | 58.3371 | 0.019477 | 0.023803 | 0.028836 | 0.033354 | 0.037919 | 0.043591 | 0.047533 | 0.048324 | 0.044688 | 0.038485 | 0.029434 | 0.019451 | 0.011219 | 0.0053442 | 0.002261 | 0.00081768 | 0.00025415 | 5.5136e-05 | 9.023e-06 | 1.0786e-06 | 0 | 0 | 0 | 0 | 0 | 0 | 0.019477 | 0.0432 | 0.071856 | 0.10491 | 0.1424 | 0.18541 | 0.23234 | 0.28001 | 0.3239 | 0.36176 | 0.39041 | 0.40923 | 0.41977 | 0.42439 | 0.42615 | 0.4264 | 0.42622 | 0.42584 | 0.42542 | 0.425 | 0.42494 | 0.42488 | 0.42483 | 0 | 0 | 0 | 2.5553 | 3.1357 | 3.8146 | 4.4305 | 5.0577 | 5.838 | 6.3869 | 6.5114 | 6.0388 | 5.2107 | 3.9938 | 2.6435 | 1.5272 | 0.72877 | 0.30869 | 0.11179 | 0.034781 | 0.0075531 | 0.0012373 | 0.00014805 | 0 | 0 | 0 | 0 | 0 | 0 | 2.5553 | 5.691 | 9.5055 | 13.9361 | 18.9938 | 24.8318 | 31.2187 | 37.7301 | 43.7689 | 48.9796 | 52.9734 | 55.6169 | 57.1441 | 57.8729 | 58.1816 | 58.2933 | 58.3281 | 58.3357 | 58.3369 | 58.3371 | 58.3371 | 58.3371 | 58.3371 | 58.3371 | 58.3371 | 58.3371 | 204.9154 | 205.989 | 207.0671 | 208.1624 | 209.2661 | 210.35 | 211.4343 | 212.5181 | 213.6004 | 214.7581 | 215.8318 | 216.904 | 217.969 | 219.0286 | 220.1009 | 221.1466 | 222.2455 | 223.3167 | 224.3642 | 225.4284 | 226.4083 | 227.31 | 228.1392 | 228.9013 | 229.6013 | 230.2439 | 154.4372 | 155.2464 | 156.0589 | 156.8843 | 157.7161 | 158.5331 | 159.3502 | 160.167 | 160.9827 | 161.8553 | 162.6645 | 163.4725 | 164.2752 | 165.0738 | 165.882 | 166.67 | 167.4982 | 168.3056 | 169.095 | 169.8971 | 170.6356 | 171.3152 | 171.9401 | 172.5145 | 173.042 | 173.5264
WA_Industrial_Stone, Clay, and Glass_Existing_Space Heating_Natural Gas_Steam Trap Maintenance_A | WA | Industrial | Stone, Clay, and Glass | Existing | Space Heating | Natural Gas | Steam Trap Maintenance | A | IM251 | Degrade performance | Cleaning and maintenance | 6 | 9.1731 | 0 | 0 | 8.02 | 0 | 0 | 0 | 4.0107 |  | employee | 73% | 85% | Retrofit | RetroEven20 | 76.5% | TBD | 0.2% | 117.7952 |  | 93.7196 |  | 0.0022992 | IL TRM - 4.4.16 - CI-HVC-STRE-V07-210101 | IL TRM - 4.4.16 - CI-HVC-STRE-V07-210101 | IL TRM - 4.4.16 - CI-HVC-STRE-V07-210101 | Degrade performance | Degrade performance | Degrade performance | Degrade performance | Degrade performance | Degrade performance | Degrade performance | Degrade performance | Degrade performance | Degrade performance | Degrade performance | Degrade performance | Degrade performance | Degrade performance | Degrade performance | Degrade performance | Degrade performance | Degrade performance | Degrade performance | Degrade performance | Degrade performance | Degrade performance | Degrade performance | Degrade performance | Degrade performance | Degrade performance | Degrade performance | Degrade performance | Degrade performance | Degrade performance | Degrade performance | Cleaning and maintenance | Cleaning and maintenance | Cleaning and maintenance | Cleaning and maintenance | Cleaning and maintenance | Cleaning and maintenance | Cleaning and maintenance | Cleaning and maintenance | Cleaning and maintenance | Cleaning and maintenance | Cleaning and maintenance | Cleaning and maintenance | Cleaning and maintenance | Cleaning and maintenance | Cleaning and maintenance | Cleaning and maintenance | Cleaning and maintenance | Cleaning and maintenance | Cleaning and maintenance | Cleaning and maintenance | Cleaning and maintenance | Cleaning and maintenance | Cleaning and maintenance | Cleaning and maintenance | Cleaning and maintenance | Cleaning and maintenance | Cleaning and maintenance | Cleaning and maintenance | Cleaning and maintenance | Cleaning and maintenance | Cleaning and maintenance | 8.02 | 8.02 | 8.02 | 8.02 | 8.02 | 8.02 | 8.02 | 8.02 | 8.02 | 8.02 | 8.02 | 8.02 | 8.02 | 8.02 | 8.02 | 8.02 | 8.02 | 8.02 | 8.02 | 8.02 | 8.02 | 8.02 | 8.02 | 8.02 | 8.02 | 8.02 | 8.02 | 8.02 | 8.02 | 8.02 | 8.02 | 0 | 0 | 0 | 0 | 0 | 8.9963 | 8.9164 | 8.8298 | 8.7398 | 8.6467 | 8.5517 | 8.4559 | 8.359 | 8.2575 | 8.1508 | 8.0467 | 7.9444 | 7.8499 | 7.7582 | 7.6733 | 7.592 | 7.5087 | 7.4322 | 7.3595 | 7.2875 | 7.2218 | 7.1649 | 7.1107 | 7.7852 | 7.7532 | 7.724 | 0.0013615 | 0.0013486 | 0.0013277 | 0.0013148 | 0.0013019 | 0.0012712 | 0.0012536 | 0.0012367 | 0.0012023 | 0.0011913 | 0.0011648 | 0.0011502 | 0.0011308 | 0.0011076 | 0.0010968 | 0.0010807 | 0.0010646 | 0.00105 | 0.0010362 | 0.0010228 | 0 | 0 | 0 | 0 | 0 | 0 | 0.0013615 | 0.002698 | 0.0039995 | 0.0052735 | 0.0065193 | 0.0077189 | 0.008886 | 0.010021 | 0.011101 | 0.012149 | 0.013159 | 0.014142 | 0.015104 | 0.016036 | 0.016957 | 0.017858 | 0.018726 | 0.019586 | 0.02043 | 0.021253 | 0.021062 | 0.020896 | 0.020738 | 0 | 0 | 0 | 0.15134 | 0.15125 | 0.15036 | 0.15044 | 0.15057 | 0.14865 | 0.14825 | 0.14795 | 0.1456 | 0.14615 | 0.14476 | 0.14478 | 0.14405 | 0.14277 | 0.14293 | 0.14234 | 0.14179 | 0.14127 | 0.14079 | 0.14035 | 0 | 0 | 0 | 0 | 0 | 0 | 0.15134 | 0.30259 | 0.45295 | 0.60339 | 0.75396 | 0.90261 | 1.0509 | 1.1988 | 1.3444 | 1.4906 | 1.6353 | 1.7801 | 1.9241 | 2.0669 | 2.2098 | 2.3522 | 2.494 | 2.6353 | 2.776 | 2.9164 | 2.9164 | 2.9164 | 2.9164 | 2.9164 | 2.9164 | 2.9164 | 0.0011587 | 0.0011493 | 0.0011335 | 0.0011248 | 0.0011159 | 0.0010919 | 0.0010789 | 0.0010665 | 0.001039 | 0.0010315 | 0.0010106 | 0.00099969 | 0.00098382 | 0.00096446 | 0.00095547 | 0.00094179 | 0.0009282 | 0.0009158 | 0.00090476 | 0.00089419 | 0 | 0 | 0 | 0 | 0 | 0 | 0.0011587 | 0.0022992 | 0.0034146 | 0.0045112 | 0.005588 | 0.0066301 | 0.0076479 | 0.0086414 | 0.0095934 | 0.01052 | 0.011417 | 0.012291 | 0.013141 | 0.013963 | 0.014772 | 0.015563 | 0.016326 | 0.017083 | 0.017839 | 0.018581 | 0.018437 | 0.018314 | 0.018201 | 0 | 0 | 0 | 0.12864 | 0.12856 | 0.12781 | 0.12788 | 0.12798 | 0.12636 | 0.12601 | 0.12575 | 0.12376 | 0.12423 | 0.12305 | 0.12306 | 0.12244 | 0.12135 | 0.12149 | 0.12099 | 0.12052 | 0.12008 | 0.11967 | 0.1193 | 0 | 0 | 0 | 0 | 0 | 0 | 0.12864 | 0.2572 | 0.38501 | 0.51288 | 0.64086 | 0.76722 | 0.89323 | 1.019 | 1.1427 | 1.267 | 1.39 | 1.5131 | 1.6355 | 1.7569 | 1.8784 | 1.9994 | 2.1199 | 2.24 | 2.3596 | 2.4789 | 2.4789 | 2.4789 | 2.4789 | 2.4789 | 2.4789 | 2.4789 | 0.001159 | 0.00115 | 0.0011348 | 0.0011267 | 0.0011186 | 0.0010953 | 0.0010829 | 0.0010711 | 0.0010443 | 0.0010376 | 0.0010174 | 0.0010071 | 0.00099192 | 0.00097319 | 0.00096485 | 0.00095181 | 0.00093888 | 0.00092713 | 0.0009161 | 0.00090553 | 0 | 0 | 0 | 0 | 0 | 0 | 0.001159 | 0.0023007 | 0.0034186 | 0.004519 | 0.0056012 | 0.0066502 | 0.0076763 | 0.0086794 | 0.009643 | 0.010582 | 0.011493 | 0.012383 | 0.01325 | 0.01409 | 0.014917 | 0.015728 | 0.016514 | 0.017294 | 0.018063 | 0.018817 | 0.018673 | 0.018551 | 0.018437 | 0 | 0 | 0 | 0.12864 | 0.12856 | 0.12781 | 0.12788 | 0.12798 | 0.12636 | 0.12601 | 0.12575 | 0.12376 | 0.12423 | 0.12305 | 0.12306 | 0.12244 | 0.12135 | 0.12149 | 0.12099 | 0.12052 | 0.12008 | 0.11967 | 0.1193 | 0 | 0 | 0 | 0 | 0 | 0 | 0.12864 | 0.2572 | 0.38501 | 0.51288 | 0.64086 | 0.76722 | 0.89323 | 1.019 | 1.1427 | 1.267 | 1.39 | 1.5131 | 1.6355 | 1.7569 | 1.8784 | 1.9994 | 2.1199 | 2.24 | 2.3596 | 2.4789 | 2.4789 | 2.4789 | 2.4789 | 2.4789 | 2.4789 | 2.4789 | 0.0011587 | 0.0011493 | 0.0011335 | 0.0011248 | 0.0011159 | 0.0010919 | 0.0010789 | 0.0010665 | 0.001039 | 0.0010315 | 0.0010106 | 0.00099969 | 0.00098382 | 0.00096446 | 0.00095547 | 0.00094179 | 0.0009282 | 0.0009158 | 0.00090476 | 0.00089419 | 0 | 0 | 0 | 0 | 0 | 0 | 0.0011587 | 0.0022992 | 0.0034146 | 0.0045112 | 0.005588 | 0.0066301 | 0.0076479 | 0.0086414 | 0.0095934 | 0.01052 | 0.011417 | 0.012291 | 0.013141 | 0.013963 | 0.014772 | 0.015563 | 0.016326 | 0.017083 | 0.017839 | 0.018581 | 0.018437 | 0.018314 | 0.018201 | 0 | 0 | 0 | 0.12864 | 0.12856 | 0.12781 | 0.12788 | 0.12798 | 0.12636 | 0.12601 | 0.12575 | 0.12376 | 0.12423 | 0.12305 | 0.12306 | 0.12244 | 0.12135 | 0.12149 | 0.12099 | 0.12052 | 0.12008 | 0.11967 | 0.1193 | 0 | 0 | 0 | 0 | 0 | 0 | 0.12864 | 0.2572 | 0.38501 | 0.51288 | 0.64086 | 0.76722 | 0.89323 | 1.019 | 1.1427 | 1.267 | 1.39 | 1.5131 | 1.6355 | 1.7569 | 1.8784 | 1.9994 | 2.1199 | 2.24 | 2.3596 | 2.4789 | 2.4789 | 2.4789 | 2.4789 | 2.4789 | 2.4789 | 2.4789 | 113.7336 | 114.2173 | 114.7021 | 115.1936 | 115.6878 | 116.1723 | 116.656 | 117.1384 | 117.6193 | 118.1327 | 118.6078 | 119.0813 | 119.5508 | 120.017 | 120.4878 | 120.9461 | 121.4268 | 121.8945 | 122.3509 | 122.8137 | 123.2391 | 123.6299 | 123.9887 | 124.318 | 124.6201 | 124.897 | 90.4882 | 90.873 | 91.2587 | 91.6497 | 92.043 | 92.4284 | 92.8132 | 93.1971 | 93.5797 | 93.9881 | 94.3661 | 94.7429 | 95.1164 | 95.4873 | 95.8619 | 96.2265 | 96.609 | 96.981 | 97.3442 | 97.7124 | 98.0509 | 98.3618 | 98.6473 | 98.9092 | 99.1496 | 99.3699
WA_Industrial_Stone, Clay, and Glass_Existing_Process_Natural Gas_Steam Trap Maintenance_A | WA | Industrial | Stone, Clay, and Glass | Existing | Process | Natural Gas | Steam Trap Maintenance | A | IM252 | Degrade performance | Cleaning and maintenance | 6 | 5.4079 | 0 | 0 | 8.02 | 0 | 0 | 0 | 4.0107 |  | sqft | 73% | 85% | Retrofit | RetroEven20 | 76.5% | TBD | 0.2% | 117.7952 |  | 93.7196 |  | 0.015387 | IL TRM - 4.4.16 - CI-HVC-STRE-V07-210101 | IL TRM - 4.4.16 - CI-HVC-STRE-V07-210101 | IL TRM - 4.4.16 - CI-HVC-STRE-V07-210101 | Degrade performance | Degrade performance | Degrade performance | Degrade performance | Degrade performance | Degrade performance | Degrade performance | Degrade performance | Degrade performance | Degrade performance | Degrade performance | Degrade performance | Degrade performance | Degrade performance | Degrade performance | Degrade performance | Degrade performance | Degrade performance | Degrade performance | Degrade performance | Degrade performance | Degrade performance | Degrade performance | Degrade performance | Degrade performance | Degrade performance | Degrade performance | Degrade performance | Degrade performance | Degrade performance | Degrade performance | Cleaning and maintenance | Cleaning and maintenance | Cleaning and maintenance | Cleaning and maintenance | Cleaning and maintenance | Cleaning and maintenance | Cleaning and maintenance | Cleaning and maintenance | Cleaning and maintenance | Cleaning and maintenance | Cleaning and maintenance | Cleaning and maintenance | Cleaning and maintenance | Cleaning and maintenance | Cleaning and maintenance | Cleaning and maintenance | Cleaning and maintenance | Cleaning and maintenance | Cleaning and maintenance | Cleaning and maintenance | Cleaning and maintenance | Cleaning and maintenance | Cleaning and maintenance | Cleaning and maintenance | Cleaning and maintenance | Cleaning and maintenance | Cleaning and maintenance | Cleaning and maintenance | Cleaning and maintenance | Cleaning and maintenance | Cleaning and maintenance | 8.02 | 8.02 | 8.02 | 8.02 | 8.02 | 8.02 | 8.02 | 8.02 | 8.02 | 8.02 | 8.02 | 8.02 | 8.02 | 8.02 | 8.02 | 8.02 | 8.02 | 8.02 | 8.02 | 8.02 | 8.02 | 8.02 | 8.02 | 8.02 | 8.02 | 8.02 | 8.02 | 8.02 | 8.02 | 8.02 | 8.02 | 0 | 0 | 0 | 0 | 0 | 5.4008 | 5.3938 | 5.3867 | 5.3797 | 5.3728 | 5.366 | 5.3609 | 5.3568 | 5.3527 | 5.3504 | 5.3477 | 5.3461 | 5.3445 | 5.3428 | 5.3421 | 5.3411 | 5.3409 | 5.3406 | 5.3404 | 5.3402 | 5.34 | 5.3398 | 5.3396 | 5.4079 | 5.4079 | 5.4079 | 0.0090619 | 0.0090451 | 0.00898 | 0.0089732 | 0.008969 | 0.008844 | 0.0088113 | 0.0087867 | 0.0086406 | 0.0086698 | 0.0085829 | 0.0085814 | 0.0085356 | 0.0084569 | 0.0084657 | 0.0084292 | 0.008396 | 0.008365 | 0.0083362 | 0.0083096 | 0 | 0 | 0 | 0 | 0 | 0 | 0.0090619 | 0.018095 | 0.027051 | 0.03599 | 0.044912 | 0.0537 | 0.062459 | 0.071198 | 0.079785 | 0.08842 | 0.096959 | 0.10551 | 0.11401 | 0.12244 | 0.13088 | 0.13929 | 0.14768 | 0.15604 | 0.16437 | 0.17267 | 0.17266 | 0.17266 | 0.17265 | 0 | 0 | 0 | 1.6779 | 1.6769 | 1.6671 | 1.668 | 1.6693 | 1.6481 | 1.6436 | 1.6403 | 1.6143 | 1.6204 | 1.605 | 1.6052 | 1.5971 | 1.5828 | 1.5847 | 1.5782 | 1.572 | 1.5663 | 1.561 | 1.5561 | 0 | 0 | 0 | 0 | 0 | 0 | 1.6779 | 3.3548 | 5.0219 | 6.6898 | 8.3592 | 10.0073 | 11.6509 | 13.2912 | 14.9055 | 16.5259 | 18.1309 | 19.736 | 21.3331 | 22.916 | 24.5007 | 26.0789 | 27.6509 | 29.2172 | 30.7782 | 32.3342 | 32.3342 | 32.3342 | 32.3342 | 32.3342 | 32.3342 | 32.3342 | 0.0077041 | 0.0076914 | 0.0076375 | 0.0076332 | 0.0076311 | 0.0075262 | 0.0074995 | 0.0074794 | 0.0073559 | 0.0073812 | 0.0073078 | 0.0073068 | 0.0072682 | 0.0072015 | 0.0072091 | 0.0071782 | 0.00715 | 0.0071237 | 0.0070992 | 0.0070766 | 0 | 0 | 0 | 0 | 0 | 0 | 0.0077041 | 0.015387 | 0.023007 | 0.030615 | 0.038213 | 0.045698 | 0.05316 | 0.060605 | 0.067922 | 0.075278 | 0.082554 | 0.08984 | 0.097085 | 0.10426 | 0.11146 | 0.11862 | 0.12576 | 0.13288 | 0.13998 | 0.14705 | 0.14704 | 0.14704 | 0.14704 | 0 | 0 | 0 | 1.4262 | 1.4254 | 1.417 | 1.4178 | 1.4189 | 1.4009 | 1.3971 | 1.3943 | 1.3721 | 1.3774 | 1.3642 | 1.3644 | 1.3575 | 1.3454 | 1.347 | 1.3414 | 1.3362 | 1.3314 | 1.3268 | 1.3226 | 0 | 0 | 0 | 0 | 0 | 0 | 1.4262 | 2.8516 | 4.2686 | 5.6864 | 7.1053 | 8.5062 | 9.9033 | 11.2976 | 12.6697 | 14.047 | 15.4112 | 16.7756 | 18.1332 | 19.4786 | 20.8256 | 22.167 | 23.5032 | 24.8346 | 26.1614 | 27.4841 | 27.4841 | 27.4841 | 27.4841 | 27.4841 | 27.4841 | 27.4841 | 0.0077041 | 0.0076914 | 0.0076375 | 0.0076332 | 0.0076311 | 0.0075262 | 0.0074995 | 0.0074794 | 0.0073559 | 0.0073812 | 0.0073078 | 0.0073068 | 0.0072682 | 0.0072015 | 0.0072091 | 0.0071782 | 0.00715 | 0.0071237 | 0.0070992 | 0.0070766 | 0 | 0 | 0 | 0 | 0 | 0 | 0.0077041 | 0.015387 | 0.023007 | 0.030615 | 0.038213 | 0.045698 | 0.05316 | 0.060605 | 0.067922 | 0.075278 | 0.082554 | 0.08984 | 0.097085 | 0.10426 | 0.11146 | 0.11862 | 0.12576 | 0.13288 | 0.13998 | 0.14705 | 0.14704 | 0.14704 | 0.14704 | 0 | 0 | 0 | 1.4262 | 1.4254 | 1.417 | 1.4178 | 1.4189 | 1.4009 | 1.3971 | 1.3943 | 1.3721 | 1.3774 | 1.3642 | 1.3644 | 1.3575 | 1.3454 | 1.347 | 1.3414 | 1.3362 | 1.3314 | 1.3268 | 1.3226 | 0 | 0 | 0 | 0 | 0 | 0 | 1.4262 | 2.8516 | 4.2686 | 5.6864 | 7.1053 | 8.5062 | 9.9033 | 11.2976 | 12.6697 | 14.047 | 15.4112 | 16.7756 | 18.1332 | 19.4786 | 20.8256 | 22.167 | 23.5032 | 24.8346 | 26.1614 | 27.4841 | 27.4841 | 27.4841 | 27.4841 | 27.4841 | 27.4841 | 27.4841 | 0.0077041 | 0.0076914 | 0.0076375 | 0.0076332 | 0.0076311 | 0.0075262 | 0.0074995 | 0.0074794 | 0.0073559 | 0.0073812 | 0.0073078 | 0.0073068 | 0.0072682 | 0.0072015 | 0.0072091 | 0.0071782 | 0.00715 | 0.0071237 | 0.0070992 | 0.0070766 | 0 | 0 | 0 | 0 | 0 | 0 | 0.0077041 | 0.015387 | 0.023007 | 0.030615 | 0.038213 | 0.045698 | 0.05316 | 0.060605 | 0.067922 | 0.075278 | 0.082554 | 0.08984 | 0.097085 | 0.10426 | 0.11146 | 0.11862 | 0.12576 | 0.13288 | 0.13998 | 0.14705 | 0.14704 | 0.14704 | 0.14704 | 0 | 0 | 0 | 1.4262 | 1.4254 | 1.417 | 1.4178 | 1.4189 | 1.4009 | 1.3971 | 1.3943 | 1.3721 | 1.3774 | 1.3642 | 1.3644 | 1.3575 | 1.3454 | 1.347 | 1.3414 | 1.3362 | 1.3314 | 1.3268 | 1.3226 | 0 | 0 | 0 | 0 | 0 | 0 | 1.4262 | 2.8516 | 4.2686 | 5.6864 | 7.1053 | 8.5062 | 9.9033 | 11.2976 | 12.6697 | 14.047 | 15.4112 | 16.7756 | 18.1332 | 19.4786 | 20.8256 | 22.167 | 23.5032 | 24.8346 | 26.1614 | 27.4841 | 27.4841 | 27.4841 | 27.4841 | 27.4841 | 27.4841 | 27.4841 | 113.7336 | 114.2173 | 114.7021 | 115.1936 | 115.6878 | 116.1723 | 116.656 | 117.1384 | 117.6193 | 118.1327 | 118.6078 | 119.0813 | 119.5508 | 120.017 | 120.4878 | 120.9461 | 121.4268 | 121.8945 | 122.3509 | 122.8137 | 123.2391 | 123.6299 | 123.9887 | 124.318 | 124.6201 | 124.897 | 90.4882 | 90.873 | 91.2587 | 91.6497 | 92.043 | 92.4284 | 92.8132 | 93.1971 | 93.5797 | 93.9881 | 94.3661 | 94.7429 | 95.1164 | 95.4873 | 95.8619 | 96.2265 | 96.609 | 96.981 | 97.3442 | 97.7124 | 98.0509 | 98.3618 | 98.6473 | 98.9092 | 99.1496 | 99.3699
WA_Industrial_Stone, Clay, and Glass_Existing_Space Heating_Natural Gas_Gas Boiler - High Turndown_A | WA | Industrial | Stone, Clay, and Glass | Existing | Space Heating | Natural Gas | Gas Boiler - High Turndown | A | IM253 | No control | Turndown control installed | 15 | 9.7371 | 0 | 0 | 114.75 | 0 | 0 | 0 | 57.3762 |  | employee | 35% | 50% | Retrofit | Retro12Med | 84.73% | TBD | 0.2% | 814.2158 |  | 619.0622 |  | 0.0065831 | MN TRM 3.1 - Boiler Modifications, Space Heating Only v4.0 | MN TRM 3.1 - Boiler Modifications, Space Heating Only v4.0 | MN TRM 3.1 - Boiler Modifications, Space Heating Only v4.0 | No control | No control | No control | No control | No control | No control | No control | No control | No control | No control | No control | No control | No control | No control | No control | No control | No control | No control | No control | No control | No control | No control | No control | No control | No control | No control | No control | No control | No control | No control | No control | Turndown control installed | Turndown control installed | Turndown control installed | Turndown control installed | Turndown control installed | Turndown control installed | Turndown control installed | Turndown control installed | Turndown control installed | Turndown control installed | Turndown control installed | Turndown control installed | Turndown control installed | Turndown control installed | Turndown control installed | Turndown control installed | Turndown control installed | Turndown control installed | Turndown control installed | Turndown control installed | Turndown control installed | Turndown control installed | Turndown control installed | Turndown control installed | Turndown control installed | Turndown control installed | Turndown control installed | Turndown control installed | Turndown control installed | Turndown control installed | Turndown control installed | 114.75 | 114.75 | 114.75 | 114.75 | 114.75 | 114.75 | 114.75 | 114.75 | 114.75 | 114.75 | 114.75 | 114.75 | 114.75 | 114.75 | 114.75 | 114.75 | 114.75 | 114.75 | 114.75 | 114.75 | 114.75 | 114.75 | 114.75 | 114.75 | 114.75 | 114.75 | 114.75 | 114.75 | 114.75 | 114.75 | 114.75 | 0 | 0 | 0 | 0 | 0 | 9.4902 | 9.3142 | 9.0894 | 8.8172 | 8.5003 | 8.1414 | 7.7726 | 7.4054 | 7.0328 | 6.716 | 6.4143 | 6.1703 | 5.9569 | 5.7677 | 5.6323 | 5.5077 | 5.3983 | 5.3054 | 5.23 | 5.159 | 5.1057 | 5.0593 | 5.0155 | 8.2638 | 8.2299 | 8.1989 | 0.0039271 | 0.0038522 | 0.003737 | 0.0036271 | 0.0034996 | 0.0029784 | 0.0022685 | 0.0017256 | 0.0012902 | 0.00098941 | 0.00074876 | 0.0005763 | 0.00044286 | 0.00033997 | 0.00026591 | 0.00020716 | 1.3795e-06 | 4.8245e-07 | 1.6158e-07 | 5.181e-08 | 4.3458e-08 | 4.2948e-08 | 4.2473e-08 | 6.9828e-08 | 6.9406e-08 | 6.9027e-08 | 0.0039271 | 0.0077065 | 0.011257 | 0.014547 | 0.017524 | 0.019763 | 0.021136 | 0.021863 | 0.022053 | 0.022049 | 0.021807 | 0.021554 | 0.021252 | 0.020917 | 0.020691 | 0.020441 | 0.020036 | 0.019692 | 0.019412 | 0.019149 | 0.018951 | 0.018779 | 0.018616 | 0 | 0 | 0 | 0.41381 | 0.41358 | 0.41114 | 0.41136 | 0.4117 | 0.36583 | 0.29186 | 0.23302 | 0.18345 | 0.14732 | 0.11673 | 0.093399 | 0.074343 | 0.058944 | 0.047211 | 0.037613 | 0.00025555 | 9.0935e-05 | 3.0895e-05 | 1.0043e-05 | 8.5115e-06 | 8.4889e-06 | 8.4683e-06 | 8.4498e-06 | 8.4334e-06 | 8.4191e-06 | 0.41381 | 0.82739 | 1.2385 | 1.6499 | 2.0616 | 2.4274 | 2.7193 | 2.9523 | 3.1358 | 3.2831 | 3.3998 | 3.4932 | 3.5676 | 3.6265 | 3.6737 | 3.7113 | 3.7116 | 3.7117 | 3.7117 | 3.7117 | 3.7117 | 3.7117 | 3.7117 | 3.7117 | 3.7117 | 3.7118 | 0.0033454 | 0.0032907 | 0.0032054 | 0.0031269 | 0.0030353 | 0.0026018 | 0.0019971 | 0.0015314 | 0.0011551 | 0.00089268 | 0.00068084 | 0.00052737 | 0.00040733 | 0.00031409 | 0.00024632 | 0.00019236 | 1.2835e-06 | 4.4959e-07 | 1.5086e-07 | 4.8462e-08 | 4.0712e-08 | 4.0293e-08 | 3.991e-08 | 5.9354e-08 | 5.8995e-08 | 5.8673e-08 | 0.0033454 | 0.0065831 | 0.009656 | 0.012541 | 0.015199 | 0.017264 | 0.018607 | 0.019403 | 0.019745 | 0.019893 | 0.019829 | 0.019724 | 0.019547 | 0.019324 | 0.019167 | 0.01898 | 0.018641 | 0.018351 | 0.018124 | 0.017911 | 0.017754 | 0.017618 | 0.017493 | 0 | 0 | 0 | 0.35174 | 0.35154 | 0.34947 | 0.34966 | 0.34995 | 0.31095 | 0.24808 | 0.19806 | 0.15593 | 0.12522 | 0.099224 | 0.079389 | 0.063192 | 0.050103 | 0.040129 | 0.031971 | 0.00021722 | 7.7295e-05 | 2.6261e-05 | 8.5364e-06 | 7.2348e-06 | 7.2155e-06 | 7.198e-06 | 7.1823e-06 | 7.1684e-06 | 7.1562e-06 | 0.35174 | 0.70328 | 1.0527 | 1.4024 | 1.7524 | 2.0633 | 2.3114 | 2.5095 | 2.6654 | 2.7906 | 2.8898 | 2.9692 | 3.0324 | 3.0825 | 3.1226 | 3.1546 | 3.1548 | 3.1549 | 3.1549 | 3.1549 | 3.155 | 3.155 | 3.155 | 3.155 | 3.155 | 3.155 | 0.0033472 | 0.0032946 | 0.0032116 | 0.0031355 | 0.0030463 | 0.0026137 | 0.0020081 | 0.0015413 | 0.0011638 | 0.00090024 | 0.00068732 | 0.0005329 | 0.00041202 | 0.00031806 | 0.00024968 | 0.00019519 | 1.3038e-06 | 4.5721e-07 | 1.5348e-07 | 4.9323e-08 | 4.144e-08 | 4.1017e-08 | 4.0632e-08 | 5.9354e-08 | 5.8995e-08 | 5.8673e-08 | 0.0033472 | 0.0065909 | 0.0096747 | 0.012576 | 0.015254 | 0.017343 | 0.018709 | 0.019528 | 0.019892 | 0.020062 | 0.020018 | 0.019931 | 0.019772 | 0.019568 | 0.019428 | 0.01926 | 0.018936 | 0.018662 | 0.018439 | 0.018229 | 0.018071 | 0.017935 | 0.017809 | 0 | 0 | 0 | 0.35174 | 0.35154 | 0.34947 | 0.34966 | 0.34995 | 0.31095 | 0.24808 | 0.19806 | 0.15593 | 0.12522 | 0.099224 | 0.079389 | 0.063192 | 0.050103 | 0.040129 | 0.031971 | 0.00021722 | 7.7295e-05 | 2.6261e-05 | 8.5364e-06 | 7.2348e-06 | 7.2155e-06 | 7.198e-06 | 7.1823e-06 | 7.1684e-06 | 7.1562e-06 | 0.35174 | 0.70328 | 1.0527 | 1.4024 | 1.7524 | 2.0633 | 2.3114 | 2.5095 | 2.6654 | 2.7906 | 2.8898 | 2.9692 | 3.0324 | 3.0825 | 3.1226 | 3.1546 | 3.1548 | 3.1549 | 3.1549 | 3.1549 | 3.155 | 3.155 | 3.155 | 3.155 | 3.155 | 3.155 | 0.0033463 | 0.0032915 | 0.0032062 | 0.0031276 | 0.0030361 | 0.0026025 | 0.0019976 | 0.0015318 | 0.0011554 | 0.00089291 | 0.00068102 | 0.0005275 | 0.00040743 | 0.00031417 | 0.00024638 | 0.00019241 | 1.2838e-06 | 4.4971e-07 | 1.509e-07 | 4.8475e-08 | 4.0713e-08 | 4.0293e-08 | 3.9911e-08 | 5.9354e-08 | 5.8995e-08 | 5.8673e-08 | 0.0033463 | 0.0065848 | 0.0096585 | 0.012544 | 0.015203 | 0.017269 | 0.018612 | 0.019408 | 0.01975 | 0.019898 | 0.019834 | 0.019729 | 0.019552 | 0.019329 | 0.019172 | 0.018985 | 0.018646 | 0.018356 | 0.018129 | 0.017916 | 0.017754 | 0.017618 | 0.017493 | 0 | 0 | 0 | 0.35174 | 0.35154 | 0.34947 | 0.34966 | 0.34995 | 0.31095 | 0.24808 | 0.19806 | 0.15593 | 0.12522 | 0.099224 | 0.079389 | 0.063192 | 0.050103 | 0.040129 | 0.031971 | 0.00021722 | 7.7295e-05 | 2.6261e-05 | 8.5364e-06 | 7.2348e-06 | 7.2155e-06 | 7.198e-06 | 7.1823e-06 | 7.1684e-06 | 7.1562e-06 | 0.35174 | 0.70328 | 1.0527 | 1.4024 | 1.7524 | 2.0633 | 2.3114 | 2.5095 | 2.6654 | 2.7906 | 2.8898 | 2.9692 | 3.0324 | 3.0825 | 3.1226 | 3.1546 | 3.1548 | 3.1549 | 3.1549 | 3.1549 | 3.155 | 3.155 | 3.155 | 3.155 | 3.155 | 3.155 | 786.1417 | 789.4851 | 792.8357 | 796.2328 | 799.6494 | 802.998 | 806.3412 | 809.6761 | 813.0001 | 816.5484 | 819.8324 | 823.1056 | 826.3505 | 829.5728 | 832.8276 | 835.9952 | 839.3177 | 842.5503 | 845.7053 | 848.9043 | 851.8448 | 854.5459 | 857.026 | 859.3021 | 861.39 | 863.3045 | 597.7169 | 600.259 | 602.8065 | 605.3894 | 607.9871 | 610.5331 | 613.075 | 615.6106 | 618.1379 | 620.8357 | 623.3326 | 625.8212 | 628.2884 | 630.7384 | 633.213 | 635.6214 | 638.1476 | 640.6054 | 643.0042 | 645.4365 | 647.6721 | 649.7259 | 651.6115 | 653.342 | 654.9295 | 656.3852
WA_Industrial_Stone, Clay, and Glass_Existing_Process_Natural Gas_Gas Boiler - High Turndown_A | WA | Industrial | Stone, Clay, and Glass | Existing | Process | Natural Gas | Gas Boiler - High Turndown | A | IM254 | No control | Turndown control installed | 15 | 5.7404 | 0 | 0 | 114.75 | 0 | 0 | 0 | 57.3762 |  | sqft | 35% | 50% | Retrofit | Retro12Med | 84.73% | TBD | 0.2% | 814.2158 |  | 619.0622 |  | 0.044386 | MN TRM 3.1 - Boiler Modifications, Space Heating Only v4.0 | MN TRM 3.1 - Boiler Modifications, Space Heating Only v4.0 | MN TRM 3.1 - Boiler Modifications, Space Heating Only v4.0 | No control | No control | No control | No control | No control | No control | No control | No control | No control | No control | No control | No control | No control | No control | No control | No control | No control | No control | No control | No control | No control | No control | No control | No control | No control | No control | No control | No control | No control | No control | No control | Turndown control installed | Turndown control installed | Turndown control installed | Turndown control installed | Turndown control installed | Turndown control installed | Turndown control installed | Turndown control installed | Turndown control installed | Turndown control installed | Turndown control installed | Turndown control installed | Turndown control installed | Turndown control installed | Turndown control installed | Turndown control installed | Turndown control installed | Turndown control installed | Turndown control installed | Turndown control installed | Turndown control installed | Turndown control installed | Turndown control installed | Turndown control installed | Turndown control installed | Turndown control installed | Turndown control installed | Turndown control installed | Turndown control installed | Turndown control installed | Turndown control installed | 114.75 | 114.75 | 114.75 | 114.75 | 114.75 | 114.75 | 114.75 | 114.75 | 114.75 | 114.75 | 114.75 | 114.75 | 114.75 | 114.75 | 114.75 | 114.75 | 114.75 | 114.75 | 114.75 | 114.75 | 114.75 | 114.75 | 114.75 | 114.75 | 114.75 | 114.75 | 114.75 | 114.75 | 114.75 | 114.75 | 114.75 | 0 | 0 | 0 | 0 | 0 | 5.7121 | 5.684 | 5.6556 | 5.6277 | 5.5999 | 5.5725 | 5.5504 | 5.5315 | 5.5122 | 5.4991 | 5.4846 | 5.4737 | 5.4625 | 5.451 | 5.443 | 5.434 | 5.4271 | 5.4202 | 5.4134 | 5.4067 | 5.4057 | 5.4048 | 5.404 | 5.7404 | 5.7404 | 5.7404 | 0.026207 | 0.026063 | 0.02578 | 0.025667 | 0.025561 | 0.022602 | 0.01796 | 0.01429 | 0.011211 | 0.0089821 | 0.0070983 | 0.0056681 | 0.0045025 | 0.0035623 | 0.0028491 | 0.0022661 | 1.5377e-05 | 5.4647e-06 | 1.8543e-06 | 6.0201e-07 | 5.1013e-07 | 5.0868e-07 | 5.0738e-07 | 5.3778e-07 | 5.3673e-07 | 5.3582e-07 | 0.026207 | 0.052141 | 0.077661 | 0.10294 | 0.128 | 0.14997 | 0.16734 | 0.18106 | 0.19164 | 0.20017 | 0.20674 | 0.21199 | 0.21606 | 0.21917 | 0.2217 | 0.2236 | 0.22333 | 0.22305 | 0.22277 | 0.2225 | 0.22246 | 0.22242 | 0.22239 | 0 | 0 | 0 | 4.5879 | 4.5854 | 4.5583 | 4.5608 | 4.5646 | 4.056 | 3.2359 | 2.5835 | 2.0339 | 1.6334 | 1.2942 | 1.0355 | 0.82425 | 0.65352 | 0.52343 | 0.41701 | 0.0028333 | 0.0010082 | 0.00034254 | 0.00011135 | 9.4368e-05 | 9.4116e-05 | 9.3888e-05 | 9.3684e-05 | 9.3502e-05 | 9.3343e-05 | 4.5879 | 9.1733 | 13.7316 | 18.2924 | 22.857 | 26.913 | 30.1489 | 32.7323 | 34.7663 | 36.3996 | 37.6939 | 38.7294 | 39.5536 | 40.2072 | 40.7306 | 41.1476 | 41.1504 | 41.1514 | 41.1518 | 41.1519 | 41.152 | 41.1521 | 41.1522 | 41.1523 | 41.1524 | 41.1525 | 0.022292 | 0.022187 | 0.021962 | 0.021882 | 0.021808 | 0.019298 | 0.015344 | 0.012215 | 0.0095883 | 0.0076844 | 0.0060753 | 0.0048527 | 0.0038559 | 0.0030518 | 0.0024413 | 0.0019422 | 1.3181e-05 | 4.6855e-06 | 1.5902e-06 | 5.1636e-07 | 4.3757e-07 | 4.3634e-07 | 4.3523e-07 | 4.5711e-07 | 4.5622e-07 | 4.5545e-07 | 0.022292 | 0.044386 | 0.06616 | 0.087764 | 0.1092 | 0.12805 | 0.14296 | 0.15476 | 0.16389 | 0.17125 | 0.17694 | 0.18149 | 0.18503 | 0.18776 | 0.18996 | 0.19164 | 0.19145 | 0.19125 | 0.19104 | 0.19084 | 0.19081 | 0.19079 | 0.19076 | 0 | 0 | 0 | 3.8997 | 3.8976 | 3.8746 | 3.8767 | 3.8799 | 3.4476 | 2.7505 | 2.1959 | 1.7289 | 1.3884 | 1.1001 | 0.88019 | 0.70061 | 0.55549 | 0.44492 | 0.35446 | 0.0024083 | 0.00085697 | 0.00029116 | 9.4643e-05 | 8.0213e-05 | 7.9999e-05 | 7.9805e-05 | 7.9631e-05 | 7.9477e-05 | 7.9341e-05 | 3.8997 | 7.7973 | 11.6719 | 15.5486 | 19.4285 | 22.876 | 25.6265 | 27.8225 | 29.5513 | 30.9397 | 32.0398 | 32.92 | 33.6206 | 34.1761 | 34.621 | 34.9755 | 34.9779 | 34.9787 | 34.979 | 34.9791 | 34.9792 | 34.9793 | 34.9794 | 34.9794 | 34.9795 | 34.9796 | 0.022292 | 0.022187 | 0.021962 | 0.021882 | 0.021808 | 0.019298 | 0.015344 | 0.012215 | 0.0095883 | 0.0076844 | 0.0060753 | 0.0048527 | 0.0038559 | 0.0030518 | 0.0024413 | 0.0019422 | 1.3181e-05 | 4.6855e-06 | 1.5902e-06 | 5.1636e-07 | 4.3757e-07 | 4.3634e-07 | 4.3523e-07 | 4.5711e-07 | 4.5622e-07 | 4.5545e-07 | 0.022292 | 0.044386 | 0.06616 | 0.087764 | 0.1092 | 0.12805 | 0.14296 | 0.15476 | 0.16389 | 0.17125 | 0.17694 | 0.18149 | 0.18503 | 0.18776 | 0.18996 | 0.19164 | 0.19145 | 0.19125 | 0.19104 | 0.19084 | 0.19081 | 0.19079 | 0.19076 | 0 | 0 | 0 | 3.8997 | 3.8976 | 3.8746 | 3.8767 | 3.8799 | 3.4476 | 2.7505 | 2.1959 | 1.7289 | 1.3884 | 1.1001 | 0.88019 | 0.70061 | 0.55549 | 0.44492 | 0.35446 | 0.0024083 | 0.00085697 | 0.00029116 | 9.4643e-05 | 8.0213e-05 | 7.9999e-05 | 7.9805e-05 | 7.9631e-05 | 7.9477e-05 | 7.9341e-05 | 3.8997 | 7.7973 | 11.6719 | 15.5486 | 19.4285 | 22.876 | 25.6265 | 27.8225 | 29.5513 | 30.9397 | 32.0398 | 32.92 | 33.6206 | 34.1761 | 34.621 | 34.9755 | 34.9779 | 34.9787 | 34.979 | 34.9791 | 34.9792 | 34.9793 | 34.9794 | 34.9794 | 34.9795 | 34.9796 | 0.022292 | 0.022187 | 0.021962 | 0.021882 | 0.021808 | 0.019298 | 0.015344 | 0.012215 | 0.0095883 | 0.0076844 | 0.0060753 | 0.0048527 | 0.0038559 | 0.0030518 | 0.0024413 | 0.0019422 | 1.3181e-05 | 4.6855e-06 | 1.5902e-06 | 5.1636e-07 | 4.3757e-07 | 4.3634e-07 | 4.3523e-07 | 4.5711e-07 | 4.5622e-07 | 4.5545e-07 | 0.022292 | 0.044386 | 0.06616 | 0.087764 | 0.1092 | 0.12805 | 0.14296 | 0.15476 | 0.16389 | 0.17125 | 0.17694 | 0.18149 | 0.18503 | 0.18776 | 0.18996 | 0.19164 | 0.19145 | 0.19125 | 0.19104 | 0.19084 | 0.19081 | 0.19079 | 0.19076 | 0 | 0 | 0 | 3.8997 | 3.8976 | 3.8746 | 3.8767 | 3.8799 | 3.4476 | 2.7505 | 2.1959 | 1.7289 | 1.3884 | 1.1001 | 0.88019 | 0.70061 | 0.55549 | 0.44492 | 0.35446 | 0.0024083 | 0.00085697 | 0.00029116 | 9.4643e-05 | 8.0213e-05 | 7.9999e-05 | 7.9805e-05 | 7.9631e-05 | 7.9477e-05 | 7.9341e-05 | 3.8997 | 7.7973 | 11.6719 | 15.5486 | 19.4285 | 22.876 | 25.6265 | 27.8225 | 29.5513 | 30.9397 | 32.0398 | 32.92 | 33.6206 | 34.1761 | 34.621 | 34.9755 | 34.9779 | 34.9787 | 34.979 | 34.9791 | 34.9792 | 34.9793 | 34.9794 | 34.9794 | 34.9795 | 34.9796 | 786.1417 | 789.4851 | 792.8357 | 796.2328 | 799.6494 | 802.998 | 806.3412 | 809.6761 | 813.0001 | 816.5484 | 819.8324 | 823.1056 | 826.3505 | 829.5728 | 832.8276 | 835.9952 | 839.3177 | 842.5503 | 845.7053 | 848.9043 | 851.8448 | 854.5459 | 857.026 | 859.3021 | 861.39 | 863.3045 | 597.7169 | 600.259 | 602.8065 | 605.3894 | 607.9871 | 610.5331 | 613.075 | 615.6106 | 618.1379 | 620.8357 | 623.3326 | 625.8212 | 628.2884 | 630.7384 | 633.213 | 635.6214 | 638.1476 | 640.6054 | 643.0042 | 645.4365 | 647.6721 | 649.7259 | 651.6115 | 653.342 | 654.9295 | 656.3852
WA_Industrial_Stone, Clay, and Glass_Existing_Space Heating_Natural Gas_Gas Boiler - Burner Control Optimization_A | WA | Industrial | Stone, Clay, and Glass | Existing | Space Heating | Natural Gas | Gas Boiler - Burner Control Optimization | A | IM255 | Average performance | Optimized burner controls | 18 | 2.8238 | 0 | 0 | 38.55 | 0 | 0 | 0 | 19.2766 |  | employee | 5% | 85% | Retrofit | Retro3Slow | 83.58% | TBD | 0.2% | 859.197 |  | 637.1852 |  | 0.00066216 | IL TRM - 4.4.22 - CI-HVC-O2TC-V01-140601 | GBLR_O2TRM-Heating-MEMD-2018-1 | IL TRM - 4.4.22 - CI-HVC-O2TC-V01-140601 | Average performance | Average performance | Average performance | Average performance | Average performance | Average performance | Average performance | Average performance | Average performance | Average performance | Average performance | Average performance | Average performance | Average performance | Average performance | Average performance | Average performance | Average performance | Average performance | Average performance | Average performance | Average performance | Average performance | Average performance | Average performance | Average performance | Average performance | Average performance | Average performance | Average performance | Average performance | Optimized burner controls | Optimized burner controls | Optimized burner controls | Optimized burner controls | Optimized burner controls | Optimized burner controls | Optimized burner controls | Optimized burner controls | Optimized burner controls | Optimized burner controls | Optimized burner controls | Optimized burner controls | Optimized burner controls | Optimized burner controls | Optimized burner controls | Optimized burner controls | Optimized burner controls | Optimized burner controls | Optimized burner controls | Optimized burner controls | Optimized burner controls | Optimized burner controls | Optimized burner controls | Optimized burner controls | Optimized burner controls | Optimized burner controls | Optimized burner controls | Optimized burner controls | Optimized burner controls | Optimized burner controls | Optimized burner controls | 38.55 | 38.55 | 38.55 | 38.55 | 38.55 | 38.55 | 38.55 | 38.55 | 38.55 | 38.55 | 38.55 | 38.55 | 38.55 | 38.55 | 38.55 | 38.55 | 38.55 | 38.55 | 38.55 | 38.55 | 38.55 | 38.55 | 38.55 | 38.55 | 38.55 | 38.55 | 38.55 | 38.55 | 38.55 | 38.55 | 38.55 | 0 | 0 | 0 | 0 | 0 | 2.752 | 2.7009 | 2.6355 | 2.5565 | 2.4645 | 2.3603 | 2.2533 | 2.1468 | 2.0387 | 1.9468 | 1.8593 | 1.7886 | 1.7267 | 1.6719 | 1.6326 | 1.5965 | 1.5648 | 1.5378 | 1.516 | 1.4954 | 1.4799 | 1.4665 | 1.4538 | 2.3965 | 2.3867 | 2.3777 | 0.0003072 | 0.00047365 | 0.00091893 | 0.0015607 | 0.0023424 | 0.0031009 | 0.0037573 | 0.0041679 | 0.0041948 | 0.004021 | 0.0035501 | 0.0029886 | 0.0023641 | 0.0017644 | 0.0012711 | 0.00086647 | 0.00056396 | 0.00035143 | 0.00021016 | 0.00013992 | 0 | 0 | 0 | 0 | 0 | 0 | 0.0003072 | 0.00077513 | 0.0016753 | 0.0031858 | 0.0054136 | 0.0082856 | 0.011667 | 0.015284 | 0.018709 | 0.021887 | 0.024453 | 0.026512 | 0.027958 | 0.028835 | 0.029429 | 0.029644 | 0.029619 | 0.029461 | 0.029252 | 0.028995 | 0.028695 | 0.028434 | 0.028188 | 0 | 0 | 0 | 0.11163 | 0.17537 | 0.34867 | 0.6105 | 0.95046 | 1.3137 | 1.6675 | 1.9414 | 2.0576 | 2.0654 | 1.9093 | 1.6709 | 1.3691 | 1.0554 | 0.77856 | 0.54274 | 0.36042 | 0.22852 | 0.13863 | 0.093566 | 0 | 0 | 0 | 0 | 0 | 0 | 0.11163 | 0.287 | 0.63567 | 1.2462 | 2.1966 | 3.5104 | 5.1778 | 7.1193 | 9.1768 | 11.2423 | 13.1516 | 14.8225 | 16.1916 | 17.247 | 18.0255 | 18.5683 | 18.9287 | 19.1572 | 19.2958 | 19.3894 | 19.3894 | 19.3894 | 19.3894 | 19.3894 | 19.3894 | 19.3894 | 0.0002617 | 0.00040461 | 0.00078822 | 0.0013455 | 0.0020317 | 0.002709 | 0.0033079 | 0.0036991 | 0.003756 | 0.0036281 | 0.0032283 | 0.002735 | 0.0021745 | 0.0016302 | 0.0011775 | 0.00080461 | 0.00052473 | 0.00032752 | 0.00019622 | 0.00013088 | 0 | 0 | 0 | 0 | 0 | 0 | 0.0002617 | 0.00066216 | 0.001437 | 0.0027465 | 0.0046955 | 0.0072385 | 0.010272 | 0.013565 | 0.016752 | 0.019748 | 0.022237 | 0.024262 | 0.025717 | 0.026641 | 0.027262 | 0.027528 | 0.027558 | 0.027456 | 0.027313 | 0.027123 | 0.026884 | 0.026678 | 0.026489 | 0 | 0 | 0 | 0.094882 | 0.14906 | 0.29637 | 0.51893 | 0.80789 | 1.1167 | 1.4173 | 1.6502 | 1.7489 | 1.7556 | 1.6229 | 1.4203 | 1.1637 | 0.89706 | 0.66177 | 0.46133 | 0.30635 | 0.19424 | 0.11783 | 0.079531 | 0 | 0 | 0 | 0 | 0 | 0 | 0.094882 | 0.24395 | 0.54032 | 1.0592 | 1.8671 | 2.9838 | 4.4012 | 6.0514 | 7.8003 | 9.5559 | 11.1789 | 12.5991 | 13.7629 | 14.6599 | 15.3217 | 15.783 | 16.0894 | 16.2836 | 16.4015 | 16.481 | 16.481 | 16.481 | 16.481 | 16.481 | 16.481 | 16.481 | 0.00026183 | 0.00040509 | 0.00078975 | 0.0013493 | 0.0020391 | 0.0027214 | 0.0033261 | 0.0037229 | 0.003784 | 0.0036589 | 0.003259 | 0.0027637 | 0.0021996 | 0.0016508 | 0.0011936 | 0.00081645 | 0.00053304 | 0.00033307 | 0.00019963 | 0.00013321 | 0 | 0 | 0 | 0 | 0 | 0 | 0.00026183 | 0.00066294 | 0.0014398 | 0.0027541 | 0.0047125 | 0.0072716 | 0.010328 | 0.013652 | 0.016877 | 0.019915 | 0.022448 | 0.024516 | 0.026014 | 0.026978 | 0.027634 | 0.027933 | 0.027995 | 0.027922 | 0.027787 | 0.027604 | 0.027365 | 0.027158 | 0.026968 | 0 | 0 | 0 | 0.094882 | 0.14906 | 0.29637 | 0.51893 | 0.80789 | 1.1167 | 1.4173 | 1.6502 | 1.7489 | 1.7556 | 1.6229 | 1.4203 | 1.1637 | 0.89706 | 0.66177 | 0.46133 | 0.30635 | 0.19424 | 0.11783 | 0.079531 | 0 | 0 | 0 | 0 | 0 | 0 | 0.094882 | 0.24395 | 0.54032 | 1.0592 | 1.8671 | 2.9838 | 4.4012 | 6.0514 | 7.8003 | 9.5559 | 11.1789 | 12.5991 | 13.7629 | 14.6599 | 15.3217 | 15.783 | 16.0894 | 16.2836 | 16.4015 | 16.481 | 16.481 | 16.481 | 16.481 | 16.481 | 16.481 | 16.481 | 0.00026176 | 0.00040472 | 0.00078843 | 0.0013459 | 0.0020322 | 0.0027097 | 0.0033088 | 0.0037001 | 0.0037569 | 0.0036291 | 0.0032291 | 0.0027357 | 0.0021751 | 0.0016306 | 0.0011778 | 0.00080482 | 0.00052486 | 0.0003276 | 0.00019627 | 0.00013092 | 0 | 0 | 0 | 0 | 0 | 0 | 0.00026176 | 0.00066233 | 0.0014374 | 0.0027472 | 0.0046967 | 0.0072403 | 0.010274 | 0.013568 | 0.016756 | 0.019753 | 0.022242 | 0.024268 | 0.025724 | 0.026648 | 0.027269 | 0.027535 | 0.027565 | 0.027463 | 0.02732 | 0.02713 | 0.026885 | 0.026679 | 0.02649 | 0 | 0 | 0 | 0.094882 | 0.14906 | 0.29637 | 0.51893 | 0.80789 | 1.1167 | 1.4173 | 1.6502 | 1.7489 | 1.7556 | 1.6229 | 1.4203 | 1.1637 | 0.89706 | 0.66177 | 0.46133 | 0.30635 | 0.19424 | 0.11783 | 0.079531 | 0 | 0 | 0 | 0 | 0 | 0 | 0.094882 | 0.24395 | 0.54032 | 1.0592 | 1.8671 | 2.9838 | 4.4012 | 6.0514 | 7.8003 | 9.5559 | 11.1789 | 12.5991 | 13.7629 | 14.6599 | 15.3217 | 15.783 | 16.0894 | 16.2836 | 16.4015 | 16.481 | 16.481 | 16.481 | 16.481 | 16.481 | 16.481 | 16.481 | 829.5719 | 833.1001 | 836.6358 | 840.2206 | 843.8259 | 847.3595 | 850.8874 | 854.4065 | 857.9142 | 861.6585 | 865.1239 | 868.5779 | 872.0021 | 875.4024 | 878.837 | 882.1796 | 885.6857 | 889.0969 | 892.4261 | 895.8019 | 898.9048 | 901.7552 | 904.3723 | 906.7741 | 908.9773 | 910.9976 | 615.2151 | 617.8316 | 620.4537 | 623.1122 | 625.7859 | 628.4065 | 631.0228 | 633.6326 | 636.2339 | 639.0107 | 641.5807 | 644.1421 | 646.6815 | 649.2033 | 651.7503 | 654.2293 | 656.8294 | 659.3591 | 661.8281 | 664.3316 | 666.6327 | 668.7466 | 670.6875 | 672.4686 | 674.1026 | 675.6008
WA_Industrial_Stone, Clay, and Glass_Existing_Process_Natural Gas_Gas Boiler - Burner Control Optimization_A | WA | Industrial | Stone, Clay, and Glass | Existing | Process | Natural Gas | Gas Boiler - Burner Control Optimization | A | IM256 | Average performance | Optimized burner controls | 18 | 1.6647 | 0 | 0 | 38.55 | 0 | 0 | 0 | 19.2766 |  | sqft | 5% | 85% | Retrofit | Retro3Slow | 83.58% | TBD | 0.2% | 859.197 |  | 637.1852 |  | 0.0044647 | IL TRM - 4.4.22 - CI-HVC-O2TC-V01-140601 | GBLR_O2TRM-Heating-MEMD-2018-1 | IL TRM - 4.4.22 - CI-HVC-O2TC-V01-140601 | Average performance | Average performance | Average performance | Average performance | Average performance | Average performance | Average performance | Average performance | Average performance | Average performance | Average performance | Average performance | Average performance | Average performance | Average performance | Average performance | Average performance | Average performance | Average performance | Average performance | Average performance | Average performance | Average performance | Average performance | Average performance | Average performance | Average performance | Average performance | Average performance | Average performance | Average performance | Optimized burner controls | Optimized burner controls | Optimized burner controls | Optimized burner controls | Optimized burner controls | Optimized burner controls | Optimized burner controls | Optimized burner controls | Optimized burner controls | Optimized burner controls | Optimized burner controls | Optimized burner controls | Optimized burner controls | Optimized burner controls | Optimized burner controls | Optimized burner controls | Optimized burner controls | Optimized burner controls | Optimized burner controls | Optimized burner controls | Optimized burner controls | Optimized burner controls | Optimized burner controls | Optimized burner controls | Optimized burner controls | Optimized burner controls | Optimized burner controls | Optimized burner controls | Optimized burner controls | Optimized burner controls | Optimized burner controls | 38.55 | 38.55 | 38.55 | 38.55 | 38.55 | 38.55 | 38.55 | 38.55 | 38.55 | 38.55 | 38.55 | 38.55 | 38.55 | 38.55 | 38.55 | 38.55 | 38.55 | 38.55 | 38.55 | 38.55 | 38.55 | 38.55 | 38.55 | 38.55 | 38.55 | 38.55 | 38.55 | 38.55 | 38.55 | 38.55 | 38.55 | 0 | 0 | 0 | 0 | 0 | 1.6565 | 1.6483 | 1.6401 | 1.6319 | 1.6238 | 1.6159 | 1.6094 | 1.6039 | 1.5983 | 1.5945 | 1.5903 | 1.5871 | 1.5839 | 1.5806 | 1.5782 | 1.5756 | 1.5736 | 1.5716 | 1.5696 | 1.5677 | 1.5674 | 1.5672 | 1.5669 | 1.6647 | 1.6647 | 1.6647 | 0.0020501 | 0.0032049 | 0.00634 | 0.011046 | 0.017112 | 0.023536 | 0.029754 | 0.034524 | 0.036462 | 0.036514 | 0.033665 | 0.029402 | 0.024042 | 0.018494 | 0.013623 | 0.009481 | 0.0062881 | 0.0039819 | 0.0024125 | 0.0016263 | 0 | 0 | 0 | 0 | 0 | 0 | 0.0020501 | 0.0052448 | 0.011559 | 0.022547 | 0.039547 | 0.062889 | 0.092392 | 0.1266 | 0.16262 | 0.19875 | 0.23189 | 0.26083 | 0.28434 | 0.30223 | 0.31541 | 0.32437 | 0.33024 | 0.33381 | 0.3358 | 0.33701 | 0.33695 | 0.33689 | 0.33684 | 0 | 0 | 0 | 1.2376 | 1.9443 | 3.8657 | 6.7687 | 10.5378 | 14.5656 | 18.4873 | 21.5247 | 22.8124 | 22.8995 | 21.169 | 18.5253 | 15.1794 | 11.7009 | 8.6319 | 6.0173 | 3.996 | 2.5336 | 1.537 | 1.0374 | 0 | 0 | 0 | 0 | 0 | 0 | 1.2376 | 3.1819 | 7.0477 | 13.8164 | 24.3542 | 38.9197 | 57.407 | 78.9318 | 101.7442 | 124.6437 | 145.8127 | 164.338 | 179.5174 | 191.2183 | 199.8502 | 205.8675 | 209.8635 | 212.3971 | 213.934 | 214.9714 | 214.9714 | 214.9714 | 214.9714 | 214.9714 | 214.9714 | 214.9714 | 0.0017439 | 0.0027282 | 0.0054011 | 0.0094173 | 0.0146 | 0.020096 | 0.02542 | 0.029511 | 0.031183 | 0.031239 | 0.028814 | 0.025173 | 0.02059 | 0.015843 | 0.011673 | 0.0081261 | 0.0053905 | 0.0034142 | 0.0020689 | 0.0013949 | 0 | 0 | 0 | 0 | 0 | 0 | 0.0017439 | 0.0044647 | 0.0098468 | 0.019223 | 0.033741 | 0.053696 | 0.078934 | 0.10822 | 0.13908 | 0.17004 | 0.19847 | 0.22331 | 0.24351 | 0.25892 | 0.27027 | 0.27801 | 0.2831 | 0.28621 | 0.28798 | 0.28907 | 0.28903 | 0.28899 | 0.28895 | 0 | 0 | 0 | 1.052 | 1.6527 | 3.2859 | 5.7534 | 8.9571 | 12.3807 | 15.7142 | 18.296 | 19.3905 | 19.4646 | 17.9937 | 15.7465 | 12.9025 | 9.9457 | 7.3371 | 5.1147 | 3.3966 | 2.1536 | 1.3064 | 0.88176 | 0 | 0 | 0 | 0 | 0 | 0 | 1.052 | 2.7046 | 5.9905 | 11.7439 | 20.701 | 33.0818 | 48.796 | 67.092 | 86.4826 | 105.9471 | 123.9408 | 139.6873 | 152.5898 | 162.5355 | 169.8726 | 174.9874 | 178.3839 | 180.5375 | 181.8439 | 182.7257 | 182.7257 | 182.7257 | 182.7257 | 182.7257 | 182.7257 | 182.7257 | 0.0017439 | 0.0027282 | 0.0054011 | 0.0094173 | 0.0146 | 0.020096 | 0.02542 | 0.029511 | 0.031183 | 0.031239 | 0.028814 | 0.025173 | 0.02059 | 0.015843 | 0.011673 | 0.0081261 | 0.0053905 | 0.0034142 | 0.0020689 | 0.0013949 | 0 | 0 | 0 | 0 | 0 | 0 | 0.0017439 | 0.0044647 | 0.0098468 | 0.019223 | 0.033741 | 0.053696 | 0.078934 | 0.10822 | 0.13908 | 0.17004 | 0.19847 | 0.22331 | 0.24351 | 0.25892 | 0.27027 | 0.27801 | 0.2831 | 0.28621 | 0.28798 | 0.28907 | 0.28903 | 0.28899 | 0.28895 | 0 | 0 | 0 | 1.052 | 1.6527 | 3.2859 | 5.7534 | 8.9571 | 12.3807 | 15.7142 | 18.296 | 19.3905 | 19.4646 | 17.9937 | 15.7465 | 12.9025 | 9.9457 | 7.3371 | 5.1147 | 3.3966 | 2.1536 | 1.3064 | 0.88176 | 0 | 0 | 0 | 0 | 0 | 0 | 1.052 | 2.7046 | 5.9905 | 11.7439 | 20.701 | 33.0818 | 48.796 | 67.092 | 86.4826 | 105.9471 | 123.9408 | 139.6873 | 152.5898 | 162.5355 | 169.8726 | 174.9874 | 178.3839 | 180.5375 | 181.8439 | 182.7257 | 182.7257 | 182.7257 | 182.7257 | 182.7257 | 182.7257 | 182.7257 | 0.0017439 | 0.0027282 | 0.0054011 | 0.0094173 | 0.0146 | 0.020096 | 0.02542 | 0.029511 | 0.031183 | 0.031239 | 0.028814 | 0.025173 | 0.02059 | 0.015843 | 0.011673 | 0.0081261 | 0.0053905 | 0.0034142 | 0.0020689 | 0.0013949 | 0 | 0 | 0 | 0 | 0 | 0 | 0.0017439 | 0.0044647 | 0.0098468 | 0.019223 | 0.033741 | 0.053696 | 0.078934 | 0.10822 | 0.13908 | 0.17004 | 0.19847 | 0.22331 | 0.24351 | 0.25892 | 0.27027 | 0.27801 | 0.2831 | 0.28621 | 0.28798 | 0.28907 | 0.28903 | 0.28899 | 0.28895 | 0 | 0 | 0 | 1.052 | 1.6527 | 3.2859 | 5.7534 | 8.9571 | 12.3807 | 15.7142 | 18.296 | 19.3905 | 19.4646 | 17.9937 | 15.7465 | 12.9025 | 9.9457 | 7.3371 | 5.1147 | 3.3966 | 2.1536 | 1.3064 | 0.88176 | 0 | 0 | 0 | 0 | 0 | 0 | 1.052 | 2.7046 | 5.9905 | 11.7439 | 20.701 | 33.0818 | 48.796 | 67.092 | 86.4826 | 105.9471 | 123.9408 | 139.6873 | 152.5898 | 162.5355 | 169.8726 | 174.9874 | 178.3839 | 180.5375 | 181.8439 | 182.7257 | 182.7257 | 182.7257 | 182.7257 | 182.7257 | 182.7257 | 182.7257 | 829.5719 | 833.1001 | 836.6358 | 840.2206 | 843.8259 | 847.3595 | 850.8874 | 854.4065 | 857.9142 | 861.6585 | 865.1239 | 868.5779 | 872.0021 | 875.4024 | 878.837 | 882.1796 | 885.6857 | 889.0969 | 892.4261 | 895.8019 | 898.9048 | 901.7552 | 904.3723 | 906.7741 | 908.9773 | 910.9976 | 615.2151 | 617.8316 | 620.4537 | 623.1122 | 625.7859 | 628.4065 | 631.0228 | 633.6326 | 636.2339 | 639.0107 | 641.5807 | 644.1421 | 646.6815 | 649.2033 | 651.7503 | 654.2293 | 656.8294 | 659.3591 | 661.8281 | 664.3316 | 666.6327 | 668.7466 | 670.6875 | 672.4686 | 674.1026 | 675.6008
WA_Industrial_Stone, Clay, and Glass_Existing_Space Heating_Natural Gas_HVAC - Demand Controlled Ventilation_A | WA | Industrial | Stone, Clay, and Glass | Existing | Space Heating | Natural Gas | HVAC - Demand Controlled Ventilation | A | IM257 | Constant ventilation | DCV enabled | 6 | 0.047236 | 0 | 0 | 0.29 | 0.01 | 0 | 0 | 0.14435 |  | sqft | 55% | 75% | Retrofit | RetroEven20 | 76.5% | TBD | 0.2% | 1653.4557 |  | 1129.9365 |  | 0.040324 | IL TRM v11 - 4.4.19 - Demand Controlled Ventilation - CI-HVC-DCV-V06-220101 | IL TRM v11 - 4.4.19 - Demand Controlled Ventilation - CI-HVC-DCV-V06-220101 | IL TRM v11 - 4.4.19 - Demand Controlled Ventilation - CI-HVC-DCV-V06-220101 | Constant ventilation | Constant ventilation | Constant ventilation | Constant ventilation | Constant ventilation | Constant ventilation | Constant ventilation | Constant ventilation | Constant ventilation | Constant ventilation | Constant ventilation | Constant ventilation | Constant ventilation | Constant ventilation | Constant ventilation | Constant ventilation | Constant ventilation | Constant ventilation | Constant ventilation | Constant ventilation | Constant ventilation | Constant ventilation | Constant ventilation | Constant ventilation | Constant ventilation | Constant ventilation | Constant ventilation | Constant ventilation | Constant ventilation | Constant ventilation | Constant ventilation | DCV enabled | DCV enabled | DCV enabled | DCV enabled | DCV enabled | DCV enabled | DCV enabled | DCV enabled | DCV enabled | DCV enabled | DCV enabled | DCV enabled | DCV enabled | DCV enabled | DCV enabled | DCV enabled | DCV enabled | DCV enabled | DCV enabled | DCV enabled | DCV enabled | DCV enabled | DCV enabled | DCV enabled | DCV enabled | DCV enabled | DCV enabled | DCV enabled | DCV enabled | DCV enabled | DCV enabled | 0.29 | 0.29 | 0.29 | 0.29 | 0.29 | 0.29 | 0.29 | 0.29 | 0.29 | 0.29 | 0.29 | 0.29 | 0.29 | 0.29 | 0.29 | 0.29 | 0.29 | 0.29 | 0.29 | 0.29 | 0.29 | 0.29 | 0.29 | 0.29 | 0.29 | 0.29 | 0.29 | 0.29 | 0.29 | 0.29 | 0.29 | 0 | 0 | 0 | 0 | 0 | 0.045567 | 0.044991 | 0.044258 | 0.043491 | 0.04269 | 0.041856 | 0.041001 | 0.040143 | 0.039252 | 0.038347 | 0.037457 | 0.036606 | 0.035809 | 0.035054 | 0.034381 | 0.03375 | 0.03316 | 0.032622 | 0.032137 | 0.031686 | 0.031329 | 0.031012 | 0.030707 | 0.036718 | 0.036492 | 0.03628 | 0.023958 | 0.023643 | 0.02312 | 0.022732 | 0.022331 | 0.021617 | 0.021118 | 0.020634 | 0.019855 | 0.019471 | 0.018838 | 0.018413 | 0.017921 | 0.017387 | 0.017073 | 0.016691 | 0.016335 | 0.016012 | 0.01572 | 0.01545 | 0 | 0 | 0 | 0 | 0 | 0 | 0.023958 | 0.047298 | 0.069648 | 0.091172 | 0.11182 | 0.13126 | 0.14969 | 0.16719 | 0.18334 | 0.19858 | 0.21281 | 0.22639 | 0.23938 | 0.25172 | 0.26396 | 0.27581 | 0.28732 | 0.29868 | 0.30995 | 0.32105 | 0.31744 | 0.31422 | 0.31113 | 0 | 0 | 0 | 525.7784 | 525.4899 | 522.3909 | 522.6733 | 523.1055 | 516.4626 | 515.0512 | 514.0055 | 505.8432 | 507.7746 | 502.9323 | 502.9975 | 500.4659 | 496.0018 | 496.5894 | 494.5358 | 492.6124 | 490.8175 | 489.1496 | 487.6071 | 0 | 0 | 0 | 0 | 0 | 0 | 525.7784 | 1051.2683 | 1573.6591 | 2096.3324 | 2619.4379 | 3135.9005 | 3650.9517 | 4164.9572 | 4670.8004 | 5178.575 | 5681.5073 | 6184.5048 | 6684.9708 | 7180.9726 | 7677.5619 | 8172.0978 | 8664.7102 | 9155.5277 | 9644.6773 | 10132.2843 | 10132.2843 | 10132.2843 | 10132.2843 | 10132.2843 | 10132.2843 | 10132.2843 | 0.020395 | 0.020156 | 0.019753 | 0.019466 | 0.019169 | 0.018604 | 0.018222 | 0.017852 | 0.01723 | 0.016946 | 0.016447 | 0.016122 | 0.015726 | 0.015288 | 0.015033 | 0.014715 | 0.014418 | 0.014147 | 0.013911 | 0.013694 | 0 | 0 | 0 | 0 | 0 | 0 | 0.020395 | 0.040324 | 0.059505 | 0.078072 | 0.095986 | 0.11296 | 0.12917 | 0.14465 | 0.1591 | 0.17283 | 0.18579 | 0.19823 | 0.21006 | 0.22133 | 0.23242 | 0.24316 | 0.2536 | 0.26389 | 0.27428 | 0.28455 | 0.28173 | 0.27923 | 0.27687 | 0 | 0 | 0 | 446.9117 | 446.6664 | 444.0322 | 444.2723 | 444.6397 | 438.9932 | 437.7936 | 436.9047 | 429.9668 | 431.6084 | 427.4924 | 427.5479 | 425.396 | 421.6015 | 422.1009 | 420.3555 | 418.7206 | 417.1949 | 415.7771 | 414.466 | 0 | 0 | 0 | 0 | 0 | 0 | 446.9117 | 893.578 | 1337.6103 | 1781.8826 | 2226.5222 | 2665.5154 | 3103.309 | 3540.2136 | 3970.1804 | 4401.7888 | 4829.2812 | 5256.8291 | 5682.2251 | 6103.8267 | 6525.9276 | 6946.2831 | 7365.0037 | 7782.1985 | 8197.9757 | 8612.4417 | 8612.4417 | 8612.4417 | 8612.4417 | 8612.4417 | 8612.4417 | 8612.4417 | 0 | 0 | 0 | 0 | 0 | 0 | 0 | 0 | 0 | 0 | 0 | 0 | 0 | 0 | 0 | 0 | 0 | 0 | 0 | 0 | 0 | 0 | 0 | 0 | 0 | 0 | 0 | 0 | 0 | 0 | 0 | 0 | 0 | 0 | 0 | 0 | 0 | 0 | 0 | 0 | 0 | 0 | 0 | 0 | 0 | 0 | 0 | 0 | 0 | 0 | 0 | 0 | 0 | 0 | 0 | 0 | 0 | 0 | 0 | 0 | 0 | 0 | 0 | 0 | 0 | 0 | 0 | 0 | 0 | 0 | 0 | 0 | 0 | 0 | 0 | 0 | 0 | 0 | 0 | 0 | 0 | 0 | 0 | 0 | 0 | 0 | 0 | 0 | 0 | 0 | 0 | 0 | 0 | 0 | 0 | 0 | 0 | 0 | 0 | 0 | 0 | 0 | 0 | 0 | 0 | 0.020156 | 0.019753 | 0.019466 | 0.019169 | 0.018604 | 0.018222 | 0.017852 | 0.01723 | 0.016946 | 0.016447 | 0.016122 | 0.015726 | 0.015288 | 0.015033 | 0.014715 | 0.014418 | 0.014147 | 0.013911 | 0.013694 | 0.013519 | 0 | 0 | 0 | 0 | 0 | 0 | 0.020156 | 0.039624 | 0.058491 | 0.07672 | 0.094021 | 0.11056 | 0.12639 | 0.14119 | 0.15528 | 0.1686 | 0.18137 | 0.19354 | 0.20513 | 0.21651 | 0.22752 | 0.23821 | 0.24874 | 0.25933 | 0.26979 | 0.28063 | 0.27813 | 0.27579 | 0 | 0 | 0 | 0 | 446.6664 | 444.0322 | 444.2723 | 444.6397 | 438.9932 | 437.7936 | 436.9047 | 429.9668 | 431.6084 | 427.4924 | 427.5479 | 425.396 | 421.6015 | 422.1009 | 420.3555 | 418.7206 | 417.1949 | 415.7771 | 414.466 | 413.2602 | 0 | 0 | 0 | 0 | 0 | 0 | 446.6664 | 890.6986 | 1334.9709 | 1779.6106 | 2218.6037 | 2656.3973 | 3093.3019 | 3523.2687 | 3954.8771 | 4382.3695 | 4809.9174 | 5235.3135 | 5656.915 | 6079.016 | 6499.3714 | 6918.092 | 7335.2869 | 7751.064 | 8165.53 | 8578.7902 | 8578.7902 | 8578.7902 | 8578.7902 | 8578.7902 | 8578.7902 | 1510.4051 | 1524.1617 | 1542.0276 | 1560.5942 | 1579.6895 | 1598.8273 | 1618.2704 | 1637.0068 | 1655.0418 | 1673.6477 | 1690.265 | 1706.2495 | 1721.5317 | 1736.1671 | 1751.2241 | 1766.0661 | 1781.079 | 1796.8187 | 1812.2019 | 1827.2551 | 1841.5826 | 1855.2082 | 1868.1561 | 1880.4508 | 1892.1172 | 1903.1799 | 1032.1787 | 1041.5797 | 1053.7889 | 1066.4769 | 1079.5262 | 1092.6046 | 1105.8916 | 1118.6957 | 1131.0203 | 1143.7352 | 1155.0912 | 1166.0146 | 1176.4582 | 1186.4597 | 1196.7493 | 1206.892 | 1217.1515 | 1227.9077 | 1238.4202 | 1248.7073 | 1258.4984 | 1267.8099 | 1276.6582 | 1285.0601 | 1293.0326 | 1300.5927
WA_Industrial_Stone, Clay, and Glass_Existing_Space Heating_Natural Gas_Gas Boiler - Stack Economizer_A | WA | Industrial | Stone, Clay, and Glass | Existing | Space Heating | Natural Gas | Gas Boiler - Stack Economizer | A | IM258 | None | Economizer installed | 15 | 7.1081 | 0 | 0 | 0.9 | 0 | 0 | 0 | 0.4505 |  | employee | 15% | 55% | Retrofit | Retro12Med | 84.73% | TBD | 0.2% | 7.7942 |  | 5.926 |  | 0.012996 | IL TRM - 4.4.28 - CI-HVC-BECO-V02-210101 | XCEL CO 2019-2020 DSM Plan | IL TRM - 4.4.28 - CI-HVC-BECO-V02-210101 | None | None | None | None | None | None | None | None | None | None | None | None | None | None | None | None | None | None | None | None | None | None | None | None | None | None | None | None | None | None | None | Economizer installed | Economizer installed | Economizer installed | Economizer installed | Economizer installed | Economizer installed | Economizer installed | Economizer installed | Economizer installed | Economizer installed | Economizer installed | Economizer installed | Economizer installed | Economizer installed | Economizer installed | Economizer installed | Economizer installed | Economizer installed | Economizer installed | Economizer installed | Economizer installed | Economizer installed | Economizer installed | Economizer installed | Economizer installed | Economizer installed | Economizer installed | Economizer installed | Economizer installed | Economizer installed | Economizer installed | 0.9 | 0.9 | 0.9 | 0.9 | 0.9 | 0.9 | 0.9 | 0.9 | 0.9 | 0.9 | 0.9 | 0.9 | 0.9 | 0.9 | 0.9 | 0.9 | 0.9 | 0.9 | 0.9 | 0.9 | 0.9 | 0.9 | 0.9 | 0.9 | 0.9 | 0.9 | 0.9 | 0.9 | 0.9 | 0.9 | 0.9 | 0 | 0 | 0 | 0 | 0 | 6.9727 | 6.9125 | 6.8471 | 6.7789 | 6.7083 | 6.6363 | 6.5634 | 6.4895 | 6.4121 | 6.3304 | 6.2507 | 6.1723 | 6.1 | 6.0299 | 5.9648 | 5.9026 | 5.8387 | 5.7802 | 5.7245 | 5.6694 | 5.6184 | 5.5741 | 5.532 | 6.0326 | 6.0078 | 5.9852 | 0.0076943 | 0.0076237 | 0.007507 | 0.0074363 | 0.0073649 | 0.006474 | 0.0051083 | 0.0040324 | 0.0031369 | 0.0024869 | 0.0019458 | 0.0015373 | 0.0012093 | 0.0009478 | 0.00075094 | 0.00059204 | 3.9789e-06 | 1.4017e-06 | 4.7163e-07 | 1.5183e-07 | 1.2752e-07 | 1.2618e-07 | 1.2493e-07 | 1.3593e-07 | 1.3511e-07 | 1.3437e-07 | 0.0076943 | 0.015252 | 0.022614 | 0.029825 | 0.03688 | 0.042957 | 0.047594 | 0.05109 | 0.053618 | 0.055421 | 0.05667 | 0.057497 | 0.058032 | 0.058313 | 0.058434 | 0.058417 | 0.057789 | 0.057211 | 0.05666 | 0.056115 | 0.05561 | 0.055172 | 0.054756 | 0 | 0 | 0 | 1.1035 | 1.1029 | 1.0964 | 1.097 | 1.0979 | 0.97554 | 0.7783 | 0.62138 | 0.48921 | 0.39286 | 0.31129 | 0.24906 | 0.19825 | 0.15718 | 0.1259 | 0.1003 | 0.00068147 | 0.00024249 | 8.2388e-05 | 2.6781e-05 | 2.2697e-05 | 2.2637e-05 | 2.2582e-05 | 2.2533e-05 | 2.2489e-05 | 2.2451e-05 | 1.1035 | 2.2064 | 3.3027 | 4.3997 | 5.4976 | 6.4731 | 7.2514 | 7.8728 | 8.362 | 8.7549 | 9.0662 | 9.3152 | 9.5135 | 9.6707 | 9.7965 | 9.8968 | 9.8975 | 9.8978 | 9.8979 | 9.8979 | 9.8979 | 9.8979 | 9.898 | 9.898 | 9.898 | 9.898 | 0.0065482 | 0.0064962 | 0.0064085 | 0.0063603 | 0.0063117 | 0.0055595 | 0.0043954 | 0.0034763 | 0.0027099 | 0.0021526 | 0.0016875 | 0.0013356 | 0.0010517 | 0.00082494 | 0.00065388 | 0.00051569 | 3.4671e-06 | 1.2219e-06 | 4.1158e-07 | 1.3266e-07 | 1.1157e-07 | 1.1053e-07 | 1.0958e-07 | 1.1554e-07 | 1.1484e-07 | 1.1422e-07 | 0.0065482 | 0.012996 | 0.019305 | 0.02551 | 0.031606 | 0.03689 | 0.040952 | 0.044045 | 0.04632 | 0.047971 | 0.049149 | 0.049954 | 0.050469 | 0.050754 | 0.050881 | 0.050884 | 0.050356 | 0.049873 | 0.049447 | 0.04903 | 0.048652 | 0.048327 | 0.048029 | 0 | 0 | 0 | 0.93796 | 0.93745 | 0.93192 | 0.93242 | 0.93319 | 0.82921 | 0.66155 | 0.52817 | 0.41583 | 0.33393 | 0.2646 | 0.2117 | 0.16851 | 0.13361 | 0.10701 | 0.085256 | 0.00057925 | 0.00020612 | 7.0029e-05 | 2.2764e-05 | 1.9293e-05 | 1.9241e-05 | 1.9195e-05 | 1.9153e-05 | 1.9116e-05 | 1.9083e-05 | 0.93796 | 1.8754 | 2.8073 | 3.7398 | 4.6729 | 5.5022 | 6.1637 | 6.6919 | 7.1077 | 7.4416 | 7.7062 | 7.9179 | 8.0864 | 8.2201 | 8.3271 | 8.4123 | 8.4129 | 8.4131 | 8.4132 | 8.4132 | 8.4132 | 8.4132 | 8.4133 | 8.4133 | 8.4133 | 8.4133 | 0.00655 | 0.0065006 | 0.006416 | 0.0063714 | 0.0063267 | 0.0055764 | 0.0044118 | 0.0034916 | 0.0027239 | 0.0021654 | 0.0016989 | 0.0013456 | 0.0010604 | 0.00083241 | 0.00066031 | 0.00052118 | 3.507e-06 | 1.237e-06 | 4.1674e-07 | 1.3434e-07 | 1.1299e-07 | 1.1195e-07 | 1.11e-07 | 1.1554e-07 | 1.1484e-07 | 1.1422e-07 | 0.00655 | 0.013005 | 0.019328 | 0.025554 | 0.031681 | 0.037002 | 0.041104 | 0.044239 | 0.046559 | 0.048255 | 0.049479 | 0.050326 | 0.050884 | 0.051213 | 0.051381 | 0.051425 | 0.050936 | 0.05049 | 0.050067 | 0.049652 | 0.049275 | 0.048951 | 0.048653 | 0 | 0 | 0 | 0.93796 | 0.93745 | 0.93192 | 0.93242 | 0.93319 | 0.82921 | 0.66155 | 0.52817 | 0.41583 | 0.33393 | 0.2646 | 0.2117 | 0.16851 | 0.13361 | 0.10701 | 0.085256 | 0.00057925 | 0.00020612 | 7.0029e-05 | 2.2764e-05 | 1.9293e-05 | 1.9241e-05 | 1.9195e-05 | 1.9153e-05 | 1.9116e-05 | 1.9083e-05 | 0.93796 | 1.8754 | 2.8073 | 3.7398 | 4.6729 | 5.5022 | 6.1637 | 6.6919 | 7.1077 | 7.4416 | 7.7062 | 7.9179 | 8.0864 | 8.2201 | 8.3271 | 8.4123 | 8.4129 | 8.4131 | 8.4132 | 8.4132 | 8.4132 | 8.4132 | 8.4133 | 8.4133 | 8.4133 | 8.4133 | 0.0065482 | 0.0064962 | 0.0064085 | 0.0063603 | 0.0063117 | 0.0055595 | 0.0043954 | 0.0034763 | 0.0027099 | 0.0021526 | 0.0016875 | 0.0013356 | 0.0010517 | 0.00082494 | 0.00065388 | 0.00051569 | 3.4671e-06 | 1.2219e-06 | 4.1158e-07 | 1.3266e-07 | 1.1157e-07 | 1.1053e-07 | 1.0958e-07 | 1.1554e-07 | 1.1484e-07 | 1.1422e-07 | 0.0065482 | 0.012996 | 0.019305 | 0.02551 | 0.031606 | 0.03689 | 0.040952 | 0.044045 | 0.04632 | 0.047971 | 0.049149 | 0.049954 | 0.050469 | 0.050754 | 0.050881 | 0.050884 | 0.050356 | 0.049873 | 0.049447 | 0.04903 | 0.048652 | 0.048327 | 0.048029 | 0 | 0 | 0 | 0.93796 | 0.93745 | 0.93192 | 0.93242 | 0.93319 | 0.82921 | 0.66155 | 0.52817 | 0.41583 | 0.33393 | 0.2646 | 0.2117 | 0.16851 | 0.13361 | 0.10701 | 0.085256 | 0.00057925 | 0.00020612 | 7.0029e-05 | 2.2764e-05 | 1.9293e-05 | 1.9241e-05 | 1.9195e-05 | 1.9153e-05 | 1.9116e-05 | 1.9083e-05 | 0.93796 | 1.8754 | 2.8073 | 3.7398 | 4.6729 | 5.5022 | 6.1637 | 6.6919 | 7.1077 | 7.4416 | 7.7062 | 7.9179 | 8.0864 | 8.2201 | 8.3271 | 8.4123 | 8.4129 | 8.4131 | 8.4132 | 8.4132 | 8.4132 | 8.4132 | 8.4133 | 8.4133 | 8.4133 | 8.4133 | 7.5538 | 7.5825 | 7.6113 | 7.6404 | 7.6697 | 7.6984 | 7.7269 | 7.7554 | 7.7838 | 7.8141 | 7.842 | 7.8699 | 7.8975 | 7.9249 | 7.9525 | 7.9794 | 8.0075 | 8.0349 | 8.0616 | 8.0887 | 8.1135 | 8.1363 | 8.1572 | 8.1764 | 8.194 | 8.2101 | 5.7433 | 5.7651 | 5.787 | 5.8091 | 5.8314 | 5.8532 | 5.8749 | 5.8966 | 5.9182 | 5.9412 | 5.9624 | 5.9836 | 6.0046 | 6.0254 | 6.0464 | 6.0669 | 6.0883 | 6.1091 | 6.1294 | 6.1499 | 6.1688 | 6.1862 | 6.2021 | 6.2167 | 6.23 | 6.2423
WA_Industrial_Stone, Clay, and Glass_Existing_Process_Natural Gas_Gas Boiler - Stack Economizer_A | WA | Industrial | Stone, Clay, and Glass | Existing | Process | Natural Gas | Gas Boiler - Stack Economizer | A | IM259 | None | Economizer installed | 15 | 5.5108 | 0 | 0 | 0.9 | 0 | 0 | 0 | 0.4505 |  | sqft | 15% | 55% | Retrofit | Retro12Med | 84.73% | TBD | 0.2% | 7.7942 |  | 5.926 |  | 0.11458 | IL TRM - 4.4.28 - CI-HVC-BECO-V02-210101 | XCEL CO 2019-2020 DSM Plan | IL TRM - 4.4.29 - CI-HVC-PECO-V01-150601 | None | None | None | None | None | None | None | None | None | None | None | None | None | None | None | None | None | None | None | None | None | None | None | None | None | None | None | None | None | None | None | Economizer installed | Economizer installed | Economizer installed | Economizer installed | Economizer installed | Economizer installed | Economizer installed | Economizer installed | Economizer installed | Economizer installed | Economizer installed | Economizer installed | Economizer installed | Economizer installed | Economizer installed | Economizer installed | Economizer installed | Economizer installed | Economizer installed | Economizer installed | Economizer installed | Economizer installed | Economizer installed | Economizer installed | Economizer installed | Economizer installed | Economizer installed | Economizer installed | Economizer installed | Economizer installed | Economizer installed | 0.9 | 0.9 | 0.9 | 0.9 | 0.9 | 0.9 | 0.9 | 0.9 | 0.9 | 0.9 | 0.9 | 0.9 | 0.9 | 0.9 | 0.9 | 0.9 | 0.9 | 0.9 | 0.9 | 0.9 | 0.9 | 0.9 | 0.9 | 0.9 | 0.9 | 0.9 | 0.9 | 0.9 | 0.9 | 0.9 | 0.9 | 0 | 0 | 0 | 0 | 0 | 5.5107 | 5.5106 | 5.5106 | 5.5105 | 5.5105 | 5.5105 | 5.5104 | 5.5104 | 5.5104 | 5.5104 | 5.5104 | 5.5104 | 5.5103 | 5.5103 | 5.5103 | 5.5103 | 5.5103 | 5.5103 | 5.5103 | 5.5103 | 5.5103 | 5.5103 | 5.5103 | 5.5108 | 5.5108 | 5.5108 | 0.06742 | 0.067382 | 0.066984 | 0.06702 | 0.067075 | 0.0596 | 0.04755 | 0.037962 | 0.029888 | 0.024001 | 0.019018 | 0.015216 | 0.012112 | 0.0096029 | 0.0076914 | 0.0061277 | 4.1633e-05 | 1.4815e-05 | 5.0333e-06 | 1.6361e-06 | 1.3867e-06 | 1.383e-06 | 1.3796e-06 | 1.3767e-06 | 1.374e-06 | 1.3717e-06 | 0.06742 | 0.1348 | 0.20178 | 0.2688 | 0.33588 | 0.39547 | 0.44302 | 0.48098 | 0.51087 | 0.53487 | 0.55389 | 0.5691 | 0.58121 | 0.59081 | 0.5985 | 0.60463 | 0.60467 | 0.60469 | 0.60469 | 0.60469 | 0.60469 | 0.6047 | 0.6047 | 0 | 0 | 0 | 12.2344 | 12.2277 | 12.1556 | 12.1622 | 12.1722 | 10.8159 | 8.6291 | 6.8892 | 5.4239 | 4.3557 | 3.4513 | 2.7614 | 2.198 | 1.7427 | 1.3958 | 1.112 | 0.0075555 | 0.0026885 | 0.00091344 | 0.00029692 | 0.00025165 | 0.00025098 | 0.00025037 | 0.00024982 | 0.00024934 | 0.00024891 | 12.2344 | 24.4621 | 36.6177 | 48.7798 | 60.952 | 71.7679 | 80.397 | 87.2862 | 92.71 | 97.0657 | 100.517 | 103.2784 | 105.4764 | 107.2191 | 108.6149 | 109.727 | 109.7345 | 109.7372 | 109.7381 | 109.7384 | 109.7387 | 109.7389 | 109.7392 | 109.7394 | 109.7397 | 109.7399 | 0.057307 | 0.057275 | 0.056937 | 0.056967 | 0.057014 | 0.050661 | 0.040418 | 0.032268 | 0.025405 | 0.020401 | 0.016165 | 0.012934 | 0.010295 | 0.0081626 | 0.0065378 | 0.0052086 | 3.5389e-05 | 1.2593e-05 | 4.2784e-06 | 1.3907e-06 | 1.1787e-06 | 1.1755e-06 | 1.1727e-06 | 1.1702e-06 | 1.1679e-06 | 1.1659e-06 | 0.057307 | 0.11458 | 0.17152 | 0.22848 | 0.2855 | 0.33616 | 0.37657 | 0.40884 | 0.43424 | 0.45464 | 0.47081 | 0.48374 | 0.49404 | 0.5022 | 0.50873 | 0.51394 | 0.51398 | 0.51399 | 0.51399 | 0.514 | 0.514 | 0.514 | 0.514 | 0 | 0 | 0 | 10.3992 | 10.3935 | 10.3322 | 10.3378 | 10.3464 | 9.1935 | 7.3347 | 5.8558 | 4.6103 | 3.7023 | 2.9336 | 2.3472 | 1.8683 | 1.4813 | 1.1864 | 0.94523 | 0.0064221 | 0.0022853 | 0.00077642 | 0.00025238 | 0.0002139 | 0.00021333 | 0.00021281 | 0.00021235 | 0.00021194 | 0.00021158 | 10.3992 | 20.7928 | 31.125 | 41.4629 | 51.8092 | 61.0027 | 68.3374 | 74.1933 | 78.8035 | 82.5058 | 85.4394 | 87.7866 | 89.6549 | 91.1362 | 92.3227 | 93.2679 | 93.2743 | 93.2766 | 93.2774 | 93.2776 | 93.2779 | 93.2781 | 93.2783 | 93.2785 | 93.2787 | 93.2789 | 0.057307 | 0.057275 | 0.056937 | 0.056967 | 0.057014 | 0.050661 | 0.040418 | 0.032268 | 0.025405 | 0.020401 | 0.016165 | 0.012934 | 0.010295 | 0.0081626 | 0.0065378 | 0.0052086 | 3.5389e-05 | 1.2593e-05 | 4.2784e-06 | 1.3907e-06 | 1.1787e-06 | 1.1755e-06 | 1.1727e-06 | 1.1702e-06 | 1.1679e-06 | 1.1659e-06 | 0.057307 | 0.11458 | 0.17152 | 0.22848 | 0.2855 | 0.33616 | 0.37657 | 0.40884 | 0.43424 | 0.45464 | 0.47081 | 0.48374 | 0.49404 | 0.5022 | 0.50873 | 0.51394 | 0.51398 | 0.51399 | 0.51399 | 0.514 | 0.514 | 0.514 | 0.514 | 0 | 0 | 0 | 10.3992 | 10.3935 | 10.3322 | 10.3378 | 10.3464 | 9.1935 | 7.3347 | 5.8558 | 4.6103 | 3.7023 | 2.9336 | 2.3472 | 1.8683 | 1.4813 | 1.1864 | 0.94523 | 0.0064221 | 0.0022853 | 0.00077642 | 0.00025238 | 0.0002139 | 0.00021333 | 0.00021281 | 0.00021235 | 0.00021194 | 0.00021158 | 10.3992 | 20.7928 | 31.125 | 41.4629 | 51.8092 | 61.0027 | 68.3374 | 74.1933 | 78.8035 | 82.5058 | 85.4394 | 87.7866 | 89.6549 | 91.1362 | 92.3227 | 93.2679 | 93.2743 | 93.2766 | 93.2774 | 93.2776 | 93.2779 | 93.2781 | 93.2783 | 93.2785 | 93.2787 | 93.2789 | 0.057307 | 0.057275 | 0.056937 | 0.056967 | 0.057014 | 0.050661 | 0.040418 | 0.032268 | 0.025405 | 0.020401 | 0.016165 | 0.012934 | 0.010295 | 0.0081626 | 0.0065378 | 0.0052086 | 3.5389e-05 | 1.2593e-05 | 4.2784e-06 | 1.3907e-06 | 1.1787e-06 | 1.1755e-06 | 1.1727e-06 | 1.1702e-06 | 1.1679e-06 | 1.1659e-06 | 0.057307 | 0.11458 | 0.17152 | 0.22848 | 0.2855 | 0.33616 | 0.37657 | 0.40884 | 0.43424 | 0.45464 | 0.47081 | 0.48374 | 0.49404 | 0.5022 | 0.50873 | 0.51394 | 0.51398 | 0.51399 | 0.51399 | 0.514 | 0.514 | 0.514 | 0.514 | 0 | 0 | 0 | 10.3992 | 10.3935 | 10.3322 | 10.3378 | 10.3464 | 9.1935 | 7.3347 | 5.8558 | 4.6103 | 3.7023 | 2.9336 | 2.3472 | 1.8683 | 1.4813 | 1.1864 | 0.94523 | 0.0064221 | 0.0022853 | 0.00077642 | 0.00025238 | 0.0002139 | 0.00021333 | 0.00021281 | 0.00021235 | 0.00021194 | 0.00021158 | 10.3992 | 20.7928 | 31.125 | 41.4629 | 51.8092 | 61.0027 | 68.3374 | 74.1933 | 78.8035 | 82.5058 | 85.4394 | 87.7866 | 89.6549 | 91.1362 | 92.3227 | 93.2679 | 93.2743 | 93.2766 | 93.2774 | 93.2776 | 93.2779 | 93.2781 | 93.2783 | 93.2785 | 93.2787 | 93.2789 | 7.5538 | 7.5825 | 7.6113 | 7.6404 | 7.6697 | 7.6984 | 7.7269 | 7.7554 | 7.7838 | 7.8141 | 7.842 | 7.8699 | 7.8975 | 7.9249 | 7.9525 | 7.9794 | 8.0075 | 8.0349 | 8.0616 | 8.0887 | 8.1135 | 8.1363 | 8.1572 | 8.1764 | 8.194 | 8.2101 | 5.7433 | 5.7651 | 5.787 | 5.8091 | 5.8314 | 5.8532 | 5.8749 | 5.8966 | 5.9182 | 5.9412 | 5.9624 | 5.9836 | 6.0046 | 6.0254 | 6.0464 | 6.0669 | 6.0883 | 6.1091 | 6.1294 | 6.1499 | 6.1688 | 6.1862 | 6.2021 | 6.2167 | 6.23 | 6.2423
WA_Industrial_Stone, Clay, and Glass_Existing_Space Heating_Natural Gas_Gas Furnace Tube Inserts_A | WA | Industrial | Stone, Clay, and Glass | Existing | Space Heating | Natural Gas | Gas Furnace Tube Inserts | A | IM260 | None | Tube inserts installed | 5 | 0.089062 | 0 | 0 | 0.02 | 0 | 0 | 0 | 0.0086 |  | sqft | 0% | 0% | Retrofit | Retro3Slow | 83.58% | TBD | 0.2% | 54.6606 |  | 48.4408 |  | 0 | WI TRM - Radiant Tube Inserts, 2507 | WI TRM - Radiant Tube Inserts, 2507 | WI TRM - Radiant Tube Inserts, 2507 | None | None | None | None | None | None | None | None | None | None | None | None | None | None | None | None | None | None | None | None | None | None | None | None | None | None | None | None | None | None | None | Tube inserts installed | Tube inserts installed | Tube inserts installed | Tube inserts installed | Tube inserts installed | Tube inserts installed | Tube inserts installed | Tube inserts installed | Tube inserts installed | Tube inserts installed | Tube inserts installed | Tube inserts installed | Tube inserts installed | Tube inserts installed | Tube inserts installed | Tube inserts installed | Tube inserts installed | Tube inserts installed | Tube inserts installed | Tube inserts installed | Tube inserts installed | Tube inserts installed | Tube inserts installed | Tube inserts installed | Tube inserts installed | Tube inserts installed | Tube inserts installed | Tube inserts installed | Tube inserts installed | Tube inserts installed | Tube inserts installed | 0.02 | 0.02 | 0.02 | 0.02 | 0.02 | 0.02 | 0.02 | 0.02 | 0.02 | 0.02 | 0.02 | 0.02 | 0.02 | 0.02 | 0.02 | 0.02 | 0.02 | 0.02 | 0.02 | 0.02 | 0.02 | 0.02 | 0.02 | 0.02 | 0.02 | 0.02 | 0.02 | 0.02 | 0.02 | 0.02 | 0.02 | 0 | 0 | 0 | 0 | 0 | 0.086046 | 0.085101 | 0.08388 | 0.082616 | 0.08132 | 0.080015 | 0.078709 | 0.077446 | 0.076192 | 0.074913 | 0.073725 | 0.072591 | 0.071564 | 0.070596 | 0.069684 | 0.068809 | 0.067938 | 0.067097 | 0.0663 | 0.065535 | 0.064816 | 0.064174 | 0.063559 | 0.069231 | 0.068805 | 0.068405 | 0 | 0 | 0 | 0 | 0 | 0 | 0 | 0 | 0 | 0 | 0 | 0 | 0 | 0 | 0 | 0 | 0 | 0 | 0 | 0 | 0 | 0 | 0 | 0 | 0 | 0 | 0 | 0 | 0 | 0 | 0 | 0 | 0 | 0 | 0 | 0 | 0 | 0 | 0 | 0 | 0 | 0 | 0 | 0 | 0 | 0 | 0 | 0 | 0 | 0 | 0 | 0 | 0 | 0 | 0 | 0 | 0 | 0 | 0 | 0 | 0 | 0 | 0 | 0 | 0 | 0 | 0 | 0 | 0 | 0 | 0 | 0 | 0 | 0 | 0 | 0 | 0 | 0 | 0 | 0 | 0 | 0 | 0 | 0 | 0 | 0 | 0 | 0 | 0 | 0 | 0 | 0 | 0 | 0 | 0 | 0 | 0 | 0 | 0 | 0 | 0 | 0 | 0 | 0 | 0 | 0 | 0 | 0 | 0 | 0 | 0 | 0 | 0 | 0 | 0 | 0 | 0 | 0 | 0 | 0 | 0 | 0 | 0 | 0 | 0 | 0 | 0 | 0 | 0 | 0 | 0 | 0 | 0 | 0 | 0 | 0 | 0 | 0 | 0 | 0 | 0 | 0 | 0 | 0 | 0 | 0 | 0 | 0 | 0 | 0 | 0 | 0 | 0 | 0 | 0 | 0 | 0 | 0 | 0 | 0 | 0 | 0 | 0 | 0 | 0 | 0 | 0 | 0 | 0 | 0 | 0 | 0 | 0 | 0 | 0 | 0 | 0 | 0 | 0 | 0 | 0 | 0 | 0 | 0 | 0 | 0 | 0 | 0 | 0 | 0 | 0 | 0 | 0 | 0 | 0 | 0 | 0 | 0 | 0 | 0 | 0 | 0 | 0 | 0 | 0 | 0 | 0 | 0 | 0 | 0 | 0 | 0 | 0 | 0 | 0 | 0 | 0 | 0 | 0 | 0 | 0 | 0 | 0 | 0 | 0 | 0 | 0 | 0 | 0 | 0 | 0 | 0 | 0 | 0 | 0 | 0 | 0 | 0 | 0 | 0 | 0 | 0 | 0 | 0 | 0 | 0 | 0 | 0 | 0 | 0 | 0 | 0 | 0 | 0 | 0 | 0 | 0 | 0 | 0 | 0 | 0 | 0 | 0 | 0 | 0 | 0 | 0 | 0 | 0 | 0 | 0 | 0 | 0 | 0 | 0 | 0 | 0 | 0 | 0 | 0 | 0 | 0 | 0 | 0 | 0 | 0 | 0 | 0 | 0 | 0 | 0 | 0 | 0 | 0 | 0 | 0 | 0 | 0 | 0 | 0 | 0 | 0 | 0 | 0 | 0 | 0 | 0 | 0 | 0 | 0 | 0 | 0 | 0 | 0 | 0 | 0 | 0 | 0 | 0 | 0 | 0 | 0 | 0 | 0 | 0 | 0 | 0 | 0 | 0 | 0 | 0 | 0 | 0 | 0 | 0 | 0 | 0 | 0 | 0 | 0 | 0 | 0 | 0 | 0 | 0 | 0 | 0 | 0 | 0 | 0 | 0 | 0 | 0 | 0 | 0 | 0 | 0 | 0 | 0 | 0 | 0 | 0 | 0 | 0 | 0 | 0 | 0 | 0 | 0 | 0 | 0 | 0 | 0 | 0 | 0 | 0 | 0 | 0 | 0 | 0 | 0 | 0 | 0 | 0 | 0 | 0 | 0 | 0 | 0 | 0 | 0 | 0 | 0 | 0 | 0 | 0 | 0 | 0 | 0 | 0 | 0 | 0 | 0 | 0 | 0 | 0 | 0 | 0 | 0 | 0 | 0 | 0 | 0 | 0 | 0 | 0 | 49.9315 | 50.3863 | 50.9769 | 51.5907 | 52.222 | 52.8546 | 53.4974 | 54.1168 | 54.713 | 55.3281 | 55.8774 | 56.4058 | 56.911 | 57.3949 | 57.8926 | 58.3833 | 58.8796 | 59.3999 | 59.9085 | 60.4061 | 60.8797 | 61.3302 | 61.7582 | 62.1647 | 62.5503 | 62.916 | 44.2499 | 44.6529 | 45.1763 | 45.7203 | 46.2797 | 46.8404 | 47.41 | 47.9589 | 48.4873 | 49.0324 | 49.5192 | 49.9875 | 50.4352 | 50.864 | 51.3051 | 51.7399 | 52.1798 | 52.6409 | 53.0916 | 53.5326 | 53.9523 | 54.3515 | 54.7308 | 55.091 | 55.4328 | 55.7569
WA_Industrial_Stone, Clay, and Glass_Existing_Space Heating_Natural Gas_Space Heating - Heat Recovery Ventilator_A | WA | Industrial | Stone, Clay, and Glass | Existing | Space Heating | Natural Gas | Space Heating - Heat Recovery Ventilator | A | IM261 | None | HRV installed | 15 | 0.013423 | 0 | 0 | 0.28 | 0 | 0 | 0 | 0.139 |  | sqft | 5% | 10% | Retrofit | RetroEven20 | 76.5% | TBD | 0.2% | 2348.1101 |  | 1785.3082 |  | 0.028297 | IL TRM - 4.4.27 - CI-HVC-ERVE-V04-200101 | IL TRM - 4.4.27 - CI-HVC-ERVE-V04-200101 | IL TRM - 4.4.27 - CI-HVC-ERVE-V04-200101 | None | None | None | None | None | None | None | None | None | None | None | None | None | None | None | None | None | None | None | None | None | None | None | None | None | None | None | None | None | None | None | HRV installed | HRV installed | HRV installed | HRV installed | HRV installed | HRV installed | HRV installed | HRV installed | HRV installed | HRV installed | HRV installed | HRV installed | HRV installed | HRV installed | HRV installed | HRV installed | HRV installed | HRV installed | HRV installed | HRV installed | HRV installed | HRV installed | HRV installed | HRV installed | HRV installed | HRV installed | HRV installed | HRV installed | HRV installed | HRV installed | HRV installed | 0.28 | 0.28 | 0.28 | 0.28 | 0.28 | 0.28 | 0.28 | 0.28 | 0.28 | 0.28 | 0.28 | 0.28 | 0.28 | 0.28 | 0.28 | 0.28 | 0.28 | 0.28 | 0.28 | 0.28 | 0.28 | 0.28 | 0.28 | 0.28 | 0.28 | 0.28 | 0.28 | 0.28 | 0.28 | 0.28 | 0.28 | 0 | 0 | 0 | 0 | 0 | 0.013107 | 0.012869 | 0.012538 | 0.012128 | 0.011646 | 0.011097 | 0.010534 | 0.0099793 | 0.0094216 | 0.0089528 | 0.0085105 | 0.0081578 | 0.0078547 | 0.0075909 | 0.0074071 | 0.0072394 | 0.0070943 | 0.0069747 | 0.0068807 | 0.0067943 | 0.0067306 | 0.0066748 | 0.0066217 | 0 | 0 | 0 | 0.016868 | 0.016552 | 0.016032 | 0.015516 | 0.014912 | 0.014028 | 0.013281 | 0.012555 | 0.011665 | 0.011127 | 0.010477 | 0.010044 | 0.009622 | 0.0092159 | 0.0090034 | 0.0087632 | 0.0085542 | 0.0083794 | 0.0082383 | 0.0081092 | 0 | 0 | 0 | 0 | 0 | 0 | 0.016868 | 0.033114 | 0.048294 | 0.062233 | 0.074669 | 0.085179 | 0.094141 | 0.10174 | 0.10772 | 0.11348 | 0.11835 | 0.12349 | 0.12853 | 0.13343 | 0.1392 | 0.14481 | 0.15046 | 0.15631 | 0.16244 | 0.16851 | 0.16693 | 0.16554 | 0.16422 | 0 | 0 | 0 | 1286.9618 | 1286.2555 | 1278.67 | 1279.3613 | 1280.4192 | 1264.1591 | 1260.7046 | 1258.1448 | 1238.1659 | 1242.8933 | 1231.0407 | 1231.2004 | 1225.0038 | 1214.0768 | 1215.5149 | 1210.4885 | 1205.7805 | 1201.3871 | 1197.3044 | 1193.5287 | 0 | 0 | 0 | 0 | 0 | 0 | 1286.9618 | 2573.2173 | 3851.8873 | 5131.2485 | 6411.6677 | 7675.8268 | 8936.5315 | 10194.6763 | 11432.8422 | 12675.7355 | 13906.7762 | 15137.9767 | 16362.9804 | 17577.0572 | 18792.5722 | 20003.0607 | 21208.8412 | 22410.2283 | 23607.5326 | 24801.0614 | 24801.0614 | 24801.0614 | 24801.0614 | 24801.0614 | 24801.0614 | 24801.0614 | 0.014371 | 0.014145 | 0.013761 | 0.013393 | 0.012957 | 0.012286 | 0.011731 | 0.011189 | 0.010496 | 0.010096 | 0.0095858 | 0.0092522 | 0.0089122 | 0.0085766 | 0.0084023 | 0.0081989 | 0.0080198 | 0.0078694 | 0.0077515 | 0.0076446 | 0 | 0 | 0 | 0 | 0 | 0 | 0.014371 | 0.028297 | 0.041453 | 0.053715 | 0.06488 | 0.074601 | 0.083155 | 0.090665 | 0.096921 | 0.10296 | 0.10829 | 0.11376 | 0.11904 | 0.12417 | 0.12991 | 0.13548 | 0.14106 | 0.14679 | 0.15284 | 0.15885 | 0.15761 | 0.15653 | 0.15553 | 0 | 0 | 0 | 1093.9175 | 1093.3172 | 1086.8695 | 1087.4571 | 1088.3563 | 1074.5353 | 1071.5989 | 1069.4231 | 1052.441 | 1056.4593 | 1046.3846 | 1046.5204 | 1041.2532 | 1031.9653 | 1033.1877 | 1028.9152 | 1024.9134 | 1021.179 | 1017.7087 | 1014.4994 | 0 | 0 | 0 | 0 | 0 | 0 | 1093.9175 | 2187.2347 | 3274.1042 | 4361.5613 | 5449.9175 | 6524.4528 | 7596.0517 | 8665.4749 | 9717.9159 | 10774.3752 | 11820.7598 | 12867.2802 | 13908.5334 | 14940.4987 | 15973.6864 | 17002.6016 | 18027.515 | 19048.694 | 20066.4027 | 21080.9022 | 21080.9022 | 21080.9022 | 21080.9022 | 21080.9022 | 21080.9022 | 21080.9022 | 0 | 0 | 0 | 0 | 0 | 0 | 0 | 0 | 0 | 0 | 0 | 0 | 0 | 0 | 0 | 0 | 0 | 0 | 0 | 0 | 0 | 0 | 0 | 0 | 0 | 0 | 0 | 0 | 0 | 0 | 0 | 0 | 0 | 0 | 0 | 0 | 0 | 0 | 0 | 0 | 0 | 0 | 0 | 0 | 0 | 0 | 0 | 0 | 0 | 0 | 0 | 0 | 0 | 0 | 0 | 0 | 0 | 0 | 0 | 0 | 0 | 0 | 0 | 0 | 0 | 0 | 0 | 0 | 0 | 0 | 0 | 0 | 0 | 0 | 0 | 0 | 0 | 0 | 0 | 0 | 0 | 0 | 0 | 0 | 0 | 0 | 0 | 0 | 0 | 0 | 0 | 0 | 0 | 0 | 0 | 0 | 0 | 0 | 0 | 0 | 0 | 0 | 0 | 0 | 0 | 0 | 0 | 0 | 0 | 0 | 0 | 0 | 0 | 0 | 0 | 0 | 0 | 0 | 0 | 0 | 0 | 0 | 0 | 0 | 0 | 0 | 0 | 0 | 0 | 0 | 0 | 0 | 0 | 0 | 0 | 0 | 0 | 0 | 0 | 0 | 0 | 0 | 0 | 0 | 0 | 0 | 0 | 0 | 0 | 0 | 0 | 0 | 0 | 0 | 0 | 0 | 0 | 0 | 0 | 0 | 0 | 0 | 0 | 0 | 0 | 0 | 0 | 0 | 0 | 0 | 0 | 0 | 0 | 0 | 0 | 0 | 0 | 0 | 0 | 0 | 0 | 0 | 0 | 0 | 0 | 0 | 0 | 0 | 0 | 0 | 0 | 0 | 0 | 0 | 0 | 0 | 0 | 0 | 0 | 0 | 0 | 0 | 0 | 0 | 0 | 0 | 0 | 0 | 2220.3171 | 2231.2246 | 2244.8654 | 2259.4729 | 2274.971 | 2290.9005 | 2307.5071 | 2324.262 | 2341.1918 | 2359.7618 | 2377.1902 | 2394.6649 | 2411.1085 | 2426.6436 | 2441.9756 | 2456.6391 | 2471.8043 | 2485.6553 | 2498.8876 | 2511.6043 | 2523.489 | 2534.5912 | 2544.9584 | 0 | 0 | 0 | 1688.145 | 1696.4381 | 1706.8095 | 1717.9158 | 1729.6993 | 1741.8107 | 1754.4371 | 1767.1761 | 1780.0481 | 1794.1672 | 1807.4183 | 1820.7046 | 1833.207 | 1845.0186 | 1856.6758 | 1867.8247 | 1879.355 | 1889.8861 | 1899.9469 | 1909.6156 | 1918.6518 | 1927.093 | 1934.9754 | 0 | 0 | 0
WA_Industrial_Stone, Clay, and Glass_Existing_Space Heating_Natural Gas_Thermostat - Programmable_A | WA | Industrial | Stone, Clay, and Glass | Existing | Space Heating | Natural Gas | Thermostat - Programmable | A | IM262 | Manual control | Programmable thermostat installed | 11 | 0.0066685 | 0 | 0 | 0.17 | 0.01 | 0 | 0 | 0.0859 |  | sqft | 25% | 40% | Retrofit | RetroEven20 | 76.5% | TBD | 0.2% | 4378.5124 |  | 2724.0299 |  | 0.042044 | IL TRM - 4.4.48 - CI-HVC-THST-V02-210101 | IL TRM - 4.4.48 - CI-HVC-THST-V02-210101 | BEST | Manual control | Manual control | Manual control | Manual control | Manual control | Manual control | Manual control | Manual control | Manual control | Manual control | Manual control | Manual control | Manual control | Manual control | Manual control | Manual control | Manual control | Manual control | Manual control | Manual control | Manual control | Manual control | Manual control | Manual control | Manual control | Manual control | Manual control | Manual control | Manual control | Manual control | Manual control | Programmable thermostat installed | Programmable thermostat installed | Programmable thermostat installed | Programmable thermostat installed | Programmable thermostat installed | Programmable thermostat installed | Programmable thermostat installed | Programmable thermostat installed | Programmable thermostat installed | Programmable thermostat installed | Programmable thermostat installed | Programmable thermostat installed | Programmable thermostat installed | Programmable thermostat installed | Programmable thermostat installed | Programmable thermostat installed | Programmable thermostat installed | Programmable thermostat installed | Programmable thermostat installed | Programmable thermostat installed | Programmable thermostat installed | Programmable thermostat installed | Programmable thermostat installed | Programmable thermostat installed | Programmable thermostat installed | Programmable thermostat installed | Programmable thermostat installed | Programmable thermostat installed | Programmable thermostat installed | Programmable thermostat installed | Programmable thermostat installed | 0.17 | 0.17 | 0.17 | 0.17 | 0.17 | 0.17 | 0.17 | 0.17 | 0.17 | 0.17 | 0.17 | 0.17 | 0.17 | 0.17 | 0.17 | 0.17 | 0.17 | 0.17 | 0.17 | 0.17 | 0.17 | 0.17 | 0.17 | 0.17 | 0.17 | 0.17 | 0.17 | 0.17 | 0.17 | 0.17 | 0.17 | 0 | 0 | 0 | 0 | 0 | 0.0064998 | 0.00637 | 0.0061942 | 0.0059797 | 0.0057293 | 0.0054456 | 0.0051557 | 0.0048698 | 0.0045817 | 0.0043392 | 0.0041089 | 0.0039238 | 0.0037632 | 0.0036224 | 0.0035228 | 0.0034316 | 0.0033528 | 0.0032875 | 0.0032354 | 0.0031877 | 0.0031573 | 0.0031307 | 0.0031053 | 0 | 0 | 0 | 0.025095 | 0.02458 | 0.023761 | 0.022951 | 0.022008 | 0.020652 | 0.019499 | 0.018381 | 0.017019 | 0.016179 | 0.015175 | 0.014493 | 0.01383 | 0.013194 | 0.012846 | 0.012462 | 0.012128 | 0.011849 | 0.011621 | 0.011414 | 0 | 0 | 0 | 0 | 0 | 0 | 0.025095 | 0.049174 | 0.071578 | 0.09205 | 0.1102 | 0.1254 | 0.13822 | 0.14894 | 0.15715 | 0.16501 | 0.17142 | 0.1782 | 0.18473 | 0.19101 | 0.19861 | 0.20593 | 0.21333 | 0.22102 | 0.22914 | 0.23718 | 0.23491 | 0.23293 | 0.23104 | 0 | 0 | 0 | 3860.8855 | 3858.7665 | 3836.0099 | 3838.0838 | 3841.2575 | 3792.4774 | 3782.1139 | 3774.4345 | 3714.4978 | 3728.6799 | 3693.1221 | 3693.6013 | 3675.0113 | 3642.2304 | 3646.5448 | 3631.4655 | 3617.3415 | 3604.1612 | 3591.9131 | 3580.5862 | 0 | 0 | 0 | 0 | 0 | 0 | 3860.8855 | 7719.6519 | 11555.6618 | 15393.7456 | 19235.0031 | 23027.4805 | 26809.5944 | 30584.0289 | 34298.5267 | 38027.2066 | 41720.3287 | 45413.93 | 49088.9413 | 52731.1717 | 56377.7166 | 60009.1821 | 63626.5236 | 67230.6848 | 70822.5979 | 74403.1841 | 74403.1841 | 74403.1841 | 74403.1841 | 74403.1841 | 74403.1841 | 74403.1841 | 0.021386 | 0.021016 | 0.020412 | 0.019832 | 0.01915 | 0.018121 | 0.017263 | 0.016424 | 0.015362 | 0.014734 | 0.013944 | 0.013416 | 0.01288 | 0.012353 | 0.012067 | 0.011742 | 0.011457 | 0.011216 | 0.011026 | 0.010853 | 0 | 0 | 0 | 0 | 0 | 0 | 0.021386 | 0.042044 | 0.06149 | 0.07954 | 0.095895 | 0.11003 | 0.12237 | 0.13309 | 0.14185 | 0.15027 | 0.15752 | 0.16495 | 0.17204 | 0.17884 | 0.18657 | 0.19404 | 0.20151 | 0.20923 | 0.2174 | 0.22553 | 0.22373 | 0.22218 | 0.22073 | 0 | 0 | 0 | 3281.7526 | 3279.9515 | 3260.6084 | 3262.3713 | 3265.0688 | 3223.6058 | 3214.7968 | 3208.2694 | 3157.3231 | 3169.3779 | 3139.1538 | 3139.5611 | 3123.7596 | 3095.8958 | 3099.5631 | 3086.7457 | 3074.7403 | 3063.537 | 3053.1261 | 3043.4983 | 0 | 0 | 0 | 0 | 0 | 0 | 3281.7526 | 6561.7041 | 9822.3125 | 13084.6838 | 16349.7526 | 19573.3585 | 22788.1552 | 25996.4246 | 29153.7477 | 32323.1256 | 35462.2794 | 38601.8405 | 41725.6001 | 44821.496 | 47921.0591 | 51007.8047 | 54082.545 | 57146.0821 | 60199.2082 | 63242.7065 | 63242.7065 | 63242.7065 | 63242.7065 | 63242.7065 | 63242.7065 | 63242.7065 | 0 | 0 | 0 | 0 | 0 | 0 | 0 | 0 | 0 | 0 | 0 | 0 | 0 | 0 | 0 | 0 | 0 | 0 | 0 | 0 | 0 | 0 | 0 | 0 | 0 | 0 | 0 | 0 | 0 | 0 | 0 | 0 | 0 | 0 | 0 | 0 | 0 | 0 | 0 | 0 | 0 | 0 | 0 | 0 | 0 | 0 | 0 | 0 | 0 | 0 | 0 | 0 | 0 | 0 | 0 | 0 | 0 | 0 | 0 | 0 | 0 | 0 | 0 | 0 | 0 | 0 | 0 | 0 | 0 | 0 | 0 | 0 | 0 | 0 | 0 | 0 | 0 | 0 | 0 | 0 | 0 | 0 | 0 | 0 | 0 | 0 | 0 | 0 | 0 | 0 | 0 | 0 | 0 | 0 | 0 | 0 | 0 | 0 | 0 | 0 | 0 | 0 | 0 | 0 | 0 | 0 | 0 | 0 | 0 | 0 | 0 | 0 | 0 | 0 | 0 | 0 | 0 | 0 | 0 | 0 | 0 | 0 | 0 | 0 | 0 | 0 | 0 | 0 | 0 | 0 | 0 | 0 | 0 | 0 | 0 | 0 | 0 | 0 | 0 | 0 | 0 | 0 | 0 | 0 | 0 | 0 | 0 | 0 | 0 | 0 | 0 | 0 | 0 | 0 | 0 | 0 | 0 | 0 | 0 | 0 | 0 | 0 | 0 | 0 | 0 | 0 | 0 | 0 | 0 | 0 | 0 | 0 | 0 | 0 | 0 | 0 | 0 | 0 | 0 | 0 | 0 | 0 | 0 | 0 | 0 | 0 | 0 | 0 | 0 | 0 | 0 | 0 | 0 | 0 | 0 | 0 | 0 | 0 | 0 | 0 | 0 | 0 | 0 | 0 | 0 | 0 | 0 | 0 | 4140.2172 | 4160.5564 | 4185.9923 | 4213.231 | 4242.1302 | 4271.8338 | 4302.8002 | 4334.043 | 4365.6118 | 4400.2394 | 4432.7379 | 4465.3229 | 4495.9852 | 4524.9535 | 4553.5431 | 4580.8861 | 4609.1645 | 4634.9924 | 4659.6667 | 4683.3794 | 4705.5407 | 4726.243 | 4745.5748 | 0 | 0 | 0 | 2575.7778 | 2588.4316 | 2604.2562 | 2621.2023 | 2639.1816 | 2657.6612 | 2676.9265 | 2696.3638 | 2716.0039 | 2737.547 | 2757.7655 | 2778.0378 | 2797.1139 | 2815.1361 | 2832.9227 | 2849.9338 | 2867.5268 | 2883.5952 | 2898.946 | 2913.6986 | 2927.4859 | 2940.3655 | 2952.3925 | 0 | 0 | 0
WA_Industrial_Stone, Clay, and Glass_Existing_Space Heating_Natural Gas_ENERGY STAR Connected Thermostat_A | WA | Industrial | Stone, Clay, and Glass | Existing | Space Heating | Natural Gas | ENERGY STAR Connected Thermostat | A | IM263 | Manual control | Wi-Fi/interactive thermostat installed | 5 | 0.015698 | 0 | 0 | 0.39 | 0.01 | 0 | 0 | 0.1927 |  | sqft | 5% | 20% | Retrofit | RetroEven20 | 76.5% | TBD | 0.2% | 6409.0444 |  | 5085.6741 |  | 0.099239 | ComConnectedThermostats_v1_1 | ComConnectedThermostats_v1_1 | ComConnectedThermostats_v1_1 | Manual control | Manual control | Manual control | Manual control | Manual control | Manual control | Manual control | Manual control | Manual control | Manual control | Manual control | Manual control | Manual control | Manual control | Manual control | Manual control | Manual control | Manual control | Manual control | Manual control | Manual control | Manual control | Manual control | Manual control | Manual control | Manual control | Manual control | Manual control | Manual control | Manual control | Manual control | Wi-Fi/interactive thermostat installed | Wi-Fi/interactive thermostat installed | Wi-Fi/interactive thermostat installed | Wi-Fi/interactive thermostat installed | Wi-Fi/interactive thermostat installed | Wi-Fi/interactive thermostat installed | Wi-Fi/interactive thermostat installed | Wi-Fi/interactive thermostat installed | Wi-Fi/interactive thermostat installed | Wi-Fi/interactive thermostat installed | Wi-Fi/interactive thermostat installed | Wi-Fi/interactive thermostat installed | Wi-Fi/interactive thermostat installed | Wi-Fi/interactive thermostat installed | Wi-Fi/interactive thermostat installed | Wi-Fi/interactive thermostat installed | Wi-Fi/interactive thermostat installed | Wi-Fi/interactive thermostat installed | Wi-Fi/interactive thermostat installed | Wi-Fi/interactive thermostat installed | Wi-Fi/interactive thermostat installed | Wi-Fi/interactive thermostat installed | Wi-Fi/interactive thermostat installed | Wi-Fi/interactive thermostat installed | Wi-Fi/interactive thermostat installed | Wi-Fi/interactive thermostat installed | Wi-Fi/interactive thermostat installed | Wi-Fi/interactive thermostat installed | Wi-Fi/interactive thermostat installed | Wi-Fi/interactive thermostat installed | Wi-Fi/interactive thermostat installed | 0.39 | 0.39 | 0.39 | 0.39 | 0.39 | 0.39 | 0.39 | 0.39 | 0.39 | 0.39 | 0.39 | 0.39 | 0.39 | 0.39 | 0.39 | 0.39 | 0.39 | 0.39 | 0.39 | 0.39 | 0.39 | 0.39 | 0.39 | 0.39 | 0.39 | 0.39 | 0.39 | 0.39 | 0.39 | 0.39 | 0.39 | 0 | 0 | 0 | 0 | 0 | 0.015324 | 0.015042 | 0.014652 | 0.014171 | 0.013604 | 0.012959 | 0.012299 | 0.011648 | 0.010995 | 0.010445 | 0.0099266 | 0.009513 | 0.0091575 | 0.0088478 | 0.0086317 | 0.0084343 | 0.0082635 | 0.0081223 | 0.0080109 | 0.0079086 | 0.0078343 | 0.0077693 | 0.0077073 | 0 | 0 | 0 | 0.059165 | 0.058045 | 0.056207 | 0.054388 | 0.052255 | 0.049148 | 0.046517 | 0.043966 | 0.040839 | 0.038946 | 0.03666 | 0.035137 | 0.033654 | 0.032226 | 0.031476 | 0.030629 | 0.029892 | 0.029274 | 0.028775 | 0.028317 | 0 | 0 | 0 | 0 | 0 | 0 | 0.059165 | 0.11612 | 0.16932 | 0.21814 | 0.26167 | 0.29842 | 0.32974 | 0.35626 | 0.3771 | 0.3972 | 0.41414 | 0.43202 | 0.44953 | 0.46655 | 0.48664 | 0.50614 | 0.52578 | 0.54607 | 0.56736 | 0.58843 | 0.5829 | 0.57806 | 0.57345 | 0 | 0 | 0 | 3860.8855 | 3858.7665 | 3836.0099 | 3838.0838 | 3841.2575 | 3792.4774 | 3782.1139 | 3774.4345 | 3714.4978 | 3728.6799 | 3693.1221 | 3693.6013 | 3675.0113 | 3642.2304 | 3646.5448 | 3631.4655 | 3617.3415 | 3604.1612 | 3591.9131 | 3580.5862 | 0 | 0 | 0 | 0 | 0 | 0 | 3860.8855 | 7719.6519 | 11555.6618 | 15393.7456 | 19235.0031 | 23027.4805 | 26809.5944 | 30584.0289 | 34298.5267 | 38027.2066 | 41720.3287 | 45413.93 | 49088.9413 | 52731.1717 | 56377.7166 | 60009.1821 | 63626.5236 | 67230.6848 | 70822.5979 | 74403.1841 | 74403.1841 | 74403.1841 | 74403.1841 | 74403.1841 | 74403.1841 | 74403.1841 | 0.05041 | 0.049606 | 0.04825 | 0.046949 | 0.045412 | 0.043054 | 0.041099 | 0.039193 | 0.036758 | 0.035349 | 0.033556 | 0.032382 | 0.031186 | 0.030005 | 0.02939 | 0.028673 | 0.028041 | 0.02751 | 0.027093 | 0.026714 | 0 | 0 | 0 | 0 | 0 | 0 | 0.05041 | 0.099239 | 0.14535 | 0.1883 | 0.2274 | 0.26142 | 0.29133 | 0.31758 | 0.33941 | 0.36051 | 0.37907 | 0.39814 | 0.41656 | 0.4344 | 0.45439 | 0.47381 | 0.49322 | 0.51316 | 0.53419 | 0.5551 | 0.55075 | 0.54699 | 0.54349 | 0 | 0 | 0 | 3281.7526 | 3279.9515 | 3260.6084 | 3262.3713 | 3265.0688 | 3223.6058 | 3214.7968 | 3208.2694 | 3157.3231 | 3169.3779 | 3139.1538 | 3139.5611 | 3123.7596 | 3095.8958 | 3099.5631 | 3086.7457 | 3074.7403 | 3063.537 | 3053.1261 | 3043.4983 | 0 | 0 | 0 | 0 | 0 | 0 | 3281.7526 | 6561.7041 | 9822.3125 | 13084.6838 | 16349.7526 | 19573.3585 | 22788.1552 | 25996.4246 | 29153.7477 | 32323.1256 | 35462.2794 | 38601.8405 | 41725.6001 | 44821.496 | 47921.0591 | 51007.8047 | 54082.545 | 57146.0821 | 60199.2082 | 63242.7065 | 63242.7065 | 63242.7065 | 63242.7065 | 63242.7065 | 63242.7065 | 63242.7065 | 0 | 0 | 0 | 0 | 0 | 0 | 0 | 0 | 0 | 0 | 0 | 0 | 0 | 0 | 0 | 0 | 0 | 0 | 0 | 0 | 0 | 0 | 0 | 0 | 0 | 0 | 0 | 0 | 0 | 0 | 0 | 0 | 0 | 0 | 0 | 0 | 0 | 0 | 0 | 0 | 0 | 0 | 0 | 0 | 0 | 0 | 0 | 0 | 0 | 0 | 0 | 0 | 0 | 0 | 0 | 0 | 0 | 0 | 0 | 0 | 0 | 0 | 0 | 0 | 0 | 0 | 0 | 0 | 0 | 0 | 0 | 0 | 0 | 0 | 0 | 0 | 0 | 0 | 0 | 0 | 0 | 0 | 0 | 0 | 0 | 0 | 0 | 0 | 0 | 0 | 0 | 0 | 0 | 0 | 0 | 0 | 0 | 0 | 0 | 0 | 0 | 0 | 0 | 0 | 0 | 0 | 0 | 0 | 0 | 0 | 0 | 0 | 0 | 0 | 0 | 0 | 0 | 0 | 0 | 0 | 0 | 0 | 0 | 0 | 0 | 0 | 0 | 0 | 0 | 0 | 0 | 0 | 0 | 0 | 0 | 0 | 0 | 0 | 0 | 0 | 0 | 0 | 0 | 0 | 0 | 0 | 0 | 0 | 0 | 0 | 0 | 0 | 0 | 0 | 0 | 0 | 0 | 0 | 0 | 0 | 0 | 0 | 0 | 0 | 0 | 0 | 0 | 0 | 0 | 0 | 0 | 0 | 0 | 0 | 0 | 0 | 0 | 0 | 0 | 0 | 0 | 0 | 0 | 0 | 0 | 0 | 0 | 0 | 0 | 0 | 0 | 0 | 0 | 0 | 0 | 0 | 0 | 0 | 0 | 0 | 0 | 0 | 0 | 0 | 0 | 0 | 0 | 0 | 6060.2399 | 6090.0114 | 6127.2432 | 6167.1138 | 6209.415 | 6252.8936 | 6298.2207 | 6343.9523 | 6390.1611 | 6440.8472 | 6488.417 | 6536.1132 | 6580.9952 | 6623.3975 | 6665.2454 | 6705.2687 | 6746.6612 | 6784.4668 | 6820.5838 | 6855.2933 | 6887.7319 | 6918.0348 | 6946.3317 | 0 | 0 | 0 | 4808.8924 | 4832.5165 | 4862.0605 | 4893.6984 | 4927.2651 | 4961.766 | 4997.7337 | 5034.0225 | 5070.6899 | 5110.91 | 5148.6574 | 5186.505 | 5222.1196 | 5255.7664 | 5288.9734 | 5320.7325 | 5353.5781 | 5383.5774 | 5412.2368 | 5439.7793 | 5465.5198 | 5489.5657 | 5512.0197 | 0 | 0 | 0
WA_Industrial_Stone, Clay, and Glass_Existing_Space Heating_Natural Gas_Destratification Fans (HVLS)_A | WA | Industrial | Stone, Clay, and Glass | Existing | Space Heating | Natural Gas | Destratification Fans (HVLS) | A | IM264 | None/Standard ventilation | Fans installed | 10 | 0.015698 | 0 | 0 | 0.6 | 0.01 | 0 | 0 | 0.2991 |  | sqft | 15% | 30% | Retrofit | RetroEven20 | 76.5% | TBD | 0.2% | 6229.1369 |  | 4392.383 |  | 0.099112 | IL TRM - 4.4.34 - CI-HVC-DSFN-V05-210101 | IL TRM - 4.4.34 - CI-HVC-DSFN-V05-210101 | IL TRM - 4.4.34 - CI-HVC-DSFN-V05-210101 | None/Standard ventilation | None/Standard ventilation | None/Standard ventilation | None/Standard ventilation | None/Standard ventilation | None/Standard ventilation | None/Standard ventilation | None/Standard ventilation | None/Standard ventilation | None/Standard ventilation | None/Standard ventilation | None/Standard ventilation | None/Standard ventilation | None/Standard ventilation | None/Standard ventilation | None/Standard ventilation | None/Standard ventilation | None/Standard ventilation | None/Standard ventilation | None/Standard ventilation | None/Standard ventilation | None/Standard ventilation | None/Standard ventilation | None/Standard ventilation | None/Standard ventilation | None/Standard ventilation | None/Standard ventilation | None/Standard ventilation | None/Standard ventilation | None/Standard ventilation | None/Standard ventilation | Fans installed | Fans installed | Fans installed | Fans installed | Fans installed | Fans installed | Fans installed | Fans installed | Fans installed | Fans installed | Fans installed | Fans installed | Fans installed | Fans installed | Fans installed | Fans installed | Fans installed | Fans installed | Fans installed | Fans installed | Fans installed | Fans installed | Fans installed | Fans installed | Fans installed | Fans installed | Fans installed | Fans installed | Fans installed | Fans installed | Fans installed | 0.6 | 0.6 | 0.6 | 0.6 | 0.6 | 0.6 | 0.6 | 0.6 | 0.6 | 0.6 | 0.6 | 0.6 | 0.6 | 0.6 | 0.6 | 0.6 | 0.6 | 0.6 | 0.6 | 0.6 | 0.6 | 0.6 | 0.6 | 0.6 | 0.6 | 0.6 | 0.6 | 0.6 | 0.6 | 0.6 | 0.6 | 0 | 0 | 0 | 0 | 0 | 0.015313 | 0.01502 | 0.014619 | 0.014128 | 0.013553 | 0.0129 | 0.012234 | 0.011578 | 0.010918 | 0.010365 | 0.0098425 | 0.0094253 | 0.0090657 | 0.0087517 | 0.0085316 | 0.0083298 | 0.0081545 | 0.0080087 | 0.0078925 | 0.0077854 | 0.0077119 | 0.0076476 | 0.0075863 | 0 | 0 | 0 | 0.059121 | 0.057958 | 0.05608 | 0.054224 | 0.052059 | 0.048924 | 0.04627 | 0.043699 | 0.040556 | 0.038648 | 0.03635 | 0.034813 | 0.033317 | 0.031876 | 0.031111 | 0.030249 | 0.029497 | 0.028865 | 0.028349 | 0.027876 | 0 | 0 | 0 | 0 | 0 | 0 | 0.059121 | 0.11595 | 0.16893 | 0.21748 | 0.26068 | 0.29706 | 0.32799 | 0.35409 | 0.37448 | 0.39416 | 0.41063 | 0.42804 | 0.44503 | 0.46149 | 0.48099 | 0.49986 | 0.51884 | 0.53843 | 0.55897 | 0.57925 | 0.57379 | 0.569 | 0.56444 | 0 | 0 | 0 | 3860.8855 | 3858.7665 | 3836.0099 | 3838.0838 | 3841.2575 | 3792.4774 | 3782.1139 | 3774.4345 | 3714.4978 | 3728.6799 | 3693.1221 | 3693.6013 | 3675.0113 | 3642.2304 | 3646.5448 | 3631.4655 | 3617.3415 | 3604.1612 | 3591.9131 | 3580.5862 | 0 | 0 | 0 | 0 | 0 | 0 | 3860.8855 | 7719.6519 | 11555.6618 | 15393.7456 | 19235.0031 | 23027.4805 | 26809.5944 | 30584.0289 | 34298.5267 | 38027.2066 | 41720.3287 | 45413.93 | 49088.9413 | 52731.1717 | 56377.7166 | 60009.1821 | 63626.5236 | 67230.6848 | 70822.5979 | 74403.1841 | 74403.1841 | 74403.1841 | 74403.1841 | 74403.1841 | 74403.1841 | 74403.1841 | 0.050378 | 0.049542 | 0.048157 | 0.046829 | 0.045267 | 0.042887 | 0.040913 | 0.03899 | 0.036542 | 0.035119 | 0.033314 | 0.032128 | 0.03092 | 0.029728 | 0.0291 | 0.028371 | 0.027727 | 0.027183 | 0.026752 | 0.02636 | 0 | 0 | 0 | 0 | 0 | 0 | 0.050378 | 0.099112 | 0.14507 | 0.18782 | 0.22667 | 0.26041 | 0.29002 | 0.31594 | 0.33742 | 0.35816 | 0.37634 | 0.39502 | 0.41301 | 0.4304 | 0.44991 | 0.46882 | 0.48769 | 0.50706 | 0.52748 | 0.54775 | 0.54343 | 0.5397 | 0.53623 | 0 | 0 | 0 | 3281.7526 | 3279.9515 | 3260.6084 | 3262.3713 | 3265.0688 | 3223.6058 | 3214.7968 | 3208.2694 | 3157.3231 | 3169.3779 | 3139.1538 | 3139.5611 | 3123.7596 | 3095.8958 | 3099.5631 | 3086.7457 | 3074.7403 | 3063.537 | 3053.1261 | 3043.4983 | 0 | 0 | 0 | 0 | 0 | 0 | 3281.7526 | 6561.7041 | 9822.3125 | 13084.6838 | 16349.7526 | 19573.3585 | 22788.1552 | 25996.4246 | 29153.7477 | 32323.1256 | 35462.2794 | 38601.8405 | 41725.6001 | 44821.496 | 47921.0591 | 51007.8047 | 54082.545 | 57146.0821 | 60199.2082 | 63242.7065 | 63242.7065 | 63242.7065 | 63242.7065 | 63242.7065 | 63242.7065 | 63242.7065 | 0 | 0 | 0 | 0 | 0 | 0 | 0 | 0 | 0 | 0 | 0 | 0 | 0 | 0 | 0 | 0 | 0 | 0 | 0 | 0 | 0 | 0 | 0 | 0 | 0 | 0 | 0 | 0 | 0 | 0 | 0 | 0 | 0 | 0 | 0 | 0 | 0 | 0 | 0 | 0 | 0 | 0 | 0 | 0 | 0 | 0 | 0 | 0 | 0 | 0 | 0 | 0 | 0 | 0 | 0 | 0 | 0 | 0 | 0 | 0 | 0 | 0 | 0 | 0 | 0 | 0 | 0 | 0 | 0 | 0 | 0 | 0 | 0 | 0 | 0 | 0 | 0 | 0 | 0 | 0 | 0 | 0 | 0 | 0 | 0 | 0 | 0 | 0 | 0 | 0 | 0 | 0 | 0 | 0 | 0 | 0 | 0 | 0 | 0 | 0 | 0 | 0 | 0 | 0 | 0 | 0 | 0 | 0 | 0 | 0 | 0 | 0 | 0 | 0 | 0 | 0 | 0 | 0 | 0 | 0 | 0 | 0 | 0 | 0 | 0 | 0 | 0 | 0 | 0 | 0 | 0 | 0 | 0 | 0 | 0 | 0 | 0 | 0 | 0 | 0 | 0 | 0 | 0 | 0 | 0 | 0 | 0 | 0 | 0 | 0 | 0 | 0 | 0 | 0 | 0 | 0 | 0 | 0 | 0 | 0 | 0 | 0 | 0 | 0 | 0 | 0 | 0 | 0 | 0 | 0 | 0 | 0 | 0 | 0 | 0 | 0 | 0 | 0 | 0 | 0 | 0 | 0 | 0 | 0 | 0 | 0 | 0 | 0 | 0 | 0 | 0 | 0 | 0 | 0 | 0 | 0 | 0 | 0 | 0 | 0 | 0 | 0 | 0 | 0 | 0 | 0 | 0 | 0 | 5890.1236 | 5919.0594 | 5955.246 | 5993.9974 | 6035.1112 | 6077.3693 | 6121.424 | 6165.8719 | 6210.7836 | 6260.0469 | 6306.2814 | 6352.6386 | 6396.2608 | 6437.4728 | 6478.146 | 6517.0458 | 6557.2764 | 6594.0207 | 6629.124 | 6662.8591 | 6694.3871 | 6723.8394 | 6751.342 | 0 | 0 | 0 | 4153.3329 | 4173.7365 | 4199.253 | 4226.578 | 4255.5687 | 4285.3664 | 4316.4309 | 4347.7727 | 4379.4415 | 4414.1788 | 4446.7803 | 4479.4685 | 4510.228 | 4539.288 | 4567.9682 | 4595.3978 | 4623.7658 | 4649.6755 | 4674.428 | 4698.2158 | 4720.4473 | 4741.2152 | 4760.6082 | 0 | 0 | 0
WA_Industrial_Stone, Clay, and Glass_Existing_Space Heating_Natural Gas_Gas Boiler - Insulate Steam Lines/Condensate Tank_A | WA | Industrial | Stone, Clay, and Glass | Existing | Space Heating | Natural Gas | Gas Boiler - Insulate Steam Lines/Condensate Tank | A | IM265 | No insulation | Lines and condenstate tank insulated | 20 | 77.3311 | 0 | 0 | 458.52 | 0 | 0 | 0 | 229.2586 |  | employee | 30% | 35% | Retrofit | RetroEven20 | 76.5% | TBD | 0.2% | 355.2447 |  | 259.6873 |  | 0.008052 | PGE Workpaper - SWWH017-01 | PGE Workpaper - SWWH017-01 | PGE Workpaper - SWWH017-01 | No insulation | No insulation | No insulation | No insulation | No insulation | No insulation | No insulation | No insulation | No insulation | No insulation | No insulation | No insulation | No insulation | No insulation | No insulation | No insulation | No insulation | No insulation | No insulation | No insulation | No insulation | No insulation | No insulation | No insulation | No insulation | No insulation | No insulation | No insulation | No insulation | No insulation | No insulation | Lines and condenstate tank insulated | Lines and condenstate tank insulated | Lines and condenstate tank insulated | Lines and condenstate tank insulated | Lines and condenstate tank insulated | Lines and condenstate tank insulated | Lines and condenstate tank insulated | Lines and condenstate tank insulated | Lines and condenstate tank insulated | Lines and condenstate tank insulated | Lines and condenstate tank insulated | Lines and condenstate tank insulated | Lines and condenstate tank insulated | Lines and condenstate tank insulated | Lines and condenstate tank insulated | Lines and condenstate tank insulated | Lines and condenstate tank insulated | Lines and condenstate tank insulated | Lines and condenstate tank insulated | Lines and condenstate tank insulated | Lines and condenstate tank insulated | Lines and condenstate tank insulated | Lines and condenstate tank insulated | Lines and condenstate tank insulated | Lines and condenstate tank insulated | Lines and condenstate tank insulated | Lines and condenstate tank insulated | Lines and condenstate tank insulated | Lines and condenstate tank insulated | Lines and condenstate tank insulated | Lines and condenstate tank insulated | 458.52 | 458.52 | 458.52 | 458.52 | 458.52 | 458.52 | 458.52 | 458.52 | 458.52 | 458.52 | 458.52 | 458.52 | 458.52 | 458.52 | 458.52 | 458.52 | 458.52 | 458.52 | 458.52 | 458.52 | 458.52 | 458.52 | 458.52 | 458.52 | 458.52 | 458.52 | 458.52 | 458.52 | 458.52 | 458.52 | 458.52 | 0 | 0 | 0 | 0 | 0 | 75.7142 | 74.9043 | 74.0203 | 73.0863 | 72.096 | 71.0408 | 69.9426 | 68.788 | 67.5271 | 66.2197 | 64.8776 | 63.567 | 62.3157 | 61.107 | 60.0455 | 59.0523 | 58.1105 | 57.2883 | 56.5472 | 55.8458 | 55.3279 | 54.8783 | 54.4518 | 65.6304 | 65.3609 | 65.1148 | 0.0047743 | 0.0047206 | 0.0046374 | 0.0045814 | 0.004523 | 0.0044002 | 0.0043204 | 0.0042404 | 0.0040966 | 0.0040326 | 0.0039132 | 0.0038346 | 0.0037402 | 0.003635 | 0.0035761 | 0.0035024 | 0.0034331 | 0.0033722 | 0.0033173 | 0.0032658 | 0 | 0 | 0 | 0 | 0 | 0 | 0.0047743 | 0.0094438 | 0.01397 | 0.018375 | 0.022649 | 0.026718 | 0.030625 | 0.03436 | 0.037827 | 0.041127 | 0.044206 | 0.047148 | 0.04996 | 0.052626 | 0.055288 | 0.057876 | 0.060386 | 0.062904 | 0.065407 | 0.067862 | 0.067232 | 0.066686 | 0.066168 | 0 | 0 | 0 | 0.063057 | 0.063022 | 0.06265 | 0.062684 | 0.062736 | 0.061939 | 0.06177 | 0.061645 | 0.060666 | 0.060897 | 0.060317 | 0.060324 | 0.060021 | 0.059485 | 0.059556 | 0.05931 | 0.059079 | 0.058864 | 0.058664 | 0.058479 | 0 | 0 | 0 | 0 | 0 | 0 | 0.063057 | 0.12608 | 0.18873 | 0.25141 | 0.31415 | 0.37609 | 0.43786 | 0.4995 | 0.56017 | 0.62107 | 0.68138 | 0.74171 | 0.80173 | 0.86121 | 0.92077 | 0.98008 | 1.0392 | 1.098 | 1.1567 | 1.2152 | 1.2152 | 1.2152 | 1.2152 | 1.2152 | 1.2152 | 1.2152 | 0.0040643 | 0.0040249 | 0.0039626 | 0.0039238 | 0.0038833 | 0.0037879 | 0.003729 | 0.00367 | 0.0035564 | 0.0035112 | 0.003418 | 0.0033594 | 0.003284 | 0.0031981 | 0.0031509 | 0.00309 | 0.0030325 | 0.0029818 | 0.002938 | 0.0028971 | 0 | 0 | 0 | 0 | 0 | 0 | 0.0040643 | 0.008052 | 0.011937 | 0.015738 | 0.019446 | 0.023 | 0.026433 | 0.029738 | 0.032838 | 0.035809 | 0.038613 | 0.041304 | 0.043866 | 0.046301 | 0.048714 | 0.051062 | 0.053339 | 0.055622 | 0.057929 | 0.060201 | 0.059723 | 0.059312 | 0.058934 | 0 | 0 | 0 | 0.053598 | 0.053569 | 0.053253 | 0.053282 | 0.053326 | 0.052648 | 0.052505 | 0.052398 | 0.051566 | 0.051763 | 0.051269 | 0.051276 | 0.051018 | 0.050563 | 0.050623 | 0.050413 | 0.050217 | 0.050034 | 0.049864 | 0.049707 | 0 | 0 | 0 | 0 | 0 | 0 | 0.053598 | 0.10717 | 0.16042 | 0.2137 | 0.26703 | 0.31967 | 0.37218 | 0.42458 | 0.47614 | 0.52791 | 0.57917 | 0.63045 | 0.68147 | 0.73203 | 0.78265 | 0.83307 | 0.88328 | 0.93332 | 0.98318 | 1.0329 | 1.0329 | 1.0329 | 1.0329 | 1.0329 | 1.0329 | 1.0329 | 0.0040664 | 0.0040297 | 0.0039703 | 0.0039346 | 0.0038974 | 0.0038052 | 0.0037495 | 0.0036936 | 0.0035829 | 0.0035409 | 0.0034506 | 0.0033946 | 0.0033219 | 0.0032385 | 0.0031939 | 0.0031355 | 0.0030805 | 0.0030324 | 0.002989 | 0.0029486 | 0 | 0 | 0 | 0 | 0 | 0 | 0.0040664 | 0.0080616 | 0.01196 | 0.015781 | 0.019516 | 0.023105 | 0.026578 | 0.029929 | 0.033083 | 0.036112 | 0.03898 | 0.041738 | 0.044372 | 0.046886 | 0.049379 | 0.051813 | 0.054184 | 0.056565 | 0.058935 | 0.06127 | 0.060791 | 0.060379 | 0.059999 | 0 | 0 | 0 | 0.053598 | 0.053569 | 0.053253 | 0.053282 | 0.053326 | 0.052648 | 0.052505 | 0.052398 | 0.051566 | 0.051763 | 0.051269 | 0.051276 | 0.051018 | 0.050563 | 0.050623 | 0.050413 | 0.050217 | 0.050034 | 0.049864 | 0.049707 | 0 | 0 | 0 | 0 | 0 | 0 | 0.053598 | 0.10717 | 0.16042 | 0.2137 | 0.26703 | 0.31967 | 0.37218 | 0.42458 | 0.47614 | 0.52791 | 0.57917 | 0.63045 | 0.68147 | 0.73203 | 0.78265 | 0.83307 | 0.88328 | 0.93332 | 0.98318 | 1.0329 | 1.0329 | 1.0329 | 1.0329 | 1.0329 | 1.0329 | 1.0329 | 0.0040653 | 0.0040259 | 0.0039636 | 0.0039248 | 0.0038843 | 0.0037889 | 0.00373 | 0.0036709 | 0.0035573 | 0.0035121 | 0.0034189 | 0.0033602 | 0.0032849 | 0.0031989 | 0.0031517 | 0.0030908 | 0.0030333 | 0.0029826 | 0.0029387 | 0.0028979 | 0 | 0 | 0 | 0 | 0 | 0 | 0.0040653 | 0.0080541 | 0.01194 | 0.015742 | 0.019451 | 0.023005 | 0.02644 | 0.029745 | 0.032847 | 0.035818 | 0.038623 | 0.041315 | 0.043877 | 0.046313 | 0.048727 | 0.051075 | 0.053353 | 0.055637 | 0.057944 | 0.060217 | 0.059724 | 0.059313 | 0.058935 | 0 | 0 | 0 | 0.053598 | 0.053569 | 0.053253 | 0.053282 | 0.053326 | 0.052648 | 0.052505 | 0.052398 | 0.051566 | 0.051763 | 0.051269 | 0.051276 | 0.051018 | 0.050563 | 0.050623 | 0.050413 | 0.050217 | 0.050034 | 0.049864 | 0.049707 | 0 | 0 | 0 | 0 | 0 | 0 | 0.053598 | 0.10717 | 0.16042 | 0.2137 | 0.26703 | 0.31967 | 0.37218 | 0.42458 | 0.47614 | 0.52791 | 0.57917 | 0.63045 | 0.68147 | 0.73203 | 0.78265 | 0.83307 | 0.88328 | 0.93332 | 0.98318 | 1.0329 | 1.0329 | 1.0329 | 1.0329 | 1.0329 | 1.0329 | 1.0329 | 342.9958 | 344.4546 | 345.9165 | 347.3986 | 348.8893 | 350.3503 | 351.809 | 353.264 | 354.7143 | 356.2624 | 357.6952 | 359.1233 | 360.5391 | 361.945 | 363.365 | 364.7471 | 366.1967 | 367.6071 | 368.9836 | 370.3794 | 371.6623 | 372.8408 | 373.9229 | 374.9159 | 375.8269 | 376.6622 | 250.7333 | 251.7997 | 252.8683 | 253.9518 | 255.0415 | 256.1095 | 257.1758 | 258.2394 | 259.2996 | 260.4313 | 261.4787 | 262.5226 | 263.5576 | 264.5853 | 265.6234 | 266.6337 | 267.6933 | 268.7244 | 269.7306 | 270.7509 | 271.6887 | 272.5503 | 273.3413 | 274.0672 | 274.7331 | 275.3437
WA_Industrial_Stone, Clay, and Glass_Existing_Process_Natural Gas_Gas Boiler - Insulate Steam Lines/Condensate Tank_A | WA | Industrial | Stone, Clay, and Glass | Existing | Process | Natural Gas | Gas Boiler - Insulate Steam Lines/Condensate Tank | A | IM266 | No insulation | Lines and condenstate tank insulated | 20 | 45.5894 | 0 | 0 | 458.52 | 0 | 0 | 0 | 229.2586 |  | sqft | 30% | 35% | Retrofit | RetroEven20 | 76.5% | TBD | 0.2% | 355.2447 |  | 259.6873 |  | 0.053717 | PGE Workpaper - SWWH017-01 | PGE Workpaper - SWWH017-01 | PGE Workpaper - SWWH017-01 | No insulation | No insulation | No insulation | No insulation | No insulation | No insulation | No insulation | No insulation | No insulation | No insulation | No insulation | No insulation | No insulation | No insulation | No insulation | No insulation | No insulation | No insulation | No insulation | No insulation | No insulation | No insulation | No insulation | No insulation | No insulation | No insulation | No insulation | No insulation | No insulation | No insulation | No insulation | Lines and condenstate tank insulated | Lines and condenstate tank insulated | Lines and condenstate tank insulated | Lines and condenstate tank insulated | Lines and condenstate tank insulated | Lines and condenstate tank insulated | Lines and condenstate tank insulated | Lines and condenstate tank insulated | Lines and condenstate tank insulated | Lines and condenstate tank insulated | Lines and condenstate tank insulated | Lines and condenstate tank insulated | Lines and condenstate tank insulated | Lines and condenstate tank insulated | Lines and condenstate tank insulated | Lines and condenstate tank insulated | Lines and condenstate tank insulated | Lines and condenstate tank insulated | Lines and condenstate tank insulated | Lines and condenstate tank insulated | Lines and condenstate tank insulated | Lines and condenstate tank insulated | Lines and condenstate tank insulated | Lines and condenstate tank insulated | Lines and condenstate tank insulated | Lines and condenstate tank insulated | Lines and condenstate tank insulated | Lines and condenstate tank insulated | Lines and condenstate tank insulated | Lines and condenstate tank insulated | Lines and condenstate tank insulated | 458.52 | 458.52 | 458.52 | 458.52 | 458.52 | 458.52 | 458.52 | 458.52 | 458.52 | 458.52 | 458.52 | 458.52 | 458.52 | 458.52 | 458.52 | 458.52 | 458.52 | 458.52 | 458.52 | 458.52 | 458.52 | 458.52 | 458.52 | 458.52 | 458.52 | 458.52 | 458.52 | 458.52 | 458.52 | 458.52 | 458.52 | 0 | 0 | 0 | 0 | 0 | 45.3662 | 45.1437 | 44.9193 | 44.6985 | 44.4786 | 44.2616 | 44.0867 | 43.9376 | 43.7854 | 43.6825 | 43.5679 | 43.4823 | 43.3944 | 43.3042 | 43.2415 | 43.1708 | 43.1167 | 43.0631 | 43.01 | 42.9573 | 42.9498 | 42.9429 | 42.9366 | 45.5894 | 45.5894 | 45.5894 | 0.031716 | 0.031543 | 0.031201 | 0.031065 | 0.030937 | 0.030396 | 0.030193 | 0.030029 | 0.02945 | 0.029493 | 0.029135 | 0.029082 | 0.028877 | 0.02856 | 0.028552 | 0.028388 | 0.028242 | 0.028104 | 0.027974 | 0.027852 | 0 | 0 | 0 | 0 | 0 | 0 | 0.031716 | 0.063104 | 0.093991 | 0.12459 | 0.15492 | 0.18456 | 0.21402 | 0.24333 | 0.27193 | 0.30079 | 0.32914 | 0.35757 | 0.38572 | 0.41348 | 0.44144 | 0.4691 | 0.49676 | 0.52424 | 0.55157 | 0.57875 | 0.57864 | 0.57855 | 0.57847 | 0 | 0 | 0 | 0.69911 | 0.69873 | 0.69461 | 0.69498 | 0.69556 | 0.68672 | 0.68485 | 0.68346 | 0.6726 | 0.67517 | 0.66873 | 0.66882 | 0.66545 | 0.65952 | 0.6603 | 0.65757 | 0.65501 | 0.65262 | 0.65041 | 0.64836 | 0 | 0 | 0 | 0 | 0 | 0 | 0.69911 | 1.3978 | 2.0924 | 2.7874 | 3.483 | 4.1697 | 4.8546 | 5.538 | 6.2106 | 6.8858 | 7.5545 | 8.2233 | 8.8888 | 9.5483 | 10.2086 | 10.8662 | 11.5212 | 12.1738 | 12.8242 | 13.4726 | 13.4726 | 13.4726 | 13.4726 | 13.4726 | 13.4726 | 13.4726 | 0.026978 | 0.026851 | 0.02658 | 0.026483 | 0.026395 | 0.025952 | 0.025794 | 0.025668 | 0.025186 | 0.025231 | 0.024935 | 0.024897 | 0.024729 | 0.024465 | 0.024464 | 0.024329 | 0.024209 | 0.024095 | 0.023988 | 0.023888 | 0 | 0 | 0 | 0 | 0 | 0 | 0.026978 | 0.053717 | 0.080071 | 0.10622 | 0.13217 | 0.15757 | 0.18284 | 0.20798 | 0.23256 | 0.25733 | 0.28169 | 0.30611 | 0.33032 | 0.3542 | 0.37823 | 0.40204 | 0.42582 | 0.44946 | 0.47298 | 0.49638 | 0.49631 | 0.49624 | 0.49618 | 0 | 0 | 0 | 0.59424 | 0.59392 | 0.59042 | 0.59074 | 0.59122 | 0.58372 | 0.58212 | 0.58094 | 0.57171 | 0.5739 | 0.56842 | 0.5685 | 0.56564 | 0.56059 | 0.56125 | 0.55893 | 0.55676 | 0.55473 | 0.55285 | 0.5511 | 0 | 0 | 0 | 0 | 0 | 0 | 0.59424 | 1.1882 | 1.7786 | 2.3693 | 2.9605 | 3.5443 | 4.1264 | 4.7073 | 5.279 | 5.8529 | 6.4213 | 6.9898 | 7.5555 | 8.1161 | 8.6773 | 9.2363 | 9.793 | 10.3478 | 10.9006 | 11.4517 | 11.4517 | 11.4517 | 11.4517 | 11.4517 | 11.4517 | 11.4517 | 0.026978 | 0.026851 | 0.02658 | 0.026483 | 0.026395 | 0.025952 | 0.025794 | 0.025668 | 0.025186 | 0.025231 | 0.024935 | 0.024897 | 0.024729 | 0.024465 | 0.024464 | 0.024329 | 0.024209 | 0.024095 | 0.023988 | 0.023888 | 0 | 0 | 0 | 0 | 0 | 0 | 0.026978 | 0.053717 | 0.080071 | 0.10622 | 0.13217 | 0.15757 | 0.18284 | 0.20798 | 0.23256 | 0.25733 | 0.28169 | 0.30611 | 0.33032 | 0.3542 | 0.37823 | 0.40204 | 0.42582 | 0.44946 | 0.47298 | 0.49638 | 0.49631 | 0.49624 | 0.49618 | 0 | 0 | 0 | 0.59424 | 0.59392 | 0.59042 | 0.59074 | 0.59122 | 0.58372 | 0.58212 | 0.58094 | 0.57171 | 0.5739 | 0.56842 | 0.5685 | 0.56564 | 0.56059 | 0.56125 | 0.55893 | 0.55676 | 0.55473 | 0.55285 | 0.5511 | 0 | 0 | 0 | 0 | 0 | 0 | 0.59424 | 1.1882 | 1.7786 | 2.3693 | 2.9605 | 3.5443 | 4.1264 | 4.7073 | 5.279 | 5.8529 | 6.4213 | 6.9898 | 7.5555 | 8.1161 | 8.6773 | 9.2363 | 9.793 | 10.3478 | 10.9006 | 11.4517 | 11.4517 | 11.4517 | 11.4517 | 11.4517 | 11.4517 | 11.4517 | 0.026978 | 0.026851 | 0.02658 | 0.026483 | 0.026395 | 0.025952 | 0.025794 | 0.025668 | 0.025186 | 0.025231 | 0.024935 | 0.024897 | 0.024729 | 0.024465 | 0.024464 | 0.024329 | 0.024209 | 0.024095 | 0.023988 | 0.023888 | 0 | 0 | 0 | 0 | 0 | 0 | 0.026978 | 0.053717 | 0.080071 | 0.10622 | 0.13217 | 0.15757 | 0.18284 | 0.20798 | 0.23256 | 0.25733 | 0.28169 | 0.30611 | 0.33032 | 0.3542 | 0.37823 | 0.40204 | 0.42582 | 0.44946 | 0.47298 | 0.49638 | 0.49631 | 0.49624 | 0.49618 | 0 | 0 | 0 | 0.59424 | 0.59392 | 0.59042 | 0.59074 | 0.59122 | 0.58372 | 0.58212 | 0.58094 | 0.57171 | 0.5739 | 0.56842 | 0.5685 | 0.56564 | 0.56059 | 0.56125 | 0.55893 | 0.55676 | 0.55473 | 0.55285 | 0.5511 | 0 | 0 | 0 | 0 | 0 | 0 | 0.59424 | 1.1882 | 1.7786 | 2.3693 | 2.9605 | 3.5443 | 4.1264 | 4.7073 | 5.279 | 5.8529 | 6.4213 | 6.9898 | 7.5555 | 8.1161 | 8.6773 | 9.2363 | 9.793 | 10.3478 | 10.9006 | 11.4517 | 11.4517 | 11.4517 | 11.4517 | 11.4517 | 11.4517 | 11.4517 | 342.9958 | 344.4546 | 345.9165 | 347.3986 | 348.8893 | 350.3503 | 351.809 | 353.264 | 354.7143 | 356.2624 | 357.6952 | 359.1233 | 360.5391 | 361.945 | 363.365 | 364.7471 | 366.1967 | 367.6071 | 368.9836 | 370.3794 | 371.6623 | 372.8408 | 373.9229 | 374.9159 | 375.8269 | 376.6622 | 250.7333 | 251.7997 | 252.8683 | 253.9518 | 255.0415 | 256.1095 | 257.1758 | 258.2394 | 259.2996 | 260.4313 | 261.4787 | 262.5226 | 263.5576 | 264.5853 | 265.6234 | 266.6337 | 267.6933 | 268.7244 | 269.7306 | 270.7509 | 271.6887 | 272.5503 | 273.3413 | 274.0672 | 274.7331 | 275.3437
WA_Industrial_Stone, Clay, and Glass_Existing_Space Heating_Natural Gas_Gas Boiler - Insulate Hot Water Lines_A | WA | Industrial | Stone, Clay, and Glass | Existing | Space Heating | Natural Gas | Gas Boiler - Insulate Hot Water Lines | A | IM267 | No insulation | Insulated water lines | 20 | 87.4085 | 0 | 0 | 325.54 | 0 | 0 | 0 | 162.7714 |  | employee | 40% | 50% | Retrofit | RetroEven20 | 76.5% | TBD | 0.2% | 223.1384 |  | 163.1163 |  | 0.018223 | PGE Workpaper - SWWH017-01 | PGE Workpaper - SWWH017-01 | PGE Workpaper - SWWH017-01 | No insulation | No insulation | No insulation | No insulation | No insulation | No insulation | No insulation | No insulation | No insulation | No insulation | No insulation | No insulation | No insulation | No insulation | No insulation | No insulation | No insulation | No insulation | No insulation | No insulation | No insulation | No insulation | No insulation | No insulation | No insulation | No insulation | No insulation | No insulation | No insulation | No insulation | No insulation | Insulated water lines | Insulated water lines | Insulated water lines | Insulated water lines | Insulated water lines | Insulated water lines | Insulated water lines | Insulated water lines | Insulated water lines | Insulated water lines | Insulated water lines | Insulated water lines | Insulated water lines | Insulated water lines | Insulated water lines | Insulated water lines | Insulated water lines | Insulated water lines | Insulated water lines | Insulated water lines | Insulated water lines | Insulated water lines | Insulated water lines | Insulated water lines | Insulated water lines | Insulated water lines | Insulated water lines | Insulated water lines | Insulated water lines | Insulated water lines | Insulated water lines | 325.54 | 325.54 | 325.54 | 325.54 | 325.54 | 325.54 | 325.54 | 325.54 | 325.54 | 325.54 | 325.54 | 325.54 | 325.54 | 325.54 | 325.54 | 325.54 | 325.54 | 325.54 | 325.54 | 325.54 | 325.54 | 325.54 | 325.54 | 325.54 | 325.54 | 325.54 | 325.54 | 325.54 | 325.54 | 325.54 | 325.54 | 0 | 0 | 0 | 0 | 0 | 85.6315 | 84.7786 | 83.8607 | 82.9116 | 81.9333 | 80.9308 | 79.926 | 78.9122 | 77.8485 | 76.7548 | 75.6797 | 74.6362 | 73.6651 | 72.7205 | 71.8533 | 71.0159 | 70.1606 | 69.3719 | 68.6193 | 67.8758 | 67.2596 | 66.7251 | 66.2172 | 74.183 | 73.8783 | 73.6002 | 0.010799 | 0.010686 | 0.010508 | 0.010394 | 0.01028 | 0.010026 | 0.0098741 | 0.009729 | 0.0094455 | 0.0093483 | 0.0091295 | 0.0090048 | 0.0088429 | 0.0086516 | 0.0085586 | 0.0084238 | 0.00829 | 0.008167 | 0.0080509 | 0.0079386 | 0 | 0 | 0 | 0 | 0 | 0 | 0.010799 | 0.021377 | 0.031654 | 0.04169 | 0.051479 | 0.060874 | 0.069993 | 0.078834 | 0.087217 | 0.09534 | 0.10313 | 0.11072 | 0.11812 | 0.12526 | 0.13232 | 0.1392 | 0.14582 | 0.15234 | 0.15874 | 0.16496 | 0.16346 | 0.16216 | 0.16093 | 0 | 0 | 0 | 0.12611 | 0.12604 | 0.1253 | 0.12537 | 0.12547 | 0.12388 | 0.12354 | 0.12329 | 0.12133 | 0.12179 | 0.12063 | 0.12065 | 0.12004 | 0.11897 | 0.11911 | 0.11862 | 0.11816 | 0.11773 | 0.11733 | 0.11696 | 0 | 0 | 0 | 0 | 0 | 0 | 0.12611 | 0.25216 | 0.37746 | 0.50283 | 0.6283 | 0.75218 | 0.87572 | 0.99901 | 1.1203 | 1.2421 | 1.3628 | 1.4834 | 1.6035 | 1.7224 | 1.8415 | 1.9602 | 2.0783 | 2.196 | 2.3134 | 2.4303 | 2.4303 | 2.4303 | 2.4303 | 2.4303 | 2.4303 | 2.4303 | 0.0091925 | 0.0091092 | 0.0089756 | 0.0088977 | 0.0088192 | 0.0086203 | 0.0085086 | 0.0084015 | 0.0081755 | 0.0081087 | 0.0079363 | 0.0078433 | 0.0077114 | 0.0075523 | 0.0074755 | 0.0073618 | 0.007249 | 0.0071456 | 0.0070531 | 0.0069643 | 0 | 0 | 0 | 0 | 0 | 0 | 0.0091925 | 0.018223 | 0.027038 | 0.035687 | 0.044162 | 0.052341 | 0.060314 | 0.068077 | 0.07549 | 0.082698 | 0.089655 | 0.096435 | 0.10301 | 0.10934 | 0.11558 | 0.12165 | 0.1275 | 0.13329 | 0.13907 | 0.14472 | 0.14359 | 0.14262 | 0.14173 | 0 | 0 | 0 | 0.1072 | 0.10714 | 0.10651 | 0.10656 | 0.10665 | 0.1053 | 0.10501 | 0.1048 | 0.10313 | 0.10353 | 0.10254 | 0.10255 | 0.10204 | 0.10113 | 0.10125 | 0.10083 | 0.10043 | 0.10007 | 0.099728 | 0.099414 | 0 | 0 | 0 | 0 | 0 | 0 | 0.1072 | 0.21433 | 0.32084 | 0.4274 | 0.53405 | 0.63935 | 0.74436 | 0.84915 | 0.95229 | 1.0558 | 1.1583 | 1.2609 | 1.3629 | 1.4641 | 1.5653 | 1.6661 | 1.7666 | 1.8666 | 1.9664 | 2.0658 | 2.0658 | 2.0658 | 2.0658 | 2.0658 | 2.0658 | 2.0658 | 0.0091949 | 0.0091153 | 0.0089862 | 0.0089132 | 0.0088401 | 0.0086465 | 0.0085402 | 0.0084385 | 0.0082178 | 0.0081569 | 0.0079896 | 0.0079017 | 0.0077749 | 0.0076206 | 0.007549 | 0.0074401 | 0.0073324 | 0.007234 | 0.0071415 | 0.0070527 | 0 | 0 | 0 | 0 | 0 | 0 | 0.0091949 | 0.018236 | 0.02707 | 0.035749 | 0.044267 | 0.052501 | 0.060538 | 0.068377 | 0.07588 | 0.083189 | 0.090257 | 0.097153 | 0.10385 | 0.11033 | 0.11671 | 0.12295 | 0.12897 | 0.13494 | 0.14081 | 0.14655 | 0.14543 | 0.14447 | 0.14358 | 0 | 0 | 0 | 0.1072 | 0.10714 | 0.10651 | 0.10656 | 0.10665 | 0.1053 | 0.10501 | 0.1048 | 0.10313 | 0.10353 | 0.10254 | 0.10255 | 0.10204 | 0.10113 | 0.10125 | 0.10083 | 0.10043 | 0.10007 | 0.099728 | 0.099414 | 0 | 0 | 0 | 0 | 0 | 0 | 0.1072 | 0.21433 | 0.32084 | 0.4274 | 0.53405 | 0.63935 | 0.74436 | 0.84915 | 0.95229 | 1.0558 | 1.1583 | 1.2609 | 1.3629 | 1.4641 | 1.5653 | 1.6661 | 1.7666 | 1.8666 | 1.9664 | 2.0658 | 2.0658 | 2.0658 | 2.0658 | 2.0658 | 2.0658 | 2.0658 | 0.0091925 | 0.0091092 | 0.0089756 | 0.0088977 | 0.0088192 | 0.0086203 | 0.0085086 | 0.0084015 | 0.0081755 | 0.0081087 | 0.0079363 | 0.0078433 | 0.0077114 | 0.0075523 | 0.0074755 | 0.0073618 | 0.007249 | 0.0071456 | 0.0070531 | 0.0069643 | 0 | 0 | 0 | 0 | 0 | 0 | 0.0091925 | 0.018223 | 0.027038 | 0.035687 | 0.044162 | 0.052341 | 0.060314 | 0.068077 | 0.07549 | 0.082698 | 0.089655 | 0.096435 | 0.10301 | 0.10934 | 0.11558 | 0.12165 | 0.1275 | 0.13329 | 0.13907 | 0.14472 | 0.14359 | 0.14262 | 0.14173 | 0 | 0 | 0 | 0.1072 | 0.10714 | 0.10651 | 0.10656 | 0.10665 | 0.1053 | 0.10501 | 0.1048 | 0.10313 | 0.10353 | 0.10254 | 0.10255 | 0.10204 | 0.10113 | 0.10125 | 0.10083 | 0.10043 | 0.10007 | 0.099728 | 0.099414 | 0 | 0 | 0 | 0 | 0 | 0 | 0.1072 | 0.21433 | 0.32084 | 0.4274 | 0.53405 | 0.63935 | 0.74436 | 0.84915 | 0.95229 | 1.0558 | 1.1583 | 1.2609 | 1.3629 | 1.4641 | 1.5653 | 1.6661 | 1.7666 | 1.8666 | 1.9664 | 2.0658 | 2.0658 | 2.0658 | 2.0658 | 2.0658 | 2.0658 | 2.0658 | 215.4446 | 216.3609 | 217.2791 | 218.2101 | 219.1464 | 220.0641 | 220.9804 | 221.8943 | 222.8052 | 223.7777 | 224.6777 | 225.5747 | 226.464 | 227.3471 | 228.239 | 229.1071 | 230.0177 | 230.9036 | 231.7682 | 232.6449 | 233.4507 | 234.191 | 234.8707 | 235.4944 | 236.0666 | 236.5913 | 157.4921 | 158.1619 | 158.8332 | 159.5137 | 160.1982 | 160.869 | 161.5388 | 162.2069 | 162.8728 | 163.5837 | 164.2416 | 164.8973 | 165.5474 | 166.1929 | 166.8449 | 167.4795 | 168.1452 | 168.7928 | 169.4248 | 170.0657 | 170.6548 | 171.1959 | 171.6928 | 172.1487 | 172.567 | 172.9506
WA_Industrial_Stone, Clay, and Glass_Existing_Process_Natural Gas_Gas Boiler - Insulate Hot Water Lines_A | WA | Industrial | Stone, Clay, and Glass | Existing | Process | Natural Gas | Gas Boiler - Insulate Hot Water Lines | A | IM268 | No insulation | Insulated water lines | 20 | 51.5303 | 0 | 0 | 325.54 | 0 | 0 | 0 | 162.7714 |  | sqft | 40% | 50% | Retrofit | RetroEven20 | 76.5% | TBD | 0.2% | 223.1384 |  | 163.1163 |  | 0.12144 | PGE Workpaper - SWWH017-01 | PGE Workpaper - SWWH017-01 | PGE Workpaper - SWWH017-01 | No insulation | No insulation | No insulation | No insulation | No insulation | No insulation | No insulation | No insulation | No insulation | No insulation | No insulation | No insulation | No insulation | No insulation | No insulation | No insulation | No insulation | No insulation | No insulation | No insulation | No insulation | No insulation | No insulation | No insulation | No insulation | No insulation | No insulation | No insulation | No insulation | No insulation | No insulation | Insulated water lines | Insulated water lines | Insulated water lines | Insulated water lines | Insulated water lines | Insulated water lines | Insulated water lines | Insulated water lines | Insulated water lines | Insulated water lines | Insulated water lines | Insulated water lines | Insulated water lines | Insulated water lines | Insulated water lines | Insulated water lines | Insulated water lines | Insulated water lines | Insulated water lines | Insulated water lines | Insulated water lines | Insulated water lines | Insulated water lines | Insulated water lines | Insulated water lines | Insulated water lines | Insulated water lines | Insulated water lines | Insulated water lines | Insulated water lines | Insulated water lines | 325.54 | 325.54 | 325.54 | 325.54 | 325.54 | 325.54 | 325.54 | 325.54 | 325.54 | 325.54 | 325.54 | 325.54 | 325.54 | 325.54 | 325.54 | 325.54 | 325.54 | 325.54 | 325.54 | 325.54 | 325.54 | 325.54 | 325.54 | 325.54 | 325.54 | 325.54 | 325.54 | 325.54 | 325.54 | 325.54 | 325.54 | 0 | 0 | 0 | 0 | 0 | 51.2804 | 51.0312 | 50.7799 | 50.5326 | 50.2863 | 50.0435 | 49.848 | 49.6817 | 49.5121 | 49.398 | 49.2709 | 49.1763 | 49.0793 | 48.9798 | 48.9111 | 48.8335 | 48.7747 | 48.7164 | 48.6587 | 48.6015 | 48.5931 | 48.5854 | 48.5784 | 51.5303 | 51.5303 | 51.5303 | 0.071701 | 0.071314 | 0.070544 | 0.070239 | 0.069954 | 0.068732 | 0.068277 | 0.067911 | 0.066604 | 0.066704 | 0.065898 | 0.06578 | 0.06532 | 0.064606 | 0.064592 | 0.064223 | 0.063896 | 0.063587 | 0.063296 | 0.063022 | 0 | 0 | 0 | 0 | 0 | 0 | 0.071701 | 0.14267 | 0.21251 | 0.28171 | 0.35029 | 0.41733 | 0.48398 | 0.55028 | 0.615 | 0.68029 | 0.74444 | 0.80879 | 0.87251 | 0.93535 | 0.99863 | 1.0613 | 1.1239 | 1.1861 | 1.248 | 1.3096 | 1.3094 | 1.3091 | 1.309 | 0 | 0 | 0 | 1.3982 | 1.3975 | 1.3892 | 1.39 | 1.3911 | 1.3734 | 1.3697 | 1.3669 | 1.3452 | 1.3503 | 1.3375 | 1.3376 | 1.3309 | 1.319 | 1.3206 | 1.3151 | 1.31 | 1.3052 | 1.3008 | 1.2967 | 0 | 0 | 0 | 0 | 0 | 0 | 1.3982 | 2.7957 | 4.1849 | 5.5749 | 6.966 | 8.3394 | 9.7091 | 11.076 | 12.4212 | 13.7716 | 15.1091 | 16.4467 | 17.7776 | 19.0966 | 20.4172 | 21.7324 | 23.0424 | 24.3476 | 25.6485 | 26.9452 | 26.9452 | 26.9452 | 26.9452 | 26.9452 | 26.9452 | 26.9452 | 0.060991 | 0.060705 | 0.060095 | 0.059879 | 0.05968 | 0.058681 | 0.058326 | 0.058043 | 0.056956 | 0.057062 | 0.056394 | 0.05631 | 0.055932 | 0.055338 | 0.055338 | 0.055035 | 0.054765 | 0.05451 | 0.05427 | 0.054045 | 0 | 0 | 0 | 0 | 0 | 0 | 0.060991 | 0.12144 | 0.18103 | 0.24016 | 0.29885 | 0.3563 | 0.41345 | 0.47032 | 0.52591 | 0.58195 | 0.63707 | 0.69234 | 0.74712 | 0.80117 | 0.85556 | 0.90944 | 0.96328 | 1.0168 | 1.0701 | 1.123 | 1.1229 | 1.1227 | 1.1226 | 0 | 0 | 0 | 1.1885 | 1.1878 | 1.1808 | 1.1815 | 1.1824 | 1.1674 | 1.1642 | 1.1619 | 1.1434 | 1.1478 | 1.1368 | 1.137 | 1.1313 | 1.1212 | 1.1225 | 1.1179 | 1.1135 | 1.1095 | 1.1057 | 1.1022 | 0 | 0 | 0 | 0 | 0 | 0 | 1.1885 | 2.3763 | 3.5572 | 4.7386 | 5.9211 | 7.0885 | 8.2527 | 9.4146 | 10.5581 | 11.7058 | 12.8427 | 13.9797 | 15.111 | 16.2321 | 17.3547 | 18.4725 | 19.586 | 20.6955 | 21.8012 | 22.9034 | 22.9034 | 22.9034 | 22.9034 | 22.9034 | 22.9034 | 22.9034 | 0.060991 | 0.060705 | 0.060095 | 0.059879 | 0.05968 | 0.058681 | 0.058326 | 0.058043 | 0.056956 | 0.057062 | 0.056394 | 0.05631 | 0.055932 | 0.055338 | 0.055338 | 0.055035 | 0.054765 | 0.05451 | 0.05427 | 0.054045 | 0 | 0 | 0 | 0 | 0 | 0 | 0.060991 | 0.12144 | 0.18103 | 0.24016 | 0.29885 | 0.3563 | 0.41345 | 0.47032 | 0.52591 | 0.58195 | 0.63707 | 0.69234 | 0.74712 | 0.80117 | 0.85556 | 0.90944 | 0.96328 | 1.0168 | 1.0701 | 1.123 | 1.1229 | 1.1227 | 1.1226 | 0 | 0 | 0 | 1.1885 | 1.1878 | 1.1808 | 1.1815 | 1.1824 | 1.1674 | 1.1642 | 1.1619 | 1.1434 | 1.1478 | 1.1368 | 1.137 | 1.1313 | 1.1212 | 1.1225 | 1.1179 | 1.1135 | 1.1095 | 1.1057 | 1.1022 | 0 | 0 | 0 | 0 | 0 | 0 | 1.1885 | 2.3763 | 3.5572 | 4.7386 | 5.9211 | 7.0885 | 8.2527 | 9.4146 | 10.5581 | 11.7058 | 12.8427 | 13.9797 | 15.111 | 16.2321 | 17.3547 | 18.4725 | 19.586 | 20.6955 | 21.8012 | 22.9034 | 22.9034 | 22.9034 | 22.9034 | 22.9034 | 22.9034 | 22.9034 | 0.060991 | 0.060705 | 0.060095 | 0.059879 | 0.05968 | 0.058681 | 0.058326 | 0.058043 | 0.056956 | 0.057062 | 0.056394 | 0.05631 | 0.055932 | 0.055338 | 0.055338 | 0.055035 | 0.054765 | 0.05451 | 0.05427 | 0.054045 | 0 | 0 | 0 | 0 | 0 | 0 | 0.060991 | 0.12144 | 0.18103 | 0.24016 | 0.29885 | 0.3563 | 0.41345 | 0.47032 | 0.52591 | 0.58195 | 0.63707 | 0.69234 | 0.74712 | 0.80117 | 0.85556 | 0.90944 | 0.96328 | 1.0168 | 1.0701 | 1.123 | 1.1229 | 1.1227 | 1.1226 | 0 | 0 | 0 | 1.1885 | 1.1878 | 1.1808 | 1.1815 | 1.1824 | 1.1674 | 1.1642 | 1.1619 | 1.1434 | 1.1478 | 1.1368 | 1.137 | 1.1313 | 1.1212 | 1.1225 | 1.1179 | 1.1135 | 1.1095 | 1.1057 | 1.1022 | 0 | 0 | 0 | 0 | 0 | 0 | 1.1885 | 2.3763 | 3.5572 | 4.7386 | 5.9211 | 7.0885 | 8.2527 | 9.4146 | 10.5581 | 11.7058 | 12.8427 | 13.9797 | 15.111 | 16.2321 | 17.3547 | 18.4725 | 19.586 | 20.6955 | 21.8012 | 22.9034 | 22.9034 | 22.9034 | 22.9034 | 22.9034 | 22.9034 | 22.9034 | 215.4446 | 216.3609 | 217.2791 | 218.2101 | 219.1464 | 220.0641 | 220.9804 | 221.8943 | 222.8052 | 223.7777 | 224.6777 | 225.5747 | 226.464 | 227.3471 | 228.239 | 229.1071 | 230.0177 | 230.9036 | 231.7682 | 232.6449 | 233.4507 | 234.191 | 234.8707 | 235.4944 | 236.0666 | 236.5913 | 157.4921 | 158.1619 | 158.8332 | 159.5137 | 160.1982 | 160.869 | 161.5388 | 162.2069 | 162.8728 | 163.5837 | 164.2416 | 164.8973 | 165.5474 | 166.1929 | 166.8449 | 167.4795 | 168.1452 | 168.7928 | 169.4248 | 170.0657 | 170.6548 | 171.1959 | 171.6928 | 172.1487 | 172.567 | 172.9506
WA_Industrial_Stone, Clay, and Glass_Existing_Process_Natural Gas_Process - Insulate Heated Process Fluids_A | WA | Industrial | Stone, Clay, and Glass | Existing | Process | Natural Gas | Process - Insulate Heated Process Fluids | A | IM269 | No insulation | Insulated process fluid lines | 20 | 1280.913 | 0 | 0 | 458.52 | 0 | 0 | 0 | 229.2586 |  | employee | 5% | 10% | Retrofit | Retro12Med | 84.73% | TBD | 0.2% | 32.5534 |  | 23.7969 |  | 3.3289 | PGE Workpaper - SWWH017-01 | PGE Workpaper - SWWH017-01 | PGE Workpaper - SWWH017-01 | No insulation | No insulation | No insulation | No insulation | No insulation | No insulation | No insulation | No insulation | No insulation | No insulation | No insulation | No insulation | No insulation | No insulation | No insulation | No insulation | No insulation | No insulation | No insulation | No insulation | No insulation | No insulation | No insulation | No insulation | No insulation | No insulation | No insulation | No insulation | No insulation | No insulation | No insulation | Insulated process fluid lines | Insulated process fluid lines | Insulated process fluid lines | Insulated process fluid lines | Insulated process fluid lines | Insulated process fluid lines | Insulated process fluid lines | Insulated process fluid lines | Insulated process fluid lines | Insulated process fluid lines | Insulated process fluid lines | Insulated process fluid lines | Insulated process fluid lines | Insulated process fluid lines | Insulated process fluid lines | Insulated process fluid lines | Insulated process fluid lines | Insulated process fluid lines | Insulated process fluid lines | Insulated process fluid lines | Insulated process fluid lines | Insulated process fluid lines | Insulated process fluid lines | Insulated process fluid lines | Insulated process fluid lines | Insulated process fluid lines | Insulated process fluid lines | Insulated process fluid lines | Insulated process fluid lines | Insulated process fluid lines | Insulated process fluid lines | 458.52 | 458.52 | 458.52 | 458.52 | 458.52 | 458.52 | 458.52 | 458.52 | 458.52 | 458.52 | 458.52 | 458.52 | 458.52 | 458.52 | 458.52 | 458.52 | 458.52 | 458.52 | 458.52 | 458.52 | 458.52 | 458.52 | 458.52 | 458.52 | 458.52 | 458.52 | 458.52 | 458.52 | 458.52 | 458.52 | 458.52 | 0 | 0 | 0 | 0 | 0 | 1280.837 | 1280.7672 | 1280.7012 | 1280.6385 | 1280.5769 | 1280.5171 | 1280.4714 | 1280.4345 | 1280.3978 | 1280.3764 | 1280.3524 | 1280.3375 | 1280.3227 | 1280.3079 | 1280.301 | 1280.2923 | 1280.2891 | 1280.2862 | 1280.2836 | 1280.2812 | 1280.2794 | 1280.2777 | 1280.2761 | 1280.913 | 1280.913 | 1280.913 | 1.9588 | 1.9576 | 1.946 | 1.9469 | 1.9484 | 1.7312 | 1.3812 | 1.1027 | 0.86809 | 0.69711 | 0.55236 | 0.44194 | 0.35177 | 0.2789 | 0.22338 | 0.17797 | 0.0012091 | 0.00043026 | 0.00014618 | 4.7518e-05 | 4.0272e-05 | 4.0165e-05 | 4.0068e-05 | 4e-05 | 3.9923e-05 | 3.9855e-05 | 1.9588 | 3.9163 | 5.862 | 7.8087 | 9.7567 | 11.4875 | 12.8682 | 13.9705 | 14.8382 | 15.5351 | 16.0871 | 16.5289 | 16.8805 | 17.1592 | 17.3825 | 17.5603 | 17.5615 | 17.5619 | 17.562 | 17.562 | 17.562 | 17.562 | 17.5621 | 0 | 0 | 0 | 1.5293 | 1.5285 | 1.5194 | 1.5203 | 1.5215 | 1.352 | 1.0786 | 0.86115 | 0.67798 | 0.54446 | 0.43141 | 0.34517 | 0.27475 | 0.21784 | 0.17448 | 0.139 | 0.00094443 | 0.00033607 | 0.00011418 | 3.7115e-05 | 3.1456e-05 | 3.1372e-05 | 3.1296e-05 | 3.1228e-05 | 3.1167e-05 | 3.1114e-05 | 1.5293 | 3.0578 | 4.5772 | 6.0975 | 7.619 | 8.971 | 10.0496 | 10.9108 | 11.5888 | 12.1332 | 12.5646 | 12.9098 | 13.1845 | 13.4024 | 13.5769 | 13.7159 | 13.7168 | 13.7171 | 13.7173 | 13.7173 | 13.7173 | 13.7174 | 13.7174 | 13.7174 | 13.7175 | 13.7175 | 1.665 | 1.664 | 1.6541 | 1.6549 | 1.6562 | 1.4716 | 1.174 | 0.93731 | 0.73792 | 0.59258 | 0.46954 | 0.37567 | 0.29902 | 0.23708 | 0.18989 | 0.15128 | 0.0010279 | 0.00036575 | 0.00012426 | 4.0393e-05 | 3.4234e-05 | 3.4143e-05 | 3.406e-05 | 3.4e-05 | 3.3934e-05 | 3.3876e-05 | 1.665 | 3.3289 | 4.9829 | 6.6376 | 8.2935 | 9.7648 | 10.9386 | 11.8756 | 12.6132 | 13.2056 | 13.675 | 14.0505 | 14.3494 | 14.5863 | 14.7762 | 14.9274 | 14.9284 | 14.9287 | 14.9288 | 14.9288 | 14.9288 | 14.9288 | 14.9289 | 0 | 0 | 0 | 1.2999 | 1.2992 | 1.2915 | 1.2922 | 1.2933 | 1.1492 | 0.91684 | 0.73198 | 0.57629 | 0.46279 | 0.3667 | 0.2934 | 0.23354 | 0.18516 | 0.14831 | 0.11815 | 0.00080277 | 0.00028566 | 9.7053e-05 | 3.1548e-05 | 2.6738e-05 | 2.6666e-05 | 2.6602e-05 | 2.6544e-05 | 2.6492e-05 | 2.6447e-05 | 1.2999 | 2.5991 | 3.8906 | 5.1829 | 6.4762 | 7.6253 | 8.5422 | 9.2742 | 9.8504 | 10.3132 | 10.6799 | 10.9733 | 11.2069 | 11.392 | 11.5403 | 11.6585 | 11.6593 | 11.6596 | 11.6597 | 11.6597 | 11.6597 | 11.6598 | 11.6598 | 11.6598 | 11.6598 | 11.6599 | 1.665 | 1.664 | 1.6541 | 1.6549 | 1.6562 | 1.4716 | 1.174 | 0.93731 | 0.73792 | 0.59258 | 0.46954 | 0.37567 | 0.29902 | 0.23708 | 0.18989 | 0.15128 | 0.0010279 | 0.00036575 | 0.00012426 | 4.0393e-05 | 3.4234e-05 | 3.4143e-05 | 3.406e-05 | 3.4e-05 | 3.3934e-05 | 3.3876e-05 | 1.665 | 3.3289 | 4.9829 | 6.6376 | 8.2935 | 9.7648 | 10.9386 | 11.8756 | 12.6132 | 13.2056 | 13.675 | 14.0505 | 14.3494 | 14.5863 | 14.7762 | 14.9274 | 14.9284 | 14.9287 | 14.9288 | 14.9288 | 14.9288 | 14.9288 | 14.9289 | 0 | 0 | 0 | 1.2999 | 1.2992 | 1.2915 | 1.2922 | 1.2933 | 1.1492 | 0.91684 | 0.73198 | 0.57629 | 0.46279 | 0.3667 | 0.2934 | 0.23354 | 0.18516 | 0.14831 | 0.11815 | 0.00080277 | 0.00028566 | 9.7053e-05 | 3.1548e-05 | 2.6738e-05 | 2.6666e-05 | 2.6602e-05 | 2.6544e-05 | 2.6492e-05 | 2.6447e-05 | 1.2999 | 2.5991 | 3.8906 | 5.1829 | 6.4762 | 7.6253 | 8.5422 | 9.2742 | 9.8504 | 10.3132 | 10.6799 | 10.9733 | 11.2069 | 11.392 | 11.5403 | 11.6585 | 11.6593 | 11.6596 | 11.6597 | 11.6597 | 11.6597 | 11.6598 | 11.6598 | 11.6598 | 11.6598 | 11.6599 | 1.665 | 1.664 | 1.6541 | 1.6549 | 1.6562 | 1.4716 | 1.174 | 0.93731 | 0.73792 | 0.59258 | 0.46954 | 0.37567 | 0.29902 | 0.23708 | 0.18989 | 0.15128 | 0.0010279 | 0.00036575 | 0.00012426 | 4.0393e-05 | 3.4234e-05 | 3.4143e-05 | 3.406e-05 | 3.4e-05 | 3.3934e-05 | 3.3876e-05 | 1.665 | 3.3289 | 4.9829 | 6.6376 | 8.2935 | 9.7648 | 10.9386 | 11.8756 | 12.6132 | 13.2056 | 13.675 | 14.0505 | 14.3494 | 14.5863 | 14.7762 | 14.9274 | 14.9284 | 14.9287 | 14.9288 | 14.9288 | 14.9288 | 14.9288 | 14.9289 | 0 | 0 | 0 | 1.2999 | 1.2992 | 1.2915 | 1.2922 | 1.2933 | 1.1492 | 0.91684 | 0.73198 | 0.57629 | 0.46279 | 0.3667 | 0.2934 | 0.23354 | 0.18516 | 0.14831 | 0.11815 | 0.00080277 | 0.00028566 | 9.7053e-05 | 3.1548e-05 | 2.6738e-05 | 2.6666e-05 | 2.6602e-05 | 2.6544e-05 | 2.6492e-05 | 2.6447e-05 | 1.2999 | 2.5991 | 3.8906 | 5.1829 | 6.4762 | 7.6253 | 8.5422 | 9.2742 | 9.8504 | 10.3132 | 10.6799 | 10.9733 | 11.2069 | 11.392 | 11.5403 | 11.6585 | 11.6593 | 11.6596 | 11.6597 | 11.6597 | 11.6597 | 11.6598 | 11.6598 | 11.6598 | 11.6598 | 11.6599 | 32.5534 | 32.5534 | 32.5534 | 32.5534 | 32.5534 | 32.5534 | 32.5534 | 32.5534 | 32.5534 | 32.5534 | 32.5534 | 32.5534 | 32.5534 | 32.5534 | 32.5534 | 32.5534 | 32.5534 | 32.5534 | 32.5534 | 32.5534 | 32.5534 | 32.5534 | 32.5534 | 32.5534 | 32.5534 | 32.5534 | 23.7969 | 23.7969 | 23.7969 | 23.7969 | 23.7969 | 23.7969 | 23.7969 | 23.7969 | 23.7969 | 23.7969 | 23.7969 | 23.7969 | 23.7969 | 23.7969 | 23.7969 | 23.7969 | 23.7969 | 23.7969 | 23.7969 | 23.7969 | 23.7969 | 23.7969 | 23.7969 | 23.7969 | 23.7969 | 23.7969
WA_Industrial_Stone, Clay, and Glass_Existing_Process_Natural Gas_Process Heat Recovery_A | WA | Industrial | Stone, Clay, and Glass | Existing | Process | Natural Gas | Process Heat Recovery | A | IM270 | No HR system | HR system installed | 15 | 73.39 | 0 | 0 | 171.45 | 0 | 0 | 0 | 85.7242 |  | hp air | 5% | 50% | Retrofit | Retro12Med | 84.73% | TBD | 0.2% | 244.992 |  | 186.2716 |  | 6.8517 | MN TRM v3.1 - Exhaust Energy Recovery | WI TRM - Compressed Air and Vacuum Pump Heat Recovery, 2257, 4494, 3928, 4629 | WI TRM - Compressed Air and Vacuum Pump Heat Recovery, 2257, 4494, 3928, 4629 | No HR system | No HR system | No HR system | No HR system | No HR system | No HR system | No HR system | No HR system | No HR system | No HR system | No HR system | No HR system | No HR system | No HR system | No HR system | No HR system | No HR system | No HR system | No HR system | No HR system | No HR system | No HR system | No HR system | No HR system | No HR system | No HR system | No HR system | No HR system | No HR system | No HR system | No HR system | HR system installed | HR system installed | HR system installed | HR system installed | HR system installed | HR system installed | HR system installed | HR system installed | HR system installed | HR system installed | HR system installed | HR system installed | HR system installed | HR system installed | HR system installed | HR system installed | HR system installed | HR system installed | HR system installed | HR system installed | HR system installed | HR system installed | HR system installed | HR system installed | HR system installed | HR system installed | HR system installed | HR system installed | HR system installed | HR system installed | HR system installed | 171.45 | 171.45 | 171.45 | 171.45 | 171.45 | 171.45 | 171.45 | 171.45 | 171.45 | 171.45 | 171.45 | 171.45 | 171.45 | 171.45 | 171.45 | 171.45 | 171.45 | 171.45 | 171.45 | 171.45 | 171.45 | 171.45 | 171.45 | 171.45 | 171.45 | 171.45 | 171.45 | 171.45 | 171.45 | 171.45 | 171.45 | 0 | 0 | 0 | 0 | 0 | 73.2939 | 73.1982 | 73.1016 | 73.0065 | 72.9116 | 72.8197 | 72.7495 | 72.6932 | 72.6378 | 72.6053 | 72.5694 | 72.5467 | 72.5241 | 72.5016 | 72.4907 | 72.4774 | 72.4733 | 72.4695 | 72.4659 | 72.4626 | 72.4599 | 72.4574 | 72.4551 | 0 | 0 | 0 | 4.0352 | 4.0277 | 3.9987 | 3.9956 | 3.9937 | 3.5442 | 2.8249 | 2.2536 | 1.7729 | 1.4231 | 1.1271 | 0.90148 | 0.71733 | 0.56857 | 0.45533 | 0.36269 | 0.0024641 | 0.00087677 | 0.00029787 | 9.682e-05 | 8.2055e-05 | 8.1833e-05 | 8.1632e-05 | 0 | 0 | 0 | 4.0352 | 8.0576 | 12.0457 | 16.0256 | 19.9985 | 23.5175 | 26.3198 | 28.553 | 30.3041 | 31.7137 | 32.825 | 33.7163 | 34.4231 | 34.981 | 35.4311 | 35.7873 | 35.7877 | 35.7867 | 35.7852 | 35.7837 | 35.7824 | 35.7813 | 35.7802 | 0 | 0 | 0 | 55.0548 | 55.0246 | 54.7001 | 54.7297 | 54.7749 | 48.6714 | 38.8307 | 31.0015 | 24.4074 | 19.6004 | 15.5308 | 12.4263 | 9.891 | 7.8422 | 6.2812 | 5.0042 | 0.034 | 0.012098 | 0.0041105 | 0.0013361 | 0.0011324 | 0.0011294 | 0.0011267 | 1.0948e-06 | 1.0948e-06 | 1.0948e-06 | 55.0548 | 110.0794 | 164.7795 | 219.5092 | 274.2841 | 322.9556 | 361.7863 | 392.7878 | 417.1952 | 436.7956 | 452.3264 | 464.7527 | 474.6437 | 482.4859 | 488.7671 | 493.7713 | 493.8053 | 493.8174 | 493.8215 | 493.8228 | 493.824 | 493.8251 | 493.8262 | 493.8262 | 493.8262 | 493.8262 | 3.4306 | 3.4249 | 3.4009 | 3.399 | 3.398 | 3.0161 | 2.4043 | 1.9183 | 1.5093 | 1.2116 | 0.95963 | 0.7676 | 0.61083 | 0.48417 | 0.38775 | 0.30887 | 0.0020984 | 0.00074667 | 0.00025367 | 8.2455e-05 | 6.9881e-05 | 6.9692e-05 | 6.9522e-05 | 0 | 0 | 0 | 3.4306 | 6.8517 | 10.2449 | 13.6325 | 17.0154 | 20.0134 | 22.4013 | 24.3049 | 25.7985 | 27.0003 | 27.9486 | 28.7088 | 29.312 | 29.7885 | 30.1724 | 30.4766 | 30.4772 | 30.4766 | 30.4756 | 30.4745 | 30.4736 | 30.4728 | 30.472 | 0 | 0 | 0 | 46.7966 | 46.7709 | 46.4951 | 46.5202 | 46.5587 | 41.3707 | 33.0061 | 26.3513 | 20.7463 | 16.6604 | 13.2012 | 10.5623 | 8.4073 | 6.6659 | 5.339 | 4.2536 | 0.0289 | 0.010284 | 0.0034939 | 0.0011357 | 0.00096255 | 0.00095999 | 0.00095766 | 9.3059e-07 | 9.3059e-07 | 9.3059e-07 | 46.7966 | 93.5675 | 140.0626 | 186.5828 | 233.1415 | 274.5122 | 307.5183 | 333.8696 | 354.6159 | 371.2763 | 384.4775 | 395.0398 | 403.4471 | 410.113 | 415.452 | 419.7056 | 419.7345 | 419.7448 | 419.7483 | 419.7494 | 419.7504 | 419.7513 | 419.7523 | 419.7523 | 419.7523 | 419.7523 | 3.4306 | 3.4249 | 3.4009 | 3.399 | 3.398 | 3.0161 | 2.4043 | 1.9183 | 1.5093 | 1.2116 | 0.95963 | 0.7676 | 0.61083 | 0.48417 | 0.38775 | 0.30887 | 0.0020984 | 0.00074667 | 0.00025367 | 8.2455e-05 | 6.9881e-05 | 6.9692e-05 | 6.9522e-05 | 0 | 0 | 0 | 3.4306 | 6.8517 | 10.2449 | 13.6325 | 17.0154 | 20.0134 | 22.4013 | 24.3049 | 25.7985 | 27.0003 | 27.9486 | 28.7088 | 29.312 | 29.7885 | 30.1724 | 30.4766 | 30.4772 | 30.4766 | 30.4756 | 30.4745 | 30.4736 | 30.4728 | 30.472 | 0 | 0 | 0 | 46.7966 | 46.7709 | 46.4951 | 46.5202 | 46.5587 | 41.3707 | 33.0061 | 26.3513 | 20.7463 | 16.6604 | 13.2012 | 10.5623 | 8.4073 | 6.6659 | 5.339 | 4.2536 | 0.0289 | 0.010284 | 0.0034939 | 0.0011357 | 0.00096255 | 0.00095999 | 0.00095766 | 9.3059e-07 | 9.3059e-07 | 9.3059e-07 | 46.7966 | 93.5675 | 140.0626 | 186.5828 | 233.1415 | 274.5122 | 307.5183 | 333.8696 | 354.6159 | 371.2763 | 384.4775 | 395.0398 | 403.4471 | 410.113 | 415.452 | 419.7056 | 419.7345 | 419.7448 | 419.7483 | 419.7494 | 419.7504 | 419.7513 | 419.7523 | 419.7523 | 419.7523 | 419.7523 | 3.4306 | 3.4249 | 3.4009 | 3.399 | 3.398 | 3.0161 | 2.4043 | 1.9183 | 1.5093 | 1.2116 | 0.95963 | 0.7676 | 0.61083 | 0.48417 | 0.38775 | 0.30887 | 0.0020984 | 0.00074667 | 0.00025367 | 8.2455e-05 | 6.9881e-05 | 6.9692e-05 | 6.9522e-05 | 0 | 0 | 0 | 3.4306 | 6.8517 | 10.2449 | 13.6325 | 17.0154 | 20.0134 | 22.4013 | 24.3049 | 25.7985 | 27.0003 | 27.9486 | 28.7088 | 29.312 | 29.7885 | 30.1724 | 30.4766 | 30.4772 | 30.4766 | 30.4756 | 30.4745 | 30.4736 | 30.4728 | 30.472 | 0 | 0 | 0 | 46.7966 | 46.7709 | 46.4951 | 46.5202 | 46.5587 | 41.3707 | 33.0061 | 26.3513 | 20.7463 | 16.6604 | 13.2012 | 10.5623 | 8.4073 | 6.6659 | 5.339 | 4.2536 | 0.0289 | 0.010284 | 0.0034939 | 0.0011357 | 0.00096255 | 0.00095999 | 0.00095766 | 9.3059e-07 | 9.3059e-07 | 9.3059e-07 | 46.7966 | 93.5675 | 140.0626 | 186.5828 | 233.1415 | 274.5122 | 307.5183 | 333.8696 | 354.6159 | 371.2763 | 384.4775 | 395.0398 | 403.4471 | 410.113 | 415.452 | 419.7056 | 419.7345 | 419.7448 | 419.7483 | 419.7494 | 419.7504 | 419.7513 | 419.7523 | 419.7523 | 419.7523 | 419.7523 | 244.992 | 244.992 | 244.992 | 244.992 | 244.992 | 244.992 | 244.992 | 244.992 | 244.992 | 244.992 | 244.992 | 244.992 | 244.992 | 244.992 | 244.992 | 244.992 | 244.992 | 244.992 | 244.992 | 244.992 | 244.992 | 244.992 | 244.992 | 0 | 0 | 0 | 186.2716 | 186.2716 | 186.2716 | 186.2716 | 186.2716 | 186.2716 | 186.2716 | 186.2716 | 186.2716 | 186.2716 | 186.2716 | 186.2716 | 186.2716 | 186.2716 | 186.2716 | 186.2716 | 186.2716 | 186.2716 | 186.2716 | 186.2716 | 186.2716 | 186.2716 | 186.2716 | 0 | 0 | 0
WA_Industrial_Stone, Clay, and Glass_Existing_Space Heating_Natural Gas_Building Automation System_A | WA | Industrial | Stone, Clay, and Glass | Existing | Space Heating | Natural Gas | Building Automation System | A | IM271 | No control system | Automation system installed and programmed | 15 | 0.015698 | 0 | 0 | 0.1 | 0.03 | 0 | 0 | 0.05225 |  | sqft | 5% | 65% | Retrofit | Retro1Slow | 81.8% | TBD | 0.2% | 2737.6837 |  | 545.2251 |  | 0.030954 | COM_EMS-All-XCELCO-2017-18-3 | BEHAV_EIS-All-CPUC-2018_PG-10 | COM_EMS-All-XCELCO-2017-18-3 | No control system | No control system | No control system | No control system | No control system | No control system | No control system | No control system | No control system | No control system | No control system | No control system | No control system | No control system | No control system | No control system | No control system | No control system | No control system | No control system | No control system | No control system | No control system | No control system | No control system | No control system | No control system | No control system | No control system | No control system | No control system | Automation system installed and programmed | Automation system installed and programmed | Automation system installed and programmed | Automation system installed and programmed | Automation system installed and programmed | Automation system installed and programmed | Automation system installed and programmed | Automation system installed and programmed | Automation system installed and programmed | Automation system installed and programmed | Automation system installed and programmed | Automation system installed and programmed | Automation system installed and programmed | Automation system installed and programmed | Automation system installed and programmed | Automation system installed and programmed | Automation system installed and programmed | Automation system installed and programmed | Automation system installed and programmed | Automation system installed and programmed | Automation system installed and programmed | Automation system installed and programmed | Automation system installed and programmed | Automation system installed and programmed | Automation system installed and programmed | Automation system installed and programmed | Automation system installed and programmed | Automation system installed and programmed | Automation system installed and programmed | Automation system installed and programmed | Automation system installed and programmed | 0.1 | 0.1 | 0.1 | 0.1 | 0.1 | 0.1 | 0.1 | 0.1 | 0.1 | 0.1 | 0.1 | 0.1 | 0.1 | 0.1 | 0.1 | 0.1 | 0.1 | 0.1 | 0.1 | 0.1 | 0.1 | 0.1 | 0.1 | 0.1 | 0.1 | 0.1 | 0.1 | 0.1 | 0.1 | 0.1 | 0.1 | 0 | 0 | 0 | 0 | 0 | 0.015419 | 0.015292 | 0.015135 | 0.014968 | 0.01479 | 0.014604 | 0.014414 | 0.014222 | 0.01402 | 0.01381 | 0.013604 | 0.013404 | 0.013223 | 0.013052 | 0.012897 | 0.012749 | 0.012599 | 0.012466 | 0.012341 | 0.012221 | 0.012123 | 0.012038 | 0.011956 | 0 | 0 | 0 | 0.012213 | 0.024198 | 0.042273 | 0.06804 | 0.10214 | 0.1426 | 0.19093 | 0.24372 | 0.29244 | 0.341 | 0.37328 | 0.39131 | 0.38569 | 0.35566 | 0.30936 | 0.25186 | 0.18959 | 0.1294 | 0.081562 | 0.052509 | 0 | 0 | 0 | 0 | 0 | 0 | 0.012213 | 0.036311 | 0.078211 | 0.14539 | 0.2458 | 0.38531 | 0.57122 | 0.80732 | 1.0883 | 1.413 | 1.7652 | 2.1306 | 2.4875 | 2.8109 | 3.0869 | 3.3034 | 3.4542 | 3.5471 | 3.593 | 3.6106 | 3.5817 | 3.5566 | 3.5324 | 0 | 0 | 0 | 792.0675 | 1582.4219 | 2793.0922 | 4545.8037 | 6905.6004 | 9764.6988 | 13246.3749 | 17137.2193 | 20859.205 | 24691.8736 | 27438.4964 | 29193.1821 | 29167.5159 | 27250.0462 | 23987.2659 | 19755.1723 | 15048.1407 | 10379.9842 | 6609.1201 | 4296.7034 | 0 | 0 | 0 | 0 | 0 | 0 | 792.0675 | 2374.4894 | 5167.5817 | 9713.3853 | 16618.9858 | 26383.6846 | 39630.0595 | 56767.2788 | 77626.4837 | 102318.3574 | 129756.8538 | 158950.0359 | 188117.5518 | 215367.598 | 239354.8639 | 259110.0362 | 274158.1769 | 284538.1611 | 291147.2813 | 295443.9847 | 295443.9847 | 295443.9847 | 295443.9847 | 295443.9847 | 295443.9847 | 295443.9847 | 0.010396 | 0.020629 | 0.036112 | 0.058247 | 0.087628 | 0.12263 | 0.16455 | 0.2105 | 0.25317 | 0.29584 | 0.32457 | 0.34093 | 0.33643 | 0.31056 | 0.2703 | 0.22018 | 0.16584 | 0.11326 | 0.071482 | 0.046084 | 0 | 0 | 0 | 0 | 0 | 0 | 0.010396 | 0.030954 | 0.066811 | 0.12446 | 0.21089 | 0.33134 | 0.4923 | 0.69728 | 0.94215 | 1.2259 | 1.5349 | 1.8563 | 2.1698 | 2.4545 | 2.6972 | 2.8879 | 3.0215 | 3.1047 | 3.1489 | 3.1688 | 3.1476 | 3.1294 | 3.1124 | 0 | 0 | 0 | 673.2573 | 1345.0587 | 2374.1284 | 3863.9331 | 5869.7604 | 8299.994 | 11259.4186 | 14566.6364 | 17730.3242 | 20988.0926 | 23322.7219 | 24814.2048 | 24792.3885 | 23162.5393 | 20389.176 | 16791.8964 | 12790.9196 | 8822.9866 | 5617.7521 | 3652.1979 | 0 | 0 | 0 | 0 | 0 | 0 | 673.2573 | 2018.316 | 4392.4444 | 8256.3775 | 14126.1379 | 22426.1319 | 33685.5506 | 48252.187 | 65982.5112 | 86970.6038 | 110293.3257 | 135107.5305 | 159899.919 | 183062.4583 | 203451.6343 | 220243.5307 | 233034.4503 | 241857.437 | 247475.1891 | 251127.387 | 251127.387 | 251127.387 | 251127.387 | 251127.387 | 251127.387 | 251127.387 | 0.010399 | 0.020643 | 0.036154 | 0.058349 | 0.087836 | 0.123 | 0.16516 | 0.21143 | 0.25448 | 0.2976 | 0.32675 | 0.34346 | 0.3392 | 0.31337 | 0.27296 | 0.22252 | 0.16775 | 0.11466 | 0.072378 | 0.046669 | 0 | 0 | 0 | 0 | 0 | 0 | 0.010399 | 0.030975 | 0.06689 | 0.12468 | 0.21139 | 0.33235 | 0.49413 | 0.70035 | 0.94702 | 1.2332 | 1.5452 | 1.8701 | 2.1877 | 2.4767 | 2.7237 | 2.9186 | 3.0563 | 3.1431 | 3.1884 | 3.209 | 3.1879 | 3.1698 | 3.1528 | 0 | 0 | 0 | 673.2573 | 1345.0587 | 2374.1284 | 3863.9331 | 5869.7604 | 8299.994 | 11259.4186 | 14566.6364 | 17730.3242 | 20988.0926 | 23322.7219 | 24814.2048 | 24792.3885 | 23162.5393 | 20389.176 | 16791.8964 | 12790.9196 | 8822.9866 | 5617.7521 | 3652.1979 | 0 | 0 | 0 | 0 | 0 | 0 | 673.2573 | 2018.316 | 4392.4444 | 8256.3775 | 14126.1379 | 22426.1319 | 33685.5506 | 48252.187 | 65982.5112 | 86970.6038 | 110293.3257 | 135107.5305 | 159899.919 | 183062.4583 | 203451.6343 | 220243.5307 | 233034.4503 | 241857.437 | 247475.1891 | 251127.387 | 251127.387 | 251127.387 | 251127.387 | 251127.387 | 251127.387 | 251127.387 | 0.010396 | 0.020629 | 0.036112 | 0.058247 | 0.087628 | 0.12263 | 0.16455 | 0.2105 | 0.25317 | 0.29584 | 0.32457 | 0.34093 | 0.33643 | 0.31056 | 0.2703 | 0.22018 | 0.16584 | 0.11326 | 0.071482 | 0.046084 | 0 | 0 | 0 | 0 | 0 | 0 | 0.010396 | 0.030954 | 0.066811 | 0.12446 | 0.21089 | 0.33134 | 0.4923 | 0.69728 | 0.94215 | 1.2259 | 1.5349 | 1.8563 | 2.1698 | 2.4545 | 2.6972 | 2.8879 | 3.0215 | 3.1047 | 3.1489 | 3.1688 | 3.1476 | 3.1294 | 3.1124 | 0 | 0 | 0 | 673.2573 | 1345.0587 | 2374.1284 | 3863.9331 | 5869.7604 | 8299.994 | 11259.4186 | 14566.6364 | 17730.3242 | 20988.0926 | 23322.7219 | 24814.2048 | 24792.3885 | 23162.5393 | 20389.176 | 16791.8964 | 12790.9196 | 8822.9866 | 5617.7521 | 3652.1979 | 0 | 0 | 0 | 0 | 0 | 0 | 673.2573 | 2018.316 | 4392.4444 | 8256.3775 | 14126.1379 | 22426.1319 | 33685.5506 | 48252.187 | 65982.5112 | 86970.6038 | 110293.3257 | 135107.5305 | 159899.919 | 183062.4583 | 203451.6343 | 220243.5307 | 233034.4503 | 241857.437 | 247475.1891 | 251127.387 | 251127.387 | 251127.387 | 251127.387 | 251127.387 | 251127.387 | 251127.387 | 2588.6886 | 2601.4057 | 2617.3097 | 2634.3408 | 2652.4101 | 2670.9824 | 2690.3443 | 2709.879 | 2729.6175 | 2751.2686 | 2771.5884 | 2791.9623 | 2811.1341 | 2829.2466 | 2847.1224 | 2864.2187 | 2881.8999 | 2898.0489 | 2913.4766 | 2928.3031 | 2942.1596 | 2955.1037 | 2967.191 | 0 | 0 | 0 | 515.5519 | 518.0846 | 521.2519 | 524.6438 | 528.2424 | 531.9412 | 535.7972 | 539.6876 | 543.6187 | 547.9306 | 551.9774 | 556.035 | 559.8532 | 563.4604 | 567.0204 | 570.4253 | 573.9466 | 577.1627 | 580.2353 | 583.188 | 585.9476 | 588.5255 | 590.9328 | 0 | 0 | 0
WA_Industrial_Stone, Clay, and Glass_Existing_Space Heating_Natural Gas_Steam System Efficiency Improvements_A | WA | Industrial | Stone, Clay, and Glass | Existing | Space Heating | Natural Gas | Steam System Efficiency Improvements | A | IM272 | Average system efficiency | Optimized system | 5 | 0.14024 | 0 | 0 | 0.12 | 0 | 0 | 0 | 0.0594 |  | sqft | 30% | 60% | Retrofit | Retro1Slow | 81.8% | TBD | 0.2% | 34754.0068 |  | 30799.4022 |  | 0.0019176 | AEG Research | DOE - Improving Steam System Performance: A Sourcebook for Industry, Second Edition. October 2012. | DOE - Improving Steam System Performance: A Sourcebook for Industry, Second Edition. October 2012. | Average system efficiency | Average system efficiency | Average system efficiency | Average system efficiency | Average system efficiency | Average system efficiency | Average system efficiency | Average system efficiency | Average system efficiency | Average system efficiency | Average system efficiency | Average system efficiency | Average system efficiency | Average system efficiency | Average system efficiency | Average system efficiency | Average system efficiency | Average system efficiency | Average system efficiency | Average system efficiency | Average system efficiency | Average system efficiency | Average system efficiency | Average system efficiency | Average system efficiency | Average system efficiency | Average system efficiency | Average system efficiency | Average system efficiency | Average system efficiency | Average system efficiency | Optimized system | Optimized system | Optimized system | Optimized system | Optimized system | Optimized system | Optimized system | Optimized system | Optimized system | Optimized system | Optimized system | Optimized system | Optimized system | Optimized system | Optimized system | Optimized system | Optimized system | Optimized system | Optimized system | Optimized system | Optimized system | Optimized system | Optimized system | Optimized system | Optimized system | Optimized system | Optimized system | Optimized system | Optimized system | Optimized system | Optimized system | 0.12 | 0.12 | 0.12 | 0.12 | 0.12 | 0.12 | 0.12 | 0.12 | 0.12 | 0.12 | 0.12 | 0.12 | 0.12 | 0.12 | 0.12 | 0.12 | 0.12 | 0.12 | 0.12 | 0.12 | 0.12 | 0.12 | 0.12 | 0.12 | 0.12 | 0.12 | 0.12 | 0.12 | 0.12 | 0.12 | 0.12 | 0 | 0 | 0 | 0 | 0 | 0.13628 | 0.13326 | 0.12945 | 0.12488 | 0.1196 | 0.11367 | 0.10763 | 0.10168 | 0.095687 | 0.090664 | 0.085889 | 0.082058 | 0.0787 | 0.075727 | 0.073608 | 0.071655 | 0.069955 | 0.068512 | 0.06734 | 0.066241 | 0.065536 | 0.06492 | 0.06434 | 0.11902 | 0.11854 | 0.11809 | 0.000765 | 0.0014945 | 0.0025625 | 0.0040232 | 0.0058534 | 0.007866 | 0.010104 | 0.01235 | 0.014146 | 0.015866 | 0.016702 | 0.016977 | 0.016268 | 0.014625 | 0.012513 | 0.010032 | 0.0074605 | 0.00504 | 0.0031542 | 0.0020171 | 0 | 0 | 0 | 0 | 0 | 0 | 0.000765 | 0.0022426 | 0.0047409 | 0.0085967 | 0.014087 | 0.021254 | 0.03023 | 0.040908 | 0.052642 | 0.065745 | 0.078984 | 0.092438 | 0.10492 | 0.11559 | 0.12486 | 0.13158 | 0.13592 | 0.13816 | 0.13895 | 0.1387 | 0.13722 | 0.13593 | 0.13472 | 0 | 0 | 0 | 5.6135 | 11.2148 | 19.795 | 32.2167 | 48.9408 | 69.2036 | 93.8787 | 121.4536 | 147.8317 | 174.9943 | 194.46 | 206.8957 | 206.7138 | 193.1244 | 170.0007 | 140.0073 | 106.648 | 73.5642 | 46.8396 | 30.4513 | 0 | 0 | 0 | 0 | 0 | 0 | 5.6135 | 16.8283 | 36.6233 | 68.84 | 117.7808 | 186.9844 | 280.8631 | 402.3166 | 550.1484 | 725.1427 | 919.6027 | 1126.4983 | 1333.2121 | 1526.3365 | 1696.3372 | 1836.3445 | 1942.9925 | 2016.5568 | 2063.3964 | 2093.8477 | 2093.8477 | 2093.8477 | 2093.8477 | 2093.8477 | 2093.8477 | 2093.8477 | 0.00065197 | 0.0012779 | 0.0022017 | 0.0034771 | 0.0050947 | 0.006904 | 0.0089483 | 0.01104 | 0.012775 | 0.014456 | 0.015356 | 0.015725 | 0.015161 | 0.013703 | 0.011764 | 0.0094604 | 0.0070533 | 0.0047753 | 0.0029954 | 0.00192 | 0 | 0 | 0 | 0 | 0 | 0 | 0.00065197 | 0.0019176 | 0.0040733 | 0.0074298 | 0.012261 | 0.018654 | 0.026771 | 0.036569 | 0.04754 | 0.059902 | 0.072617 | 0.085618 | 0.097779 | 0.1083 | 0.11738 | 0.12408 | 0.1285 | 0.1309 | 0.13195 | 0.13202 | 0.13082 | 0.12979 | 0.12884 | 0 | 0 | 0 | 4.7715 | 9.5326 | 16.8257 | 27.3842 | 41.5997 | 58.8231 | 79.7969 | 103.2355 | 125.657 | 148.7452 | 165.291 | 175.8613 | 175.7067 | 164.1557 | 144.5006 | 119.0062 | 90.6508 | 62.5296 | 39.8137 | 25.8836 | 0 | 0 | 0 | 0 | 0 | 0 | 4.7715 | 14.3041 | 31.1298 | 58.514 | 100.1137 | 158.9367 | 238.7336 | 341.9692 | 467.6261 | 616.3713 | 781.6623 | 957.5236 | 1133.2303 | 1297.386 | 1441.8866 | 1560.8928 | 1651.5437 | 1714.0732 | 1753.8869 | 1779.7705 | 1779.7705 | 1779.7705 | 1779.7705 | 1779.7705 | 1779.7705 | 1779.7705 | 0.0006535 | 0.0012842 | 0.0022184 | 0.0035136 | 0.0051637 | 0.0070214 | 0.0091323 | 0.011309 | 0.013143 | 0.014934 | 0.015938 | 0.016394 | 0.01588 | 0.014422 | 0.012433 | 0.01004 | 0.0075156 | 0.0051071 | 0.0032124 | 0.0020644 | 0 | 0 | 0 | 0 | 0 | 0 | 0.0006535 | 0.001927 | 0.0041043 | 0.0075077 | 0.012427 | 0.018971 | 0.027322 | 0.03746 | 0.04891 | 0.061883 | 0.075369 | 0.08926 | 0.10242 | 0.11398 | 0.12406 | 0.13169 | 0.13692 | 0.14 | 0.14151 | 0.14195 | 0.1407 | 0.13962 | 0.13863 | 0 | 0 | 0 | 4.7715 | 9.5326 | 16.8257 | 27.3842 | 41.5997 | 58.8231 | 79.7969 | 103.2355 | 125.657 | 148.7452 | 165.291 | 175.8613 | 175.7067 | 164.1557 | 144.5006 | 119.0062 | 90.6508 | 62.5296 | 39.8137 | 25.8836 | 0 | 0 | 0 | 0 | 0 | 0 | 4.7715 | 14.3041 | 31.1298 | 58.514 | 100.1137 | 158.9367 | 238.7336 | 341.9692 | 467.6261 | 616.3713 | 781.6623 | 957.5236 | 1133.2303 | 1297.386 | 1441.8866 | 1560.8928 | 1651.5437 | 1714.0732 | 1753.8869 | 1779.7705 | 1779.7705 | 1779.7705 | 1779.7705 | 1779.7705 | 1779.7705 | 1779.7705 | 0.00065377 | 0.0012854 | 0.002223 | 0.0035273 | 0.0051967 | 0.0070883 | 0.0092505 | 0.011494 | 0.013402 | 0.015266 | 0.016327 | 0.016816 | 0.016302 | 0.014812 | 0.012766 | 0.010305 | 0.0077088 | 0.0052345 | 0.0032917 | 0.0021148 | 0 | 0 | 0 | 0 | 0 | 0 | 0.00065377 | 0.0019288 | 0.0041129 | 0.007537 | 0.012506 | 0.019152 | 0.027675 | 0.038073 | 0.049876 | 0.063258 | 0.077211 | 0.091559 | 0.10514 | 0.11706 | 0.12738 | 0.13517 | 0.14045 | 0.14349 | 0.14501 | 0.14542 | 0.1441 | 0.143 | 0.14199 | 0 | 0 | 0 | 4.7715 | 9.5326 | 16.8257 | 27.3842 | 41.5997 | 58.8231 | 79.7969 | 103.2355 | 125.657 | 148.7452 | 165.291 | 175.8613 | 175.7067 | 164.1557 | 144.5006 | 119.0062 | 90.6508 | 62.5296 | 39.8137 | 25.8836 | 0 | 0 | 0 | 0 | 0 | 0 | 4.7715 | 14.3041 | 31.1298 | 58.514 | 100.1137 | 158.9367 | 238.7336 | 341.9692 | 467.6261 | 616.3713 | 781.6623 | 957.5236 | 1133.2303 | 1297.386 | 1441.8866 | 1560.8928 | 1651.5437 | 1714.0732 | 1753.8869 | 1779.7705 | 1779.7705 | 1779.7705 | 1779.7705 | 1779.7705 | 1779.7705 | 1779.7705 | 33555.6917 | 33698.402 | 33841.4197 | 33986.4225 | 34132.2543 | 34275.1887 | 34417.8889 | 34560.2362 | 34702.1177 | 34853.5738 | 34993.7483 | 35133.4584 | 35271.9654 | 35409.5074 | 35548.4327 | 35683.6405 | 35825.4584 | 35963.439 | 36098.1047 | 36234.6542 | 36360.1637 | 36475.4603 | 36581.3206 | 36678.4712 | 36767.5907 | 36849.3112 | 29737.4414 | 29863.913 | 29990.6569 | 30119.1601 | 30248.3979 | 30375.068 | 30501.5306 | 30627.6804 | 30753.4174 | 30887.6396 | 31011.8638 | 31135.6765 | 31258.4231 | 31380.3143 | 31503.4316 | 31623.2543 | 31748.935 | 31871.2149 | 31990.5572 | 32111.569 | 32222.7969 | 32324.9742 | 32418.7888 | 32504.8847 | 32583.8634 | 32656.2851
WA_Industrial_Stone, Clay, and Glass_Existing_Process_Natural Gas_Steam System Efficiency Improvements_A | WA | Industrial | Stone, Clay, and Glass | Existing | Process | Natural Gas | Steam System Efficiency Improvements | A | IM273 | Average system efficiency | Optimized system | 5 | 0.082679 | 0 | 0 | 34.38 | 0 | 0 | 0 | 17.1908 |  | sqft | 30% | 60% | Retrofit | Retro1Slow | 81.8% | TBD | 0.2% | 34754.0068 |  | 30799.4022 |  | 4.4945e-05 | AEG Research | DOE - Improving Steam System Performance: A Sourcebook for Industry, Second Edition. October 2012. | DOE - Improving Steam System Performance: A Sourcebook for Industry, Second Edition. October 2012. | Average system efficiency | Average system efficiency | Average system efficiency | Average system efficiency | Average system efficiency | Average system efficiency | Average system efficiency | Average system efficiency | Average system efficiency | Average system efficiency | Average system efficiency | Average system efficiency | Average system efficiency | Average system efficiency | Average system efficiency | Average system efficiency | Average system efficiency | Average system efficiency | Average system efficiency | Average system efficiency | Average system efficiency | Average system efficiency | Average system efficiency | Average system efficiency | Average system efficiency | Average system efficiency | Average system efficiency | Average system efficiency | Average system efficiency | Average system efficiency | Average system efficiency | Optimized system | Optimized system | Optimized system | Optimized system | Optimized system | Optimized system | Optimized system | Optimized system | Optimized system | Optimized system | Optimized system | Optimized system | Optimized system | Optimized system | Optimized system | Optimized system | Optimized system | Optimized system | Optimized system | Optimized system | Optimized system | Optimized system | Optimized system | Optimized system | Optimized system | Optimized system | Optimized system | Optimized system | Optimized system | Optimized system | Optimized system | 34.38 | 34.38 | 34.38 | 34.38 | 34.38 | 34.38 | 34.38 | 34.38 | 34.38 | 34.38 | 34.38 | 34.38 | 34.38 | 34.38 | 34.38 | 34.38 | 34.38 | 34.38 | 34.38 | 34.38 | 34.38 | 34.38 | 34.38 | 34.38 | 34.38 | 34.38 | 34.38 | 34.38 | 34.38 | 34.38 | 34.38 | 0 | 0 | 0 | 0 | 0 | 0.082271 | 0.081864 | 0.081454 | 0.08105 | 0.080647 | 0.080249 | 0.079928 | 0.079653 | 0.079373 | 0.079182 | 0.07897 | 0.078812 | 0.078649 | 0.078482 | 0.078366 | 0.078236 | 0.078135 | 0.078036 | 0.077938 | 0.077841 | 0.077827 | 0.077814 | 0.077803 | 0.082679 | 0.082679 | 0.082679 | 1.7699e-05 | 3.5186e-05 | 6.1794e-05 | 0.00010007 | 0.00015127 | 0.00021284 | 0.00028757 | 0.00037076 | 0.0004497 | 0.00053105 | 0.00058854 | 0.00062492 | 0.00062308 | 0.00058088 | 0.00051058 | 0.00041979 | 0.00031936 | 0.00022001 | 0.00013991 | 9.0843e-05 | 0 | 0 | 0 | 0 | 0 | 0 | 1.7699e-05 | 5.2797e-05 | 0.00011433 | 0.00021383 | 0.00036404 | 0.00057508 | 0.00086035 | 0.0012282 | 0.0016735 | 0.0022006 | 0.0027832 | 0.0034025 | 0.0040186 | 0.004591 | 0.0050947 | 0.005506 | 0.0058183 | 0.006031 | 0.0061633 | 0.0062464 | 0.0062453 | 0.0062443 | 0.0062434 | 0 | 0 | 0 | 0.21514 | 0.42981 | 0.75864 | 1.2347 | 1.8757 | 2.6522 | 3.5979 | 4.6547 | 5.6656 | 6.7066 | 7.4527 | 7.9293 | 7.9223 | 7.4015 | 6.5153 | 5.3658 | 4.0873 | 2.8193 | 1.7951 | 1.167 | 0 | 0 | 0 | 0 | 0 | 0 | 0.21514 | 0.64494 | 1.4036 | 2.6383 | 4.5139 | 7.1662 | 10.764 | 15.4187 | 21.0844 | 27.791 | 35.2437 | 43.1729 | 51.0952 | 58.4967 | 65.0119 | 70.3777 | 74.465 | 77.2843 | 79.0794 | 80.2465 | 80.2465 | 80.2465 | 80.2465 | 80.2465 | 80.2465 | 80.2465 | 1.5056e-05 | 2.9952e-05 | 5.2643e-05 | 8.5316e-05 | 0.00012906 | 0.00018173 | 0.00024569 | 0.00031692 | 0.0003846 | 0.00045434 | 0.00050374 | 0.00053504 | 0.00053363 | 0.00049765 | 0.00043752 | 0.00035982 | 0.00027379 | 0.00018865 | 0.00011999 | 7.7924e-05 | 0 | 0 | 0 | 0 | 0 | 0 | 1.5056e-05 | 4.4945e-05 | 9.7396e-05 | 0.0001823 | 0.00031059 | 0.00049102 | 0.00073504 | 0.0010498 | 0.0014313 | 0.0018827 | 0.0023822 | 0.0029132 | 0.0034417 | 0.0039331 | 0.0043657 | 0.0047194 | 0.004988 | 0.0051713 | 0.0052858 | 0.0053581 | 0.0053573 | 0.0053566 | 0.0053559 | 0 | 0 | 0 | 0.18287 | 0.36534 | 0.64484 | 1.0495 | 1.5943 | 2.2544 | 3.0582 | 3.9565 | 4.8158 | 5.7006 | 6.3348 | 6.7399 | 6.7339 | 6.2912 | 5.538 | 4.5609 | 3.4742 | 2.3964 | 1.5259 | 0.99198 | 0 | 0 | 0 | 0 | 0 | 0 | 0.18287 | 0.5482 | 1.193 | 2.2425 | 3.8368 | 6.0912 | 9.1494 | 13.1059 | 17.9217 | 23.6224 | 29.9571 | 36.697 | 43.4309 | 49.7222 | 55.2601 | 59.821 | 63.2952 | 65.6917 | 67.2175 | 68.2095 | 68.2095 | 68.2095 | 68.2095 | 68.2095 | 68.2095 | 68.2095 | 0 | 0 | 0 | 0 | 0 | 0 | 0 | 0 | 0 | 0 | 0 | 0 | 0 | 0 | 0 | 0 | 0 | 0 | 0 | 0 | 0 | 0 | 0 | 0 | 0 | 0 | 0 | 0 | 0 | 0 | 0 | 0 | 0 | 0 | 0 | 0 | 0 | 0 | 0 | 0 | 0 | 0 | 0 | 0 | 0 | 0 | 0 | 0 | 0 | 0 | 0 | 0 | 0 | 0 | 0 | 0 | 0 | 0 | 0 | 0 | 0 | 0 | 0 | 0 | 0 | 0 | 0 | 0 | 0 | 0 | 0 | 0 | 0 | 0 | 0 | 0 | 0 | 0 | 0 | 0 | 0 | 0 | 0 | 0 | 0 | 0 | 0 | 0 | 0 | 0 | 0 | 0 | 0 | 0 | 0 | 0 | 0 | 0 | 0 | 0 | 0 | 0 | 0 | 0 | 0 | 0 | 0 | 0 | 0 | 0 | 0 | 0 | 0 | 0 | 0 | 0 | 0 | 0 | 0 | 0 | 0 | 0 | 0 | 0 | 0 | 0 | 0 | 0 | 0 | 0 | 0 | 0 | 0 | 0 | 0 | 0 | 0 | 0 | 0 | 0 | 0 | 0 | 0 | 0 | 0 | 0 | 0 | 0 | 0 | 0 | 0 | 0 | 0 | 0 | 0 | 0 | 0 | 0 | 0 | 0 | 0 | 0 | 0 | 0 | 0 | 0 | 0 | 0 | 0 | 0 | 0 | 0 | 0 | 0 | 0 | 0 | 0 | 0 | 0 | 0 | 0 | 0 | 0 | 0 | 0 | 0 | 0 | 0 | 0 | 0 | 0 | 0 | 0 | 0 | 0 | 0 | 0 | 0 | 0 | 0 | 0 | 0 | 0 | 0 | 0 | 0 | 0 | 0 | 33555.6917 | 33698.402 | 33841.4197 | 33986.4225 | 34132.2543 | 34275.1887 | 34417.8889 | 34560.2362 | 34702.1177 | 34853.5738 | 34993.7483 | 35133.4584 | 35271.9654 | 35409.5074 | 35548.4327 | 35683.6405 | 35825.4584 | 35963.439 | 36098.1047 | 36234.6542 | 36360.1637 | 36475.4603 | 36581.3206 | 36678.4712 | 36767.5907 | 36849.3112 | 29737.4414 | 29863.913 | 29990.6569 | 30119.1601 | 30248.3979 | 30375.068 | 30501.5306 | 30627.6804 | 30753.4174 | 30887.6396 | 31011.8638 | 31135.6765 | 31258.4231 | 31380.3143 | 31503.4316 | 31623.2543 | 31748.935 | 31871.2149 | 31990.5572 | 32111.569 | 32222.7969 | 32324.9742 | 32418.7888 | 32504.8847 | 32583.8634 | 32656.2851
WA_Industrial_Stone, Clay, and Glass_Existing_Space Heating_Natural Gas_Strategic Energy Management_A | WA | Industrial | Stone, Clay, and Glass | Existing | Space Heating | Natural Gas | Strategic Energy Management | A | IM274 | No energy management system | Energy management system installed and programmed | 5 | 19.723 | 0 | 0 | 135.48 | 0 | 3.23 | 0 | 67.7375 |  | employee | 5% | 50% | Retrofit | RetroEven20 | 76.5% | TBD | 0.2% | 276.9739 |  | 271.4772 |  | 0.13008 | BEHAV_SEM-All-CPUC-2018_PG-26 | BEHAV_SEM-All-CPUC-2018_PG-26 | AEG Research | No energy management system | No energy management system | No energy management system | No energy management system | No energy management system | No energy management system | No energy management system | No energy management system | No energy management system | No energy management system | No energy management system | No energy management system | No energy management system | No energy management system | No energy management system | No energy management system | No energy management system | No energy management system | No energy management system | No energy management system | No energy management system | No energy management system | No energy management system | No energy management system | No energy management system | No energy management system | No energy management system | No energy management system | No energy management system | No energy management system | No energy management system | Energy management system installed and programmed | Energy management system installed and programmed | Energy management system installed and programmed | Energy management system installed and programmed | Energy management system installed and programmed | Energy management system installed and programmed | Energy management system installed and programmed | Energy management system installed and programmed | Energy management system installed and programmed | Energy management system installed and programmed | Energy management system installed and programmed | Energy management system installed and programmed | Energy management system installed and programmed | Energy management system installed and programmed | Energy management system installed and programmed | Energy management system installed and programmed | Energy management system installed and programmed | Energy management system installed and programmed | Energy management system installed and programmed | Energy management system installed and programmed | Energy management system installed and programmed | Energy management system installed and programmed | Energy management system installed and programmed | Energy management system installed and programmed | Energy management system installed and programmed | Energy management system installed and programmed | Energy management system installed and programmed | Energy management system installed and programmed | Energy management system installed and programmed | Energy management system installed and programmed | Energy management system installed and programmed | 135.48 | 135.48 | 135.48 | 135.48 | 135.48 | 135.48 | 135.48 | 135.48 | 135.48 | 135.48 | 135.48 | 135.48 | 135.48 | 135.48 | 135.48 | 135.48 | 135.48 | 135.48 | 135.48 | 135.48 | 135.48 | 135.48 | 135.48 | 135.48 | 135.48 | 135.48 | 135.48 | 135.48 | 135.48 | 135.48 | 135.48 | 0 | 0 | 0 | 0 | 0 | 19.3953 | 19.2593 | 19.0854 | 18.8981 | 18.6979 | 18.4882 | 18.2721 | 18.0529 | 17.8232 | 17.5789 | 17.3406 | 17.1066 | 16.8967 | 16.6993 | 16.5193 | 16.3493 | 16.1768 | 16.0251 | 15.883 | 15.7473 | 15.6225 | 15.5139 | 15.4093 | 0 | 0 | 0 | 0.076884 | 0.076303 | 0.075169 | 0.074471 | 0.073743 | 0.07199 | 0.070954 | 0.069961 | 0.067974 | 0.067298 | 0.065753 | 0.064874 | 0.063755 | 0.062448 | 0.061849 | 0.060959 | 0.060081 | 0.059301 | 0.058575 | 0.057892 | 0 | 0 | 0 | 0 | 0 | 0 | 0.076884 | 0.15265 | 0.22644 | 0.29869 | 0.36927 | 0.43712 | 0.50296 | 0.56689 | 0.62765 | 0.68634 | 0.74279 | 0.79764 | 0.85161 | 0.90411 | 0.95622 | 1.0073 | 1.0568 | 1.1062 | 1.1549 | 1.203 | 1.1934 | 1.1851 | 1.1771 | 0 | 0 | 0 | 3.9641 | 3.9619 | 3.9385 | 3.9407 | 3.9439 | 3.8938 | 3.8832 | 3.8753 | 3.8138 | 3.8283 | 3.7918 | 3.7923 | 3.7732 | 3.7396 | 3.744 | 3.7285 | 3.714 | 3.7005 | 3.6879 | 3.6763 | 0 | 0 | 0 | 0 | 0 | 0 | 3.9641 | 7.926 | 11.8645 | 15.8052 | 19.7492 | 23.643 | 27.5262 | 31.4015 | 35.2153 | 39.0437 | 42.8355 | 46.6278 | 50.4011 | 54.1407 | 57.8847 | 61.6132 | 65.3273 | 69.0278 | 72.7157 | 76.392 | 76.392 | 76.392 | 76.392 | 76.392 | 76.392 | 76.392 | 0.065435 | 0.065024 | 0.064177 | 0.063706 | 0.06321 | 0.061836 | 0.061069 | 0.060332 | 0.058742 | 0.058272 | 0.057048 | 0.056387 | 0.055472 | 0.05438 | 0.053882 | 0.053127 | 0.052383 | 0.051726 | 0.05115 | 0.050615 | 0 | 0 | 0 | 0 | 0 | 0 | 0.065435 | 0.13008 | 0.19333 | 0.25551 | 0.31652 | 0.37546 | 0.43289 | 0.48886 | 0.5424 | 0.59429 | 0.64446 | 0.6933 | 0.74097 | 0.7873 | 0.83305 | 0.87792 | 0.92139 | 0.96487 | 1.0085 | 1.0518 | 1.0448 | 1.0388 | 1.0332 | 0 | 0 | 0 | 3.3695 | 3.3676 | 3.3478 | 3.3496 | 3.3523 | 3.3098 | 3.3007 | 3.294 | 3.2417 | 3.2541 | 3.2231 | 3.2235 | 3.2073 | 3.1786 | 3.1824 | 3.1693 | 3.1569 | 3.1454 | 3.1347 | 3.1249 | 0 | 0 | 0 | 0 | 0 | 0 | 3.3695 | 6.7371 | 10.0849 | 13.4344 | 16.7868 | 20.0966 | 23.3973 | 26.6913 | 29.933 | 33.1871 | 36.4102 | 39.6337 | 42.8409 | 46.0196 | 49.202 | 52.3712 | 55.5282 | 58.6736 | 61.8083 | 64.9332 | 64.9332 | 64.9332 | 64.9332 | 64.9332 | 64.9332 | 64.9332 | 0.065452 | 0.065068 | 0.064252 | 0.063817 | 0.06336 | 0.062025 | 0.061296 | 0.060597 | 0.059045 | 0.058618 | 0.057431 | 0.056807 | 0.055928 | 0.054872 | 0.054412 | 0.053692 | 0.052986 | 0.052365 | 0.051791 | 0.051257 | 0 | 0 | 0 | 0 | 0 | 0 | 0.065452 | 0.13017 | 0.19356 | 0.25596 | 0.31727 | 0.37661 | 0.4345 | 0.49102 | 0.5452 | 0.59782 | 0.64879 | 0.69846 | 0.74706 | 0.79442 | 0.84124 | 0.88725 | 0.93199 | 0.9768 | 1.0212 | 1.0651 | 1.0582 | 1.0522 | 1.0466 | 0 | 0 | 0 | 3.3695 | 3.3676 | 3.3478 | 3.3496 | 3.3523 | 3.3098 | 3.3007 | 3.294 | 3.2417 | 3.2541 | 3.2231 | 3.2235 | 3.2073 | 3.1786 | 3.1824 | 3.1693 | 3.1569 | 3.1454 | 3.1347 | 3.1249 | 0 | 0 | 0 | 0 | 0 | 0 | 3.3695 | 6.7371 | 10.0849 | 13.4344 | 16.7868 | 20.0966 | 23.3973 | 26.6913 | 29.933 | 33.1871 | 36.4102 | 39.6337 | 42.8409 | 46.0196 | 49.202 | 52.3712 | 55.5282 | 58.6736 | 61.8083 | 64.9332 | 64.9332 | 64.9332 | 64.9332 | 64.9332 | 64.9332 | 64.9332 | 0.065435 | 0.065024 | 0.064177 | 0.063706 | 0.06321 | 0.061836 | 0.061069 | 0.060332 | 0.058742 | 0.058272 | 0.057048 | 0.056387 | 0.055472 | 0.05438 | 0.053882 | 0.053127 | 0.052383 | 0.051726 | 0.05115 | 0.050615 | 0 | 0 | 0 | 0 | 0 | 0 | 0.065435 | 0.13008 | 0.19333 | 0.25551 | 0.31652 | 0.37546 | 0.43289 | 0.48886 | 0.5424 | 0.59429 | 0.64446 | 0.6933 | 0.74097 | 0.7873 | 0.83305 | 0.87792 | 0.92139 | 0.96487 | 1.0085 | 1.0518 | 1.0448 | 1.0388 | 1.0332 | 0 | 0 | 0 | 3.3695 | 3.3676 | 3.3478 | 3.3496 | 3.3523 | 3.3098 | 3.3007 | 3.294 | 3.2417 | 3.2541 | 3.2231 | 3.2235 | 3.2073 | 3.1786 | 3.1824 | 3.1693 | 3.1569 | 3.1454 | 3.1347 | 3.1249 | 0 | 0 | 0 | 0 | 0 | 0 | 3.3695 | 6.7371 | 10.0849 | 13.4344 | 16.7868 | 20.0966 | 23.3973 | 26.6913 | 29.933 | 33.1871 | 36.4102 | 39.6337 | 42.8409 | 46.0196 | 49.202 | 52.3712 | 55.5282 | 58.6736 | 61.8083 | 64.9332 | 64.9332 | 64.9332 | 64.9332 | 64.9332 | 64.9332 | 64.9332 | 273.93 | 274.2007 | 274.5362 | 274.8919 | 275.2654 | 275.6449 | 276.0362 | 276.4263 | 276.816 | 277.2382 | 277.6296 | 278.0174 | 278.3782 | 278.7154 | 279.0448 | 279.3566 | 279.676 | 279.9649 | 280.2385 | 280.4992 | 280.7409 | 280.965 | 281.1728 | 0 | 0 | 0 | 268.4936 | 268.759 | 269.0879 | 269.4365 | 269.8025 | 270.1746 | 270.5581 | 270.9405 | 271.3224 | 271.7362 | 272.1199 | 272.5 | 272.8536 | 273.1841 | 273.5069 | 273.8126 | 274.1257 | 274.4088 | 274.677 | 274.9325 | 275.1694 | 275.389 | 275.5927 | 0 | 0 | 0
WA_Industrial_Stone, Clay, and Glass_Existing_Process_Natural Gas_Strategic Energy Management_A | WA | Industrial | Stone, Clay, and Glass | Existing | Process | Natural Gas | Strategic Energy Management | A | IM275 | No energy management system | Energy management system installed and programmed | 5 | 60.5342 | 0 | 0 | 135.48 | 0 | 3.23 | 0 | 67.7375 |  | employee | 5% | 50% | Retrofit | RetroEven20 | 76.5% | TBD | 0.2% | 276.9739 |  | 271.4772 |  | 2.5723 | BEHAV_SEM-All-CPUC-2018_PG-26 | BEHAV_SEM-All-CPUC-2018_PG-26 | AEG Research | No energy management system | No energy management system | No energy management system | No energy management system | No energy management system | No energy management system | No energy management system | No energy management system | No energy management system | No energy management system | No energy management system | No energy management system | No energy management system | No energy management system | No energy management system | No energy management system | No energy management system | No energy management system | No energy management system | No energy management system | No energy management system | No energy management system | No energy management system | No energy management system | No energy management system | No energy management system | No energy management system | No energy management system | No energy management system | No energy management system | No energy management system | Energy management system installed and programmed | Energy management system installed and programmed | Energy management system installed and programmed | Energy management system installed and programmed | Energy management system installed and programmed | Energy management system installed and programmed | Energy management system installed and programmed | Energy management system installed and programmed | Energy management system installed and programmed | Energy management system installed and programmed | Energy management system installed and programmed | Energy management system installed and programmed | Energy management system installed and programmed | Energy management system installed and programmed | Energy management system installed and programmed | Energy management system installed and programmed | Energy management system installed and programmed | Energy management system installed and programmed | Energy management system installed and programmed | Energy management system installed and programmed | Energy management system installed and programmed | Energy management system installed and programmed | Energy management system installed and programmed | Energy management system installed and programmed | Energy management system installed and programmed | Energy management system installed and programmed | Energy management system installed and programmed | Energy management system installed and programmed | Energy management system installed and programmed | Energy management system installed and programmed | Energy management system installed and programmed | 135.48 | 135.48 | 135.48 | 135.48 | 135.48 | 135.48 | 135.48 | 135.48 | 135.48 | 135.48 | 135.48 | 135.48 | 135.48 | 135.48 | 135.48 | 135.48 | 135.48 | 135.48 | 135.48 | 135.48 | 135.48 | 135.48 | 135.48 | 135.48 | 135.48 | 135.48 | 135.48 | 135.48 | 135.48 | 135.48 | 135.48 | 0 | 0 | 0 | 0 | 0 | 60.2998 | 60.066 | 59.8303 | 59.5981 | 59.3669 | 59.1434 | 58.973 | 58.8367 | 58.7029 | 58.6246 | 58.5381 | 58.4838 | 58.4297 | 58.3759 | 58.3504 | 58.3188 | 58.3097 | 58.3013 | 58.2933 | 58.2859 | 58.2794 | 58.2734 | 58.268 | 0 | 0 | 0 | 1.5176 | 1.5109 | 1.4961 | 1.4911 | 1.4866 | 1.4621 | 1.454 | 1.4476 | 1.4214 | 1.4249 | 1.4093 | 1.4081 | 1.3998 | 1.386 | 1.387 | 1.3806 | 1.375 | 1.3698 | 1.3649 | 1.3604 | 0 | 0 | 0 | 0 | 0 | 0 | 1.5176 | 3.0227 | 4.5069 | 5.9805 | 7.4439 | 8.878 | 10.3064 | 11.7302 | 13.1249 | 14.5324 | 15.9202 | 17.3136 | 18.6973 | 20.0661 | 21.4444 | 22.8133 | 24.1847 | 25.551 | 26.9124 | 28.2694 | 28.2663 | 28.2634 | 28.2607 | 0 | 0 | 0 | 25.168 | 25.1542 | 25.0059 | 25.0194 | 25.0401 | 24.7221 | 24.6545 | 24.6045 | 24.2138 | 24.3062 | 24.0744 | 24.0775 | 23.9564 | 23.7427 | 23.7708 | 23.6725 | 23.5804 | 23.4945 | 23.4147 | 23.3408 | 0 | 0 | 0 | 0 | 0 | 0 | 25.168 | 50.3222 | 75.3281 | 100.3474 | 125.3875 | 150.1096 | 174.7641 | 199.3686 | 223.5823 | 247.8885 | 271.9629 | 296.0405 | 319.9968 | 343.7395 | 367.5103 | 391.1828 | 414.7632 | 438.2577 | 461.6723 | 485.0131 | 485.0131 | 485.0131 | 485.0131 | 485.0131 | 485.0131 | 485.0131 | 1.2907 | 1.2858 | 1.2739 | 1.2704 | 1.2673 | 1.2472 | 1.2407 | 1.2358 | 1.2138 | 1.2171 | 1.204 | 1.2032 | 1.1962 | 1.1846 | 1.1856 | 1.1801 | 1.1754 | 1.1709 | 1.1668 | 1.163 | 0 | 0 | 0 | 0 | 0 | 0 | 1.2907 | 2.5723 | 3.8376 | 5.0954 | 6.3459 | 7.5728 | 8.795 | 10.0136 | 11.2081 | 12.4125 | 13.6009 | 14.7934 | 15.978 | 17.1501 | 18.3293 | 19.501 | 20.6738 | 21.8422 | 23.0065 | 24.167 | 24.1648 | 24.1627 | 24.1607 | 0 | 0 | 0 | 21.3928 | 21.3811 | 21.255 | 21.2665 | 21.2841 | 21.0138 | 20.9563 | 20.9138 | 20.5817 | 20.6603 | 20.4632 | 20.4659 | 20.3629 | 20.1813 | 20.2052 | 20.1216 | 20.0434 | 19.9703 | 19.9025 | 19.8397 | 0 | 0 | 0 | 0 | 0 | 0 | 21.3928 | 42.7739 | 64.0289 | 85.2953 | 106.5794 | 127.5931 | 148.5495 | 169.4633 | 190.045 | 210.7052 | 231.1685 | 251.6344 | 271.9973 | 292.1786 | 312.3837 | 332.5053 | 352.5487 | 372.519 | 392.4215 | 412.2612 | 412.2612 | 412.2612 | 412.2612 | 412.2612 | 412.2612 | 412.2612 | 1.2907 | 1.2858 | 1.2739 | 1.2704 | 1.2673 | 1.2472 | 1.2407 | 1.2358 | 1.2138 | 1.2171 | 1.204 | 1.2032 | 1.1962 | 1.1846 | 1.1856 | 1.1801 | 1.1754 | 1.1709 | 1.1668 | 1.163 | 0 | 0 | 0 | 0 | 0 | 0 | 1.2907 | 2.5723 | 3.8376 | 5.0954 | 6.3459 | 7.5728 | 8.795 | 10.0136 | 11.2081 | 12.4125 | 13.6009 | 14.7934 | 15.978 | 17.1501 | 18.3293 | 19.501 | 20.6738 | 21.8422 | 23.0065 | 24.167 | 24.1648 | 24.1627 | 24.1607 | 0 | 0 | 0 | 21.3928 | 21.3811 | 21.255 | 21.2665 | 21.2841 | 21.0138 | 20.9563 | 20.9138 | 20.5817 | 20.6603 | 20.4632 | 20.4659 | 20.3629 | 20.1813 | 20.2052 | 20.1216 | 20.0434 | 19.9703 | 19.9025 | 19.8397 | 0 | 0 | 0 | 0 | 0 | 0 | 21.3928 | 42.7739 | 64.0289 | 85.2953 | 106.5794 | 127.5931 | 148.5495 | 169.4633 | 190.045 | 210.7052 | 231.1685 | 251.6344 | 271.9973 | 292.1786 | 312.3837 | 332.5053 | 352.5487 | 372.519 | 392.4215 | 412.2612 | 412.2612 | 412.2612 | 412.2612 | 412.2612 | 412.2612 | 412.2612 | 1.2907 | 1.2858 | 1.2739 | 1.2704 | 1.2673 | 1.2472 | 1.2407 | 1.2358 | 1.2138 | 1.2171 | 1.204 | 1.2032 | 1.1962 | 1.1846 | 1.1856 | 1.1801 | 1.1754 | 1.1709 | 1.1668 | 1.163 | 0 | 0 | 0 | 0 | 0 | 0 | 1.2907 | 2.5723 | 3.8376 | 5.0954 | 6.3459 | 7.5728 | 8.795 | 10.0136 | 11.2081 | 12.4125 | 13.6009 | 14.7934 | 15.978 | 17.1501 | 18.3293 | 19.501 | 20.6738 | 21.8422 | 23.0065 | 24.167 | 24.1648 | 24.1627 | 24.1607 | 0 | 0 | 0 | 21.3928 | 21.3811 | 21.255 | 21.2665 | 21.2841 | 21.0138 | 20.9563 | 20.9138 | 20.5817 | 20.6603 | 20.4632 | 20.4659 | 20.3629 | 20.1813 | 20.2052 | 20.1216 | 20.0434 | 19.9703 | 19.9025 | 19.8397 | 0 | 0 | 0 | 0 | 0 | 0 | 21.3928 | 42.7739 | 64.0289 | 85.2953 | 106.5794 | 127.5931 | 148.5495 | 169.4633 | 190.045 | 210.7052 | 231.1685 | 251.6344 | 271.9973 | 292.1786 | 312.3837 | 332.5053 | 352.5487 | 372.519 | 392.4215 | 412.2612 | 412.2612 | 412.2612 | 412.2612 | 412.2612 | 412.2612 | 412.2612 | 273.93 | 274.2007 | 274.5362 | 274.8919 | 275.2654 | 275.6449 | 276.0362 | 276.4263 | 276.816 | 277.2382 | 277.6296 | 278.0174 | 278.3782 | 278.7154 | 279.0448 | 279.3566 | 279.676 | 279.9649 | 280.2385 | 280.4992 | 280.7409 | 280.965 | 281.1728 | 0 | 0 | 0 | 268.4936 | 268.759 | 269.0879 | 269.4365 | 269.8025 | 270.1746 | 270.5581 | 270.9405 | 271.3224 | 271.7362 | 272.1199 | 272.5 | 272.8536 | 273.1841 | 273.5069 | 273.8126 | 274.1257 | 274.4088 | 274.677 | 274.9325 | 275.1694 | 275.389 | 275.5927 | 0 | 0 | 0
WA_Industrial_Stone, Clay, and Glass_Existing_Miscellaneous_Natural Gas_Strategic Energy Management_A | WA | Industrial | Stone, Clay, and Glass | Existing | Miscellaneous | Natural Gas | Strategic Energy Management | A | IM276 | No energy management system | Energy management system installed and programmed | 5 | 16.2609 | 0 | 0 | 135.48 | 0 | 3.23 | 0 | 67.7375 |  | employee | 5% | 50% | Retrofit | RetroEven20 | 76.5% | TBD | 0.2% | 276.9739 |  | 271.4772 |  | 0.17389 | BEHAV_SEM-All-CPUC-2018_PG-26 | BEHAV_SEM-All-CPUC-2018_PG-26 | AEG Research | No energy management system | No energy management system | No energy management system | No energy management system | No energy management system | No energy management system | No energy management system | No energy management system | No energy management system | No energy management system | No energy management system | No energy management system | No energy management system | No energy management system | No energy management system | No energy management system | No energy management system | No energy management system | No energy management system | No energy management system | No energy management system | No energy management system | No energy management system | No energy management system | No energy management system | No energy management system | No energy management system | No energy management system | No energy management system | No energy management system | No energy management system | Energy management system installed and programmed | Energy management system installed and programmed | Energy management system installed and programmed | Energy management system installed and programmed | Energy management system installed and programmed | Energy management system installed and programmed | Energy management system installed and programmed | Energy management system installed and programmed | Energy management system installed and programmed | Energy management system installed and programmed | Energy management system installed and programmed | Energy management system installed and programmed | Energy management system installed and programmed | Energy management system installed and programmed | Energy management system installed and programmed | Energy management system installed and programmed | Energy management system installed and programmed | Energy management system installed and programmed | Energy management system installed and programmed | Energy management system installed and programmed | Energy management system installed and programmed | Energy management system installed and programmed | Energy management system installed and programmed | Energy management system installed and programmed | Energy management system installed and programmed | Energy management system installed and programmed | Energy management system installed and programmed | Energy management system installed and programmed | Energy management system installed and programmed | Energy management system installed and programmed | Energy management system installed and programmed | 135.48 | 135.48 | 135.48 | 135.48 | 135.48 | 135.48 | 135.48 | 135.48 | 135.48 | 135.48 | 135.48 | 135.48 | 135.48 | 135.48 | 135.48 | 135.48 | 135.48 | 135.48 | 135.48 | 135.48 | 135.48 | 135.48 | 135.48 | 135.48 | 135.48 | 135.48 | 135.48 | 135.48 | 135.48 | 135.48 | 135.48 | 0 | 0 | 0 | 0 | 0 | 16.2609 | 16.2609 | 16.2609 | 16.2609 | 16.2609 | 16.2609 | 16.2609 | 16.2609 | 16.2609 | 16.2609 | 16.2609 | 16.2609 | 16.2609 | 16.2609 | 16.2609 | 16.2609 | 16.2609 | 16.2609 | 16.2609 | 16.2609 | 16.2609 | 16.2609 | 16.2609 | 0 | 0 | 0 | 0.10231 | 0.10226 | 0.10165 | 0.10171 | 0.10179 | 0.1005 | 0.10023 | 0.10002 | 0.098434 | 0.09881 | 0.097868 | 0.097881 | 0.097388 | 0.096519 | 0.096634 | 0.096234 | 0.09586 | 0.09551 | 0.095186 | 0.094886 | 0 | 0 | 0 | 0 | 0 | 0 | 0.10231 | 0.20457 | 0.30623 | 0.40793 | 0.50973 | 0.61023 | 0.71046 | 0.81048 | 0.90891 | 1.0077 | 1.1056 | 1.2035 | 1.3009 | 1.3974 | 1.494 | 1.5902 | 1.6861 | 1.7816 | 1.8768 | 1.9717 | 1.9717 | 1.9717 | 1.9717 | 0 | 0 | 0 | 6.292 | 6.2885 | 6.2515 | 6.2548 | 6.26 | 6.1805 | 6.1636 | 6.1511 | 6.0534 | 6.0766 | 6.0186 | 6.0194 | 5.9891 | 5.9357 | 5.9427 | 5.9181 | 5.8951 | 5.8736 | 5.8537 | 5.8352 | 0 | 0 | 0 | 0 | 0 | 0 | 6.292 | 12.5806 | 18.832 | 25.0869 | 31.3469 | 37.5274 | 43.691 | 49.8421 | 55.8956 | 61.9721 | 67.9907 | 74.0101 | 79.9992 | 85.9349 | 91.8776 | 97.7957 | 103.6908 | 109.5644 | 115.4181 | 121.2533 | 121.2533 | 121.2533 | 121.2533 | 121.2533 | 121.2533 | 121.2533 | 0.086967 | 0.086919 | 0.086406 | 0.086453 | 0.086524 | 0.085426 | 0.085192 | 0.085019 | 0.083669 | 0.083989 | 0.083188 | 0.083199 | 0.08278 | 0.082041 | 0.082139 | 0.081799 | 0.081481 | 0.081184 | 0.080908 | 0.080653 | 0 | 0 | 0 | 0 | 0 | 0 | 0.086967 | 0.17389 | 0.26029 | 0.34674 | 0.43327 | 0.51869 | 0.60389 | 0.68891 | 0.77258 | 0.85656 | 0.93975 | 1.023 | 1.1057 | 1.1878 | 1.2699 | 1.3517 | 1.4332 | 1.5144 | 1.5953 | 1.6759 | 1.6759 | 1.6759 | 1.6759 | 0 | 0 | 0 | 5.3482 | 5.3453 | 5.3137 | 5.3166 | 5.321 | 5.2534 | 5.2391 | 5.2284 | 5.1454 | 5.1651 | 5.1158 | 5.1165 | 5.0907 | 5.0453 | 5.0513 | 5.0304 | 5.0108 | 4.9926 | 4.9756 | 4.9599 | 0 | 0 | 0 | 0 | 0 | 0 | 5.3482 | 10.6935 | 16.0072 | 21.3238 | 26.6448 | 31.8983 | 37.1374 | 42.3658 | 47.5112 | 52.6763 | 57.7921 | 62.9086 | 67.9993 | 73.0446 | 78.0959 | 83.1263 | 88.1372 | 93.1298 | 98.1054 | 103.0653 | 103.0653 | 103.0653 | 103.0653 | 103.0653 | 103.0653 | 103.0653 | 0.086967 | 0.086919 | 0.086406 | 0.086453 | 0.086524 | 0.085426 | 0.085192 | 0.085019 | 0.083669 | 0.083989 | 0.083188 | 0.083199 | 0.08278 | 0.082041 | 0.082139 | 0.081799 | 0.081481 | 0.081184 | 0.080908 | 0.080653 | 0 | 0 | 0 | 0 | 0 | 0 | 0.086967 | 0.17389 | 0.26029 | 0.34674 | 0.43327 | 0.51869 | 0.60389 | 0.68891 | 0.77258 | 0.85656 | 0.93975 | 1.023 | 1.1057 | 1.1878 | 1.2699 | 1.3517 | 1.4332 | 1.5144 | 1.5953 | 1.6759 | 1.6759 | 1.6759 | 1.6759 | 0 | 0 | 0 | 5.3482 | 5.3453 | 5.3137 | 5.3166 | 5.321 | 5.2534 | 5.2391 | 5.2284 | 5.1454 | 5.1651 | 5.1158 | 5.1165 | 5.0907 | 5.0453 | 5.0513 | 5.0304 | 5.0108 | 4.9926 | 4.9756 | 4.9599 | 0 | 0 | 0 | 0 | 0 | 0 | 5.3482 | 10.6935 | 16.0072 | 21.3238 | 26.6448 | 31.8983 | 37.1374 | 42.3658 | 47.5112 | 52.6763 | 57.7921 | 62.9086 | 67.9993 | 73.0446 | 78.0959 | 83.1263 | 88.1372 | 93.1298 | 98.1054 | 103.0653 | 103.0653 | 103.0653 | 103.0653 | 103.0653 | 103.0653 | 103.0653 | 0.086967 | 0.086919 | 0.086406 | 0.086453 | 0.086524 | 0.085426 | 0.085192 | 0.085019 | 0.083669 | 0.083989 | 0.083188 | 0.083199 | 0.08278 | 0.082041 | 0.082139 | 0.081799 | 0.081481 | 0.081184 | 0.080908 | 0.080653 | 0 | 0 | 0 | 0 | 0 | 0 | 0.086967 | 0.17389 | 0.26029 | 0.34674 | 0.43327 | 0.51869 | 0.60389 | 0.68891 | 0.77258 | 0.85656 | 0.93975 | 1.023 | 1.1057 | 1.1878 | 1.2699 | 1.3517 | 1.4332 | 1.5144 | 1.5953 | 1.6759 | 1.6759 | 1.6759 | 1.6759 | 0 | 0 | 0 | 5.3482 | 5.3453 | 5.3137 | 5.3166 | 5.321 | 5.2534 | 5.2391 | 5.2284 | 5.1454 | 5.1651 | 5.1158 | 5.1165 | 5.0907 | 5.0453 | 5.0513 | 5.0304 | 5.0108 | 4.9926 | 4.9756 | 4.9599 | 0 | 0 | 0 | 0 | 0 | 0 | 5.3482 | 10.6935 | 16.0072 | 21.3238 | 26.6448 | 31.8983 | 37.1374 | 42.3658 | 47.5112 | 52.6763 | 57.7921 | 62.9086 | 67.9993 | 73.0446 | 78.0959 | 83.1263 | 88.1372 | 93.1298 | 98.1054 | 103.0653 | 103.0653 | 103.0653 | 103.0653 | 103.0653 | 103.0653 | 103.0653 | 273.93 | 274.2007 | 274.5362 | 274.8919 | 275.2654 | 275.6449 | 276.0362 | 276.4263 | 276.816 | 277.2382 | 277.6296 | 278.0174 | 278.3782 | 278.7154 | 279.0448 | 279.3566 | 279.676 | 279.9649 | 280.2385 | 280.4992 | 280.7409 | 280.965 | 281.1728 | 0 | 0 | 0 | 268.4936 | 268.759 | 269.0879 | 269.4365 | 269.8025 | 270.1746 | 270.5581 | 270.9405 | 271.3224 | 271.7362 | 272.1199 | 272.5 | 272.8536 | 273.1841 | 273.5069 | 273.8126 | 274.1257 | 274.4088 | 274.677 | 274.9325 | 275.1694 | 275.389 | 275.5927 | 0 | 0 | 0
WA_Industrial_Stone, Clay, and Glass_Existing_Space Heating_Natural Gas_Commissioning_A | WA | Industrial | Stone, Clay, and Glass | Existing | Space Heating | Natural Gas | Commissioning | A | IM277 | New construction code | Optimized HVAC design and controls | 10 | 17.3385 | 0 | 0 | 0.27 | 0 | 0 | 0 | 0.1336 |  | employee | 0% | 0% | Retrofit | Retro12Med | 84.73% | TBD | 0.2% | 0.10031 |  | 0.08165 |  | 0 | DL20_COM_CX-Refrig-2021PLN-V11-3 | 2018 AMIL BUS Retro-Commissioning Initiative | U.S. Department of Energy. Lawrence Berkeley National Labs and Building Commissioning Association. https://www.bcxa.org/wp-content/uploads/2020/09/1-s2.0- S0378778819319553-main.pdf | New construction code | New construction code | New construction code | New construction code | New construction code | New construction code | New construction code | New construction code | New construction code | New construction code | New construction code | New construction code | New construction code | New construction code | New construction code | New construction code | New construction code | New construction code | New construction code | New construction code | New construction code | New construction code | New construction code | New construction code | New construction code | New construction code | New construction code | New construction code | New construction code | New construction code | New construction code | Optimized HVAC design and controls | Optimized HVAC design and controls | Optimized HVAC design and controls | Optimized HVAC design and controls | Optimized HVAC design and controls | Optimized HVAC design and controls | Optimized HVAC design and controls | Optimized HVAC design and controls | Optimized HVAC design and controls | Optimized HVAC design and controls | Optimized HVAC design and controls | Optimized HVAC design and controls | Optimized HVAC design and controls | Optimized HVAC design and controls | Optimized HVAC design and controls | Optimized HVAC design and controls | Optimized HVAC design and controls | Optimized HVAC design and controls | Optimized HVAC design and controls | Optimized HVAC design and controls | Optimized HVAC design and controls | Optimized HVAC design and controls | Optimized HVAC design and controls | Optimized HVAC design and controls | Optimized HVAC design and controls | Optimized HVAC design and controls | Optimized HVAC design and controls | Optimized HVAC design and controls | Optimized HVAC design and controls | Optimized HVAC design and controls | Optimized HVAC design and controls | 0.27 | 0.27 | 0.27 | 0.27 | 0.27 | 0.27 | 0.27 | 0.27 | 0.27 | 0.27 | 0.27 | 0.27 | 0.27 | 0.27 | 0.27 | 0.27 | 0.27 | 0.27 | 0.27 | 0.27 | 0.27 | 0.27 | 0.27 | 0.27 | 0.27 | 0.27 | 0.27 | 0.27 | 0.27 | 0.27 | 0.27 | 0 | 0 | 0 | 0 | 0 | 17.0556 | 16.941 | 16.7929 | 16.6327 | 16.461 | 16.281 | 16.0947 | 15.9054 | 15.7069 | 15.4947 | 15.2881 | 15.0847 | 14.9026 | 14.7315 | 14.5753 | 14.428 | 14.2784 | 14.147 | 14.0241 | 13.9067 | 13.7966 | 13.7009 | 13.6086 | 0 | 0 | 0 | 0 | 0 | 0 | 0 | 0 | 0 | 0 | 0 | 0 | 0 | 0 | 0 | 0 | 0 | 0 | 0 | 0 | 0 | 0 | 0 | 0 | 0 | 0 | 0 | 0 | 0 | 0 | 0 | 0 | 0 | 0 | 0 | 0 | 0 | 0 | 0 | 0 | 0 | 0 | 0 | 0 | 0 | 0 | 0 | 0 | 0 | 0 | 0 | 0 | 0 | 0 | 0 | 0 | 0 | 0 | 0 | 0 | 0 | 0 | 0 | 0 | 0 | 0 | 0 | 0 | 0 | 0 | 0 | 0 | 0 | 0 | 0 | 0 | 0 | 0 | 0 | 0 | 0 | 0 | 0 | 0 | 0 | 0 | 0 | 0 | 0 | 0 | 0 | 0 | 0 | 0 | 0 | 0 | 0 | 0 | 0 | 0 | 0 | 0 | 0 | 0 | 0 | 0 | 0 | 0 | 0 | 0 | 0 | 0 | 0 | 0 | 0 | 0 | 0 | 0 | 0 | 0 | 0 | 0 | 0 | 0 | 0 | 0 | 0 | 0 | 0 | 0 | 0 | 0 | 0 | 0 | 0 | 0 | 0 | 0 | 0 | 0 | 0 | 0 | 0 | 0 | 0 | 0 | 0 | 0 | 0 | 0 | 0 | 0 | 0 | 0 | 0 | 0 | 0 | 0 | 0 | 0 | 0 | 0 | 0 | 0 | 0 | 0 | 0 | 0 | 0 | 0 | 0 | 0 | 0 | 0 | 0 | 0 | 0 | 0 | 0 | 0 | 0 | 0 | 0 | 0 | 0 | 0 | 0 | 0 | 0 | 0 | 0 | 0 | 0 | 0 | 0 | 0 | 0 | 0 | 0 | 0 | 0 | 0 | 0 | 0 | 0 | 0 | 0 | 0 | 0 | 0 | 0 | 0 | 0 | 0 | 0 | 0 | 0 | 0 | 0 | 0 | 0 | 0 | 0 | 0 | 0 | 0 | 0 | 0 | 0 | 0 | 0 | 0 | 0 | 0 | 0 | 0 | 0 | 0 | 0 | 0 | 0 | 0 | 0 | 0 | 0 | 0 | 0 | 0 | 0 | 0 | 0 | 0 | 0 | 0 | 0 | 0 | 0 | 0 | 0 | 0 | 0 | 0 | 0 | 0 | 0 | 0 | 0 | 0 | 0 | 0 | 0 | 0 | 0 | 0 | 0 | 0 | 0 | 0 | 0 | 0 | 0 | 0 | 0 | 0 | 0 | 0 | 0 | 0 | 0 | 0 | 0 | 0 | 0 | 0 | 0 | 0 | 0 | 0 | 0 | 0 | 0 | 0 | 0 | 0 | 0 | 0 | 0 | 0 | 0 | 0 | 0 | 0 | 0 | 0 | 0 | 0 | 0 | 0 | 0 | 0 | 0 | 0 | 0 | 0 | 0 | 0 | 0 | 0 | 0 | 0 | 0 | 0 | 0 | 0 | 0 | 0 | 0 | 0 | 0 | 0 | 0 | 0 | 0 | 0 | 0 | 0 | 0 | 0 | 0 | 0 | 0 | 0 | 0 | 0 | 0 | 0 | 0 | 0 | 0 | 0 | 0 | 0 | 0 | 0 | 0 | 0 | 0 | 0 | 0 | 0 | 0 | 0 | 0 | 0 | 0 | 0 | 0 | 0 | 0 | 0 | 0 | 0 | 0 | 0 | 0 | 0 | 0 | 0 | 0 | 0 | 0 | 0 | 0 | 0 | 0 | 0 | 0 | 0 | 0 | 0 | 0 | 0 | 0 | 0 | 0 | 0 | 0 | 0 | 0 | 0 | 0 | 0 | 0 | 0 | 0 | 0 | 0 | 0 | 0 | 0.10005 | 0.10007 | 0.1001 | 0.10013 | 0.10017 | 0.1002 | 0.10023 | 0.10027 | 0.1003 | 0.10034 | 0.10037 | 0.1004 | 0.10043 | 0.10046 | 0.10049 | 0.10052 | 0.10054 | 0.10057 | 0.10059 | 0.10061 | 0.10063 | 0.10065 | 0.10067 | 0 | 0 | 0 | 0.081436 | 0.081456 | 0.081479 | 0.081504 | 0.081531 | 0.081557 | 0.081585 | 0.081612 | 0.081639 | 0.081669 | 0.081696 | 0.081723 | 0.081748 | 0.081771 | 0.081794 | 0.081815 | 0.081837 | 0.081857 | 0.081876 | 0.081894 | 0.08191 | 0.081925 | 0.081939 | 0 | 0 | 0
WA_Industrial_Stone, Clay, and Glass_Existing_Process_Natural Gas_Commissioning_A | WA | Industrial | Stone, Clay, and Glass | Existing | Process | Natural Gas | Commissioning | A | IM278 | New construction code | Optimized process design and controls | 10 | 337.8652 | 0 | 0 | 0.27 | 0 | 0 | 0 | 0.1336 |  | employee | 0% | 0% | Retrofit | Retro12Med | 84.73% | TBD | 0.2% | 0.10031 |  | 0.08165 |  | 0 | DL20_COM_CX-Refrig-2021PLN-V11-3 | 2018 AMIL BUS Retro-Commissioning Initiative | U.S. Department of Energy. Lawrence Berkeley National Labs and Building Commissioning Association. https://www.bcxa.org/wp-content/uploads/2020/09/1-s2.0- S0378778819319553-main.pdf | New construction code | New construction code | New construction code | New construction code | New construction code | New construction code | New construction code | New construction code | New construction code | New construction code | New construction code | New construction code | New construction code | New construction code | New construction code | New construction code | New construction code | New construction code | New construction code | New construction code | New construction code | New construction code | New construction code | New construction code | New construction code | New construction code | New construction code | New construction code | New construction code | New construction code | New construction code | Optimized process design and controls | Optimized process design and controls | Optimized process design and controls | Optimized process design and controls | Optimized process design and controls | Optimized process design and controls | Optimized process design and controls | Optimized process design and controls | Optimized process design and controls | Optimized process design and controls | Optimized process design and controls | Optimized process design and controls | Optimized process design and controls | Optimized process design and controls | Optimized process design and controls | Optimized process design and controls | Optimized process design and controls | Optimized process design and controls | Optimized process design and controls | Optimized process design and controls | Optimized process design and controls | Optimized process design and controls | Optimized process design and controls | Optimized process design and controls | Optimized process design and controls | Optimized process design and controls | Optimized process design and controls | Optimized process design and controls | Optimized process design and controls | Optimized process design and controls | Optimized process design and controls | 0.27 | 0.27 | 0.27 | 0.27 | 0.27 | 0.27 | 0.27 | 0.27 | 0.27 | 0.27 | 0.27 | 0.27 | 0.27 | 0.27 | 0.27 | 0.27 | 0.27 | 0.27 | 0.27 | 0.27 | 0.27 | 0.27 | 0.27 | 0.27 | 0.27 | 0.27 | 0.27 | 0.27 | 0.27 | 0.27 | 0.27 | 0 | 0 | 0 | 0 | 0 | 337.8652 | 337.8652 | 337.8652 | 337.8652 | 337.8652 | 337.8652 | 337.8652 | 337.8652 | 337.8652 | 337.8652 | 337.8652 | 337.8652 | 337.8652 | 337.8652 | 337.8652 | 337.8652 | 337.8652 | 337.8652 | 337.8652 | 337.8652 | 337.8652 | 337.8652 | 337.8652 | 0 | 0 | 0 | 0 | 0 | 0 | 0 | 0 | 0 | 0 | 0 | 0 | 0 | 0 | 0 | 0 | 0 | 0 | 0 | 0 | 0 | 0 | 0 | 0 | 0 | 0 | 0 | 0 | 0 | 0 | 0 | 0 | 0 | 0 | 0 | 0 | 0 | 0 | 0 | 0 | 0 | 0 | 0 | 0 | 0 | 0 | 0 | 0 | 0 | 0 | 0 | 0 | 0 | 0 | 0 | 0 | 0 | 0 | 0 | 0 | 0 | 0 | 0 | 0 | 0 | 0 | 0 | 0 | 0 | 0 | 0 | 0 | 0 | 0 | 0 | 0 | 0 | 0 | 0 | 0 | 0 | 0 | 0 | 0 | 0 | 0 | 0 | 0 | 0 | 0 | 0 | 0 | 0 | 0 | 0 | 0 | 0 | 0 | 0 | 0 | 0 | 0 | 0 | 0 | 0 | 0 | 0 | 0 | 0 | 0 | 0 | 0 | 0 | 0 | 0 | 0 | 0 | 0 | 0 | 0 | 0 | 0 | 0 | 0 | 0 | 0 | 0 | 0 | 0 | 0 | 0 | 0 | 0 | 0 | 0 | 0 | 0 | 0 | 0 | 0 | 0 | 0 | 0 | 0 | 0 | 0 | 0 | 0 | 0 | 0 | 0 | 0 | 0 | 0 | 0 | 0 | 0 | 0 | 0 | 0 | 0 | 0 | 0 | 0 | 0 | 0 | 0 | 0 | 0 | 0 | 0 | 0 | 0 | 0 | 0 | 0 | 0 | 0 | 0 | 0 | 0 | 0 | 0 | 0 | 0 | 0 | 0 | 0 | 0 | 0 | 0 | 0 | 0 | 0 | 0 | 0 | 0 | 0 | 0 | 0 | 0 | 0 | 0 | 0 | 0 | 0 | 0 | 0 | 0 | 0 | 0 | 0 | 0 | 0 | 0 | 0 | 0 | 0 | 0 | 0 | 0 | 0 | 0 | 0 | 0 | 0 | 0 | 0 | 0 | 0 | 0 | 0 | 0 | 0 | 0 | 0 | 0 | 0 | 0 | 0 | 0 | 0 | 0 | 0 | 0 | 0 | 0 | 0 | 0 | 0 | 0 | 0 | 0 | 0 | 0 | 0 | 0 | 0 | 0 | 0 | 0 | 0 | 0 | 0 | 0 | 0 | 0 | 0 | 0 | 0 | 0 | 0 | 0 | 0 | 0 | 0 | 0 | 0 | 0 | 0 | 0 | 0 | 0 | 0 | 0 | 0 | 0 | 0 | 0 | 0 | 0 | 0 | 0 | 0 | 0 | 0 | 0 | 0 | 0 | 0 | 0 | 0 | 0 | 0 | 0 | 0 | 0 | 0 | 0 | 0 | 0 | 0 | 0 | 0 | 0 | 0 | 0 | 0 | 0 | 0 | 0 | 0 | 0 | 0 | 0 | 0 | 0 | 0 | 0 | 0 | 0 | 0 | 0 | 0 | 0 | 0 | 0 | 0 | 0 | 0 | 0 | 0 | 0 | 0 | 0 | 0 | 0 | 0 | 0 | 0 | 0 | 0 | 0 | 0 | 0 | 0 | 0 | 0 | 0 | 0 | 0 | 0 | 0 | 0 | 0 | 0 | 0 | 0 | 0 | 0 | 0 | 0 | 0 | 0 | 0 | 0 | 0 | 0 | 0 | 0 | 0 | 0 | 0 | 0 | 0 | 0 | 0 | 0 | 0 | 0 | 0 | 0 | 0 | 0 | 0 | 0 | 0 | 0 | 0 | 0 | 0 | 0 | 0 | 0 | 0 | 0 | 0 | 0 | 0 | 0 | 0 | 0 | 0 | 0 | 0 | 0 | 0 | 0 | 0 | 0.10005 | 0.10007 | 0.1001 | 0.10013 | 0.10017 | 0.1002 | 0.10023 | 0.10027 | 0.1003 | 0.10034 | 0.10037 | 0.1004 | 0.10043 | 0.10046 | 0.10049 | 0.10052 | 0.10054 | 0.10057 | 0.10059 | 0.10061 | 0.10063 | 0.10065 | 0.10067 | 0 | 0 | 0 | 0.081436 | 0.081456 | 0.081479 | 0.081504 | 0.081531 | 0.081557 | 0.081585 | 0.081612 | 0.081639 | 0.081669 | 0.081696 | 0.081723 | 0.081748 | 0.081771 | 0.081794 | 0.081815 | 0.081837 | 0.081857 | 0.081876 | 0.081894 | 0.08191 | 0.081925 | 0.081939 | 0 | 0 | 0
WA_Industrial_Stone, Clay, and Glass_Existing_Space Heating_Natural Gas_Retrocommissioning_A | WA | Industrial | Stone, Clay, and Glass | Existing | Space Heating | Natural Gas | Retrocommissioning | A | IM279 | Vintage/existing building | Optimized HVAC flow and controls | 5 | 2.4082 | 0 | 0 | 1.64 | 0 | 0 | 0 | 0.8178 |  | employee | 15% | 50% | Retrofit | RetroEven20 | 76.5% | TBD | 0.2% | 157.3039 |  | 139.4045 |  | 0.019614 | COM_RCX-Heating-7PLN-v5-18 | COM_RCX-All-XCELCO-2017-18-1 | COM_RCX-All-XCELCO-2017-18-1 | Vintage/existing building | Vintage/existing building | Vintage/existing building | Vintage/existing building | Vintage/existing building | Vintage/existing building | Vintage/existing building | Vintage/existing building | Vintage/existing building | Vintage/existing building | Vintage/existing building | Vintage/existing building | Vintage/existing building | Vintage/existing building | Vintage/existing building | Vintage/existing building | Vintage/existing building | Vintage/existing building | Vintage/existing building | Vintage/existing building | Vintage/existing building | Vintage/existing building | Vintage/existing building | Vintage/existing building | Vintage/existing building | Vintage/existing building | Vintage/existing building | Vintage/existing building | Vintage/existing building | Vintage/existing building | Vintage/existing building | Optimized HVAC flow and controls | Optimized HVAC flow and controls | Optimized HVAC flow and controls | Optimized HVAC flow and controls | Optimized HVAC flow and controls | Optimized HVAC flow and controls | Optimized HVAC flow and controls | Optimized HVAC flow and controls | Optimized HVAC flow and controls | Optimized HVAC flow and controls | Optimized HVAC flow and controls | Optimized HVAC flow and controls | Optimized HVAC flow and controls | Optimized HVAC flow and controls | Optimized HVAC flow and controls | Optimized HVAC flow and controls | Optimized HVAC flow and controls | Optimized HVAC flow and controls | Optimized HVAC flow and controls | Optimized HVAC flow and controls | Optimized HVAC flow and controls | Optimized HVAC flow and controls | Optimized HVAC flow and controls | Optimized HVAC flow and controls | Optimized HVAC flow and controls | Optimized HVAC flow and controls | Optimized HVAC flow and controls | Optimized HVAC flow and controls | Optimized HVAC flow and controls | Optimized HVAC flow and controls | Optimized HVAC flow and controls | 1.64 | 1.64 | 1.64 | 1.64 | 1.64 | 1.64 | 1.64 | 1.64 | 1.64 | 1.64 | 1.64 | 1.64 | 1.64 | 1.64 | 1.64 | 1.64 | 1.64 | 1.64 | 1.64 | 1.64 | 1.64 | 1.64 | 1.64 | 1.64 | 1.64 | 1.64 | 1.64 | 1.64 | 1.64 | 1.64 | 1.64 | 0 | 0 | 0 | 0 | 0 | 2.3686 | 2.3523 | 2.3315 | 2.309 | 2.2849 | 2.2597 | 2.2336 | 2.2072 | 2.1795 | 2.15 | 2.1212 | 2.0929 | 2.0676 | 2.0438 | 2.0221 | 2.0016 | 1.9809 | 1.9626 | 1.9456 | 1.9293 | 1.914 | 1.9007 | 1.8879 | 0 | 0 | 0 | 0.011591 | 0.011505 | 0.011336 | 0.011233 | 0.011125 | 0.010862 | 0.010708 | 0.01056 | 0.010262 | 0.010161 | 0.0099296 | 0.0097985 | 0.0096312 | 0.0094355 | 0.0093464 | 0.0092136 | 0.0090825 | 0.0089661 | 0.0088579 | 0.008756 | 0 | 0 | 0 | 0 | 0 | 0 | 0.011591 | 0.023017 | 0.03415 | 0.045053 | 0.055708 | 0.065955 | 0.075902 | 0.085564 | 0.094752 | 0.10363 | 0.11217 | 0.12048 | 0.12865 | 0.1366 | 0.1445 | 0.15225 | 0.15975 | 0.16725 | 0.17465 | 0.18195 | 0.18051 | 0.17925 | 0.17805 | 0 | 0 | 0 | 4.8938 | 4.8911 | 4.8622 | 4.8649 | 4.8689 | 4.8071 | 4.7939 | 4.7842 | 4.7082 | 4.7262 | 4.6811 | 4.6817 | 4.6582 | 4.6166 | 4.6221 | 4.603 | 4.5851 | 4.5684 | 4.5529 | 4.5385 | 0 | 0 | 0 | 0 | 0 | 0 | 4.8938 | 9.7849 | 14.6471 | 19.512 | 24.3809 | 29.188 | 33.9819 | 38.7661 | 43.4743 | 48.2005 | 52.8817 | 57.5634 | 62.2216 | 66.8382 | 71.4603 | 76.0633 | 80.6484 | 85.2168 | 89.7696 | 94.3081 | 94.3081 | 94.3081 | 94.3081 | 94.3081 | 94.3081 | 94.3081 | 0.0098648 | 0.0098043 | 0.0096779 | 0.0096082 | 0.0095347 | 0.0093289 | 0.0092144 | 0.0091044 | 0.0088658 | 0.0087962 | 0.0086128 | 0.0085141 | 0.0083771 | 0.0082135 | 0.0081395 | 0.0080266 | 0.0079154 | 0.0078171 | 0.0077312 | 0.0076515 | 0 | 0 | 0 | 0 | 0 | 0 | 0.0098648 | 0.019614 | 0.029154 | 0.038536 | 0.047745 | 0.056644 | 0.065317 | 0.073772 | 0.081864 | 0.089708 | 0.097296 | 0.10468 | 0.1119 | 0.11891 | 0.12584 | 0.13264 | 0.13923 | 0.14582 | 0.15244 | 0.159 | 0.15794 | 0.15704 | 0.15619 | 0 | 0 | 0 | 4.1597 | 4.1574 | 4.1329 | 4.1351 | 4.1386 | 4.086 | 4.0748 | 4.0666 | 4.002 | 4.0173 | 3.979 | 3.9795 | 3.9595 | 3.9241 | 3.9288 | 3.9125 | 3.8973 | 3.8831 | 3.8699 | 3.8577 | 0 | 0 | 0 | 0 | 0 | 0 | 4.1597 | 8.3171 | 12.4501 | 16.5852 | 20.7238 | 24.8098 | 28.8846 | 32.9512 | 36.9532 | 40.9705 | 44.9494 | 48.9289 | 52.8884 | 56.8125 | 60.7413 | 64.6538 | 68.5511 | 72.4343 | 76.3042 | 80.1619 | 80.1619 | 80.1619 | 80.1619 | 80.1619 | 80.1619 | 80.1619 | 0.0098674 | 0.0098109 | 0.0096892 | 0.0096249 | 0.0095573 | 0.0093572 | 0.0092486 | 0.0091445 | 0.0089117 | 0.0088484 | 0.0086706 | 0.0085775 | 0.0084461 | 0.0082879 | 0.0082194 | 0.0081119 | 0.0080065 | 0.0079138 | 0.0078282 | 0.0077486 | 0 | 0 | 0 | 0 | 0 | 0 | 0.0098674 | 0.019627 | 0.029188 | 0.038604 | 0.047858 | 0.056816 | 0.065559 | 0.074097 | 0.082287 | 0.090241 | 0.09795 | 0.10546 | 0.11282 | 0.11999 | 0.12708 | 0.13405 | 0.14083 | 0.14762 | 0.15435 | 0.16101 | 0.15996 | 0.15907 | 0.15822 | 0 | 0 | 0 | 4.1597 | 4.1574 | 4.1329 | 4.1351 | 4.1386 | 4.086 | 4.0748 | 4.0666 | 4.002 | 4.0173 | 3.979 | 3.9795 | 3.9595 | 3.9241 | 3.9288 | 3.9125 | 3.8973 | 3.8831 | 3.8699 | 3.8577 | 0 | 0 | 0 | 0 | 0 | 0 | 4.1597 | 8.3171 | 12.4501 | 16.5852 | 20.7238 | 24.8098 | 28.8846 | 32.9512 | 36.9532 | 40.9705 | 44.9494 | 48.9289 | 52.8884 | 56.8125 | 60.7413 | 64.6538 | 68.5511 | 72.4343 | 76.3042 | 80.1619 | 80.1619 | 80.1619 | 80.1619 | 80.1619 | 80.1619 | 80.1619 | 0.0098648 | 0.0098043 | 0.0096779 | 0.0096082 | 0.0095347 | 0.0093289 | 0.0092144 | 0.0091044 | 0.0088658 | 0.0087962 | 0.0086128 | 0.0085141 | 0.0083771 | 0.0082135 | 0.0081395 | 0.0080266 | 0.0079154 | 0.0078171 | 0.0077312 | 0.0076515 | 0 | 0 | 0 | 0 | 0 | 0 | 0.0098648 | 0.019614 | 0.029154 | 0.038536 | 0.047745 | 0.056644 | 0.065317 | 0.073772 | 0.081864 | 0.089708 | 0.097296 | 0.10468 | 0.1119 | 0.11891 | 0.12584 | 0.13264 | 0.13923 | 0.14582 | 0.15244 | 0.159 | 0.15794 | 0.15704 | 0.15619 | 0 | 0 | 0 | 4.1597 | 4.1574 | 4.1329 | 4.1351 | 4.1386 | 4.086 | 4.0748 | 4.0666 | 4.002 | 4.0173 | 3.979 | 3.9795 | 3.9595 | 3.9241 | 3.9288 | 3.9125 | 3.8973 | 3.8831 | 3.8699 | 3.8577 | 0 | 0 | 0 | 0 | 0 | 0 | 4.1597 | 8.3171 | 12.4501 | 16.5852 | 20.7238 | 24.8098 | 28.8846 | 32.9512 | 36.9532 | 40.9705 | 44.9494 | 48.9289 | 52.8884 | 56.8125 | 60.7413 | 64.6538 | 68.5511 | 72.4343 | 76.3042 | 80.1619 | 80.1619 | 80.1619 | 80.1619 | 80.1619 | 80.1619 | 80.1619 | 148.7428 | 149.4735 | 150.3874 | 151.3659 | 152.4042 | 153.4713 | 154.5838 | 155.7063 | 156.8404 | 158.0845 | 159.252 | 160.4227 | 161.5243 | 162.565 | 163.5921 | 164.5744 | 165.5904 | 166.5183 | 167.4047 | 168.2567 | 169.0528 | 169.7966 | 170.4911 | 0 | 0 | 0 | 131.8176 | 132.4652 | 133.275 | 134.1422 | 135.0624 | 136.0081 | 136.994 | 137.9887 | 138.9938 | 140.0963 | 141.131 | 142.1684 | 143.1447 | 144.067 | 144.9772 | 145.8478 | 146.7481 | 147.5704 | 148.356 | 149.111 | 149.8166 | 150.4757 | 151.0912 | 0 | 0 | 0
WA_Industrial_Stone, Clay, and Glass_Existing_Process_Natural Gas_Retrocommissioning_A | WA | Industrial | Stone, Clay, and Glass | Existing | Process | Natural Gas | Retrocommissioning | A | IM280 | Vintage/existing building | Optimized process design and controls | 5 | 0 | 0 | 0 | 1.64 | 0 | 0 | 0 | 0.8178 |  | employee | 15% | 50% | Retrofit | RetroEven20 | 76.5% | TBD | 0.2% | 157.3039 |  | 139.4045 |  | 0 | COM_RCX-Heating-7PLN-v5-18 | COM_RCX-All-XCELCO-2017-18-1 | n/a | Vintage/existing building | Vintage/existing building | Vintage/existing building | Vintage/existing building | Vintage/existing building | Vintage/existing building | Vintage/existing building | Vintage/existing building | Vintage/existing building | Vintage/existing building | Vintage/existing building | Vintage/existing building | Vintage/existing building | Vintage/existing building | Vintage/existing building | Vintage/existing building | Vintage/existing building | Vintage/existing building | Vintage/existing building | Vintage/existing building | Vintage/existing building | Vintage/existing building | Vintage/existing building | Vintage/existing building | Vintage/existing building | Vintage/existing building | Vintage/existing building | Vintage/existing building | Vintage/existing building | Vintage/existing building | Vintage/existing building | Optimized process design and controls | Optimized process design and controls | Optimized process design and controls | Optimized process design and controls | Optimized process design and controls | Optimized process design and controls | Optimized process design and controls | Optimized process design and controls | Optimized process design and controls | Optimized process design and controls | Optimized process design and controls | Optimized process design and controls | Optimized process design and controls | Optimized process design and controls | Optimized process design and controls | Optimized process design and controls | Optimized process design and controls | Optimized process design and controls | Optimized process design and controls | Optimized process design and controls | Optimized process design and controls | Optimized process design and controls | Optimized process design and controls | Optimized process design and controls | Optimized process design and controls | Optimized process design and controls | Optimized process design and controls | Optimized process design and controls | Optimized process design and controls | Optimized process design and controls | Optimized process design and controls | 1.64 | 1.64 | 1.64 | 1.64 | 1.64 | 1.64 | 1.64 | 1.64 | 1.64 | 1.64 | 1.64 | 1.64 | 1.64 | 1.64 | 1.64 | 1.64 | 1.64 | 1.64 | 1.64 | 1.64 | 1.64 | 1.64 | 1.64 | 1.64 | 1.64 | 1.64 | 1.64 | 1.64 | 1.64 | 1.64 | 1.64 | 0 | 0 | 0 | 0 | 0 | 0 | 0 | 0 | 0 | 0 | 0 | 0 | 0 | 0 | 0 | 0 | 0 | 0 | 0 | 0 | 0 | 0 | 0 | 0 | 0 | 0 | 0 | 0 | 0 | 0 | 0 | 0 | 0 | 0 | 0 | 0 | 0 | 0 | 0 | 0 | 0 | 0 | 0 | 0 | 0 | 0 | 0 | 0 | 0 | 0 | 0 | 0 | 0 | 0 | 0 | 0 | 0 | 0 | 0 | 0 | 0 | 0 | 0 | 0 | 0 | 0 | 0 | 0 | 0 | 0 | 0 | 0 | 0 | 0 | 0 | 0 | 0 | 0 | 0 | 0 | 0 | 0 | 0 | 4.8938 | 4.8911 | 4.8622 | 4.8649 | 4.8689 | 4.8071 | 4.7939 | 4.7842 | 4.7082 | 4.7262 | 4.6811 | 4.6817 | 4.6582 | 4.6166 | 4.6221 | 4.603 | 4.5851 | 4.5684 | 4.5529 | 4.5385 | 0 | 0 | 0 | 0 | 0 | 0 | 4.8938 | 9.7849 | 14.6471 | 19.512 | 24.3809 | 29.188 | 33.9819 | 38.7661 | 43.4743 | 48.2005 | 52.8817 | 57.5634 | 62.2216 | 66.8382 | 71.4603 | 76.0633 | 80.6484 | 85.2168 | 89.7696 | 94.3081 | 94.3081 | 94.3081 | 94.3081 | 94.3081 | 94.3081 | 94.3081 | 0 | 0 | 0 | 0 | 0 | 0 | 0 | 0 | 0 | 0 | 0 | 0 | 0 | 0 | 0 | 0 | 0 | 0 | 0 | 0 | 0 | 0 | 0 | 0 | 0 | 0 | 0 | 0 | 0 | 0 | 0 | 0 | 0 | 0 | 0 | 0 | 0 | 0 | 0 | 0 | 0 | 0 | 0 | 0 | 0 | 0 | 0 | 0 | 0 | 0 | 0 | 0 | 4.1597 | 4.1574 | 4.1329 | 4.1351 | 4.1386 | 4.086 | 4.0748 | 4.0666 | 4.002 | 4.0173 | 3.979 | 3.9795 | 3.9595 | 3.9241 | 3.9288 | 3.9125 | 3.8973 | 3.8831 | 3.8699 | 3.8577 | 0 | 0 | 0 | 0 | 0 | 0 | 4.1597 | 8.3171 | 12.4501 | 16.5852 | 20.7238 | 24.8098 | 28.8846 | 32.9512 | 36.9532 | 40.9705 | 44.9494 | 48.9289 | 52.8884 | 56.8125 | 60.7413 | 64.6538 | 68.5511 | 72.4343 | 76.3042 | 80.1619 | 80.1619 | 80.1619 | 80.1619 | 80.1619 | 80.1619 | 80.1619 | 0 | 0 | 0 | 0 | 0 | 0 | 0 | 0 | 0 | 0 | 0 | 0 | 0 | 0 | 0 | 0 | 0 | 0 | 0 | 0 | 0 | 0 | 0 | 0 | 0 | 0 | 0 | 0 | 0 | 0 | 0 | 0 | 0 | 0 | 0 | 0 | 0 | 0 | 0 | 0 | 0 | 0 | 0 | 0 | 0 | 0 | 0 | 0 | 0 | 0 | 0 | 0 | 4.1597 | 4.1574 | 4.1329 | 4.1351 | 4.1386 | 4.086 | 4.0748 | 4.0666 | 4.002 | 4.0173 | 3.979 | 3.9795 | 3.9595 | 3.9241 | 3.9288 | 3.9125 | 3.8973 | 3.8831 | 3.8699 | 3.8577 | 0 | 0 | 0 | 0 | 0 | 0 | 4.1597 | 8.3171 | 12.4501 | 16.5852 | 20.7238 | 24.8098 | 28.8846 | 32.9512 | 36.9532 | 40.9705 | 44.9494 | 48.9289 | 52.8884 | 56.8125 | 60.7413 | 64.6538 | 68.5511 | 72.4343 | 76.3042 | 80.1619 | 80.1619 | 80.1619 | 80.1619 | 80.1619 | 80.1619 | 80.1619 | 0 | 0 | 0 | 0 | 0 | 0 | 0 | 0 | 0 | 0 | 0 | 0 | 0 | 0 | 0 | 0 | 0 | 0 | 0 | 0 | 0 | 0 | 0 | 0 | 0 | 0 | 0 | 0 | 0 | 0 | 0 | 0 | 0 | 0 | 0 | 0 | 0 | 0 | 0 | 0 | 0 | 0 | 0 | 0 | 0 | 0 | 0 | 0 | 0 | 0 | 0 | 0 | 4.1597 | 4.1574 | 4.1329 | 4.1351 | 4.1386 | 4.086 | 4.0748 | 4.0666 | 4.002 | 4.0173 | 3.979 | 3.9795 | 3.9595 | 3.9241 | 3.9288 | 3.9125 | 3.8973 | 3.8831 | 3.8699 | 3.8577 | 0 | 0 | 0 | 0 | 0 | 0 | 4.1597 | 8.3171 | 12.4501 | 16.5852 | 20.7238 | 24.8098 | 28.8846 | 32.9512 | 36.9532 | 40.9705 | 44.9494 | 48.9289 | 52.8884 | 56.8125 | 60.7413 | 64.6538 | 68.5511 | 72.4343 | 76.3042 | 80.1619 | 80.1619 | 80.1619 | 80.1619 | 80.1619 | 80.1619 | 80.1619 | 148.7428 | 149.4735 | 150.3874 | 151.3659 | 152.4042 | 153.4713 | 154.5838 | 155.7063 | 156.8404 | 158.0845 | 159.252 | 160.4227 | 161.5243 | 162.565 | 163.5921 | 164.5744 | 165.5904 | 166.5183 | 167.4047 | 168.2567 | 169.0528 | 169.7966 | 170.4911 | 0 | 0 | 0 | 131.8176 | 132.4652 | 133.275 | 134.1422 | 135.0624 | 136.0081 | 136.994 | 137.9887 | 138.9938 | 140.0963 | 141.131 | 142.1684 | 143.1447 | 144.067 | 144.9772 | 145.8478 | 146.7481 | 147.5704 | 148.356 | 149.111 | 149.8166 | 150.4757 | 151.0912 | 0 | 0 | 0
WA_Industrial_Stone, Clay, and Glass_New_Space Heating_Natural Gas_Insulation - Roof/Ceiling_A | WA | Industrial | Stone, Clay, and Glass | New | Space Heating | Natural Gas | Insulation - Roof/Ceiling | A | IM281 | R-13 | R-38 | 45 | 0.095693 | 0 | 0 | 1.11 | 0 | 0 | 0 | 0.55475 |  | sqft | 0% | 0% | Retrofit | Retro3Slow | 83.42% | TBD | 0.2% | 919.2948 |  | 584.266 |  | 0 | RTF Wkbk - ComWeatherizationSchool_v3_1 | RTF Wkbk - ComWeatherizationSchool_v3_1 | Building Energy Simulation Tool | R-13 | R-13 | R-13 | R-13 | R-13 | R-13 | R-13 | R-13 | R-13 | R-13 | R-13 | R-13 | R-13 | R-13 | R-13 | R-13 | R-13 | R-13 | R-13 | R-13 | R-13 | R-13 | R-13 | R-13 | R-13 | R-13 | R-13 | R-13 | R-13 | R-13 | R-13 | R-38 | R-38 | R-38 | R-38 | R-38 | R-38 | R-38 | R-38 | R-38 | R-38 | R-38 | R-38 | R-38 | R-38 | R-38 | R-38 | R-38 | R-38 | R-38 | R-38 | R-38 | R-38 | R-38 | R-38 | R-38 | R-38 | R-38 | R-38 | R-38 | R-38 | R-38 | 1.11 | 1.11 | 1.11 | 1.11 | 1.11 | 1.11 | 1.11 | 1.11 | 1.11 | 1.11 | 1.11 | 1.11 | 1.11 | 1.11 | 1.11 | 1.11 | 1.11 | 1.11 | 1.11 | 1.11 | 1.11 | 1.11 | 1.11 | 1.11 | 1.11 | 1.11 | 1.11 | 1.11 | 1.11 | 1.11 | 1.11 | 0 | 0 | 0 | 0 | 0 | 0.091609 | 0.088839 | 0.086794 | 0.085212 | 0.083925 | 0.082868 | 0.081618 | 0.08028 | 0.078926 | 0.077582 | 0.076348 | 0.075221 | 0.074875 | 0.074132 | 0.073582 | 0.073195 | 0.072904 | 0.07281 | 0.072832 | 0.072929 | 0.073068 | 0.073202 | 0.073338 | 0 | 0 | 0 | 0 | 0 | 0 | 0 | 0 | 0 | 0 | 0 | 0 | 0 | 0 | 0 | 0 | 0 | 0 | 0 | 0 | 0 | 0 | 0 | 0 | 0 | 0 | 0 | 0 | 0 | 0 | 0 | 0 | 0 | 0 | 0 | 0 | 0 | 0 | 0 | 0 | 0 | 0 | 0 | 0 | 0 | 0 | 0 | 0 | 0 | 0 | 0 | 0 | 0 | 0 | 0 | 0 | 0 | 0 | 0 | 0 | 0 | 0 | 0 | 0 | 0 | 0 | 0 | 0 | 0 | 0 | 0 | 0 | 0 | 0 | 0 | 0 | 0 | 0 | 0 | 0 | 0 | 0 | 0 | 0 | 0 | 0 | 0 | 0 | 0 | 0 | 0 | 0 | 0 | 0 | 0 | 0 | 0 | 0 | 0 | 0 | 0 | 0 | 0 | 0 | 0 | 0 | 0 | 0 | 0 | 0 | 0 | 0 | 0 | 0 | 0 | 0 | 0 | 0 | 0 | 0 | 0 | 0 | 0 | 0 | 0 | 0 | 0 | 0 | 0 | 0 | 0 | 0 | 0 | 0 | 0 | 0 | 0 | 0 | 0 | 0 | 0 | 0 | 0 | 0 | 0 | 0 | 0 | 0 | 0 | 0 | 0 | 0 | 0 | 0 | 0 | 0 | 0 | 0 | 0 | 0 | 0 | 0 | 0 | 0 | 0 | 0 | 0 | 0 | 0 | 0 | 0 | 0 | 0 | 0 | 0 | 0 | 0 | 0 | 0 | 0 | 0 | 0 | 0 | 0 | 0 | 0 | 0 | 0 | 0 | 0 | 0 | 0 | 0 | 0 | 0 | 0 | 0 | 0 | 0 | 0 | 0 | 0 | 0 | 0 | 0 | 0 | 0 | 0 | 0 | 0 | 0 | 0 | 0 | 0 | 0 | 0 | 0 | 0 | 0 | 0 | 0 | 0 | 0 | 0 | 0 | 0 | 0 | 0 | 0 | 0 | 0 | 0 | 0 | 0 | 0 | 0 | 0 | 0 | 0 | 0 | 0 | 0 | 0 | 0 | 0 | 0 | 0 | 0 | 0 | 0 | 0 | 0 | 0 | 0 | 0 | 0 | 0 | 0 | 0 | 0 | 0 | 0 | 0 | 0 | 0 | 0 | 0 | 0 | 0 | 0 | 0 | 0 | 0 | 0 | 0 | 0 | 0 | 0 | 0 | 0 | 0 | 0 | 0 | 0 | 0 | 0 | 0 | 0 | 0 | 0 | 0 | 0 | 0 | 0 | 0 | 0 | 0 | 0 | 0 | 0 | 0 | 0 | 0 | 0 | 0 | 0 | 0 | 0 | 0 | 0 | 0 | 0 | 0 | 0 | 0 | 0 | 0 | 0 | 0 | 0 | 0 | 0 | 0 | 0 | 0 | 0 | 0 | 0 | 0 | 0 | 0 | 0 | 0 | 0 | 0 | 0 | 0 | 0 | 0 | 0 | 0 | 0 | 0 | 0 | 0 | 0 | 0 | 0 | 0 | 0 | 0 | 0 | 0 | 0 | 0 | 0 | 0 | 0 | 0 | 0 | 0 | 0 | 0 | 0 | 0 | 0 | 0 | 0 | 0 | 0 | 0 | 0 | 0 | 0 | 0 | 0 | 0 | 0 | 0 | 0 | 0 | 0 | 0 | 0 | 0 | 0 | 0 | 0 | 0 | 0 | 0 | 0 | 0 | 0 | 0 | 0 | 0 | 0 | 0 | 0 | 0 | 0 | 0 | 0 | 0 | 0 | 0 | 0 | 0 | 0 | 0 | 0 | 0 | 0 | 0 | 0 | 0 | 0 | 0 | 870.2094 | 881.5988 | 890.1016 | 896.6605 | 901.9039 | 906.1928 | 911.262 | 916.6444 | 922.0154 | 927.2693 | 931.4398 | 934.7521 | 937.4019 | 941.6309 | 944.7604 | 947.0354 | 948.8239 | 948.8239 | 948.8239 | 948.8239 | 948.8239 | 948.8239 | 948.8239 | 0 | 0 | 0 | 553.0693 | 560.308 | 565.712 | 569.8806 | 573.2131 | 575.9389 | 579.1607 | 582.5815 | 585.9951 | 589.3343 | 591.9848 | 594.09 | 595.7741 | 598.4619 | 600.4509 | 601.8968 | 603.0335 | 603.0335 | 603.0335 | 603.0335 | 603.0335 | 603.0335 | 603.0335 | 0 | 0 | 0
WA_Industrial_Stone, Clay, and Glass_New_Space Heating_Natural Gas_Insulation - Wall Cavity_A | WA | Industrial | Stone, Clay, and Glass | New | Space Heating | Natural Gas | Insulation - Wall Cavity | A | IM282 | R-11 or less | R-21 | 45 | 0.017233 | 0 | 0 | 0.36 | 0 | 0 | 0 | 0.1823 |  | sqft | 0% | 0% | Retrofit | Retro3Slow | 83.42% | TBD | 0.2% | 1655.5473 |  | 1052.1979 |  | 0 | RTF Wkbk - ComWeatherizationSchool_v4_0 | RTF Wkbk - ComWeatherizationSchool_v4_0 | Building Energy Simulation Tool | R-11 or less | R-11 or less | R-11 or less | R-11 or less | R-11 or less | R-11 or less | R-11 or less | R-11 or less | R-11 or less | R-11 or less | R-11 or less | R-11 or less | R-11 or less | R-11 or less | R-11 or less | R-11 or less | R-11 or less | R-11 or less | R-11 or less | R-11 or less | R-11 or less | R-11 or less | R-11 or less | R-11 or less | R-11 or less | R-11 or less | R-11 or less | R-11 or less | R-11 or less | R-11 or less | R-11 or less | R-21 | R-21 | R-21 | R-21 | R-21 | R-21 | R-21 | R-21 | R-21 | R-21 | R-21 | R-21 | R-21 | R-21 | R-21 | R-21 | R-21 | R-21 | R-21 | R-21 | R-21 | R-21 | R-21 | R-21 | R-21 | R-21 | R-21 | R-21 | R-21 | R-21 | R-21 | 0.36 | 0.36 | 0.36 | 0.36 | 0.36 | 0.36 | 0.36 | 0.36 | 0.36 | 0.36 | 0.36 | 0.36 | 0.36 | 0.36 | 0.36 | 0.36 | 0.36 | 0.36 | 0.36 | 0.36 | 0.36 | 0.36 | 0.36 | 0.36 | 0.36 | 0.36 | 0.36 | 0.36 | 0.36 | 0.36 | 0.36 | 0 | 0 | 0 | 0 | 0 | 0.016498 | 0.015999 | 0.015631 | 0.015346 | 0.015114 | 0.014924 | 0.014699 | 0.014458 | 0.014214 | 0.013972 | 0.01375 | 0.013547 | 0.013484 | 0.013351 | 0.013251 | 0.013182 | 0.013129 | 0.013112 | 0.013116 | 0.013134 | 0.013159 | 0.013183 | 0.013207 | 0 | 0 | 0 | 0 | 0 | 0 | 0 | 0 | 0 | 0 | 0 | 0 | 0 | 0 | 0 | 0 | 0 | 0 | 0 | 0 | 0 | 0 | 0 | 0 | 0 | 0 | 0 | 0 | 0 | 0 | 0 | 0 | 0 | 0 | 0 | 0 | 0 | 0 | 0 | 0 | 0 | 0 | 0 | 0 | 0 | 0 | 0 | 0 | 0 | 0 | 0 | 0 | 0 | 0 | 0 | 0 | 0 | 0 | 0 | 0 | 0 | 0 | 0 | 0 | 0 | 0 | 0 | 0 | 0 | 0 | 0 | 0 | 0 | 0 | 0 | 0 | 0 | 0 | 0 | 0 | 0 | 0 | 0 | 0 | 0 | 0 | 0 | 0 | 0 | 0 | 0 | 0 | 0 | 0 | 0 | 0 | 0 | 0 | 0 | 0 | 0 | 0 | 0 | 0 | 0 | 0 | 0 | 0 | 0 | 0 | 0 | 0 | 0 | 0 | 0 | 0 | 0 | 0 | 0 | 0 | 0 | 0 | 0 | 0 | 0 | 0 | 0 | 0 | 0 | 0 | 0 | 0 | 0 | 0 | 0 | 0 | 0 | 0 | 0 | 0 | 0 | 0 | 0 | 0 | 0 | 0 | 0 | 0 | 0 | 0 | 0 | 0 | 0 | 0 | 0 | 0 | 0 | 0 | 0 | 0 | 0 | 0 | 0 | 0 | 0 | 0 | 0 | 0 | 0 | 0 | 0 | 0 | 0 | 0 | 0 | 0 | 0 | 0 | 0 | 0 | 0 | 0 | 0 | 0 | 0 | 0 | 0 | 0 | 0 | 0 | 0 | 0 | 0 | 0 | 0 | 0 | 0 | 0 | 0 | 0 | 0 | 0 | 0 | 0 | 0 | 0 | 0 | 0 | 0 | 0 | 0 | 0 | 0 | 0 | 0 | 0 | 0 | 0 | 0 | 0 | 0 | 0 | 0 | 0 | 0 | 0 | 0 | 0 | 0 | 0 | 0 | 0 | 0 | 0 | 0 | 0 | 0 | 0 | 0 | 0 | 0 | 0 | 0 | 0 | 0 | 0 | 0 | 0 | 0 | 0 | 0 | 0 | 0 | 0 | 0 | 0 | 0 | 0 | 0 | 0 | 0 | 0 | 0 | 0 | 0 | 0 | 0 | 0 | 0 | 0 | 0 | 0 | 0 | 0 | 0 | 0 | 0 | 0 | 0 | 0 | 0 | 0 | 0 | 0 | 0 | 0 | 0 | 0 | 0 | 0 | 0 | 0 | 0 | 0 | 0 | 0 | 0 | 0 | 0 | 0 | 0 | 0 | 0 | 0 | 0 | 0 | 0 | 0 | 0 | 0 | 0 | 0 | 0 | 0 | 0 | 0 | 0 | 0 | 0 | 0 | 0 | 0 | 0 | 0 | 0 | 0 | 0 | 0 | 0 | 0 | 0 | 0 | 0 | 0 | 0 | 0 | 0 | 0 | 0 | 0 | 0 | 0 | 0 | 0 | 0 | 0 | 0 | 0 | 0 | 0 | 0 | 0 | 0 | 0 | 0 | 0 | 0 | 0 | 0 | 0 | 0 | 0 | 0 | 0 | 0 | 0 | 0 | 0 | 0 | 0 | 0 | 0 | 0 | 0 | 0 | 0 | 0 | 0 | 0 | 0 | 0 | 0 | 0 | 0 | 0 | 0 | 0 | 0 | 0 | 0 | 0 | 0 | 0 | 0 | 0 | 0 | 0 | 0 | 0 | 0 | 0 | 0 | 0 | 0 | 0 | 0 | 0 | 0 | 0 | 0 | 0 | 0 | 0 | 0 | 0 | 0 | 0 | 0 | 0 | 1567.15 | 1587.661 | 1602.9737 | 1614.7854 | 1624.2283 | 1631.952 | 1641.0811 | 1650.7742 | 1660.4467 | 1669.9086 | 1677.419 | 1683.3843 | 1688.1562 | 1695.7722 | 1701.4081 | 1705.505 | 1708.726 | 1708.726 | 1708.726 | 1708.726 | 1708.726 | 1708.726 | 1708.726 | 0 | 0 | 0 | 996.0162 | 1009.0521 | 1018.7842 | 1026.2913 | 1032.2928 | 1037.2016 | 1043.0037 | 1049.1642 | 1055.3117 | 1061.3253 | 1066.0986 | 1069.8899 | 1072.9227 | 1077.7631 | 1081.3451 | 1083.9489 | 1085.996 | 1085.996 | 1085.996 | 1085.996 | 1085.996 | 1085.996 | 1085.996 | 0 | 0 | 0
WA_Industrial_Stone, Clay, and Glass_New_Space Heating_Natural Gas_Insulation - Ducting_A | WA | Industrial | Stone, Clay, and Glass | New | Space Heating | Natural Gas | Insulation - Ducting | A | IM283 | ~2°F thermal losses | 50% reduction in thermal losses | 20 | 0.0014746 | 0 | 0 | 1.52 | 0 | 0 | 0 | 0.76105 |  | sqft | 0% | 0% | Retrofit | Retro5Med | 85.36% | TBD | 0.2% | 0 |  | 0 |  | 0 | MA TRM - 2019-2021 - COM-HVAC-DI | MEMD - MMD8.25.01.FESH23.v01 | Building Energy Simulation Tool | ~2°F thermal losses | ~2°F thermal losses | ~2°F thermal losses | ~2°F thermal losses | ~2°F thermal losses | ~2°F thermal losses | ~2°F thermal losses | ~2°F thermal losses | ~2°F thermal losses | ~2°F thermal losses | ~2°F thermal losses | ~2°F thermal losses | ~2°F thermal losses | ~2°F thermal losses | ~2°F thermal losses | ~2°F thermal losses | ~2°F thermal losses | ~2°F thermal losses | ~2°F thermal losses | ~2°F thermal losses | ~2°F thermal losses | ~2°F thermal losses | ~2°F thermal losses | ~2°F thermal losses | ~2°F thermal losses | ~2°F thermal losses | ~2°F thermal losses | ~2°F thermal losses | ~2°F thermal losses | ~2°F thermal losses | ~2°F thermal losses | 50% reduction in thermal losses | 50% reduction in thermal losses | 50% reduction in thermal losses | 50% reduction in thermal losses | 50% reduction in thermal losses | 50% reduction in thermal losses | 50% reduction in thermal losses | 50% reduction in thermal losses | 50% reduction in thermal losses | 50% reduction in thermal losses | 50% reduction in thermal losses | 50% reduction in thermal losses | 50% reduction in thermal losses | 50% reduction in thermal losses | 50% reduction in thermal losses | 50% reduction in thermal losses | 50% reduction in thermal losses | 50% reduction in thermal losses | 50% reduction in thermal losses | 50% reduction in thermal losses | 50% reduction in thermal losses | 50% reduction in thermal losses | 50% reduction in thermal losses | 50% reduction in thermal losses | 50% reduction in thermal losses | 50% reduction in thermal losses | 50% reduction in thermal losses | 50% reduction in thermal losses | 50% reduction in thermal losses | 50% reduction in thermal losses | 50% reduction in thermal losses | 1.52 | 1.52 | 1.52 | 1.52 | 1.52 | 1.52 | 1.52 | 1.52 | 1.52 | 1.52 | 1.52 | 1.52 | 1.52 | 1.52 | 1.52 | 1.52 | 1.52 | 1.52 | 1.52 | 1.52 | 1.52 | 1.52 | 1.52 | 1.52 | 1.52 | 1.52 | 1.52 | 1.52 | 1.52 | 1.52 | 1.52 | 0 | 0 | 0 | 0 | 0 | 0 | 0 | 0 | 0 | 0 | 0 | 0 | 0 | 0 | 0 | 0 | 0 | 0 | 0 | 0 | 0 | 0 | 0 | 0 | 0 | 0 | 0 | 0 | 0 | 0 | 0 | 0 | 0 | 0 | 0 | 0 | 0 | 0 | 0 | 0 | 0 | 0 | 0 | 0 | 0 | 0 | 0 | 0 | 0 | 0 | 0 | 0 | 0 | 0 | 0 | 0 | 0 | 0 | 0 | 0 | 0 | 0 | 0 | 0 | 0 | 0 | 0 | 0 | 0 | 0 | 0 | 0 | 0 | 0 | 0 | 0 | 0 | 0 | 0 | 0 | 0 | 0 | 0 | 0 | 0 | 0 | 0 | 0 | 0 | 0 | 0 | 0 | 0 | 0 | 0 | 0 | 0 | 0 | 0 | 0 | 0 | 0 | 0 | 0 | 0 | 0 | 0 | 0 | 0 | 0 | 0 | 0 | 0 | 0 | 0 | 0 | 0 | 0 | 0 | 0 | 0 | 0 | 0 | 0 | 0 | 0 | 0 | 0 | 0 | 0 | 0 | 0 | 0 | 0 | 0 | 0 | 0 | 0 | 0 | 0 | 0 | 0 | 0 | 0 | 0 | 0 | 0 | 0 | 0 | 0 | 0 | 0 | 0 | 0 | 0 | 0 | 0 | 0 | 0 | 0 | 0 | 0 | 0 | 0 | 0 | 0 | 0 | 0 | 0 | 0 | 0 | 0 | 0 | 0 | 0 | 0 | 0 | 0 | 0 | 0 | 0 | 0 | 0 | 0 | 0 | 0 | 0 | 0 | 0 | 0 | 0 | 0 | 0 | 0 | 0 | 0 | 0 | 0 | 0 | 0 | 0 | 0 | 0 | 0 | 0 | 0 | 0 | 0 | 0 | 0 | 0 | 0 | 0 | 0 | 0 | 0 | 0 | 0 | 0 | 0 | 0 | 0 | 0 | 0 | 0 | 0 | 0 | 0 | 0 | 0 | 0 | 0 | 0 | 0 | 0 | 0 | 0 | 0 | 0 | 0 | 0 | 0 | 0 | 0 | 0 | 0 | 0 | 0 | 0 | 0 | 0 | 0 | 0 | 0 | 0 | 0 | 0 | 0 | 0 | 0 | 0 | 0 | 0 | 0 | 0 | 0 | 0 | 0 | 0 | 0 | 0 | 0 | 0 | 0 | 0 | 0 | 0 | 0 | 0 | 0 | 0 | 0 | 0 | 0 | 0 | 0 | 0 | 0 | 0 | 0 | 0 | 0 | 0 | 0 | 0 | 0 | 0 | 0 | 0 | 0 | 0 | 0 | 0 | 0 | 0 | 0 | 0 | 0 | 0 | 0 | 0 | 0 | 0 | 0 | 0 | 0 | 0 | 0 | 0 | 0 | 0 | 0 | 0 | 0 | 0 | 0 | 0 | 0 | 0 | 0 | 0 | 0 | 0 | 0 | 0 | 0 | 0 | 0 | 0 | 0 | 0 | 0 | 0 | 0 | 0 | 0 | 0 | 0 | 0 | 0 | 0 | 0 | 0 | 0 | 0 | 0 | 0 | 0 | 0 | 0 | 0 | 0 | 0 | 0 | 0 | 0 | 0 | 0 | 0 | 0 | 0 | 0 | 0 | 0 | 0 | 0 | 0 | 0 | 0 | 0 | 0 | 0 | 0 | 0 | 0 | 0 | 0 | 0 | 0 | 0 | 0 | 0 | 0 | 0 | 0 | 0 | 0 | 0 | 0 | 0 | 0 | 0 | 0 | 0 | 0 | 0 | 0 | 0 | 0 | 0 | 0 | 0 | 0 | 0 | 0 | 0 | 0 | 0 | 0 | 0 | 0 | 0 | 0 | 0 | 0 | 0 | 0 | 0 | 0 | 0 | 0 | 0 | 0 | 0 | 0 | 0 | 0 | 0 | 0 | 0 | 0 | 0 | 0 | 0 | 0 | 0 | 0 | 0 | 0 | 0 | 0 | 0 | 0 | 0 | 0 | 0 | 0 | 0 | 0 | 0 | 0 | 0 | 0 | 0 | 0 | 0 | 0 | 0 | 0 | 0 | 0 | 0 | 0 | 0 | 0 | 0 | 0 | 0 | 0 | 0 | 0 | 0 | 0 | 0 | 0 | 0 | 0 | 0 | 0 | 0 | 0 | 0 | 0 | 0 | 0 | 0 | 0 | 0 | 0
WA_Industrial_Stone, Clay, and Glass_New_Space Heating_Natural Gas_HVAC - Duct Repair and Sealing_A | WA | Industrial | Stone, Clay, and Glass | New | Space Heating | Natural Gas | HVAC - Duct Repair and Sealing | A | IM284 | Poorly sealed/leaky ducts | 30% reduced duct leaking | 20 | 0.0034715 | 0 | 0 | 0 | 0 | 0 | 0 | 0 |  | sqft | 0% | 0% | Retrofit | RetroEven20 | 76.5% | TBD | 0.2% | 0 |  | 0 |  | 0 | MA TRM - 2019-2021 - COM-HVAC-DS | N/A | Building Energy Simulation Tool | Poorly sealed/leaky ducts | Poorly sealed/leaky ducts | Poorly sealed/leaky ducts | Poorly sealed/leaky ducts | Poorly sealed/leaky ducts | Poorly sealed/leaky ducts | Poorly sealed/leaky ducts | Poorly sealed/leaky ducts | Poorly sealed/leaky ducts | Poorly sealed/leaky ducts | Poorly sealed/leaky ducts | Poorly sealed/leaky ducts | Poorly sealed/leaky ducts | Poorly sealed/leaky ducts | Poorly sealed/leaky ducts | Poorly sealed/leaky ducts | Poorly sealed/leaky ducts | Poorly sealed/leaky ducts | Poorly sealed/leaky ducts | Poorly sealed/leaky ducts | Poorly sealed/leaky ducts | Poorly sealed/leaky ducts | Poorly sealed/leaky ducts | Poorly sealed/leaky ducts | Poorly sealed/leaky ducts | Poorly sealed/leaky ducts | Poorly sealed/leaky ducts | Poorly sealed/leaky ducts | Poorly sealed/leaky ducts | Poorly sealed/leaky ducts | Poorly sealed/leaky ducts | 30% reduced duct leaking | 30% reduced duct leaking | 30% reduced duct leaking | 30% reduced duct leaking | 30% reduced duct leaking | 30% reduced duct leaking | 30% reduced duct leaking | 30% reduced duct leaking | 30% reduced duct leaking | 30% reduced duct leaking | 30% reduced duct leaking | 30% reduced duct leaking | 30% reduced duct leaking | 30% reduced duct leaking | 30% reduced duct leaking | 30% reduced duct leaking | 30% reduced duct leaking | 30% reduced duct leaking | 30% reduced duct leaking | 30% reduced duct leaking | 30% reduced duct leaking | 30% reduced duct leaking | 30% reduced duct leaking | 30% reduced duct leaking | 30% reduced duct leaking | 30% reduced duct leaking | 30% reduced duct leaking | 30% reduced duct leaking | 30% reduced duct leaking | 30% reduced duct leaking | 30% reduced duct leaking | 0 | 0 | 0 | 0 | 0 | 0 | 0 | 0 | 0 | 0 | 0 | 0 | 0 | 0 | 0 | 0 | 0 | 0 | 0 | 0 | 0 | 0 | 0 | 0 | 0 | 0 | 0 | 0 | 0 | 0 | 0 | 0 | 0 | 0 | 0 | 0 | 0 | 0 | 0 | 0 | 0 | 0 | 0 | 0 | 0 | 0 | 0 | 0 | 0 | 0 | 0 | 0 | 0 | 0 | 0 | 0 | 0 | 0 | 0 | 0 | 0 | 0 | 0 | 0 | 0 | 0 | 0 | 0 | 0 | 0 | 0 | 0 | 0 | 0 | 0 | 0 | 0 | 0 | 0 | 0 | 0 | 0 | 0 | 0 | 0 | 0 | 0 | 0 | 0 | 0 | 0 | 0 | 0 | 0 | 0 | 0 | 0 | 0 | 0 | 0 | 0 | 0 | 0 | 0 | 0 | 0 | 0 | 0 | 0 | 0 | 0 | 0 | 0 | 0 | 0 | 0 | 0 | 0 | 0 | 0 | 0 | 0 | 0 | 0 | 0 | 0 | 0 | 0 | 0 | 0 | 0 | 0 | 0 | 0 | 0 | 0 | 0 | 0 | 0 | 0 | 0 | 0 | 0 | 0 | 0 | 0 | 0 | 0 | 0 | 0 | 0 | 0 | 0 | 0 | 0 | 0 | 0 | 0 | 0 | 0 | 0 | 0 | 0 | 0 | 0 | 0 | 0 | 0 | 0 | 0 | 0 | 0 | 0 | 0 | 0 | 0 | 0 | 0 | 0 | 0 | 0 | 0 | 0 | 0 | 0 | 0 | 0 | 0 | 0 | 0 | 0 | 0 | 0 | 0 | 0 | 0 | 0 | 0 | 0 | 0 | 0 | 0 | 0 | 0 | 0 | 0 | 0 | 0 | 0 | 0 | 0 | 0 | 0 | 0 | 0 | 0 | 0 | 0 | 0 | 0 | 0 | 0 | 0 | 0 | 0 | 0 | 0 | 0 | 0 | 0 | 0 | 0 | 0 | 0 | 0 | 0 | 0 | 0 | 0 | 0 | 0 | 0 | 0 | 0 | 0 | 0 | 0 | 0 | 0 | 0 | 0 | 0 | 0 | 0 | 0 | 0 | 0 | 0 | 0 | 0 | 0 | 0 | 0 | 0 | 0 | 0 | 0 | 0 | 0 | 0 | 0 | 0 | 0 | 0 | 0 | 0 | 0 | 0 | 0 | 0 | 0 | 0 | 0 | 0 | 0 | 0 | 0 | 0 | 0 | 0 | 0 | 0 | 0 | 0 | 0 | 0 | 0 | 0 | 0 | 0 | 0 | 0 | 0 | 0 | 0 | 0 | 0 | 0 | 0 | 0 | 0 | 0 | 0 | 0 | 0 | 0 | 0 | 0 | 0 | 0 | 0 | 0 | 0 | 0 | 0 | 0 | 0 | 0 | 0 | 0 | 0 | 0 | 0 | 0 | 0 | 0 | 0 | 0 | 0 | 0 | 0 | 0 | 0 | 0 | 0 | 0 | 0 | 0 | 0 | 0 | 0 | 0 | 0 | 0 | 0 | 0 | 0 | 0 | 0 | 0 | 0 | 0 | 0 | 0 | 0 | 0 | 0 | 0 | 0 | 0 | 0 | 0 | 0 | 0 | 0 | 0 | 0 | 0 | 0 | 0 | 0 | 0 | 0 | 0 | 0 | 0 | 0 | 0 | 0 | 0 | 0 | 0 | 0 | 0 | 0 | 0 | 0 | 0 | 0 | 0 | 0 | 0 | 0 | 0 | 0 | 0 | 0 | 0 | 0 | 0 | 0 | 0 | 0 | 0 | 0 | 0 | 0 | 0 | 0 | 0 | 0 | 0 | 0 | 0 | 0 | 0 | 0 | 0 | 0 | 0 | 0 | 0 | 0 | 0 | 0 | 0 | 0 | 0 | 0 | 0 | 0 | 0 | 0 | 0 | 0 | 0 | 0 | 0 | 0 | 0 | 0 | 0 | 0 | 0 | 0 | 0 | 0 | 0 | 0 | 0 | 0 | 0 | 0 | 0 | 0 | 0 | 0 | 0 | 0 | 0 | 0 | 0 | 0 | 0 | 0 | 0 | 0 | 0 | 0 | 0 | 0 | 0 | 0 | 0 | 0 | 0 | 0 | 0 | 0 | 0 | 0 | 0 | 0 | 0 | 0 | 0 | 0 | 0 | 0 | 0 | 0 | 0 | 0 | 0 | 0 | 0 | 0 | 0 | 0 | 0 | 0 | 0 | 0 | 0 | 0 | 0 | 0 | 0 | 0 | 0 | 0 | 0 | 0 | 0 | 0 | 0 | 0 | 0 | 0 | 0
WA_Industrial_Stone, Clay, and Glass_New_Space Heating_Natural Gas_Windows - High Efficiency_A | WA | Industrial | Stone, Clay, and Glass | New | Space Heating | Natural Gas | Windows - High Efficiency | A | IM285 | U-.5 or worse | U-.22 or better | 45 | 0.0054693 | 0 | 0 | 0 | 0 | 0 | 0 | 0 |  | sqft | 0% | 0% | Retrofit | Retro1Slow | 81.8% | TBD | 0.2% | 0 |  | 0 |  | 0 | RTF Wkbk - ComWeatherizationSchool_v3_1 | N/A | Building Energy Simulation Tool | U-.5 or worse | U-.5 or worse | U-.5 or worse | U-.5 or worse | U-.5 or worse | U-.5 or worse | U-.5 or worse | U-.5 or worse | U-.5 or worse | U-.5 or worse | U-.5 or worse | U-.5 or worse | U-.5 or worse | U-.5 or worse | U-.5 or worse | U-.5 or worse | U-.5 or worse | U-.5 or worse | U-.5 or worse | U-.5 or worse | U-.5 or worse | U-.5 or worse | U-.5 or worse | U-.5 or worse | U-.5 or worse | U-.5 or worse | U-.5 or worse | U-.5 or worse | U-.5 or worse | U-.5 or worse | U-.5 or worse | U-.22 or better | U-.22 or better | U-.22 or better | U-.22 or better | U-.22 or better | U-.22 or better | U-.22 or better | U-.22 or better | U-.22 or better | U-.22 or better | U-.22 or better | U-.22 or better | U-.22 or better | U-.22 or better | U-.22 or better | U-.22 or better | U-.22 or better | U-.22 or better | U-.22 or better | U-.22 or better | U-.22 or better | U-.22 or better | U-.22 or better | U-.22 or better | U-.22 or better | U-.22 or better | U-.22 or better | U-.22 or better | U-.22 or better | U-.22 or better | U-.22 or better | 0 | 0 | 0 | 0 | 0 | 0 | 0 | 0 | 0 | 0 | 0 | 0 | 0 | 0 | 0 | 0 | 0 | 0 | 0 | 0 | 0 | 0 | 0 | 0 | 0 | 0 | 0 | 0 | 0 | 0 | 0 | 0 | 0 | 0 | 0 | 0 | 0.005235 | 0.0050761 | 0.0049586 | 0.0048677 | 0.0047937 | 0.0047329 | 0.004661 | 0.0045842 | 0.0045064 | 0.0044293 | 0.0043585 | 0.0042937 | 0.0042736 | 0.0042309 | 0.0041991 | 0.0041769 | 0.0041601 | 0.0041545 | 0.0041557 | 0.0041611 | 0.0041693 | 0.0041772 | 0.0041852 | 0 | 0 | 0 | 0 | 0 | 0 | 0 | 0 | 0 | 0 | 0 | 0 | 0 | 0 | 0 | 0 | 0 | 0 | 0 | 0 | 0 | 0 | 0 | 0 | 0 | 0 | 0 | 0 | 0 | 0 | 0 | 0 | 0 | 0 | 0 | 0 | 0 | 0 | 0 | 0 | 0 | 0 | 0 | 0 | 0 | 0 | 0 | 0 | 0 | 0 | 0 | 0 | 0 | 0 | 0 | 0 | 0 | 0 | 0 | 0 | 0 | 0 | 0 | 0 | 0 | 0 | 0 | 0 | 0 | 0 | 0 | 0 | 0 | 0 | 0 | 0 | 0 | 0 | 0 | 0 | 0 | 0 | 0 | 0 | 0 | 0 | 0 | 0 | 0 | 0 | 0 | 0 | 0 | 0 | 0 | 0 | 0 | 0 | 0 | 0 | 0 | 0 | 0 | 0 | 0 | 0 | 0 | 0 | 0 | 0 | 0 | 0 | 0 | 0 | 0 | 0 | 0 | 0 | 0 | 0 | 0 | 0 | 0 | 0 | 0 | 0 | 0 | 0 | 0 | 0 | 0 | 0 | 0 | 0 | 0 | 0 | 0 | 0 | 0 | 0 | 0 | 0 | 0 | 0 | 0 | 0 | 0 | 0 | 0 | 0 | 0 | 0 | 0 | 0 | 0 | 0 | 0 | 0 | 0 | 0 | 0 | 0 | 0 | 0 | 0 | 0 | 0 | 0 | 0 | 0 | 0 | 0 | 0 | 0 | 0 | 0 | 0 | 0 | 0 | 0 | 0 | 0 | 0 | 0 | 0 | 0 | 0 | 0 | 0 | 0 | 0 | 0 | 0 | 0 | 0 | 0 | 0 | 0 | 0 | 0 | 0 | 0 | 0 | 0 | 0 | 0 | 0 | 0 | 0 | 0 | 0 | 0 | 0 | 0 | 0 | 0 | 0 | 0 | 0 | 0 | 0 | 0 | 0 | 0 | 0 | 0 | 0 | 0 | 0 | 0 | 0 | 0 | 0 | 0 | 0 | 0 | 0 | 0 | 0 | 0 | 0 | 0 | 0 | 0 | 0 | 0 | 0 | 0 | 0 | 0 | 0 | 0 | 0 | 0 | 0 | 0 | 0 | 0 | 0 | 0 | 0 | 0 | 0 | 0 | 0 | 0 | 0 | 0 | 0 | 0 | 0 | 0 | 0 | 0 | 0 | 0 | 0 | 0 | 0 | 0 | 0 | 0 | 0 | 0 | 0 | 0 | 0 | 0 | 0 | 0 | 0 | 0 | 0 | 0 | 0 | 0 | 0 | 0 | 0 | 0 | 0 | 0 | 0 | 0 | 0 | 0 | 0 | 0 | 0 | 0 | 0 | 0 | 0 | 0 | 0 | 0 | 0 | 0 | 0 | 0 | 0 | 0 | 0 | 0 | 0 | 0 | 0 | 0 | 0 | 0 | 0 | 0 | 0 | 0 | 0 | 0 | 0 | 0 | 0 | 0 | 0 | 0 | 0 | 0 | 0 | 0 | 0 | 0 | 0 | 0 | 0 | 0 | 0 | 0 | 0 | 0 | 0 | 0 | 0 | 0 | 0 | 0 | 0 | 0 | 0 | 0 | 0 | 0 | 0 | 0 | 0 | 0 | 0 | 0 | 0 | 0 | 0 | 0 | 0 | 0 | 0 | 0 | 0 | 0 | 0 | 0 | 0 | 0 | 0 | 0 | 0 | 0 | 0 | 0 | 0 | 0 | 0 | 0 | 0 | 0 | 0 | 0 | 0 | 0 | 0 | 0 | 0 | 0 | 0 | 0 | 0 | 0 | 0 | 0 | 0 | 0 | 0 | 0 | 0 | 0 | 0 | 0 | 0 | 0 | 0 | 0 | 0 | 0 | 0 | 0 | 0 | 0 | 0 | 0 | 0 | 0 | 0 | 0 | 0 | 0 | 0 | 0 | 0 | 0 | 0 | 0 | 0 | 0 | 0 | 0 | 0 | 0 | 0 | 0 | 0 | 0 | 0 | 0 | 0 | 0 | 0 | 0 | 0 | 0 | 0 | 0 | 0 | 0 | 0 | 0 | 0
WA_Industrial_Stone, Clay, and Glass_New_Space Heating_Natural Gas_Gas Boiler - Maintenance_A | WA | Industrial | Stone, Clay, and Glass | New | Space Heating | Natural Gas | Gas Boiler - Maintenance | A | IM286 | Degrade performance | General cleaning and maintenance | 3 | 6.7831 | 0 | 0 | 0.03 | 0 | 0 | 0 | 0.01675 |  | sqft | 5% | 10% | Retrofit | Retro20Fast | 83.83% | TBD | 0.2% | 2.3959 |  | 2.1595 |  | 0 | IL TRM - 4.3.10 - CI-HWE-DBTU-V01-180101 | IL TRM - 4.3.10 - CI-HWE-DBTU-V01-180101 | IL TRM - 4.3.10 - CI-HWE-DBTU-V01-180101 | Degrade performance | Degrade performance | Degrade performance | Degrade performance | Degrade performance | Degrade performance | Degrade performance | Degrade performance | Degrade performance | Degrade performance | Degrade performance | Degrade performance | Degrade performance | Degrade performance | Degrade performance | Degrade performance | Degrade performance | Degrade performance | Degrade performance | Degrade performance | Degrade performance | Degrade performance | Degrade performance | Degrade performance | Degrade performance | Degrade performance | Degrade performance | Degrade performance | Degrade performance | Degrade performance | Degrade performance | General cleaning and maintenance | General cleaning and maintenance | General cleaning and maintenance | General cleaning and maintenance | General cleaning and maintenance | General cleaning and maintenance | General cleaning and maintenance | General cleaning and maintenance | General cleaning and maintenance | General cleaning and maintenance | General cleaning and maintenance | General cleaning and maintenance | General cleaning and maintenance | General cleaning and maintenance | General cleaning and maintenance | General cleaning and maintenance | General cleaning and maintenance | General cleaning and maintenance | General cleaning and maintenance | General cleaning and maintenance | General cleaning and maintenance | General cleaning and maintenance | General cleaning and maintenance | General cleaning and maintenance | General cleaning and maintenance | General cleaning and maintenance | General cleaning and maintenance | General cleaning and maintenance | General cleaning and maintenance | General cleaning and maintenance | General cleaning and maintenance | 0.03 | 0.03 | 0.03 | 0.03 | 0.03 | 0.03 | 0.03 | 0.03 | 0.03 | 0.03 | 0.03 | 0.03 | 0.03 | 0.03 | 0.03 | 0.03 | 0.03 | 0.03 | 0.03 | 0.03 | 0.03 | 0.03 | 0.03 | 0.03 | 0.03 | 0.03 | 0.03 | 0.03 | 0.03 | 0.03 | 0.03 | 0 | 0 | 0 | 0 | 0 | 0 | 0 | 0 | 0 | 0 | 0 | 0 | 0 | 0 | 0 | 0 | 0 | 0 | 0 | 0 | 0 | 0 | 0 | 0 | 0 | 0 | 0 | 0 | 0 | 0 | 0 | 0 | 0 | 0 | 0 | 0 | 0 | 0 | 0 | 0 | 0 | 0 | 0 | 0 | 0 | 0 | 0 | 0 | 0 | 0 | 0 | 0 | 0 | 0 | 0 | 0 | 0 | 0 | 0 | 0 | 0 | 0 | 0 | 0 | 0 | 0 | 0 | 0 | 0 | 0 | 0 | 0 | 0 | 0 | 0 | 0 | 0 | 0 | 0 | 0 | 0 | 0 | 0 | 0 | 0 | 0 | 0 | 0 | 0 | 0 | 0 | 0 | 0 | 0 | 0 | 0 | 0 | 0 | 0 | 0 | 0 | 0 | 0 | 0 | 0 | 0 | 0 | 0 | 0 | 0 | 0 | 0 | 0 | 0 | 0 | 0 | 0 | 0 | 0 | 0 | 0 | 0 | 0 | 0 | 0 | 0 | 0 | 0 | 0 | 0 | 0 | 0 | 0 | 0 | 0 | 0 | 0 | 0 | 0 | 0 | 0 | 0 | 0 | 0 | 0 | 0 | 0 | 0 | 0 | 0 | 0 | 0 | 0 | 0 | 0 | 0 | 0 | 0 | 0 | 0 | 0 | 0 | 0 | 0 | 0 | 0 | 0 | 0 | 0 | 0 | 0 | 0 | 0 | 0 | 0 | 0 | 0 | 0 | 0 | 0 | 0 | 0 | 0 | 0 | 0 | 0 | 0 | 0 | 0 | 0 | 0 | 0 | 0 | 0 | 0 | 0 | 0 | 0 | 0 | 0 | 0 | 0 | 0 | 0 | 0 | 0 | 0 | 0 | 0 | 0 | 0 | 0 | 0 | 0 | 0 | 0 | 0 | 0 | 0 | 0 | 0 | 0 | 0 | 0 | 0 | 0 | 0 | 0 | 0 | 0 | 0 | 0 | 0 | 0 | 0 | 0 | 0 | 0 | 0 | 0 | 0 | 0 | 0 | 0 | 0 | 0 | 0 | 0 | 0 | 0 | 0 | 0 | 0 | 0 | 0 | 0 | 0 | 0 | 0 | 0 | 0 | 0 | 0 | 0 | 0 | 0 | 0 | 0 | 0 | 0 | 0 | 0 | 0 | 0 | 0 | 0 | 0 | 0 | 0 | 0 | 0 | 0 | 0 | 0 | 0 | 0 | 0 | 0 | 0 | 0 | 0 | 0 | 0 | 0 | 0 | 0 | 0 | 0 | 0 | 0 | 0 | 0 | 0 | 0 | 0 | 0 | 0 | 0 | 0 | 0 | 0 | 0 | 0 | 0 | 0 | 0 | 0 | 0 | 0 | 0 | 0 | 0 | 0 | 0 | 0 | 0 | 0 | 0 | 0 | 0 | 0 | 0 | 0 | 0 | 0 | 0 | 0 | 0 | 0 | 0 | 0 | 0 | 0 | 0 | 0 | 0 | 0 | 0 | 0 | 0 | 0 | 0 | 0 | 0 | 0 | 0 | 0 | 0 | 0 | 0 | 0 | 0 | 0 | 0 | 0 | 0 | 0 | 0 | 0 | 0 | 0 | 0 | 0 | 0 | 0 | 0 | 0 | 0 | 0 | 0 | 0 | 0 | 0 | 0 | 0 | 0 | 0 | 0 | 0 | 0 | 0 | 0 | 0 | 0 | 0 | 0 | 0 | 0 | 0 | 0 | 0 | 0 | 0 | 0 | 0 | 0 | 0 | 0 | 0 | 0 | 0 | 0 | 0 | 0 | 0 | 0 | 0 | 0 | 0 | 0 | 0 | 0 | 0 | 0 | 0 | 0 | 0 | 0 | 0 | 0 | 0 | 0 | 0 | 0 | 0 | 0 | 0 | 0 | 0 | 0 | 0 | 0 | 0 | 0 | 0 | 0 | 0 | 2.3959 | 2.3959 | 2.3959 | 2.3959 | 2.3959 | 2.3959 | 2.3959 | 2.3959 | 2.3959 | 2.3959 | 2.3959 | 2.3959 | 2.3959 | 2.3959 | 2.3959 | 2.3959 | 2.3959 | 2.3959 | 2.3959 | 2.3959 | 2.3959 | 2.3959 | 2.3959 | 2.3959 | 2.3959 | 2.3959 | 2.1595 | 2.1595 | 2.1595 | 2.1595 | 2.1595 | 2.1595 | 2.1595 | 2.1595 | 2.1595 | 2.1595 | 2.1595 | 2.1595 | 2.1595 | 2.1595 | 2.1595 | 2.1595 | 2.1595 | 2.1595 | 2.1595 | 2.1595 | 2.1595 | 2.1595 | 2.1595 | 2.1595 | 2.1595 | 2.1595
WA_Industrial_Stone, Clay, and Glass_New_Process_Natural Gas_Gas Boiler - Maintenance_A | WA | Industrial | Stone, Clay, and Glass | New | Process | Natural Gas | Gas Boiler - Maintenance | A | IM287 | Degrade performance | General cleaning and maintenance | 3 | 4.2096 | 0 | 0 | 0.03 | 0 | 0 | 0 | 0.01675 |  | sqft | 5% | 10% | Retrofit | Retro20Fast | 83.83% | TBD | 0.2% | 2.3959 |  | 2.1595 |  | 0.0021931 | IL TRM - 4.3.10 - CI-HWE-DBTU-V01-180101 | IL TRM - 4.3.10 - CI-HWE-DBTU-V01-180101 | IL TRM - 4.3.10 - CI-HWE-DBTU-V01-180101 | Degrade performance | Degrade performance | Degrade performance | Degrade performance | Degrade performance | Degrade performance | Degrade performance | Degrade performance | Degrade performance | Degrade performance | Degrade performance | Degrade performance | Degrade performance | Degrade performance | Degrade performance | Degrade performance | Degrade performance | Degrade performance | Degrade performance | Degrade performance | Degrade performance | Degrade performance | Degrade performance | Degrade performance | Degrade performance | Degrade performance | Degrade performance | Degrade performance | Degrade performance | Degrade performance | Degrade performance | General cleaning and maintenance | General cleaning and maintenance | General cleaning and maintenance | General cleaning and maintenance | General cleaning and maintenance | General cleaning and maintenance | General cleaning and maintenance | General cleaning and maintenance | General cleaning and maintenance | General cleaning and maintenance | General cleaning and maintenance | General cleaning and maintenance | General cleaning and maintenance | General cleaning and maintenance | General cleaning and maintenance | General cleaning and maintenance | General cleaning and maintenance | General cleaning and maintenance | General cleaning and maintenance | General cleaning and maintenance | General cleaning and maintenance | General cleaning and maintenance | General cleaning and maintenance | General cleaning and maintenance | General cleaning and maintenance | General cleaning and maintenance | General cleaning and maintenance | General cleaning and maintenance | General cleaning and maintenance | General cleaning and maintenance | General cleaning and maintenance | 0.03 | 0.03 | 0.03 | 0.03 | 0.03 | 0.03 | 0.03 | 0.03 | 0.03 | 0.03 | 0.03 | 0.03 | 0.03 | 0.03 | 0.03 | 0.03 | 0.03 | 0.03 | 0.03 | 0.03 | 0.03 | 0.03 | 0.03 | 0.03 | 0.03 | 0.03 | 0.03 | 0.03 | 0.03 | 0.03 | 0.03 | 0 | 0 | 0 | 0 | 0 | 4.2096 | 4.2096 | 4.2096 | 4.2096 | 4.2096 | 4.2096 | 4.2096 | 4.2096 | 4.2096 | 4.2096 | 4.2096 | 4.2096 | 4.2096 | 4.2096 | 4.2096 | 4.2096 | 4.2096 | 4.2096 | 4.2096 | 4.2096 | 4.2096 | 4.2096 | 4.2096 | 4.2096 | 4.2096 | 4.2096 | 0.0014096 | 0.0011705 | 0.00093661 | 0.0014096 | 0.0011705 | 0.00093661 | 0.0014096 | 0.0011705 | 0.00093661 | 0.0014096 | 0.0011705 | 0.00093661 | 0.0014096 | 0.0011705 | 0.00093661 | 0.0014096 | 0.0011705 | 0.00093661 | 0.0014096 | 0.0011705 | 0.00093661 | 0.0014096 | 0.0011705 | 0.00093661 | 0.0014096 | 0.0011705 | 0.0014096 | 0.0025802 | 0.0035168 | 0.0035168 | 0.0035168 | 0.0035168 | 0.0035168 | 0.0035168 | 0.0035168 | 0.0035168 | 0.0035168 | 0.0035168 | 0.0035168 | 0.0035168 | 0.0035168 | 0.0035168 | 0.0035168 | 0.0035168 | 0.0035168 | 0.0035168 | 0.0035168 | 0.0035168 | 0.0035168 | 0 | 0 | 0 | 0.33486 | 0.27807 | 0.22249 | 0.33486 | 0.27807 | 0.22249 | 0.33486 | 0.27807 | 0.22249 | 0.33486 | 0.27807 | 0.22249 | 0.33486 | 0.27807 | 0.22249 | 0.33486 | 0.27807 | 0.22249 | 0.33486 | 0.27807 | 0.22249 | 0.33486 | 0.27807 | 0.22249 | 0.33486 | 0.27807 | 0.33486 | 0.61292 | 0.83542 | 0.83542 | 0.83542 | 0.83542 | 0.83542 | 0.83542 | 0.83542 | 0.83542 | 0.83542 | 0.83542 | 0.83542 | 0.83542 | 0.83542 | 0.83542 | 0.83542 | 0.83542 | 0.83542 | 0.83542 | 0.83542 | 0.83542 | 0.83542 | 0.83542 | 0.83542 | 0.83542 | 0.0011982 | 0.00099496 | 0.00079612 | 0.0011982 | 0.00099496 | 0.00079612 | 0.0011982 | 0.00099496 | 0.00079612 | 0.0011982 | 0.00099496 | 0.00079612 | 0.0011982 | 0.00099496 | 0.00079612 | 0.0011982 | 0.00099496 | 0.00079612 | 0.0011982 | 0.00099496 | 0.00079612 | 0.0011982 | 0.00099496 | 0.00079612 | 0.0011982 | 0.00099496 | 0.0011982 | 0.0021931 | 0.0029893 | 0.0029893 | 0.0029893 | 0.0029893 | 0.0029893 | 0.0029893 | 0.0029893 | 0.0029893 | 0.0029893 | 0.0029893 | 0.0029893 | 0.0029893 | 0.0029893 | 0.0029893 | 0.0029893 | 0.0029893 | 0.0029893 | 0.0029893 | 0.0029893 | 0.0029893 | 0.0029893 | 0 | 0 | 0 | 0.28463 | 0.23636 | 0.18912 | 0.28463 | 0.23636 | 0.18912 | 0.28463 | 0.23636 | 0.18912 | 0.28463 | 0.23636 | 0.18912 | 0.28463 | 0.23636 | 0.18912 | 0.28463 | 0.23636 | 0.18912 | 0.28463 | 0.23636 | 0.18912 | 0.28463 | 0.23636 | 0.18912 | 0.28463 | 0.23636 | 0.28463 | 0.52098 | 0.7101 | 0.7101 | 0.7101 | 0.7101 | 0.7101 | 0.7101 | 0.7101 | 0.7101 | 0.7101 | 0.7101 | 0.7101 | 0.7101 | 0.7101 | 0.7101 | 0.7101 | 0.7101 | 0.7101 | 0.7101 | 0.7101 | 0.7101 | 0.7101 | 0.7101 | 0.7101 | 0.7101 | 0.0011982 | 0.00099496 | 0.00079612 | 0.0011982 | 0.00099496 | 0.00079612 | 0.0011982 | 0.00099496 | 0.00079612 | 0.0011982 | 0.00099496 | 0.00079612 | 0.0011982 | 0.00099496 | 0.00079612 | 0.0011982 | 0.00099496 | 0.00079612 | 0.0011982 | 0.00099496 | 0.00079612 | 0.0011982 | 0.00099496 | 0.00079612 | 0.0011982 | 0.00099496 | 0.0011982 | 0.0021931 | 0.0029893 | 0.0029893 | 0.0029893 | 0.0029893 | 0.0029893 | 0.0029893 | 0.0029893 | 0.0029893 | 0.0029893 | 0.0029893 | 0.0029893 | 0.0029893 | 0.0029893 | 0.0029893 | 0.0029893 | 0.0029893 | 0.0029893 | 0.0029893 | 0.0029893 | 0.0029893 | 0.0029893 | 0 | 0 | 0 | 0.28463 | 0.23636 | 0.18912 | 0.28463 | 0.23636 | 0.18912 | 0.28463 | 0.23636 | 0.18912 | 0.28463 | 0.23636 | 0.18912 | 0.28463 | 0.23636 | 0.18912 | 0.28463 | 0.23636 | 0.18912 | 0.28463 | 0.23636 | 0.18912 | 0.28463 | 0.23636 | 0.18912 | 0.28463 | 0.23636 | 0.28463 | 0.52098 | 0.7101 | 0.7101 | 0.7101 | 0.7101 | 0.7101 | 0.7101 | 0.7101 | 0.7101 | 0.7101 | 0.7101 | 0.7101 | 0.7101 | 0.7101 | 0.7101 | 0.7101 | 0.7101 | 0.7101 | 0.7101 | 0.7101 | 0.7101 | 0.7101 | 0.7101 | 0.7101 | 0.7101 | 0.0011982 | 0.00099496 | 0.00079612 | 0.0011982 | 0.00099496 | 0.00079612 | 0.0011982 | 0.00099496 | 0.00079612 | 0.0011982 | 0.00099496 | 0.00079612 | 0.0011982 | 0.00099496 | 0.00079612 | 0.0011982 | 0.00099496 | 0.00079612 | 0.0011982 | 0.00099496 | 0.00079612 | 0.0011982 | 0.00099496 | 0.00079612 | 0.0011982 | 0.00099496 | 0.0011982 | 0.0021931 | 0.0029893 | 0.0029893 | 0.0029893 | 0.0029893 | 0.0029893 | 0.0029893 | 0.0029893 | 0.0029893 | 0.0029893 | 0.0029893 | 0.0029893 | 0.0029893 | 0.0029893 | 0.0029893 | 0.0029893 | 0.0029893 | 0.0029893 | 0.0029893 | 0.0029893 | 0.0029893 | 0.0029893 | 0 | 0 | 0 | 0.28463 | 0.23636 | 0.18912 | 0.28463 | 0.23636 | 0.18912 | 0.28463 | 0.23636 | 0.18912 | 0.28463 | 0.23636 | 0.18912 | 0.28463 | 0.23636 | 0.18912 | 0.28463 | 0.23636 | 0.18912 | 0.28463 | 0.23636 | 0.18912 | 0.28463 | 0.23636 | 0.18912 | 0.28463 | 0.23636 | 0.28463 | 0.52098 | 0.7101 | 0.7101 | 0.7101 | 0.7101 | 0.7101 | 0.7101 | 0.7101 | 0.7101 | 0.7101 | 0.7101 | 0.7101 | 0.7101 | 0.7101 | 0.7101 | 0.7101 | 0.7101 | 0.7101 | 0.7101 | 0.7101 | 0.7101 | 0.7101 | 0.7101 | 0.7101 | 0.7101 | 2.3959 | 2.3959 | 2.3959 | 2.3959 | 2.3959 | 2.3959 | 2.3959 | 2.3959 | 2.3959 | 2.3959 | 2.3959 | 2.3959 | 2.3959 | 2.3959 | 2.3959 | 2.3959 | 2.3959 | 2.3959 | 2.3959 | 2.3959 | 2.3959 | 2.3959 | 2.3959 | 2.3959 | 2.3959 | 2.3959 | 2.1595 | 2.1595 | 2.1595 | 2.1595 | 2.1595 | 2.1595 | 2.1595 | 2.1595 | 2.1595 | 2.1595 | 2.1595 | 2.1595 | 2.1595 | 2.1595 | 2.1595 | 2.1595 | 2.1595 | 2.1595 | 2.1595 | 2.1595 | 2.1595 | 2.1595 | 2.1595 | 2.1595 | 2.1595 | 2.1595
WA_Industrial_Stone, Clay, and Glass_New_Space Heating_Natural Gas_Gas Furnace - Maintenance_A | WA | Industrial | Stone, Clay, and Glass | New | Space Heating | Natural Gas | Gas Furnace - Maintenance | A | IM288 | Degrade performance | General cleaning and maintenance | 3 | 0.0083129 | 0 | 0 | 0.03 | 0 | 0 | 0 | 0.017 |  | sqft | 5% | 10% | Retrofit | Retro20Fast | 83.83% | TBD | 0.2% | 0 |  | 0 |  | 0 | IL TRM - 4.4.31 - CI-HVC-FTUN-V03-200101 | MN TRM 3.1 - Forced-Air Heating Maintenance v2.0 | MN TRM v3.1 - Forced-Air Heating Maintenance | Degrade performance | Degrade performance | Degrade performance | Degrade performance | Degrade performance | Degrade performance | Degrade performance | Degrade performance | Degrade performance | Degrade performance | Degrade performance | Degrade performance | Degrade performance | Degrade performance | Degrade performance | Degrade performance | Degrade performance | Degrade performance | Degrade performance | Degrade performance | Degrade performance | Degrade performance | Degrade performance | Degrade performance | Degrade performance | Degrade performance | Degrade performance | Degrade performance | Degrade performance | Degrade performance | Degrade performance | General cleaning and maintenance | General cleaning and maintenance | General cleaning and maintenance | General cleaning and maintenance | General cleaning and maintenance | General cleaning and maintenance | General cleaning and maintenance | General cleaning and maintenance | General cleaning and maintenance | General cleaning and maintenance | General cleaning and maintenance | General cleaning and maintenance | General cleaning and maintenance | General cleaning and maintenance | General cleaning and maintenance | General cleaning and maintenance | General cleaning and maintenance | General cleaning and maintenance | General cleaning and maintenance | General cleaning and maintenance | General cleaning and maintenance | General cleaning and maintenance | General cleaning and maintenance | General cleaning and maintenance | General cleaning and maintenance | General cleaning and maintenance | General cleaning and maintenance | General cleaning and maintenance | General cleaning and maintenance | General cleaning and maintenance | General cleaning and maintenance | 0.03 | 0.03 | 0.03 | 0.03 | 0.03 | 0.03 | 0.03 | 0.03 | 0.03 | 0.03 | 0.03 | 0.03 | 0.03 | 0.03 | 0.03 | 0.03 | 0.03 | 0.03 | 0.03 | 0.03 | 0.03 | 0.03 | 0.03 | 0.03 | 0.03 | 0.03 | 0.03 | 0.03 | 0.03 | 0.03 | 0.03 | 0 | 0 | 0 | 0 | 0 | 0 | 0 | 0 | 0 | 0 | 0 | 0 | 0 | 0 | 0 | 0 | 0 | 0 | 0 | 0 | 0 | 0 | 0 | 0 | 0 | 0 | 0 | 0 | 0 | 0 | 0 | 0 | 0 | 0 | 0 | 0 | 0 | 0 | 0 | 0 | 0 | 0 | 0 | 0 | 0 | 0 | 0 | 0 | 0 | 0 | 0 | 0 | 0 | 0 | 0 | 0 | 0 | 0 | 0 | 0 | 0 | 0 | 0 | 0 | 0 | 0 | 0 | 0 | 0 | 0 | 0 | 0 | 0 | 0 | 0 | 0 | 0 | 0 | 0 | 0 | 0 | 0 | 0 | 0 | 0 | 0 | 0 | 0 | 0 | 0 | 0 | 0 | 0 | 0 | 0 | 0 | 0 | 0 | 0 | 0 | 0 | 0 | 0 | 0 | 0 | 0 | 0 | 0 | 0 | 0 | 0 | 0 | 0 | 0 | 0 | 0 | 0 | 0 | 0 | 0 | 0 | 0 | 0 | 0 | 0 | 0 | 0 | 0 | 0 | 0 | 0 | 0 | 0 | 0 | 0 | 0 | 0 | 0 | 0 | 0 | 0 | 0 | 0 | 0 | 0 | 0 | 0 | 0 | 0 | 0 | 0 | 0 | 0 | 0 | 0 | 0 | 0 | 0 | 0 | 0 | 0 | 0 | 0 | 0 | 0 | 0 | 0 | 0 | 0 | 0 | 0 | 0 | 0 | 0 | 0 | 0 | 0 | 0 | 0 | 0 | 0 | 0 | 0 | 0 | 0 | 0 | 0 | 0 | 0 | 0 | 0 | 0 | 0 | 0 | 0 | 0 | 0 | 0 | 0 | 0 | 0 | 0 | 0 | 0 | 0 | 0 | 0 | 0 | 0 | 0 | 0 | 0 | 0 | 0 | 0 | 0 | 0 | 0 | 0 | 0 | 0 | 0 | 0 | 0 | 0 | 0 | 0 | 0 | 0 | 0 | 0 | 0 | 0 | 0 | 0 | 0 | 0 | 0 | 0 | 0 | 0 | 0 | 0 | 0 | 0 | 0 | 0 | 0 | 0 | 0 | 0 | 0 | 0 | 0 | 0 | 0 | 0 | 0 | 0 | 0 | 0 | 0 | 0 | 0 | 0 | 0 | 0 | 0 | 0 | 0 | 0 | 0 | 0 | 0 | 0 | 0 | 0 | 0 | 0 | 0 | 0 | 0 | 0 | 0 | 0 | 0 | 0 | 0 | 0 | 0 | 0 | 0 | 0 | 0 | 0 | 0 | 0 | 0 | 0 | 0 | 0 | 0 | 0 | 0 | 0 | 0 | 0 | 0 | 0 | 0 | 0 | 0 | 0 | 0 | 0 | 0 | 0 | 0 | 0 | 0 | 0 | 0 | 0 | 0 | 0 | 0 | 0 | 0 | 0 | 0 | 0 | 0 | 0 | 0 | 0 | 0 | 0 | 0 | 0 | 0 | 0 | 0 | 0 | 0 | 0 | 0 | 0 | 0 | 0 | 0 | 0 | 0 | 0 | 0 | 0 | 0 | 0 | 0 | 0 | 0 | 0 | 0 | 0 | 0 | 0 | 0 | 0 | 0 | 0 | 0 | 0 | 0 | 0 | 0 | 0 | 0 | 0 | 0 | 0 | 0 | 0 | 0 | 0 | 0 | 0 | 0 | 0 | 0 | 0 | 0 | 0 | 0 | 0 | 0 | 0 | 0 | 0 | 0 | 0 | 0 | 0 | 0 | 0 | 0 | 0 | 0 | 0 | 0 | 0 | 0 | 0 | 0 | 0 | 0 | 0 | 0 | 0 | 0 | 0 | 0 | 0 | 0 | 0 | 0 | 0 | 0 | 0 | 0 | 0 | 0 | 0 | 0 | 0 | 0 | 0 | 0 | 0 | 0 | 0 | 0 | 0 | 0 | 0 | 0 | 0 | 0 | 0 | 0 | 0 | 0 | 0 | 0 | 0 | 0 | 0 | 0 | 0 | 0 | 0 | 0 | 0 | 0 | 0 | 0 | 0 | 0 | 0 | 0 | 0 | 0 | 0 | 0 | 0 | 0 | 0 | 0 | 0 | 0 | 0 | 0 | 0 | 0 | 0 | 0 | 0 | 0 | 0 | 0 | 0 | 0 | 0 | 0 | 0 | 0 | 0 | 0 | 0 | 0 | 0
WA_Industrial_Stone, Clay, and Glass_New_Space Heating_Natural Gas_Gas Boiler - Hot Water Reset_A | WA | Industrial | Stone, Clay, and Glass | New | Space Heating | Natural Gas | Gas Boiler - Hot Water Reset | A | IM289 | No control | Reset control installed | 16 | 24.6657 | 0 | 0 | 64.47 | 0 | 0 | 0 | 32.2332 |  | sqft | 20% | 45% | Retrofit | Retro5Med | 85.36% | TBD | 0.2% | 853.6589 |  | 643.3713 |  | 0 | IL TRM - 4.4.4 - CI-HVC-BLRC-V04-210101 | IL TRM - 4.4.4 - CI-HVC-BLRC-V04-210101 | IL TRM - 4.4.4 - CI-HVC-BLRC-V04-210101 | No control | No control | No control | No control | No control | No control | No control | No control | No control | No control | No control | No control | No control | No control | No control | No control | No control | No control | No control | No control | No control | No control | No control | No control | No control | No control | No control | No control | No control | No control | No control | Reset control installed | Reset control installed | Reset control installed | Reset control installed | Reset control installed | Reset control installed | Reset control installed | Reset control installed | Reset control installed | Reset control installed | Reset control installed | Reset control installed | Reset control installed | Reset control installed | Reset control installed | Reset control installed | Reset control installed | Reset control installed | Reset control installed | Reset control installed | Reset control installed | Reset control installed | Reset control installed | Reset control installed | Reset control installed | Reset control installed | Reset control installed | Reset control installed | Reset control installed | Reset control installed | Reset control installed | 64.47 | 64.47 | 64.47 | 64.47 | 64.47 | 64.47 | 64.47 | 64.47 | 64.47 | 64.47 | 64.47 | 64.47 | 64.47 | 64.47 | 64.47 | 64.47 | 64.47 | 64.47 | 64.47 | 64.47 | 64.47 | 64.47 | 64.47 | 64.47 | 64.47 | 64.47 | 64.47 | 64.47 | 64.47 | 64.47 | 64.47 | 0 | 0 | 0 | 0 | 0 | 0 | 0 | 0 | 0 | 0 | 0 | 0 | 0 | 0 | 0 | 0 | 0 | 0 | 0 | 0 | 0 | 0 | 0 | 0 | 0 | 0 | 0 | 0 | 0 | 0 | 0 | 0 | 0 | 0 | 0 | 0 | 0 | 0 | 0 | 0 | 0 | 0 | 0 | 0 | 0 | 0 | 0 | 0 | 0 | 0 | 0 | 0 | 0 | 0 | 0 | 0 | 0 | 0 | 0 | 0 | 0 | 0 | 0 | 0 | 0 | 0 | 0 | 0 | 0 | 0 | 0 | 0 | 0 | 0 | 0 | 0 | 0 | 0 | 0 | 0 | 0 | 0 | 0 | 0 | 0 | 0 | 0 | 0 | 0 | 0 | 0 | 0 | 0 | 0 | 0 | 0 | 0 | 0 | 0 | 0 | 0 | 0 | 0 | 0 | 0 | 0 | 0 | 0 | 0 | 0 | 0 | 0 | 0 | 0 | 0 | 0 | 0 | 0 | 0 | 0 | 0 | 0 | 0 | 0 | 0 | 0 | 0 | 0 | 0 | 0 | 0 | 0 | 0 | 0 | 0 | 0 | 0 | 0 | 0 | 0 | 0 | 0 | 0 | 0 | 0 | 0 | 0 | 0 | 0 | 0 | 0 | 0 | 0 | 0 | 0 | 0 | 0 | 0 | 0 | 0 | 0 | 0 | 0 | 0 | 0 | 0 | 0 | 0 | 0 | 0 | 0 | 0 | 0 | 0 | 0 | 0 | 0 | 0 | 0 | 0 | 0 | 0 | 0 | 0 | 0 | 0 | 0 | 0 | 0 | 0 | 0 | 0 | 0 | 0 | 0 | 0 | 0 | 0 | 0 | 0 | 0 | 0 | 0 | 0 | 0 | 0 | 0 | 0 | 0 | 0 | 0 | 0 | 0 | 0 | 0 | 0 | 0 | 0 | 0 | 0 | 0 | 0 | 0 | 0 | 0 | 0 | 0 | 0 | 0 | 0 | 0 | 0 | 0 | 0 | 0 | 0 | 0 | 0 | 0 | 0 | 0 | 0 | 0 | 0 | 0 | 0 | 0 | 0 | 0 | 0 | 0 | 0 | 0 | 0 | 0 | 0 | 0 | 0 | 0 | 0 | 0 | 0 | 0 | 0 | 0 | 0 | 0 | 0 | 0 | 0 | 0 | 0 | 0 | 0 | 0 | 0 | 0 | 0 | 0 | 0 | 0 | 0 | 0 | 0 | 0 | 0 | 0 | 0 | 0 | 0 | 0 | 0 | 0 | 0 | 0 | 0 | 0 | 0 | 0 | 0 | 0 | 0 | 0 | 0 | 0 | 0 | 0 | 0 | 0 | 0 | 0 | 0 | 0 | 0 | 0 | 0 | 0 | 0 | 0 | 0 | 0 | 0 | 0 | 0 | 0 | 0 | 0 | 0 | 0 | 0 | 0 | 0 | 0 | 0 | 0 | 0 | 0 | 0 | 0 | 0 | 0 | 0 | 0 | 0 | 0 | 0 | 0 | 0 | 0 | 0 | 0 | 0 | 0 | 0 | 0 | 0 | 0 | 0 | 0 | 0 | 0 | 0 | 0 | 0 | 0 | 0 | 0 | 0 | 0 | 0 | 0 | 0 | 0 | 0 | 0 | 0 | 0 | 0 | 0 | 0 | 0 | 0 | 0 | 0 | 0 | 0 | 0 | 0 | 0 | 0 | 0 | 0 | 0 | 0 | 0 | 0 | 0 | 0 | 0 | 0 | 0 | 0 | 0 | 0 | 0 | 0 | 0 | 0 | 0 | 0 | 0 | 0 | 0 | 0 | 0 | 0 | 0 | 0 | 0 | 0 | 0 | 0 | 0 | 0 | 0 | 0 | 0 | 0 | 0 | 0 | 0 | 0 | 0 | 0 | 0 | 0 | 0 | 0 | 0 | 0 | 0 | 0 | 0 | 0 | 0 | 0 | 0 | 853.6589 | 853.6589 | 853.6589 | 853.6589 | 853.6589 | 853.6589 | 853.6589 | 853.6589 | 853.6589 | 853.6589 | 853.6589 | 853.6589 | 853.6589 | 853.6589 | 853.6589 | 853.6589 | 853.6589 | 853.6589 | 853.6589 | 853.6589 | 853.6589 | 853.6589 | 853.6589 | 853.6589 | 853.6589 | 853.6589 | 643.3713 | 643.3713 | 643.3713 | 643.3713 | 643.3713 | 643.3713 | 643.3713 | 643.3713 | 643.3713 | 643.3713 | 643.3713 | 643.3713 | 643.3713 | 643.3713 | 643.3713 | 643.3713 | 643.3713 | 643.3713 | 643.3713 | 643.3713 | 643.3713 | 643.3713 | 643.3713 | 643.3713 | 643.3713 | 643.3713
WA_Industrial_Stone, Clay, and Glass_New_Process_Natural Gas_Gas Boiler - Hot Water Reset_A | WA | Industrial | Stone, Clay, and Glass | New | Process | Natural Gas | Gas Boiler - Hot Water Reset | A | IM290 | No control | Reset control installed | 16 | 7.6538 | 0 | 0 | 64.47 | 0 | 0 | 0 | 32.2332 |  | sqft | 20% | 45% | Retrofit | Retro5Med | 85.36% | TBD | 0.2% | 853.6589 |  | 643.3713 |  | 0.0051792 | IL TRM - 4.4.4 - CI-HVC-BLRC-V04-210101 | IL TRM - 4.4.4 - CI-HVC-BLRC-V04-210101 | XCEL CO 2019-2020 DSM Plan | No control | No control | No control | No control | No control | No control | No control | No control | No control | No control | No control | No control | No control | No control | No control | No control | No control | No control | No control | No control | No control | No control | No control | No control | No control | No control | No control | No control | No control | No control | No control | Reset control installed | Reset control installed | Reset control installed | Reset control installed | Reset control installed | Reset control installed | Reset control installed | Reset control installed | Reset control installed | Reset control installed | Reset control installed | Reset control installed | Reset control installed | Reset control installed | Reset control installed | Reset control installed | Reset control installed | Reset control installed | Reset control installed | Reset control installed | Reset control installed | Reset control installed | Reset control installed | Reset control installed | Reset control installed | Reset control installed | Reset control installed | Reset control installed | Reset control installed | Reset control installed | Reset control installed | 64.47 | 64.47 | 64.47 | 64.47 | 64.47 | 64.47 | 64.47 | 64.47 | 64.47 | 64.47 | 64.47 | 64.47 | 64.47 | 64.47 | 64.47 | 64.47 | 64.47 | 64.47 | 64.47 | 64.47 | 64.47 | 64.47 | 64.47 | 64.47 | 64.47 | 64.47 | 64.47 | 64.47 | 64.47 | 64.47 | 64.47 | 0 | 0 | 0 | 0 | 0 | 7.6365 | 7.6219 | 7.609 | 7.5971 | 7.5859 | 7.58 | 7.5761 | 7.5737 | 7.5723 | 7.5716 | 7.5716 | 7.5719 | 7.5725 | 7.5734 | 7.5743 | 7.5754 | 7.5772 | 7.5789 | 7.5804 | 7.5819 | 7.5846 | 7.5871 | 7.5894 | 7.6538 | 7.6538 | 7.6538 | 0.0024855 | 0.0036086 | 0.0050954 | 0.0066972 | 0.0085298 | 0.011019 | 0.013224 | 0.014667 | 0.014913 | 0.013743 | 0.011353 | 0.0079848 | 0.0049102 | 0.0024955 | 0.0011109 | 0.00042401 | 0.0024662 | 0.0035882 | 0.0050763 | 0.0066838 | 0.0085283 | 0.011029 | 0.013247 | 0.014823 | 0.015074 | 0.013892 | 0.0024855 | 0.0060893 | 0.011174 | 0.017854 | 0.026358 | 0.037356 | 0.050561 | 0.065212 | 0.080113 | 0.093849 | 0.1052 | 0.11319 | 0.11811 | 0.12062 | 0.12174 | 0.12219 | 0.12222 | 0.12224 | 0.12227 | 0.12229 | 0.12233 | 0.12237 | 0.12241 | 0 | 0 | 0 | 0.32547 | 0.47345 | 0.66965 | 0.88155 | 1.1244 | 1.4537 | 1.7454 | 1.9366 | 1.9694 | 1.815 | 1.4994 | 1.0545 | 0.64843 | 0.32951 | 0.14666 | 0.055973 | 0.32547 | 0.47345 | 0.66965 | 0.88155 | 1.1244 | 1.4537 | 1.7454 | 1.9366 | 1.9694 | 1.815 | 0.32547 | 0.79892 | 1.4686 | 2.3501 | 3.4746 | 4.9283 | 6.6737 | 8.6103 | 10.5798 | 12.3948 | 13.8942 | 14.9487 | 15.5972 | 15.9267 | 16.0733 | 16.1293 | 16.1293 | 16.1293 | 16.1293 | 16.1293 | 16.1293 | 16.1293 | 16.1293 | 16.1293 | 16.1293 | 16.1293 | 0.0021134 | 0.0030692 | 0.0043349 | 0.005699 | 0.00726 | 0.00938 | 0.011257 | 0.012487 | 0.012696 | 0.0117 | 0.0096657 | 0.0067981 | 0.0041804 | 0.0021245 | 0.00094572 | 0.00036097 | 0.0020994 | 0.0030545 | 0.0043211 | 0.0056893 | 0.007259 | 0.0093874 | 0.011274 | 0.012599 | 0.012813 | 0.011808 | 0.0021134 | 0.0051792 | 0.0095066 | 0.015193 | 0.022434 | 0.031799 | 0.043043 | 0.055518 | 0.068206 | 0.079901 | 0.089566 | 0.096367 | 0.10055 | 0.10269 | 0.10365 | 0.10402 | 0.10404 | 0.10406 | 0.10408 | 0.10409 | 0.10413 | 0.10415 | 0.10418 | 0 | 0 | 0 | 0.27665 | 0.40243 | 0.5692 | 0.74932 | 0.95576 | 1.2357 | 1.4836 | 1.6461 | 1.674 | 1.5428 | 1.2745 | 0.89635 | 0.55116 | 0.28008 | 0.12466 | 0.047577 | 0.27665 | 0.40243 | 0.5692 | 0.74932 | 0.95576 | 1.2357 | 1.4836 | 1.6461 | 1.674 | 1.5428 | 0.27665 | 0.67908 | 1.2483 | 1.9976 | 2.9534 | 4.189 | 5.6727 | 7.3188 | 8.9928 | 10.5356 | 11.8101 | 12.7064 | 13.2576 | 13.5377 | 13.6623 | 13.7099 | 13.7099 | 13.7099 | 13.7099 | 13.7099 | 13.7099 | 13.7099 | 13.7099 | 13.7099 | 13.7099 | 13.7099 | 0 | 0 | 0.0028851 | 0.0040119 | 0.0054831 | 0.007034 | 0.0087774 | 0.011142 | 0.013188 | 0.014444 | 0.014531 | 0.013274 | 0.010878 | 0.0075993 | 0.0046426 | 0.0023463 | 0.0010395 | 0.00039499 | 0.0028759 | 0.0040051 | 0.0054822 | 0.0070395 | 0.0087905 | 0.011242 | 0.013309 | 0.014577 | 0 | 0 | 0.0028851 | 0.0068931 | 0.012368 | 0.019393 | 0.028162 | 0.039297 | 0.052479 | 0.066919 | 0.081449 | 0.094726 | 0.10561 | 0.11322 | 0.11788 | 0.12024 | 0.1213 | 0.12172 | 0.12174 | 0.12176 | 0.12179 | 0.12183 | 0.12186 | 0 | 0 | 0 | 0 | 0 | 0.37883 | 0.52749 | 0.72183 | 0.92661 | 1.1568 | 1.4689 | 1.7388 | 1.9045 | 1.916 | 1.7502 | 1.4343 | 1.0018 | 0.61198 | 0.30925 | 0.13698 | 0.05204 | 0.37883 | 0.52749 | 0.72183 | 0.92661 | 1.1568 | 1.4689 | 1.7388 | 1.9045 | 0 | 0 | 0.37883 | 0.90633 | 1.6282 | 2.5548 | 3.7116 | 5.1804 | 6.9193 | 8.8238 | 10.7398 | 12.49 | 13.9243 | 14.9261 | 15.5381 | 15.8473 | 15.9843 | 16.0363 | 16.0363 | 16.0363 | 16.0363 | 16.0363 | 16.0363 | 16.0363 | 16.0363 | 16.0363 | 0.0021134 | 0.0030692 | 0.0043349 | 0.005699 | 0.00726 | 0.00938 | 0.011257 | 0.012487 | 0.012696 | 0.0117 | 0.0096657 | 0.0067981 | 0.0041804 | 0.0021245 | 0.00094572 | 0.00036097 | 0.0020994 | 0.0030545 | 0.0043211 | 0.0056893 | 0.007259 | 0.0093874 | 0.011274 | 0.012599 | 0.012813 | 0.011808 | 0.0021134 | 0.0051792 | 0.0095066 | 0.015193 | 0.022434 | 0.031799 | 0.043043 | 0.055518 | 0.068206 | 0.079901 | 0.089566 | 0.096367 | 0.10055 | 0.10269 | 0.10365 | 0.10402 | 0.10404 | 0.10406 | 0.10408 | 0.10409 | 0.10413 | 0.10415 | 0.10418 | 0 | 0 | 0 | 0.27665 | 0.40243 | 0.5692 | 0.74932 | 0.95576 | 1.2357 | 1.4836 | 1.6461 | 1.674 | 1.5428 | 1.2745 | 0.89635 | 0.55116 | 0.28008 | 0.12466 | 0.047577 | 0.27665 | 0.40243 | 0.5692 | 0.74932 | 0.95576 | 1.2357 | 1.4836 | 1.6461 | 1.674 | 1.5428 | 0.27665 | 0.67908 | 1.2483 | 1.9976 | 2.9534 | 4.189 | 5.6727 | 7.3188 | 8.9928 | 10.5356 | 11.8101 | 12.7064 | 13.2576 | 13.5377 | 13.6623 | 13.7099 | 13.7099 | 13.7099 | 13.7099 | 13.7099 | 13.7099 | 13.7099 | 13.7099 | 13.7099 | 13.7099 | 13.7099 | 853.6589 | 853.6589 | 853.6589 | 853.6589 | 853.6589 | 853.6589 | 853.6589 | 853.6589 | 853.6589 | 853.6589 | 853.6589 | 853.6589 | 853.6589 | 853.6589 | 853.6589 | 853.6589 | 853.6589 | 853.6589 | 853.6589 | 853.6589 | 853.6589 | 853.6589 | 853.6589 | 853.6589 | 853.6589 | 853.6589 | 643.3713 | 643.3713 | 643.3713 | 643.3713 | 643.3713 | 643.3713 | 643.3713 | 643.3713 | 643.3713 | 643.3713 | 643.3713 | 643.3713 | 643.3713 | 643.3713 | 643.3713 | 643.3713 | 643.3713 | 643.3713 | 643.3713 | 643.3713 | 643.3713 | 643.3713 | 643.3713 | 643.3713 | 643.3713 | 643.3713
WA_Industrial_Stone, Clay, and Glass_New_Space Heating_Natural Gas_Steam Trap Maintenance_A | WA | Industrial | Stone, Clay, and Glass | New | Space Heating | Natural Gas | Steam Trap Maintenance | A | IM291 | Degrade performance | Cleaning and maintenance | 6 | 8.7139 | 0 | 0 | 7.77 | 0 | 0 | 0 | 3.8844 |  | sqft | 0% | 0% | Retrofit | RetroEven20 | 76.5% | TBD | 0.2% | 293.832 |  | 233.7771 |  | 0 | IL TRM - 4.4.16 - CI-HVC-STRE-V07-210101 | IL TRM - 4.4.16 - CI-HVC-STRE-V07-210101 | IL TRM - 4.4.16 - CI-HVC-STRE-V07-210101 | Degrade performance | Degrade performance | Degrade performance | Degrade performance | Degrade performance | Degrade performance | Degrade performance | Degrade performance | Degrade performance | Degrade performance | Degrade performance | Degrade performance | Degrade performance | Degrade performance | Degrade performance | Degrade performance | Degrade performance | Degrade performance | Degrade performance | Degrade performance | Degrade performance | Degrade performance | Degrade performance | Degrade performance | Degrade performance | Degrade performance | Degrade performance | Degrade performance | Degrade performance | Degrade performance | Degrade performance | Cleaning and maintenance | Cleaning and maintenance | Cleaning and maintenance | Cleaning and maintenance | Cleaning and maintenance | Cleaning and maintenance | Cleaning and maintenance | Cleaning and maintenance | Cleaning and maintenance | Cleaning and maintenance | Cleaning and maintenance | Cleaning and maintenance | Cleaning and maintenance | Cleaning and maintenance | Cleaning and maintenance | Cleaning and maintenance | Cleaning and maintenance | Cleaning and maintenance | Cleaning and maintenance | Cleaning and maintenance | Cleaning and maintenance | Cleaning and maintenance | Cleaning and maintenance | Cleaning and maintenance | Cleaning and maintenance | Cleaning and maintenance | Cleaning and maintenance | Cleaning and maintenance | Cleaning and maintenance | Cleaning and maintenance | Cleaning and maintenance | 7.77 | 7.77 | 7.77 | 7.77 | 7.77 | 7.77 | 7.77 | 7.77 | 7.77 | 7.77 | 7.77 | 7.77 | 7.77 | 7.77 | 7.77 | 7.77 | 7.77 | 7.77 | 7.77 | 7.77 | 7.77 | 7.77 | 7.77 | 7.77 | 7.77 | 7.77 | 7.77 | 7.77 | 7.77 | 7.77 | 7.77 | 0 | 0 | 0 | 0 | 0 | 0 | 0 | 0 | 0 | 0 | 0 | 0 | 0 | 0 | 0 | 0 | 0 | 0 | 0 | 0 | 0 | 0 | 0 | 0 | 0 | 0 | 0 | 0 | 0 | 0 | 0 | 0 | 0 | 0 | 0 | 0 | 0 | 0 | 0 | 0 | 0 | 0 | 0 | 0 | 0 | 0 | 0 | 0 | 0 | 0 | 0 | 0 | 0 | 0 | 0 | 0 | 0 | 0 | 0 | 0 | 0 | 0 | 0 | 0 | 0 | 0 | 0 | 0 | 0 | 0 | 0 | 0 | 0 | 0 | 0 | 0 | 0 | 0 | 0 | 0 | 0 | 0 | 0 | 0 | 0 | 0 | 0 | 0 | 0 | 0 | 0 | 0 | 0 | 0 | 0 | 0 | 0 | 0 | 0 | 0 | 0 | 0 | 0 | 0 | 0 | 0 | 0 | 0 | 0 | 0 | 0 | 0 | 0 | 0 | 0 | 0 | 0 | 0 | 0 | 0 | 0 | 0 | 0 | 0 | 0 | 0 | 0 | 0 | 0 | 0 | 0 | 0 | 0 | 0 | 0 | 0 | 0 | 0 | 0 | 0 | 0 | 0 | 0 | 0 | 0 | 0 | 0 | 0 | 0 | 0 | 0 | 0 | 0 | 0 | 0 | 0 | 0 | 0 | 0 | 0 | 0 | 0 | 0 | 0 | 0 | 0 | 0 | 0 | 0 | 0 | 0 | 0 | 0 | 0 | 0 | 0 | 0 | 0 | 0 | 0 | 0 | 0 | 0 | 0 | 0 | 0 | 0 | 0 | 0 | 0 | 0 | 0 | 0 | 0 | 0 | 0 | 0 | 0 | 0 | 0 | 0 | 0 | 0 | 0 | 0 | 0 | 0 | 0 | 0 | 0 | 0 | 0 | 0 | 0 | 0 | 0 | 0 | 0 | 0 | 0 | 0 | 0 | 0 | 0 | 0 | 0 | 0 | 0 | 0 | 0 | 0 | 0 | 0 | 0 | 0 | 0 | 0 | 0 | 0 | 0 | 0 | 0 | 0 | 0 | 0 | 0 | 0 | 0 | 0 | 0 | 0 | 0 | 0 | 0 | 0 | 0 | 0 | 0 | 0 | 0 | 0 | 0 | 0 | 0 | 0 | 0 | 0 | 0 | 0 | 0 | 0 | 0 | 0 | 0 | 0 | 0 | 0 | 0 | 0 | 0 | 0 | 0 | 0 | 0 | 0 | 0 | 0 | 0 | 0 | 0 | 0 | 0 | 0 | 0 | 0 | 0 | 0 | 0 | 0 | 0 | 0 | 0 | 0 | 0 | 0 | 0 | 0 | 0 | 0 | 0 | 0 | 0 | 0 | 0 | 0 | 0 | 0 | 0 | 0 | 0 | 0 | 0 | 0 | 0 | 0 | 0 | 0 | 0 | 0 | 0 | 0 | 0 | 0 | 0 | 0 | 0 | 0 | 0 | 0 | 0 | 0 | 0 | 0 | 0 | 0 | 0 | 0 | 0 | 0 | 0 | 0 | 0 | 0 | 0 | 0 | 0 | 0 | 0 | 0 | 0 | 0 | 0 | 0 | 0 | 0 | 0 | 0 | 0 | 0 | 0 | 0 | 0 | 0 | 0 | 0 | 0 | 0 | 0 | 0 | 0 | 0 | 0 | 0 | 0 | 0 | 0 | 0 | 0 | 0 | 0 | 0 | 0 | 0 | 0 | 0 | 0 | 0 | 0 | 0 | 0 | 0 | 0 | 0 | 0 | 0 | 0 | 0 | 0 | 0 | 0 | 0 | 0 | 0 | 0 | 0 | 0 | 0 | 0 | 0 | 0 | 0 | 0 | 0 | 0 | 0 | 0 | 0 | 0 | 0 | 0 | 0 | 0 | 0 | 0 | 0 | 0 | 0 | 0 | 0 | 0 | 0 | 0 | 0 | 0 | 0 | 0 | 0 | 293.832 | 293.832 | 293.832 | 293.832 | 293.832 | 293.832 | 293.832 | 293.832 | 293.832 | 293.832 | 293.832 | 293.832 | 293.832 | 293.832 | 293.832 | 293.832 | 293.832 | 293.832 | 293.832 | 293.832 | 293.832 | 293.832 | 293.832 | 293.832 | 293.832 | 293.832 | 233.7771 | 233.7771 | 233.7771 | 233.7771 | 233.7771 | 233.7771 | 233.7771 | 233.7771 | 233.7771 | 233.7771 | 233.7771 | 233.7771 | 233.7771 | 233.7771 | 233.7771 | 233.7771 | 233.7771 | 233.7771 | 233.7771 | 233.7771 | 233.7771 | 233.7771 | 233.7771 | 233.7771 | 233.7771 | 233.7771
WA_Industrial_Stone, Clay, and Glass_New_Process_Natural Gas_Steam Trap Maintenance_A | WA | Industrial | Stone, Clay, and Glass | New | Process | Natural Gas | Steam Trap Maintenance | A | IM292 | Degrade performance | Cleaning and maintenance | 6 | 5.4079 | 0 | 0 | 7.77 | 0 | 0 | 0 | 3.8844 |  | sqft | 0% | 0% | Retrofit | RetroEven20 | 76.5% | TBD | 0.2% | 293.832 |  | 233.7771 |  | 0 | IL TRM - 4.4.16 - CI-HVC-STRE-V07-210101 | IL TRM - 4.4.16 - CI-HVC-STRE-V07-210101 | IL TRM - 4.4.16 - CI-HVC-STRE-V07-210101 | Degrade performance | Degrade performance | Degrade performance | Degrade performance | Degrade performance | Degrade performance | Degrade performance | Degrade performance | Degrade performance | Degrade performance | Degrade performance | Degrade performance | Degrade performance | Degrade performance | Degrade performance | Degrade performance | Degrade performance | Degrade performance | Degrade performance | Degrade performance | Degrade performance | Degrade performance | Degrade performance | Degrade performance | Degrade performance | Degrade performance | Degrade performance | Degrade performance | Degrade performance | Degrade performance | Degrade performance | Cleaning and maintenance | Cleaning and maintenance | Cleaning and maintenance | Cleaning and maintenance | Cleaning and maintenance | Cleaning and maintenance | Cleaning and maintenance | Cleaning and maintenance | Cleaning and maintenance | Cleaning and maintenance | Cleaning and maintenance | Cleaning and maintenance | Cleaning and maintenance | Cleaning and maintenance | Cleaning and maintenance | Cleaning and maintenance | Cleaning and maintenance | Cleaning and maintenance | Cleaning and maintenance | Cleaning and maintenance | Cleaning and maintenance | Cleaning and maintenance | Cleaning and maintenance | Cleaning and maintenance | Cleaning and maintenance | Cleaning and maintenance | Cleaning and maintenance | Cleaning and maintenance | Cleaning and maintenance | Cleaning and maintenance | Cleaning and maintenance | 7.77 | 7.77 | 7.77 | 7.77 | 7.77 | 7.77 | 7.77 | 7.77 | 7.77 | 7.77 | 7.77 | 7.77 | 7.77 | 7.77 | 7.77 | 7.77 | 7.77 | 7.77 | 7.77 | 7.77 | 7.77 | 7.77 | 7.77 | 7.77 | 7.77 | 7.77 | 7.77 | 7.77 | 7.77 | 7.77 | 7.77 | 0 | 0 | 0 | 0 | 0 | 5.4009 | 5.395 | 5.3897 | 5.3849 | 5.3804 | 5.3768 | 5.3744 | 5.3731 | 5.3724 | 5.3722 | 5.3724 | 5.3729 | 5.3735 | 5.3743 | 5.3751 | 5.376 | 5.3774 | 5.3787 | 5.3799 | 5.381 | 5.382 | 5.383 | 5.3838 | 5.4079 | 5.4079 | 5.4079 | 0 | 0 | 0 | 0 | 0 | 0 | 0 | 0 | 0 | 0 | 0 | 0 | 0 | 0 | 0 | 0 | 0 | 0 | 0 | 0 | 0 | 0 | 0 | 0 | 0 | 0 | 0 | 0 | 0 | 0 | 0 | 0 | 0 | 0 | 0 | 0 | 0 | 0 | 0 | 0 | 0 | 0 | 0 | 0 | 0 | 0 | 0 | 0 | 0 | 0 | 0 | 0 | 0 | 0 | 0 | 0 | 0 | 0 | 0 | 0 | 0 | 0 | 0 | 0 | 0 | 0 | 0 | 0 | 0 | 0 | 0 | 0 | 0 | 0 | 0 | 0 | 0 | 0 | 0 | 0 | 0 | 0 | 0 | 0 | 0 | 0 | 0 | 0 | 0 | 0 | 0 | 0 | 0 | 0 | 0 | 0 | 0 | 0 | 0 | 0 | 0 | 0 | 0 | 0 | 0 | 0 | 0 | 0 | 0 | 0 | 0 | 0 | 0 | 0 | 0 | 0 | 0 | 0 | 0 | 0 | 0 | 0 | 0 | 0 | 0 | 0 | 0 | 0 | 0 | 0 | 0 | 0 | 0 | 0 | 0 | 0 | 0 | 0 | 0 | 0 | 0 | 0 | 0 | 0 | 0 | 0 | 0 | 0 | 0 | 0 | 0 | 0 | 0 | 0 | 0 | 0 | 0 | 0 | 0 | 0 | 0 | 0 | 0 | 0 | 0 | 0 | 0 | 0 | 0 | 0 | 0 | 0 | 0 | 0 | 0 | 0 | 0 | 0 | 0 | 0 | 0 | 0 | 0 | 0 | 0 | 0 | 0 | 0 | 0 | 0 | 0 | 0 | 0 | 0 | 0 | 0 | 0 | 0 | 0 | 0 | 0 | 0 | 0 | 0 | 0 | 0 | 0 | 0 | 0 | 0 | 0 | 0 | 0 | 0 | 0 | 0 | 0 | 0 | 0 | 0 | 0 | 0 | 0 | 0 | 0 | 0 | 0 | 0 | 0 | 0 | 0 | 0 | 0 | 0 | 0 | 0 | 0 | 0 | 0 | 0 | 0 | 0 | 0 | 0 | 0 | 0 | 0 | 0 | 0 | 0 | 0 | 0 | 0 | 0 | 0 | 0 | 0 | 0 | 0 | 0 | 0 | 0 | 0 | 0 | 0 | 0 | 0 | 0 | 0 | 0 | 0 | 0 | 0 | 0 | 0 | 0 | 0 | 0 | 0 | 0 | 0 | 0 | 0 | 0 | 0 | 0 | 0 | 0 | 0 | 0 | 0 | 0 | 0 | 0 | 0 | 0 | 0 | 0 | 0 | 0 | 0 | 0 | 0 | 0 | 0 | 0 | 0 | 0 | 0 | 0 | 0 | 0 | 0 | 0 | 0 | 0 | 0 | 0 | 0 | 0 | 0 | 0 | 0 | 0 | 0 | 0 | 0 | 0 | 0 | 0 | 0 | 0 | 0 | 0 | 0 | 0 | 0 | 0 | 0 | 0 | 0 | 0 | 0 | 0 | 0 | 0 | 0 | 0 | 0 | 0 | 0 | 0 | 0 | 0 | 0 | 0 | 0 | 0 | 0 | 0 | 0 | 0 | 0 | 0 | 0 | 0 | 0 | 0 | 0 | 0 | 0 | 0 | 0 | 0 | 0 | 0 | 0 | 0 | 0 | 0 | 0 | 0 | 0 | 0 | 0 | 0 | 0 | 0 | 0 | 0 | 0 | 0 | 0 | 0 | 0 | 0 | 0 | 0 | 0 | 0 | 0 | 0 | 0 | 0 | 0 | 0 | 0 | 0 | 0 | 0 | 0 | 0 | 0 | 0 | 0 | 0 | 293.832 | 293.832 | 293.832 | 293.832 | 293.832 | 293.832 | 293.832 | 293.832 | 293.832 | 293.832 | 293.832 | 293.832 | 293.832 | 293.832 | 293.832 | 293.832 | 293.832 | 293.832 | 293.832 | 293.832 | 293.832 | 293.832 | 293.832 | 293.832 | 293.832 | 293.832 | 233.7771 | 233.7771 | 233.7771 | 233.7771 | 233.7771 | 233.7771 | 233.7771 | 233.7771 | 233.7771 | 233.7771 | 233.7771 | 233.7771 | 233.7771 | 233.7771 | 233.7771 | 233.7771 | 233.7771 | 233.7771 | 233.7771 | 233.7771 | 233.7771 | 233.7771 | 233.7771 | 233.7771 | 233.7771 | 233.7771
WA_Industrial_Stone, Clay, and Glass_New_Space Heating_Natural Gas_Gas Boiler - High Turndown_A | WA | Industrial | Stone, Clay, and Glass | New | Space Heating | Natural Gas | Gas Boiler - High Turndown | A | IM293 | No control | Turndown control installed | 15 | 9.2496 | 0 | 0 | 111.14 | 0 | 0 | 0 | 55.569 |  | sqft | 35% | 50% | Retrofit | Retro12Med | 84.73% | TBD | 0.2% | 2030.4021 |  | 1543.7494 |  | 0 | MN TRM 3.1 - Boiler Modifications, Space Heating Only v4.0 | MN TRM 3.1 - Boiler Modifications, Space Heating Only v4.0 | MN TRM 3.1 - Boiler Modifications, Space Heating Only v4.0 | No control | No control | No control | No control | No control | No control | No control | No control | No control | No control | No control | No control | No control | No control | No control | No control | No control | No control | No control | No control | No control | No control | No control | No control | No control | No control | No control | No control | No control | No control | No control | Turndown control installed | Turndown control installed | Turndown control installed | Turndown control installed | Turndown control installed | Turndown control installed | Turndown control installed | Turndown control installed | Turndown control installed | Turndown control installed | Turndown control installed | Turndown control installed | Turndown control installed | Turndown control installed | Turndown control installed | Turndown control installed | Turndown control installed | Turndown control installed | Turndown control installed | Turndown control installed | Turndown control installed | Turndown control installed | Turndown control installed | Turndown control installed | Turndown control installed | Turndown control installed | Turndown control installed | Turndown control installed | Turndown control installed | Turndown control installed | Turndown control installed | 111.14 | 111.14 | 111.14 | 111.14 | 111.14 | 111.14 | 111.14 | 111.14 | 111.14 | 111.14 | 111.14 | 111.14 | 111.14 | 111.14 | 111.14 | 111.14 | 111.14 | 111.14 | 111.14 | 111.14 | 111.14 | 111.14 | 111.14 | 111.14 | 111.14 | 111.14 | 111.14 | 111.14 | 111.14 | 111.14 | 111.14 | 0 | 0 | 0 | 0 | 0 | 0 | 0 | 0 | 0 | 0 | 0 | 0 | 0 | 0 | 0 | 0 | 0 | 0 | 0 | 0 | 0 | 0 | 0 | 0 | 0 | 0 | 0 | 0 | 0 | 0 | 0 | 0 | 0 | 0 | 0 | 0 | 0 | 0 | 0 | 0 | 0 | 0 | 0 | 0 | 0 | 0 | 0 | 0 | 0 | 0 | 0 | 0 | 0 | 0 | 0 | 0 | 0 | 0 | 0 | 0 | 0 | 0 | 0 | 0 | 0 | 0 | 0 | 0 | 0 | 0 | 0 | 0 | 0 | 0 | 0 | 0 | 0 | 0 | 0 | 0 | 0 | 0 | 0 | 0 | 0 | 0 | 0 | 0 | 0 | 0 | 0 | 0 | 0 | 0 | 0 | 0 | 0 | 0 | 0 | 0 | 0 | 0 | 0 | 0 | 0 | 0 | 0 | 0 | 0 | 0 | 0 | 0 | 0 | 0 | 0 | 0 | 0 | 0 | 0 | 0 | 0 | 0 | 0 | 0 | 0 | 0 | 0 | 0 | 0 | 0 | 0 | 0 | 0 | 0 | 0 | 0 | 0 | 0 | 0 | 0 | 0 | 0 | 0 | 0 | 0 | 0 | 0 | 0 | 0 | 0 | 0 | 0 | 0 | 0 | 0 | 0 | 0 | 0 | 0 | 0 | 0 | 0 | 0 | 0 | 0 | 0 | 0 | 0 | 0 | 0 | 0 | 0 | 0 | 0 | 0 | 0 | 0 | 0 | 0 | 0 | 0 | 0 | 0 | 0 | 0 | 0 | 0 | 0 | 0 | 0 | 0 | 0 | 0 | 0 | 0 | 0 | 0 | 0 | 0 | 0 | 0 | 0 | 0 | 0 | 0 | 0 | 0 | 0 | 0 | 0 | 0 | 0 | 0 | 0 | 0 | 0 | 0 | 0 | 0 | 0 | 0 | 0 | 0 | 0 | 0 | 0 | 0 | 0 | 0 | 0 | 0 | 0 | 0 | 0 | 0 | 0 | 0 | 0 | 0 | 0 | 0 | 0 | 0 | 0 | 0 | 0 | 0 | 0 | 0 | 0 | 0 | 0 | 0 | 0 | 0 | 0 | 0 | 0 | 0 | 0 | 0 | 0 | 0 | 0 | 0 | 0 | 0 | 0 | 0 | 0 | 0 | 0 | 0 | 0 | 0 | 0 | 0 | 0 | 0 | 0 | 0 | 0 | 0 | 0 | 0 | 0 | 0 | 0 | 0 | 0 | 0 | 0 | 0 | 0 | 0 | 0 | 0 | 0 | 0 | 0 | 0 | 0 | 0 | 0 | 0 | 0 | 0 | 0 | 0 | 0 | 0 | 0 | 0 | 0 | 0 | 0 | 0 | 0 | 0 | 0 | 0 | 0 | 0 | 0 | 0 | 0 | 0 | 0 | 0 | 0 | 0 | 0 | 0 | 0 | 0 | 0 | 0 | 0 | 0 | 0 | 0 | 0 | 0 | 0 | 0 | 0 | 0 | 0 | 0 | 0 | 0 | 0 | 0 | 0 | 0 | 0 | 0 | 0 | 0 | 0 | 0 | 0 | 0 | 0 | 0 | 0 | 0 | 0 | 0 | 0 | 0 | 0 | 0 | 0 | 0 | 0 | 0 | 0 | 0 | 0 | 0 | 0 | 0 | 0 | 0 | 0 | 0 | 0 | 0 | 0 | 0 | 0 | 0 | 0 | 0 | 0 | 0 | 0 | 0 | 0 | 0 | 0 | 0 | 0 | 0 | 0 | 0 | 0 | 0 | 0 | 0 | 0 | 0 | 0 | 0 | 0 | 0 | 0 | 0 | 0 | 0 | 0 | 0 | 0 | 0 | 0 | 0 | 0 | 0 | 0 | 0 | 0 | 0 | 0 | 0 | 0 | 0 | 0 | 0 | 0 | 0 | 0 | 0 | 0 | 0 | 0 | 0 | 2030.4021 | 2030.4021 | 2030.4021 | 2030.4021 | 2030.4021 | 2030.4021 | 2030.4021 | 2030.4021 | 2030.4021 | 2030.4021 | 2030.4021 | 2030.4021 | 2030.4021 | 2030.4021 | 2030.4021 | 2030.4021 | 2030.4021 | 2030.4021 | 2030.4021 | 2030.4021 | 2030.4021 | 2030.4021 | 2030.4021 | 2030.4021 | 2030.4021 | 2030.4021 | 1543.7494 | 1543.7494 | 1543.7494 | 1543.7494 | 1543.7494 | 1543.7494 | 1543.7494 | 1543.7494 | 1543.7494 | 1543.7494 | 1543.7494 | 1543.7494 | 1543.7494 | 1543.7494 | 1543.7494 | 1543.7494 | 1543.7494 | 1543.7494 | 1543.7494 | 1543.7494 | 1543.7494 | 1543.7494 | 1543.7494 | 1543.7494 | 1543.7494 | 1543.7494
WA_Industrial_Stone, Clay, and Glass_New_Process_Natural Gas_Gas Boiler - High Turndown_A | WA | Industrial | Stone, Clay, and Glass | New | Process | Natural Gas | Gas Boiler - High Turndown | A | IM294 | No control | Turndown control installed | 15 | 5.7404 | 0 | 0 | 111.14 | 0 | 0 | 0 | 55.569 |  | sqft | 35% | 50% | Retrofit | Retro12Med | 84.73% | TBD | 0.2% | 2030.4021 |  | 1543.7494 |  | 0.0052546 | MN TRM 3.1 - Boiler Modifications, Space Heating Only v4.0 | MN TRM 3.1 - Boiler Modifications, Space Heating Only v4.0 | MN TRM 3.1 - Boiler Modifications, Space Heating Only v4.0 | No control | No control | No control | No control | No control | No control | No control | No control | No control | No control | No control | No control | No control | No control | No control | No control | No control | No control | No control | No control | No control | No control | No control | No control | No control | No control | No control | No control | No control | No control | No control | Turndown control installed | Turndown control installed | Turndown control installed | Turndown control installed | Turndown control installed | Turndown control installed | Turndown control installed | Turndown control installed | Turndown control installed | Turndown control installed | Turndown control installed | Turndown control installed | Turndown control installed | Turndown control installed | Turndown control installed | Turndown control installed | Turndown control installed | Turndown control installed | Turndown control installed | Turndown control installed | Turndown control installed | Turndown control installed | Turndown control installed | Turndown control installed | Turndown control installed | Turndown control installed | Turndown control installed | Turndown control installed | Turndown control installed | Turndown control installed | Turndown control installed | 111.14 | 111.14 | 111.14 | 111.14 | 111.14 | 111.14 | 111.14 | 111.14 | 111.14 | 111.14 | 111.14 | 111.14 | 111.14 | 111.14 | 111.14 | 111.14 | 111.14 | 111.14 | 111.14 | 111.14 | 111.14 | 111.14 | 111.14 | 111.14 | 111.14 | 111.14 | 111.14 | 111.14 | 111.14 | 111.14 | 111.14 | 0 | 0 | 0 | 0 | 0 | 5.7124 | 5.6888 | 5.6678 | 5.6485 | 5.6304 | 5.6181 | 5.6101 | 5.6051 | 5.6024 | 5.6013 | 5.6015 | 5.6025 | 5.6042 | 5.6063 | 5.6087 | 5.6126 | 5.6168 | 5.6207 | 5.6241 | 5.6273 | 5.6316 | 5.6355 | 5.6391 | 5.7404 | 5.7404 | 5.7404 | 0.0028375 | 0.0033477 | 0.0038552 | 0.004357 | 0.0048566 | 0.004823 | 0.004217 | 0.0036608 | 0.0031588 | 0.0027088 | 0.0023135 | 0.0019672 | 0.0016671 | 0.0014081 | 0.0011856 | 0.0027879 | 0.0033054 | 0.0038231 | 0.0043382 | 0.004854 | 0.0048346 | 0.004236 | 0.003683 | 0.0032366 | 0.0027761 | 0.0023709 | 0.0028375 | 0.0061735 | 0.010006 | 0.014329 | 0.01914 | 0.023921 | 0.028103 | 0.031739 | 0.034883 | 0.037585 | 0.0399 | 0.041874 | 0.043554 | 0.044978 | 0.046183 | 0.046215 | 0.04625 | 0.046281 | 0.04631 | 0.046337 | 0.046371 | 0.046403 | 0.046433 | 0 | 0 | 0 | 0.49672 | 0.58848 | 0.68019 | 0.77135 | 0.86257 | 0.85848 | 0.75168 | 0.65312 | 0.56383 | 0.48361 | 0.41302 | 0.35112 | 0.29747 | 0.25116 | 0.21138 | 0.49672 | 0.58848 | 0.68019 | 0.77135 | 0.86257 | 0.85848 | 0.75168 | 0.65312 | 0.56383 | 0.48361 | 0.41302 | 0.49672 | 1.0852 | 1.7654 | 2.5367 | 3.3993 | 4.2578 | 5.0095 | 5.6626 | 6.2264 | 6.71 | 7.123 | 7.4742 | 7.7716 | 8.0228 | 8.2342 | 8.2342 | 8.2342 | 8.2342 | 8.2342 | 8.2342 | 8.2342 | 8.2342 | 8.2342 | 8.2342 | 8.2342 | 8.2342 | 0.0024136 | 0.0028494 | 0.0032832 | 0.0037125 | 0.0041402 | 0.0041129 | 0.0035968 | 0.0031229 | 0.0026948 | 0.002311 | 0.0019738 | 0.0016782 | 0.0014221 | 0.0012011 | 0.0010113 | 0.0023778 | 0.0028188 | 0.00326 | 0.0036988 | 0.0041382 | 0.0041212 | 0.0036106 | 0.0031389 | 0.0027511 | 0.0023597 | 0.0020152 | 0.0024136 | 0.0052546 | 0.0085213 | 0.012209 | 0.016316 | 0.020399 | 0.023971 | 0.027076 | 0.029759 | 0.032065 | 0.03404 | 0.035724 | 0.037155 | 0.038368 | 0.039393 | 0.039416 | 0.039441 | 0.039464 | 0.039485 | 0.039504 | 0.039529 | 0.039552 | 0.039574 | 0 | 0 | 0 | 0.42221 | 0.50021 | 0.57816 | 0.65565 | 0.73319 | 0.7297 | 0.63892 | 0.55515 | 0.47925 | 0.41106 | 0.35107 | 0.29845 | 0.25285 | 0.21349 | 0.17968 | 0.42221 | 0.50021 | 0.57816 | 0.65565 | 0.73319 | 0.7297 | 0.63892 | 0.55515 | 0.47925 | 0.41106 | 0.35107 | 0.42221 | 0.92242 | 1.5006 | 2.1562 | 2.8894 | 3.6191 | 4.258 | 4.8132 | 5.2924 | 5.7035 | 6.0546 | 6.353 | 6.6059 | 6.8194 | 6.999 | 6.999 | 6.999 | 6.999 | 6.999 | 6.999 | 6.999 | 6.999 | 6.999 | 6.999 | 6.999 | 6.999 | 0 | 0 | 0 | 0 | 0 | 0 | 0 | 0 | 0 | 0 | 0 | 0 | 0 | 0 | 0 | 0 | 0 | 0 | 0 | 0 | 0 | 0 | 0 | 0 | 0 | 0 | 0 | 0 | 0 | 0 | 0 | 0 | 0 | 0 | 0 | 0 | 0 | 0 | 0 | 0 | 0 | 0 | 0 | 0 | 0 | 0 | 0 | 0 | 0 | 0 | 0 | 0 | 0 | 0 | 0 | 0 | 0 | 0 | 0 | 0 | 0 | 0 | 0 | 0 | 0 | 0 | 0 | 0 | 0 | 0 | 0 | 0 | 0 | 0 | 0 | 0 | 0 | 0 | 0 | 0 | 0 | 0 | 0 | 0 | 0 | 0 | 0 | 0 | 0 | 0 | 0 | 0 | 0 | 0 | 0 | 0 | 0 | 0 | 0 | 0 | 0 | 0 | 0 | 0 | 0 | 0 | 0 | 0 | 0 | 0 | 0 | 0 | 0 | 0 | 0 | 0 | 0 | 0 | 0 | 0 | 0 | 0 | 0 | 0 | 0 | 0 | 0 | 0 | 0 | 0 | 0 | 0 | 0 | 0 | 0 | 0 | 0 | 0 | 0 | 0 | 0 | 0 | 0 | 0 | 0 | 0 | 0 | 0 | 0 | 0 | 0 | 0 | 0 | 0 | 0 | 0 | 0 | 0 | 0 | 0 | 0 | 0 | 0 | 0 | 0 | 0 | 0 | 0 | 0 | 0 | 0 | 0 | 0 | 0 | 0 | 0 | 0 | 0 | 0 | 0 | 0 | 0 | 0 | 0 | 0 | 0 | 0 | 0 | 0 | 0 | 0 | 0 | 0 | 0 | 0 | 0 | 0 | 0 | 0 | 0 | 0 | 0 | 0 | 0 | 0 | 0 | 0 | 0 | 2030.4021 | 2030.4021 | 2030.4021 | 2030.4021 | 2030.4021 | 2030.4021 | 2030.4021 | 2030.4021 | 2030.4021 | 2030.4021 | 2030.4021 | 2030.4021 | 2030.4021 | 2030.4021 | 2030.4021 | 2030.4021 | 2030.4021 | 2030.4021 | 2030.4021 | 2030.4021 | 2030.4021 | 2030.4021 | 2030.4021 | 2030.4021 | 2030.4021 | 2030.4021 | 1543.7494 | 1543.7494 | 1543.7494 | 1543.7494 | 1543.7494 | 1543.7494 | 1543.7494 | 1543.7494 | 1543.7494 | 1543.7494 | 1543.7494 | 1543.7494 | 1543.7494 | 1543.7494 | 1543.7494 | 1543.7494 | 1543.7494 | 1543.7494 | 1543.7494 | 1543.7494 | 1543.7494 | 1543.7494 | 1543.7494 | 1543.7494 | 1543.7494 | 1543.7494
WA_Industrial_Stone, Clay, and Glass_New_Space Heating_Natural Gas_Gas Boiler - Burner Control Optimization_A | WA | Industrial | Stone, Clay, and Glass | New | Space Heating | Natural Gas | Gas Boiler - Burner Control Optimization | A | IM295 | Average performance | Optimized burner controls | 18 | 2.6824 | 0 | 0 | 37.34 | 0 | 0 | 0 | 18.6695 |  | sqft | 5% | 85% | Retrofit | Retro3Slow | 83.58% | TBD | 0.2% | 2142.7303 |  | 1589.0606 |  | 0 | IL TRM - 4.4.22 - CI-HVC-O2TC-V01-140601 | GBLR_O2TRM-Heating-MEMD-2018-1 | IL TRM - 4.4.22 - CI-HVC-O2TC-V01-140601 | Average performance | Average performance | Average performance | Average performance | Average performance | Average performance | Average performance | Average performance | Average performance | Average performance | Average performance | Average performance | Average performance | Average performance | Average performance | Average performance | Average performance | Average performance | Average performance | Average performance | Average performance | Average performance | Average performance | Average performance | Average performance | Average performance | Average performance | Average performance | Average performance | Average performance | Average performance | Optimized burner controls | Optimized burner controls | Optimized burner controls | Optimized burner controls | Optimized burner controls | Optimized burner controls | Optimized burner controls | Optimized burner controls | Optimized burner controls | Optimized burner controls | Optimized burner controls | Optimized burner controls | Optimized burner controls | Optimized burner controls | Optimized burner controls | Optimized burner controls | Optimized burner controls | Optimized burner controls | Optimized burner controls | Optimized burner controls | Optimized burner controls | Optimized burner controls | Optimized burner controls | Optimized burner controls | Optimized burner controls | Optimized burner controls | Optimized burner controls | Optimized burner controls | Optimized burner controls | Optimized burner controls | Optimized burner controls | 37.34 | 37.34 | 37.34 | 37.34 | 37.34 | 37.34 | 37.34 | 37.34 | 37.34 | 37.34 | 37.34 | 37.34 | 37.34 | 37.34 | 37.34 | 37.34 | 37.34 | 37.34 | 37.34 | 37.34 | 37.34 | 37.34 | 37.34 | 37.34 | 37.34 | 37.34 | 37.34 | 37.34 | 37.34 | 37.34 | 37.34 | 0 | 0 | 0 | 0 | 0 | 0 | 0 | 0 | 0 | 0 | 0 | 0 | 0 | 0 | 0 | 0 | 0 | 0 | 0 | 0 | 0 | 0 | 0 | 0 | 0 | 0 | 0 | 0 | 0 | 0 | 0 | 0 | 0 | 0 | 0 | 0 | 0 | 0 | 0 | 0 | 0 | 0 | 0 | 0 | 0 | 0 | 0 | 0 | 0 | 0 | 0 | 0 | 0 | 0 | 0 | 0 | 0 | 0 | 0 | 0 | 0 | 0 | 0 | 0 | 0 | 0 | 0 | 0 | 0 | 0 | 0 | 0 | 0 | 0 | 0 | 0 | 0 | 0 | 0 | 0 | 0 | 0 | 0 | 0 | 0 | 0 | 0 | 0 | 0 | 0 | 0 | 0 | 0 | 0 | 0 | 0 | 0 | 0 | 0 | 0 | 0 | 0 | 0 | 0 | 0 | 0 | 0 | 0 | 0 | 0 | 0 | 0 | 0 | 0 | 0 | 0 | 0 | 0 | 0 | 0 | 0 | 0 | 0 | 0 | 0 | 0 | 0 | 0 | 0 | 0 | 0 | 0 | 0 | 0 | 0 | 0 | 0 | 0 | 0 | 0 | 0 | 0 | 0 | 0 | 0 | 0 | 0 | 0 | 0 | 0 | 0 | 0 | 0 | 0 | 0 | 0 | 0 | 0 | 0 | 0 | 0 | 0 | 0 | 0 | 0 | 0 | 0 | 0 | 0 | 0 | 0 | 0 | 0 | 0 | 0 | 0 | 0 | 0 | 0 | 0 | 0 | 0 | 0 | 0 | 0 | 0 | 0 | 0 | 0 | 0 | 0 | 0 | 0 | 0 | 0 | 0 | 0 | 0 | 0 | 0 | 0 | 0 | 0 | 0 | 0 | 0 | 0 | 0 | 0 | 0 | 0 | 0 | 0 | 0 | 0 | 0 | 0 | 0 | 0 | 0 | 0 | 0 | 0 | 0 | 0 | 0 | 0 | 0 | 0 | 0 | 0 | 0 | 0 | 0 | 0 | 0 | 0 | 0 | 0 | 0 | 0 | 0 | 0 | 0 | 0 | 0 | 0 | 0 | 0 | 0 | 0 | 0 | 0 | 0 | 0 | 0 | 0 | 0 | 0 | 0 | 0 | 0 | 0 | 0 | 0 | 0 | 0 | 0 | 0 | 0 | 0 | 0 | 0 | 0 | 0 | 0 | 0 | 0 | 0 | 0 | 0 | 0 | 0 | 0 | 0 | 0 | 0 | 0 | 0 | 0 | 0 | 0 | 0 | 0 | 0 | 0 | 0 | 0 | 0 | 0 | 0 | 0 | 0 | 0 | 0 | 0 | 0 | 0 | 0 | 0 | 0 | 0 | 0 | 0 | 0 | 0 | 0 | 0 | 0 | 0 | 0 | 0 | 0 | 0 | 0 | 0 | 0 | 0 | 0 | 0 | 0 | 0 | 0 | 0 | 0 | 0 | 0 | 0 | 0 | 0 | 0 | 0 | 0 | 0 | 0 | 0 | 0 | 0 | 0 | 0 | 0 | 0 | 0 | 0 | 0 | 0 | 0 | 0 | 0 | 0 | 0 | 0 | 0 | 0 | 0 | 0 | 0 | 0 | 0 | 0 | 0 | 0 | 0 | 0 | 0 | 0 | 0 | 0 | 0 | 0 | 0 | 0 | 0 | 0 | 0 | 0 | 0 | 0 | 0 | 0 | 0 | 0 | 0 | 0 | 0 | 0 | 0 | 0 | 0 | 0 | 0 | 0 | 0 | 0 | 0 | 0 | 0 | 0 | 0 | 0 | 0 | 0 | 0 | 0 | 0 | 0 | 0 | 0 | 0 | 0 | 0 | 0 | 0 | 0 | 0 | 0 | 0 | 0 | 0 | 0 | 0 | 0 | 0 | 0 | 0 | 0 | 0 | 0 | 0 | 0 | 0 | 0 | 0 | 0 | 0 | 0 | 0 | 2142.7303 | 2142.7303 | 2142.7303 | 2142.7303 | 2142.7303 | 2142.7303 | 2142.7303 | 2142.7303 | 2142.7303 | 2142.7303 | 2142.7303 | 2142.7303 | 2142.7303 | 2142.7303 | 2142.7303 | 2142.7303 | 2142.7303 | 2142.7303 | 2142.7303 | 2142.7303 | 2142.7303 | 2142.7303 | 2142.7303 | 2142.7303 | 2142.7303 | 2142.7303 | 1589.0606 | 1589.0606 | 1589.0606 | 1589.0606 | 1589.0606 | 1589.0606 | 1589.0606 | 1589.0606 | 1589.0606 | 1589.0606 | 1589.0606 | 1589.0606 | 1589.0606 | 1589.0606 | 1589.0606 | 1589.0606 | 1589.0606 | 1589.0606 | 1589.0606 | 1589.0606 | 1589.0606 | 1589.0606 | 1589.0606 | 1589.0606 | 1589.0606 | 1589.0606
WA_Industrial_Stone, Clay, and Glass_New_Process_Natural Gas_Gas Boiler - Burner Control Optimization_A | WA | Industrial | Stone, Clay, and Glass | New | Process | Natural Gas | Gas Boiler - Burner Control Optimization | A | IM296 | Average performance | Optimized burner controls | 18 | 1.6647 | 0 | 0 | 37.34 | 0 | 0 | 0 | 18.6695 |  | sqft | 5% | 85% | Retrofit | Retro3Slow | 83.58% | TBD | 0.2% | 2142.7303 |  | 1589.0606 |  | 0.00053853 | IL TRM - 4.4.22 - CI-HVC-O2TC-V01-140601 | GBLR_O2TRM-Heating-MEMD-2018-1 | IL TRM - 4.4.22 - CI-HVC-O2TC-V01-140601 | Average performance | Average performance | Average performance | Average performance | Average performance | Average performance | Average performance | Average performance | Average performance | Average performance | Average performance | Average performance | Average performance | Average performance | Average performance | Average performance | Average performance | Average performance | Average performance | Average performance | Average performance | Average performance | Average performance | Average performance | Average performance | Average performance | Average performance | Average performance | Average performance | Average performance | Average performance | Optimized burner controls | Optimized burner controls | Optimized burner controls | Optimized burner controls | Optimized burner controls | Optimized burner controls | Optimized burner controls | Optimized burner controls | Optimized burner controls | Optimized burner controls | Optimized burner controls | Optimized burner controls | Optimized burner controls | Optimized burner controls | Optimized burner controls | Optimized burner controls | Optimized burner controls | Optimized burner controls | Optimized burner controls | Optimized burner controls | Optimized burner controls | Optimized burner controls | Optimized burner controls | Optimized burner controls | Optimized burner controls | Optimized burner controls | Optimized burner controls | Optimized burner controls | Optimized burner controls | Optimized burner controls | Optimized burner controls | 37.34 | 37.34 | 37.34 | 37.34 | 37.34 | 37.34 | 37.34 | 37.34 | 37.34 | 37.34 | 37.34 | 37.34 | 37.34 | 37.34 | 37.34 | 37.34 | 37.34 | 37.34 | 37.34 | 37.34 | 37.34 | 37.34 | 37.34 | 37.34 | 37.34 | 37.34 | 37.34 | 37.34 | 37.34 | 37.34 | 37.34 | 0 | 0 | 0 | 0 | 0 | 1.6566 | 1.6497 | 1.6436 | 1.638 | 1.6327 | 1.6291 | 1.6268 | 1.6253 | 1.6246 | 1.6242 | 1.6243 | 1.6246 | 1.6251 | 1.6257 | 1.6264 | 1.6275 | 1.6288 | 1.6299 | 1.6309 | 1.6318 | 1.6331 | 1.6342 | 1.6352 | 1.6647 | 1.6647 | 1.6647 | 0.00022197 | 0.00041165 | 0.00094809 | 0.0018751 | 0.0032513 | 0.0050225 | 0.0069862 | 0.0088445 | 0.010273 | 0.011012 | 0.010973 | 0.010205 | 0.0089025 | 0.0073106 | 0.0056695 | 0.0041681 | 0.0029115 | 0.0019369 | 0.00123 | 0.00086729 | 0.00094201 | 0.0018708 | 0.0032563 | 0.0051322 | 0.007149 | 0.0090587 | 0.00022197 | 0.0006327 | 0.0015785 | 0.0034482 | 0.0066884 | 0.011696 | 0.018666 | 0.027493 | 0.037754 | 0.048759 | 0.059733 | 0.069949 | 0.078873 | 0.086213 | 0.091919 | 0.096152 | 0.099136 | 0.10114 | 0.10222 | 0.10273 | 0.10281 | 0.10288 | 0.10295 | 0 | 0 | 0 | 0.13399 | 0.24953 | 0.57684 | 1.1448 | 1.9913 | 3.0829 | 4.2945 | 5.4416 | 6.3238 | 6.78 | 6.7555 | 6.2815 | 5.4781 | 4.4969 | 3.4859 | 2.561 | 1.7876 | 1.1884 | 0.75422 | 0.53148 | 0.57684 | 1.1448 | 1.9913 | 3.0829 | 4.2945 | 5.4416 | 0.13399 | 0.38353 | 0.96036 | 2.1051 | 4.0965 | 7.1794 | 11.4739 | 16.9155 | 23.2392 | 30.0193 | 36.7748 | 43.0563 | 48.5344 | 53.0313 | 56.5173 | 59.0783 | 60.8658 | 62.0542 | 62.6744 | 62.9564 | 62.9564 | 62.9564 | 62.9564 | 62.9564 | 62.9564 | 62.9564 | 0.00018881 | 0.00035038 | 0.00080742 | 0.0015977 | 0.0027717 | 0.004283 | 0.0059589 | 0.0075449 | 0.0087646 | 0.0093953 | 0.0093616 | 0.0087061 | 0.0075946 | 0.0062362 | 0.004836 | 0.003555 | 0.0024829 | 0.0016516 | 0.0010488 | 0.00073941 | 0.00080302 | 0.0015946 | 0.0027753 | 0.0043623 | 0.0060767 | 0.0076999 | 0.00018881 | 0.00053853 | 0.0013443 | 0.0029381 | 0.0057017 | 0.0099742 | 0.015921 | 0.023454 | 0.032209 | 0.041599 | 0.050962 | 0.059676 | 0.067286 | 0.073543 | 0.078405 | 0.082007 | 0.084543 | 0.086244 | 0.087152 | 0.087586 | 0.087642 | 0.087694 | 0.087742 | 0 | 0 | 0 | 0.11389 | 0.2121 | 0.49031 | 0.97305 | 1.6926 | 2.6205 | 3.6503 | 4.6254 | 5.3752 | 5.763 | 5.7422 | 5.3393 | 4.6564 | 3.8224 | 2.963 | 2.1769 | 1.5194 | 1.0101 | 0.64108 | 0.45176 | 0.49031 | 0.97305 | 1.6926 | 2.6205 | 3.6503 | 4.6254 | 0.11389 | 0.326 | 0.81631 | 1.7894 | 3.482 | 6.1025 | 9.7528 | 14.3781 | 19.7534 | 25.5164 | 31.2586 | 36.5978 | 41.2543 | 45.0766 | 48.0397 | 50.2165 | 51.7359 | 52.7461 | 53.2733 | 53.5129 | 53.5129 | 53.5129 | 53.5129 | 53.5129 | 53.5129 | 53.5129 | 0 | 0 | 0 | 0 | 0 | 0 | 0 | 0 | 0 | 0 | 0 | 0 | 0 | 0 | 0 | 0 | 0 | 0 | 0 | 0 | 0 | 0 | 0 | 0 | 0 | 0 | 0 | 0 | 0 | 0 | 0 | 0 | 0 | 0 | 0 | 0 | 0 | 0 | 0 | 0 | 0 | 0 | 0 | 0 | 0 | 0 | 0 | 0 | 0 | 0 | 0 | 0 | 0 | 0 | 0 | 0 | 0 | 0 | 0 | 0 | 0 | 0 | 0 | 0 | 0 | 0 | 0 | 0 | 0 | 0 | 0 | 0 | 0 | 0 | 0 | 0 | 0 | 0 | 0 | 0 | 0 | 0 | 0 | 0 | 0 | 0 | 0 | 0 | 0 | 0 | 0 | 0 | 0 | 0 | 0 | 0 | 0 | 0 | 0 | 0 | 0 | 0 | 0 | 0 | 0 | 0 | 0 | 0 | 0 | 0 | 0 | 0 | 0 | 0 | 0 | 0 | 0 | 0 | 0 | 0 | 0 | 0 | 0 | 0 | 0 | 0 | 0 | 0 | 0 | 0 | 0 | 0 | 0 | 0 | 0 | 0 | 0 | 0 | 0 | 0 | 0 | 0 | 0 | 0 | 0 | 0 | 0 | 0 | 0 | 0 | 0 | 0 | 0 | 0 | 0 | 0 | 0 | 0 | 0 | 0 | 0 | 0 | 0 | 0 | 0 | 0 | 0 | 0 | 0 | 0 | 0 | 0 | 0 | 0 | 0 | 0 | 0 | 0 | 0 | 0 | 0 | 0 | 0 | 0 | 0 | 0 | 0 | 0 | 0 | 0 | 0 | 0 | 0 | 0 | 0 | 0 | 0 | 0 | 0 | 0 | 0 | 0 | 0 | 0 | 0 | 0 | 0 | 0 | 2142.7303 | 2142.7303 | 2142.7303 | 2142.7303 | 2142.7303 | 2142.7303 | 2142.7303 | 2142.7303 | 2142.7303 | 2142.7303 | 2142.7303 | 2142.7303 | 2142.7303 | 2142.7303 | 2142.7303 | 2142.7303 | 2142.7303 | 2142.7303 | 2142.7303 | 2142.7303 | 2142.7303 | 2142.7303 | 2142.7303 | 2142.7303 | 2142.7303 | 2142.7303 | 1589.0606 | 1589.0606 | 1589.0606 | 1589.0606 | 1589.0606 | 1589.0606 | 1589.0606 | 1589.0606 | 1589.0606 | 1589.0606 | 1589.0606 | 1589.0606 | 1589.0606 | 1589.0606 | 1589.0606 | 1589.0606 | 1589.0606 | 1589.0606 | 1589.0606 | 1589.0606 | 1589.0606 | 1589.0606 | 1589.0606 | 1589.0606 | 1589.0606 | 1589.0606
WA_Industrial_Stone, Clay, and Glass_New_Space Heating_Natural Gas_HVAC - Demand Controlled Ventilation_A | WA | Industrial | Stone, Clay, and Glass | New | Space Heating | Natural Gas | HVAC - Demand Controlled Ventilation | A | IM297 | Constant ventilation | DCV enabled | 6 | 0.041334 | 0 | 0 | 0.29 | 0.01 | 0 | 0 | 0.14435 |  | sqft | 55% | 75% | Retrofit | RetroEven20 | 76.5% | TBD | 0.2% | 0 |  | 0 |  | 0 | IL TRM v11 - 4.4.19 - Demand Controlled Ventilation - CI-HVC-DCV-V06-220101 | IL TRM v11 - 4.4.19 - Demand Controlled Ventilation - CI-HVC-DCV-V06-220101 | IL TRM v11 - 4.4.19 - Demand Controlled Ventilation - CI-HVC-DCV-V06-220101 | Constant ventilation | Constant ventilation | Constant ventilation | Constant ventilation | Constant ventilation | Constant ventilation | Constant ventilation | Constant ventilation | Constant ventilation | Constant ventilation | Constant ventilation | Constant ventilation | Constant ventilation | Constant ventilation | Constant ventilation | Constant ventilation | Constant ventilation | Constant ventilation | Constant ventilation | Constant ventilation | Constant ventilation | Constant ventilation | Constant ventilation | Constant ventilation | Constant ventilation | Constant ventilation | Constant ventilation | Constant ventilation | Constant ventilation | Constant ventilation | Constant ventilation | DCV enabled | DCV enabled | DCV enabled | DCV enabled | DCV enabled | DCV enabled | DCV enabled | DCV enabled | DCV enabled | DCV enabled | DCV enabled | DCV enabled | DCV enabled | DCV enabled | DCV enabled | DCV enabled | DCV enabled | DCV enabled | DCV enabled | DCV enabled | DCV enabled | DCV enabled | DCV enabled | DCV enabled | DCV enabled | DCV enabled | DCV enabled | DCV enabled | DCV enabled | DCV enabled | DCV enabled | 0.29 | 0.29 | 0.29 | 0.29 | 0.29 | 0.29 | 0.29 | 0.29 | 0.29 | 0.29 | 0.29 | 0.29 | 0.29 | 0.29 | 0.29 | 0.29 | 0.29 | 0.29 | 0.29 | 0.29 | 0.29 | 0.29 | 0.29 | 0.29 | 0.29 | 0.29 | 0.29 | 0.29 | 0.29 | 0.29 | 0.29 | 0 | 0 | 0 | 0 | 0 | 0 | 0 | 0 | 0 | 0 | 0 | 0 | 0 | 0 | 0 | 0 | 0 | 0 | 0 | 0 | 0 | 0 | 0 | 0 | 0 | 0 | 0 | 0 | 0 | 0 | 0 | 0 | 0 | 0 | 0 | 0 | 0 | 0 | 0 | 0 | 0 | 0 | 0 | 0 | 0 | 0 | 0 | 0 | 0 | 0 | 0 | 0 | 0 | 0 | 0 | 0 | 0 | 0 | 0 | 0 | 0 | 0 | 0 | 0 | 0 | 0 | 0 | 0 | 0 | 0 | 0 | 0 | 0 | 0 | 0 | 0 | 0 | 0 | 0 | 0 | 0 | 0 | 0 | 0 | 0 | 0 | 0 | 0 | 0 | 0 | 0 | 0 | 0 | 0 | 0 | 0 | 0 | 0 | 0 | 0 | 0 | 0 | 0 | 0 | 0 | 0 | 0 | 0 | 0 | 0 | 0 | 0 | 0 | 0 | 0 | 0 | 0 | 0 | 0 | 0 | 0 | 0 | 0 | 0 | 0 | 0 | 0 | 0 | 0 | 0 | 0 | 0 | 0 | 0 | 0 | 0 | 0 | 0 | 0 | 0 | 0 | 0 | 0 | 0 | 0 | 0 | 0 | 0 | 0 | 0 | 0 | 0 | 0 | 0 | 0 | 0 | 0 | 0 | 0 | 0 | 0 | 0 | 0 | 0 | 0 | 0 | 0 | 0 | 0 | 0 | 0 | 0 | 0 | 0 | 0 | 0 | 0 | 0 | 0 | 0 | 0 | 0 | 0 | 0 | 0 | 0 | 0 | 0 | 0 | 0 | 0 | 0 | 0 | 0 | 0 | 0 | 0 | 0 | 0 | 0 | 0 | 0 | 0 | 0 | 0 | 0 | 0 | 0 | 0 | 0 | 0 | 0 | 0 | 0 | 0 | 0 | 0 | 0 | 0 | 0 | 0 | 0 | 0 | 0 | 0 | 0 | 0 | 0 | 0 | 0 | 0 | 0 | 0 | 0 | 0 | 0 | 0 | 0 | 0 | 0 | 0 | 0 | 0 | 0 | 0 | 0 | 0 | 0 | 0 | 0 | 0 | 0 | 0 | 0 | 0 | 0 | 0 | 0 | 0 | 0 | 0 | 0 | 0 | 0 | 0 | 0 | 0 | 0 | 0 | 0 | 0 | 0 | 0 | 0 | 0 | 0 | 0 | 0 | 0 | 0 | 0 | 0 | 0 | 0 | 0 | 0 | 0 | 0 | 0 | 0 | 0 | 0 | 0 | 0 | 0 | 0 | 0 | 0 | 0 | 0 | 0 | 0 | 0 | 0 | 0 | 0 | 0 | 0 | 0 | 0 | 0 | 0 | 0 | 0 | 0 | 0 | 0 | 0 | 0 | 0 | 0 | 0 | 0 | 0 | 0 | 0 | 0 | 0 | 0 | 0 | 0 | 0 | 0 | 0 | 0 | 0 | 0 | 0 | 0 | 0 | 0 | 0 | 0 | 0 | 0 | 0 | 0 | 0 | 0 | 0 | 0 | 0 | 0 | 0 | 0 | 0 | 0 | 0 | 0 | 0 | 0 | 0 | 0 | 0 | 0 | 0 | 0 | 0 | 0 | 0 | 0 | 0 | 0 | 0 | 0 | 0 | 0 | 0 | 0 | 0 | 0 | 0 | 0 | 0 | 0 | 0 | 0 | 0 | 0 | 0 | 0 | 0 | 0 | 0 | 0 | 0 | 0 | 0 | 0 | 0 | 0 | 0 | 0 | 0 | 0 | 0 | 0 | 0 | 0 | 0 | 0 | 0 | 0 | 0 | 0 | 0 | 0 | 0 | 0 | 0 | 0 | 0 | 0 | 0 | 0 | 0 | 0 | 0 | 0 | 0 | 0 | 0 | 0 | 0 | 0 | 0 | 0 | 0 | 0 | 0 | 0 | 0 | 0 | 0 | 0 | 0 | 0 | 0 | 0 | 0 | 0 | 0 | 0 | 0 | 0 | 0 | 0 | 0 | 0 | 0 | 0 | 0 | 0 | 0 | 0 | 0 | 0 | 0 | 0 | 0 | 0 | 0 | 0 | 0 | 0 | 0 | 0 | 0 | 0 | 0 | 0 | 0 | 0 | 0 | 0 | 0 | 0 | 0 | 0 | 0 | 0 | 0 | 0 | 0 | 0 | 0 | 0 | 0 | 0
WA_Industrial_Stone, Clay, and Glass_New_Space Heating_Natural Gas_Gas Boiler - Stack Economizer_A | WA | Industrial | Stone, Clay, and Glass | New | Space Heating | Natural Gas | Gas Boiler - Stack Economizer | A | IM298 | None | Economizer installed | 15 | 6.7522 | 0 | 0 | 0.88 | 0 | 0 | 0 | 0.43775 |  | sqft | 15% | 55% | Retrofit | Retro12Med | 84.73% | TBD | 0.2% | 16.7465 |  | 12.7326 |  | 0 | IL TRM - 4.4.28 - CI-HVC-BECO-V02-210101 | XCEL CO 2019-2020 DSM Plan | IL TRM - 4.4.28 - CI-HVC-BECO-V02-210101 | None | None | None | None | None | None | None | None | None | None | None | None | None | None | None | None | None | None | None | None | None | None | None | None | None | None | None | None | None | None | None | Economizer installed | Economizer installed | Economizer installed | Economizer installed | Economizer installed | Economizer installed | Economizer installed | Economizer installed | Economizer installed | Economizer installed | Economizer installed | Economizer installed | Economizer installed | Economizer installed | Economizer installed | Economizer installed | Economizer installed | Economizer installed | Economizer installed | Economizer installed | Economizer installed | Economizer installed | Economizer installed | Economizer installed | Economizer installed | Economizer installed | Economizer installed | Economizer installed | Economizer installed | Economizer installed | Economizer installed | 0.88 | 0.88 | 0.88 | 0.88 | 0.88 | 0.88 | 0.88 | 0.88 | 0.88 | 0.88 | 0.88 | 0.88 | 0.88 | 0.88 | 0.88 | 0.88 | 0.88 | 0.88 | 0.88 | 0.88 | 0.88 | 0.88 | 0.88 | 0.88 | 0.88 | 0.88 | 0.88 | 0.88 | 0.88 | 0.88 | 0.88 | 0 | 0 | 0 | 0 | 0 | 0 | 0 | 0 | 0 | 0 | 0 | 0 | 0 | 0 | 0 | 0 | 0 | 0 | 0 | 0 | 0 | 0 | 0 | 0 | 0 | 0 | 0 | 0 | 0 | 0 | 0 | 0 | 0 | 0 | 0 | 0 | 0 | 0 | 0 | 0 | 0 | 0 | 0 | 0 | 0 | 0 | 0 | 0 | 0 | 0 | 0 | 0 | 0 | 0 | 0 | 0 | 0 | 0 | 0 | 0 | 0 | 0 | 0 | 0 | 0 | 0 | 0 | 0 | 0 | 0 | 0 | 0 | 0 | 0 | 0 | 0 | 0 | 0 | 0 | 0 | 0 | 0 | 0 | 0 | 0 | 0 | 0 | 0 | 0 | 0 | 0 | 0 | 0 | 0 | 0 | 0 | 0 | 0 | 0 | 0 | 0 | 0 | 0 | 0 | 0 | 0 | 0 | 0 | 0 | 0 | 0 | 0 | 0 | 0 | 0 | 0 | 0 | 0 | 0 | 0 | 0 | 0 | 0 | 0 | 0 | 0 | 0 | 0 | 0 | 0 | 0 | 0 | 0 | 0 | 0 | 0 | 0 | 0 | 0 | 0 | 0 | 0 | 0 | 0 | 0 | 0 | 0 | 0 | 0 | 0 | 0 | 0 | 0 | 0 | 0 | 0 | 0 | 0 | 0 | 0 | 0 | 0 | 0 | 0 | 0 | 0 | 0 | 0 | 0 | 0 | 0 | 0 | 0 | 0 | 0 | 0 | 0 | 0 | 0 | 0 | 0 | 0 | 0 | 0 | 0 | 0 | 0 | 0 | 0 | 0 | 0 | 0 | 0 | 0 | 0 | 0 | 0 | 0 | 0 | 0 | 0 | 0 | 0 | 0 | 0 | 0 | 0 | 0 | 0 | 0 | 0 | 0 | 0 | 0 | 0 | 0 | 0 | 0 | 0 | 0 | 0 | 0 | 0 | 0 | 0 | 0 | 0 | 0 | 0 | 0 | 0 | 0 | 0 | 0 | 0 | 0 | 0 | 0 | 0 | 0 | 0 | 0 | 0 | 0 | 0 | 0 | 0 | 0 | 0 | 0 | 0 | 0 | 0 | 0 | 0 | 0 | 0 | 0 | 0 | 0 | 0 | 0 | 0 | 0 | 0 | 0 | 0 | 0 | 0 | 0 | 0 | 0 | 0 | 0 | 0 | 0 | 0 | 0 | 0 | 0 | 0 | 0 | 0 | 0 | 0 | 0 | 0 | 0 | 0 | 0 | 0 | 0 | 0 | 0 | 0 | 0 | 0 | 0 | 0 | 0 | 0 | 0 | 0 | 0 | 0 | 0 | 0 | 0 | 0 | 0 | 0 | 0 | 0 | 0 | 0 | 0 | 0 | 0 | 0 | 0 | 0 | 0 | 0 | 0 | 0 | 0 | 0 | 0 | 0 | 0 | 0 | 0 | 0 | 0 | 0 | 0 | 0 | 0 | 0 | 0 | 0 | 0 | 0 | 0 | 0 | 0 | 0 | 0 | 0 | 0 | 0 | 0 | 0 | 0 | 0 | 0 | 0 | 0 | 0 | 0 | 0 | 0 | 0 | 0 | 0 | 0 | 0 | 0 | 0 | 0 | 0 | 0 | 0 | 0 | 0 | 0 | 0 | 0 | 0 | 0 | 0 | 0 | 0 | 0 | 0 | 0 | 0 | 0 | 0 | 0 | 0 | 0 | 0 | 0 | 0 | 0 | 0 | 0 | 0 | 0 | 0 | 0 | 0 | 0 | 0 | 0 | 0 | 0 | 0 | 0 | 0 | 0 | 0 | 0 | 0 | 0 | 0 | 0 | 0 | 0 | 0 | 0 | 0 | 0 | 0 | 0 | 0 | 0 | 0 | 0 | 0 | 0 | 0 | 0 | 0 | 0 | 0 | 0 | 0 | 0 | 0 | 0 | 0 | 0 | 0 | 0 | 0 | 16.7465 | 16.7465 | 16.7465 | 16.7465 | 16.7465 | 16.7465 | 16.7465 | 16.7465 | 16.7465 | 16.7465 | 16.7465 | 16.7465 | 16.7465 | 16.7465 | 16.7465 | 16.7465 | 16.7465 | 16.7465 | 16.7465 | 16.7465 | 16.7465 | 16.7465 | 16.7465 | 16.7465 | 16.7465 | 16.7465 | 12.7326 | 12.7326 | 12.7326 | 12.7326 | 12.7326 | 12.7326 | 12.7326 | 12.7326 | 12.7326 | 12.7326 | 12.7326 | 12.7326 | 12.7326 | 12.7326 | 12.7326 | 12.7326 | 12.7326 | 12.7326 | 12.7326 | 12.7326 | 12.7326 | 12.7326 | 12.7326 | 12.7326 | 12.7326 | 12.7326
WA_Industrial_Stone, Clay, and Glass_New_Process_Natural Gas_Gas Boiler - Stack Economizer_A | WA | Industrial | Stone, Clay, and Glass | New | Process | Natural Gas | Gas Boiler - Stack Economizer | A | IM299 | None | Economizer installed | 15 | 5.5108 | 0 | 0 | 0.88 | 0 | 0 | 0 | 0.43775 |  | sqft | 15% | 55% | Retrofit | Retro12Med | 84.73% | TBD | 0.2% | 16.7465 |  | 12.7326 |  | 0.013555 | IL TRM - 4.4.28 - CI-HVC-BECO-V02-210101 | XCEL CO 2019-2020 DSM Plan | IL TRM - 4.4.29 - CI-HVC-PECO-V01-150601 | None | None | None | None | None | None | None | None | None | None | None | None | None | None | None | None | None | None | None | None | None | None | None | None | None | None | None | None | None | None | None | Economizer installed | Economizer installed | Economizer installed | Economizer installed | Economizer installed | Economizer installed | Economizer installed | Economizer installed | Economizer installed | Economizer installed | Economizer installed | Economizer installed | Economizer installed | Economizer installed | Economizer installed | Economizer installed | Economizer installed | Economizer installed | Economizer installed | Economizer installed | Economizer installed | Economizer installed | Economizer installed | Economizer installed | Economizer installed | Economizer installed | Economizer installed | Economizer installed | Economizer installed | Economizer installed | Economizer installed | 0.88 | 0.88 | 0.88 | 0.88 | 0.88 | 0.88 | 0.88 | 0.88 | 0.88 | 0.88 | 0.88 | 0.88 | 0.88 | 0.88 | 0.88 | 0.88 | 0.88 | 0.88 | 0.88 | 0.88 | 0.88 | 0.88 | 0.88 | 0.88 | 0.88 | 0.88 | 0.88 | 0.88 | 0.88 | 0.88 | 0.88 | 0 | 0 | 0 | 0 | 0 | 5.5107 | 5.5107 | 5.5107 | 5.5107 | 5.5107 | 5.5107 | 5.5107 | 5.5107 | 5.5107 | 5.5107 | 5.5107 | 5.5107 | 5.5107 | 5.5107 | 5.5107 | 5.5107 | 5.5107 | 5.5107 | 5.5107 | 5.5107 | 5.5107 | 5.5107 | 5.5107 | 5.5108 | 5.5108 | 5.5108 | 0.0072994 | 0.0086478 | 0.0099954 | 0.011335 | 0.012676 | 0.012615 | 0.011046 | 0.0095977 | 0.0082856 | 0.0071067 | 0.0060694 | 0.0051598 | 0.0043713 | 0.0036909 | 0.0031064 | 0.0072995 | 0.0086479 | 0.0099955 | 0.011335 | 0.012676 | 0.012616 | 0.011046 | 0.0095977 | 0.0082856 | 0.0071067 | 0.0060694 | 0.0072994 | 0.015947 | 0.025943 | 0.037278 | 0.049953 | 0.062569 | 0.073615 | 0.083213 | 0.091498 | 0.098605 | 0.10467 | 0.10983 | 0.11421 | 0.1179 | 0.121 | 0.121 | 0.121 | 0.121 | 0.121 | 0.121 | 0.121 | 0.121 | 0.121 | 0 | 0 | 0 | 1.3246 | 1.5693 | 1.8138 | 2.0569 | 2.3002 | 2.2893 | 2.0045 | 1.7416 | 1.5035 | 1.2896 | 1.1014 | 0.93633 | 0.79324 | 0.66976 | 0.56369 | 1.3246 | 1.5693 | 1.8138 | 2.0569 | 2.3002 | 2.2893 | 2.0045 | 1.7416 | 1.5035 | 1.2896 | 1.1014 | 1.3246 | 2.8939 | 4.7077 | 6.7647 | 9.0648 | 11.3541 | 13.3586 | 15.1002 | 16.6038 | 17.8934 | 18.9948 | 19.9311 | 20.7243 | 21.3941 | 21.9578 | 21.9578 | 21.9578 | 21.9578 | 21.9578 | 21.9578 | 21.9578 | 21.9578 | 21.9578 | 21.9578 | 21.9578 | 21.9578 | 0.0062045 | 0.0073506 | 0.0084961 | 0.0096349 | 0.010774 | 0.010723 | 0.0093891 | 0.008158 | 0.0070427 | 0.0060407 | 0.005159 | 0.0043859 | 0.0037156 | 0.0031372 | 0.0026404 | 0.0062045 | 0.0073507 | 0.0084962 | 0.009635 | 0.010774 | 0.010723 | 0.0093892 | 0.0081581 | 0.0070428 | 0.0060407 | 0.005159 | 0.0062045 | 0.013555 | 0.022051 | 0.031686 | 0.042461 | 0.053184 | 0.062573 | 0.070731 | 0.077774 | 0.083814 | 0.088974 | 0.093359 | 0.097075 | 0.10021 | 0.10285 | 0.10285 | 0.10285 | 0.10285 | 0.10285 | 0.10285 | 0.10285 | 0.10285 | 0.10285 | 0 | 0 | 0 | 1.1259 | 1.3339 | 1.5418 | 1.7484 | 1.9552 | 1.9459 | 1.7038 | 1.4804 | 1.278 | 1.0962 | 0.93617 | 0.79588 | 0.67426 | 0.5693 | 0.47914 | 1.1259 | 1.3339 | 1.5418 | 1.7484 | 1.9552 | 1.9459 | 1.7038 | 1.4804 | 1.278 | 1.0962 | 0.93617 | 1.1259 | 2.4598 | 4.0015 | 5.75 | 7.7051 | 9.651 | 11.3548 | 12.8352 | 14.1132 | 15.2094 | 16.1455 | 16.9414 | 17.6157 | 18.185 | 18.6641 | 18.6641 | 18.6641 | 18.6641 | 18.6641 | 18.6641 | 18.6641 | 18.6641 | 18.6641 | 18.6641 | 18.6641 | 18.6641 | 0.0062045 | 0.0073506 | 0.0084961 | 0.0096349 | 0.010774 | 0.010723 | 0.0093891 | 0.008158 | 0.0070427 | 0.0060407 | 0.005159 | 0.0043859 | 0.0037156 | 0.0031372 | 0.0026404 | 0.0062045 | 0.0073507 | 0.0084962 | 0.009635 | 0.010774 | 0.010723 | 0.0093892 | 0.0081581 | 0.0070428 | 0.0060407 | 0.005159 | 0.0062045 | 0.013555 | 0.022051 | 0.031686 | 0.042461 | 0.053184 | 0.062573 | 0.070731 | 0.077774 | 0.083814 | 0.088974 | 0.093359 | 0.097075 | 0.10021 | 0.10285 | 0.10285 | 0.10285 | 0.10285 | 0.10285 | 0.10285 | 0.10285 | 0.10285 | 0.10285 | 0 | 0 | 0 | 1.1259 | 1.3339 | 1.5418 | 1.7484 | 1.9552 | 1.9459 | 1.7038 | 1.4804 | 1.278 | 1.0962 | 0.93617 | 0.79588 | 0.67426 | 0.5693 | 0.47914 | 1.1259 | 1.3339 | 1.5418 | 1.7484 | 1.9552 | 1.9459 | 1.7038 | 1.4804 | 1.278 | 1.0962 | 0.93617 | 1.1259 | 2.4598 | 4.0015 | 5.75 | 7.7051 | 9.651 | 11.3548 | 12.8352 | 14.1132 | 15.2094 | 16.1455 | 16.9414 | 17.6157 | 18.185 | 18.6641 | 18.6641 | 18.6641 | 18.6641 | 18.6641 | 18.6641 | 18.6641 | 18.6641 | 18.6641 | 18.6641 | 18.6641 | 18.6641 | 0.0062045 | 0.0073506 | 0.0084961 | 0.0096349 | 0.010774 | 0.010723 | 0.0093891 | 0.008158 | 0.0070427 | 0.0060407 | 0.005159 | 0.0043859 | 0.0037156 | 0.0031372 | 0.0026404 | 0.0062045 | 0.0073507 | 0.0084962 | 0.009635 | 0.010774 | 0.010723 | 0.0093892 | 0.0081581 | 0.0070428 | 0.0060407 | 0.005159 | 0.0062045 | 0.013555 | 0.022051 | 0.031686 | 0.042461 | 0.053184 | 0.062573 | 0.070731 | 0.077774 | 0.083814 | 0.088974 | 0.093359 | 0.097075 | 0.10021 | 0.10285 | 0.10285 | 0.10285 | 0.10285 | 0.10285 | 0.10285 | 0.10285 | 0.10285 | 0.10285 | 0 | 0 | 0 | 1.1259 | 1.3339 | 1.5418 | 1.7484 | 1.9552 | 1.9459 | 1.7038 | 1.4804 | 1.278 | 1.0962 | 0.93617 | 0.79588 | 0.67426 | 0.5693 | 0.47914 | 1.1259 | 1.3339 | 1.5418 | 1.7484 | 1.9552 | 1.9459 | 1.7038 | 1.4804 | 1.278 | 1.0962 | 0.93617 | 1.1259 | 2.4598 | 4.0015 | 5.75 | 7.7051 | 9.651 | 11.3548 | 12.8352 | 14.1132 | 15.2094 | 16.1455 | 16.9414 | 17.6157 | 18.185 | 18.6641 | 18.6641 | 18.6641 | 18.6641 | 18.6641 | 18.6641 | 18.6641 | 18.6641 | 18.6641 | 18.6641 | 18.6641 | 18.6641 | 16.7465 | 16.7465 | 16.7465 | 16.7465 | 16.7465 | 16.7465 | 16.7465 | 16.7465 | 16.7465 | 16.7465 | 16.7465 | 16.7465 | 16.7465 | 16.7465 | 16.7465 | 16.7465 | 16.7465 | 16.7465 | 16.7465 | 16.7465 | 16.7465 | 16.7465 | 16.7465 | 16.7465 | 16.7465 | 16.7465 | 12.7326 | 12.7326 | 12.7326 | 12.7326 | 12.7326 | 12.7326 | 12.7326 | 12.7326 | 12.7326 | 12.7326 | 12.7326 | 12.7326 | 12.7326 | 12.7326 | 12.7326 | 12.7326 | 12.7326 | 12.7326 | 12.7326 | 12.7326 | 12.7326 | 12.7326 | 12.7326 | 12.7326 | 12.7326 | 12.7326
WA_Industrial_Stone, Clay, and Glass_New_Space Heating_Natural Gas_Gas Furnace Tube Inserts_A | WA | Industrial | Stone, Clay, and Glass | New | Space Heating | Natural Gas | Gas Furnace Tube Inserts | A | IM300 | None | Tube inserts installed | 5 | 0.077933 | 0 | 0 | 0.02 | 0 | 0 | 0 | 0.0086 |  | sqft | 0% | 0% | Retrofit | Retro3Slow | 83.58% | TBD | 0.2% | 0 |  | 0 |  | 0 | WI TRM - Radiant Tube Inserts, 2507 | WI TRM - Radiant Tube Inserts, 2507 | WI TRM - Radiant Tube Inserts, 2507 | None | None | None | None | None | None | None | None | None | None | None | None | None | None | None | None | None | None | None | None | None | None | None | None | None | None | None | None | None | None | None | Tube inserts installed | Tube inserts installed | Tube inserts installed | Tube inserts installed | Tube inserts installed | Tube inserts installed | Tube inserts installed | Tube inserts installed | Tube inserts installed | Tube inserts installed | Tube inserts installed | Tube inserts installed | Tube inserts installed | Tube inserts installed | Tube inserts installed | Tube inserts installed | Tube inserts installed | Tube inserts installed | Tube inserts installed | Tube inserts installed | Tube inserts installed | Tube inserts installed | Tube inserts installed | Tube inserts installed | Tube inserts installed | Tube inserts installed | Tube inserts installed | Tube inserts installed | Tube inserts installed | Tube inserts installed | Tube inserts installed | 0.02 | 0.02 | 0.02 | 0.02 | 0.02 | 0.02 | 0.02 | 0.02 | 0.02 | 0.02 | 0.02 | 0.02 | 0.02 | 0.02 | 0.02 | 0.02 | 0.02 | 0.02 | 0.02 | 0.02 | 0.02 | 0.02 | 0.02 | 0.02 | 0.02 | 0.02 | 0.02 | 0.02 | 0.02 | 0.02 | 0.02 | 0 | 0 | 0 | 0 | 0 | 0 | 0 | 0 | 0 | 0 | 0 | 0 | 0 | 0 | 0 | 0 | 0 | 0 | 0 | 0 | 0 | 0 | 0 | 0 | 0 | 0 | 0 | 0 | 0 | 0 | 0 | 0 | 0 | 0 | 0 | 0 | 0 | 0 | 0 | 0 | 0 | 0 | 0 | 0 | 0 | 0 | 0 | 0 | 0 | 0 | 0 | 0 | 0 | 0 | 0 | 0 | 0 | 0 | 0 | 0 | 0 | 0 | 0 | 0 | 0 | 0 | 0 | 0 | 0 | 0 | 0 | 0 | 0 | 0 | 0 | 0 | 0 | 0 | 0 | 0 | 0 | 0 | 0 | 0 | 0 | 0 | 0 | 0 | 0 | 0 | 0 | 0 | 0 | 0 | 0 | 0 | 0 | 0 | 0 | 0 | 0 | 0 | 0 | 0 | 0 | 0 | 0 | 0 | 0 | 0 | 0 | 0 | 0 | 0 | 0 | 0 | 0 | 0 | 0 | 0 | 0 | 0 | 0 | 0 | 0 | 0 | 0 | 0 | 0 | 0 | 0 | 0 | 0 | 0 | 0 | 0 | 0 | 0 | 0 | 0 | 0 | 0 | 0 | 0 | 0 | 0 | 0 | 0 | 0 | 0 | 0 | 0 | 0 | 0 | 0 | 0 | 0 | 0 | 0 | 0 | 0 | 0 | 0 | 0 | 0 | 0 | 0 | 0 | 0 | 0 | 0 | 0 | 0 | 0 | 0 | 0 | 0 | 0 | 0 | 0 | 0 | 0 | 0 | 0 | 0 | 0 | 0 | 0 | 0 | 0 | 0 | 0 | 0 | 0 | 0 | 0 | 0 | 0 | 0 | 0 | 0 | 0 | 0 | 0 | 0 | 0 | 0 | 0 | 0 | 0 | 0 | 0 | 0 | 0 | 0 | 0 | 0 | 0 | 0 | 0 | 0 | 0 | 0 | 0 | 0 | 0 | 0 | 0 | 0 | 0 | 0 | 0 | 0 | 0 | 0 | 0 | 0 | 0 | 0 | 0 | 0 | 0 | 0 | 0 | 0 | 0 | 0 | 0 | 0 | 0 | 0 | 0 | 0 | 0 | 0 | 0 | 0 | 0 | 0 | 0 | 0 | 0 | 0 | 0 | 0 | 0 | 0 | 0 | 0 | 0 | 0 | 0 | 0 | 0 | 0 | 0 | 0 | 0 | 0 | 0 | 0 | 0 | 0 | 0 | 0 | 0 | 0 | 0 | 0 | 0 | 0 | 0 | 0 | 0 | 0 | 0 | 0 | 0 | 0 | 0 | 0 | 0 | 0 | 0 | 0 | 0 | 0 | 0 | 0 | 0 | 0 | 0 | 0 | 0 | 0 | 0 | 0 | 0 | 0 | 0 | 0 | 0 | 0 | 0 | 0 | 0 | 0 | 0 | 0 | 0 | 0 | 0 | 0 | 0 | 0 | 0 | 0 | 0 | 0 | 0 | 0 | 0 | 0 | 0 | 0 | 0 | 0 | 0 | 0 | 0 | 0 | 0 | 0 | 0 | 0 | 0 | 0 | 0 | 0 | 0 | 0 | 0 | 0 | 0 | 0 | 0 | 0 | 0 | 0 | 0 | 0 | 0 | 0 | 0 | 0 | 0 | 0 | 0 | 0 | 0 | 0 | 0 | 0 | 0 | 0 | 0 | 0 | 0 | 0 | 0 | 0 | 0 | 0 | 0 | 0 | 0 | 0 | 0 | 0 | 0 | 0 | 0 | 0 | 0 | 0 | 0 | 0 | 0 | 0 | 0 | 0 | 0 | 0 | 0 | 0 | 0 | 0 | 0 | 0 | 0 | 0 | 0 | 0 | 0 | 0 | 0 | 0 | 0 | 0 | 0 | 0 | 0 | 0 | 0 | 0 | 0 | 0 | 0 | 0 | 0 | 0 | 0 | 0 | 0 | 0 | 0 | 0 | 0 | 0 | 0 | 0 | 0 | 0 | 0 | 0 | 0 | 0 | 0 | 0 | 0 | 0 | 0 | 0 | 0 | 0 | 0 | 0 | 0 | 0 | 0 | 0 | 0 | 0 | 0 | 0 | 0 | 0 | 0 | 0 | 0 | 0 | 0 | 0 | 0 | 0 | 0 | 0 | 0 | 0 | 0 | 0 | 0 | 0 | 0 | 0 | 0 | 0 | 0 | 0
WA_Industrial_Stone, Clay, and Glass_New_Space Heating_Natural Gas_Space Heating - Heat Recovery Ventilator_A | WA | Industrial | Stone, Clay, and Glass | New | Space Heating | Natural Gas | Space Heating - Heat Recovery Ventilator | A | IM301 | None | HRV installed | 15 | 0.012707 | 0 | 0 | 0.28 | 0 | 0 | 0 | 0.139 |  | sqft | 5% | 10% | Retrofit | RetroEven20 | 76.5% | TBD | 0.2% | 2487.9248 |  | 1891.6117 |  | 0.00025303 | IL TRM - 4.4.27 - CI-HVC-ERVE-V04-200101 | IL TRM - 4.4.27 - CI-HVC-ERVE-V04-200101 | IL TRM - 4.4.27 - CI-HVC-ERVE-V04-200101 | None | None | None | None | None | None | None | None | None | None | None | None | None | None | None | None | None | None | None | None | None | None | None | None | None | None | None | None | None | None | None | HRV installed | HRV installed | HRV installed | HRV installed | HRV installed | HRV installed | HRV installed | HRV installed | HRV installed | HRV installed | HRV installed | HRV installed | HRV installed | HRV installed | HRV installed | HRV installed | HRV installed | HRV installed | HRV installed | HRV installed | HRV installed | HRV installed | HRV installed | HRV installed | HRV installed | HRV installed | HRV installed | HRV installed | HRV installed | HRV installed | HRV installed | 0.28 | 0.28 | 0.28 | 0.28 | 0.28 | 0.28 | 0.28 | 0.28 | 0.28 | 0.28 | 0.28 | 0.28 | 0.28 | 0.28 | 0.28 | 0.28 | 0.28 | 0.28 | 0.28 | 0.28 | 0.28 | 0.28 | 0.28 | 0.28 | 0.28 | 0.28 | 0.28 | 0.28 | 0.28 | 0.28 | 0.28 | 0 | 0 | 0 | 0 | 0 | 0.012165 | 0.011797 | 0.011526 | 0.011316 | 0.011145 | 0.011004 | 0.010838 | 0.010661 | 0.010481 | 0.010302 | 0.010139 | 0.0099888 | 0.0099428 | 0.0098442 | 0.0097712 | 0.0097198 | 0.0096811 | 0.0096686 | 0.0096716 | 0.0096844 | 0.0097028 | 0.0097207 | 0.0097387 | 0 | 0 | 0 | 0.00013562 | 0.00015582 | 0.00017595 | 0.0001959 | 0.00021576 | 0.00023559 | 0.00025396 | 0.0002713 | 0.00028783 | 0.00030334 | 0.00031868 | 0.00033365 | 0.00035171 | 0.00036752 | 0.00038377 | 0.00040066 | 0.00041782 | 0.00043594 | 0.00045467 | 0.00047382 | 0.00020773 | 0.00022777 | 0.00024784 | 0 | 0 | 0 | 0.00013562 | 0.00028734 | 0.00045668 | 0.00064426 | 0.00085029 | 0.0010752 | 0.0013129 | 0.0015627 | 0.0018242 | 0.0020964 | 0.0023818 | 0.0026803 | 0.0030196 | 0.0033572 | 0.0037161 | 0.0039888 | 0.0042629 | 0.0045457 | 0.0048344 | 0.0051271 | 0.0051369 | 0.0051463 | 0.0051559 | 0 | 0 | 0 | 11.1486 | 13.2081 | 15.2664 | 17.3126 | 19.3599 | 21.4088 | 23.4318 | 25.4492 | 27.4626 | 29.4439 | 31.4329 | 33.4028 | 35.3731 | 37.3334 | 39.2762 | 41.2213 | 43.1584 | 45.0879 | 47.0104 | 48.9264 | 21.4088 | 23.4318 | 25.4492 | 27.4626 | 29.4439 | 31.4329 | 11.1486 | 24.3567 | 39.6231 | 56.9356 | 76.2955 | 97.7044 | 121.1362 | 146.5854 | 174.048 | 203.4919 | 234.9248 | 268.3277 | 303.7007 | 341.0341 | 380.3103 | 410.383 | 440.3333 | 470.1548 | 499.8527 | 529.4192 | 529.4192 | 529.4192 | 529.4192 | 529.4192 | 529.4192 | 529.4192 | 0.00011781 | 0.00013721 | 0.00015631 | 0.00017499 | 0.00019335 | 0.00021147 | 0.00022835 | 0.00024432 | 0.00025954 | 0.00027384 | 0.00028794 | 0.00030168 | 0.00031554 | 0.00032791 | 0.00034083 | 0.00035445 | 0.00036854 | 0.00038365 | 0.00039927 | 0.00041529 | 0.00018177 | 0.00019905 | 0.00021637 | 0 | 0 | 0 | 0.00011781 | 0.00025303 | 0.0004057 | 0.00057549 | 0.00076199 | 0.00096509 | 0.0011805 | 0.0014073 | 0.0016449 | 0.0018925 | 0.002152 | 0.0024234 | 0.0027091 | 0.0029954 | 0.0033002 | 0.0035288 | 0.0037601 | 0.0040005 | 0.0042453 | 0.0044938 | 0.004495 | 0.0044974 | 0.0045011 | 0 | 0 | 0 | 9.4763 | 11.2269 | 12.9764 | 14.7157 | 16.4559 | 18.1975 | 19.917 | 21.6319 | 23.3432 | 25.0274 | 26.7179 | 28.3924 | 30.0671 | 31.7334 | 33.3848 | 35.0381 | 36.6846 | 38.3247 | 39.9589 | 41.5875 | 18.1975 | 19.917 | 21.6319 | 23.3432 | 25.0274 | 26.7179 | 9.4763 | 20.7032 | 33.6796 | 48.3953 | 64.8512 | 83.0487 | 102.9657 | 124.5976 | 147.9408 | 172.9681 | 199.6861 | 228.0785 | 258.1456 | 289.879 | 323.2637 | 348.8255 | 374.2833 | 399.6316 | 424.8748 | 450.0063 | 450.0063 | 450.0063 | 450.0063 | 450.0063 | 450.0063 | 450.0063 | 0 | 0 | 0 | 0 | 0 | 0 | 0 | 0 | 0 | 0 | 0 | 0 | 0 | 0 | 0 | 0 | 0 | 0 | 0 | 0 | 0 | 0 | 0 | 0 | 0 | 0 | 0 | 0 | 0 | 0 | 0 | 0 | 0 | 0 | 0 | 0 | 0 | 0 | 0 | 0 | 0 | 0 | 0 | 0 | 0 | 0 | 0 | 0 | 0 | 0 | 0 | 0 | 0 | 0 | 0 | 0 | 0 | 0 | 0 | 0 | 0 | 0 | 0 | 0 | 0 | 0 | 0 | 0 | 0 | 0 | 0 | 0 | 0 | 0 | 0 | 0 | 0 | 0 | 0 | 0 | 0 | 0 | 0 | 0 | 0 | 0 | 0 | 0 | 0 | 0 | 0 | 0 | 0 | 0 | 0 | 0 | 0 | 0 | 0 | 0 | 0 | 0 | 0 | 0 | 0 | 0 | 0 | 0 | 0 | 0 | 0 | 0 | 0 | 0 | 0 | 0 | 0 | 0 | 0 | 0 | 0 | 0 | 0 | 0 | 0 | 0 | 0 | 0 | 0 | 0 | 0 | 0 | 0 | 0 | 0 | 0 | 0 | 0 | 0 | 0 | 0 | 0 | 0 | 0 | 0 | 0 | 0 | 0 | 0 | 0 | 0 | 0 | 0 | 0 | 0 | 0 | 0 | 0 | 0 | 0 | 0 | 0 | 0 | 0 | 0 | 0 | 0 | 0 | 0 | 0 | 0 | 0 | 0 | 0 | 0 | 0 | 0 | 0 | 0 | 0 | 0 | 0 | 0 | 0 | 0 | 0 | 0 | 0 | 0 | 0 | 0 | 0 | 0 | 0 | 0 | 0 | 0 | 0 | 0 | 0 | 0 | 0 | 0 | 0 | 0 | 0 | 0 | 0 | 2355.083 | 2385.9065 | 2408.918 | 2426.6685 | 2440.8591 | 2452.4661 | 2466.1852 | 2480.7518 | 2495.2875 | 2509.5065 | 2520.7931 | 2529.7575 | 2536.9287 | 2548.3739 | 2556.8434 | 2563.0002 | 2567.8406 | 2567.8406 | 2567.8406 | 2567.8406 | 2567.8406 | 2567.8406 | 2567.8406 | 0 | 0 | 0 | 1790.6098 | 1814.0455 | 1831.5415 | 1845.0375 | 1855.8269 | 1864.6519 | 1875.0827 | 1886.1579 | 1897.2097 | 1908.0207 | 1916.6021 | 1923.4179 | 1928.8702 | 1937.5722 | 1944.0117 | 1948.6928 | 1952.3731 | 1952.3731 | 1952.3731 | 1952.3731 | 1952.3731 | 1952.3731 | 1952.3731 | 0 | 0 | 0
WA_Industrial_Stone, Clay, and Glass_New_Space Heating_Natural Gas_Thermostat - Programmable_A | WA | Industrial | Stone, Clay, and Glass | New | Space Heating | Natural Gas | Thermostat - Programmable | A | IM302 | Manual control | Programmable thermostat installed | 11 | 0.0063128 | 0 | 0 | 0.17 | 0.01 | 0 | 0 | 0.0859 |  | sqft | 25% | 40% | Retrofit | RetroEven20 | 76.5% | TBD | 0.2% | 4632.5491 |  | 2886.2281 |  | 0.00037669 | IL TRM - 4.4.48 - CI-HVC-THST-V02-210101 | IL TRM - 4.4.48 - CI-HVC-THST-V02-210101 | BEST | Manual control | Manual control | Manual control | Manual control | Manual control | Manual control | Manual control | Manual control | Manual control | Manual control | Manual control | Manual control | Manual control | Manual control | Manual control | Manual control | Manual control | Manual control | Manual control | Manual control | Manual control | Manual control | Manual control | Manual control | Manual control | Manual control | Manual control | Manual control | Manual control | Manual control | Manual control | Programmable thermostat installed | Programmable thermostat installed | Programmable thermostat installed | Programmable thermostat installed | Programmable thermostat installed | Programmable thermostat installed | Programmable thermostat installed | Programmable thermostat installed | Programmable thermostat installed | Programmable thermostat installed | Programmable thermostat installed | Programmable thermostat installed | Programmable thermostat installed | Programmable thermostat installed | Programmable thermostat installed | Programmable thermostat installed | Programmable thermostat installed | Programmable thermostat installed | Programmable thermostat installed | Programmable thermostat installed | Programmable thermostat installed | Programmable thermostat installed | Programmable thermostat installed | Programmable thermostat installed | Programmable thermostat installed | Programmable thermostat installed | Programmable thermostat installed | Programmable thermostat installed | Programmable thermostat installed | Programmable thermostat installed | Programmable thermostat installed | 0.17 | 0.17 | 0.17 | 0.17 | 0.17 | 0.17 | 0.17 | 0.17 | 0.17 | 0.17 | 0.17 | 0.17 | 0.17 | 0.17 | 0.17 | 0.17 | 0.17 | 0.17 | 0.17 | 0.17 | 0.17 | 0.17 | 0.17 | 0.17 | 0.17 | 0.17 | 0.17 | 0.17 | 0.17 | 0.17 | 0.17 | 0 | 0 | 0 | 0 | 0 | 0.0060391 | 0.005853 | 0.0057152 | 0.0056082 | 0.005521 | 0.005449 | 0.0053645 | 0.0052743 | 0.0051832 | 0.0050929 | 0.0050109 | 0.0049359 | 0.0049123 | 0.0048628 | 0.004826 | 0.0048001 | 0.0047805 | 0.0047739 | 0.004775 | 0.004781 | 0.0047912 | 0.0048011 | 0.004811 | 0 | 0 | 0 | 0.00020198 | 0.00023192 | 0.00026175 | 0.00029128 | 0.00032066 | 0.00034997 | 0.0003771 | 0.00040268 | 0.00042703 | 0.00044986 | 0.00047252 | 0.00049462 | 0.00052129 | 0.00054463 | 0.00056864 | 0.0005936 | 0.00061895 | 0.00064574 | 0.00067343 | 0.00070175 | 0.00042322 | 0.00045274 | 0.0004821 | 0 | 0 | 0 | 0.00020198 | 0.00042768 | 0.00067936 | 0.00095793 | 0.0012637 | 0.0015972 | 0.0019495 | 0.0023194 | 0.0027064 | 0.0031091 | 0.0035315 | 0.0038082 | 0.0041167 | 0.0043971 | 0.0046818 | 0.0049715 | 0.0052631 | 0.005566 | 0.0058762 | 0.0061914 | 0.0062046 | 0.0062174 | 0.0062302 | 0 | 0 | 0 | 33.4458 | 39.6242 | 45.7992 | 51.9377 | 58.0796 | 64.2265 | 70.2954 | 76.3477 | 82.3877 | 88.3318 | 94.2986 | 100.2085 | 106.1192 | 112.0001 | 117.8286 | 123.6639 | 129.4751 | 135.2638 | 141.0313 | 146.7792 | 88.3318 | 94.2986 | 100.2085 | 106.1192 | 112.0001 | 117.8286 | 33.4458 | 73.0701 | 118.8692 | 170.8069 | 228.8865 | 293.1131 | 363.4085 | 439.7562 | 522.144 | 610.4758 | 704.7744 | 771.5371 | 838.0321 | 904.233 | 970.1239 | 1035.7082 | 1100.9568 | 1165.9252 | 1230.6088 | 1295.0003 | 1295.0003 | 1295.0003 | 1295.0003 | 1295.0003 | 1295.0003 | 1295.0003 | 0.00017547 | 0.00020427 | 0.0002326 | 0.00026028 | 0.00028748 | 0.00031429 | 0.00033926 | 0.00036286 | 0.00038533 | 0.00040641 | 0.00042726 | 0.00044757 | 0.00046807 | 0.00048636 | 0.00050544 | 0.00052561 | 0.00054645 | 0.0005688 | 0.00059192 | 0.00061564 | 0.00037067 | 0.000396 | 0.00042123 | 0 | 0 | 0 | 0.00017547 | 0.00037669 | 0.00060369 | 0.00085598 | 0.0011329 | 0.0014344 | 0.0017539 | 0.0020901 | 0.0024421 | 0.0028088 | 0.0031933 | 0.003446 | 0.0036964 | 0.0039266 | 0.0041615 | 0.004402 | 0.0046466 | 0.0049029 | 0.005165 | 0.0054317 | 0.0054343 | 0.0054382 | 0.0054435 | 0 | 0 | 0 | 28.429 | 33.6806 | 38.9293 | 44.1471 | 49.3677 | 54.5926 | 59.7511 | 64.8956 | 70.0296 | 75.0821 | 80.1538 | 85.1773 | 90.2013 | 95.2001 | 100.1543 | 105.1143 | 110.0539 | 114.9742 | 119.8766 | 124.7624 | 75.0821 | 80.1538 | 85.1773 | 90.2013 | 95.2001 | 100.1543 | 28.429 | 62.1095 | 101.0388 | 145.1859 | 194.5536 | 249.1461 | 308.8972 | 373.7928 | 443.8224 | 518.9044 | 599.0583 | 655.8066 | 712.3273 | 768.5981 | 824.6053 | 880.352 | 935.8133 | 991.0364 | 1046.0174 | 1100.7502 | 1100.7502 | 1100.7502 | 1100.7502 | 1100.7502 | 1100.7502 | 1100.7502 | 0 | 0 | 0 | 0 | 0 | 0 | 0 | 0 | 0 | 0 | 0 | 0 | 0 | 0 | 0 | 0 | 0 | 0 | 0 | 0 | 0 | 0 | 0 | 0 | 0 | 0 | 0 | 0 | 0 | 0 | 0 | 0 | 0 | 0 | 0 | 0 | 0 | 0 | 0 | 0 | 0 | 0 | 0 | 0 | 0 | 0 | 0 | 0 | 0 | 0 | 0 | 0 | 0 | 0 | 0 | 0 | 0 | 0 | 0 | 0 | 0 | 0 | 0 | 0 | 0 | 0 | 0 | 0 | 0 | 0 | 0 | 0 | 0 | 0 | 0 | 0 | 0 | 0 | 0 | 0 | 0 | 0 | 0 | 0 | 0 | 0 | 0 | 0 | 0 | 0 | 0 | 0 | 0 | 0 | 0 | 0 | 0 | 0 | 0 | 0 | 0 | 0 | 0 | 0 | 0 | 0 | 0 | 0 | 0 | 0 | 0 | 0 | 0 | 0 | 0 | 0 | 0 | 0 | 0 | 0 | 0 | 0 | 0 | 0 | 0 | 0 | 0 | 0 | 0 | 0 | 0 | 0 | 0 | 0 | 0 | 0 | 0 | 0 | 0 | 0 | 0 | 0 | 0 | 0 | 0 | 0 | 0 | 0 | 0 | 0 | 0 | 0 | 0 | 0 | 0 | 0 | 0 | 0 | 0 | 0 | 0 | 0 | 0 | 0 | 0 | 0 | 0 | 0 | 0 | 0 | 0 | 0 | 0 | 0 | 0 | 0 | 0 | 0 | 0 | 0 | 0 | 0 | 0 | 0 | 0 | 0 | 0 | 0 | 0 | 0 | 0 | 0 | 0 | 0 | 0 | 0 | 0 | 0 | 0 | 0 | 0 | 0 | 0 | 0 | 0 | 0 | 0 | 0 | 4385.1958 | 4442.5897 | 4485.4375 | 4518.4891 | 4544.9122 | 4566.5246 | 4592.0697 | 4619.1928 | 4646.2585 | 4672.7346 | 4693.7504 | 4710.4422 | 4723.7951 | 4745.1062 | 4760.8765 | 4772.3405 | 4781.3534 | 4781.3534 | 4781.3534 | 4781.3534 | 4781.3534 | 4781.3534 | 4781.3534 | 0 | 0 | 0 | 2732.119 | 2767.8773 | 2794.5728 | 2815.1651 | 2831.6275 | 2845.0927 | 2861.0081 | 2877.9067 | 2894.7695 | 2911.2649 | 2924.3585 | 2934.758 | 2943.0773 | 2956.3548 | 2966.1802 | 2973.3226 | 2978.938 | 2978.938 | 2978.938 | 2978.938 | 2978.938 | 2978.938 | 2978.938 | 0 | 0 | 0
WA_Industrial_Stone, Clay, and Glass_New_Space Heating_Natural Gas_ENERGY STAR Connected Thermostat_A | WA | Industrial | Stone, Clay, and Glass | New | Space Heating | Natural Gas | ENERGY STAR Connected Thermostat | A | IM303 | Manual control | Wi-Fi/interactive thermostat installed | 5 | 0.01486 | 0 | 0 | 0.39 | 0.01 | 0 | 0 | 0.1927 |  | sqft | 5% | 20% | Retrofit | RetroEven20 | 76.5% | TBD | 0.2% | 6790.6546 |  | 5388.4928 |  | 0.0008864 | ComConnectedThermostats_v1_1 | ComConnectedThermostats_v1_1 | ComConnectedThermostats_v1_1 | Manual control | Manual control | Manual control | Manual control | Manual control | Manual control | Manual control | Manual control | Manual control | Manual control | Manual control | Manual control | Manual control | Manual control | Manual control | Manual control | Manual control | Manual control | Manual control | Manual control | Manual control | Manual control | Manual control | Manual control | Manual control | Manual control | Manual control | Manual control | Manual control | Manual control | Manual control | Wi-Fi/interactive thermostat installed | Wi-Fi/interactive thermostat installed | Wi-Fi/interactive thermostat installed | Wi-Fi/interactive thermostat installed | Wi-Fi/interactive thermostat installed | Wi-Fi/interactive thermostat installed | Wi-Fi/interactive thermostat installed | Wi-Fi/interactive thermostat installed | Wi-Fi/interactive thermostat installed | Wi-Fi/interactive thermostat installed | Wi-Fi/interactive thermostat installed | Wi-Fi/interactive thermostat installed | Wi-Fi/interactive thermostat installed | Wi-Fi/interactive thermostat installed | Wi-Fi/interactive thermostat installed | Wi-Fi/interactive thermostat installed | Wi-Fi/interactive thermostat installed | Wi-Fi/interactive thermostat installed | Wi-Fi/interactive thermostat installed | Wi-Fi/interactive thermostat installed | Wi-Fi/interactive thermostat installed | Wi-Fi/interactive thermostat installed | Wi-Fi/interactive thermostat installed | Wi-Fi/interactive thermostat installed | Wi-Fi/interactive thermostat installed | Wi-Fi/interactive thermostat installed | Wi-Fi/interactive thermostat installed | Wi-Fi/interactive thermostat installed | Wi-Fi/interactive thermostat installed | Wi-Fi/interactive thermostat installed | Wi-Fi/interactive thermostat installed | 0.39 | 0.39 | 0.39 | 0.39 | 0.39 | 0.39 | 0.39 | 0.39 | 0.39 | 0.39 | 0.39 | 0.39 | 0.39 | 0.39 | 0.39 | 0.39 | 0.39 | 0.39 | 0.39 | 0.39 | 0.39 | 0.39 | 0.39 | 0.39 | 0.39 | 0.39 | 0.39 | 0.39 | 0.39 | 0.39 | 0.39 | 0 | 0 | 0 | 0 | 0 | 0.014213 | 0.013772 | 0.013445 | 0.013192 | 0.012984 | 0.012813 | 0.012613 | 0.012399 | 0.012183 | 0.011969 | 0.011775 | 0.011598 | 0.011542 | 0.011425 | 0.011338 | 0.011277 | 0.011231 | 0.011215 | 0.011217 | 0.011231 | 0.011256 | 0.01128 | 0.011304 | 0 | 0 | 0 | 0.00047536 | 0.00054571 | 0.00061579 | 0.00068515 | 0.00075413 | 0.00082295 | 0.00088662 | 0.00094663 | 0.0010037 | 0.0010573 | 0.0011104 | 0.0011622 | 0.0012249 | 0.0012796 | 0.001336 | 0.0013946 | 0.0014541 | 0.001517 | 0.001582 | 0.0016485 | 0.001392 | 0.0014605 | 0.001529 | 0 | 0 | 0 | 0.00047536 | 0.0010063 | 0.0015982 | 0.0022532 | 0.002972 | 0.0033272 | 0.003662 | 0.0039787 | 0.0042804 | 0.0045673 | 0.0048473 | 0.0051214 | 0.0054404 | 0.0057236 | 0.0060145 | 0.0063132 | 0.0066159 | 0.0069335 | 0.0072606 | 0.0075946 | 0.0076115 | 0.0076277 | 0.0076439 | 0 | 0 | 0 | 33.4458 | 39.6242 | 45.7992 | 51.9377 | 58.0796 | 64.2265 | 70.2954 | 76.3477 | 82.3877 | 88.3318 | 94.2986 | 100.2085 | 106.1192 | 112.0001 | 117.8286 | 123.6639 | 129.4751 | 135.2638 | 141.0313 | 146.7792 | 123.6639 | 129.4751 | 135.2638 | 141.0313 | 146.7792 | 123.6639 | 33.4458 | 73.0701 | 118.8692 | 170.8069 | 228.8865 | 259.6672 | 290.3384 | 320.887 | 351.337 | 381.5893 | 411.6614 | 441.5745 | 471.3459 | 500.9583 | 530.455 | 559.8203 | 589.0869 | 618.2315 | 647.2627 | 676.2134 | 676.2134 | 676.2134 | 676.2134 | 676.2134 | 676.2134 | 676.2134 | 0.00041299 | 0.00048067 | 0.00054725 | 0.0006123 | 0.0006762 | 0.00073918 | 0.0007978 | 0.0008532 | 0.00090592 | 0.00095537 | 0.0010043 | 0.001052 | 0.0011001 | 0.001143 | 0.0011879 | 0.0012352 | 0.0012842 | 0.0013367 | 0.001391 | 0.0014467 | 0.0012195 | 0.0012778 | 0.0013363 | 0 | 0 | 0 | 0.00041299 | 0.0008864 | 0.0014204 | 0.0020137 | 0.0026648 | 0.0029885 | 0.0032951 | 0.003586 | 0.0038633 | 0.0041272 | 0.0043842 | 0.0046356 | 0.0048863 | 0.0051126 | 0.0053476 | 0.0055917 | 0.0058426 | 0.0061093 | 0.0063838 | 0.0066649 | 0.0066685 | 0.0066737 | 0.0066806 | 0 | 0 | 0 | 28.429 | 33.6806 | 38.9293 | 44.1471 | 49.3677 | 54.5926 | 59.7511 | 64.8956 | 70.0296 | 75.0821 | 80.1538 | 85.1773 | 90.2013 | 95.2001 | 100.1543 | 105.1143 | 110.0539 | 114.9742 | 119.8766 | 124.7624 | 105.1143 | 110.0539 | 114.9742 | 119.8766 | 124.7624 | 105.1143 | 28.429 | 62.1095 | 101.0388 | 145.1859 | 194.5536 | 220.7171 | 246.7877 | 272.7539 | 298.6365 | 324.3509 | 349.9122 | 375.3383 | 400.644 | 425.8146 | 450.8868 | 475.8473 | 500.7239 | 525.4968 | 550.1733 | 574.7814 | 574.7814 | 574.7814 | 574.7814 | 574.7814 | 574.7814 | 574.7814 | 0 | 0 | 0 | 0 | 0 | 0 | 0 | 0 | 0 | 0 | 0 | 0 | 0 | 0 | 0 | 0 | 0 | 0 | 0 | 0 | 0 | 0 | 0 | 0 | 0 | 0 | 0 | 0 | 0 | 0 | 0 | 0 | 0 | 0 | 0 | 0 | 0 | 0 | 0 | 0 | 0 | 0 | 0 | 0 | 0 | 0 | 0 | 0 | 0 | 0 | 0 | 0 | 0 | 0 | 0 | 0 | 0 | 0 | 0 | 0 | 0 | 0 | 0 | 0 | 0 | 0 | 0 | 0 | 0 | 0 | 0 | 0 | 0 | 0 | 0 | 0 | 0 | 0 | 0 | 0 | 0 | 0 | 0 | 0 | 0 | 0 | 0 | 0 | 0 | 0 | 0 | 0 | 0 | 0 | 0 | 0 | 0 | 0 | 0 | 0 | 0 | 0 | 0 | 0 | 0 | 0 | 0 | 0 | 0 | 0 | 0 | 0 | 0 | 0 | 0 | 0 | 0 | 0 | 0 | 0 | 0 | 0 | 0 | 0 | 0 | 0 | 0 | 0 | 0 | 0 | 0 | 0 | 0 | 0 | 0 | 0 | 0 | 0 | 0 | 0 | 0 | 0 | 0 | 0 | 0 | 0 | 0 | 0 | 0 | 0 | 0 | 0 | 0 | 0 | 0 | 0 | 0 | 0 | 0 | 0 | 0 | 0 | 0 | 0 | 0 | 0 | 0 | 0 | 0 | 0 | 0 | 0 | 0 | 0 | 0 | 0 | 0 | 0 | 0 | 0 | 0 | 0 | 0 | 0 | 0 | 0 | 0 | 0 | 0 | 0 | 0 | 0 | 0 | 0 | 0 | 0 | 0 | 0 | 0 | 0 | 0 | 0 | 0 | 0 | 0 | 0 | 0 | 0 | 6428.0701 | 6512.2014 | 6575.01 | 6623.459 | 6662.1915 | 6693.8722 | 6731.3176 | 6771.0763 | 6810.7507 | 6849.5608 | 6880.3669 | 6904.8348 | 6924.4082 | 6955.6472 | 6978.7642 | 6995.5688 | 7008.7805 | 7008.7805 | 7008.7805 | 7008.7805 | 7008.7805 | 7008.7805 | 7008.7805 | 0 | 0 | 0 | 5100.7762 | 5167.5357 | 5217.3754 | 5255.8205 | 5286.5553 | 5311.6944 | 5341.408 | 5372.9571 | 5404.4394 | 5435.2358 | 5459.681 | 5479.0966 | 5494.6284 | 5519.4171 | 5537.7608 | 5551.0955 | 5561.5792 | 5561.5792 | 5561.5792 | 5561.5792 | 5561.5792 | 5561.5792 | 5561.5792 | 0 | 0 | 0
WA_Industrial_Stone, Clay, and Glass_New_Space Heating_Natural Gas_Destratification Fans (HVLS)_A | WA | Industrial | Stone, Clay, and Glass | New | Space Heating | Natural Gas | Destratification Fans (HVLS) | A | IM304 | None/Standard ventilation | Fans installed | 10 | 0.01486 | 0 | 0 | 0.6 | 0.01 | 0 | 0 | 0.2991 |  | sqft | 15% | 30% | Retrofit | RetroEven20 | 76.5% | TBD | 0.2% | 6593.3661 |  | 4653.9208 |  | 0.0008875 | IL TRM - 4.4.34 - CI-HVC-DSFN-V05-210101 | IL TRM - 4.4.34 - CI-HVC-DSFN-V05-210101 | IL TRM - 4.4.34 - CI-HVC-DSFN-V05-210101 | None/Standard ventilation | None/Standard ventilation | None/Standard ventilation | None/Standard ventilation | None/Standard ventilation | None/Standard ventilation | None/Standard ventilation | None/Standard ventilation | None/Standard ventilation | None/Standard ventilation | None/Standard ventilation | None/Standard ventilation | None/Standard ventilation | None/Standard ventilation | None/Standard ventilation | None/Standard ventilation | None/Standard ventilation | None/Standard ventilation | None/Standard ventilation | None/Standard ventilation | None/Standard ventilation | None/Standard ventilation | None/Standard ventilation | None/Standard ventilation | None/Standard ventilation | None/Standard ventilation | None/Standard ventilation | None/Standard ventilation | None/Standard ventilation | None/Standard ventilation | None/Standard ventilation | Fans installed | Fans installed | Fans installed | Fans installed | Fans installed | Fans installed | Fans installed | Fans installed | Fans installed | Fans installed | Fans installed | Fans installed | Fans installed | Fans installed | Fans installed | Fans installed | Fans installed | Fans installed | Fans installed | Fans installed | Fans installed | Fans installed | Fans installed | Fans installed | Fans installed | Fans installed | Fans installed | Fans installed | Fans installed | Fans installed | Fans installed | 0.6 | 0.6 | 0.6 | 0.6 | 0.6 | 0.6 | 0.6 | 0.6 | 0.6 | 0.6 | 0.6 | 0.6 | 0.6 | 0.6 | 0.6 | 0.6 | 0.6 | 0.6 | 0.6 | 0.6 | 0.6 | 0.6 | 0.6 | 0.6 | 0.6 | 0.6 | 0.6 | 0.6 | 0.6 | 0.6 | 0.6 | 0 | 0 | 0 | 0 | 0 | 0.014224 | 0.013792 | 0.013473 | 0.013226 | 0.013025 | 0.01286 | 0.012664 | 0.012456 | 0.012244 | 0.012035 | 0.011842 | 0.011666 | 0.011612 | 0.011496 | 0.011409 | 0.011349 | 0.011303 | 0.011288 | 0.011291 | 0.011306 | 0.011328 | 0.01135 | 0.011371 | 0 | 0 | 0 | 0.00047574 | 0.0005465 | 0.00061705 | 0.00068693 | 0.00075648 | 0.00082593 | 0.00089025 | 0.00095096 | 0.0010088 | 0.0010631 | 0.0011167 | 0.0011691 | 0.0012322 | 0.0012875 | 0.0013443 | 0.0014034 | 0.0014635 | 0.0015269 | 0.0015924 | 0.0016595 | 0.0010682 | 0.0011373 | 0.0012067 | 0 | 0 | 0 | 0.00047574 | 0.0010078 | 0.0016015 | 0.0022591 | 0.0029812 | 0.0037693 | 0.0046023 | 0.0054774 | 0.0063933 | 0.007347 | 0.0079502 | 0.0085388 | 0.0091993 | 0.0097977 | 0.010406 | 0.011025 | 0.01165 | 0.012299 | 0.012965 | 0.013643 | 0.013669 | 0.013695 | 0.013722 | 0 | 0 | 0 | 33.4458 | 39.6242 | 45.7992 | 51.9377 | 58.0796 | 64.2265 | 70.2954 | 76.3477 | 82.3877 | 88.3318 | 94.2986 | 100.2085 | 106.1192 | 112.0001 | 117.8286 | 123.6639 | 129.4751 | 135.2638 | 141.0313 | 146.7792 | 94.2986 | 100.2085 | 106.1192 | 112.0001 | 117.8286 | 123.6639 | 33.4458 | 73.0701 | 118.8692 | 170.8069 | 228.8865 | 293.1131 | 363.4085 | 439.7562 | 522.144 | 610.4758 | 671.3286 | 731.9129 | 792.2329 | 852.2953 | 912.0443 | 971.4817 | 1030.6614 | 1089.5774 | 1148.221 | 1206.6684 | 1206.6684 | 1206.6684 | 1206.6684 | 1206.6684 | 1206.6684 | 1206.6684 | 0.00041327 | 0.00048127 | 0.0005482 | 0.00061366 | 0.00067799 | 0.00074145 | 0.00080058 | 0.00085651 | 0.00090979 | 0.00095982 | 0.0010092 | 0.0010572 | 0.0011057 | 0.001149 | 0.0011942 | 0.0012419 | 0.0012912 | 0.0013441 | 0.0013988 | 0.0014549 | 0.000935 | 0.00099418 | 0.0010537 | 0 | 0 | 0 | 0.00041327 | 0.0008875 | 0.0014228 | 0.0020181 | 0.0026719 | 0.0033838 | 0.0041388 | 0.0049334 | 0.0057659 | 0.0066335 | 0.0071845 | 0.0077219 | 0.0082549 | 0.0087437 | 0.0092434 | 0.009756 | 0.010278 | 0.010827 | 0.011388 | 0.01196 | 0.011964 | 0.011971 | 0.011982 | 0 | 0 | 0 | 28.429 | 33.6806 | 38.9293 | 44.1471 | 49.3677 | 54.5926 | 59.7511 | 64.8956 | 70.0296 | 75.0821 | 80.1538 | 85.1773 | 90.2013 | 95.2001 | 100.1543 | 105.1143 | 110.0539 | 114.9742 | 119.8766 | 124.7624 | 80.1538 | 85.1773 | 90.2013 | 95.2001 | 100.1543 | 105.1143 | 28.429 | 62.1095 | 101.0388 | 145.1859 | 194.5536 | 249.1461 | 308.8972 | 373.7928 | 443.8224 | 518.9044 | 570.6293 | 622.126 | 673.398 | 724.451 | 775.2376 | 825.7594 | 876.0622 | 926.1408 | 975.9879 | 1025.6682 | 1025.6682 | 1025.6682 | 1025.6682 | 1025.6682 | 1025.6682 | 1025.6682 | 0 | 0 | 0 | 0 | 0 | 0 | 0 | 0 | 0 | 0 | 0 | 0 | 0 | 0 | 0 | 0 | 0 | 0 | 0 | 0 | 0 | 0 | 0 | 0 | 0 | 0 | 0 | 0 | 0 | 0 | 0 | 0 | 0 | 0 | 0 | 0 | 0 | 0 | 0 | 0 | 0 | 0 | 0 | 0 | 0 | 0 | 0 | 0 | 0 | 0 | 0 | 0 | 0 | 0 | 0 | 0 | 0 | 0 | 0 | 0 | 0 | 0 | 0 | 0 | 0 | 0 | 0 | 0 | 0 | 0 | 0 | 0 | 0 | 0 | 0 | 0 | 0 | 0 | 0 | 0 | 0 | 0 | 0 | 0 | 0 | 0 | 0 | 0 | 0 | 0 | 0 | 0 | 0 | 0 | 0 | 0 | 0 | 0 | 0 | 0 | 0 | 0 | 0 | 0 | 0 | 0 | 0 | 0 | 0 | 0 | 0 | 0 | 0 | 0 | 0 | 0 | 0 | 0 | 0 | 0 | 0 | 0 | 0 | 0 | 0 | 0 | 0 | 0 | 0 | 0 | 0 | 0 | 0 | 0 | 0 | 0 | 0 | 0 | 0 | 0 | 0 | 0 | 0 | 0 | 0 | 0 | 0 | 0 | 0 | 0 | 0 | 0 | 0 | 0 | 0 | 0 | 0 | 0 | 0 | 0 | 0 | 0 | 0 | 0 | 0 | 0 | 0 | 0 | 0 | 0 | 0 | 0 | 0 | 0 | 0 | 0 | 0 | 0 | 0 | 0 | 0 | 0 | 0 | 0 | 0 | 0 | 0 | 0 | 0 | 0 | 0 | 0 | 0 | 0 | 0 | 0 | 0 | 0 | 0 | 0 | 0 | 0 | 0 | 0 | 0 | 0 | 0 | 0 | 6241.3158 | 6323.0028 | 6383.9866 | 6431.0281 | 6468.6352 | 6499.3955 | 6535.7531 | 6574.3566 | 6612.8784 | 6650.5609 | 6680.4721 | 6704.2291 | 6723.2338 | 6753.5652 | 6776.0106 | 6792.327 | 6805.1548 | 6805.1548 | 6805.1548 | 6805.1548 | 6805.1548 | 6805.1548 | 6805.1548 | 0 | 0 | 0 | 4405.4265 | 4463.0851 | 4506.1305 | 4539.3347 | 4565.8797 | 4587.5918 | 4613.2547 | 4640.503 | 4667.6935 | 4694.2917 | 4715.4045 | 4732.1733 | 4745.5878 | 4766.9972 | 4782.8403 | 4794.3571 | 4803.4116 | 4803.4116 | 4803.4116 | 4803.4116 | 4803.4116 | 4803.4116 | 4803.4116 | 0 | 0 | 0
WA_Industrial_Stone, Clay, and Glass_New_Space Heating_Natural Gas_Gas Boiler - Insulate Steam Lines/Condensate Tank_A | WA | Industrial | Stone, Clay, and Glass | New | Space Heating | Natural Gas | Gas Boiler - Insulate Steam Lines/Condensate Tank | A | IM305 | No insulation | Lines and condenstate tank insulated | 20 | 73.4596 | 0 | 0 | 444.08 | 0 | 0 | 0 | 222.0378 |  | sqft | 30% | 35% | Retrofit | RetroEven20 | 76.5% | TBD | 0.2% | 885.8401 |  | 647.5577 |  | 0 | PGE Workpaper - SWWH017-01 | PGE Workpaper - SWWH017-01 | PGE Workpaper - SWWH017-01 | No insulation | No insulation | No insulation | No insulation | No insulation | No insulation | No insulation | No insulation | No insulation | No insulation | No insulation | No insulation | No insulation | No insulation | No insulation | No insulation | No insulation | No insulation | No insulation | No insulation | No insulation | No insulation | No insulation | No insulation | No insulation | No insulation | No insulation | No insulation | No insulation | No insulation | No insulation | Lines and condenstate tank insulated | Lines and condenstate tank insulated | Lines and condenstate tank insulated | Lines and condenstate tank insulated | Lines and condenstate tank insulated | Lines and condenstate tank insulated | Lines and condenstate tank insulated | Lines and condenstate tank insulated | Lines and condenstate tank insulated | Lines and condenstate tank insulated | Lines and condenstate tank insulated | Lines and condenstate tank insulated | Lines and condenstate tank insulated | Lines and condenstate tank insulated | Lines and condenstate tank insulated | Lines and condenstate tank insulated | Lines and condenstate tank insulated | Lines and condenstate tank insulated | Lines and condenstate tank insulated | Lines and condenstate tank insulated | Lines and condenstate tank insulated | Lines and condenstate tank insulated | Lines and condenstate tank insulated | Lines and condenstate tank insulated | Lines and condenstate tank insulated | Lines and condenstate tank insulated | Lines and condenstate tank insulated | Lines and condenstate tank insulated | Lines and condenstate tank insulated | Lines and condenstate tank insulated | Lines and condenstate tank insulated | 444.08 | 444.08 | 444.08 | 444.08 | 444.08 | 444.08 | 444.08 | 444.08 | 444.08 | 444.08 | 444.08 | 444.08 | 444.08 | 444.08 | 444.08 | 444.08 | 444.08 | 444.08 | 444.08 | 444.08 | 444.08 | 444.08 | 444.08 | 444.08 | 444.08 | 444.08 | 444.08 | 444.08 | 444.08 | 444.08 | 444.08 | 0 | 0 | 0 | 0 | 0 | 0 | 0 | 0 | 0 | 0 | 0 | 0 | 0 | 0 | 0 | 0 | 0 | 0 | 0 | 0 | 0 | 0 | 0 | 0 | 0 | 0 | 0 | 0 | 0 | 0 | 0 | 0 | 0 | 0 | 0 | 0 | 0 | 0 | 0 | 0 | 0 | 0 | 0 | 0 | 0 | 0 | 0 | 0 | 0 | 0 | 0 | 0 | 0 | 0 | 0 | 0 | 0 | 0 | 0 | 0 | 0 | 0 | 0 | 0 | 0 | 0 | 0 | 0 | 0 | 0 | 0 | 0 | 0 | 0 | 0 | 0 | 0 | 0 | 0 | 0 | 0 | 0 | 0 | 0 | 0 | 0 | 0 | 0 | 0 | 0 | 0 | 0 | 0 | 0 | 0 | 0 | 0 | 0 | 0 | 0 | 0 | 0 | 0 | 0 | 0 | 0 | 0 | 0 | 0 | 0 | 0 | 0 | 0 | 0 | 0 | 0 | 0 | 0 | 0 | 0 | 0 | 0 | 0 | 0 | 0 | 0 | 0 | 0 | 0 | 0 | 0 | 0 | 0 | 0 | 0 | 0 | 0 | 0 | 0 | 0 | 0 | 0 | 0 | 0 | 0 | 0 | 0 | 0 | 0 | 0 | 0 | 0 | 0 | 0 | 0 | 0 | 0 | 0 | 0 | 0 | 0 | 0 | 0 | 0 | 0 | 0 | 0 | 0 | 0 | 0 | 0 | 0 | 0 | 0 | 0 | 0 | 0 | 0 | 0 | 0 | 0 | 0 | 0 | 0 | 0 | 0 | 0 | 0 | 0 | 0 | 0 | 0 | 0 | 0 | 0 | 0 | 0 | 0 | 0 | 0 | 0 | 0 | 0 | 0 | 0 | 0 | 0 | 0 | 0 | 0 | 0 | 0 | 0 | 0 | 0 | 0 | 0 | 0 | 0 | 0 | 0 | 0 | 0 | 0 | 0 | 0 | 0 | 0 | 0 | 0 | 0 | 0 | 0 | 0 | 0 | 0 | 0 | 0 | 0 | 0 | 0 | 0 | 0 | 0 | 0 | 0 | 0 | 0 | 0 | 0 | 0 | 0 | 0 | 0 | 0 | 0 | 0 | 0 | 0 | 0 | 0 | 0 | 0 | 0 | 0 | 0 | 0 | 0 | 0 | 0 | 0 | 0 | 0 | 0 | 0 | 0 | 0 | 0 | 0 | 0 | 0 | 0 | 0 | 0 | 0 | 0 | 0 | 0 | 0 | 0 | 0 | 0 | 0 | 0 | 0 | 0 | 0 | 0 | 0 | 0 | 0 | 0 | 0 | 0 | 0 | 0 | 0 | 0 | 0 | 0 | 0 | 0 | 0 | 0 | 0 | 0 | 0 | 0 | 0 | 0 | 0 | 0 | 0 | 0 | 0 | 0 | 0 | 0 | 0 | 0 | 0 | 0 | 0 | 0 | 0 | 0 | 0 | 0 | 0 | 0 | 0 | 0 | 0 | 0 | 0 | 0 | 0 | 0 | 0 | 0 | 0 | 0 | 0 | 0 | 0 | 0 | 0 | 0 | 0 | 0 | 0 | 0 | 0 | 0 | 0 | 0 | 0 | 0 | 0 | 0 | 0 | 0 | 0 | 0 | 0 | 0 | 0 | 0 | 0 | 0 | 0 | 0 | 0 | 0 | 0 | 0 | 0 | 0 | 0 | 0 | 0 | 0 | 0 | 0 | 0 | 0 | 0 | 0 | 0 | 0 | 0 | 0 | 0 | 0 | 0 | 0 | 0 | 0 | 0 | 0 | 0 | 0 | 0 | 0 | 0 | 0 | 0 | 0 | 0 | 0 | 0 | 0 | 0 | 0 | 0 | 0 | 0 | 0 | 0 | 0 | 0 | 0 | 0 | 0 | 0 | 0 | 0 | 0 | 0 | 0 | 0 | 0 | 0 | 0 | 0 | 0 | 0 | 885.8401 | 885.8401 | 885.8401 | 885.8401 | 885.8401 | 885.8401 | 885.8401 | 885.8401 | 885.8401 | 885.8401 | 885.8401 | 885.8401 | 885.8401 | 885.8401 | 885.8401 | 885.8401 | 885.8401 | 885.8401 | 885.8401 | 885.8401 | 885.8401 | 885.8401 | 885.8401 | 885.8401 | 885.8401 | 885.8401 | 647.5577 | 647.5577 | 647.5577 | 647.5577 | 647.5577 | 647.5577 | 647.5577 | 647.5577 | 647.5577 | 647.5577 | 647.5577 | 647.5577 | 647.5577 | 647.5577 | 647.5577 | 647.5577 | 647.5577 | 647.5577 | 647.5577 | 647.5577 | 647.5577 | 647.5577 | 647.5577 | 647.5577 | 647.5577 | 647.5577
WA_Industrial_Stone, Clay, and Glass_New_Process_Natural Gas_Gas Boiler - Insulate Steam Lines/Condensate Tank_A | WA | Industrial | Stone, Clay, and Glass | New | Process | Natural Gas | Gas Boiler - Insulate Steam Lines/Condensate Tank | A | IM306 | No insulation | Lines and condenstate tank insulated | 20 | 45.5894 | 0 | 0 | 444.08 | 0 | 0 | 0 | 222.0378 |  | sqft | 30% | 35% | Retrofit | RetroEven20 | 76.5% | TBD | 0.2% | 885.8401 |  | 647.5577 |  | 0.006385 | PGE Workpaper - SWWH017-01 | PGE Workpaper - SWWH017-01 | PGE Workpaper - SWWH017-01 | No insulation | No insulation | No insulation | No insulation | No insulation | No insulation | No insulation | No insulation | No insulation | No insulation | No insulation | No insulation | No insulation | No insulation | No insulation | No insulation | No insulation | No insulation | No insulation | No insulation | No insulation | No insulation | No insulation | No insulation | No insulation | No insulation | No insulation | No insulation | No insulation | No insulation | No insulation | Lines and condenstate tank insulated | Lines and condenstate tank insulated | Lines and condenstate tank insulated | Lines and condenstate tank insulated | Lines and condenstate tank insulated | Lines and condenstate tank insulated | Lines and condenstate tank insulated | Lines and condenstate tank insulated | Lines and condenstate tank insulated | Lines and condenstate tank insulated | Lines and condenstate tank insulated | Lines and condenstate tank insulated | Lines and condenstate tank insulated | Lines and condenstate tank insulated | Lines and condenstate tank insulated | Lines and condenstate tank insulated | Lines and condenstate tank insulated | Lines and condenstate tank insulated | Lines and condenstate tank insulated | Lines and condenstate tank insulated | Lines and condenstate tank insulated | Lines and condenstate tank insulated | Lines and condenstate tank insulated | Lines and condenstate tank insulated | Lines and condenstate tank insulated | Lines and condenstate tank insulated | Lines and condenstate tank insulated | Lines and condenstate tank insulated | Lines and condenstate tank insulated | Lines and condenstate tank insulated | Lines and condenstate tank insulated | 444.08 | 444.08 | 444.08 | 444.08 | 444.08 | 444.08 | 444.08 | 444.08 | 444.08 | 444.08 | 444.08 | 444.08 | 444.08 | 444.08 | 444.08 | 444.08 | 444.08 | 444.08 | 444.08 | 444.08 | 444.08 | 444.08 | 444.08 | 444.08 | 444.08 | 444.08 | 444.08 | 444.08 | 444.08 | 444.08 | 444.08 | 0 | 0 | 0 | 0 | 0 | 45.4846 | 45.3962 | 45.3175 | 45.245 | 45.1766 | 45.1399 | 45.1147 | 45.0983 | 45.0884 | 45.0831 | 45.0818 | 45.083 | 45.0864 | 45.0911 | 45.0965 | 45.1028 | 45.1136 | 45.1234 | 45.1323 | 45.1405 | 45.1573 | 45.1729 | 45.1873 | 45.5894 | 45.5894 | 45.5894 | 0.0034428 | 0.0040708 | 0.0046971 | 0.0053181 | 0.005938 | 0.0065611 | 0.0071771 | 0.0077922 | 0.0084068 | 0.0090123 | 0.0096208 | 0.010224 | 0.010828 | 0.011429 | 0.012025 | 0.012623 | 0.013219 | 0.013813 | 0.014405 | 0.014995 | 0.003418 | 0.0040508 | 0.0046836 | 0.0053586 | 0.0059923 | 0.0066265 | 0.0034428 | 0.0075069 | 0.012191 | 0.01749 | 0.023401 | 0.029943 | 0.037104 | 0.044882 | 0.053279 | 0.062285 | 0.071904 | 0.08213 | 0.092964 | 0.1044 | 0.11644 | 0.12908 | 0.14233 | 0.15617 | 0.17061 | 0.18563 | 0.1857 | 0.18577 | 0.18583 | 0 | 0 | 0 | 0.075691 | 0.089673 | 0.10365 | 0.11754 | 0.13144 | 0.14535 | 0.15909 | 0.17278 | 0.18645 | 0.1999 | 0.21341 | 0.22678 | 0.24016 | 0.25347 | 0.26666 | 0.27986 | 0.29302 | 0.30612 | 0.31917 | 0.33218 | 0.075691 | 0.089673 | 0.10365 | 0.11754 | 0.13144 | 0.14535 | 0.075691 | 0.16536 | 0.26901 | 0.38655 | 0.51799 | 0.66334 | 0.82243 | 0.99521 | 1.1817 | 1.3816 | 1.595 | 1.8218 | 2.0619 | 2.3154 | 2.582 | 2.8619 | 3.1549 | 3.461 | 3.7802 | 4.1124 | 4.1124 | 4.1124 | 4.1124 | 4.1124 | 4.1124 | 4.1124 | 0.0029274 | 0.0034624 | 0.0039961 | 0.0045255 | 0.0050542 | 0.0055853 | 0.0061101 | 0.0066342 | 0.0071577 | 0.0076733 | 0.0081914 | 0.008705 | 0.009219 | 0.0097308 | 0.010238 | 0.010747 | 0.011254 | 0.011759 | 0.012263 | 0.012764 | 0.0029095 | 0.0034479 | 0.0039863 | 0.0045548 | 0.0050934 | 0.0056325 | 0.0029274 | 0.006385 | 0.010372 | 0.014883 | 0.019918 | 0.02549 | 0.031588 | 0.038212 | 0.045363 | 0.053031 | 0.061222 | 0.069928 | 0.079152 | 0.088889 | 0.099137 | 0.10989 | 0.12117 | 0.13295 | 0.14524 | 0.15802 | 0.15807 | 0.15812 | 0.15816 | 0 | 0 | 0 | 0.064338 | 0.076222 | 0.088101 | 0.099909 | 0.11172 | 0.12355 | 0.13522 | 0.14687 | 0.15848 | 0.16992 | 0.1814 | 0.19276 | 0.20413 | 0.21545 | 0.22666 | 0.23788 | 0.24906 | 0.2602 | 0.27129 | 0.28235 | 0.064338 | 0.076222 | 0.088101 | 0.099909 | 0.11172 | 0.12355 | 0.064338 | 0.14056 | 0.22866 | 0.32857 | 0.44029 | 0.56384 | 0.69906 | 0.84593 | 1.0044 | 1.1743 | 1.3557 | 1.5485 | 1.7526 | 1.9681 | 2.1947 | 2.4326 | 2.6817 | 2.9419 | 3.2132 | 3.4955 | 3.4955 | 3.4955 | 3.4955 | 3.4955 | 3.4955 | 3.4955 | 0.0029274 | 0.0034625 | 0.0039962 | 0.0045257 | 0.0050544 | 0.0055855 | 0.0061104 | 0.0066344 | 0.0071579 | 0.0076735 | 0.0081916 | 0.008705 | 0.009219 | 0.0097306 | 0.010238 | 0.010746 | 0.011254 | 0.011759 | 0.012262 | 0.012764 | 0.0029094 | 0.0034479 | 0.0039863 | 0.0045548 | 0.0050934 | 0.0056325 | 0.0029274 | 0.0063851 | 0.010372 | 0.014884 | 0.019919 | 0.025491 | 0.031589 | 0.038214 | 0.045364 | 0.053033 | 0.061223 | 0.069928 | 0.079151 | 0.088888 | 0.099134 | 0.10989 | 0.12117 | 0.13295 | 0.14523 | 0.15802 | 0.15807 | 0.15812 | 0.15816 | 0 | 0 | 0 | 0.064338 | 0.076222 | 0.088101 | 0.099909 | 0.11172 | 0.12355 | 0.13522 | 0.14687 | 0.15848 | 0.16992 | 0.1814 | 0.19276 | 0.20413 | 0.21545 | 0.22666 | 0.23788 | 0.24906 | 0.2602 | 0.27129 | 0.28235 | 0.064338 | 0.076222 | 0.088101 | 0.099909 | 0.11172 | 0.12355 | 0.064338 | 0.14056 | 0.22866 | 0.32857 | 0.44029 | 0.56384 | 0.69906 | 0.84593 | 1.0044 | 1.1743 | 1.3557 | 1.5485 | 1.7526 | 1.9681 | 2.1947 | 2.4326 | 2.6817 | 2.9419 | 3.2132 | 3.4955 | 3.4955 | 3.4955 | 3.4955 | 3.4955 | 3.4955 | 3.4955 | 0.0029274 | 0.0034624 | 0.0039961 | 0.0045255 | 0.0050542 | 0.0055853 | 0.0061101 | 0.0066342 | 0.0071577 | 0.0076733 | 0.0081914 | 0.008705 | 0.009219 | 0.0097308 | 0.010238 | 0.010747 | 0.011254 | 0.011759 | 0.012263 | 0.012764 | 0.0029095 | 0.0034479 | 0.0039863 | 0.0045548 | 0.0050934 | 0.0056325 | 0.0029274 | 0.006385 | 0.010372 | 0.014883 | 0.019918 | 0.02549 | 0.031588 | 0.038212 | 0.045363 | 0.053031 | 0.061222 | 0.069928 | 0.079152 | 0.088889 | 0.099137 | 0.10989 | 0.12117 | 0.13295 | 0.14524 | 0.15802 | 0.15807 | 0.15812 | 0.15816 | 0 | 0 | 0 | 0.064338 | 0.076222 | 0.088101 | 0.099909 | 0.11172 | 0.12355 | 0.13522 | 0.14687 | 0.15848 | 0.16992 | 0.1814 | 0.19276 | 0.20413 | 0.21545 | 0.22666 | 0.23788 | 0.24906 | 0.2602 | 0.27129 | 0.28235 | 0.064338 | 0.076222 | 0.088101 | 0.099909 | 0.11172 | 0.12355 | 0.064338 | 0.14056 | 0.22866 | 0.32857 | 0.44029 | 0.56384 | 0.69906 | 0.84593 | 1.0044 | 1.1743 | 1.3557 | 1.5485 | 1.7526 | 1.9681 | 2.1947 | 2.4326 | 2.6817 | 2.9419 | 3.2132 | 3.4955 | 3.4955 | 3.4955 | 3.4955 | 3.4955 | 3.4955 | 3.4955 | 885.8401 | 885.8401 | 885.8401 | 885.8401 | 885.8401 | 885.8401 | 885.8401 | 885.8401 | 885.8401 | 885.8401 | 885.8401 | 885.8401 | 885.8401 | 885.8401 | 885.8401 | 885.8401 | 885.8401 | 885.8401 | 885.8401 | 885.8401 | 885.8401 | 885.8401 | 885.8401 | 885.8401 | 885.8401 | 885.8401 | 647.5577 | 647.5577 | 647.5577 | 647.5577 | 647.5577 | 647.5577 | 647.5577 | 647.5577 | 647.5577 | 647.5577 | 647.5577 | 647.5577 | 647.5577 | 647.5577 | 647.5577 | 647.5577 | 647.5577 | 647.5577 | 647.5577 | 647.5577 | 647.5577 | 647.5577 | 647.5577 | 647.5577 | 647.5577 | 647.5577
WA_Industrial_Stone, Clay, and Glass_New_Space Heating_Natural Gas_Gas Boiler - Insulate Hot Water Lines_A | WA | Industrial | Stone, Clay, and Glass | New | Space Heating | Natural Gas | Gas Boiler - Insulate Hot Water Lines | A | IM307 | No insulation | Insulated water lines | 20 | 83.0325 | 0 | 0 | 315.29 | 0 | 0 | 0 | 157.6447 |  | sqft | 45% | 50% | Retrofit | RetroEven20 | 76.5% | TBD | 0.2% | 556.4229 |  | 406.7505 |  | 0 | PGE Workpaper - SWWH017-01 | PGE Workpaper - SWWH017-01 | PGE Workpaper - SWWH017-01 | No insulation | No insulation | No insulation | No insulation | No insulation | No insulation | No insulation | No insulation | No insulation | No insulation | No insulation | No insulation | No insulation | No insulation | No insulation | No insulation | No insulation | No insulation | No insulation | No insulation | No insulation | No insulation | No insulation | No insulation | No insulation | No insulation | No insulation | No insulation | No insulation | No insulation | No insulation | Insulated water lines | Insulated water lines | Insulated water lines | Insulated water lines | Insulated water lines | Insulated water lines | Insulated water lines | Insulated water lines | Insulated water lines | Insulated water lines | Insulated water lines | Insulated water lines | Insulated water lines | Insulated water lines | Insulated water lines | Insulated water lines | Insulated water lines | Insulated water lines | Insulated water lines | Insulated water lines | Insulated water lines | Insulated water lines | Insulated water lines | Insulated water lines | Insulated water lines | Insulated water lines | Insulated water lines | Insulated water lines | Insulated water lines | Insulated water lines | Insulated water lines | 315.29 | 315.29 | 315.29 | 315.29 | 315.29 | 315.29 | 315.29 | 315.29 | 315.29 | 315.29 | 315.29 | 315.29 | 315.29 | 315.29 | 315.29 | 315.29 | 315.29 | 315.29 | 315.29 | 315.29 | 315.29 | 315.29 | 315.29 | 315.29 | 315.29 | 315.29 | 315.29 | 315.29 | 315.29 | 315.29 | 315.29 | 0 | 0 | 0 | 0 | 0 | 0 | 0 | 0 | 0 | 0 | 0 | 0 | 0 | 0 | 0 | 0 | 0 | 0 | 0 | 0 | 0 | 0 | 0 | 0 | 0 | 0 | 0 | 0 | 0 | 0 | 0 | 0 | 0 | 0 | 0 | 0 | 0 | 0 | 0 | 0 | 0 | 0 | 0 | 0 | 0 | 0 | 0 | 0 | 0 | 0 | 0 | 0 | 0 | 0 | 0 | 0 | 0 | 0 | 0 | 0 | 0 | 0 | 0 | 0 | 0 | 0 | 0 | 0 | 0 | 0 | 0 | 0 | 0 | 0 | 0 | 0 | 0 | 0 | 0 | 0 | 0 | 0 | 0 | 0 | 0 | 0 | 0 | 0 | 0 | 0 | 0 | 0 | 0 | 0 | 0 | 0 | 0 | 0 | 0 | 0 | 0 | 0 | 0 | 0 | 0 | 0 | 0 | 0 | 0 | 0 | 0 | 0 | 0 | 0 | 0 | 0 | 0 | 0 | 0 | 0 | 0 | 0 | 0 | 0 | 0 | 0 | 0 | 0 | 0 | 0 | 0 | 0 | 0 | 0 | 0 | 0 | 0 | 0 | 0 | 0 | 0 | 0 | 0 | 0 | 0 | 0 | 0 | 0 | 0 | 0 | 0 | 0 | 0 | 0 | 0 | 0 | 0 | 0 | 0 | 0 | 0 | 0 | 0 | 0 | 0 | 0 | 0 | 0 | 0 | 0 | 0 | 0 | 0 | 0 | 0 | 0 | 0 | 0 | 0 | 0 | 0 | 0 | 0 | 0 | 0 | 0 | 0 | 0 | 0 | 0 | 0 | 0 | 0 | 0 | 0 | 0 | 0 | 0 | 0 | 0 | 0 | 0 | 0 | 0 | 0 | 0 | 0 | 0 | 0 | 0 | 0 | 0 | 0 | 0 | 0 | 0 | 0 | 0 | 0 | 0 | 0 | 0 | 0 | 0 | 0 | 0 | 0 | 0 | 0 | 0 | 0 | 0 | 0 | 0 | 0 | 0 | 0 | 0 | 0 | 0 | 0 | 0 | 0 | 0 | 0 | 0 | 0 | 0 | 0 | 0 | 0 | 0 | 0 | 0 | 0 | 0 | 0 | 0 | 0 | 0 | 0 | 0 | 0 | 0 | 0 | 0 | 0 | 0 | 0 | 0 | 0 | 0 | 0 | 0 | 0 | 0 | 0 | 0 | 0 | 0 | 0 | 0 | 0 | 0 | 0 | 0 | 0 | 0 | 0 | 0 | 0 | 0 | 0 | 0 | 0 | 0 | 0 | 0 | 0 | 0 | 0 | 0 | 0 | 0 | 0 | 0 | 0 | 0 | 0 | 0 | 0 | 0 | 0 | 0 | 0 | 0 | 0 | 0 | 0 | 0 | 0 | 0 | 0 | 0 | 0 | 0 | 0 | 0 | 0 | 0 | 0 | 0 | 0 | 0 | 0 | 0 | 0 | 0 | 0 | 0 | 0 | 0 | 0 | 0 | 0 | 0 | 0 | 0 | 0 | 0 | 0 | 0 | 0 | 0 | 0 | 0 | 0 | 0 | 0 | 0 | 0 | 0 | 0 | 0 | 0 | 0 | 0 | 0 | 0 | 0 | 0 | 0 | 0 | 0 | 0 | 0 | 0 | 0 | 0 | 0 | 0 | 0 | 0 | 0 | 0 | 0 | 0 | 0 | 0 | 0 | 0 | 0 | 0 | 0 | 0 | 0 | 0 | 0 | 0 | 0 | 0 | 0 | 0 | 0 | 0 | 0 | 0 | 0 | 0 | 0 | 0 | 0 | 0 | 0 | 0 | 0 | 0 | 0 | 0 | 0 | 0 | 0 | 0 | 0 | 0 | 0 | 0 | 0 | 0 | 0 | 0 | 0 | 0 | 0 | 0 | 0 | 0 | 0 | 0 | 0 | 0 | 0 | 0 | 0 | 0 | 0 | 0 | 556.4229 | 556.4229 | 556.4229 | 556.4229 | 556.4229 | 556.4229 | 556.4229 | 556.4229 | 556.4229 | 556.4229 | 556.4229 | 556.4229 | 556.4229 | 556.4229 | 556.4229 | 556.4229 | 556.4229 | 556.4229 | 556.4229 | 556.4229 | 556.4229 | 556.4229 | 556.4229 | 556.4229 | 556.4229 | 556.4229 | 406.7505 | 406.7505 | 406.7505 | 406.7505 | 406.7505 | 406.7505 | 406.7505 | 406.7505 | 406.7505 | 406.7505 | 406.7505 | 406.7505 | 406.7505 | 406.7505 | 406.7505 | 406.7505 | 406.7505 | 406.7505 | 406.7505 | 406.7505 | 406.7505 | 406.7505 | 406.7505 | 406.7505 | 406.7505 | 406.7505
WA_Industrial_Stone, Clay, and Glass_New_Process_Natural Gas_Gas Boiler - Insulate Hot Water Lines_A | WA | Industrial | Stone, Clay, and Glass | New | Process | Natural Gas | Gas Boiler - Insulate Hot Water Lines | A | IM308 | No insulation | Insulated water lines | 20 | 51.5303 | 0 | 0 | 315.29 | 0 | 0 | 0 | 157.6447 |  | sqft | 45% | 50% | Retrofit | RetroEven20 | 76.5% | TBD | 0.2% | 556.4229 |  | 406.7505 |  | 0.0072173 | PGE Workpaper - SWWH017-01 | PGE Workpaper - SWWH017-01 | PGE Workpaper - SWWH017-01 | No insulation | No insulation | No insulation | No insulation | No insulation | No insulation | No insulation | No insulation | No insulation | No insulation | No insulation | No insulation | No insulation | No insulation | No insulation | No insulation | No insulation | No insulation | No insulation | No insulation | No insulation | No insulation | No insulation | No insulation | No insulation | No insulation | No insulation | No insulation | No insulation | No insulation | No insulation | Insulated water lines | Insulated water lines | Insulated water lines | Insulated water lines | Insulated water lines | Insulated water lines | Insulated water lines | Insulated water lines | Insulated water lines | Insulated water lines | Insulated water lines | Insulated water lines | Insulated water lines | Insulated water lines | Insulated water lines | Insulated water lines | Insulated water lines | Insulated water lines | Insulated water lines | Insulated water lines | Insulated water lines | Insulated water lines | Insulated water lines | Insulated water lines | Insulated water lines | Insulated water lines | Insulated water lines | Insulated water lines | Insulated water lines | Insulated water lines | Insulated water lines | 315.29 | 315.29 | 315.29 | 315.29 | 315.29 | 315.29 | 315.29 | 315.29 | 315.29 | 315.29 | 315.29 | 315.29 | 315.29 | 315.29 | 315.29 | 315.29 | 315.29 | 315.29 | 315.29 | 315.29 | 315.29 | 315.29 | 315.29 | 315.29 | 315.29 | 315.29 | 315.29 | 315.29 | 315.29 | 315.29 | 315.29 | 0 | 0 | 0 | 0 | 0 | 51.4131 | 51.3141 | 51.2261 | 51.1449 | 51.0684 | 51.0276 | 50.9998 | 50.982 | 50.9715 | 50.9662 | 50.9653 | 50.9674 | 50.9718 | 50.9778 | 50.9846 | 50.9923 | 51.0051 | 51.0168 | 51.0276 | 51.0374 | 51.0559 | 51.073 | 51.0889 | 51.5303 | 51.5303 | 51.5303 | 0.0038915 | 0.0046015 | 0.0053095 | 0.0060116 | 0.0067124 | 0.0074169 | 0.0081133 | 0.0088088 | 0.0095037 | 0.010188 | 0.010876 | 0.011558 | 0.012241 | 0.012921 | 0.013595 | 0.014271 | 0.014945 | 0.015617 | 0.016286 | 0.016953 | 0.0038645 | 0.0045799 | 0.0052953 | 0.0060569 | 0.0067731 | 0.00749 | 0.0038915 | 0.0084855 | 0.01378 | 0.01977 | 0.026453 | 0.033849 | 0.041944 | 0.050738 | 0.060231 | 0.070413 | 0.081288 | 0.09285 | 0.1051 | 0.11803 | 0.13164 | 0.14593 | 0.16092 | 0.17657 | 0.19289 | 0.20989 | 0.20996 | 0.21003 | 0.2101 | 0 | 0 | 0 | 0.075691 | 0.089673 | 0.10365 | 0.11754 | 0.13144 | 0.14535 | 0.15909 | 0.17278 | 0.18645 | 0.1999 | 0.21341 | 0.22678 | 0.24016 | 0.25347 | 0.26666 | 0.27986 | 0.29302 | 0.30612 | 0.31917 | 0.33218 | 0.075691 | 0.089673 | 0.10365 | 0.11754 | 0.13144 | 0.14535 | 0.075691 | 0.16536 | 0.26901 | 0.38655 | 0.51799 | 0.66334 | 0.82243 | 0.99521 | 1.1817 | 1.3816 | 1.595 | 1.8218 | 2.0619 | 2.3154 | 2.582 | 2.8619 | 3.1549 | 3.461 | 3.7802 | 4.1124 | 4.1124 | 4.1124 | 4.1124 | 4.1124 | 4.1124 | 4.1124 | 0.0033089 | 0.0039138 | 0.0045171 | 0.0051156 | 0.0057133 | 0.0063137 | 0.0069071 | 0.0074995 | 0.0080914 | 0.0086744 | 0.0092602 | 0.0098409 | 0.010422 | 0.011001 | 0.011575 | 0.012149 | 0.012723 | 0.013294 | 0.013864 | 0.014431 | 0.0032894 | 0.0038981 | 0.0045068 | 0.0051484 | 0.0057572 | 0.0063665 | 0.0033089 | 0.0072173 | 0.011724 | 0.016824 | 0.022516 | 0.028814 | 0.035708 | 0.043197 | 0.05128 | 0.05995 | 0.06921 | 0.079053 | 0.089481 | 0.10049 | 0.11208 | 0.12424 | 0.13699 | 0.15031 | 0.1642 | 0.17866 | 0.17872 | 0.17877 | 0.17881 | 0 | 0 | 0 | 0.064338 | 0.076222 | 0.088101 | 0.099909 | 0.11172 | 0.12355 | 0.13522 | 0.14687 | 0.15848 | 0.16992 | 0.1814 | 0.19276 | 0.20413 | 0.21545 | 0.22666 | 0.23788 | 0.24906 | 0.2602 | 0.27129 | 0.28235 | 0.064338 | 0.076222 | 0.088101 | 0.099909 | 0.11172 | 0.12355 | 0.064338 | 0.14056 | 0.22866 | 0.32857 | 0.44029 | 0.56384 | 0.69906 | 0.84593 | 1.0044 | 1.1743 | 1.3557 | 1.5485 | 1.7526 | 1.9681 | 2.1947 | 2.4326 | 2.6817 | 2.9419 | 3.2132 | 3.4955 | 3.4955 | 3.4955 | 3.4955 | 3.4955 | 3.4955 | 3.4955 | 0.003309 | 0.0039139 | 0.0045172 | 0.0051158 | 0.0057135 | 0.0063139 | 0.0069074 | 0.0074998 | 0.0080917 | 0.0086747 | 0.0092604 | 0.009841 | 0.010422 | 0.011001 | 0.011574 | 0.012149 | 0.012723 | 0.013294 | 0.013863 | 0.014431 | 0.0032893 | 0.003898 | 0.0045067 | 0.0051484 | 0.0057572 | 0.0063665 | 0.003309 | 0.0072175 | 0.011724 | 0.016824 | 0.022516 | 0.028815 | 0.035709 | 0.043198 | 0.051282 | 0.059952 | 0.069211 | 0.079053 | 0.08948 | 0.10049 | 0.11207 | 0.12424 | 0.13699 | 0.15031 | 0.1642 | 0.17866 | 0.17871 | 0.17876 | 0.17881 | 0 | 0 | 0 | 0.064338 | 0.076222 | 0.088101 | 0.099909 | 0.11172 | 0.12355 | 0.13522 | 0.14687 | 0.15848 | 0.16992 | 0.1814 | 0.19276 | 0.20413 | 0.21545 | 0.22666 | 0.23788 | 0.24906 | 0.2602 | 0.27129 | 0.28235 | 0.064338 | 0.076222 | 0.088101 | 0.099909 | 0.11172 | 0.12355 | 0.064338 | 0.14056 | 0.22866 | 0.32857 | 0.44029 | 0.56384 | 0.69906 | 0.84593 | 1.0044 | 1.1743 | 1.3557 | 1.5485 | 1.7526 | 1.9681 | 2.1947 | 2.4326 | 2.6817 | 2.9419 | 3.2132 | 3.4955 | 3.4955 | 3.4955 | 3.4955 | 3.4955 | 3.4955 | 3.4955 | 0.0033089 | 0.0039138 | 0.0045171 | 0.0051156 | 0.0057133 | 0.0063137 | 0.0069071 | 0.0074995 | 0.0080914 | 0.0086744 | 0.0092602 | 0.0098409 | 0.010422 | 0.011001 | 0.011575 | 0.012149 | 0.012723 | 0.013294 | 0.013864 | 0.014431 | 0.0032894 | 0.0038981 | 0.0045068 | 0.0051484 | 0.0057572 | 0.0063665 | 0.0033089 | 0.0072173 | 0.011724 | 0.016824 | 0.022516 | 0.028814 | 0.035708 | 0.043197 | 0.05128 | 0.05995 | 0.06921 | 0.079053 | 0.089481 | 0.10049 | 0.11208 | 0.12424 | 0.13699 | 0.15031 | 0.1642 | 0.17866 | 0.17872 | 0.17877 | 0.17881 | 0 | 0 | 0 | 0.064338 | 0.076222 | 0.088101 | 0.099909 | 0.11172 | 0.12355 | 0.13522 | 0.14687 | 0.15848 | 0.16992 | 0.1814 | 0.19276 | 0.20413 | 0.21545 | 0.22666 | 0.23788 | 0.24906 | 0.2602 | 0.27129 | 0.28235 | 0.064338 | 0.076222 | 0.088101 | 0.099909 | 0.11172 | 0.12355 | 0.064338 | 0.14056 | 0.22866 | 0.32857 | 0.44029 | 0.56384 | 0.69906 | 0.84593 | 1.0044 | 1.1743 | 1.3557 | 1.5485 | 1.7526 | 1.9681 | 2.1947 | 2.4326 | 2.6817 | 2.9419 | 3.2132 | 3.4955 | 3.4955 | 3.4955 | 3.4955 | 3.4955 | 3.4955 | 3.4955 | 556.4229 | 556.4229 | 556.4229 | 556.4229 | 556.4229 | 556.4229 | 556.4229 | 556.4229 | 556.4229 | 556.4229 | 556.4229 | 556.4229 | 556.4229 | 556.4229 | 556.4229 | 556.4229 | 556.4229 | 556.4229 | 556.4229 | 556.4229 | 556.4229 | 556.4229 | 556.4229 | 556.4229 | 556.4229 | 556.4229 | 406.7505 | 406.7505 | 406.7505 | 406.7505 | 406.7505 | 406.7505 | 406.7505 | 406.7505 | 406.7505 | 406.7505 | 406.7505 | 406.7505 | 406.7505 | 406.7505 | 406.7505 | 406.7505 | 406.7505 | 406.7505 | 406.7505 | 406.7505 | 406.7505 | 406.7505 | 406.7505 | 406.7505 | 406.7505 | 406.7505
WA_Industrial_Stone, Clay, and Glass_New_Process_Natural Gas_Process - Insulate Heated Process Fluids_A | WA | Industrial | Stone, Clay, and Glass | New | Process | Natural Gas | Process - Insulate Heated Process Fluids | A | IM309 | No insulation | Insulated process fluid lines | 20 | 1280.913 | 0 | 0 | 444.08 | 0 | 0 | 0 | 222.0378 |  | employee | 5% | 10% | Retrofit | Retro12Med | 84.73% | TBD | 0.2% | 31.5282 |  | 23.0474 |  | 0.39382 | PGE Workpaper - SWWH017-01 | PGE Workpaper - SWWH017-01 | PGE Workpaper - SWWH017-01 | No insulation | No insulation | No insulation | No insulation | No insulation | No insulation | No insulation | No insulation | No insulation | No insulation | No insulation | No insulation | No insulation | No insulation | No insulation | No insulation | No insulation | No insulation | No insulation | No insulation | No insulation | No insulation | No insulation | No insulation | No insulation | No insulation | No insulation | No insulation | No insulation | No insulation | No insulation | Insulated process fluid lines | Insulated process fluid lines | Insulated process fluid lines | Insulated process fluid lines | Insulated process fluid lines | Insulated process fluid lines | Insulated process fluid lines | Insulated process fluid lines | Insulated process fluid lines | Insulated process fluid lines | Insulated process fluid lines | Insulated process fluid lines | Insulated process fluid lines | Insulated process fluid lines | Insulated process fluid lines | Insulated process fluid lines | Insulated process fluid lines | Insulated process fluid lines | Insulated process fluid lines | Insulated process fluid lines | Insulated process fluid lines | Insulated process fluid lines | Insulated process fluid lines | Insulated process fluid lines | Insulated process fluid lines | Insulated process fluid lines | Insulated process fluid lines | Insulated process fluid lines | Insulated process fluid lines | Insulated process fluid lines | Insulated process fluid lines | 444.08 | 444.08 | 444.08 | 444.08 | 444.08 | 444.08 | 444.08 | 444.08 | 444.08 | 444.08 | 444.08 | 444.08 | 444.08 | 444.08 | 444.08 | 444.08 | 444.08 | 444.08 | 444.08 | 444.08 | 444.08 | 444.08 | 444.08 | 444.08 | 444.08 | 444.08 | 444.08 | 444.08 | 444.08 | 444.08 | 444.08 | 0 | 0 | 0 | 0 | 0 | 1280.8475 | 1280.7955 | 1280.7513 | 1280.7156 | 1280.6816 | 1280.6544 | 1280.6373 | 1280.6275 | 1280.6232 | 1280.6225 | 1280.6247 | 1280.6287 | 1280.6342 | 1280.6406 | 1280.6474 | 1280.66 | 1280.6713 | 1280.6816 | 1280.6911 | 1280.6998 | 1280.7078 | 1280.7152 | 1280.7221 | 1280.913 | 1280.913 | 1280.913 | 0.21208 | 0.25124 | 0.29038 | 0.3293 | 0.36823 | 0.36647 | 0.32087 | 0.2788 | 0.24068 | 0.20644 | 0.17631 | 0.14989 | 0.12698 | 0.10722 | 0.090237 | 0.075765 | 0.00054107 | 0.00020188 | 7.1757e-05 | 2.4353e-05 | 0.21205 | 0.25123 | 0.29038 | 0.32935 | 0.36829 | 0.36654 | 0.21208 | 0.46331 | 0.75368 | 1.0829 | 1.4511 | 1.8176 | 2.1384 | 2.4172 | 2.6579 | 2.8643 | 3.0406 | 3.1905 | 3.3175 | 3.4248 | 3.515 | 3.5908 | 3.5914 | 3.5916 | 3.5917 | 3.5918 | 3.5918 | 3.5918 | 3.5918 | 0 | 0 | 0 | 0.16557 | 0.19616 | 0.22673 | 0.25712 | 0.28752 | 0.28616 | 0.25056 | 0.21771 | 0.18794 | 0.1612 | 0.13767 | 0.11704 | 0.099155 | 0.08372 | 0.070462 | 0.059161 | 0.00042249 | 0.00015763 | 5.603e-05 | 1.9015e-05 | 0.16557 | 0.19616 | 0.22673 | 0.25712 | 0.28752 | 0.28616 | 0.16557 | 0.36173 | 0.58846 | 0.84558 | 1.1331 | 1.4193 | 1.6698 | 1.8875 | 2.0755 | 2.2367 | 2.3743 | 2.4914 | 2.5905 | 2.6743 | 2.7447 | 2.8039 | 2.8043 | 2.8045 | 2.8045 | 2.8045 | 2.8045 | 2.8045 | 2.8045 | 2.8045 | 2.8045 | 2.8045 | 0.18027 | 0.21356 | 0.24683 | 0.27991 | 0.313 | 0.31151 | 0.27275 | 0.23699 | 0.20459 | 0.17548 | 0.14987 | 0.12741 | 0.10794 | 0.091136 | 0.076703 | 0.064402 | 0.00045992 | 0.0001716 | 6.0995e-05 | 2.0701e-05 | 0.18025 | 0.21355 | 0.24683 | 0.27994 | 0.31305 | 0.31156 | 0.18027 | 0.39382 | 0.64064 | 0.92053 | 1.2335 | 1.545 | 1.8177 | 2.0547 | 2.2593 | 2.4348 | 2.5846 | 2.712 | 2.82 | 2.9111 | 2.9879 | 3.0523 | 3.0528 | 3.053 | 3.053 | 3.0531 | 3.0531 | 3.0531 | 3.0531 | 0 | 0 | 0 | 0.14074 | 0.16674 | 0.19272 | 0.21855 | 0.2444 | 0.24323 | 0.21297 | 0.18505 | 0.15975 | 0.13702 | 0.11702 | 0.099485 | 0.084282 | 0.071162 | 0.059892 | 0.050287 | 0.00035911 | 0.00013399 | 4.7626e-05 | 1.6163e-05 | 0.14074 | 0.16674 | 0.19272 | 0.21855 | 0.2444 | 0.24323 | 0.14074 | 0.30747 | 0.50019 | 0.71874 | 0.96314 | 1.2064 | 1.4193 | 1.6044 | 1.7641 | 1.9012 | 2.0182 | 2.1177 | 2.202 | 2.2731 | 2.333 | 2.3833 | 2.3837 | 2.3838 | 2.3838 | 2.3839 | 2.3839 | 2.3839 | 2.3839 | 2.3839 | 2.3839 | 2.3839 | 0.18027 | 0.21356 | 0.24683 | 0.27991 | 0.313 | 0.31151 | 0.27275 | 0.23699 | 0.20459 | 0.17548 | 0.14987 | 0.12741 | 0.10794 | 0.091136 | 0.076703 | 0.064402 | 0.00045992 | 0.0001716 | 6.0995e-05 | 2.0701e-05 | 0.18025 | 0.21355 | 0.24683 | 0.27994 | 0.31305 | 0.31156 | 0.18027 | 0.39382 | 0.64064 | 0.92053 | 1.2335 | 1.545 | 1.8177 | 2.0547 | 2.2593 | 2.4348 | 2.5846 | 2.712 | 2.82 | 2.9111 | 2.9879 | 3.0523 | 3.0528 | 3.053 | 3.053 | 3.0531 | 3.0531 | 3.0531 | 3.0531 | 0 | 0 | 0 | 0.14074 | 0.16674 | 0.19272 | 0.21855 | 0.2444 | 0.24323 | 0.21297 | 0.18505 | 0.15975 | 0.13702 | 0.11702 | 0.099485 | 0.084282 | 0.071162 | 0.059892 | 0.050287 | 0.00035911 | 0.00013399 | 4.7626e-05 | 1.6163e-05 | 0.14074 | 0.16674 | 0.19272 | 0.21855 | 0.2444 | 0.24323 | 0.14074 | 0.30747 | 0.50019 | 0.71874 | 0.96314 | 1.2064 | 1.4193 | 1.6044 | 1.7641 | 1.9012 | 2.0182 | 2.1177 | 2.202 | 2.2731 | 2.333 | 2.3833 | 2.3837 | 2.3838 | 2.3838 | 2.3839 | 2.3839 | 2.3839 | 2.3839 | 2.3839 | 2.3839 | 2.3839 | 0.18027 | 0.21356 | 0.24683 | 0.27991 | 0.313 | 0.31151 | 0.27275 | 0.23699 | 0.20459 | 0.17548 | 0.14987 | 0.12741 | 0.10794 | 0.091136 | 0.076703 | 0.064402 | 0.00045992 | 0.0001716 | 6.0995e-05 | 2.0701e-05 | 0.18025 | 0.21355 | 0.24683 | 0.27994 | 0.31305 | 0.31156 | 0.18027 | 0.39382 | 0.64064 | 0.92053 | 1.2335 | 1.545 | 1.8177 | 2.0547 | 2.2593 | 2.4348 | 2.5846 | 2.712 | 2.82 | 2.9111 | 2.9879 | 3.0523 | 3.0528 | 3.053 | 3.053 | 3.0531 | 3.0531 | 3.0531 | 3.0531 | 0 | 0 | 0 | 0.14074 | 0.16674 | 0.19272 | 0.21855 | 0.2444 | 0.24323 | 0.21297 | 0.18505 | 0.15975 | 0.13702 | 0.11702 | 0.099485 | 0.084282 | 0.071162 | 0.059892 | 0.050287 | 0.00035911 | 0.00013399 | 4.7626e-05 | 1.6163e-05 | 0.14074 | 0.16674 | 0.19272 | 0.21855 | 0.2444 | 0.24323 | 0.14074 | 0.30747 | 0.50019 | 0.71874 | 0.96314 | 1.2064 | 1.4193 | 1.6044 | 1.7641 | 1.9012 | 2.0182 | 2.1177 | 2.202 | 2.2731 | 2.333 | 2.3833 | 2.3837 | 2.3838 | 2.3838 | 2.3839 | 2.3839 | 2.3839 | 2.3839 | 2.3839 | 2.3839 | 2.3839 | 31.5282 | 31.5282 | 31.5282 | 31.5282 | 31.5282 | 31.5282 | 31.5282 | 31.5282 | 31.5282 | 31.5282 | 31.5282 | 31.5282 | 31.5282 | 31.5282 | 31.5282 | 31.5282 | 31.5282 | 31.5282 | 31.5282 | 31.5282 | 31.5282 | 31.5282 | 31.5282 | 31.5282 | 31.5282 | 31.5282 | 23.0474 | 23.0474 | 23.0474 | 23.0474 | 23.0474 | 23.0474 | 23.0474 | 23.0474 | 23.0474 | 23.0474 | 23.0474 | 23.0474 | 23.0474 | 23.0474 | 23.0474 | 23.0474 | 23.0474 | 23.0474 | 23.0474 | 23.0474 | 23.0474 | 23.0474 | 23.0474 | 23.0474 | 23.0474 | 23.0474
WA_Industrial_Stone, Clay, and Glass_New_Process_Natural Gas_Process Heat Recovery_A | WA | Industrial | Stone, Clay, and Glass | New | Process | Natural Gas | Process Heat Recovery | A | IM310 | No HR system | HR system installed | 15 | 73.39 | 0 | 0 | 687.24 | 0 | 0 | 0 | 343.6215 |  | hp air | 5% | 50% | Retrofit | Retro12Med | 84.73% | TBD | 0.2% | 982.0255 |  | 746.6508 |  | 0.80941 | MN TRM v3.1 - Exhaust Energy Recovery | WI TRM - Process Exhaust Filtration, 3244 | WI TRM - Compressed Air and Vacuum Pump Heat Recovery, 2257, 4494, 3928, 4629 | No HR system | No HR system | No HR system | No HR system | No HR system | No HR system | No HR system | No HR system | No HR system | No HR system | No HR system | No HR system | No HR system | No HR system | No HR system | No HR system | No HR system | No HR system | No HR system | No HR system | No HR system | No HR system | No HR system | No HR system | No HR system | No HR system | No HR system | No HR system | No HR system | No HR system | No HR system | HR system installed | HR system installed | HR system installed | HR system installed | HR system installed | HR system installed | HR system installed | HR system installed | HR system installed | HR system installed | HR system installed | HR system installed | HR system installed | HR system installed | HR system installed | HR system installed | HR system installed | HR system installed | HR system installed | HR system installed | HR system installed | HR system installed | HR system installed | HR system installed | HR system installed | HR system installed | HR system installed | HR system installed | HR system installed | HR system installed | HR system installed | 687.24 | 687.24 | 687.24 | 687.24 | 687.24 | 687.24 | 687.24 | 687.24 | 687.24 | 687.24 | 687.24 | 687.24 | 687.24 | 687.24 | 687.24 | 687.24 | 687.24 | 687.24 | 687.24 | 687.24 | 687.24 | 687.24 | 687.24 | 687.24 | 687.24 | 687.24 | 687.24 | 687.24 | 687.24 | 687.24 | 687.24 | 0 | 0 | 0 | 0 | 0 | 73.2198 | 73.0763 | 72.9485 | 72.8307 | 72.7197 | 72.6597 | 72.6182 | 72.591 | 72.5743 | 72.5649 | 72.5619 | 72.5631 | 72.5677 | 72.5744 | 72.5824 | 72.5917 | 72.6083 | 72.6232 | 72.6368 | 72.6492 | 72.6769 | 72.7026 | 72.7265 | 0 | 0 | 0 | 0.43644 | 0.51605 | 0.59542 | 0.67414 | 0.75271 | 0.74852 | 0.65502 | 0.56892 | 0.49103 | 0.42111 | 0.35963 | 0.30574 | 0.25904 | 0.21873 | 0.18411 | 0.43269 | 0.51274 | 0.59277 | 0.67235 | 0.75198 | 0.7487 | 0.65579 | 0.56998 | 0 | 0 | 0 | 0.43644 | 0.95163 | 1.5454 | 2.217 | 2.9664 | 3.7124 | 4.3653 | 4.9326 | 5.4225 | 5.8429 | 6.2023 | 6.5082 | 6.7676 | 6.987 | 7.1719 | 7.1728 | 7.1744 | 7.1759 | 7.1772 | 7.1785 | 7.1812 | 7.1837 | 7.1861 | 0 | 0 | 0 | 5.9607 | 7.0618 | 8.1623 | 9.2563 | 10.3508 | 10.3017 | 9.0201 | 7.8374 | 6.7659 | 5.8033 | 4.9562 | 4.2135 | 3.5696 | 3.0139 | 2.5366 | 5.9607 | 7.0618 | 8.1623 | 9.2563 | 10.3508 | 10.3017 | 9.0201 | 7.8374 | 6.7659 | 5.8033 | 4.9562 | 5.9607 | 13.0224 | 21.1847 | 30.4409 | 40.7918 | 51.0935 | 60.1136 | 67.951 | 74.7169 | 80.5202 | 85.4764 | 89.6899 | 93.2595 | 96.2734 | 98.81 | 98.81 | 98.81 | 98.81 | 98.81 | 98.81 | 98.81 | 98.81 | 98.81 | 98.81 | 98.81 | 98.81 | 0.3711 | 0.43892 | 0.50657 | 0.57368 | 0.64069 | 0.6372 | 0.55766 | 0.48438 | 0.41808 | 0.35855 | 0.30621 | 0.26032 | 0.22055 | 0.18624 | 0.15676 | 0.3684 | 0.43653 | 0.50465 | 0.57238 | 0.64016 | 0.63733 | 0.55821 | 0.48515 | 0 | 0 | 0 | 0.3711 | 0.80941 | 1.3148 | 1.8866 | 2.5249 | 3.1603 | 3.7164 | 4.1996 | 4.6169 | 4.9749 | 5.281 | 5.5414 | 5.7622 | 5.9489 | 6.1062 | 6.1069 | 6.1081 | 6.1092 | 6.1101 | 6.111 | 6.113 | 6.1148 | 6.1165 | 0 | 0 | 0 | 5.0666 | 6.0025 | 6.9379 | 7.8678 | 8.7982 | 8.7565 | 7.6671 | 6.6618 | 5.751 | 4.9328 | 4.2128 | 3.5814 | 3.0342 | 2.5618 | 2.1561 | 5.0666 | 6.0025 | 6.9379 | 7.8678 | 8.7982 | 8.7565 | 7.6671 | 6.6618 | 5.751 | 4.9328 | 4.2128 | 5.0666 | 11.0691 | 18.007 | 25.8748 | 34.673 | 43.4295 | 51.0966 | 57.7583 | 63.5094 | 68.4421 | 72.6549 | 76.2364 | 79.2705 | 81.8324 | 83.9885 | 83.9885 | 83.9885 | 83.9885 | 83.9885 | 83.9885 | 83.9885 | 83.9885 | 83.9885 | 83.9885 | 83.9885 | 83.9885 | 0 | 0 | 0 | 0 | 0 | 0 | 0 | 0 | 0 | 0 | 0 | 0 | 0 | 0 | 0 | 0 | 0 | 0 | 0 | 0 | 0 | 0 | 0 | 0 | 0 | 0 | 0 | 0 | 0 | 0 | 0 | 0 | 0 | 0 | 0 | 0 | 0 | 0 | 0 | 0 | 0 | 0 | 0 | 0 | 0 | 0 | 0 | 0 | 0 | 0 | 0 | 0 | 0 | 0 | 0 | 0 | 0 | 0 | 0 | 0 | 0 | 0 | 0 | 0 | 0 | 0 | 0 | 0 | 0 | 0 | 0 | 0 | 0 | 0 | 0 | 0 | 0 | 0 | 0 | 0 | 0 | 0 | 0 | 0 | 0 | 0 | 0 | 0 | 0 | 0 | 0 | 0 | 0 | 0 | 0 | 0 | 0 | 0 | 0 | 0 | 0 | 0 | 0 | 0 | 0.3711 | 0.43892 | 0.50657 | 0.57368 | 0.64069 | 0.6372 | 0.55766 | 0.48438 | 0.41808 | 0.35855 | 0.30621 | 0.26032 | 0.22055 | 0.18624 | 0.15676 | 0.3684 | 0.43653 | 0.50465 | 0.57238 | 0.64016 | 0.63733 | 0.55821 | 0.48515 | 0 | 0 | 0 | 0.3711 | 0.80941 | 1.3148 | 1.8866 | 2.5249 | 3.1603 | 3.7164 | 4.1996 | 4.6169 | 4.9749 | 5.281 | 5.5414 | 5.7622 | 5.9489 | 6.1062 | 6.1069 | 6.1081 | 6.1092 | 6.1101 | 6.111 | 6.113 | 6.1148 | 6.1165 | 0 | 0 | 0 | 5.0666 | 6.0025 | 6.9379 | 7.8678 | 8.7982 | 8.7565 | 7.6671 | 6.6618 | 5.751 | 4.9328 | 4.2128 | 3.5814 | 3.0342 | 2.5618 | 2.1561 | 5.0666 | 6.0025 | 6.9379 | 7.8678 | 8.7982 | 8.7565 | 7.6671 | 6.6618 | 5.751 | 4.9328 | 4.2128 | 5.0666 | 11.0691 | 18.007 | 25.8748 | 34.673 | 43.4295 | 51.0966 | 57.7583 | 63.5094 | 68.4421 | 72.6549 | 76.2364 | 79.2705 | 81.8324 | 83.9885 | 83.9885 | 83.9885 | 83.9885 | 83.9885 | 83.9885 | 83.9885 | 83.9885 | 83.9885 | 83.9885 | 83.9885 | 83.9885 | 982.0255 | 982.0255 | 982.0255 | 982.0255 | 982.0255 | 982.0255 | 982.0255 | 982.0255 | 982.0255 | 982.0255 | 982.0255 | 982.0255 | 982.0255 | 982.0255 | 982.0255 | 982.0255 | 982.0255 | 982.0255 | 982.0255 | 982.0255 | 982.0255 | 982.0255 | 982.0255 | 0 | 0 | 0 | 746.6508 | 746.6508 | 746.6508 | 746.6508 | 746.6508 | 746.6508 | 746.6508 | 746.6508 | 746.6508 | 746.6508 | 746.6508 | 746.6508 | 746.6508 | 746.6508 | 746.6508 | 746.6508 | 746.6508 | 746.6508 | 746.6508 | 746.6508 | 746.6508 | 746.6508 | 746.6508 | 0 | 0 | 0
WA_Industrial_Stone, Clay, and Glass_New_Space Heating_Natural Gas_Building Automation System_A | WA | Industrial | Stone, Clay, and Glass | New | Space Heating | Natural Gas | Building Automation System | A | IM311 | No control system | Automation system installed and programmed | 15 | 0.01486 | 0 | 0 | 0.09 | 0.03 | 0 | 0 | 0.04595 |  | sqft | 5% | 65% | Retrofit | Retro1Slow | 81.8% | TBD | 0.2% | 2818.0396 |  | 519.9207 |  | 0.00028085 | COM_EMS-All-XCELCO-2017-18-3 | BEHAV_EIS-All-CPUC-2018_PG-10 | COM_EMS-All-XCELCO-2017-18-3 | No control system | No control system | No control system | No control system | No control system | No control system | No control system | No control system | No control system | No control system | No control system | No control system | No control system | No control system | No control system | No control system | No control system | No control system | No control system | No control system | No control system | No control system | No control system | No control system | No control system | No control system | No control system | No control system | No control system | No control system | No control system | Automation system installed and programmed | Automation system installed and programmed | Automation system installed and programmed | Automation system installed and programmed | Automation system installed and programmed | Automation system installed and programmed | Automation system installed and programmed | Automation system installed and programmed | Automation system installed and programmed | Automation system installed and programmed | Automation system installed and programmed | Automation system installed and programmed | Automation system installed and programmed | Automation system installed and programmed | Automation system installed and programmed | Automation system installed and programmed | Automation system installed and programmed | Automation system installed and programmed | Automation system installed and programmed | Automation system installed and programmed | Automation system installed and programmed | Automation system installed and programmed | Automation system installed and programmed | Automation system installed and programmed | Automation system installed and programmed | Automation system installed and programmed | Automation system installed and programmed | Automation system installed and programmed | Automation system installed and programmed | Automation system installed and programmed | Automation system installed and programmed | 0.09 | 0.09 | 0.09 | 0.09 | 0.09 | 0.09 | 0.09 | 0.09 | 0.09 | 0.09 | 0.09 | 0.09 | 0.09 | 0.09 | 0.09 | 0.09 | 0.09 | 0.09 | 0.09 | 0.09 | 0.09 | 0.09 | 0.09 | 0.09 | 0.09 | 0.09 | 0.09 | 0.09 | 0.09 | 0.09 | 0.09 | 0 | 0 | 0 | 0 | 0 | 0.014228 | 0.013801 | 0.013488 | 0.01325 | 0.013061 | 0.012912 | 0.012738 | 0.012556 | 0.012377 | 0.012203 | 0.01205 | 0.011913 | 0.011899 | 0.011816 | 0.011757 | 0.011716 | 0.01168 | 0.011666 | 0.011664 | 0.011669 | 0.011678 | 0.011687 | 0.011697 | 0 | 0 | 0 | 9.7625e-05 | 0.00022425 | 0.00044978 | 0.00081504 | 0.0013637 | 0.0021352 | 0.0031362 | 0.0043526 | 0.0057263 | 0.0071383 | 0.0084421 | 0.0094356 | 0.010022 | 0.0099016 | 0.009113 | 0.0078814 | 0.0062909 | 0.0045448 | 0.0030269 | 0.0020553 | 0.0019311 | 0.0028773 | 0.0040547 | 0 | 0 | 0 | 9.7625e-05 | 0.00031894 | 0.0007615 | 0.0015631 | 0.0029045 | 0.0050067 | 0.0080756 | 0.012313 | 0.017863 | 0.024751 | 0.032881 | 0.041945 | 0.051915 | 0.061457 | 0.070263 | 0.077814 | 0.083678 | 0.087738 | 0.090031 | 0.090902 | 0.090972 | 0.091043 | 0.091123 | 0 | 0 | 0 | 6.8615 | 16.2493 | 33.3475 | 61.5147 | 104.4123 | 165.3676 | 246.2008 | 346.6447 | 462.6582 | 584.9466 | 700.6031 | 792.0199 | 842.2377 | 837.9503 | 775.0858 | 672.7317 | 538.6166 | 389.5597 | 259.4976 | 176.1351 | 165.3676 | 246.2008 | 346.6447 | 462.6582 | 584.9466 | 700.6031 | 6.8615 | 23.1108 | 56.4583 | 117.973 | 222.3853 | 387.7528 | 633.9537 | 980.5984 | 1443.2565 | 2028.2031 | 2728.8062 | 3520.8262 | 4363.0639 | 5201.0142 | 5976.1 | 6641.9702 | 7164.3375 | 7520.5497 | 7718.5326 | 7790.2554 | 7790.2554 | 7790.2554 | 7790.2554 | 7790.2554 | 7790.2554 | 7790.2554 | 8.4802e-05 | 0.00019746 | 0.00039953 | 0.00072791 | 0.0012217 | 0.0019157 | 0.0028178 | 0.0039156 | 0.005156 | 0.0064316 | 0.007609 | 0.0085059 | 0.0089596 | 0.0087997 | 0.0080582 | 0.0069405 | 0.0055227 | 0.0039807 | 0.0026456 | 0.0017932 | 0.0016825 | 0.002504 | 0.0035255 | 0 | 0 | 0 | 8.4802e-05 | 0.00028085 | 0.00067642 | 0.001396 | 0.0026021 | 0.0044918 | 0.0072558 | 0.011076 | 0.016084 | 0.0223 | 0.029637 | 0.037812 | 0.046414 | 0.054618 | 0.062131 | 0.068525 | 0.073459 | 0.076848 | 0.078692 | 0.079313 | 0.079258 | 0.07923 | 0.079229 | 0 | 0 | 0 | 5.8323 | 13.8119 | 28.3454 | 52.2875 | 88.7504 | 140.5624 | 209.2707 | 294.648 | 393.2594 | 497.2046 | 595.5126 | 673.2169 | 715.9021 | 712.2577 | 658.8229 | 571.822 | 457.8241 | 331.1257 | 220.573 | 149.7148 | 140.5624 | 209.2707 | 294.648 | 393.2594 | 497.2046 | 595.5126 | 5.8323 | 19.6442 | 47.9895 | 100.277 | 189.0275 | 329.5899 | 538.8606 | 833.5086 | 1226.768 | 1723.9727 | 2319.4853 | 2992.7022 | 3708.6043 | 4420.8621 | 5079.685 | 5645.6747 | 6089.6869 | 6392.4673 | 6560.7527 | 6621.7171 | 6621.7171 | 6621.7171 | 6621.7171 | 6621.7171 | 6621.7171 | 6621.7171 | 8.4802e-05 | 0.00019746 | 0.00039953 | 0.00072791 | 0.0012217 | 0.0019157 | 0.0028178 | 0.0039156 | 0.005156 | 0.0064316 | 0.007609 | 0.0085059 | 0.0089596 | 0.0087997 | 0.0080582 | 0.0069405 | 0.0055227 | 0.0039807 | 0.0026456 | 0.0017932 | 0.0016825 | 0.002504 | 0.0035255 | 0 | 0 | 0 | 8.4802e-05 | 0.00028085 | 0.00067642 | 0.001396 | 0.0026021 | 0.0044918 | 0.0072558 | 0.011076 | 0.016084 | 0.0223 | 0.029637 | 0.037812 | 0.046414 | 0.054618 | 0.062131 | 0.068525 | 0.073459 | 0.076848 | 0.078692 | 0.079313 | 0.079258 | 0.07923 | 0.079229 | 0 | 0 | 0 | 5.8323 | 13.8119 | 28.3454 | 52.2875 | 88.7504 | 140.5624 | 209.2707 | 294.648 | 393.2594 | 497.2046 | 595.5126 | 673.2169 | 715.9021 | 712.2577 | 658.8229 | 571.822 | 457.8241 | 331.1257 | 220.573 | 149.7148 | 140.5624 | 209.2707 | 294.648 | 393.2594 | 497.2046 | 595.5126 | 5.8323 | 19.6442 | 47.9895 | 100.277 | 189.0275 | 329.5899 | 538.8606 | 833.5086 | 1226.768 | 1723.9727 | 2319.4853 | 2992.7022 | 3708.6043 | 4420.8621 | 5079.685 | 5645.6747 | 6089.6869 | 6392.4673 | 6560.7527 | 6621.7171 | 6621.7171 | 6621.7171 | 6621.7171 | 6621.7171 | 6621.7171 | 6621.7171 | 8.4802e-05 | 0.00019746 | 0.00039953 | 0.00072791 | 0.0012217 | 0.0019157 | 0.0028178 | 0.0039156 | 0.005156 | 0.0064316 | 0.007609 | 0.0085059 | 0.0089596 | 0.0087997 | 0.0080582 | 0.0069405 | 0.0055227 | 0.0039807 | 0.0026456 | 0.0017932 | 0.0016825 | 0.002504 | 0.0035255 | 0 | 0 | 0 | 8.4802e-05 | 0.00028085 | 0.00067642 | 0.001396 | 0.0026021 | 0.0044918 | 0.0072558 | 0.011076 | 0.016084 | 0.0223 | 0.029637 | 0.037812 | 0.046414 | 0.054618 | 0.062131 | 0.068525 | 0.073459 | 0.076848 | 0.078692 | 0.079313 | 0.079258 | 0.07923 | 0.079229 | 0 | 0 | 0 | 5.8323 | 13.8119 | 28.3454 | 52.2875 | 88.7504 | 140.5624 | 209.2707 | 294.648 | 393.2594 | 497.2046 | 595.5126 | 673.2169 | 715.9021 | 712.2577 | 658.8229 | 571.822 | 457.8241 | 331.1257 | 220.573 | 149.7148 | 140.5624 | 209.2707 | 294.648 | 393.2594 | 497.2046 | 595.5126 | 5.8323 | 19.6442 | 47.9895 | 100.277 | 189.0275 | 329.5899 | 538.8606 | 833.5086 | 1226.768 | 1723.9727 | 2319.4853 | 2992.7022 | 3708.6043 | 4420.8621 | 5079.685 | 5645.6747 | 6089.6869 | 6392.4673 | 6560.7527 | 6621.7171 | 6621.7171 | 6621.7171 | 6621.7171 | 6621.7171 | 6621.7171 | 6621.7171 | 2667.5714 | 2702.4849 | 2728.5497 | 2748.6555 | 2764.729 | 2777.8761 | 2793.4155 | 2809.9148 | 2826.3792 | 2842.4849 | 2855.2691 | 2865.423 | 2873.5457 | 2886.5095 | 2896.1028 | 2903.0765 | 2908.5592 | 2908.5592 | 2908.5592 | 2908.5592 | 2908.5592 | 2908.5592 | 2908.5592 | 0 | 0 | 0 | 492.1598 | 498.6012 | 503.4101 | 507.1195 | 510.0851 | 512.5107 | 515.3776 | 518.4217 | 521.4594 | 524.4308 | 526.7895 | 528.6628 | 530.1615 | 532.5533 | 534.3232 | 535.6098 | 536.6214 | 536.6214 | 536.6214 | 536.6214 | 536.6214 | 536.6214 | 536.6214 | 0 | 0 | 0
WA_Industrial_Stone, Clay, and Glass_New_Space Heating_Natural Gas_Steam System Efficiency Improvements_A | WA | Industrial | Stone, Clay, and Glass | New | Space Heating | Natural Gas | Steam System Efficiency Improvements | A | IM312 | Average system efficiency | Optimized system | 5 | 0.13322 | 0 | 0 | 0.11 | 0 | 0 | 0 | 0.05645 |  | sqft | 30% | 60% | Retrofit | Retro1Slow | 81.8% | TBD | 0.2% | 85004.1299 |  | 75331.6415 |  | 0 | AEG Research | DOE - Improving Steam System Performance: A Sourcebook for Industry, Second Edition. October 2012. | DOE - Improving Steam System Performance: A Sourcebook for Industry, Second Edition. October 2012. | Average system efficiency | Average system efficiency | Average system efficiency | Average system efficiency | Average system efficiency | Average system efficiency | Average system efficiency | Average system efficiency | Average system efficiency | Average system efficiency | Average system efficiency | Average system efficiency | Average system efficiency | Average system efficiency | Average system efficiency | Average system efficiency | Average system efficiency | Average system efficiency | Average system efficiency | Average system efficiency | Average system efficiency | Average system efficiency | Average system efficiency | Average system efficiency | Average system efficiency | Average system efficiency | Average system efficiency | Average system efficiency | Average system efficiency | Average system efficiency | Average system efficiency | Optimized system | Optimized system | Optimized system | Optimized system | Optimized system | Optimized system | Optimized system | Optimized system | Optimized system | Optimized system | Optimized system | Optimized system | Optimized system | Optimized system | Optimized system | Optimized system | Optimized system | Optimized system | Optimized system | Optimized system | Optimized system | Optimized system | Optimized system | Optimized system | Optimized system | Optimized system | Optimized system | Optimized system | Optimized system | Optimized system | Optimized system | 0.11 | 0.11 | 0.11 | 0.11 | 0.11 | 0.11 | 0.11 | 0.11 | 0.11 | 0.11 | 0.11 | 0.11 | 0.11 | 0.11 | 0.11 | 0.11 | 0.11 | 0.11 | 0.11 | 0.11 | 0.11 | 0.11 | 0.11 | 0.11 | 0.11 | 0.11 | 0.11 | 0.11 | 0.11 | 0.11 | 0.11 | 0 | 0 | 0 | 0 | 0 | 0 | 0 | 0 | 0 | 0 | 0 | 0 | 0 | 0 | 0 | 0 | 0 | 0 | 0 | 0 | 0 | 0 | 0 | 0 | 0 | 0 | 0 | 0 | 0 | 0 | 0 | 0 | 0 | 0 | 0 | 0 | 0 | 0 | 0 | 0 | 0 | 0 | 0 | 0 | 0 | 0 | 0 | 0 | 0 | 0 | 0 | 0 | 0 | 0 | 0 | 0 | 0 | 0 | 0 | 0 | 0 | 0 | 0 | 0 | 0 | 0 | 0 | 0 | 0 | 0 | 0 | 0 | 0 | 0 | 0 | 0 | 0 | 0 | 0 | 0 | 0 | 0 | 0 | 0 | 0 | 0 | 0 | 0 | 0 | 0 | 0 | 0 | 0 | 0 | 0 | 0 | 0 | 0 | 0 | 0 | 0 | 0 | 0 | 0 | 0 | 0 | 0 | 0 | 0 | 0 | 0 | 0 | 0 | 0 | 0 | 0 | 0 | 0 | 0 | 0 | 0 | 0 | 0 | 0 | 0 | 0 | 0 | 0 | 0 | 0 | 0 | 0 | 0 | 0 | 0 | 0 | 0 | 0 | 0 | 0 | 0 | 0 | 0 | 0 | 0 | 0 | 0 | 0 | 0 | 0 | 0 | 0 | 0 | 0 | 0 | 0 | 0 | 0 | 0 | 0 | 0 | 0 | 0 | 0 | 0 | 0 | 0 | 0 | 0 | 0 | 0 | 0 | 0 | 0 | 0 | 0 | 0 | 0 | 0 | 0 | 0 | 0 | 0 | 0 | 0 | 0 | 0 | 0 | 0 | 0 | 0 | 0 | 0 | 0 | 0 | 0 | 0 | 0 | 0 | 0 | 0 | 0 | 0 | 0 | 0 | 0 | 0 | 0 | 0 | 0 | 0 | 0 | 0 | 0 | 0 | 0 | 0 | 0 | 0 | 0 | 0 | 0 | 0 | 0 | 0 | 0 | 0 | 0 | 0 | 0 | 0 | 0 | 0 | 0 | 0 | 0 | 0 | 0 | 0 | 0 | 0 | 0 | 0 | 0 | 0 | 0 | 0 | 0 | 0 | 0 | 0 | 0 | 0 | 0 | 0 | 0 | 0 | 0 | 0 | 0 | 0 | 0 | 0 | 0 | 0 | 0 | 0 | 0 | 0 | 0 | 0 | 0 | 0 | 0 | 0 | 0 | 0 | 0 | 0 | 0 | 0 | 0 | 0 | 0 | 0 | 0 | 0 | 0 | 0 | 0 | 0 | 0 | 0 | 0 | 0 | 0 | 0 | 0 | 0 | 0 | 0 | 0 | 0 | 0 | 0 | 0 | 0 | 0 | 0 | 0 | 0 | 0 | 0 | 0 | 0 | 0 | 0 | 0 | 0 | 0 | 0 | 0 | 0 | 0 | 0 | 0 | 0 | 0 | 0 | 0 | 0 | 0 | 0 | 0 | 0 | 0 | 0 | 0 | 0 | 0 | 0 | 0 | 0 | 0 | 0 | 0 | 0 | 0 | 0 | 0 | 0 | 0 | 0 | 0 | 0 | 0 | 0 | 0 | 0 | 0 | 0 | 0 | 0 | 0 | 0 | 0 | 0 | 0 | 0 | 0 | 0 | 0 | 0 | 0 | 0 | 0 | 0 | 0 | 0 | 0 | 0 | 0 | 0 | 0 | 0 | 0 | 0 | 0 | 0 | 0 | 0 | 0 | 0 | 0 | 0 | 0 | 0 | 0 | 0 | 0 | 0 | 0 | 0 | 0 | 0 | 0 | 0 | 0 | 0 | 0 | 0 | 0 | 0 | 0 | 0 | 0 | 0 | 0 | 0 | 0 | 0 | 0 | 0 | 0 | 0 | 0 | 0 | 0 | 0 | 0 | 0 | 0 | 0 | 0 | 0 | 0 | 0 | 0 | 0 | 0 | 0 | 0 | 0 | 0 | 0 | 0 | 0 | 85004.1299 | 85004.1299 | 85004.1299 | 85004.1299 | 85004.1299 | 85004.1299 | 85004.1299 | 85004.1299 | 85004.1299 | 85004.1299 | 85004.1299 | 85004.1299 | 85004.1299 | 85004.1299 | 85004.1299 | 85004.1299 | 85004.1299 | 85004.1299 | 85004.1299 | 85004.1299 | 85004.1299 | 85004.1299 | 85004.1299 | 85004.1299 | 85004.1299 | 85004.1299 | 75331.6415 | 75331.6415 | 75331.6415 | 75331.6415 | 75331.6415 | 75331.6415 | 75331.6415 | 75331.6415 | 75331.6415 | 75331.6415 | 75331.6415 | 75331.6415 | 75331.6415 | 75331.6415 | 75331.6415 | 75331.6415 | 75331.6415 | 75331.6415 | 75331.6415 | 75331.6415 | 75331.6415 | 75331.6415 | 75331.6415 | 75331.6415 | 75331.6415 | 75331.6415
WA_Industrial_Stone, Clay, and Glass_New_Process_Natural Gas_Steam System Efficiency Improvements_A | WA | Industrial | Stone, Clay, and Glass | New | Process | Natural Gas | Steam System Efficiency Improvements | A | IM313 | Average system efficiency | Optimized system | 5 | 0.082679 | 0 | 0 | 32.66 | 0 | 0 | 0 | 16.3301 |  | sqft | 30% | 60% | Retrofit | Retro1Slow | 81.8% | TBD | 0.2% | 85004.1299 |  | 75331.6415 |  | 5.4711e-06 | AEG Research | DOE - Improving Steam System Performance: A Sourcebook for Industry, Second Edition. October 2012. | DOE - Improving Steam System Performance: A Sourcebook for Industry, Second Edition. October 2012. | Average system efficiency | Average system efficiency | Average system efficiency | Average system efficiency | Average system efficiency | Average system efficiency | Average system efficiency | Average system efficiency | Average system efficiency | Average system efficiency | Average system efficiency | Average system efficiency | Average system efficiency | Average system efficiency | Average system efficiency | Average system efficiency | Average system efficiency | Average system efficiency | Average system efficiency | Average system efficiency | Average system efficiency | Average system efficiency | Average system efficiency | Average system efficiency | Average system efficiency | Average system efficiency | Average system efficiency | Average system efficiency | Average system efficiency | Average system efficiency | Average system efficiency | Optimized system | Optimized system | Optimized system | Optimized system | Optimized system | Optimized system | Optimized system | Optimized system | Optimized system | Optimized system | Optimized system | Optimized system | Optimized system | Optimized system | Optimized system | Optimized system | Optimized system | Optimized system | Optimized system | Optimized system | Optimized system | Optimized system | Optimized system | Optimized system | Optimized system | Optimized system | Optimized system | Optimized system | Optimized system | Optimized system | Optimized system | 32.66 | 32.66 | 32.66 | 32.66 | 32.66 | 32.66 | 32.66 | 32.66 | 32.66 | 32.66 | 32.66 | 32.66 | 32.66 | 32.66 | 32.66 | 32.66 | 32.66 | 32.66 | 32.66 | 32.66 | 32.66 | 32.66 | 32.66 | 32.66 | 32.66 | 32.66 | 32.66 | 32.66 | 32.66 | 32.66 | 32.66 | 0 | 0 | 0 | 0 | 0 | 0.082274 | 0.081933 | 0.08163 | 0.081351 | 0.081088 | 0.080909 | 0.080791 | 0.080718 | 0.080678 | 0.08066 | 0.080662 | 0.080675 | 0.080699 | 0.080729 | 0.080762 | 0.08082 | 0.080881 | 0.080937 | 0.080988 | 0.081034 | 0.081096 | 0.081152 | 0.081205 | 0.082679 | 0.082679 | 0.082679 | 1.9163e-06 | 4.5195e-06 | 9.2407e-06 | 1.6988e-05 | 2.8741e-05 | 4.542e-05 | 6.7522e-05 | 9.4984e-05 | 0.00012671 | 0.00016017 | 0.00019184 | 0.00021691 | 0.00023073 | 0.00022964 | 0.0002125 | 0.00019221 | 0.00021746 | 0.00023141 | 0.00023037 | 0.00021321 | 0.00019287 | 0.00021819 | 0.00023217 | 0.00023518 | 0.00021754 | 0.00019663 | 1.9163e-06 | 6.4279e-06 | 1.5645e-05 | 3.2579e-05 | 6.1215e-05 | 0.00010461 | 0.00016753 | 0.00025322 | 0.00036296 | 0.00049446 | 0.00064102 | 0.00079061 | 0.00092661 | 0.0010298 | 0.0010824 | 0.0010831 | 0.0010839 | 0.0010847 | 0.0010854 | 0.001086 | 0.0010868 | 0.0010876 | 0.0010883 | 0 | 0 | 0 | 0.023292 | 0.055161 | 0.1132 | 0.20882 | 0.35444 | 0.56136 | 0.83577 | 1.1767 | 1.5706 | 1.9857 | 2.3783 | 2.6886 | 2.8591 | 2.8445 | 2.6311 | 2.3783 | 2.6886 | 2.8591 | 2.8445 | 2.6311 | 2.3783 | 2.6886 | 2.8591 | 2.8445 | 2.6311 | 2.3783 | 0.023292 | 0.078453 | 0.19166 | 0.40048 | 0.75492 | 1.293 | 2.0736 | 3.1371 | 4.4989 | 6.1301 | 7.9471 | 9.7999 | 11.4823 | 12.7563 | 13.4017 | 13.4017 | 13.4017 | 13.4017 | 13.4017 | 13.4017 | 13.4017 | 13.4017 | 13.4017 | 13.4017 | 13.4017 | 13.4017 | 1.6301e-06 | 3.8468e-06 | 7.8697e-06 | 1.4475e-05 | 2.4501e-05 | 3.8733e-05 | 5.7594e-05 | 8.1028e-05 | 0.0001081 | 0.00013665 | 0.00016367 | 0.00018505 | 0.00019683 | 0.00019589 | 0.00018126 | 0.00016394 | 0.00018545 | 0.00019733 | 0.00019643 | 0.00018178 | 0.00016442 | 0.00018598 | 0.00019788 | 0.00019991 | 0.00018491 | 0.00016714 | 1.6301e-06 | 5.4711e-06 | 1.3324e-05 | 2.776e-05 | 5.2185e-05 | 8.9213e-05 | 0.00014289 | 0.00021602 | 0.00030966 | 0.00042186 | 0.0005469 | 0.00067451 | 0.0007905 | 0.00087848 | 0.00092326 | 0.00092381 | 0.0009244 | 0.00092495 | 0.00092544 | 0.00092589 | 0.00092649 | 0.00092704 | 0.00092755 | 0 | 0 | 0 | 0.019798 | 0.046887 | 0.096223 | 0.1775 | 0.30128 | 0.47716 | 0.7104 | 1.0002 | 1.335 | 1.6878 | 2.0216 | 2.2853 | 2.4302 | 2.4179 | 2.2365 | 2.0216 | 2.2853 | 2.4302 | 2.4179 | 2.2365 | 2.0216 | 2.2853 | 2.4302 | 2.4179 | 2.2365 | 2.0216 | 0.019798 | 0.066685 | 0.16291 | 0.34041 | 0.64168 | 1.099 | 1.7626 | 2.6666 | 3.824 | 5.2106 | 6.755 | 8.3299 | 9.7599 | 10.8428 | 11.3915 | 11.3915 | 11.3915 | 11.3915 | 11.3915 | 11.3915 | 11.3915 | 11.3915 | 11.3915 | 11.3915 | 11.3915 | 11.3915 | 0 | 0 | 0 | 0 | 0 | 0 | 0 | 0 | 0 | 0 | 0 | 0 | 0 | 0 | 0 | 0 | 0 | 0 | 0 | 0 | 0 | 0 | 0 | 0 | 0 | 0 | 0 | 0 | 0 | 0 | 0 | 0 | 0 | 0 | 0 | 0 | 0 | 0 | 0 | 0 | 0 | 0 | 0 | 0 | 0 | 0 | 0 | 0 | 0 | 0 | 0 | 0 | 0 | 0 | 0 | 0 | 0 | 0 | 0 | 0 | 0 | 0 | 0 | 0 | 0 | 0 | 0 | 0 | 0 | 0 | 0 | 0 | 0 | 0 | 0 | 0 | 0 | 0 | 0 | 0 | 0 | 0 | 0 | 0 | 0 | 0 | 0 | 0 | 0 | 0 | 0 | 0 | 0 | 0 | 0 | 0 | 0 | 0 | 0 | 0 | 0 | 0 | 0 | 0 | 0 | 0 | 0 | 0 | 0 | 0 | 0 | 0 | 0 | 0 | 0 | 0 | 0 | 0 | 0 | 0 | 0 | 0 | 0 | 0 | 0 | 0 | 0 | 0 | 0 | 0 | 0 | 0 | 0 | 0 | 0 | 0 | 0 | 0 | 0 | 0 | 0 | 0 | 0 | 0 | 0 | 0 | 0 | 0 | 0 | 0 | 0 | 0 | 0 | 0 | 0 | 0 | 0 | 0 | 0 | 0 | 0 | 0 | 0 | 0 | 0 | 0 | 0 | 0 | 0 | 0 | 0 | 0 | 0 | 0 | 0 | 0 | 0 | 0 | 0 | 0 | 0 | 0 | 0 | 0 | 0 | 0 | 0 | 0 | 0 | 0 | 0 | 0 | 0 | 0 | 0 | 0 | 0 | 0 | 0 | 0 | 0 | 0 | 0 | 0 | 0 | 0 | 0 | 0 | 85004.1299 | 85004.1299 | 85004.1299 | 85004.1299 | 85004.1299 | 85004.1299 | 85004.1299 | 85004.1299 | 85004.1299 | 85004.1299 | 85004.1299 | 85004.1299 | 85004.1299 | 85004.1299 | 85004.1299 | 85004.1299 | 85004.1299 | 85004.1299 | 85004.1299 | 85004.1299 | 85004.1299 | 85004.1299 | 85004.1299 | 85004.1299 | 85004.1299 | 85004.1299 | 75331.6415 | 75331.6415 | 75331.6415 | 75331.6415 | 75331.6415 | 75331.6415 | 75331.6415 | 75331.6415 | 75331.6415 | 75331.6415 | 75331.6415 | 75331.6415 | 75331.6415 | 75331.6415 | 75331.6415 | 75331.6415 | 75331.6415 | 75331.6415 | 75331.6415 | 75331.6415 | 75331.6415 | 75331.6415 | 75331.6415 | 75331.6415 | 75331.6415 | 75331.6415
WA_Industrial_Stone, Clay, and Glass_New_Space Heating_Natural Gas_Strategic Energy Management_A | WA | Industrial | Stone, Clay, and Glass | New | Space Heating | Natural Gas | Strategic Energy Management | A | IM314 | No energy management system | Energy management system installed and programmed | 5 | 18.6709 | 0 | 0 | 135.48 | 0 | 3.23 | 0 | 67.7375 |  | employee | 5% | 50% | Retrofit | RetroEven20 | 76.5% | TBD | 0.2% | 280.012 |  | 274.455 |  | 0.0011468 | BEHAV_SEM-All-CPUC-2018_PG-26 | BEHAV_SEM-All-CPUC-2018_PG-26 | AEG Research | No energy management system | No energy management system | No energy management system | No energy management system | No energy management system | No energy management system | No energy management system | No energy management system | No energy management system | No energy management system | No energy management system | No energy management system | No energy management system | No energy management system | No energy management system | No energy management system | No energy management system | No energy management system | No energy management system | No energy management system | No energy management system | No energy management system | No energy management system | No energy management system | No energy management system | No energy management system | No energy management system | No energy management system | No energy management system | No energy management system | No energy management system | Energy management system installed and programmed | Energy management system installed and programmed | Energy management system installed and programmed | Energy management system installed and programmed | Energy management system installed and programmed | Energy management system installed and programmed | Energy management system installed and programmed | Energy management system installed and programmed | Energy management system installed and programmed | Energy management system installed and programmed | Energy management system installed and programmed | Energy management system installed and programmed | Energy management system installed and programmed | Energy management system installed and programmed | Energy management system installed and programmed | Energy management system installed and programmed | Energy management system installed and programmed | Energy management system installed and programmed | Energy management system installed and programmed | Energy management system installed and programmed | Energy management system installed and programmed | Energy management system installed and programmed | Energy management system installed and programmed | Energy management system installed and programmed | Energy management system installed and programmed | Energy management system installed and programmed | Energy management system installed and programmed | Energy management system installed and programmed | Energy management system installed and programmed | Energy management system installed and programmed | Energy management system installed and programmed | 135.48 | 135.48 | 135.48 | 135.48 | 135.48 | 135.48 | 135.48 | 135.48 | 135.48 | 135.48 | 135.48 | 135.48 | 135.48 | 135.48 | 135.48 | 135.48 | 135.48 | 135.48 | 135.48 | 135.48 | 135.48 | 135.48 | 135.48 | 135.48 | 135.48 | 135.48 | 135.48 | 135.48 | 135.48 | 135.48 | 135.48 | 0 | 0 | 0 | 0 | 0 | 17.889 | 17.3622 | 16.9778 | 16.6862 | 16.4562 | 16.27 | 16.0522 | 15.8235 | 15.5981 | 15.38 | 15.1869 | 15.0154 | 14.9975 | 14.894 | 14.8199 | 14.7674 | 14.7225 | 14.706 | 14.7035 | 14.7092 | 14.7186 | 14.7285 | 14.7399 | 0 | 0 | 0 | 0.00061431 | 0.00070635 | 0.00079835 | 0.00088981 | 0.00098131 | 0.0010729 | 0.0011586 | 0.0012404 | 0.0013194 | 0.0013949 | 0.0014704 | 0.0015449 | 0.0016341 | 0.0017127 | 0.0017929 | 0.001875 | 0.0019572 | 0.0020424 | 0.0021291 | 0.0022167 | 0.0018688 | 0.001958 | 0.0020471 | 0 | 0 | 0 | 0.00061431 | 0.0013026 | 0.0020721 | 0.0029263 | 0.0038673 | 0.0043377 | 0.0047851 | 0.0052133 | 0.0056267 | 0.0060257 | 0.006419 | 0.0068077 | 0.0072579 | 0.0076607 | 0.0080714 | 0.0084881 | 0.0089047 | 0.0093347 | 0.0097714 | 0.010212 | 0.010219 | 0.010226 | 0.010234 | 0 | 0 | 0 | 0.03434 | 0.040683 | 0.047023 | 0.053326 | 0.059632 | 0.065943 | 0.072174 | 0.078388 | 0.08459 | 0.090693 | 0.096819 | 0.10289 | 0.10896 | 0.11499 | 0.12098 | 0.12697 | 0.13294 | 0.13888 | 0.1448 | 0.1507 | 0.12697 | 0.13294 | 0.13888 | 0.1448 | 0.1507 | 0.12697 | 0.03434 | 0.075023 | 0.12205 | 0.17537 | 0.235 | 0.26661 | 0.2981 | 0.32946 | 0.36073 | 0.39179 | 0.42267 | 0.45338 | 0.48394 | 0.51435 | 0.54463 | 0.57478 | 0.60483 | 0.63476 | 0.66456 | 0.69429 | 0.69429 | 0.69429 | 0.69429 | 0.69429 | 0.69429 | 0.69429 | 0.00053356 | 0.00062186 | 0.00070896 | 0.00079441 | 0.00087876 | 0.00096215 | 0.0010405 | 0.0011153 | 0.0011875 | 0.0012562 | 0.0013247 | 0.001392 | 0.0014602 | 0.0015214 | 0.0015846 | 0.0016504 | 0.0017173 | 0.001788 | 0.00186 | 0.0019331 | 0.0016274 | 0.0017031 | 0.0017791 | 0 | 0 | 0 | 0.00053356 | 0.0011468 | 0.0018401 | 0.0026126 | 0.0034631 | 0.00389 | 0.0042975 | 0.0046877 | 0.005064 | 0.0054266 | 0.0057829 | 0.006134 | 0.0064857 | 0.0068049 | 0.0071337 | 0.0074711 | 0.0078135 | 0.008172 | 0.0085365 | 0.008906 | 0.008899 | 0.0088949 | 0.0088939 | 0 | 0 | 0 | 0.029189 | 0.034581 | 0.03997 | 0.045327 | 0.050687 | 0.056052 | 0.061348 | 0.06663 | 0.071901 | 0.077089 | 0.082296 | 0.087454 | 0.092612 | 0.097745 | 0.10283 | 0.10792 | 0.113 | 0.11805 | 0.12308 | 0.1281 | 0.10792 | 0.113 | 0.11805 | 0.12308 | 0.1281 | 0.10792 | 0.029189 | 0.06377 | 0.10374 | 0.14907 | 0.19975 | 0.22662 | 0.25338 | 0.28004 | 0.30662 | 0.33302 | 0.35927 | 0.38537 | 0.41135 | 0.4372 | 0.46294 | 0.48857 | 0.51411 | 0.53954 | 0.56488 | 0.59015 | 0.59015 | 0.59015 | 0.59015 | 0.59015 | 0.59015 | 0.59015 | 0.00053356 | 0.00062186 | 0.00070896 | 0.00079441 | 0.00087876 | 0.00096215 | 0.0010405 | 0.0011153 | 0.0011875 | 0.0012562 | 0.0013247 | 0.001392 | 0.0014602 | 0.0015214 | 0.0015846 | 0.0016504 | 0.0017173 | 0.001788 | 0.00186 | 0.0019331 | 0.0016274 | 0.0017031 | 0.0017791 | 0 | 0 | 0 | 0.00053356 | 0.0011468 | 0.0018401 | 0.0026126 | 0.0034631 | 0.00389 | 0.0042975 | 0.0046877 | 0.005064 | 0.0054266 | 0.0057829 | 0.006134 | 0.0064857 | 0.0068049 | 0.0071337 | 0.0074711 | 0.0078135 | 0.008172 | 0.0085365 | 0.008906 | 0.008899 | 0.0088949 | 0.0088939 | 0 | 0 | 0 | 0.029189 | 0.034581 | 0.03997 | 0.045327 | 0.050687 | 0.056052 | 0.061348 | 0.06663 | 0.071901 | 0.077089 | 0.082296 | 0.087454 | 0.092612 | 0.097745 | 0.10283 | 0.10792 | 0.113 | 0.11805 | 0.12308 | 0.1281 | 0.10792 | 0.113 | 0.11805 | 0.12308 | 0.1281 | 0.10792 | 0.029189 | 0.06377 | 0.10374 | 0.14907 | 0.19975 | 0.22662 | 0.25338 | 0.28004 | 0.30662 | 0.33302 | 0.35927 | 0.38537 | 0.41135 | 0.4372 | 0.46294 | 0.48857 | 0.51411 | 0.53954 | 0.56488 | 0.59015 | 0.59015 | 0.59015 | 0.59015 | 0.59015 | 0.59015 | 0.59015 | 0.00053356 | 0.00062186 | 0.00070896 | 0.00079441 | 0.00087876 | 0.00096215 | 0.0010405 | 0.0011153 | 0.0011875 | 0.0012562 | 0.0013247 | 0.001392 | 0.0014602 | 0.0015214 | 0.0015846 | 0.0016504 | 0.0017173 | 0.001788 | 0.00186 | 0.0019331 | 0.0016274 | 0.0017031 | 0.0017791 | 0 | 0 | 0 | 0.00053356 | 0.0011468 | 0.0018401 | 0.0026126 | 0.0034631 | 0.00389 | 0.0042975 | 0.0046877 | 0.005064 | 0.0054266 | 0.0057829 | 0.006134 | 0.0064857 | 0.0068049 | 0.0071337 | 0.0074711 | 0.0078135 | 0.008172 | 0.0085365 | 0.008906 | 0.008899 | 0.0088949 | 0.0088939 | 0 | 0 | 0 | 0.029189 | 0.034581 | 0.03997 | 0.045327 | 0.050687 | 0.056052 | 0.061348 | 0.06663 | 0.071901 | 0.077089 | 0.082296 | 0.087454 | 0.092612 | 0.097745 | 0.10283 | 0.10792 | 0.113 | 0.11805 | 0.12308 | 0.1281 | 0.10792 | 0.113 | 0.11805 | 0.12308 | 0.1281 | 0.10792 | 0.029189 | 0.06377 | 0.10374 | 0.14907 | 0.19975 | 0.22662 | 0.25338 | 0.28004 | 0.30662 | 0.33302 | 0.35927 | 0.38537 | 0.41135 | 0.4372 | 0.46294 | 0.48857 | 0.51411 | 0.53954 | 0.56488 | 0.59015 | 0.59015 | 0.59015 | 0.59015 | 0.59015 | 0.59015 | 0.59015 | 277.1323 | 277.8236 | 278.3304 | 278.7159 | 279.0209 | 279.2682 | 279.558 | 279.8629 | 280.1643 | 280.4563 | 280.6862 | 280.8676 | 281.012 | 281.241 | 281.4093 | 281.5312 | 281.6266 | 281.6266 | 281.6266 | 281.6266 | 281.6266 | 281.6266 | 281.6266 | 0 | 0 | 0 | 271.6325 | 272.3101 | 272.8067 | 273.1846 | 273.4835 | 273.7259 | 274.01 | 274.3089 | 274.6043 | 274.8905 | 275.1158 | 275.2936 | 275.4351 | 275.6595 | 275.8246 | 275.944 | 276.0375 | 276.0375 | 276.0375 | 276.0375 | 276.0375 | 276.0375 | 276.0375 | 0 | 0 | 0
WA_Industrial_Stone, Clay, and Glass_New_Process_Natural Gas_Strategic Energy Management_A | WA | Industrial | Stone, Clay, and Glass | New | Process | Natural Gas | Strategic Energy Management | A | IM315 | No energy management system | Energy management system installed and programmed | 5 | 60.5342 | 0 | 0 | 135.48 | 0 | 3.23 | 0 | 67.7375 |  | employee | 5% | 50% | Retrofit | RetroEven20 | 76.5% | TBD | 0.2% | 280.012 |  | 274.455 |  | 0.30569 | BEHAV_SEM-All-CPUC-2018_PG-26 | BEHAV_SEM-All-CPUC-2018_PG-26 | AEG Research | No energy management system | No energy management system | No energy management system | No energy management system | No energy management system | No energy management system | No energy management system | No energy management system | No energy management system | No energy management system | No energy management system | No energy management system | No energy management system | No energy management system | No energy management system | No energy management system | No energy management system | No energy management system | No energy management system | No energy management system | No energy management system | No energy management system | No energy management system | No energy management system | No energy management system | No energy management system | No energy management system | No energy management system | No energy management system | No energy management system | No energy management system | Energy management system installed and programmed | Energy management system installed and programmed | Energy management system installed and programmed | Energy management system installed and programmed | Energy management system installed and programmed | Energy management system installed and programmed | Energy management system installed and programmed | Energy management system installed and programmed | Energy management system installed and programmed | Energy management system installed and programmed | Energy management system installed and programmed | Energy management system installed and programmed | Energy management system installed and programmed | Energy management system installed and programmed | Energy management system installed and programmed | Energy management system installed and programmed | Energy management system installed and programmed | Energy management system installed and programmed | Energy management system installed and programmed | Energy management system installed and programmed | Energy management system installed and programmed | Energy management system installed and programmed | Energy management system installed and programmed | Energy management system installed and programmed | Energy management system installed and programmed | Energy management system installed and programmed | Energy management system installed and programmed | Energy management system installed and programmed | Energy management system installed and programmed | Energy management system installed and programmed | Energy management system installed and programmed | 135.48 | 135.48 | 135.48 | 135.48 | 135.48 | 135.48 | 135.48 | 135.48 | 135.48 | 135.48 | 135.48 | 135.48 | 135.48 | 135.48 | 135.48 | 135.48 | 135.48 | 135.48 | 135.48 | 135.48 | 135.48 | 135.48 | 135.48 | 135.48 | 135.48 | 135.48 | 135.48 | 135.48 | 135.48 | 135.48 | 135.48 | 0 | 0 | 0 | 0 | 0 | 60.4558 | 60.3898 | 60.3311 | 60.2772 | 60.2265 | 60.1859 | 60.1599 | 60.1447 | 60.1374 | 60.1354 | 60.1376 | 60.1427 | 60.1498 | 60.1582 | 60.1674 | 60.1774 | 60.1934 | 60.2079 | 60.2213 | 60.2335 | 60.2448 | 60.2553 | 60.2649 | 0 | 0 | 0 | 0.16474 | 0.19495 | 0.22512 | 0.25506 | 0.28498 | 0.31493 | 0.34454 | 0.37411 | 0.40366 | 0.43277 | 0.46202 | 0.49101 | 0.52004 | 0.54893 | 0.57759 | 0.60629 | 0.63495 | 0.6635 | 0.69194 | 0.72029 | 0.60697 | 0.6356 | 0.66413 | 0 | 0 | 0 | 0.16474 | 0.35951 | 0.58427 | 0.83881 | 1.1231 | 1.2733 | 1.423 | 1.5724 | 1.7214 | 1.8695 | 2.0169 | 2.1637 | 2.3098 | 2.4553 | 2.6003 | 2.7447 | 2.8889 | 3.0326 | 3.1757 | 3.3184 | 3.319 | 3.3196 | 3.3201 | 0 | 0 | 0 | 2.7249 | 3.2282 | 3.7313 | 4.2314 | 4.7318 | 5.2326 | 5.7271 | 6.2202 | 6.7123 | 7.1965 | 7.6827 | 8.1641 | 8.6457 | 9.1248 | 9.5997 | 10.0751 | 10.5485 | 11.0201 | 11.49 | 11.9583 | 10.0751 | 10.5485 | 11.0201 | 11.49 | 11.9583 | 10.0751 | 2.7249 | 5.9531 | 9.6845 | 13.9159 | 18.6477 | 21.1555 | 23.6543 | 26.1432 | 28.624 | 31.0887 | 33.5387 | 35.9758 | 38.4013 | 40.8138 | 43.217 | 45.6094 | 47.9938 | 50.3683 | 52.7335 | 55.0921 | 55.0921 | 55.0921 | 55.0921 | 55.0921 | 55.0921 | 55.0921 | 0.14005 | 0.16577 | 0.19144 | 0.21694 | 0.24242 | 0.26792 | 0.29313 | 0.3183 | 0.34345 | 0.36822 | 0.3931 | 0.41777 | 0.44245 | 0.46703 | 0.4914 | 0.51581 | 0.54017 | 0.56443 | 0.58861 | 0.61271 | 0.5163 | 0.54064 | 0.56489 | 0 | 0 | 0 | 0.14005 | 0.30569 | 0.49688 | 0.71345 | 0.95536 | 1.0832 | 1.2107 | 1.3378 | 1.4646 | 1.5907 | 1.7161 | 1.8409 | 1.9652 | 2.089 | 2.2122 | 2.335 | 2.4577 | 2.5798 | 2.7014 | 2.8227 | 2.8232 | 2.8236 | 2.824 | 0 | 0 | 0 | 2.3162 | 2.744 | 3.1716 | 3.5967 | 4.0221 | 4.4477 | 4.868 | 5.2871 | 5.7054 | 6.1171 | 6.5303 | 6.9395 | 7.3488 | 7.7561 | 8.1597 | 8.5638 | 8.9663 | 9.3671 | 9.7665 | 10.1646 | 8.5638 | 8.9663 | 9.3671 | 9.7665 | 10.1646 | 8.5638 | 2.3162 | 5.0602 | 8.2318 | 11.8285 | 15.8506 | 17.9822 | 20.1062 | 22.2217 | 24.3304 | 26.4254 | 28.5079 | 30.5794 | 32.6411 | 34.6918 | 36.7344 | 38.768 | 40.7947 | 42.813 | 44.8235 | 46.8283 | 46.8283 | 46.8283 | 46.8283 | 46.8283 | 46.8283 | 46.8283 | 0.14005 | 0.16577 | 0.19144 | 0.21694 | 0.24242 | 0.26792 | 0.29313 | 0.3183 | 0.34345 | 0.36822 | 0.3931 | 0.41777 | 0.44245 | 0.46703 | 0.4914 | 0.51581 | 0.54017 | 0.56443 | 0.58861 | 0.61271 | 0.5163 | 0.54064 | 0.56489 | 0 | 0 | 0 | 0.14005 | 0.30569 | 0.49688 | 0.71345 | 0.95536 | 1.0832 | 1.2107 | 1.3378 | 1.4646 | 1.5907 | 1.7161 | 1.8409 | 1.9652 | 2.089 | 2.2122 | 2.335 | 2.4577 | 2.5798 | 2.7014 | 2.8227 | 2.8232 | 2.8236 | 2.824 | 0 | 0 | 0 | 2.3162 | 2.744 | 3.1716 | 3.5967 | 4.0221 | 4.4477 | 4.868 | 5.2871 | 5.7054 | 6.1171 | 6.5303 | 6.9395 | 7.3488 | 7.7561 | 8.1597 | 8.5638 | 8.9663 | 9.3671 | 9.7665 | 10.1646 | 8.5638 | 8.9663 | 9.3671 | 9.7665 | 10.1646 | 8.5638 | 2.3162 | 5.0602 | 8.2318 | 11.8285 | 15.8506 | 17.9822 | 20.1062 | 22.2217 | 24.3304 | 26.4254 | 28.5079 | 30.5794 | 32.6411 | 34.6918 | 36.7344 | 38.768 | 40.7947 | 42.813 | 44.8235 | 46.8283 | 46.8283 | 46.8283 | 46.8283 | 46.8283 | 46.8283 | 46.8283 | 0.14005 | 0.16577 | 0.19144 | 0.21694 | 0.24242 | 0.26792 | 0.29313 | 0.3183 | 0.34345 | 0.36822 | 0.3931 | 0.41777 | 0.44245 | 0.46703 | 0.4914 | 0.51581 | 0.54017 | 0.56443 | 0.58861 | 0.61271 | 0.5163 | 0.54064 | 0.56489 | 0 | 0 | 0 | 0.14005 | 0.30569 | 0.49688 | 0.71345 | 0.95536 | 1.0832 | 1.2107 | 1.3378 | 1.4646 | 1.5907 | 1.7161 | 1.8409 | 1.9652 | 2.089 | 2.2122 | 2.335 | 2.4577 | 2.5798 | 2.7014 | 2.8227 | 2.8232 | 2.8236 | 2.824 | 0 | 0 | 0 | 2.3162 | 2.744 | 3.1716 | 3.5967 | 4.0221 | 4.4477 | 4.868 | 5.2871 | 5.7054 | 6.1171 | 6.5303 | 6.9395 | 7.3488 | 7.7561 | 8.1597 | 8.5638 | 8.9663 | 9.3671 | 9.7665 | 10.1646 | 8.5638 | 8.9663 | 9.3671 | 9.7665 | 10.1646 | 8.5638 | 2.3162 | 5.0602 | 8.2318 | 11.8285 | 15.8506 | 17.9822 | 20.1062 | 22.2217 | 24.3304 | 26.4254 | 28.5079 | 30.5794 | 32.6411 | 34.6918 | 36.7344 | 38.768 | 40.7947 | 42.813 | 44.8235 | 46.8283 | 46.8283 | 46.8283 | 46.8283 | 46.8283 | 46.8283 | 46.8283 | 277.1323 | 277.8236 | 278.3304 | 278.7159 | 279.0209 | 279.2682 | 279.558 | 279.8629 | 280.1643 | 280.4563 | 280.6862 | 280.8676 | 281.012 | 281.241 | 281.4093 | 281.5312 | 281.6266 | 281.6266 | 281.6266 | 281.6266 | 281.6266 | 281.6266 | 281.6266 | 0 | 0 | 0 | 271.6325 | 272.3101 | 272.8067 | 273.1846 | 273.4835 | 273.7259 | 274.01 | 274.3089 | 274.6043 | 274.8905 | 275.1158 | 275.2936 | 275.4351 | 275.6595 | 275.8246 | 275.944 | 276.0375 | 276.0375 | 276.0375 | 276.0375 | 276.0375 | 276.0375 | 276.0375 | 0 | 0 | 0
WA_Industrial_Stone, Clay, and Glass_New_Miscellaneous_Natural Gas_Strategic Energy Management_A | WA | Industrial | Stone, Clay, and Glass | New | Miscellaneous | Natural Gas | Strategic Energy Management | A | IM316 | No energy management system | Energy management system installed and programmed | 5 | 16.2609 | 0 | 0 | 135.48 | 0 | 3.23 | 0 | 67.7375 |  | employee | 5% | 50% | Retrofit | RetroEven20 | 76.5% | TBD | 0.2% | 280.012 |  | 274.455 |  | 0.020571 | BEHAV_SEM-All-CPUC-2018_PG-26 | BEHAV_SEM-All-CPUC-2018_PG-26 | AEG Research | No energy management system | No energy management system | No energy management system | No energy management system | No energy management system | No energy management system | No energy management system | No energy management system | No energy management system | No energy management system | No energy management system | No energy management system | No energy management system | No energy management system | No energy management system | No energy management system | No energy management system | No energy management system | No energy management system | No energy management system | No energy management system | No energy management system | No energy management system | No energy management system | No energy management system | No energy management system | No energy management system | No energy management system | No energy management system | No energy management system | No energy management system | Energy management system installed and programmed | Energy management system installed and programmed | Energy management system installed and programmed | Energy management system installed and programmed | Energy management system installed and programmed | Energy management system installed and programmed | Energy management system installed and programmed | Energy management system installed and programmed | Energy management system installed and programmed | Energy management system installed and programmed | Energy management system installed and programmed | Energy management system installed and programmed | Energy management system installed and programmed | Energy management system installed and programmed | Energy management system installed and programmed | Energy management system installed and programmed | Energy management system installed and programmed | Energy management system installed and programmed | Energy management system installed and programmed | Energy management system installed and programmed | Energy management system installed and programmed | Energy management system installed and programmed | Energy management system installed and programmed | Energy management system installed and programmed | Energy management system installed and programmed | Energy management system installed and programmed | Energy management system installed and programmed | Energy management system installed and programmed | Energy management system installed and programmed | Energy management system installed and programmed | Energy management system installed and programmed | 135.48 | 135.48 | 135.48 | 135.48 | 135.48 | 135.48 | 135.48 | 135.48 | 135.48 | 135.48 | 135.48 | 135.48 | 135.48 | 135.48 | 135.48 | 135.48 | 135.48 | 135.48 | 135.48 | 135.48 | 135.48 | 135.48 | 135.48 | 135.48 | 135.48 | 135.48 | 135.48 | 135.48 | 135.48 | 135.48 | 135.48 | 0 | 0 | 0 | 0 | 0 | 16.2609 | 16.2609 | 16.2609 | 16.2609 | 16.2609 | 16.2609 | 16.2609 | 16.2609 | 16.2609 | 16.2609 | 16.2609 | 16.2609 | 16.2609 | 16.2609 | 16.2609 | 16.2609 | 16.2609 | 16.2609 | 16.2609 | 16.2609 | 16.2609 | 16.2609 | 16.2609 | 0 | 0 | 0 | 0.011077 | 0.013124 | 0.015169 | 0.017202 | 0.019236 | 0.021272 | 0.023282 | 0.025286 | 0.027287 | 0.029256 | 0.031232 | 0.033189 | 0.035147 | 0.037094 | 0.039025 | 0.040958 | 0.042882 | 0.044799 | 0.04671 | 0.048613 | 0.040958 | 0.042882 | 0.044799 | 0 | 0 | 0 | 0.011077 | 0.024201 | 0.03937 | 0.056571 | 0.075807 | 0.086002 | 0.09616 | 0.10628 | 0.11636 | 0.12638 | 0.13634 | 0.14625 | 0.15611 | 0.16592 | 0.17569 | 0.18541 | 0.19511 | 0.20476 | 0.21437 | 0.22396 | 0.22396 | 0.22396 | 0.22396 | 0 | 0 | 0 | 0.68122 | 0.80706 | 0.93283 | 1.0579 | 1.183 | 1.3082 | 1.4318 | 1.555 | 1.6781 | 1.7991 | 1.9207 | 2.041 | 2.1614 | 2.2812 | 2.3999 | 2.5188 | 2.6371 | 2.755 | 2.8725 | 2.9896 | 2.5188 | 2.6371 | 2.755 | 2.8725 | 2.9896 | 2.5188 | 0.68122 | 1.4883 | 2.4211 | 3.479 | 4.6619 | 5.2889 | 5.9136 | 6.5358 | 7.156 | 7.7722 | 8.3847 | 8.9939 | 9.6003 | 10.2035 | 10.8042 | 11.4024 | 11.9985 | 12.5921 | 13.1834 | 13.773 | 13.773 | 13.773 | 13.773 | 13.773 | 13.773 | 13.773 | 0.0094157 | 0.011155 | 0.012893 | 0.014622 | 0.016351 | 0.018081 | 0.01979 | 0.021493 | 0.023194 | 0.024867 | 0.026547 | 0.028211 | 0.029875 | 0.03153 | 0.033171 | 0.034814 | 0.03645 | 0.038079 | 0.039703 | 0.041321 | 0.034814 | 0.03645 | 0.038079 | 0 | 0 | 0 | 0.0094157 | 0.020571 | 0.033464 | 0.048086 | 0.064436 | 0.073102 | 0.081736 | 0.090336 | 0.098908 | 0.10743 | 0.11589 | 0.12431 | 0.13269 | 0.14103 | 0.14933 | 0.1576 | 0.16584 | 0.17404 | 0.18222 | 0.19037 | 0.19037 | 0.19037 | 0.19037 | 0 | 0 | 0 | 0.57904 | 0.686 | 0.79291 | 0.89918 | 1.0055 | 1.1119 | 1.217 | 1.3218 | 1.4264 | 1.5293 | 1.6326 | 1.7349 | 1.8372 | 1.939 | 2.0399 | 2.141 | 2.2416 | 2.3418 | 2.4416 | 2.5411 | 2.141 | 2.2416 | 2.3418 | 2.4416 | 2.5411 | 2.141 | 0.57904 | 1.265 | 2.0579 | 2.9571 | 3.9626 | 4.4955 | 5.0265 | 5.5554 | 6.0826 | 6.6063 | 7.127 | 7.6448 | 8.1603 | 8.6729 | 9.1836 | 9.692 | 10.1987 | 10.7033 | 11.2059 | 11.7071 | 11.7071 | 11.7071 | 11.7071 | 11.7071 | 11.7071 | 11.7071 | 0.0094157 | 0.011155 | 0.012893 | 0.014622 | 0.016351 | 0.018081 | 0.01979 | 0.021493 | 0.023194 | 0.024867 | 0.026547 | 0.028211 | 0.029875 | 0.03153 | 0.033171 | 0.034814 | 0.03645 | 0.038079 | 0.039703 | 0.041321 | 0.034814 | 0.03645 | 0.038079 | 0 | 0 | 0 | 0.0094157 | 0.020571 | 0.033464 | 0.048086 | 0.064436 | 0.073102 | 0.081736 | 0.090336 | 0.098908 | 0.10743 | 0.11589 | 0.12431 | 0.13269 | 0.14103 | 0.14933 | 0.1576 | 0.16584 | 0.17404 | 0.18222 | 0.19037 | 0.19037 | 0.19037 | 0.19037 | 0 | 0 | 0 | 0.57904 | 0.686 | 0.79291 | 0.89918 | 1.0055 | 1.1119 | 1.217 | 1.3218 | 1.4264 | 1.5293 | 1.6326 | 1.7349 | 1.8372 | 1.939 | 2.0399 | 2.141 | 2.2416 | 2.3418 | 2.4416 | 2.5411 | 2.141 | 2.2416 | 2.3418 | 2.4416 | 2.5411 | 2.141 | 0.57904 | 1.265 | 2.0579 | 2.9571 | 3.9626 | 4.4955 | 5.0265 | 5.5554 | 6.0826 | 6.6063 | 7.127 | 7.6448 | 8.1603 | 8.6729 | 9.1836 | 9.692 | 10.1987 | 10.7033 | 11.2059 | 11.7071 | 11.7071 | 11.7071 | 11.7071 | 11.7071 | 11.7071 | 11.7071 | 0.0094157 | 0.011155 | 0.012893 | 0.014622 | 0.016351 | 0.018081 | 0.01979 | 0.021493 | 0.023194 | 0.024867 | 0.026547 | 0.028211 | 0.029875 | 0.03153 | 0.033171 | 0.034814 | 0.03645 | 0.038079 | 0.039703 | 0.041321 | 0.034814 | 0.03645 | 0.038079 | 0 | 0 | 0 | 0.0094157 | 0.020571 | 0.033464 | 0.048086 | 0.064436 | 0.073102 | 0.081736 | 0.090336 | 0.098908 | 0.10743 | 0.11589 | 0.12431 | 0.13269 | 0.14103 | 0.14933 | 0.1576 | 0.16584 | 0.17404 | 0.18222 | 0.19037 | 0.19037 | 0.19037 | 0.19037 | 0 | 0 | 0 | 0.57904 | 0.686 | 0.79291 | 0.89918 | 1.0055 | 1.1119 | 1.217 | 1.3218 | 1.4264 | 1.5293 | 1.6326 | 1.7349 | 1.8372 | 1.939 | 2.0399 | 2.141 | 2.2416 | 2.3418 | 2.4416 | 2.5411 | 2.141 | 2.2416 | 2.3418 | 2.4416 | 2.5411 | 2.141 | 0.57904 | 1.265 | 2.0579 | 2.9571 | 3.9626 | 4.4955 | 5.0265 | 5.5554 | 6.0826 | 6.6063 | 7.127 | 7.6448 | 8.1603 | 8.6729 | 9.1836 | 9.692 | 10.1987 | 10.7033 | 11.2059 | 11.7071 | 11.7071 | 11.7071 | 11.7071 | 11.7071 | 11.7071 | 11.7071 | 277.1323 | 277.8236 | 278.3304 | 278.7159 | 279.0209 | 279.2682 | 279.558 | 279.8629 | 280.1643 | 280.4563 | 280.6862 | 280.8676 | 281.012 | 281.241 | 281.4093 | 281.5312 | 281.6266 | 281.6266 | 281.6266 | 281.6266 | 281.6266 | 281.6266 | 281.6266 | 0 | 0 | 0 | 271.6325 | 272.3101 | 272.8067 | 273.1846 | 273.4835 | 273.7259 | 274.01 | 274.3089 | 274.6043 | 274.8905 | 275.1158 | 275.2936 | 275.4351 | 275.6595 | 275.8246 | 275.944 | 276.0375 | 276.0375 | 276.0375 | 276.0375 | 276.0375 | 276.0375 | 276.0375 | 0 | 0 | 0
WA_Industrial_Stone, Clay, and Glass_New_Space Heating_Natural Gas_Commissioning_A | WA | Industrial | Stone, Clay, and Glass | New | Space Heating | Natural Gas | Commissioning | A | IM317 | New construction code | Optimized HVAC design and controls | 10 | 16.4136 | 0 | 0 | 0.27 | 0 | 0 | 0 | 0.1336 |  | employee | 0% | 0% | Retrofit | Retro12Med | 84.73% | TBD | 0.2% | 0.10057 |  | 0.08186 |  | 0 | DL20_COM_CX-Refrig-2021PLN-V11-3 | 2018 AMIL BUS Retro-Commissioning Initiative | U.S. Department of Energy. Lawrence Berkeley National Labs and Building Commissioning Association. https://www.bcxa.org/wp-content/uploads/2020/09/1-s2.0- S0378778819319553-main.pdf | New construction code | New construction code | New construction code | New construction code | New construction code | New construction code | New construction code | New construction code | New construction code | New construction code | New construction code | New construction code | New construction code | New construction code | New construction code | New construction code | New construction code | New construction code | New construction code | New construction code | New construction code | New construction code | New construction code | New construction code | New construction code | New construction code | New construction code | New construction code | New construction code | New construction code | New construction code | Optimized HVAC design and controls | Optimized HVAC design and controls | Optimized HVAC design and controls | Optimized HVAC design and controls | Optimized HVAC design and controls | Optimized HVAC design and controls | Optimized HVAC design and controls | Optimized HVAC design and controls | Optimized HVAC design and controls | Optimized HVAC design and controls | Optimized HVAC design and controls | Optimized HVAC design and controls | Optimized HVAC design and controls | Optimized HVAC design and controls | Optimized HVAC design and controls | Optimized HVAC design and controls | Optimized HVAC design and controls | Optimized HVAC design and controls | Optimized HVAC design and controls | Optimized HVAC design and controls | Optimized HVAC design and controls | Optimized HVAC design and controls | Optimized HVAC design and controls | Optimized HVAC design and controls | Optimized HVAC design and controls | Optimized HVAC design and controls | Optimized HVAC design and controls | Optimized HVAC design and controls | Optimized HVAC design and controls | Optimized HVAC design and controls | Optimized HVAC design and controls | 0.27 | 0.27 | 0.27 | 0.27 | 0.27 | 0.27 | 0.27 | 0.27 | 0.27 | 0.27 | 0.27 | 0.27 | 0.27 | 0.27 | 0.27 | 0.27 | 0.27 | 0.27 | 0.27 | 0.27 | 0.27 | 0.27 | 0.27 | 0.27 | 0.27 | 0.27 | 0.27 | 0.27 | 0.27 | 0.27 | 0.27 | 0 | 0 | 0 | 0 | 0 | 15.7262 | 15.2631 | 14.9251 | 14.6688 | 14.4666 | 14.3029 | 14.1114 | 13.9104 | 13.7122 | 13.5205 | 13.3507 | 13.2 | 13.1842 | 13.0933 | 13.0281 | 12.982 | 12.9425 | 12.928 | 12.9258 | 12.9308 | 12.9391 | 12.9478 | 12.9578 | 0 | 0 | 0 | 0 | 0 | 0 | 0 | 0 | 0 | 0 | 0 | 0 | 0 | 0 | 0 | 0 | 0 | 0 | 0 | 0 | 0 | 0 | 0 | 0 | 0 | 0 | 0 | 0 | 0 | 0 | 0 | 0 | 0 | 0 | 0 | 0 | 0 | 0 | 0 | 0 | 0 | 0 | 0 | 0 | 0 | 0 | 0 | 0 | 0 | 0 | 0 | 0 | 0 | 0 | 0 | 0 | 0 | 0 | 0 | 0 | 0 | 0 | 0 | 0 | 0 | 0 | 0 | 0 | 0 | 0 | 0 | 0 | 0 | 0 | 0 | 0 | 0 | 0 | 0 | 0 | 0 | 0 | 0 | 0 | 0 | 0 | 0 | 0 | 0 | 0 | 0 | 0 | 0 | 0 | 0 | 0 | 0 | 0 | 0 | 0 | 0 | 0 | 0 | 0 | 0 | 0 | 0 | 0 | 0 | 0 | 0 | 0 | 0 | 0 | 0 | 0 | 0 | 0 | 0 | 0 | 0 | 0 | 0 | 0 | 0 | 0 | 0 | 0 | 0 | 0 | 0 | 0 | 0 | 0 | 0 | 0 | 0 | 0 | 0 | 0 | 0 | 0 | 0 | 0 | 0 | 0 | 0 | 0 | 0 | 0 | 0 | 0 | 0 | 0 | 0 | 0 | 0 | 0 | 0 | 0 | 0 | 0 | 0 | 0 | 0 | 0 | 0 | 0 | 0 | 0 | 0 | 0 | 0 | 0 | 0 | 0 | 0 | 0 | 0 | 0 | 0 | 0 | 0 | 0 | 0 | 0 | 0 | 0 | 0 | 0 | 0 | 0 | 0 | 0 | 0 | 0 | 0 | 0 | 0 | 0 | 0 | 0 | 0 | 0 | 0 | 0 | 0 | 0 | 0 | 0 | 0 | 0 | 0 | 0 | 0 | 0 | 0 | 0 | 0 | 0 | 0 | 0 | 0 | 0 | 0 | 0 | 0 | 0 | 0 | 0 | 0 | 0 | 0 | 0 | 0 | 0 | 0 | 0 | 0 | 0 | 0 | 0 | 0 | 0 | 0 | 0 | 0 | 0 | 0 | 0 | 0 | 0 | 0 | 0 | 0 | 0 | 0 | 0 | 0 | 0 | 0 | 0 | 0 | 0 | 0 | 0 | 0 | 0 | 0 | 0 | 0 | 0 | 0 | 0 | 0 | 0 | 0 | 0 | 0 | 0 | 0 | 0 | 0 | 0 | 0 | 0 | 0 | 0 | 0 | 0 | 0 | 0 | 0 | 0 | 0 | 0 | 0 | 0 | 0 | 0 | 0 | 0 | 0 | 0 | 0 | 0 | 0 | 0 | 0 | 0 | 0 | 0 | 0 | 0 | 0 | 0 | 0 | 0 | 0 | 0 | 0 | 0 | 0 | 0 | 0 | 0 | 0 | 0 | 0 | 0 | 0 | 0 | 0 | 0 | 0 | 0 | 0 | 0 | 0 | 0 | 0 | 0 | 0 | 0 | 0 | 0 | 0 | 0 | 0 | 0 | 0 | 0 | 0 | 0 | 0 | 0 | 0 | 0 | 0 | 0 | 0 | 0 | 0 | 0 | 0 | 0 | 0 | 0 | 0 | 0 | 0 | 0 | 0 | 0 | 0 | 0 | 0 | 0 | 0 | 0 | 0 | 0 | 0 | 0 | 0 | 0 | 0 | 0 | 0 | 0 | 0 | 0 | 0 | 0 | 0 | 0 | 0 | 0 | 0 | 0 | 0 | 0 | 0 | 0 | 0 | 0 | 0 | 0 | 0 | 0 | 0 | 0 | 0 | 0 | 0 | 0 | 0 | 0 | 0 | 0.10033 | 0.10039 | 0.10043 | 0.10046 | 0.10049 | 0.10051 | 0.10053 | 0.10056 | 0.10058 | 0.10061 | 0.10063 | 0.10064 | 0.10065 | 0.10067 | 0.10069 | 0.1007 | 0.10071 | 0.10071 | 0.10071 | 0.10071 | 0.10071 | 0.10071 | 0.10071 | 0 | 0 | 0 | 0.081661 | 0.081709 | 0.081744 | 0.081771 | 0.081792 | 0.081809 | 0.081829 | 0.08185 | 0.081871 | 0.081891 | 0.081906 | 0.081919 | 0.081929 | 0.081944 | 0.081956 | 0.081964 | 0.08197 | 0.08197 | 0.08197 | 0.08197 | 0.08197 | 0.08197 | 0.08197 | 0 | 0 | 0
WA_Industrial_Stone, Clay, and Glass_New_Process_Natural Gas_Commissioning_A | WA | Industrial | Stone, Clay, and Glass | New | Process | Natural Gas | Commissioning | A | IM318 | New construction code | Optimized process design and controls | 10 | 337.8652 | 0 | 0 | 0.27 | 0 | 0 | 0 | 0.1336 |  | employee | 0% | 0% | Retrofit | Retro12Med | 84.73% | TBD | 0.2% | 0.10057 |  | 0.08186 |  | 0 | DL20_COM_CX-Refrig-2021PLN-V11-3 | 2018 AMIL BUS Retro-Commissioning Initiative | U.S. Department of Energy. Lawrence Berkeley National Labs and Building Commissioning Association. https://www.bcxa.org/wp-content/uploads/2020/09/1-s2.0- S0378778819319553-main.pdf | New construction code | New construction code | New construction code | New construction code | New construction code | New construction code | New construction code | New construction code | New construction code | New construction code | New construction code | New construction code | New construction code | New construction code | New construction code | New construction code | New construction code | New construction code | New construction code | New construction code | New construction code | New construction code | New construction code | New construction code | New construction code | New construction code | New construction code | New construction code | New construction code | New construction code | New construction code | Optimized process design and controls | Optimized process design and controls | Optimized process design and controls | Optimized process design and controls | Optimized process design and controls | Optimized process design and controls | Optimized process design and controls | Optimized process design and controls | Optimized process design and controls | Optimized process design and controls | Optimized process design and controls | Optimized process design and controls | Optimized process design and controls | Optimized process design and controls | Optimized process design and controls | Optimized process design and controls | Optimized process design and controls | Optimized process design and controls | Optimized process design and controls | Optimized process design and controls | Optimized process design and controls | Optimized process design and controls | Optimized process design and controls | Optimized process design and controls | Optimized process design and controls | Optimized process design and controls | Optimized process design and controls | Optimized process design and controls | Optimized process design and controls | Optimized process design and controls | Optimized process design and controls | 0.27 | 0.27 | 0.27 | 0.27 | 0.27 | 0.27 | 0.27 | 0.27 | 0.27 | 0.27 | 0.27 | 0.27 | 0.27 | 0.27 | 0.27 | 0.27 | 0.27 | 0.27 | 0.27 | 0.27 | 0.27 | 0.27 | 0.27 | 0.27 | 0.27 | 0.27 | 0.27 | 0.27 | 0.27 | 0.27 | 0.27 | 0 | 0 | 0 | 0 | 0 | 337.8652 | 337.8652 | 337.8652 | 337.8652 | 337.8652 | 337.8652 | 337.8652 | 337.8652 | 337.8652 | 337.8652 | 337.8652 | 337.8652 | 337.8652 | 337.8652 | 337.8652 | 337.8652 | 337.8652 | 337.8652 | 337.8652 | 337.8652 | 337.8652 | 337.8652 | 337.8652 | 0 | 0 | 0 | 0 | 0 | 0 | 0 | 0 | 0 | 0 | 0 | 0 | 0 | 0 | 0 | 0 | 0 | 0 | 0 | 0 | 0 | 0 | 0 | 0 | 0 | 0 | 0 | 0 | 0 | 0 | 0 | 0 | 0 | 0 | 0 | 0 | 0 | 0 | 0 | 0 | 0 | 0 | 0 | 0 | 0 | 0 | 0 | 0 | 0 | 0 | 0 | 0 | 0 | 0 | 0 | 0 | 0 | 0 | 0 | 0 | 0 | 0 | 0 | 0 | 0 | 0 | 0 | 0 | 0 | 0 | 0 | 0 | 0 | 0 | 0 | 0 | 0 | 0 | 0 | 0 | 0 | 0 | 0 | 0 | 0 | 0 | 0 | 0 | 0 | 0 | 0 | 0 | 0 | 0 | 0 | 0 | 0 | 0 | 0 | 0 | 0 | 0 | 0 | 0 | 0 | 0 | 0 | 0 | 0 | 0 | 0 | 0 | 0 | 0 | 0 | 0 | 0 | 0 | 0 | 0 | 0 | 0 | 0 | 0 | 0 | 0 | 0 | 0 | 0 | 0 | 0 | 0 | 0 | 0 | 0 | 0 | 0 | 0 | 0 | 0 | 0 | 0 | 0 | 0 | 0 | 0 | 0 | 0 | 0 | 0 | 0 | 0 | 0 | 0 | 0 | 0 | 0 | 0 | 0 | 0 | 0 | 0 | 0 | 0 | 0 | 0 | 0 | 0 | 0 | 0 | 0 | 0 | 0 | 0 | 0 | 0 | 0 | 0 | 0 | 0 | 0 | 0 | 0 | 0 | 0 | 0 | 0 | 0 | 0 | 0 | 0 | 0 | 0 | 0 | 0 | 0 | 0 | 0 | 0 | 0 | 0 | 0 | 0 | 0 | 0 | 0 | 0 | 0 | 0 | 0 | 0 | 0 | 0 | 0 | 0 | 0 | 0 | 0 | 0 | 0 | 0 | 0 | 0 | 0 | 0 | 0 | 0 | 0 | 0 | 0 | 0 | 0 | 0 | 0 | 0 | 0 | 0 | 0 | 0 | 0 | 0 | 0 | 0 | 0 | 0 | 0 | 0 | 0 | 0 | 0 | 0 | 0 | 0 | 0 | 0 | 0 | 0 | 0 | 0 | 0 | 0 | 0 | 0 | 0 | 0 | 0 | 0 | 0 | 0 | 0 | 0 | 0 | 0 | 0 | 0 | 0 | 0 | 0 | 0 | 0 | 0 | 0 | 0 | 0 | 0 | 0 | 0 | 0 | 0 | 0 | 0 | 0 | 0 | 0 | 0 | 0 | 0 | 0 | 0 | 0 | 0 | 0 | 0 | 0 | 0 | 0 | 0 | 0 | 0 | 0 | 0 | 0 | 0 | 0 | 0 | 0 | 0 | 0 | 0 | 0 | 0 | 0 | 0 | 0 | 0 | 0 | 0 | 0 | 0 | 0 | 0 | 0 | 0 | 0 | 0 | 0 | 0 | 0 | 0 | 0 | 0 | 0 | 0 | 0 | 0 | 0 | 0 | 0 | 0 | 0 | 0 | 0 | 0 | 0 | 0 | 0 | 0 | 0 | 0 | 0 | 0 | 0 | 0 | 0 | 0 | 0 | 0 | 0 | 0 | 0 | 0 | 0 | 0 | 0 | 0 | 0 | 0 | 0 | 0 | 0 | 0 | 0 | 0 | 0 | 0 | 0 | 0 | 0 | 0 | 0 | 0 | 0 | 0 | 0 | 0 | 0 | 0 | 0 | 0 | 0 | 0 | 0 | 0 | 0 | 0 | 0 | 0 | 0 | 0 | 0 | 0 | 0 | 0 | 0 | 0 | 0 | 0 | 0 | 0 | 0.10033 | 0.10039 | 0.10043 | 0.10046 | 0.10049 | 0.10051 | 0.10053 | 0.10056 | 0.10058 | 0.10061 | 0.10063 | 0.10064 | 0.10065 | 0.10067 | 0.10069 | 0.1007 | 0.10071 | 0.10071 | 0.10071 | 0.10071 | 0.10071 | 0.10071 | 0.10071 | 0 | 0 | 0 | 0.081661 | 0.081709 | 0.081744 | 0.081771 | 0.081792 | 0.081809 | 0.081829 | 0.08185 | 0.081871 | 0.081891 | 0.081906 | 0.081919 | 0.081929 | 0.081944 | 0.081956 | 0.081964 | 0.08197 | 0.08197 | 0.08197 | 0.08197 | 0.08197 | 0.08197 | 0.08197 | 0 | 0 | 0
WA_Industrial_Stone, Clay, and Glass_New_Space Heating_Natural Gas_Retrocommissioning_A | WA | Industrial | Stone, Clay, and Glass | New | Space Heating | Natural Gas | Retrocommissioning | A | IM319 | Vintage/existing building | Optimized HVAC flow and controls | 5 | 0 | 0 | 0 | 0 | 0 | 0 | 0 | 0 |  | employee | 0% | 0% | Retrofit | RetroEven20 | 76.5% | TBD | 0.2% | 0 |  | 0 |  | 0 | COM_RCX-Heating-7PLN-v5-18 | COM_RCX-Heating-7PLN-v5-18 | n/a | Vintage/existing building | Vintage/existing building | Vintage/existing building | Vintage/existing building | Vintage/existing building | Vintage/existing building | Vintage/existing building | Vintage/existing building | Vintage/existing building | Vintage/existing building | Vintage/existing building | Vintage/existing building | Vintage/existing building | Vintage/existing building | Vintage/existing building | Vintage/existing building | Vintage/existing building | Vintage/existing building | Vintage/existing building | Vintage/existing building | Vintage/existing building | Vintage/existing building | Vintage/existing building | Vintage/existing building | Vintage/existing building | Vintage/existing building | Vintage/existing building | Vintage/existing building | Vintage/existing building | Vintage/existing building | Vintage/existing building | Optimized HVAC flow and controls | Optimized HVAC flow and controls | Optimized HVAC flow and controls | Optimized HVAC flow and controls | Optimized HVAC flow and controls | Optimized HVAC flow and controls | Optimized HVAC flow and controls | Optimized HVAC flow and controls | Optimized HVAC flow and controls | Optimized HVAC flow and controls | Optimized HVAC flow and controls | Optimized HVAC flow and controls | Optimized HVAC flow and controls | Optimized HVAC flow and controls | Optimized HVAC flow and controls | Optimized HVAC flow and controls | Optimized HVAC flow and controls | Optimized HVAC flow and controls | Optimized HVAC flow and controls | Optimized HVAC flow and controls | Optimized HVAC flow and controls | Optimized HVAC flow and controls | Optimized HVAC flow and controls | Optimized HVAC flow and controls | Optimized HVAC flow and controls | Optimized HVAC flow and controls | Optimized HVAC flow and controls | Optimized HVAC flow and controls | Optimized HVAC flow and controls | Optimized HVAC flow and controls | Optimized HVAC flow and controls | 0 | 0 | 0 | 0 | 0 | 0 | 0 | 0 | 0 | 0 | 0 | 0 | 0 | 0 | 0 | 0 | 0 | 0 | 0 | 0 | 0 | 0 | 0 | 0 | 0 | 0 | 0 | 0 | 0 | 0 | 0 | 0 | 0 | 0 | 0 | 0 | 0 | 0 | 0 | 0 | 0 | 0 | 0 | 0 | 0 | 0 | 0 | 0 | 0 | 0 | 0 | 0 | 0 | 0 | 0 | 0 | 0 | 0 | 0 | 0 | 0 | 0 | 0 | 0 | 0 | 0 | 0 | 0 | 0 | 0 | 0 | 0 | 0 | 0 | 0 | 0 | 0 | 0 | 0 | 0 | 0 | 0 | 0 | 0 | 0 | 0 | 0 | 0 | 0 | 0 | 0 | 0 | 0 | 0 | 0 | 0 | 0 | 0 | 0 | 0 | 0 | 0 | 0 | 0 | 0 | 0 | 0 | 0 | 0 | 0 | 0 | 0 | 0 | 0 | 0 | 0 | 0 | 0 | 0 | 0 | 0 | 0 | 0 | 0 | 0 | 0 | 0 | 0 | 0 | 0 | 0 | 0 | 0 | 0 | 0 | 0 | 0 | 0 | 0 | 0 | 0 | 0 | 0 | 0 | 0 | 0 | 0 | 0 | 0 | 0 | 0 | 0 | 0 | 0 | 0 | 0 | 0 | 0 | 0 | 0 | 0 | 0 | 0 | 0 | 0 | 0 | 0 | 0 | 0 | 0 | 0 | 0 | 0 | 0 | 0 | 0 | 0 | 0 | 0 | 0 | 0 | 0 | 0 | 0 | 0 | 0 | 0 | 0 | 0 | 0 | 0 | 0 | 0 | 0 | 0 | 0 | 0 | 0 | 0 | 0 | 0 | 0 | 0 | 0 | 0 | 0 | 0 | 0 | 0 | 0 | 0 | 0 | 0 | 0 | 0 | 0 | 0 | 0 | 0 | 0 | 0 | 0 | 0 | 0 | 0 | 0 | 0 | 0 | 0 | 0 | 0 | 0 | 0 | 0 | 0 | 0 | 0 | 0 | 0 | 0 | 0 | 0 | 0 | 0 | 0 | 0 | 0 | 0 | 0 | 0 | 0 | 0 | 0 | 0 | 0 | 0 | 0 | 0 | 0 | 0 | 0 | 0 | 0 | 0 | 0 | 0 | 0 | 0 | 0 | 0 | 0 | 0 | 0 | 0 | 0 | 0 | 0 | 0 | 0 | 0 | 0 | 0 | 0 | 0 | 0 | 0 | 0 | 0 | 0 | 0 | 0 | 0 | 0 | 0 | 0 | 0 | 0 | 0 | 0 | 0 | 0 | 0 | 0 | 0 | 0 | 0 | 0 | 0 | 0 | 0 | 0 | 0 | 0 | 0 | 0 | 0 | 0 | 0 | 0 | 0 | 0 | 0 | 0 | 0 | 0 | 0 | 0 | 0 | 0 | 0 | 0 | 0 | 0 | 0 | 0 | 0 | 0 | 0 | 0 | 0 | 0 | 0 | 0 | 0 | 0 | 0 | 0 | 0 | 0 | 0 | 0 | 0 | 0 | 0 | 0 | 0 | 0 | 0 | 0 | 0 | 0 | 0 | 0 | 0 | 0 | 0 | 0 | 0 | 0 | 0 | 0 | 0 | 0 | 0 | 0 | 0 | 0 | 0 | 0 | 0 | 0 | 0 | 0 | 0 | 0 | 0 | 0 | 0 | 0 | 0 | 0 | 0 | 0 | 0 | 0 | 0 | 0 | 0 | 0 | 0 | 0 | 0 | 0 | 0 | 0 | 0 | 0 | 0 | 0 | 0 | 0 | 0 | 0 | 0 | 0 | 0 | 0 | 0 | 0 | 0 | 0 | 0 | 0 | 0 | 0 | 0 | 0 | 0 | 0 | 0 | 0 | 0 | 0 | 0 | 0 | 0 | 0 | 0 | 0 | 0 | 0 | 0 | 0 | 0 | 0 | 0 | 0 | 0 | 0 | 0 | 0 | 0 | 0 | 0 | 0 | 0 | 0 | 0 | 0 | 0 | 0 | 0 | 0 | 0 | 0 | 0 | 0 | 0 | 0 | 0 | 0 | 0 | 0 | 0 | 0 | 0 | 0 | 0 | 0 | 0 | 0 | 0 | 0 | 0 | 0 | 0 | 0 | 0 | 0 | 0 | 0 | 0 | 0 | 0 | 0 | 0 | 0 | 0 | 0 | 0 | 0 | 0 | 0 | 0 | 0 | 0 | 0 | 0 | 0 | 0 | 0 | 0 | 0 | 0 | 0 | 0 | 0 | 0 | 0 | 0 | 0 | 0 | 0 | 0 | 0 | 0 | 0 | 0 | 0 | 0
WA_Industrial_Stone, Clay, and Glass_New_Process_Natural Gas_Retrocommissioning_A | WA | Industrial | Stone, Clay, and Glass | New | Process | Natural Gas | Retrocommissioning | A | IM320 | Vintage/existing building | Optimized process design and controls | 5 | 0 | 0 | 0 | 0 | 0 | 0 | 0 | 0 |  | employee | 0% | 0% | Retrofit | RetroEven20 | 76.5% | TBD | 0.2% | 0 |  | 0 |  | 0 | COM_RCX-Heating-7PLN-v5-18 | COM_RCX-Heating-7PLN-v5-18 | n/a | Vintage/existing building | Vintage/existing building | Vintage/existing building | Vintage/existing building | Vintage/existing building | Vintage/existing building | Vintage/existing building | Vintage/existing building | Vintage/existing building | Vintage/existing building | Vintage/existing building | Vintage/existing building | Vintage/existing building | Vintage/existing building | Vintage/existing building | Vintage/existing building | Vintage/existing building | Vintage/existing building | Vintage/existing building | Vintage/existing building | Vintage/existing building | Vintage/existing building | Vintage/existing building | Vintage/existing building | Vintage/existing building | Vintage/existing building | Vintage/existing building | Vintage/existing building | Vintage/existing building | Vintage/existing building | Vintage/existing building | Optimized process design and controls | Optimized process design and controls | Optimized process design and controls | Optimized process design and controls | Optimized process design and controls | Optimized process design and controls | Optimized process design and controls | Optimized process design and controls | Optimized process design and controls | Optimized process design and controls | Optimized process design and controls | Optimized process design and controls | Optimized process design and controls | Optimized process design and controls | Optimized process design and controls | Optimized process design and controls | Optimized process design and controls | Optimized process design and controls | Optimized process design and controls | Optimized process design and controls | Optimized process design and controls | Optimized process design and controls | Optimized process design and controls | Optimized process design and controls | Optimized process design and controls | Optimized process design and controls | Optimized process design and controls | Optimized process design and controls | Optimized process design and controls | Optimized process design and controls | Optimized process design and controls | 0 | 0 | 0 | 0 | 0 | 0 | 0 | 0 | 0 | 0 | 0 | 0 | 0 | 0 | 0 | 0 | 0 | 0 | 0 | 0 | 0 | 0 | 0 | 0 | 0 | 0 | 0 | 0 | 0 | 0 | 0 | 0 | 0 | 0 | 0 | 0 | 0 | 0 | 0 | 0 | 0 | 0 | 0 | 0 | 0 | 0 | 0 | 0 | 0 | 0 | 0 | 0 | 0 | 0 | 0 | 0 | 0 | 0 | 0 | 0 | 0 | 0 | 0 | 0 | 0 | 0 | 0 | 0 | 0 | 0 | 0 | 0 | 0 | 0 | 0 | 0 | 0 | 0 | 0 | 0 | 0 | 0 | 0 | 0 | 0 | 0 | 0 | 0 | 0 | 0 | 0 | 0 | 0 | 0 | 0 | 0 | 0 | 0 | 0 | 0 | 0 | 0 | 0 | 0 | 0 | 0 | 0 | 0 | 0 | 0 | 0 | 0 | 0 | 0 | 0 | 0 | 0 | 0 | 0 | 0 | 0 | 0 | 0 | 0 | 0 | 0 | 0 | 0 | 0 | 0 | 0 | 0 | 0 | 0 | 0 | 0 | 0 | 0 | 0 | 0 | 0 | 0 | 0 | 0 | 0 | 0 | 0 | 0 | 0 | 0 | 0 | 0 | 0 | 0 | 0 | 0 | 0 | 0 | 0 | 0 | 0 | 0 | 0 | 0 | 0 | 0 | 0 | 0 | 0 | 0 | 0 | 0 | 0 | 0 | 0 | 0 | 0 | 0 | 0 | 0 | 0 | 0 | 0 | 0 | 0 | 0 | 0 | 0 | 0 | 0 | 0 | 0 | 0 | 0 | 0 | 0 | 0 | 0 | 0 | 0 | 0 | 0 | 0 | 0 | 0 | 0 | 0 | 0 | 0 | 0 | 0 | 0 | 0 | 0 | 0 | 0 | 0 | 0 | 0 | 0 | 0 | 0 | 0 | 0 | 0 | 0 | 0 | 0 | 0 | 0 | 0 | 0 | 0 | 0 | 0 | 0 | 0 | 0 | 0 | 0 | 0 | 0 | 0 | 0 | 0 | 0 | 0 | 0 | 0 | 0 | 0 | 0 | 0 | 0 | 0 | 0 | 0 | 0 | 0 | 0 | 0 | 0 | 0 | 0 | 0 | 0 | 0 | 0 | 0 | 0 | 0 | 0 | 0 | 0 | 0 | 0 | 0 | 0 | 0 | 0 | 0 | 0 | 0 | 0 | 0 | 0 | 0 | 0 | 0 | 0 | 0 | 0 | 0 | 0 | 0 | 0 | 0 | 0 | 0 | 0 | 0 | 0 | 0 | 0 | 0 | 0 | 0 | 0 | 0 | 0 | 0 | 0 | 0 | 0 | 0 | 0 | 0 | 0 | 0 | 0 | 0 | 0 | 0 | 0 | 0 | 0 | 0 | 0 | 0 | 0 | 0 | 0 | 0 | 0 | 0 | 0 | 0 | 0 | 0 | 0 | 0 | 0 | 0 | 0 | 0 | 0 | 0 | 0 | 0 | 0 | 0 | 0 | 0 | 0 | 0 | 0 | 0 | 0 | 0 | 0 | 0 | 0 | 0 | 0 | 0 | 0 | 0 | 0 | 0 | 0 | 0 | 0 | 0 | 0 | 0 | 0 | 0 | 0 | 0 | 0 | 0 | 0 | 0 | 0 | 0 | 0 | 0 | 0 | 0 | 0 | 0 | 0 | 0 | 0 | 0 | 0 | 0 | 0 | 0 | 0 | 0 | 0 | 0 | 0 | 0 | 0 | 0 | 0 | 0 | 0 | 0 | 0 | 0 | 0 | 0 | 0 | 0 | 0 | 0 | 0 | 0 | 0 | 0 | 0 | 0 | 0 | 0 | 0 | 0 | 0 | 0 | 0 | 0 | 0 | 0 | 0 | 0 | 0 | 0 | 0 | 0 | 0 | 0 | 0 | 0 | 0 | 0 | 0 | 0 | 0 | 0 | 0 | 0 | 0 | 0 | 0 | 0 | 0 | 0 | 0 | 0 | 0 | 0 | 0 | 0 | 0 | 0 | 0 | 0 | 0 | 0 | 0 | 0 | 0 | 0 | 0 | 0 | 0 | 0 | 0 | 0 | 0 | 0 | 0 | 0 | 0 | 0 | 0 | 0 | 0 | 0 | 0 | 0 | 0 | 0 | 0 | 0 | 0 | 0 | 0 | 0 | 0 | 0 | 0 | 0 | 0 | 0 | 0 | 0 | 0 | 0 | 0 | 0 | 0 | 0 | 0 | 0 | 0 | 0 | 0 | 0 | 0 | 0 | 0 | 0 | 0 | 0 | 0 | 0 | 0
WA_Industrial_Petroleum_Existing_Space Heating_Natural Gas_Insulation - Roof/Ceiling_A | WA | Industrial | Petroleum | Existing | Space Heating | Natural Gas | Insulation - Roof/Ceiling | A | IM321 | R-13 | R-38 | 45 | 0.10108 | 0 | 0 | 1.11 | 0.09 | 0 | 0 | 0.55255 |  | sqft | 60% | 100% | Retrofit | Retro3Slow | 83.42% | TBD | 0.2% | 1773.4358 |  | 575.1052 |  | 0.045029 | RTF Wkbk - ComWeatherizationSchool_v3_1 | RTF Wkbk - ComWeatherizationSchool_v3_1 | Building Energy Simulation Tool | R-13 | R-13 | R-13 | R-13 | R-13 | R-13 | R-13 | R-13 | R-13 | R-13 | R-13 | R-13 | R-13 | R-13 | R-13 | R-13 | R-13 | R-13 | R-13 | R-13 | R-13 | R-13 | R-13 | R-13 | R-13 | R-13 | R-13 | R-13 | R-13 | R-13 | R-13 | R-38 | R-38 | R-38 | R-38 | R-38 | R-38 | R-38 | R-38 | R-38 | R-38 | R-38 | R-38 | R-38 | R-38 | R-38 | R-38 | R-38 | R-38 | R-38 | R-38 | R-38 | R-38 | R-38 | R-38 | R-38 | R-38 | R-38 | R-38 | R-38 | R-38 | R-38 | 1.11 | 1.11 | 1.11 | 1.11 | 1.11 | 1.11 | 1.11 | 1.11 | 1.11 | 1.11 | 1.11 | 1.11 | 1.11 | 1.11 | 1.11 | 1.11 | 1.11 | 1.11 | 1.11 | 1.11 | 1.11 | 1.11 | 1.11 | 1.11 | 1.11 | 1.11 | 1.11 | 1.11 | 1.11 | 1.11 | 1.11 | 0 | 0 | 0 | 0 | 0 | 0.097687 | 0.096384 | 0.094767 | 0.093108 | 0.091403 | 0.089644 | 0.087867 | 0.086101 | 0.084274 | 0.082474 | 0.08071 | 0.079054 | 0.077427 | 0.075851 | 0.074426 | 0.073055 | 0.071761 | 0.070535 | 0.069403 | 0.068329 | 0.067517 | 0.066745 | 0.066009 | 0 | 0 | 0 | 0.019471 | 0.033602 | 0.051089 | 0.07031 | 0.087921 | 0.099323 | 0.10456 | 0.10225 | 0.091921 | 0.079014 | 0.063071 | 0.048055 | 0.034506 | 0.023451 | 0.015359 | 0.009554 | 0.0056902 | 0.0037732 | 0 | 0 | 0 | 0 | 0 | 0 | 0 | 0 | 0.019471 | 0.052813 | 0.10302 | 0.17152 | 0.2563 | 0.35069 | 0.4483 | 0.54154 | 0.62196 | 0.68769 | 0.73605 | 0.76901 | 0.78768 | 0.79511 | 0.79553 | 0.79043 | 0.78211 | 0.77253 | 0.76013 | 0.74836 | 0.73947 | 0.73102 | 0.72296 | 0 | 0 | 0 | 199.3219 | 348.6219 | 539.1026 | 755.1518 | 961.8969 | 1107.9621 | 1189.9294 | 1187.5133 | 1090.7456 | 958.0464 | 781.4554 | 607.8775 | 445.6554 | 309.1761 | 206.3616 | 130.778 | 79.2944 | 53.4933 | 0 | 0 | 0 | 0 | 0 | 0 | 0 | 0 | 199.3219 | 547.9439 | 1087.0465 | 1842.1983 | 2804.0952 | 3912.0574 | 5101.9868 | 6289.5001 | 7380.2457 | 8338.2921 | 9119.7475 | 9727.6251 | 10173.2805 | 10482.4566 | 10688.8182 | 10819.5962 | 10898.8905 | 10952.3838 | 10952.3838 | 10952.3838 | 10952.3838 | 10952.3838 | 10952.3838 | 10952.3838 | 10952.3838 | 10952.3838 | 0.016578 | 0.028649 | 0.043664 | 0.060238 | 0.075515 | 0.085544 | 0.090307 | 0.088567 | 0.07988 | 0.068875 | 0.055157 | 0.042151 | 0.03036 | 0.020699 | 0.013594 | 0.0084807 | 0.0050651 | 0.0033679 | 0 | 0 | 0 | 0 | 0 | 0 | 0 | 0 | 0.016578 | 0.045029 | 0.088044 | 0.14695 | 0.22014 | 0.30204 | 0.3872 | 0.46908 | 0.54049 | 0.59945 | 0.64369 | 0.67453 | 0.69305 | 0.7018 | 0.70414 | 0.70163 | 0.69619 | 0.68956 | 0.68125 | 0.67346 | 0.66789 | 0.6627 | 0.65784 | 0 | 0 | 0 | 169.4236 | 296.3286 | 458.2372 | 641.879 | 817.6124 | 941.7678 | 1011.44 | 1009.3863 | 927.1338 | 814.3394 | 664.2371 | 516.6959 | 378.8071 | 262.7997 | 175.4073 | 111.1613 | 67.4002 | 45.4693 | 0 | 0 | 0 | 0 | 0 | 0 | 0 | 0 | 169.4236 | 465.7523 | 923.9895 | 1565.8685 | 2383.4809 | 3325.2488 | 4336.6888 | 5346.0751 | 6273.2089 | 7087.5483 | 7751.7854 | 8268.4813 | 8647.2884 | 8910.0881 | 9085.4955 | 9196.6567 | 9264.057 | 9309.5263 | 9309.5263 | 9309.5263 | 9309.5263 | 9309.5263 | 9309.5263 | 9309.5263 | 9309.5263 | 9309.5263 | 0.016596 | 0.02872 | 0.043842 | 0.060589 | 0.076098 | 0.086378 | 0.091369 | 0.089791 | 0.081168 | 0.070139 | 0.056297 | 0.043114 | 0.031125 | 0.021272 | 0.014002 | 0.0087555 | 0.0052424 | 0.0034946 | 0 | 0 | 0 | 0 | 0 | 0 | 0 | 0 | 0.016596 | 0.04514 | 0.088403 | 0.14781 | 0.22184 | 0.30499 | 0.39176 | 0.47557 | 0.5492 | 0.61045 | 0.657 | 0.68994 | 0.71051 | 0.72121 | 0.72523 | 0.72437 | 0.72056 | 0.71549 | 0.70758 | 0.70016 | 0.69464 | 0.68946 | 0.68462 | 0 | 0 | 0 | 169.4236 | 296.3286 | 458.2372 | 641.879 | 817.6124 | 941.7678 | 1011.44 | 1009.3863 | 927.1338 | 814.3394 | 664.2371 | 516.6959 | 378.8071 | 262.7997 | 175.4073 | 111.1613 | 67.4002 | 45.4693 | 0 | 0 | 0 | 0 | 0 | 0 | 0 | 0 | 169.4236 | 465.7523 | 923.9895 | 1565.8685 | 2383.4809 | 3325.2488 | 4336.6888 | 5346.0751 | 6273.2089 | 7087.5483 | 7751.7854 | 8268.4813 | 8647.2884 | 8910.0881 | 9085.4955 | 9196.6567 | 9264.057 | 9309.5263 | 9309.5263 | 9309.5263 | 9309.5263 | 9309.5263 | 9309.5263 | 9309.5263 | 9309.5263 | 9309.5263 | 0.016586 | 0.028664 | 0.043687 | 0.06027 | 0.075556 | 0.08559 | 0.090356 | 0.088615 | 0.079924 | 0.068913 | 0.055187 | 0.042174 | 0.030377 | 0.020711 | 0.013602 | 0.0084855 | 0.005068 | 0.0033698 | 0 | 0 | 0 | 0 | 0 | 0 | 0 | 0 | 0.016586 | 0.045053 | 0.088091 | 0.14703 | 0.22026 | 0.30221 | 0.38741 | 0.46934 | 0.54079 | 0.59978 | 0.64405 | 0.6749 | 0.69344 | 0.70219 | 0.70453 | 0.70203 | 0.69658 | 0.68995 | 0.68164 | 0.67384 | 0.66792 | 0.66272 | 0.65787 | 0 | 0 | 0 | 169.4236 | 296.3286 | 458.2372 | 641.879 | 817.6124 | 941.7678 | 1011.44 | 1009.3863 | 927.1338 | 814.3394 | 664.2371 | 516.6959 | 378.8071 | 262.7997 | 175.4073 | 111.1613 | 67.4002 | 45.4693 | 0 | 0 | 0 | 0 | 0 | 0 | 0 | 0 | 169.4236 | 465.7523 | 923.9895 | 1565.8685 | 2383.4809 | 3325.2488 | 4336.6888 | 5346.0751 | 6273.2089 | 7087.5483 | 7751.7854 | 8268.4813 | 8647.2884 | 8910.0881 | 9085.4955 | 9196.6567 | 9264.057 | 9309.5263 | 9309.5263 | 9309.5263 | 9309.5263 | 9309.5263 | 9309.5263 | 9309.5263 | 9309.5263 | 9309.5263 | 1631.6939 | 1645.7696 | 1663.3571 | 1681.5725 | 1700.2487 | 1718.9082 | 1737.8182 | 1756.124 | 1773.8323 | 1792.1969 | 1808.6942 | 1824.6605 | 1840.0262 | 1854.8436 | 1870.0497 | 1885.0158 | 1900.2631 | 1916.0517 | 1931.4889 | 1946.7 | 1961.099 | 1974.7187 | 1987.5923 | 0 | 0 | 0 | 529.1399 | 533.7045 | 539.4079 | 545.315 | 551.3715 | 557.4225 | 563.5548 | 569.4912 | 575.2338 | 581.1892 | 586.5391 | 591.7168 | 596.6997 | 601.5049 | 606.436 | 611.2894 | 616.2339 | 621.3539 | 626.36 | 631.2929 | 635.9623 | 640.379 | 644.5538 | 0 | 0 | 0
WA_Industrial_Petroleum_Existing_Space Heating_Natural Gas_Insulation - Wall Cavity_A | WA | Industrial | Petroleum | Existing | Space Heating | Natural Gas | Insulation - Wall Cavity | A | IM322 | R-11 or less | R-21 | 45 | 0.018204 | 0 | 0 | 0.36 | 0.02 | 0 | 0 | 0.1823 |  | sqft | 60% | 100% | Retrofit | Retro3Slow | 83.42% | TBD | 0.2% | 2498.1446 |  | 1035.7003 |  | 0.0080216 | RTF Wkbk - ComWeatherizationSchool_v4_0 | RTF Wkbk - ComWeatherizationSchool_v4_0 | Building Energy Simulation Tool | R-11 or less | R-11 or less | R-11 or less | R-11 or less | R-11 or less | R-11 or less | R-11 or less | R-11 or less | R-11 or less | R-11 or less | R-11 or less | R-11 or less | R-11 or less | R-11 or less | R-11 or less | R-11 or less | R-11 or less | R-11 or less | R-11 or less | R-11 or less | R-11 or less | R-11 or less | R-11 or less | R-11 or less | R-11 or less | R-11 or less | R-11 or less | R-11 or less | R-11 or less | R-11 or less | R-11 or less | R-21 | R-21 | R-21 | R-21 | R-21 | R-21 | R-21 | R-21 | R-21 | R-21 | R-21 | R-21 | R-21 | R-21 | R-21 | R-21 | R-21 | R-21 | R-21 | R-21 | R-21 | R-21 | R-21 | R-21 | R-21 | R-21 | R-21 | R-21 | R-21 | R-21 | R-21 | 0.36 | 0.36 | 0.36 | 0.36 | 0.36 | 0.36 | 0.36 | 0.36 | 0.36 | 0.36 | 0.36 | 0.36 | 0.36 | 0.36 | 0.36 | 0.36 | 0.36 | 0.36 | 0.36 | 0.36 | 0.36 | 0.36 | 0.36 | 0.36 | 0.36 | 0.36 | 0.36 | 0.36 | 0.36 | 0.36 | 0.36 | 0 | 0 | 0 | 0 | 0 | 0.01751 | 0.017137 | 0.016636 | 0.016055 | 0.015401 | 0.014678 | 0.013947 | 0.013237 | 0.01253 | 0.011939 | 0.011387 | 0.010948 | 0.010558 | 0.010211 | 0.0099557 | 0.0097159 | 0.0095049 | 0.0093131 | 0.0091513 | 0.0089983 | 0.0088819 | 0.0087717 | 0.0086672 | 0 | 0 | 0 | 0.0034902 | 0.0059743 | 0.0089688 | 0.012124 | 0.014814 | 0.016262 | 0.016596 | 0.015719 | 0.013667 | 0.011438 | 0.0088981 | 0.006655 | 0.0047051 | 0.0031569 | 0.0020545 | 0.0012706 | 0.00075369 | 0.00049819 | 0 | 0 | 0 | 0 | 0 | 0 | 0 | 0 | 0.0034902 | 0.0093901 | 0.018085 | 0.029577 | 0.043185 | 0.05742 | 0.07116 | 0.083253 | 0.092477 | 0.099548 | 0.10384 | 0.1065 | 0.10741 | 0.10703 | 0.10641 | 0.10512 | 0.10359 | 0.102 | 0.10023 | 0.098553 | 0.097278 | 0.096071 | 0.094926 | 0 | 0 | 0 | 199.3219 | 348.6219 | 539.1026 | 755.1518 | 961.8969 | 1107.9621 | 1189.9294 | 1187.5133 | 1090.7456 | 958.0464 | 781.4554 | 607.8775 | 445.6554 | 309.1761 | 206.3616 | 130.778 | 79.2944 | 53.4933 | 0 | 0 | 0 | 0 | 0 | 0 | 0 | 0 | 199.3219 | 547.9439 | 1087.0465 | 1842.1983 | 2804.0952 | 3912.0574 | 5101.9868 | 6289.5001 | 7380.2457 | 8338.2921 | 9119.7475 | 9727.6251 | 10173.2805 | 10482.4566 | 10688.8182 | 10819.5962 | 10898.8905 | 10952.3838 | 10952.3838 | 10952.3838 | 10952.3838 | 10952.3838 | 10952.3838 | 10952.3838 | 10952.3838 | 10952.3838 | 0.0029736 | 0.0051036 | 0.007695 | 0.010456 | 0.012855 | 0.014216 | 0.014624 | 0.013965 | 0.012253 | 0.010334 | 0.0081035 | 0.0060997 | 0.0043384 | 0.0029272 | 0.0019126 | 0.0011876 | 0.00070695 | 0.00046887 | 0 | 0 | 0 | 0 | 0 | 0 | 0 | 0 | 0.0029736 | 0.0080216 | 0.015516 | 0.025508 | 0.037474 | 0.050195 | 0.0627 | 0.073965 | 0.082904 | 0.089944 | 0.094569 | 0.097611 | 0.099036 | 0.099246 | 0.099067 | 0.098253 | 0.09717 | 0.095998 | 0.094738 | 0.093559 | 0.092706 | 0.091911 | 0.091172 | 0 | 0 | 0 | 169.4236 | 296.3286 | 458.2372 | 641.879 | 817.6124 | 941.7678 | 1011.44 | 1009.3863 | 927.1338 | 814.3394 | 664.2371 | 516.6959 | 378.8071 | 262.7997 | 175.4073 | 111.1613 | 67.4002 | 45.4693 | 0 | 0 | 0 | 0 | 0 | 0 | 0 | 0 | 169.4236 | 465.7523 | 923.9895 | 1565.8685 | 2383.4809 | 3325.2488 | 4336.6888 | 5346.0751 | 6273.2089 | 7087.5483 | 7751.7854 | 8268.4813 | 8647.2884 | 8910.0881 | 9085.4955 | 9196.6567 | 9264.057 | 9309.5263 | 9309.5263 | 9309.5263 | 9309.5263 | 9309.5263 | 9309.5263 | 9309.5263 | 9309.5263 | 9309.5263 | 0.0029771 | 0.0051171 | 0.0077282 | 0.010521 | 0.012959 | 0.014361 | 0.014804 | 0.014167 | 0.012459 | 0.010532 | 0.0082783 | 0.0062451 | 0.0044523 | 0.0030116 | 0.0019723 | 0.0012277 | 0.0007327 | 0.00048721 | 0 | 0 | 0 | 0 | 0 | 0 | 0 | 0 | 0.0029771 | 0.0080427 | 0.015583 | 0.025665 | 0.037778 | 0.050708 | 0.063473 | 0.075035 | 0.084301 | 0.091668 | 0.096609 | 0.099937 | 0.10164 | 0.10211 | 0.10216 | 0.10157 | 0.10071 | 0.099752 | 0.098551 | 0.097426 | 0.096574 | 0.095778 | 0.095037 | 0 | 0 | 0 | 169.4236 | 296.3286 | 458.2372 | 641.879 | 817.6124 | 941.7678 | 1011.44 | 1009.3863 | 927.1338 | 814.3394 | 664.2371 | 516.6959 | 378.8071 | 262.7997 | 175.4073 | 111.1613 | 67.4002 | 45.4693 | 0 | 0 | 0 | 0 | 0 | 0 | 0 | 0 | 169.4236 | 465.7523 | 923.9895 | 1565.8685 | 2383.4809 | 3325.2488 | 4336.6888 | 5346.0751 | 6273.2089 | 7087.5483 | 7751.7854 | 8268.4813 | 8647.2884 | 8910.0881 | 9085.4955 | 9196.6567 | 9264.057 | 9309.5263 | 9309.5263 | 9309.5263 | 9309.5263 | 9309.5263 | 9309.5263 | 9309.5263 | 9309.5263 | 9309.5263 | 0 | 0 | 0 | 0 | 0 | 0 | 0 | 0 | 0 | 0 | 0 | 0 | 0 | 0 | 0 | 0 | 0 | 0 | 0 | 0 | 0 | 0 | 0 | 0 | 0 | 0 | 0 | 0 | 0 | 0 | 0 | 0 | 0 | 0 | 0 | 0 | 0 | 0 | 0 | 0 | 0 | 0 | 0 | 0 | 0 | 0 | 0 | 0 | 0 | 0 | 0 | 0 | 0 | 0 | 0 | 0 | 0 | 0 | 0 | 0 | 0 | 0 | 0 | 0 | 0 | 0 | 0 | 0 | 0 | 0 | 0 | 0 | 0 | 0 | 0 | 0 | 0 | 0 | 0 | 0 | 0 | 0 | 0 | 0 | 0 | 0 | 0 | 0 | 0 | 0 | 0 | 0 | 0 | 0 | 0 | 0 | 0 | 0 | 0 | 0 | 0 | 0 | 0 | 0 | 2298.4803 | 2318.308 | 2343.0825 | 2368.7416 | 2395.0497 | 2421.3344 | 2447.9719 | 2473.7583 | 2498.7031 | 2524.5723 | 2547.8111 | 2570.3021 | 2591.9469 | 2612.8194 | 2634.2394 | 2655.3213 | 2676.7993 | 2699.0399 | 2720.7854 | 2742.2126 | 2762.4956 | 2781.6811 | 2799.8154 | 0 | 0 | 0 | 952.9219 | 961.1423 | 971.4135 | 982.0514 | 992.9585 | 1003.8558 | 1014.8993 | 1025.5901 | 1035.9319 | 1046.657 | 1056.2915 | 1065.6159 | 1074.5896 | 1083.2431 | 1092.1236 | 1100.8639 | 1109.7684 | 1118.9891 | 1128.0045 | 1136.888 | 1145.2971 | 1153.2511 | 1160.7694 | 0 | 0 | 0
WA_Industrial_Petroleum_Existing_Space Heating_Natural Gas_Insulation - Ducting_A | WA | Industrial | Petroleum | Existing | Space Heating | Natural Gas | Insulation - Ducting | A | IM323 | ~2°F thermal losses | 50% reduction in thermal losses | 20 | 0.0016852 | 0 | 0 | 1.52 | 0 | 0 | 0 | 0.76105 |  | sqft | 40% | 60% | Retrofit | Retro5Med | 85.36% | TBD | 0.2% | 92900.7848 |  | 67826.1227 |  | 0.00015486 | MA TRM - 2019-2021 - COM-HVAC-DI | MEMD - MMD8.25.01.FESH23.v01 | Building Energy Simulation Tool | ~2°F thermal losses | ~2°F thermal losses | ~2°F thermal losses | ~2°F thermal losses | ~2°F thermal losses | ~2°F thermal losses | ~2°F thermal losses | ~2°F thermal losses | ~2°F thermal losses | ~2°F thermal losses | ~2°F thermal losses | ~2°F thermal losses | ~2°F thermal losses | ~2°F thermal losses | ~2°F thermal losses | ~2°F thermal losses | ~2°F thermal losses | ~2°F thermal losses | ~2°F thermal losses | ~2°F thermal losses | ~2°F thermal losses | ~2°F thermal losses | ~2°F thermal losses | ~2°F thermal losses | ~2°F thermal losses | ~2°F thermal losses | ~2°F thermal losses | ~2°F thermal losses | ~2°F thermal losses | ~2°F thermal losses | ~2°F thermal losses | 50% reduction in thermal losses | 50% reduction in thermal losses | 50% reduction in thermal losses | 50% reduction in thermal losses | 50% reduction in thermal losses | 50% reduction in thermal losses | 50% reduction in thermal losses | 50% reduction in thermal losses | 50% reduction in thermal losses | 50% reduction in thermal losses | 50% reduction in thermal losses | 50% reduction in thermal losses | 50% reduction in thermal losses | 50% reduction in thermal losses | 50% reduction in thermal losses | 50% reduction in thermal losses | 50% reduction in thermal losses | 50% reduction in thermal losses | 50% reduction in thermal losses | 50% reduction in thermal losses | 50% reduction in thermal losses | 50% reduction in thermal losses | 50% reduction in thermal losses | 50% reduction in thermal losses | 50% reduction in thermal losses | 50% reduction in thermal losses | 50% reduction in thermal losses | 50% reduction in thermal losses | 50% reduction in thermal losses | 50% reduction in thermal losses | 50% reduction in thermal losses | 1.52 | 1.52 | 1.52 | 1.52 | 1.52 | 1.52 | 1.52 | 1.52 | 1.52 | 1.52 | 1.52 | 1.52 | 1.52 | 1.52 | 1.52 | 1.52 | 1.52 | 1.52 | 1.52 | 1.52 | 1.52 | 1.52 | 1.52 | 1.52 | 1.52 | 1.52 | 1.52 | 1.52 | 1.52 | 1.52 | 1.52 | 0 | 0 | 0 | 0 | 0 | 0.0016141 | 0.0015764 | 0.0015251 | 0.0014654 | 0.0013982 | 0.0013245 | 0.0012505 | 0.0011793 | 0.0011093 | 0.0010516 | 0.00099819 | 0.00095637 | 0.00091956 | 0.00088715 | 0.00086364 | 0.00084159 | 0.00082234 | 0.00080479 | 0.0007901 | 0.00077626 | 0.00076576 | 0.0007558 | 0.00074636 | 0.00131 | 0.0013019 | 0.0012943 | 8.3309e-05 | 9.9844e-05 | 0.00011751 | 0.00013114 | 0.00014284 | 0.00015618 | 0.00016132 | 0.0001551 | 0.00013531 | 0.00011067 | 8.0521e-05 | 5.1065e-05 | 2.8366e-05 | 1.3059e-05 | 5.3848e-06 | 1.9002e-06 | 5.7771e-07 | 1.2278e-07 | 1.9746e-08 | 2.3213e-09 | 0 | 0 | 0 | 0 | 0 | 0 | 8.3309e-05 | 0.00018121 | 0.00029281 | 0.00041249 | 0.00053642 | 0.0006643 | 0.00078852 | 0.00089873 | 0.00098071 | 0.0010403 | 0.001068 | 0.0010744 | 0.0010614 | 0.001037 | 0.0010149 | 0.00099091 | 0.00096882 | 0.00094827 | 0.00093098 | 0.00091467 | 0.0009023 | 0.00089057 | 0.00087944 | 0 | 0 | 0 | 51.6116 | 63.336 | 77.0477 | 89.4886 | 102.1574 | 117.9176 | 129.004 | 131.5191 | 121.9728 | 105.2463 | 80.6673 | 53.3943 | 30.8471 | 14.7198 | 6.235 | 2.2579 | 0.70252 | 0.15256 | 0.024991 | 0.0029904 | 0 | 0 | 0 | 0 | 0 | 0 | 51.6116 | 114.9476 | 191.9953 | 281.4838 | 383.6413 | 501.5589 | 630.5629 | 762.082 | 884.0548 | 989.3011 | 1069.9684 | 1123.3627 | 1154.2098 | 1168.9296 | 1175.1646 | 1177.4225 | 1178.125 | 1178.2776 | 1178.3026 | 1178.3056 | 1178.3056 | 1178.3056 | 1178.3056 | 1178.3056 | 1178.3056 | 1178.3056 | 7.0989e-05 | 8.5327e-05 | 0.00010089 | 0.00011324 | 0.00012419 | 0.00013689 | 0.00014264 | 0.00013839 | 0.00012192 | 0.00010057 | 7.3799e-05 | 4.7124e-05 | 2.6344e-05 | 1.22e-05 | 5.0516e-06 | 1.79e-06 | 5.4621e-07 | 1.1649e-07 | 1.8816e-08 | 2.2218e-09 | 0 | 0 | 0 | 0 | 0 | 0 | 7.0989e-05 | 0.00015486 | 0.00025142 | 0.00035619 | 0.00046637 | 0.00058225 | 0.00069719 | 0.00080188 | 0.00088367 | 0.00094536 | 0.00097886 | 0.00099144 | 0.00098571 | 0.0009688 | 0.00095212 | 0.00093343 | 0.000916 | 0.00089967 | 0.00088714 | 0.00087545 | 0.00086696 | 0.00085904 | 0.00085165 | 0 | 0 | 0 | 43.8698 | 53.8356 | 65.4905 | 76.0653 | 86.8338 | 100.23 | 109.6534 | 111.7912 | 103.6769 | 89.4593 | 68.5672 | 45.3851 | 26.22 | 12.5118 | 5.2997 | 1.9192 | 0.59714 | 0.12968 | 0.021243 | 0.0025418 | 0 | 0 | 0 | 0 | 0 | 0 | 43.8698 | 97.7055 | 163.196 | 239.2613 | 326.0951 | 426.3251 | 535.9785 | 647.7697 | 751.4466 | 840.9059 | 909.4732 | 954.8583 | 981.0783 | 993.5902 | 998.8899 | 1000.8091 | 1001.4063 | 1001.536 | 1001.5572 | 1001.5597 | 1001.5597 | 1001.5597 | 1001.5597 | 1001.5597 | 1001.5597 | 1001.5597 | 0 | 0 | 0 | 0 | 0 | 0 | 0 | 0 | 0 | 0 | 0 | 0 | 0 | 0 | 0 | 0 | 0 | 0 | 0 | 0 | 0 | 0 | 0 | 0 | 0 | 0 | 0 | 0 | 0 | 0 | 0 | 0 | 0 | 0 | 0 | 0 | 0 | 0 | 0 | 0 | 0 | 0 | 0 | 0 | 0 | 0 | 0 | 0 | 0 | 0 | 0 | 0 | 0 | 0 | 0 | 0 | 0 | 0 | 0 | 0 | 0 | 0 | 0 | 0 | 0 | 0 | 0 | 0 | 0 | 0 | 0 | 0 | 0 | 0 | 0 | 0 | 0 | 0 | 0 | 0 | 0 | 0 | 0 | 0 | 0 | 0 | 0 | 0 | 0 | 0 | 0 | 0 | 0 | 0 | 0 | 0 | 0 | 0 | 0 | 0 | 0 | 0 | 0 | 0 | 0 | 0 | 0 | 0 | 0 | 0 | 0 | 0 | 0 | 0 | 0 | 0 | 0 | 0 | 0 | 0 | 0 | 0 | 0 | 0 | 0 | 0 | 0 | 0 | 0 | 0 | 0 | 0 | 0 | 0 | 0 | 0 | 0 | 0 | 0 | 0 | 0 | 0 | 0 | 0 | 0 | 0 | 0 | 0 | 0 | 0 | 0 | 0 | 0 | 0 | 0 | 0 | 0 | 0 | 0 | 0 | 0 | 0 | 0 | 0 | 0 | 0 | 0 | 0 | 0 | 0 | 0 | 0 | 0 | 0 | 0 | 0 | 0 | 0 | 0 | 0 | 0 | 0 | 0 | 0 | 0 | 0 | 0 | 0 | 0 | 0 | 0 | 0 | 0 | 0 | 0 | 0 | 0 | 0 | 0 | 0 | 0 | 0 | 0 | 0 | 0 | 0 | 0 | 0 | 84863.365 | 85636.2898 | 86640.1016 | 87683.2795 | 88756.1653 | 89831.4423 | 90923.8694 | 91976.5885 | 92989.8962 | 94035.2852 | 94968.9433 | 95867.0471 | 96725.6896 | 97547.9937 | 98393.9839 | 99227.8908 | 100071.4039 | 100955.7537 | 101820.0685 | 102665.8439 | 103470.8503 | 104236.4171 | 104963.9046 | 105654.6936 | 106310.1751 | 106931.742 | 61958.0665 | 62522.3728 | 63255.2478 | 64016.8637 | 64800.1691 | 65585.2202 | 66382.7926 | 67151.3743 | 67891.1823 | 68654.4124 | 69336.0688 | 69991.7672 | 70618.6552 | 71219.0129 | 71836.6636 | 72445.4924 | 73061.3346 | 73706.9913 | 74338.0207 | 74955.5146 | 75543.2433 | 76102.1775 | 76633.3104 | 77137.6499 | 77616.2117 | 78070.0128
WA_Industrial_Petroleum_Existing_Space Heating_Natural Gas_HVAC - Duct Repair and Sealing_A | WA | Industrial | Petroleum | Existing | Space Heating | Natural Gas | HVAC - Duct Repair and Sealing | A | IM324 | Poorly sealed/leaky ducts | 30% reduced duct leaking | 20 | 0.0039673 | 0 | 0 | 0.07 | 0 | 0 | 0 | 0.035 |  | sqft | 15% | 50% | Retrofit | RetroEven20 | 76.5% | TBD | 0.2% | 2048.2895 |  | 1326.8113 |  | 0.00066761 | MA TRM - 2019-2021 - COM-HVAC-DS | RS Means Cost Calculator 2019 IRP DSM TRM Extract | Building Energy Simulation Tool | Poorly sealed/leaky ducts | Poorly sealed/leaky ducts | Poorly sealed/leaky ducts | Poorly sealed/leaky ducts | Poorly sealed/leaky ducts | Poorly sealed/leaky ducts | Poorly sealed/leaky ducts | Poorly sealed/leaky ducts | Poorly sealed/leaky ducts | Poorly sealed/leaky ducts | Poorly sealed/leaky ducts | Poorly sealed/leaky ducts | Poorly sealed/leaky ducts | Poorly sealed/leaky ducts | Poorly sealed/leaky ducts | Poorly sealed/leaky ducts | Poorly sealed/leaky ducts | Poorly sealed/leaky ducts | Poorly sealed/leaky ducts | Poorly sealed/leaky ducts | Poorly sealed/leaky ducts | Poorly sealed/leaky ducts | Poorly sealed/leaky ducts | Poorly sealed/leaky ducts | Poorly sealed/leaky ducts | Poorly sealed/leaky ducts | Poorly sealed/leaky ducts | Poorly sealed/leaky ducts | Poorly sealed/leaky ducts | Poorly sealed/leaky ducts | Poorly sealed/leaky ducts | 30% reduced duct leaking | 30% reduced duct leaking | 30% reduced duct leaking | 30% reduced duct leaking | 30% reduced duct leaking | 30% reduced duct leaking | 30% reduced duct leaking | 30% reduced duct leaking | 30% reduced duct leaking | 30% reduced duct leaking | 30% reduced duct leaking | 30% reduced duct leaking | 30% reduced duct leaking | 30% reduced duct leaking | 30% reduced duct leaking | 30% reduced duct leaking | 30% reduced duct leaking | 30% reduced duct leaking | 30% reduced duct leaking | 30% reduced duct leaking | 30% reduced duct leaking | 30% reduced duct leaking | 30% reduced duct leaking | 30% reduced duct leaking | 30% reduced duct leaking | 30% reduced duct leaking | 30% reduced duct leaking | 30% reduced duct leaking | 30% reduced duct leaking | 30% reduced duct leaking | 30% reduced duct leaking | 0.07 | 0.07 | 0.07 | 0.07 | 0.07 | 0.07 | 0.07 | 0.07 | 0.07 | 0.07 | 0.07 | 0.07 | 0.07 | 0.07 | 0.07 | 0.07 | 0.07 | 0.07 | 0.07 | 0.07 | 0.07 | 0.07 | 0.07 | 0.07 | 0.07 | 0.07 | 0.07 | 0.07 | 0.07 | 0.07 | 0.07 | 0 | 0 | 0 | 0 | 0 | 0.0038042 | 0.0037217 | 0.0036097 | 0.0034802 | 0.0033348 | 0.003175 | 0.0030139 | 0.0028576 | 0.0027029 | 0.0025732 | 0.0024527 | 0.002357 | 0.002272 | 0.0021966 | 0.0021409 | 0.0020885 | 0.0020425 | 0.0020005 | 0.0019649 | 0.0019314 | 0.0019056 | 0.0018811 | 0.0018579 | 0.0030839 | 0.0030649 | 0.0030471 | 0.00039954 | 0.00039065 | 0.00037666 | 0.00036334 | 0.00034845 | 0.00032755 | 0.00031007 | 0.0002934 | 0.0002731 | 0.00026099 | 0.0002464 | 0.00023681 | 0.00022712 | 0.00021763 | 0.00021236 | 0.00020631 | 0.00020098 | 0.00019612 | 0.00019199 | 0.00018812 | 0 | 0 | 0 | 0 | 0 | 0 | 0.00039954 | 0.00078152 | 0.0011347 | 0.0014573 | 0.0017449 | 0.0019888 | 0.0021979 | 0.0023774 | 0.0025218 | 0.0026618 | 0.0027835 | 0.0029117 | 0.0030338 | 0.0031507 | 0.0032832 | 0.0034093 | 0.0035352 | 0.0036584 | 0.0037854 | 0.003909 | 0.0038568 | 0.0038072 | 0.0037601 | 0 | 0 | 0 | 105.0236 | 104.9659 | 104.3469 | 104.4033 | 104.4897 | 103.1627 | 102.8808 | 102.6719 | 101.0415 | 101.4273 | 100.4601 | 100.4731 | 99.9674 | 99.0757 | 99.1931 | 98.7829 | 98.3987 | 98.0402 | 97.707 | 97.3989 | 0 | 0 | 0 | 0 | 0 | 0 | 105.0236 | 209.9895 | 314.3364 | 418.7397 | 523.2294 | 626.3921 | 729.273 | 831.9449 | 932.9864 | 1034.4138 | 1134.8738 | 1235.347 | 1335.3144 | 1434.3901 | 1533.5832 | 1632.3661 | 1730.7648 | 1828.805 | 1926.512 | 2023.9109 | 2023.9109 | 2023.9109 | 2023.9109 | 2023.9109 | 2023.9109 | 2023.9109 | 0.0003404 | 0.00033371 | 0.00032315 | 0.00031334 | 0.00030235 | 0.0002863 | 0.00027318 | 0.00026064 | 0.0002448 | 0.00023578 | 0.00022436 | 0.00021701 | 0.00020938 | 0.00020175 | 0.00019765 | 0.00019279 | 0.00018848 | 0.00018454 | 0.00018142 | 0.00017854 | 0 | 0 | 0 | 0 | 0 | 0 | 0.0003404 | 0.00066761 | 0.00097346 | 0.0012567 | 0.001514 | 0.0017384 | 0.0019365 | 0.0021119 | 0.0022604 | 0.0024046 | 0.0025345 | 0.0026683 | 0.0027968 | 0.0029209 | 0.0030558 | 0.0031857 | 0.0033152 | 0.0034423 | 0.0035771 | 0.0037099 | 0.0036745 | 0.0036413 | 0.0036104 | 0 | 0 | 0 | 89.27 | 89.221 | 88.6949 | 88.7428 | 88.8162 | 87.6883 | 87.4487 | 87.2711 | 85.8853 | 86.2132 | 85.3911 | 85.4022 | 84.9723 | 84.2144 | 84.3141 | 83.9655 | 83.6389 | 83.3341 | 83.051 | 82.7891 | 0 | 0 | 0 | 0 | 0 | 0 | 89.27 | 178.4911 | 267.1859 | 355.9288 | 444.745 | 532.4333 | 619.882 | 707.1532 | 793.0385 | 879.2517 | 964.6428 | 1050.0449 | 1135.0172 | 1219.2316 | 1303.5457 | 1387.5112 | 1471.1501 | 1554.4842 | 1637.5352 | 1720.3242 | 1720.3242 | 1720.3242 | 1720.3242 | 1720.3242 | 1720.3242 | 1720.3242 | 0 | 0 | 0 | 0 | 0 | 0 | 0 | 0 | 0 | 0 | 0 | 0 | 0 | 0 | 0 | 0 | 0 | 0 | 0 | 0 | 0 | 0 | 0 | 0 | 0 | 0 | 0 | 0 | 0 | 0 | 0 | 0 | 0 | 0 | 0 | 0 | 0 | 0 | 0 | 0 | 0 | 0 | 0 | 0 | 0 | 0 | 0 | 0 | 0 | 0 | 0 | 0 | 0 | 0 | 0 | 0 | 0 | 0 | 0 | 0 | 0 | 0 | 0 | 0 | 0 | 0 | 0 | 0 | 0 | 0 | 0 | 0 | 0 | 0 | 0 | 0 | 0 | 0 | 0 | 0 | 0 | 0 | 0 | 0 | 0 | 0 | 0 | 0 | 0 | 0 | 0 | 0 | 0 | 0 | 0 | 0 | 0 | 0 | 0 | 0 | 0 | 0 | 0 | 0 | 0 | 0 | 0 | 0 | 0 | 0 | 0 | 0 | 0 | 0 | 0 | 0 | 0 | 0 | 0 | 0 | 0 | 0 | 0 | 0 | 0 | 0 | 0 | 0 | 0 | 0 | 0 | 0 | 0 | 0 | 0 | 0 | 0 | 0 | 0 | 0 | 0 | 0 | 0 | 0 | 0 | 0 | 0 | 0 | 0 | 0 | 0 | 0 | 0 | 0 | 0 | 0 | 0 | 0 | 0 | 0 | 0 | 0 | 0 | 0 | 0 | 0 | 0 | 0 | 0 | 0 | 0 | 0 | 0 | 0 | 0 | 0 | 0 | 0 | 0 | 0 | 0 | 0 | 0 | 0 | 0 | 0 | 0 | 0 | 0 | 0 | 0 | 0 | 0 | 0 | 0 | 0 | 0 | 0 | 0 | 0 | 0 | 0 | 0 | 0 | 0 | 0 | 0 | 0 | 1871.0793 | 1888.1209 | 1910.2531 | 1933.2532 | 1956.9083 | 1980.6162 | 2004.7022 | 2027.9127 | 2050.2542 | 2073.3031 | 2093.8885 | 2113.6901 | 2132.6215 | 2150.7518 | 2169.4043 | 2187.7904 | 2206.3883 | 2225.8866 | 2244.9431 | 2263.5909 | 2281.3398 | 2298.2191 | 2314.2588 | 2329.4895 | 2343.9416 | 2357.646 | 1212.0207 | 1223.0596 | 1237.3961 | 1252.2948 | 1267.6178 | 1282.9749 | 1298.577 | 1313.6119 | 1328.084 | 1343.0143 | 1356.3488 | 1369.1756 | 1381.4387 | 1393.1829 | 1405.2653 | 1417.1752 | 1429.2223 | 1441.8526 | 1454.1968 | 1466.2762 | 1477.7733 | 1488.7071 | 1499.0971 | 1508.963 | 1518.3246 | 1527.2018
WA_Industrial_Petroleum_Existing_Space Heating_Natural Gas_Windows - High Efficiency_A | WA | Industrial | Petroleum | Existing | Space Heating | Natural Gas | Windows - High Efficiency | A | IM325 | U-.5 or worse | U-.22 or better | 45 | 0.0057775 | 0 | 0 | 0.23 | 0.01 | 0 | 0 | 0.11455 |  | sqft | 45% | 100% | Retrofit | Retro1Slow | 81.8% | TBD | 0.2% | 4149.0944 |  | 2084.9762 |  | 0.00056156 | RTF Wkbk - ComWeatherizationSchool_v3_1 | RTF Wkbk - ComWeatherizationSchool_v3_1 | Building Energy Simulation Tool | U-.5 or worse | U-.5 or worse | U-.5 or worse | U-.5 or worse | U-.5 or worse | U-.5 or worse | U-.5 or worse | U-.5 or worse | U-.5 or worse | U-.5 or worse | U-.5 or worse | U-.5 or worse | U-.5 or worse | U-.5 or worse | U-.5 or worse | U-.5 or worse | U-.5 or worse | U-.5 or worse | U-.5 or worse | U-.5 or worse | U-.5 or worse | U-.5 or worse | U-.5 or worse | U-.5 or worse | U-.5 or worse | U-.5 or worse | U-.5 or worse | U-.5 or worse | U-.5 or worse | U-.5 or worse | U-.5 or worse | U-.22 or better | U-.22 or better | U-.22 or better | U-.22 or better | U-.22 or better | U-.22 or better | U-.22 or better | U-.22 or better | U-.22 or better | U-.22 or better | U-.22 or better | U-.22 or better | U-.22 or better | U-.22 or better | U-.22 or better | U-.22 or better | U-.22 or better | U-.22 or better | U-.22 or better | U-.22 or better | U-.22 or better | U-.22 or better | U-.22 or better | U-.22 or better | U-.22 or better | U-.22 or better | U-.22 or better | U-.22 or better | U-.22 or better | U-.22 or better | U-.22 or better | 0.23 | 0.23 | 0.23 | 0.23 | 0.23 | 0.23 | 0.23 | 0.23 | 0.23 | 0.23 | 0.23 | 0.23 | 0.23 | 0.23 | 0.23 | 0.23 | 0.23 | 0.23 | 0.23 | 0.23 | 0.23 | 0.23 | 0.23 | 0.23 | 0.23 | 0.23 | 0.23 | 0.23 | 0.23 | 0.23 | 0.23 | 0 | 0 | 0 | 0 | 0 | 0.0055513 | 0.005424 | 0.0052527 | 0.0050523 | 0.004826 | 0.0045763 | 0.0043255 | 0.0040832 | 0.0038443 | 0.0036471 | 0.0034644 | 0.0033213 | 0.0031951 | 0.0030838 | 0.0030035 | 0.0029282 | 0.0028624 | 0.0028027 | 0.002753 | 0.0027059 | 0.0026705 | 0.0026369 | 0.0026052 | 0 | 0 | 0 | 0.00022433 | 0.00043791 | 0.00074852 | 0.0011718 | 0.0017003 | 0.0022799 | 0.0029233 | 0.0035701 | 0.0040912 | 0.0045946 | 0.0048499 | 0.0049468 | 0.0047547 | 0.0042874 | 0.0036758 | 0.0029513 | 0.0021976 | 0.0014843 | 0.00092829 | 0.00059318 | 0 | 0 | 0 | 0 | 0 | 0 | 0.00022433 | 0.0006571 | 0.0013849 | 0.0025038 | 0.0040919 | 0.0061601 | 0.0087458 | 0.011826 | 0.015225 | 0.019039 | 0.022935 | 0.026934 | 0.030666 | 0.033885 | 0.036678 | 0.03871 | 0.040037 | 0.040688 | 0.040893 | 0.040787 | 0.040253 | 0.039748 | 0.039269 | 0 | 0 | 0 | 40.411 | 80.7347 | 142.5027 | 231.9255 | 352.3217 | 498.192 | 675.8261 | 874.3358 | 1064.2304 | 1259.772 | 1399.9039 | 1489.4274 | 1488.1179 | 1390.2892 | 1223.8231 | 1007.903 | 767.7516 | 529.5837 | 337.1953 | 219.2165 | 0 | 0 | 0 | 0 | 0 | 0 | 40.411 | 121.1457 | 263.6485 | 495.574 | 847.8957 | 1346.0877 | 2021.9138 | 2896.2496 | 3960.48 | 5220.252 | 6620.1559 | 8109.5833 | 9597.7013 | 10987.9905 | 12211.8137 | 13219.7166 | 13987.4683 | 14517.052 | 14854.2473 | 15073.4638 | 15073.4638 | 15073.4638 | 15073.4638 | 15073.4638 | 15073.4638 | 15073.4638 | 0.00019116 | 0.00037424 | 0.00064271 | 0.0010119 | 0.0014783 | 0.0019983 | 0.0025848 | 0.0031855 | 0.0036866 | 0.0041755 | 0.0044452 | 0.0045653 | 0.0044161 | 0.0040056 | 0.0034485 | 0.0027803 | 0.0020779 | 0.0014083 | 0.00088464 | 0.00056778 | 0 | 0 | 0 | 0 | 0 | 0 | 0.00019116 | 0.00056156 | 0.0011891 | 0.0021621 | 0.0035576 | 0.0053994 | 0.0077331 | 0.010552 | 0.01372 | 0.017302 | 0.021021 | 0.024857 | 0.028482 | 0.031658 | 0.034411 | 0.036467 | 0.037857 | 0.038605 | 0.038971 | 0.039041 | 0.03868 | 0.038343 | 0.038031 | 0 | 0 | 0 | 34.3494 | 68.6245 | 121.1273 | 197.1367 | 299.4734 | 423.4632 | 574.4522 | 743.1854 | 904.5958 | 1070.8062 | 1189.9183 | 1266.0133 | 1264.9003 | 1181.7458 | 1040.2497 | 856.7175 | 652.5889 | 450.1461 | 286.616 | 186.334 | 0 | 0 | 0 | 0 | 0 | 0 | 34.3494 | 102.9739 | 224.1012 | 421.2379 | 720.7113 | 1144.1746 | 1718.6267 | 2461.8122 | 3366.408 | 4437.2142 | 5627.1325 | 6893.1458 | 8158.0461 | 9339.7919 | 10380.0416 | 11236.7591 | 11889.348 | 12339.4942 | 12626.1102 | 12812.4443 | 12812.4443 | 12812.4443 | 12812.4443 | 12812.4443 | 12812.4443 | 12812.4443 | 0 | 0 | 0 | 0 | 0 | 0 | 0 | 0 | 0 | 0 | 0 | 0 | 0 | 0 | 0 | 0 | 0 | 0 | 0 | 0 | 0 | 0 | 0 | 0 | 0 | 0 | 0 | 0 | 0 | 0 | 0 | 0 | 0 | 0 | 0 | 0 | 0 | 0 | 0 | 0 | 0 | 0 | 0 | 0 | 0 | 0 | 0 | 0 | 0 | 0 | 0 | 0 | 0 | 0 | 0 | 0 | 0 | 0 | 0 | 0 | 0 | 0 | 0 | 0 | 0 | 0 | 0 | 0 | 0 | 0 | 0 | 0 | 0 | 0 | 0 | 0 | 0 | 0 | 0 | 0 | 0 | 0 | 0 | 0 | 0 | 0 | 0 | 0 | 0 | 0 | 0 | 0 | 0 | 0 | 0 | 0 | 0 | 0 | 0 | 0 | 0 | 0 | 0 | 0 | 0 | 0 | 0 | 0 | 0 | 0 | 0 | 0 | 0 | 0 | 0 | 0 | 0 | 0 | 0 | 0 | 0 | 0 | 0 | 0 | 0 | 0 | 0 | 0 | 0 | 0 | 0 | 0 | 0 | 0 | 0 | 0 | 0 | 0 | 0 | 0 | 0 | 0 | 0 | 0 | 0 | 0 | 0 | 0 | 0 | 0 | 0 | 0 | 0 | 0 | 0 | 0 | 0 | 0 | 0 | 0 | 0 | 0 | 0 | 0 | 0 | 0 | 0 | 0 | 0 | 0 | 0 | 0 | 0 | 0 | 0 | 0 | 0 | 0 | 0 | 0 | 0 | 0 | 0 | 0 | 0 | 0 | 0 | 0 | 0 | 0 | 0 | 0 | 0 | 0 | 0 | 0 | 0 | 0 | 0 | 0 | 0 | 0 | 0 | 0 | 0 | 0 | 0 | 0 | 3817.4779 | 3850.4091 | 3891.5564 | 3934.1729 | 3977.8672 | 4021.5227 | 4065.764 | 4108.592 | 4150.0219 | 4192.9874 | 4231.584 | 4268.9386 | 4304.8878 | 4339.5544 | 4375.1303 | 4410.1446 | 4445.8168 | 4482.7555 | 4518.872 | 4554.4597 | 4588.1472 | 4620.0117 | 4650.1305 | 0 | 0 | 0 | 1918.3344 | 1934.8828 | 1955.5599 | 1976.9752 | 1998.9322 | 2020.8697 | 2043.1016 | 2064.6232 | 2085.4423 | 2107.033 | 2126.4283 | 2145.1995 | 2163.2645 | 2180.6849 | 2198.5623 | 2216.1574 | 2234.0832 | 2252.6454 | 2270.7944 | 2288.6778 | 2305.6062 | 2321.6185 | 2336.7536 | 0 | 0 | 0
WA_Industrial_Petroleum_Existing_Space Heating_Natural Gas_Gas Boiler - Maintenance_A | WA | Industrial | Petroleum | Existing | Space Heating | Natural Gas | Gas Boiler - Maintenance | A | IM326 | Degrade performance | General cleaning and maintenance | 3 | 107.1278 | 0 | 0 | 1.96 | 0 | 0 | 0 | 0.98105 |  | employee | 20% | 30% | Retrofit | Retro20Fast | 83.83% | TBD | 0.2% | 1.0357 |  | 0.93352 |  | 0.00064052 | IL TRM - 4.3.10 - CI-HWE-DBTU-V01-180101 | IL TRM - 4.3.10 - CI-HWE-DBTU-V01-180101 | IL TRM - 4.3.10 - CI-HWE-DBTU-V01-180101 | Degrade performance | Degrade performance | Degrade performance | Degrade performance | Degrade performance | Degrade performance | Degrade performance | Degrade performance | Degrade performance | Degrade performance | Degrade performance | Degrade performance | Degrade performance | Degrade performance | Degrade performance | Degrade performance | Degrade performance | Degrade performance | Degrade performance | Degrade performance | Degrade performance | Degrade performance | Degrade performance | Degrade performance | Degrade performance | Degrade performance | Degrade performance | Degrade performance | Degrade performance | Degrade performance | Degrade performance | General cleaning and maintenance | General cleaning and maintenance | General cleaning and maintenance | General cleaning and maintenance | General cleaning and maintenance | General cleaning and maintenance | General cleaning and maintenance | General cleaning and maintenance | General cleaning and maintenance | General cleaning and maintenance | General cleaning and maintenance | General cleaning and maintenance | General cleaning and maintenance | General cleaning and maintenance | General cleaning and maintenance | General cleaning and maintenance | General cleaning and maintenance | General cleaning and maintenance | General cleaning and maintenance | General cleaning and maintenance | General cleaning and maintenance | General cleaning and maintenance | General cleaning and maintenance | General cleaning and maintenance | General cleaning and maintenance | General cleaning and maintenance | General cleaning and maintenance | General cleaning and maintenance | General cleaning and maintenance | General cleaning and maintenance | General cleaning and maintenance | 1.96 | 1.96 | 1.96 | 1.96 | 1.96 | 1.96 | 1.96 | 1.96 | 1.96 | 1.96 | 1.96 | 1.96 | 1.96 | 1.96 | 1.96 | 1.96 | 1.96 | 1.96 | 1.96 | 1.96 | 1.96 | 1.96 | 1.96 | 1.96 | 1.96 | 1.96 | 1.96 | 1.96 | 1.96 | 1.96 | 1.96 | 0 | 0 | 0 | 0 | 0 | 105.0695 | 104.1655 | 103.1515 | 102.1239 | 101.0888 | 100.0563 | 99.0361 | 98.0317 | 97.0096 | 95.9684 | 94.9903 | 94.0549 | 93.12 | 92.1846 | 91.2741 | 90.3694 | 89.4264 | 88.4984 | 87.5907 | 86.6741 | 85.8093 | 84.9912 | 84.2155 | 90.9187 | 90.5453 | 90.2044 | 0.00044599 | 0.00030974 | 0.00021109 | 0.00016284 | 0.00014135 | 0.00011953 | 0.00010107 | 8.4829e-05 | 6.97e-05 | 5.8051e-05 | 4.7489e-05 | 3.6625e-05 | 2.8098e-05 | 2.147e-05 | 1.6575e-05 | 1.5006e-05 | 1.1576e-05 | 9.829e-06 | 8.1314e-06 | 6.4785e-06 | 0 | 0 | 0 | 0 | 0 | 0 | 0.00044599 | 0.0007519 | 0.00095566 | 0.001109 | 0.0012391 | 0.001346 | 0.0014333 | 0.0015036 | 0.0015576 | 0.001599 | 0.0016302 | 0.0016507 | 0.0016624 | 0.0016672 | 0.0016673 | 0.0016658 | 0.00166 | 0.0016526 | 0.0016438 | 0.001633 | 0.0016167 | 0.0016013 | 0.0015867 | 0 | 0 | 0 | 0.0042447 | 0.0029736 | 0.0020464 | 0.0015946 | 0.0013982 | 0.0011946 | 0.0010206 | 0.00086533 | 0.00071848 | 0.0006049 | 0.00049993 | 0.0003894 | 0.00030174 | 0.0002329 | 0.0001816 | 0.00016605 | 0.00012945 | 0.00011106 | 9.2834e-05 | 7.4745e-05 | 0 | 0 | 0 | 0 | 0 | 0 | 0.0042447 | 0.0072183 | 0.0092647 | 0.010859 | 0.012257 | 0.013452 | 0.014473 | 0.015338 | 0.016056 | 0.016661 | 0.017161 | 0.017551 | 0.017852 | 0.018085 | 0.018267 | 0.018433 | 0.018562 | 0.018673 | 0.018766 | 0.018841 | 0.018841 | 0.018841 | 0.018841 | 0.018841 | 0.018841 | 0.018841 | 0.00037955 | 0.00026386 | 0.00018016 | 0.00013925 | 0.00012109 | 0.00010261 | 8.6939e-05 | 7.3107e-05 | 6.0192e-05 | 5.0229e-05 | 4.1168e-05 | 3.1803e-05 | 2.4441e-05 | 1.8709e-05 | 1.4468e-05 | 1.3122e-05 | 1.0142e-05 | 8.628e-06 | 7.1623e-06 | 5.7267e-06 | 0 | 0 | 0 | 0 | 0 | 0 | 0.00037955 | 0.00064052 | 0.00081565 | 0.00094829 | 0.0010616 | 0.0011554 | 0.0012329 | 0.0012958 | 0.0013452 | 0.0013835 | 0.0014132 | 0.0014334 | 0.0014461 | 0.0014528 | 0.0014553 | 0.0014566 | 0.0014542 | 0.0014507 | 0.0014479 | 0.0014435 | 0.0014343 | 0.0014258 | 0.001418 | 0 | 0 | 0 | 0.003608 | 0.0025275 | 0.0017394 | 0.0013554 | 0.0011885 | 0.0010154 | 0.00086749 | 0.00073553 | 0.00061071 | 0.00051416 | 0.00042494 | 0.00033099 | 0.00025648 | 0.00019796 | 0.00015436 | 0.00014115 | 0.00011003 | 9.4405e-05 | 7.8909e-05 | 6.3533e-05 | 0 | 0 | 0 | 0 | 0 | 0 | 0.003608 | 0.0061356 | 0.007875 | 0.0092304 | 0.010419 | 0.011434 | 0.012302 | 0.013037 | 0.013648 | 0.014162 | 0.014587 | 0.014918 | 0.015175 | 0.015373 | 0.015527 | 0.015668 | 0.015778 | 0.015872 | 0.015951 | 0.016015 | 0.016015 | 0.016015 | 0.016015 | 0.016015 | 0.016015 | 0.016015 | 0.00037977 | 0.00026423 | 0.0001806 | 0.00013976 | 0.0001217 | 0.00010327 | 8.7631e-05 | 7.3799e-05 | 6.0863e-05 | 5.0875e-05 | 4.1768e-05 | 3.2319e-05 | 2.488e-05 | 1.9079e-05 | 1.478e-05 | 1.3429e-05 | 1.0399e-05 | 8.8645e-06 | 7.3619e-06 | 5.8886e-06 | 0 | 0 | 0 | 0 | 0 | 0 | 0.00037977 | 0.00064142 | 0.00081766 | 0.00095179 | 0.0010669 | 0.0011629 | 0.0012427 | 0.0013081 | 0.0013602 | 0.0014013 | 0.0014338 | 0.0014567 | 0.001472 | 0.0014816 | 0.0014867 | 0.0014907 | 0.0014912 | 0.0014904 | 0.0014882 | 0.0014844 | 0.0014753 | 0.0014671 | 0.0014594 | 0 | 0 | 0 | 0.003608 | 0.0025275 | 0.0017394 | 0.0013554 | 0.0011885 | 0.0010154 | 0.00086749 | 0.00073553 | 0.00061071 | 0.00051416 | 0.00042494 | 0.00033099 | 0.00025648 | 0.00019796 | 0.00015436 | 0.00014115 | 0.00011003 | 9.4405e-05 | 7.8909e-05 | 6.3533e-05 | 0 | 0 | 0 | 0 | 0 | 0 | 0.003608 | 0.0061356 | 0.007875 | 0.0092304 | 0.010419 | 0.011434 | 0.012302 | 0.013037 | 0.013648 | 0.014162 | 0.014587 | 0.014918 | 0.015175 | 0.015373 | 0.015527 | 0.015668 | 0.015778 | 0.015872 | 0.015951 | 0.016015 | 0.016015 | 0.016015 | 0.016015 | 0.016015 | 0.016015 | 0.016015 | 0.00037955 | 0.00026386 | 0.00018016 | 0.00013925 | 0.00012109 | 0.00010261 | 8.6939e-05 | 7.3107e-05 | 6.0192e-05 | 5.0229e-05 | 4.1168e-05 | 3.1803e-05 | 2.4441e-05 | 1.8709e-05 | 1.4468e-05 | 1.3122e-05 | 1.0142e-05 | 8.628e-06 | 7.1623e-06 | 5.7267e-06 | 0 | 0 | 0 | 0 | 0 | 0 | 0.00037955 | 0.00064052 | 0.00081565 | 0.00094829 | 0.0010616 | 0.0011554 | 0.0012329 | 0.0012958 | 0.0013452 | 0.0013835 | 0.0014132 | 0.0014334 | 0.0014461 | 0.0014528 | 0.0014553 | 0.0014566 | 0.0014542 | 0.0014507 | 0.0014479 | 0.0014435 | 0.0014343 | 0.0014258 | 0.001418 | 0 | 0 | 0 | 0.003608 | 0.0025275 | 0.0017394 | 0.0013554 | 0.0011885 | 0.0010154 | 0.00086749 | 0.00073553 | 0.00061071 | 0.00051416 | 0.00042494 | 0.00033099 | 0.00025648 | 0.00019796 | 0.00015436 | 0.00014115 | 0.00011003 | 9.4405e-05 | 7.8909e-05 | 6.3533e-05 | 0 | 0 | 0 | 0 | 0 | 0 | 0.003608 | 0.0061356 | 0.007875 | 0.0092304 | 0.010419 | 0.011434 | 0.012302 | 0.013037 | 0.013648 | 0.014162 | 0.014587 | 0.014918 | 0.015175 | 0.015373 | 0.015527 | 0.015668 | 0.015778 | 0.015872 | 0.015951 | 0.016015 | 0.016015 | 0.016015 | 0.016015 | 0.016015 | 0.016015 | 0.016015 | 1.0264 | 1.0275 | 1.0286 | 1.0298 | 1.0309 | 1.032 | 1.0331 | 1.0342 | 1.0353 | 1.0365 | 1.0375 | 1.0386 | 1.0396 | 1.0407 | 1.0417 | 1.0427 | 1.0437 | 1.0447 | 1.0457 | 1.0467 | 1.0476 | 1.0484 | 1.0491 | 1.0498 | 1.0504 | 1.051 | 0.92508 | 0.9261 | 0.92713 | 0.92816 | 0.92919 | 0.9302 | 0.93119 | 0.93218 | 0.93316 | 0.9342 | 0.93516 | 0.9361 | 0.93704 | 0.93796 | 0.93888 | 0.93978 | 0.94071 | 0.94161 | 0.94249 | 0.94337 | 0.94418 | 0.94492 | 0.94559 | 0.94621 | 0.94677 | 0.94729
WA_Industrial_Petroleum_Existing_Process_Natural Gas_Gas Boiler - Maintenance_A | WA | Industrial | Petroleum | Existing | Process | Natural Gas | Gas Boiler - Maintenance | A | IM327 | Degrade performance | General cleaning and maintenance | 3 | 536.7637 | 0 | 0 | 1.96 | 0 | 0 | 0 | 0.98105 |  | sqft | 20% | 30% | Retrofit | Retro20Fast | 83.83% | TBD | 0.2% | 1.0357 |  | 0.93352 |  | 0.26153 | IL TRM - 4.3.10 - CI-HWE-DBTU-V01-180101 | IL TRM - 4.3.10 - CI-HWE-DBTU-V01-180101 | IL TRM - 4.3.10 - CI-HWE-DBTU-V01-180101 | Degrade performance | Degrade performance | Degrade performance | Degrade performance | Degrade performance | Degrade performance | Degrade performance | Degrade performance | Degrade performance | Degrade performance | Degrade performance | Degrade performance | Degrade performance | Degrade performance | Degrade performance | Degrade performance | Degrade performance | Degrade performance | Degrade performance | Degrade performance | Degrade performance | Degrade performance | Degrade performance | Degrade performance | Degrade performance | Degrade performance | Degrade performance | Degrade performance | Degrade performance | Degrade performance | Degrade performance | General cleaning and maintenance | General cleaning and maintenance | General cleaning and maintenance | General cleaning and maintenance | General cleaning and maintenance | General cleaning and maintenance | General cleaning and maintenance | General cleaning and maintenance | General cleaning and maintenance | General cleaning and maintenance | General cleaning and maintenance | General cleaning and maintenance | General cleaning and maintenance | General cleaning and maintenance | General cleaning and maintenance | General cleaning and maintenance | General cleaning and maintenance | General cleaning and maintenance | General cleaning and maintenance | General cleaning and maintenance | General cleaning and maintenance | General cleaning and maintenance | General cleaning and maintenance | General cleaning and maintenance | General cleaning and maintenance | General cleaning and maintenance | General cleaning and maintenance | General cleaning and maintenance | General cleaning and maintenance | General cleaning and maintenance | General cleaning and maintenance | 1.96 | 1.96 | 1.96 | 1.96 | 1.96 | 1.96 | 1.96 | 1.96 | 1.96 | 1.96 | 1.96 | 1.96 | 1.96 | 1.96 | 1.96 | 1.96 | 1.96 | 1.96 | 1.96 | 1.96 | 1.96 | 1.96 | 1.96 | 1.96 | 1.96 | 1.96 | 1.96 | 1.96 | 1.96 | 1.96 | 1.96 | 0 | 0 | 0 | 0 | 0 | 536.7637 | 536.7637 | 536.7637 | 536.7637 | 536.7637 | 536.7637 | 536.7637 | 536.7637 | 536.7637 | 536.7637 | 536.7637 | 536.7637 | 536.7637 | 536.7637 | 536.7637 | 536.7637 | 536.7637 | 536.7637 | 536.7637 | 536.7637 | 536.7637 | 536.7637 | 536.7637 | 536.7637 | 536.7637 | 536.7637 | 0.18094 | 0.12675 | 0.087229 | 0.06797 | 0.059602 | 0.05092 | 0.043503 | 0.036885 | 0.030626 | 0.025784 | 0.02131 | 0.016598 | 0.012862 | 0.0099275 | 0.0077407 | 0.0070782 | 0.0055179 | 0.0047342 | 0.0039571 | 0.0031861 | 0 | 0 | 0 | 0 | 0 | 0 | 0.18094 | 0.30769 | 0.39492 | 0.46289 | 0.52249 | 0.57341 | 0.61691 | 0.6538 | 0.68442 | 0.71021 | 0.73152 | 0.74812 | 0.76098 | 0.77091 | 0.77865 | 0.78572 | 0.79124 | 0.79598 | 0.79993 | 0.80312 | 0.80312 | 0.80312 | 0.80312 | 0 | 0 | 0 | 0.33709 | 0.23614 | 0.16251 | 0.12663 | 0.11104 | 0.094865 | 0.081047 | 0.068718 | 0.057057 | 0.048037 | 0.039701 | 0.030923 | 0.023962 | 0.018495 | 0.014421 | 0.013187 | 0.01028 | 0.0088199 | 0.0073722 | 0.0059357 | 0 | 0 | 0 | 0 | 0 | 0 | 0.33709 | 0.57323 | 0.73573 | 0.86236 | 0.9734 | 1.0683 | 1.1493 | 1.218 | 1.2751 | 1.3231 | 1.3628 | 1.3938 | 1.4177 | 1.4362 | 1.4506 | 1.4638 | 1.4741 | 1.4829 | 1.4903 | 1.4962 | 1.4962 | 1.4962 | 1.4962 | 1.4962 | 1.4962 | 1.4962 | 0.1538 | 0.10774 | 0.074144 | 0.057775 | 0.050661 | 0.043282 | 0.036978 | 0.031353 | 0.026032 | 0.021917 | 0.018114 | 0.014109 | 0.010933 | 0.0084383 | 0.0065796 | 0.0060165 | 0.0046902 | 0.0040241 | 0.0033636 | 0.0027082 | 0 | 0 | 0 | 0 | 0 | 0 | 0.1538 | 0.26153 | 0.33568 | 0.39345 | 0.44411 | 0.4874 | 0.52437 | 0.55573 | 0.58176 | 0.60368 | 0.62179 | 0.6359 | 0.64683 | 0.65527 | 0.66185 | 0.66787 | 0.67256 | 0.67658 | 0.67994 | 0.68265 | 0.68265 | 0.68265 | 0.68265 | 0 | 0 | 0 | 0.28652 | 0.20072 | 0.13813 | 0.10764 | 0.094383 | 0.080636 | 0.06889 | 0.05841 | 0.048498 | 0.040831 | 0.033746 | 0.026285 | 0.020368 | 0.015721 | 0.012258 | 0.011209 | 0.008738 | 0.0074969 | 0.0062664 | 0.0050454 | 0 | 0 | 0 | 0 | 0 | 0 | 0.28652 | 0.48724 | 0.62537 | 0.73301 | 0.82739 | 0.90803 | 0.97692 | 1.0353 | 1.0838 | 1.1247 | 1.1584 | 1.1847 | 1.2051 | 1.2208 | 1.233 | 1.2442 | 1.253 | 1.2605 | 1.2667 | 1.2718 | 1.2718 | 1.2718 | 1.2718 | 1.2718 | 1.2718 | 1.2718 | 0.1538 | 0.10774 | 0.074144 | 0.057775 | 0.050661 | 0.043282 | 0.036978 | 0.031353 | 0.026032 | 0.021917 | 0.018114 | 0.014109 | 0.010933 | 0.0084383 | 0.0065796 | 0.0060165 | 0.0046902 | 0.0040241 | 0.0033636 | 0.0027082 | 0 | 0 | 0 | 0 | 0 | 0 | 0.1538 | 0.26153 | 0.33568 | 0.39345 | 0.44411 | 0.4874 | 0.52437 | 0.55573 | 0.58176 | 0.60368 | 0.62179 | 0.6359 | 0.64683 | 0.65527 | 0.66185 | 0.66787 | 0.67256 | 0.67658 | 0.67994 | 0.68265 | 0.68265 | 0.68265 | 0.68265 | 0 | 0 | 0 | 0.28652 | 0.20072 | 0.13813 | 0.10764 | 0.094383 | 0.080636 | 0.06889 | 0.05841 | 0.048498 | 0.040831 | 0.033746 | 0.026285 | 0.020368 | 0.015721 | 0.012258 | 0.011209 | 0.008738 | 0.0074969 | 0.0062664 | 0.0050454 | 0 | 0 | 0 | 0 | 0 | 0 | 0.28652 | 0.48724 | 0.62537 | 0.73301 | 0.82739 | 0.90803 | 0.97692 | 1.0353 | 1.0838 | 1.1247 | 1.1584 | 1.1847 | 1.2051 | 1.2208 | 1.233 | 1.2442 | 1.253 | 1.2605 | 1.2667 | 1.2718 | 1.2718 | 1.2718 | 1.2718 | 1.2718 | 1.2718 | 1.2718 | 0.1538 | 0.10774 | 0.074144 | 0.057775 | 0.050661 | 0.043282 | 0.036978 | 0.031353 | 0.026032 | 0.021917 | 0.018114 | 0.014109 | 0.010933 | 0.0084383 | 0.0065796 | 0.0060165 | 0.0046902 | 0.0040241 | 0.0033636 | 0.0027082 | 0 | 0 | 0 | 0 | 0 | 0 | 0.1538 | 0.26153 | 0.33568 | 0.39345 | 0.44411 | 0.4874 | 0.52437 | 0.55573 | 0.58176 | 0.60368 | 0.62179 | 0.6359 | 0.64683 | 0.65527 | 0.66185 | 0.66787 | 0.67256 | 0.67658 | 0.67994 | 0.68265 | 0.68265 | 0.68265 | 0.68265 | 0 | 0 | 0 | 0.28652 | 0.20072 | 0.13813 | 0.10764 | 0.094383 | 0.080636 | 0.06889 | 0.05841 | 0.048498 | 0.040831 | 0.033746 | 0.026285 | 0.020368 | 0.015721 | 0.012258 | 0.011209 | 0.008738 | 0.0074969 | 0.0062664 | 0.0050454 | 0 | 0 | 0 | 0 | 0 | 0 | 0.28652 | 0.48724 | 0.62537 | 0.73301 | 0.82739 | 0.90803 | 0.97692 | 1.0353 | 1.0838 | 1.1247 | 1.1584 | 1.1847 | 1.2051 | 1.2208 | 1.233 | 1.2442 | 1.253 | 1.2605 | 1.2667 | 1.2718 | 1.2718 | 1.2718 | 1.2718 | 1.2718 | 1.2718 | 1.2718 | 1.0264 | 1.0275 | 1.0286 | 1.0298 | 1.0309 | 1.032 | 1.0331 | 1.0342 | 1.0353 | 1.0365 | 1.0375 | 1.0386 | 1.0396 | 1.0407 | 1.0417 | 1.0427 | 1.0437 | 1.0447 | 1.0457 | 1.0467 | 1.0476 | 1.0484 | 1.0491 | 1.0498 | 1.0504 | 1.051 | 0.92508 | 0.9261 | 0.92713 | 0.92816 | 0.92919 | 0.9302 | 0.93119 | 0.93218 | 0.93316 | 0.9342 | 0.93516 | 0.9361 | 0.93704 | 0.93796 | 0.93888 | 0.93978 | 0.94071 | 0.94161 | 0.94249 | 0.94337 | 0.94418 | 0.94492 | 0.94559 | 0.94621 | 0.94677 | 0.94729
WA_Industrial_Petroleum_Existing_Space Heating_Natural Gas_Gas Furnace - Maintenance_A | WA | Industrial | Petroleum | Existing | Space Heating | Natural Gas | Gas Furnace - Maintenance | A | IM328 | Degrade performance | General cleaning and maintenance | 3 | 0.0095 | 0 | 0 | 8.21 | 0 | 0 | 0 | 4.1047 |  | sqft | 20% | 30% | Retrofit | Retro20Fast | 83.83% | TBD | 0.2% | 328650.4131 |  | 296218.5488 |  | 1.239e-08 | IL TRM - 4.4.31 - CI-HVC-FTUN-V03-200101 | MN TRM 3.1 - Forced-Air Heating Maintenance v2.0 | MN TRM v3.1 - Forced-Air Heating Maintenance | Degrade performance | Degrade performance | Degrade performance | Degrade performance | Degrade performance | Degrade performance | Degrade performance | Degrade performance | Degrade performance | Degrade performance | Degrade performance | Degrade performance | Degrade performance | Degrade performance | Degrade performance | Degrade performance | Degrade performance | Degrade performance | Degrade performance | Degrade performance | Degrade performance | Degrade performance | Degrade performance | Degrade performance | Degrade performance | Degrade performance | Degrade performance | Degrade performance | Degrade performance | Degrade performance | Degrade performance | General cleaning and maintenance | General cleaning and maintenance | General cleaning and maintenance | General cleaning and maintenance | General cleaning and maintenance | General cleaning and maintenance | General cleaning and maintenance | General cleaning and maintenance | General cleaning and maintenance | General cleaning and maintenance | General cleaning and maintenance | General cleaning and maintenance | General cleaning and maintenance | General cleaning and maintenance | General cleaning and maintenance | General cleaning and maintenance | General cleaning and maintenance | General cleaning and maintenance | General cleaning and maintenance | General cleaning and maintenance | General cleaning and maintenance | General cleaning and maintenance | General cleaning and maintenance | General cleaning and maintenance | General cleaning and maintenance | General cleaning and maintenance | General cleaning and maintenance | General cleaning and maintenance | General cleaning and maintenance | General cleaning and maintenance | General cleaning and maintenance | 8.21 | 8.21 | 8.21 | 8.21 | 8.21 | 8.21 | 8.21 | 8.21 | 8.21 | 8.21 | 8.21 | 8.21 | 8.21 | 8.21 | 8.21 | 8.21 | 8.21 | 8.21 | 8.21 | 8.21 | 8.21 | 8.21 | 8.21 | 8.21 | 8.21 | 8.21 | 8.21 | 8.21 | 8.21 | 8.21 | 8.21 | 0 | 0 | 0 | 0 | 0 | 0.0090852 | 0.0088584 | 0.0085552 | 0.0082052 | 0.0078136 | 0.0073842 | 0.0069546 | 0.0065407 | 0.0061326 | 0.0057949 | 0.0054807 | 0.0052325 | 0.0050125 | 0.0048177 | 0.0046752 | 0.0045418 | 0.0044257 | 0.0043207 | 0.0042327 | 0.0041502 | 0.0040934 | 0.0040396 | 0.0039886 | 0.0073847 | 0.0073392 | 0.0072965 | 8.7393e-09 | 5.9694e-09 | 3.9674e-09 | 2.965e-09 | 2.4759e-09 | 1.999e-09 | 1.6085e-09 | 1.2826e-09 | 9.9852e-10 | 7.9437e-10 | 6.2093e-10 | 4.6174e-10 | 3.4275e-10 | 2.5427e-10 | 1.924e-10 | 1.7091e-10 | 1.2983e-10 | 1.0875e-10 | 8.9046e-11 | 7.0299e-11 | 0 | 0 | 0 | 0 | 0 | 0 | 8.7393e-09 | 1.4491e-08 | 1.7962e-08 | 2.0192e-08 | 2.1704e-08 | 2.2511e-08 | 2.281e-08 | 2.2735e-08 | 2.2315e-08 | 2.188e-08 | 2.1315e-08 | 2.0811e-08 | 2.0279e-08 | 1.9745e-08 | 1.9354e-08 | 1.8972e-08 | 1.8617e-08 | 1.8284e-08 | 1.8001e-08 | 1.772e-08 | 1.7478e-08 | 1.7248e-08 | 1.703e-08 | 0 | 0 | 0 | 0.00096193 | 0.00067387 | 0.00046374 | 0.00036136 | 0.00031687 | 0.00027071 | 0.00023128 | 0.0001961 | 0.00016282 | 0.00013708 | 0.00011329 | 8.8244e-05 | 6.8379e-05 | 5.2779e-05 | 4.1153e-05 | 3.7631e-05 | 2.9336e-05 | 2.5169e-05 | 2.1038e-05 | 1.6939e-05 | 0 | 0 | 0 | 0 | 0 | 0 | 0.00096193 | 0.0016358 | 0.0020995 | 0.0024609 | 0.0027778 | 0.0030485 | 0.0032798 | 0.0034759 | 0.0036387 | 0.0037758 | 0.0038891 | 0.0039773 | 0.0040457 | 0.0040985 | 0.0041396 | 0.0041772 | 0.0042066 | 0.0042317 | 0.0042528 | 0.0042697 | 0.0042697 | 0.0042697 | 0.0042697 | 0.0042697 | 0.0042697 | 0.0042697 | 7.4487e-09 | 5.1039e-09 | 3.4091e-09 | 2.563e-09 | 2.1554e-09 | 1.755e-09 | 1.4251e-09 | 1.1472e-09 | 9.0237e-10 | 7.2434e-10 | 5.7135e-10 | 4.2803e-10 | 3.1993e-10 | 2.3889e-10 | 1.816e-10 | 1.6206e-10 | 1.2361e-10 | 1.0394e-10 | 8.551e-11 | 6.7825e-11 | 0 | 0 | 0 | 0 | 0 | 0 | 7.4487e-09 | 1.239e-08 | 1.5434e-08 | 1.7454e-08 | 1.8895e-08 | 1.9763e-08 | 2.0209e-08 | 2.0334e-08 | 2.0166e-08 | 1.9951e-08 | 1.9613e-08 | 1.9292e-08 | 1.8929e-08 | 1.8551e-08 | 1.8267e-08 | 1.799e-08 | 1.7726e-08 | 1.7476e-08 | 1.7286e-08 | 1.7097e-08 | 1.6929e-08 | 1.6772e-08 | 1.6626e-08 | 0 | 0 | 0 | 0.00081764 | 0.00057279 | 0.00039418 | 0.00030716 | 0.00026934 | 0.00023011 | 0.00019659 | 0.00016668 | 0.0001384 | 0.00011652 | 9.6299e-05 | 7.5008e-05 | 5.8122e-05 | 4.4862e-05 | 3.498e-05 | 3.1986e-05 | 2.4935e-05 | 2.1394e-05 | 1.7882e-05 | 1.4398e-05 | 0 | 0 | 0 | 0 | 0 | 0 | 0.00081764 | 0.0013904 | 0.0017846 | 0.0020918 | 0.0023611 | 0.0025912 | 0.0027878 | 0.0029545 | 0.0030929 | 0.0032094 | 0.0033057 | 0.0033807 | 0.0034388 | 0.0034837 | 0.0035187 | 0.0035507 | 0.0035756 | 0.003597 | 0.0036149 | 0.0036293 | 0.0036293 | 0.0036293 | 0.0036293 | 0.0036293 | 0.0036293 | 0.0036293 | 0 | 0 | 0 | 0 | 0 | 0 | 0 | 0 | 0 | 0 | 0 | 0 | 0 | 0 | 0 | 0 | 0 | 0 | 0 | 0 | 0 | 0 | 0 | 0 | 0 | 0 | 0 | 0 | 0 | 0 | 0 | 0 | 0 | 0 | 0 | 0 | 0 | 0 | 0 | 0 | 0 | 0 | 0 | 0 | 0 | 0 | 0 | 0 | 0 | 0 | 0 | 0 | 0 | 0 | 0 | 0 | 0 | 0 | 0 | 0 | 0 | 0 | 0 | 0 | 0 | 0 | 0 | 0 | 0 | 0 | 0 | 0 | 0 | 0 | 0 | 0 | 0 | 0 | 0 | 0 | 0 | 0 | 0 | 0 | 0 | 0 | 0 | 0 | 0 | 0 | 0 | 0 | 0 | 0 | 0 | 0 | 0 | 0 | 0 | 0 | 0 | 0 | 0 | 0 | 0 | 0 | 0 | 0 | 0 | 0 | 0 | 0 | 0 | 0 | 0 | 0 | 0 | 0 | 0 | 0 | 0 | 0 | 0 | 0 | 0 | 0 | 0 | 0 | 0 | 0 | 0 | 0 | 0 | 0 | 0 | 0 | 0 | 0 | 0 | 0 | 0 | 0 | 0 | 0 | 0 | 0 | 0 | 0 | 0 | 0 | 0 | 0 | 0 | 0 | 0 | 0 | 0 | 0 | 0 | 0 | 0 | 0 | 0 | 0 | 0 | 0 | 0 | 0 | 0 | 0 | 0 | 0 | 0 | 0 | 0 | 0 | 0 | 0 | 0 | 0 | 0 | 0 | 0 | 0 | 0 | 0 | 0 | 0 | 0 | 0 | 0 | 0 | 0 | 0 | 0 | 0 | 0 | 0 | 0 | 0 | 0 | 0 | 0 | 0 | 0 | 0 | 0 | 0 | 300216.839 | 302951.176 | 306502.3103 | 310192.7082 | 313988.2022 | 317792.1552 | 321656.7795 | 325380.9304 | 328965.6581 | 332663.8778 | 335966.8331 | 339144.0093 | 342181.5856 | 345090.6093 | 348083.4261 | 351033.4965 | 354017.5501 | 357146.0697 | 360203.7124 | 363195.7693 | 366043.5998 | 368751.9067 | 371325.5027 | 373769.2719 | 376088.1357 | 378287.0215 | 270590.8553 | 273055.3626 | 276256.064 | 279582.2863 | 283003.2336 | 286431.8051 | 289915.0607 | 293271.7051 | 296502.6849 | 299835.957 | 302812.9703 | 305676.6165 | 308414.4389 | 311036.3944 | 313733.8742 | 316392.8259 | 319082.4073 | 321902.1985 | 324658.107 | 327354.9019 | 329921.703 | 332362.7488 | 334682.3773 | 336884.9906 | 338975.0244 | 340956.9199
WA_Industrial_Petroleum_Existing_Space Heating_Natural Gas_Gas Boiler - Hot Water Reset_A | WA | Industrial | Petroleum | Existing | Space Heating | Natural Gas | Gas Boiler - Hot Water Reset | A | IM329 | No control | Reset control installed | 16 | 389.5556 | 0 | 0 | 2723.69 | 0 | 0 | 0 | 1361.8457 |  | employee | 20% | 45% | Retrofit | Retro5Med | 85.36% | TBD | 0.2% | 206.3695 |  | 155.5331 |  | 0.0014813 | IL TRM - 4.4.4 - CI-HVC-BLRC-V04-210101 | IL TRM - 4.4.4 - CI-HVC-BLRC-V04-210101 | IL TRM - 4.4.4 - CI-HVC-BLRC-V04-210101 | No control | No control | No control | No control | No control | No control | No control | No control | No control | No control | No control | No control | No control | No control | No control | No control | No control | No control | No control | No control | No control | No control | No control | No control | No control | No control | No control | No control | No control | No control | No control | Reset control installed | Reset control installed | Reset control installed | Reset control installed | Reset control installed | Reset control installed | Reset control installed | Reset control installed | Reset control installed | Reset control installed | Reset control installed | Reset control installed | Reset control installed | Reset control installed | Reset control installed | Reset control installed | Reset control installed | Reset control installed | Reset control installed | Reset control installed | Reset control installed | Reset control installed | Reset control installed | Reset control installed | Reset control installed | Reset control installed | Reset control installed | Reset control installed | Reset control installed | Reset control installed | Reset control installed | 2723.69 | 2723.69 | 2723.69 | 2723.69 | 2723.69 | 2723.69 | 2723.69 | 2723.69 | 2723.69 | 2723.69 | 2723.69 | 2723.69 | 2723.69 | 2723.69 | 2723.69 | 2723.69 | 2723.69 | 2723.69 | 2723.69 | 2723.69 | 2723.69 | 2723.69 | 2723.69 | 2723.69 | 2723.69 | 2723.69 | 2723.69 | 2723.69 | 2723.69 | 2723.69 | 2723.69 | 0 | 0 | 0 | 0 | 0 | 381.8854 | 378.4271 | 374.5777 | 370.6874 | 366.7745 | 362.8716 | 359.0385 | 355.2773 | 351.4466 | 347.5813 | 343.9344 | 340.4633 | 336.9918 | 333.5169 | 330.1524 | 326.8033 | 323.3241 | 319.9005 | 316.5519 | 313.1735 | 310.0414 | 307.0788 | 304.2694 | 330.6135 | 329.2555 | 328.016 | 0.00078778 | 0.00095799 | 0.0011535 | 0.0013259 | 0.0014976 | 0.0017102 | 0.0018513 | 0.0018676 | 0.0017134 | 0.0014621 | 0.0011089 | 0.00072659 | 0.00041549 | 0.00019622 | 8.2277e-05 | 2.9493e-05 | 9.0787e-06 | 1.9507e-06 | 3.162e-07 | 3.7431e-08 | 0 | 0 | 0 | 0 | 0 | 0 | 0.00078778 | 0.0017386 | 0.0028745 | 0.0041705 | 0.0056241 | 0.0072745 | 0.0090489 | 0.010822 | 0.012418 | 0.013744 | 0.014709 | 0.015287 | 0.015546 | 0.015582 | 0.015507 | 0.01538 | 0.015225 | 0.015066 | 0.014908 | 0.014749 | 0.014602 | 0.014462 | 0.01433 | 0 | 0 | 0 | 0.0020629 | 0.0025315 | 0.0030795 | 0.0035768 | 0.0040832 | 0.0047131 | 0.0051562 | 0.0052567 | 0.0048752 | 0.0042066 | 0.0032242 | 0.0021341 | 0.0012329 | 0.00058834 | 0.00024921 | 9.0247e-05 | 2.8079e-05 | 6.0977e-06 | 9.9889e-07 | 1.1952e-07 | 0 | 0 | 0 | 0 | 0 | 0 | 0.0020629 | 0.0045944 | 0.0076739 | 0.011251 | 0.015334 | 0.020047 | 0.025203 | 0.03046 | 0.035335 | 0.039542 | 0.042766 | 0.0449 | 0.046133 | 0.046721 | 0.046971 | 0.047061 | 0.047089 | 0.047095 | 0.047096 | 0.047096 | 0.047096 | 0.047096 | 0.047096 | 0.047096 | 0.047096 | 0.047096 | 0.00067048 | 0.00081619 | 0.00098473 | 0.0011341 | 0.0012835 | 0.0014687 | 0.0015931 | 0.0016103 | 0.0014805 | 0.0012659 | 0.00096194 | 0.00063137 | 0.00036168 | 0.00017112 | 7.1874e-05 | 2.5811e-05 | 7.9604e-06 | 1.7138e-06 | 2.7878e-07 | 3.3119e-08 | 0 | 0 | 0 | 0 | 0 | 0 | 0.00067048 | 0.0014813 | 0.0024538 | 0.0035671 | 0.0048199 | 0.0062472 | 0.007787 | 0.009331 | 0.01073 | 0.011899 | 0.012759 | 0.013283 | 0.013533 | 0.013589 | 0.013547 | 0.01346 | 0.01335 | 0.013237 | 0.013144 | 0.01305 | 0.012966 | 0.012889 | 0.012819 | 0 | 0 | 0 | 0.0017534 | 0.0021518 | 0.0026176 | 0.0030403 | 0.0034707 | 0.0040061 | 0.0043828 | 0.0044682 | 0.0041439 | 0.0035756 | 0.0027406 | 0.001814 | 0.001048 | 0.00050009 | 0.00021183 | 7.671e-05 | 2.3867e-05 | 5.1831e-06 | 8.4905e-07 | 1.0159e-07 | 0 | 0 | 0 | 0 | 0 | 0 | 0.0017534 | 0.0039052 | 0.0065228 | 0.0095631 | 0.013034 | 0.01704 | 0.021423 | 0.025891 | 0.030035 | 0.03361 | 0.036351 | 0.038165 | 0.039213 | 0.039713 | 0.039925 | 0.040002 | 0.040026 | 0.040031 | 0.040032 | 0.040032 | 0.040032 | 0.040032 | 0.040032 | 0.040032 | 0.040032 | 0.040032 | 0.00067086 | 0.00081734 | 0.00098716 | 0.0011382 | 0.0012899 | 0.0014783 | 0.0016058 | 0.0016256 | 0.001497 | 0.0012822 | 0.00097597 | 0.00064161 | 0.00036817 | 0.00017451 | 7.3423e-05 | 2.6415e-05 | 8.1626e-06 | 1.7608e-06 | 2.8654e-07 | 3.4056e-08 | 0 | 0 | 0 | 0 | 0 | 0 | 0.00067086 | 0.0014834 | 0.0024599 | 0.0035803 | 0.0048441 | 0.0062877 | 0.0078489 | 0.0094193 | 0.01085 | 0.012052 | 0.012945 | 0.013499 | 0.013776 | 0.013858 | 0.013839 | 0.013775 | 0.013689 | 0.013599 | 0.01351 | 0.013419 | 0.013338 | 0.013262 | 0.013193 | 0 | 0 | 0 | 0.0017534 | 0.0021518 | 0.0026176 | 0.0030403 | 0.0034707 | 0.0040061 | 0.0043828 | 0.0044682 | 0.0041439 | 0.0035756 | 0.0027406 | 0.001814 | 0.001048 | 0.00050009 | 0.00021183 | 7.671e-05 | 2.3867e-05 | 5.1831e-06 | 8.4905e-07 | 1.0159e-07 | 0 | 0 | 0 | 0 | 0 | 0 | 0.0017534 | 0.0039052 | 0.0065228 | 0.0095631 | 0.013034 | 0.01704 | 0.021423 | 0.025891 | 0.030035 | 0.03361 | 0.036351 | 0.038165 | 0.039213 | 0.039713 | 0.039925 | 0.040002 | 0.040026 | 0.040031 | 0.040032 | 0.040032 | 0.040032 | 0.040032 | 0.040032 | 0.040032 | 0.040032 | 0.040032 | 0.00067048 | 0.00081619 | 0.00098473 | 0.0011341 | 0.0012835 | 0.0014687 | 0.0015931 | 0.0016103 | 0.0014805 | 0.0012659 | 0.00096194 | 0.00063137 | 0.00036168 | 0.00017112 | 7.1874e-05 | 2.5811e-05 | 7.9604e-06 | 1.7138e-06 | 2.7878e-07 | 3.3119e-08 | 0 | 0 | 0 | 0 | 0 | 0 | 0.00067048 | 0.0014813 | 0.0024538 | 0.0035671 | 0.0048199 | 0.0062472 | 0.007787 | 0.009331 | 0.01073 | 0.011899 | 0.012759 | 0.013283 | 0.013533 | 0.013589 | 0.013547 | 0.01346 | 0.01335 | 0.013237 | 0.013144 | 0.01305 | 0.012966 | 0.012889 | 0.012819 | 0 | 0 | 0 | 0.0017534 | 0.0021518 | 0.0026176 | 0.0030403 | 0.0034707 | 0.0040061 | 0.0043828 | 0.0044682 | 0.0041439 | 0.0035756 | 0.0027406 | 0.001814 | 0.001048 | 0.00050009 | 0.00021183 | 7.671e-05 | 2.3867e-05 | 5.1831e-06 | 8.4905e-07 | 1.0159e-07 | 0 | 0 | 0 | 0 | 0 | 0 | 0.0017534 | 0.0039052 | 0.0065228 | 0.0095631 | 0.013034 | 0.01704 | 0.021423 | 0.025891 | 0.030035 | 0.03361 | 0.036351 | 0.038165 | 0.039213 | 0.039713 | 0.039925 | 0.040002 | 0.040026 | 0.040031 | 0.040032 | 0.040032 | 0.040032 | 0.040032 | 0.040032 | 0.040032 | 0.040032 | 0.040032 | 203.1623 | 203.5508 | 203.9384 | 204.3295 | 204.721 | 205.1029 | 205.4824 | 205.8593 | 206.2332 | 206.6305 | 206.9964 | 207.3596 | 207.718 | 208.0723 | 208.4286 | 208.7739 | 209.1345 | 209.4838 | 209.8233 | 210.166 | 210.4797 | 210.7668 | 211.0295 | 211.2698 | 211.4897 | 211.6907 | 153.1159 | 153.4088 | 153.7009 | 153.9956 | 154.2907 | 154.5785 | 154.8645 | 155.1486 | 155.4304 | 155.7298 | 156.0056 | 156.2793 | 156.5494 | 156.8164 | 157.085 | 157.3452 | 157.617 | 157.8802 | 158.1361 | 158.3944 | 158.6308 | 158.8472 | 159.0452 | 159.2263 | 159.392 | 159.5435
WA_Industrial_Petroleum_Existing_Process_Natural Gas_Gas Boiler - Hot Water Reset_A | WA | Industrial | Petroleum | Existing | Process | Natural Gas | Gas Boiler - Hot Water Reset | A | IM330 | No control | Reset control installed | 16 | 975.934 | 0 | 0 | 2723.69 | 0 | 0 | 0 | 1361.8457 |  | sqft | 20% | 45% | Retrofit | Retro5Med | 85.36% | TBD | 0.2% | 206.3695 |  | 155.5331 |  | 0.3019 | IL TRM - 4.4.4 - CI-HVC-BLRC-V04-210101 | IL TRM - 4.4.4 - CI-HVC-BLRC-V04-210101 | XCEL CO 2019-2020 DSM Plan | No control | No control | No control | No control | No control | No control | No control | No control | No control | No control | No control | No control | No control | No control | No control | No control | No control | No control | No control | No control | No control | No control | No control | No control | No control | No control | No control | No control | No control | No control | No control | Reset control installed | Reset control installed | Reset control installed | Reset control installed | Reset control installed | Reset control installed | Reset control installed | Reset control installed | Reset control installed | Reset control installed | Reset control installed | Reset control installed | Reset control installed | Reset control installed | Reset control installed | Reset control installed | Reset control installed | Reset control installed | Reset control installed | Reset control installed | Reset control installed | Reset control installed | Reset control installed | Reset control installed | Reset control installed | Reset control installed | Reset control installed | Reset control installed | Reset control installed | Reset control installed | Reset control installed | 2723.69 | 2723.69 | 2723.69 | 2723.69 | 2723.69 | 2723.69 | 2723.69 | 2723.69 | 2723.69 | 2723.69 | 2723.69 | 2723.69 | 2723.69 | 2723.69 | 2723.69 | 2723.69 | 2723.69 | 2723.69 | 2723.69 | 2723.69 | 2723.69 | 2723.69 | 2723.69 | 2723.69 | 2723.69 | 2723.69 | 2723.69 | 2723.69 | 2723.69 | 2723.69 | 2723.69 | 0 | 0 | 0 | 0 | 0 | 974.4717 | 973.0582 | 971.6645 | 970.3085 | 968.9633 | 967.6562 | 966.6462 | 965.8248 | 965.0078 | 964.5136 | 963.9637 | 963.6024 | 963.2392 | 962.8737 | 962.6768 | 962.4402 | 962.326 | 962.216 | 962.1098 | 962.0075 | 961.967 | 961.9298 | 961.8959 | 975.934 | 975.934 | 975.934 | 0.15964 | 0.19562 | 0.23763 | 0.27561 | 0.31419 | 0.36217 | 0.39581 | 0.40319 | 0.3736 | 0.32221 | 0.24682 | 0.16331 | 0.094312 | 0.044987 | 0.019052 | 0.0068976 | 0.0021459 | 0.00046594 | 7.6319e-05 | 9.131e-06 | 0 | 0 | 0 | 0 | 0 | 0 | 0.15964 | 0.35502 | 0.59214 | 0.86692 | 1.1799 | 1.5405 | 1.9347 | 2.3362 | 2.7079 | 3.0287 | 3.2738 | 3.4359 | 3.5289 | 3.5725 | 3.5908 | 3.5969 | 3.5986 | 3.5986 | 3.5983 | 3.5979 | 3.5978 | 3.5977 | 3.5975 | 0 | 0 | 0 | 0.16382 | 0.20103 | 0.24456 | 0.28404 | 0.32426 | 0.37428 | 0.40947 | 0.41745 | 0.38715 | 0.33406 | 0.25604 | 0.16948 | 0.097911 | 0.046722 | 0.01979 | 0.0071667 | 0.0022299 | 0.00048424 | 7.9325e-05 | 9.4916e-06 | 0 | 0 | 0 | 0 | 0 | 0 | 0.16382 | 0.36485 | 0.60941 | 0.89345 | 1.2177 | 1.592 | 2.0015 | 2.4189 | 2.8061 | 3.1401 | 3.3962 | 3.5656 | 3.6636 | 3.7103 | 3.7301 | 3.7372 | 3.7395 | 3.7399 | 3.74 | 3.74 | 3.74 | 3.74 | 3.74 | 3.74 | 3.74 | 3.74 | 0.13572 | 0.16635 | 0.20212 | 0.23447 | 0.26735 | 0.30824 | 0.33692 | 0.34324 | 0.3181 | 0.27436 | 0.21018 | 0.13908 | 0.080323 | 0.038317 | 0.016227 | 0.0058752 | 0.0018278 | 0.00039689 | 6.501e-05 | 7.7782e-06 | 0 | 0 | 0 | 0 | 0 | 0 | 0.13572 | 0.3019 | 0.50365 | 0.73753 | 1.004 | 1.3111 | 1.6469 | 1.9889 | 2.3056 | 2.5789 | 2.7879 | 2.9261 | 3.0055 | 3.0428 | 3.0585 | 3.0637 | 3.0653 | 3.0654 | 3.0651 | 3.0649 | 3.0648 | 3.0647 | 3.0646 | 0 | 0 | 0 | 0.13925 | 0.17088 | 0.20787 | 0.24144 | 0.27562 | 0.31814 | 0.34805 | 0.35483 | 0.32908 | 0.28395 | 0.21764 | 0.14406 | 0.083224 | 0.039714 | 0.016822 | 0.0060917 | 0.0018954 | 0.0004116 | 6.7426e-05 | 8.0679e-06 | 0 | 0 | 0 | 0 | 0 | 0 | 0.13925 | 0.31013 | 0.518 | 0.75943 | 1.0351 | 1.3532 | 1.7012 | 2.0561 | 2.3852 | 2.6691 | 2.8867 | 3.0308 | 3.114 | 3.1537 | 3.1706 | 3.1766 | 3.1785 | 3.179 | 3.179 | 3.179 | 3.179 | 3.179 | 3.179 | 3.179 | 3.179 | 3.179 | 0.13572 | 0.16635 | 0.20212 | 0.23447 | 0.26735 | 0.30824 | 0.33692 | 0.34324 | 0.3181 | 0.27436 | 0.21018 | 0.13908 | 0.080323 | 0.038317 | 0.016227 | 0.0058752 | 0.0018278 | 0.00039689 | 6.501e-05 | 7.7782e-06 | 0 | 0 | 0 | 0 | 0 | 0 | 0.13572 | 0.3019 | 0.50365 | 0.73753 | 1.004 | 1.3111 | 1.6469 | 1.9889 | 2.3056 | 2.5789 | 2.7879 | 2.9261 | 3.0055 | 3.0428 | 3.0585 | 3.0637 | 3.0653 | 3.0654 | 3.0651 | 3.0649 | 3.0648 | 3.0647 | 3.0646 | 0 | 0 | 0 | 0.13925 | 0.17088 | 0.20787 | 0.24144 | 0.27562 | 0.31814 | 0.34805 | 0.35483 | 0.32908 | 0.28395 | 0.21764 | 0.14406 | 0.083224 | 0.039714 | 0.016822 | 0.0060917 | 0.0018954 | 0.0004116 | 6.7426e-05 | 8.0679e-06 | 0 | 0 | 0 | 0 | 0 | 0 | 0.13925 | 0.31013 | 0.518 | 0.75943 | 1.0351 | 1.3532 | 1.7012 | 2.0561 | 2.3852 | 2.6691 | 2.8867 | 3.0308 | 3.114 | 3.1537 | 3.1706 | 3.1766 | 3.1785 | 3.179 | 3.179 | 3.179 | 3.179 | 3.179 | 3.179 | 3.179 | 3.179 | 3.179 | 0.13572 | 0.16635 | 0.20212 | 0.23447 | 0.26735 | 0.30824 | 0.33692 | 0.34324 | 0.3181 | 0.27436 | 0.21018 | 0.13908 | 0.080323 | 0.038317 | 0.016227 | 0.0058752 | 0.0018278 | 0.00039689 | 6.501e-05 | 7.7782e-06 | 0 | 0 | 0 | 0 | 0 | 0 | 0.13572 | 0.3019 | 0.50365 | 0.73753 | 1.004 | 1.3111 | 1.6469 | 1.9889 | 2.3056 | 2.5789 | 2.7879 | 2.9261 | 3.0055 | 3.0428 | 3.0585 | 3.0637 | 3.0653 | 3.0654 | 3.0651 | 3.0649 | 3.0648 | 3.0647 | 3.0646 | 0 | 0 | 0 | 0.13925 | 0.17088 | 0.20787 | 0.24144 | 0.27562 | 0.31814 | 0.34805 | 0.35483 | 0.32908 | 0.28395 | 0.21764 | 0.14406 | 0.083224 | 0.039714 | 0.016822 | 0.0060917 | 0.0018954 | 0.0004116 | 6.7426e-05 | 8.0679e-06 | 0 | 0 | 0 | 0 | 0 | 0 | 0.13925 | 0.31013 | 0.518 | 0.75943 | 1.0351 | 1.3532 | 1.7012 | 2.0561 | 2.3852 | 2.6691 | 2.8867 | 3.0308 | 3.114 | 3.1537 | 3.1706 | 3.1766 | 3.1785 | 3.179 | 3.179 | 3.179 | 3.179 | 3.179 | 3.179 | 3.179 | 3.179 | 3.179 | 203.1623 | 203.5508 | 203.9384 | 204.3295 | 204.721 | 205.1029 | 205.4824 | 205.8593 | 206.2332 | 206.6305 | 206.9964 | 207.3596 | 207.718 | 208.0723 | 208.4286 | 208.7739 | 209.1345 | 209.4838 | 209.8233 | 210.166 | 210.4797 | 210.7668 | 211.0295 | 211.2698 | 211.4897 | 211.6907 | 153.1159 | 153.4088 | 153.7009 | 153.9956 | 154.2907 | 154.5785 | 154.8645 | 155.1486 | 155.4304 | 155.7298 | 156.0056 | 156.2793 | 156.5494 | 156.8164 | 157.085 | 157.3452 | 157.617 | 157.8802 | 158.1361 | 158.3944 | 158.6308 | 158.8472 | 159.0452 | 159.2263 | 159.392 | 159.5435
WA_Industrial_Petroleum_Existing_Space Heating_Natural Gas_Steam Trap Maintenance_A | WA | Industrial | Petroleum | Existing | Space Heating | Natural Gas | Steam Trap Maintenance | A | IM331 | Degrade performance | Cleaning and maintenance | 6 | 137.6218 | 0 | 0 | 455.06 | 0 | 0 | 0 | 227.5281 |  | employee | 73% | 85% | Retrofit | RetroEven20 | 76.5% | TBD | 0.2% | 113.8635 |  | 90.5915 |  | 0.00026223 | IL TRM - 4.4.16 - CI-HVC-STRE-V07-210101 | IL TRM - 4.4.16 - CI-HVC-STRE-V07-210101 | IL TRM - 4.4.16 - CI-HVC-STRE-V07-210101 | Degrade performance | Degrade performance | Degrade performance | Degrade performance | Degrade performance | Degrade performance | Degrade performance | Degrade performance | Degrade performance | Degrade performance | Degrade performance | Degrade performance | Degrade performance | Degrade performance | Degrade performance | Degrade performance | Degrade performance | Degrade performance | Degrade performance | Degrade performance | Degrade performance | Degrade performance | Degrade performance | Degrade performance | Degrade performance | Degrade performance | Degrade performance | Degrade performance | Degrade performance | Degrade performance | Degrade performance | Cleaning and maintenance | Cleaning and maintenance | Cleaning and maintenance | Cleaning and maintenance | Cleaning and maintenance | Cleaning and maintenance | Cleaning and maintenance | Cleaning and maintenance | Cleaning and maintenance | Cleaning and maintenance | Cleaning and maintenance | Cleaning and maintenance | Cleaning and maintenance | Cleaning and maintenance | Cleaning and maintenance | Cleaning and maintenance | Cleaning and maintenance | Cleaning and maintenance | Cleaning and maintenance | Cleaning and maintenance | Cleaning and maintenance | Cleaning and maintenance | Cleaning and maintenance | Cleaning and maintenance | Cleaning and maintenance | Cleaning and maintenance | Cleaning and maintenance | Cleaning and maintenance | Cleaning and maintenance | Cleaning and maintenance | Cleaning and maintenance | 455.06 | 455.06 | 455.06 | 455.06 | 455.06 | 455.06 | 455.06 | 455.06 | 455.06 | 455.06 | 455.06 | 455.06 | 455.06 | 455.06 | 455.06 | 455.06 | 455.06 | 455.06 | 455.06 | 455.06 | 455.06 | 455.06 | 455.06 | 455.06 | 455.06 | 455.06 | 455.06 | 455.06 | 455.06 | 455.06 | 455.06 | 0 | 0 | 0 | 0 | 0 | 134.9169 | 133.6999 | 132.3447 | 130.975 | 129.5972 | 128.2232 | 126.8735 | 125.5492 | 124.2008 | 122.8393 | 121.5555 | 120.3333 | 119.1111 | 117.8879 | 116.703 | 115.5239 | 114.2986 | 113.093 | 111.9138 | 110.7239 | 109.6169 | 108.5698 | 107.5769 | 116.7988 | 116.319 | 115.8812 | 0.00015534 | 0.00015385 | 0.0001514 | 0.00014991 | 0.00014846 | 0.00014502 | 0.0001431 | 0.00014132 | 0.00013758 | 0.00013659 | 0.00013387 | 0.00013255 | 0.00013054 | 0.00012805 | 0.00012691 | 0.00012511 | 0.0001233 | 0.00012155 | 0.00011988 | 0.00011823 | 0 | 0 | 0 | 0 | 0 | 0 | 0.00015534 | 0.00030779 | 0.00045607 | 0.00060126 | 0.00074339 | 0.00088053 | 0.0010144 | 0.0011451 | 0.0012704 | 0.001393 | 0.0015123 | 0.0016297 | 0.0017437 | 0.0018538 | 0.0019621 | 0.0020674 | 0.0021687 | 0.0022674 | 0.0023637 | 0.0024568 | 0.0024322 | 0.002409 | 0.0023869 | 0 | 0 | 0 | 0.0011514 | 0.0011507 | 0.001144 | 0.0011446 | 0.0011455 | 0.001131 | 0.0011279 | 0.0011256 | 0.0011077 | 0.0011119 | 0.0011013 | 0.0011015 | 0.0010959 | 0.0010862 | 0.0010875 | 0.001083 | 0.0010787 | 0.0010748 | 0.0010712 | 0.0010678 | 0 | 0 | 0 | 0 | 0 | 0 | 0.0011514 | 0.0023021 | 0.0034461 | 0.0045906 | 0.0057362 | 0.0068671 | 0.007995 | 0.0091206 | 0.010228 | 0.01134 | 0.012442 | 0.013543 | 0.014639 | 0.015725 | 0.016813 | 0.017896 | 0.018974 | 0.020049 | 0.02112 | 0.022188 | 0.022188 | 0.022188 | 0.022188 | 0.022188 | 0.022188 | 0.022188 | 0.00013221 | 0.00013108 | 0.00012924 | 0.00012822 | 0.00012722 | 0.00012453 | 0.00012314 | 0.00012184 | 0.00011887 | 0.00011825 | 0.00011612 | 0.00011517 | 0.00011363 | 0.00011166 | 0.00011085 | 0.00010948 | 0.0001081 | 0.00010679 | 0.00010568 | 0.0001046 | 0 | 0 | 0 | 0 | 0 | 0 | 0.00013221 | 0.00026223 | 0.00038932 | 0.00051426 | 0.00063708 | 0.00075616 | 0.00087287 | 0.0009873 | 0.0010976 | 0.001206 | 0.0013118 | 0.001416 | 0.0015177 | 0.0016166 | 0.0017139 | 0.0018091 | 0.0019014 | 0.0019919 | 0.0020837 | 0.0021735 | 0.0021595 | 0.0021467 | 0.0021349 | 0 | 0 | 0 | 0.00097867 | 0.00097813 | 0.00097236 | 0.00097289 | 0.00097369 | 0.00096133 | 0.0009587 | 0.00095675 | 0.00094156 | 0.00094516 | 0.00093614 | 0.00093626 | 0.00093155 | 0.00092324 | 0.00092434 | 0.00092051 | 0.00091693 | 0.00091359 | 0.00091049 | 0.00090762 | 0 | 0 | 0 | 0 | 0 | 0 | 0.00097867 | 0.0019568 | 0.0029292 | 0.0039021 | 0.0048757 | 0.0058371 | 0.0067958 | 0.0077525 | 0.0086941 | 0.0096392 | 0.010575 | 0.011512 | 0.012443 | 0.013366 | 0.014291 | 0.015211 | 0.016128 | 0.017042 | 0.017952 | 0.01886 | 0.01886 | 0.01886 | 0.01886 | 0.01886 | 0.01886 | 0.01886 | 0.00013228 | 0.00013126 | 0.00012956 | 0.00012869 | 0.00012786 | 0.00012534 | 0.00012412 | 0.000123 | 0.0001202 | 0.00011977 | 0.00011782 | 0.00011703 | 0.00011566 | 0.00011387 | 0.00011324 | 0.00011204 | 0.00011085 | 0.00010971 | 0.00010862 | 0.00010756 | 0 | 0 | 0 | 0 | 0 | 0 | 0.00013228 | 0.0002626 | 0.00039029 | 0.00051616 | 0.00064028 | 0.00076106 | 0.00087981 | 0.00099665 | 0.0011099 | 0.0012215 | 0.0013309 | 0.001439 | 0.001545 | 0.0016486 | 0.0017508 | 0.0018514 | 0.0019497 | 0.0020465 | 0.0021417 | 0.002235 | 0.0022214 | 0.0022088 | 0.0021973 | 0 | 0 | 0 | 0.00097867 | 0.00097813 | 0.00097236 | 0.00097289 | 0.00097369 | 0.00096133 | 0.0009587 | 0.00095675 | 0.00094156 | 0.00094516 | 0.00093614 | 0.00093626 | 0.00093155 | 0.00092324 | 0.00092434 | 0.00092051 | 0.00091693 | 0.00091359 | 0.00091049 | 0.00090762 | 0 | 0 | 0 | 0 | 0 | 0 | 0.00097867 | 0.0019568 | 0.0029292 | 0.0039021 | 0.0048757 | 0.0058371 | 0.0067958 | 0.0077525 | 0.0086941 | 0.0096392 | 0.010575 | 0.011512 | 0.012443 | 0.013366 | 0.014291 | 0.015211 | 0.016128 | 0.017042 | 0.017952 | 0.01886 | 0.01886 | 0.01886 | 0.01886 | 0.01886 | 0.01886 | 0.01886 | 0.00013221 | 0.00013108 | 0.00012924 | 0.00012822 | 0.00012722 | 0.00012453 | 0.00012314 | 0.00012184 | 0.00011887 | 0.00011825 | 0.00011612 | 0.00011517 | 0.00011363 | 0.00011166 | 0.00011085 | 0.00010948 | 0.0001081 | 0.00010679 | 0.00010568 | 0.0001046 | 0 | 0 | 0 | 0 | 0 | 0 | 0.00013221 | 0.00026223 | 0.00038932 | 0.00051426 | 0.00063708 | 0.00075616 | 0.00087287 | 0.0009873 | 0.0010976 | 0.001206 | 0.0013118 | 0.001416 | 0.0015177 | 0.0016166 | 0.0017139 | 0.0018091 | 0.0019014 | 0.0019919 | 0.0020837 | 0.0021735 | 0.0021595 | 0.0021467 | 0.0021349 | 0 | 0 | 0 | 0.00097867 | 0.00097813 | 0.00097236 | 0.00097289 | 0.00097369 | 0.00096133 | 0.0009587 | 0.00095675 | 0.00094156 | 0.00094516 | 0.00093614 | 0.00093626 | 0.00093155 | 0.00092324 | 0.00092434 | 0.00092051 | 0.00091693 | 0.00091359 | 0.00091049 | 0.00090762 | 0 | 0 | 0 | 0 | 0 | 0 | 0.00097867 | 0.0019568 | 0.0029292 | 0.0039021 | 0.0048757 | 0.0058371 | 0.0067958 | 0.0077525 | 0.0086941 | 0.0096392 | 0.010575 | 0.011512 | 0.012443 | 0.013366 | 0.014291 | 0.015211 | 0.016128 | 0.017042 | 0.017952 | 0.01886 | 0.01886 | 0.01886 | 0.01886 | 0.01886 | 0.01886 | 0.01886 | 112.8336 | 112.9591 | 113.0841 | 113.21 | 113.3358 | 113.4584 | 113.58 | 113.7006 | 113.82 | 113.9467 | 114.0632 | 114.1787 | 114.2925 | 114.4048 | 114.5176 | 114.6267 | 114.7406 | 114.8507 | 114.9575 | 115.0652 | 115.1637 | 115.2537 | 115.336 | 115.4112 | 115.4799 | 115.5427 | 89.7721 | 89.8719 | 89.9714 | 90.0716 | 90.1717 | 90.2692 | 90.3659 | 90.4618 | 90.5569 | 90.6577 | 90.7504 | 90.8422 | 90.9328 | 91.0221 | 91.1119 | 91.1987 | 91.2893 | 91.3769 | 91.4619 | 91.5476 | 91.6259 | 91.6976 | 91.763 | 91.8228 | 91.8775 | 91.9274
WA_Industrial_Petroleum_Existing_Process_Natural Gas_Steam Trap Maintenance_A | WA | Industrial | Petroleum | Existing | Process | Natural Gas | Steam Trap Maintenance | A | IM332 | Degrade performance | Cleaning and maintenance | 6 | 689.554 | 0 | 0 | 455.06 | 0 | 0 | 0 | 227.5281 |  | sqft | 73% | 85% | Retrofit | RetroEven20 | 76.5% | TBD | 0.2% | 113.8635 |  | 90.5915 |  | 0.10705 | IL TRM - 4.4.16 - CI-HVC-STRE-V07-210101 | IL TRM - 4.4.16 - CI-HVC-STRE-V07-210101 | IL TRM - 4.4.16 - CI-HVC-STRE-V07-210101 | Degrade performance | Degrade performance | Degrade performance | Degrade performance | Degrade performance | Degrade performance | Degrade performance | Degrade performance | Degrade performance | Degrade performance | Degrade performance | Degrade performance | Degrade performance | Degrade performance | Degrade performance | Degrade performance | Degrade performance | Degrade performance | Degrade performance | Degrade performance | Degrade performance | Degrade performance | Degrade performance | Degrade performance | Degrade performance | Degrade performance | Degrade performance | Degrade performance | Degrade performance | Degrade performance | Degrade performance | Cleaning and maintenance | Cleaning and maintenance | Cleaning and maintenance | Cleaning and maintenance | Cleaning and maintenance | Cleaning and maintenance | Cleaning and maintenance | Cleaning and maintenance | Cleaning and maintenance | Cleaning and maintenance | Cleaning and maintenance | Cleaning and maintenance | Cleaning and maintenance | Cleaning and maintenance | Cleaning and maintenance | Cleaning and maintenance | Cleaning and maintenance | Cleaning and maintenance | Cleaning and maintenance | Cleaning and maintenance | Cleaning and maintenance | Cleaning and maintenance | Cleaning and maintenance | Cleaning and maintenance | Cleaning and maintenance | Cleaning and maintenance | Cleaning and maintenance | Cleaning and maintenance | Cleaning and maintenance | Cleaning and maintenance | Cleaning and maintenance | 455.06 | 455.06 | 455.06 | 455.06 | 455.06 | 455.06 | 455.06 | 455.06 | 455.06 | 455.06 | 455.06 | 455.06 | 455.06 | 455.06 | 455.06 | 455.06 | 455.06 | 455.06 | 455.06 | 455.06 | 455.06 | 455.06 | 455.06 | 455.06 | 455.06 | 455.06 | 455.06 | 455.06 | 455.06 | 455.06 | 455.06 | 0 | 0 | 0 | 0 | 0 | 689.1432 | 688.7666 | 688.4102 | 688.0715 | 687.7387 | 687.4161 | 687.169 | 686.9698 | 686.7716 | 686.6562 | 686.5269 | 686.4465 | 686.3664 | 686.2864 | 686.2493 | 686.2023 | 686.1853 | 686.1697 | 686.1555 | 686.1426 | 686.1326 | 686.1235 | 686.1151 | 689.554 | 689.554 | 689.554 | 0.063011 | 0.062942 | 0.062539 | 0.062542 | 0.062563 | 0.06174 | 0.061549 | 0.061406 | 0.060413 | 0.060634 | 0.060044 | 0.060045 | 0.059736 | 0.059196 | 0.059263 | 0.059014 | 0.058783 | 0.058568 | 0.058367 | 0.058182 | 0 | 0 | 0 | 0 | 0 | 0 | 0.063011 | 0.12592 | 0.18839 | 0.25084 | 0.31328 | 0.37488 | 0.43629 | 0.49757 | 0.55784 | 0.61838 | 0.67831 | 0.73827 | 0.79792 | 0.85703 | 0.91624 | 0.97519 | 1.034 | 1.0925 | 1.1508 | 1.209 | 1.209 | 1.209 | 1.209 | 0 | 0 | 0 | 0.091434 | 0.091384 | 0.090845 | 0.090894 | 0.090969 | 0.089814 | 0.089569 | 0.089387 | 0.087967 | 0.088303 | 0.087461 | 0.087472 | 0.087032 | 0.086256 | 0.086358 | 0.086001 | 0.085666 | 0.085354 | 0.085064 | 0.084796 | 0 | 0 | 0 | 0 | 0 | 0 | 0.091434 | 0.18282 | 0.27366 | 0.36456 | 0.45553 | 0.54534 | 0.63491 | 0.7243 | 0.81226 | 0.90057 | 0.98803 | 1.0755 | 1.1625 | 1.2488 | 1.3351 | 1.4211 | 1.5068 | 1.5922 | 1.6772 | 1.762 | 1.762 | 1.762 | 1.762 | 1.762 | 1.762 | 1.762 | 0.053564 | 0.05351 | 0.053171 | 0.053178 | 0.0532 | 0.052503 | 0.052344 | 0.052225 | 0.051383 | 0.051571 | 0.051071 | 0.051073 | 0.050811 | 0.050353 | 0.05041 | 0.050199 | 0.050002 | 0.049819 | 0.049649 | 0.049492 | 0 | 0 | 0 | 0 | 0 | 0 | 0.053564 | 0.10705 | 0.16017 | 0.21328 | 0.2664 | 0.31879 | 0.37104 | 0.42317 | 0.47445 | 0.52595 | 0.57694 | 0.62796 | 0.67871 | 0.72899 | 0.77937 | 0.82952 | 0.87951 | 0.92931 | 0.97894 | 1.0284 | 1.0284 | 1.0284 | 1.0284 | 0 | 0 | 0 | 0.077719 | 0.077676 | 0.077218 | 0.07726 | 0.077324 | 0.076342 | 0.076133 | 0.075979 | 0.074772 | 0.075058 | 0.074342 | 0.074352 | 0.073977 | 0.073317 | 0.073404 | 0.073101 | 0.072816 | 0.072551 | 0.072305 | 0.072077 | 0 | 0 | 0 | 0 | 0 | 0 | 0.077719 | 0.1554 | 0.23261 | 0.30987 | 0.3872 | 0.46354 | 0.53967 | 0.61565 | 0.69042 | 0.76548 | 0.83982 | 0.91417 | 0.98815 | 1.0615 | 1.1349 | 1.208 | 1.2808 | 1.3533 | 1.4256 | 1.4977 | 1.4977 | 1.4977 | 1.4977 | 1.4977 | 1.4977 | 1.4977 | 0.053564 | 0.05351 | 0.053171 | 0.053178 | 0.0532 | 0.052503 | 0.052344 | 0.052225 | 0.051383 | 0.051571 | 0.051071 | 0.051073 | 0.050811 | 0.050353 | 0.05041 | 0.050199 | 0.050002 | 0.049819 | 0.049649 | 0.049492 | 0 | 0 | 0 | 0 | 0 | 0 | 0.053564 | 0.10705 | 0.16017 | 0.21328 | 0.2664 | 0.31879 | 0.37104 | 0.42317 | 0.47445 | 0.52595 | 0.57694 | 0.62796 | 0.67871 | 0.72899 | 0.77937 | 0.82952 | 0.87951 | 0.92931 | 0.97894 | 1.0284 | 1.0284 | 1.0284 | 1.0284 | 0 | 0 | 0 | 0.077719 | 0.077676 | 0.077218 | 0.07726 | 0.077324 | 0.076342 | 0.076133 | 0.075979 | 0.074772 | 0.075058 | 0.074342 | 0.074352 | 0.073977 | 0.073317 | 0.073404 | 0.073101 | 0.072816 | 0.072551 | 0.072305 | 0.072077 | 0 | 0 | 0 | 0 | 0 | 0 | 0.077719 | 0.1554 | 0.23261 | 0.30987 | 0.3872 | 0.46354 | 0.53967 | 0.61565 | 0.69042 | 0.76548 | 0.83982 | 0.91417 | 0.98815 | 1.0615 | 1.1349 | 1.208 | 1.2808 | 1.3533 | 1.4256 | 1.4977 | 1.4977 | 1.4977 | 1.4977 | 1.4977 | 1.4977 | 1.4977 | 0.053564 | 0.05351 | 0.053171 | 0.053178 | 0.0532 | 0.052503 | 0.052344 | 0.052225 | 0.051383 | 0.051571 | 0.051071 | 0.051073 | 0.050811 | 0.050353 | 0.05041 | 0.050199 | 0.050002 | 0.049819 | 0.049649 | 0.049492 | 0 | 0 | 0 | 0 | 0 | 0 | 0.053564 | 0.10705 | 0.16017 | 0.21328 | 0.2664 | 0.31879 | 0.37104 | 0.42317 | 0.47445 | 0.52595 | 0.57694 | 0.62796 | 0.67871 | 0.72899 | 0.77937 | 0.82952 | 0.87951 | 0.92931 | 0.97894 | 1.0284 | 1.0284 | 1.0284 | 1.0284 | 0 | 0 | 0 | 0.077719 | 0.077676 | 0.077218 | 0.07726 | 0.077324 | 0.076342 | 0.076133 | 0.075979 | 0.074772 | 0.075058 | 0.074342 | 0.074352 | 0.073977 | 0.073317 | 0.073404 | 0.073101 | 0.072816 | 0.072551 | 0.072305 | 0.072077 | 0 | 0 | 0 | 0 | 0 | 0 | 0.077719 | 0.1554 | 0.23261 | 0.30987 | 0.3872 | 0.46354 | 0.53967 | 0.61565 | 0.69042 | 0.76548 | 0.83982 | 0.91417 | 0.98815 | 1.0615 | 1.1349 | 1.208 | 1.2808 | 1.3533 | 1.4256 | 1.4977 | 1.4977 | 1.4977 | 1.4977 | 1.4977 | 1.4977 | 1.4977 | 112.8336 | 112.9591 | 113.0841 | 113.21 | 113.3358 | 113.4584 | 113.58 | 113.7006 | 113.82 | 113.9467 | 114.0632 | 114.1787 | 114.2925 | 114.4048 | 114.5176 | 114.6267 | 114.7406 | 114.8507 | 114.9575 | 115.0652 | 115.1637 | 115.2537 | 115.336 | 115.4112 | 115.4799 | 115.5427 | 89.7721 | 89.8719 | 89.9714 | 90.0716 | 90.1717 | 90.2692 | 90.3659 | 90.4618 | 90.5569 | 90.6577 | 90.7504 | 90.8422 | 90.9328 | 91.0221 | 91.1119 | 91.1987 | 91.2893 | 91.3769 | 91.4619 | 91.5476 | 91.6259 | 91.6976 | 91.763 | 91.8228 | 91.8775 | 91.9274
WA_Industrial_Petroleum_Existing_Space Heating_Natural Gas_Gas Boiler - High Turndown_A | WA | Industrial | Petroleum | Existing | Space Heating | Natural Gas | Gas Boiler - High Turndown | A | IM333 | No control | Turndown control installed | 15 | 146.0833 | 0 | 0 | 6509.88 | 0 | 0 | 0 | 3254.9375 |  | employee | 35% | 50% | Retrofit | Retro12Med | 84.73% | TBD | 0.2% | 786.9051 |  | 598.2974 |  | 0.00074999 | MN TRM 3.1 - Boiler Modifications, Space Heating Only v4.0 | MN TRM 3.1 - Boiler Modifications, Space Heating Only v4.0 | MN TRM 3.1 - Boiler Modifications, Space Heating Only v4.0 | No control | No control | No control | No control | No control | No control | No control | No control | No control | No control | No control | No control | No control | No control | No control | No control | No control | No control | No control | No control | No control | No control | No control | No control | No control | No control | No control | No control | No control | No control | No control | Turndown control installed | Turndown control installed | Turndown control installed | Turndown control installed | Turndown control installed | Turndown control installed | Turndown control installed | Turndown control installed | Turndown control installed | Turndown control installed | Turndown control installed | Turndown control installed | Turndown control installed | Turndown control installed | Turndown control installed | Turndown control installed | Turndown control installed | Turndown control installed | Turndown control installed | Turndown control installed | Turndown control installed | Turndown control installed | Turndown control installed | Turndown control installed | Turndown control installed | Turndown control installed | Turndown control installed | Turndown control installed | Turndown control installed | Turndown control installed | Turndown control installed | 6509.88 | 6509.88 | 6509.88 | 6509.88 | 6509.88 | 6509.88 | 6509.88 | 6509.88 | 6509.88 | 6509.88 | 6509.88 | 6509.88 | 6509.88 | 6509.88 | 6509.88 | 6509.88 | 6509.88 | 6509.88 | 6509.88 | 6509.88 | 6509.88 | 6509.88 | 6509.88 | 6509.88 | 6509.88 | 6509.88 | 6509.88 | 6509.88 | 6509.88 | 6509.88 | 6509.88 | 0 | 0 | 0 | 0 | 0 | 142.2324 | 139.4795 | 135.9563 | 131.766 | 126.9494 | 121.5315 | 116.0047 | 110.5429 | 105.03 | 100.4176 | 96.0505 | 92.5802 | 89.4715 | 86.6896 | 84.6792 | 82.7913 | 81.1222 | 79.6425 | 78.407 | 77.2215 | 76.3422 | 75.5153 | 74.7363 | 123.9801 | 123.4708 | 123.006 | 0.00044779 | 0.00043888 | 0.00042527 | 0.00041239 | 0.00039764 | 0.00033825 | 0.00025759 | 0.00019597 | 0.00014659 | 0.00011255 | 8.5305e-05 | 6.5786e-05 | 5.0606e-05 | 3.8876e-05 | 3.0416e-05 | 2.3692e-05 | 1.5772e-07 | 5.51e-08 | 1.843e-08 | 5.9002e-09 | 4.9437e-09 | 4.8771e-09 | 4.8151e-09 | 7.9703e-09 | 7.9222e-09 | 7.8789e-09 | 0.00044779 | 0.000878 | 0.0012811 | 0.001654 | 0.0019912 | 0.0022444 | 0.0024 | 0.0024829 | 0.0025057 | 0.0025082 | 0.0024844 | 0.0024605 | 0.0024285 | 0.0023918 | 0.0023668 | 0.0023377 | 0.0022907 | 0.002249 | 0.0022141 | 0.0021807 | 0.0021558 | 0.0021325 | 0.0021105 | 0 | 0 | 0 | 0.0031483 | 0.0031466 | 0.003128 | 0.0031297 | 0.0031323 | 0.0027832 | 0.0022205 | 0.0017728 | 0.0013957 | 0.0011208 | 0.00088812 | 0.00071059 | 0.00056561 | 0.00044845 | 0.00035919 | 0.00028616 | 1.9442e-06 | 6.9184e-07 | 2.3505e-07 | 7.6406e-08 | 6.4757e-08 | 6.4584e-08 | 6.4427e-08 | 6.4287e-08 | 6.4162e-08 | 6.4053e-08 | 0.0031483 | 0.0062948 | 0.0094228 | 0.012553 | 0.015685 | 0.018468 | 0.020689 | 0.022461 | 0.023857 | 0.024978 | 0.025866 | 0.026577 | 0.027142 | 0.027591 | 0.02795 | 0.028236 | 0.028238 | 0.028239 | 0.028239 | 0.028239 | 0.028239 | 0.028239 | 0.028239 | 0.028239 | 0.028239 | 0.028239 | 0.0003815 | 0.00037489 | 0.00036484 | 0.00035561 | 0.000345 | 0.00029562 | 0.00022691 | 0.00017406 | 0.00013137 | 0.00010165 | 7.7652e-05 | 6.0268e-05 | 4.6638e-05 | 3.6027e-05 | 2.8299e-05 | 2.213e-05 | 1.4785e-07 | 5.1824e-08 | 1.7409e-08 | 5.5974e-09 | 4.7081e-09 | 4.6627e-09 | 4.6215e-09 | 6.7748e-09 | 6.7338e-09 | 6.6971e-09 | 0.0003815 | 0.00074999 | 0.001099 | 0.0014263 | 0.0017276 | 0.0019616 | 0.0021141 | 0.0022053 | 0.0022455 | 0.0022653 | 0.0022616 | 0.0022541 | 0.002238 | 0.0022165 | 0.0022021 | 0.0021836 | 0.0021473 | 0.0021153 | 0.0020914 | 0.0020688 | 0.0020531 | 0.0020388 | 0.0020256 | 0 | 0 | 0 | 0.002676 | 0.0026746 | 0.0026588 | 0.0026602 | 0.0026624 | 0.0023658 | 0.0018874 | 0.0015069 | 0.0011864 | 0.00095271 | 0.0007549 | 0.000604 | 0.00048077 | 0.00038118 | 0.00030531 | 0.00024324 | 1.6526e-06 | 5.8807e-07 | 1.998e-07 | 6.4945e-08 | 5.5043e-08 | 5.4896e-08 | 5.4763e-08 | 5.4644e-08 | 5.4538e-08 | 5.4445e-08 | 0.002676 | 0.0053506 | 0.0080094 | 0.01067 | 0.013332 | 0.015698 | 0.017585 | 0.019092 | 0.020279 | 0.021231 | 0.021986 | 0.02259 | 0.023071 | 0.023452 | 0.023757 | 0.024001 | 0.024002 | 0.024003 | 0.024003 | 0.024003 | 0.024003 | 0.024003 | 0.024003 | 0.024003 | 0.024003 | 0.024003 | 0.00038192 | 0.00037582 | 0.00036632 | 0.00035769 | 0.00034766 | 0.00029851 | 0.00022958 | 0.00017646 | 0.00013349 | 0.00010352 | 7.9257e-05 | 6.1645e-05 | 4.7812e-05 | 3.7023e-05 | 2.9147e-05 | 2.2847e-05 | 1.5302e-07 | 5.3773e-08 | 1.8082e-08 | 5.8194e-09 | 4.8966e-09 | 4.851e-09 | 4.8096e-09 | 6.7748e-09 | 6.7338e-09 | 6.6971e-09 | 0.00038192 | 0.00075185 | 0.0011035 | 0.0014346 | 0.0017409 | 0.0019807 | 0.002139 | 0.0022358 | 0.0022817 | 0.0023069 | 0.0023083 | 0.0023056 | 0.0022944 | 0.0022778 | 0.002268 | 0.0022544 | 0.0022225 | 0.0021948 | 0.0021723 | 0.0021508 | 0.0021353 | 0.0021211 | 0.0021081 | 0 | 0 | 0 | 0.002676 | 0.0026746 | 0.0026588 | 0.0026602 | 0.0026624 | 0.0023658 | 0.0018874 | 0.0015069 | 0.0011864 | 0.00095271 | 0.0007549 | 0.000604 | 0.00048077 | 0.00038118 | 0.00030531 | 0.00024324 | 1.6526e-06 | 5.8807e-07 | 1.998e-07 | 6.4945e-08 | 5.5043e-08 | 5.4896e-08 | 5.4763e-08 | 5.4644e-08 | 5.4538e-08 | 5.4445e-08 | 0.002676 | 0.0053506 | 0.0080094 | 0.01067 | 0.013332 | 0.015698 | 0.017585 | 0.019092 | 0.020279 | 0.021231 | 0.021986 | 0.02259 | 0.023071 | 0.023452 | 0.023757 | 0.024001 | 0.024002 | 0.024003 | 0.024003 | 0.024003 | 0.024003 | 0.024003 | 0.024003 | 0.024003 | 0.024003 | 0.024003 | 0.0003817 | 0.00037509 | 0.00036503 | 0.0003558 | 0.00034518 | 0.00029578 | 0.00022703 | 0.00017415 | 0.00013144 | 0.00010171 | 7.7695e-05 | 6.0301e-05 | 4.6664e-05 | 3.6047e-05 | 2.8315e-05 | 2.2143e-05 | 1.4793e-07 | 5.1854e-08 | 1.7419e-08 | 5.6007e-09 | 4.7083e-09 | 4.6629e-09 | 4.6217e-09 | 6.7748e-09 | 6.7338e-09 | 6.6971e-09 | 0.0003817 | 0.00075039 | 0.0010996 | 0.001427 | 0.0017285 | 0.0019627 | 0.0021153 | 0.0022065 | 0.0022467 | 0.0022666 | 0.0022628 | 0.0022553 | 0.0022393 | 0.0022178 | 0.0022033 | 0.0021848 | 0.0021486 | 0.0021165 | 0.0020926 | 0.0020699 | 0.0020532 | 0.0020388 | 0.0020257 | 0 | 0 | 0 | 0.002676 | 0.0026746 | 0.0026588 | 0.0026602 | 0.0026624 | 0.0023658 | 0.0018874 | 0.0015069 | 0.0011864 | 0.00095271 | 0.0007549 | 0.000604 | 0.00048077 | 0.00038118 | 0.00030531 | 0.00024324 | 1.6526e-06 | 5.8807e-07 | 1.998e-07 | 6.4945e-08 | 5.5043e-08 | 5.4896e-08 | 5.4763e-08 | 5.4644e-08 | 5.4538e-08 | 5.4445e-08 | 0.002676 | 0.0053506 | 0.0080094 | 0.01067 | 0.013332 | 0.015698 | 0.017585 | 0.019092 | 0.020279 | 0.021231 | 0.021986 | 0.02259 | 0.023071 | 0.023452 | 0.023757 | 0.024001 | 0.024002 | 0.024003 | 0.024003 | 0.024003 | 0.024003 | 0.024003 | 0.024003 | 0.024003 | 0.024003 | 0.024003 | 779.7878 | 780.655 | 781.5187 | 782.3889 | 783.2585 | 784.1055 | 784.9459 | 785.7791 | 786.6045 | 787.4801 | 788.2854 | 789.0833 | 789.8696 | 790.6459 | 791.4255 | 792.1798 | 792.9665 | 793.7273 | 794.4657 | 795.2102 | 795.8907 | 796.5128 | 797.0814 | 797.601 | 798.0759 | 798.5097 | 592.886 | 593.5454 | 594.202 | 594.8636 | 595.5248 | 596.1688 | 596.8078 | 597.4413 | 598.0688 | 598.7345 | 599.3468 | 599.9535 | 600.5514 | 601.1416 | 601.7343 | 602.3079 | 602.9059 | 603.4844 | 604.0458 | 604.6119 | 605.1293 | 605.6023 | 606.0346 | 606.4297 | 606.7907 | 607.1206
WA_Industrial_Petroleum_Existing_Process_Natural Gas_Gas Boiler - High Turndown_A | WA | Industrial | Petroleum | Existing | Process | Natural Gas | Gas Boiler - High Turndown | A | IM334 | No control | Turndown control installed | 15 | 731.9505 | 0 | 0 | 6509.88 | 0 | 0 | 0 | 3254.9375 |  | sqft | 35% | 50% | Retrofit | Retro12Med | 84.73% | TBD | 0.2% | 786.9051 |  | 598.2974 |  | 0.30929 | MN TRM 3.1 - Boiler Modifications, Space Heating Only v4.0 | MN TRM 3.1 - Boiler Modifications, Space Heating Only v4.0 | MN TRM 3.1 - Boiler Modifications, Space Heating Only v4.0 | No control | No control | No control | No control | No control | No control | No control | No control | No control | No control | No control | No control | No control | No control | No control | No control | No control | No control | No control | No control | No control | No control | No control | No control | No control | No control | No control | No control | No control | No control | No control | Turndown control installed | Turndown control installed | Turndown control installed | Turndown control installed | Turndown control installed | Turndown control installed | Turndown control installed | Turndown control installed | Turndown control installed | Turndown control installed | Turndown control installed | Turndown control installed | Turndown control installed | Turndown control installed | Turndown control installed | Turndown control installed | Turndown control installed | Turndown control installed | Turndown control installed | Turndown control installed | Turndown control installed | Turndown control installed | Turndown control installed | Turndown control installed | Turndown control installed | Turndown control installed | Turndown control installed | Turndown control installed | Turndown control installed | Turndown control installed | Turndown control installed | 6509.88 | 6509.88 | 6509.88 | 6509.88 | 6509.88 | 6509.88 | 6509.88 | 6509.88 | 6509.88 | 6509.88 | 6509.88 | 6509.88 | 6509.88 | 6509.88 | 6509.88 | 6509.88 | 6509.88 | 6509.88 | 6509.88 | 6509.88 | 6509.88 | 6509.88 | 6509.88 | 6509.88 | 6509.88 | 6509.88 | 6509.88 | 6509.88 | 6509.88 | 6509.88 | 6509.88 | 0 | 0 | 0 | 0 | 0 | 729.5561 | 727.1785 | 724.777 | 722.401 | 720.0149 | 717.5369 | 715.3246 | 713.2535 | 711.0473 | 709.3452 | 707.4731 | 705.9358 | 704.3606 | 702.7426 | 701.4516 | 700.0344 | 698.7114 | 697.3949 | 696.0845 | 694.7803 | 694.674 | 694.5763 | 694.4874 | 731.9505 | 731.9505 | 731.9505 | 0.1824 | 0.18171 | 0.18004 | 0.17954 | 0.1791 | 0.15859 | 0.12614 | 0.10041 | 0.078811 | 0.063138 | 0.049897 | 0.039836 | 0.031638 | 0.025027 | 0.020008 | 0.015908 | 0.00010788 | 3.8316e-05 | 1.2993e-05 | 4.2157e-06 | 3.5724e-06 | 3.5623e-06 | 3.5533e-06 | 3.7368e-06 | 3.7295e-06 | 3.7232e-06 | 0.1824 | 0.36351 | 0.54235 | 0.72011 | 0.89683 | 1.0523 | 1.1752 | 1.2722 | 1.3471 | 1.407 | 1.4532 | 1.4899 | 1.5182 | 1.5397 | 1.5569 | 1.5697 | 1.5668 | 1.5639 | 1.561 | 1.5581 | 1.5578 | 1.5576 | 1.5574 | 0 | 0 | 0 | 0.25001 | 0.24988 | 0.2484 | 0.24854 | 0.24874 | 0.22103 | 0.17634 | 0.14078 | 0.11084 | 0.089009 | 0.070528 | 0.05643 | 0.044917 | 0.035613 | 0.028524 | 0.022725 | 0.0001544 | 5.4941e-05 | 1.8666e-05 | 6.0677e-06 | 5.1425e-06 | 5.1288e-06 | 5.1164e-06 | 5.1052e-06 | 5.0953e-06 | 5.0866e-06 | 0.25001 | 0.49989 | 0.74829 | 0.99683 | 1.2456 | 1.4666 | 1.6429 | 1.7837 | 1.8946 | 1.9836 | 2.0541 | 2.1105 | 2.1554 | 2.1911 | 2.2196 | 2.2423 | 2.2425 | 2.2425 | 2.2425 | 2.2425 | 2.2425 | 2.2426 | 2.2426 | 2.2426 | 2.2426 | 2.2426 | 0.15512 | 0.1546 | 0.15326 | 0.15291 | 0.15261 | 0.13521 | 0.10759 | 0.085685 | 0.067282 | 0.053921 | 0.04263 | 0.034045 | 0.027048 | 0.021404 | 0.017116 | 0.013613 | 9.2342e-05 | 3.2807e-05 | 1.1128e-05 | 3.6116e-06 | 3.0605e-06 | 3.052e-06 | 3.0443e-06 | 3.1762e-06 | 3.1701e-06 | 3.1647e-06 | 0.15512 | 0.30929 | 0.46168 | 0.6133 | 0.76419 | 0.89717 | 1.0024 | 1.0856 | 1.1501 | 1.2016 | 1.2416 | 1.2733 | 1.298 | 1.3168 | 1.3319 | 1.3432 | 1.3412 | 1.3391 | 1.3369 | 1.3348 | 1.3346 | 1.3345 | 1.3343 | 0 | 0 | 0 | 0.21251 | 0.2124 | 0.21114 | 0.21126 | 0.21143 | 0.18787 | 0.14989 | 0.11967 | 0.094213 | 0.075658 | 0.059949 | 0.047965 | 0.038179 | 0.030271 | 0.024245 | 0.019316 | 0.00013124 | 4.67e-05 | 1.5866e-05 | 5.1575e-06 | 4.3711e-06 | 4.3595e-06 | 4.3489e-06 | 4.3394e-06 | 4.331e-06 | 4.3236e-06 | 0.21251 | 0.42491 | 0.63605 | 0.84731 | 1.0587 | 1.2466 | 1.3965 | 1.5162 | 1.6104 | 1.686 | 1.746 | 1.7939 | 1.8321 | 1.8624 | 1.8866 | 1.906 | 1.9061 | 1.9061 | 1.9062 | 1.9062 | 1.9062 | 1.9062 | 1.9062 | 1.9062 | 1.9062 | 1.9062 | 0.15512 | 0.1546 | 0.15326 | 0.15291 | 0.15261 | 0.13521 | 0.10759 | 0.085685 | 0.067282 | 0.053921 | 0.04263 | 0.034045 | 0.027048 | 0.021404 | 0.017116 | 0.013613 | 9.2342e-05 | 3.2807e-05 | 1.1128e-05 | 3.6116e-06 | 3.0605e-06 | 3.052e-06 | 3.0443e-06 | 3.1762e-06 | 3.1701e-06 | 3.1647e-06 | 0.15512 | 0.30929 | 0.46168 | 0.6133 | 0.76419 | 0.89717 | 1.0024 | 1.0856 | 1.1501 | 1.2016 | 1.2416 | 1.2733 | 1.298 | 1.3168 | 1.3319 | 1.3432 | 1.3412 | 1.3391 | 1.3369 | 1.3348 | 1.3346 | 1.3345 | 1.3343 | 0 | 0 | 0 | 0.21251 | 0.2124 | 0.21114 | 0.21126 | 0.21143 | 0.18787 | 0.14989 | 0.11967 | 0.094213 | 0.075658 | 0.059949 | 0.047965 | 0.038179 | 0.030271 | 0.024245 | 0.019316 | 0.00013124 | 4.67e-05 | 1.5866e-05 | 5.1575e-06 | 4.3711e-06 | 4.3595e-06 | 4.3489e-06 | 4.3394e-06 | 4.331e-06 | 4.3236e-06 | 0.21251 | 0.42491 | 0.63605 | 0.84731 | 1.0587 | 1.2466 | 1.3965 | 1.5162 | 1.6104 | 1.686 | 1.746 | 1.7939 | 1.8321 | 1.8624 | 1.8866 | 1.906 | 1.9061 | 1.9061 | 1.9062 | 1.9062 | 1.9062 | 1.9062 | 1.9062 | 1.9062 | 1.9062 | 1.9062 | 0.15512 | 0.1546 | 0.15326 | 0.15291 | 0.15261 | 0.13521 | 0.10759 | 0.085685 | 0.067282 | 0.053921 | 0.04263 | 0.034045 | 0.027048 | 0.021404 | 0.017116 | 0.013613 | 9.2342e-05 | 3.2807e-05 | 1.1128e-05 | 3.6116e-06 | 3.0605e-06 | 3.052e-06 | 3.0443e-06 | 3.1762e-06 | 3.1701e-06 | 3.1647e-06 | 0.15512 | 0.30929 | 0.46168 | 0.6133 | 0.76419 | 0.89717 | 1.0024 | 1.0856 | 1.1501 | 1.2016 | 1.2416 | 1.2733 | 1.298 | 1.3168 | 1.3319 | 1.3432 | 1.3412 | 1.3391 | 1.3369 | 1.3348 | 1.3346 | 1.3345 | 1.3343 | 0 | 0 | 0 | 0.21251 | 0.2124 | 0.21114 | 0.21126 | 0.21143 | 0.18787 | 0.14989 | 0.11967 | 0.094213 | 0.075658 | 0.059949 | 0.047965 | 0.038179 | 0.030271 | 0.024245 | 0.019316 | 0.00013124 | 4.67e-05 | 1.5866e-05 | 5.1575e-06 | 4.3711e-06 | 4.3595e-06 | 4.3489e-06 | 4.3394e-06 | 4.331e-06 | 4.3236e-06 | 0.21251 | 0.42491 | 0.63605 | 0.84731 | 1.0587 | 1.2466 | 1.3965 | 1.5162 | 1.6104 | 1.686 | 1.746 | 1.7939 | 1.8321 | 1.8624 | 1.8866 | 1.906 | 1.9061 | 1.9061 | 1.9062 | 1.9062 | 1.9062 | 1.9062 | 1.9062 | 1.9062 | 1.9062 | 1.9062 | 779.7878 | 780.655 | 781.5187 | 782.3889 | 783.2585 | 784.1055 | 784.9459 | 785.7791 | 786.6045 | 787.4801 | 788.2854 | 789.0833 | 789.8696 | 790.6459 | 791.4255 | 792.1798 | 792.9665 | 793.7273 | 794.4657 | 795.2102 | 795.8907 | 796.5128 | 797.0814 | 797.601 | 798.0759 | 798.5097 | 592.886 | 593.5454 | 594.202 | 594.8636 | 595.5248 | 596.1688 | 596.8078 | 597.4413 | 598.0688 | 598.7345 | 599.3468 | 599.9535 | 600.5514 | 601.1416 | 601.7343 | 602.3079 | 602.9059 | 603.4844 | 604.0458 | 604.6119 | 605.1293 | 605.6023 | 606.0346 | 606.4297 | 606.7907 | 607.1206
WA_Industrial_Petroleum_Existing_Space Heating_Natural Gas_Gas Boiler - Burner Control Optimization_A | WA | Industrial | Petroleum | Existing | Space Heating | Natural Gas | Gas Boiler - Burner Control Optimization | A | IM335 | Average performance | Optimized burner controls | 18 | 42.3642 | 0 | 0 | 2187.11 | 0 | 0 | 0 | 1093.556 |  | employee | 5% | 85% | Retrofit | Retro3Slow | 83.58% | TBD | 0.2% | 830.4272 |  | 615.8494 |  | 7.543e-05 | IL TRM - 4.4.22 - CI-HVC-O2TC-V01-140601 | GBLR_O2TRM-Heating-MEMD-2018-1 | IL TRM - 4.4.22 - CI-HVC-O2TC-V01-140601 | Average performance | Average performance | Average performance | Average performance | Average performance | Average performance | Average performance | Average performance | Average performance | Average performance | Average performance | Average performance | Average performance | Average performance | Average performance | Average performance | Average performance | Average performance | Average performance | Average performance | Average performance | Average performance | Average performance | Average performance | Average performance | Average performance | Average performance | Average performance | Average performance | Average performance | Average performance | Optimized burner controls | Optimized burner controls | Optimized burner controls | Optimized burner controls | Optimized burner controls | Optimized burner controls | Optimized burner controls | Optimized burner controls | Optimized burner controls | Optimized burner controls | Optimized burner controls | Optimized burner controls | Optimized burner controls | Optimized burner controls | Optimized burner controls | Optimized burner controls | Optimized burner controls | Optimized burner controls | Optimized burner controls | Optimized burner controls | Optimized burner controls | Optimized burner controls | Optimized burner controls | Optimized burner controls | Optimized burner controls | Optimized burner controls | Optimized burner controls | Optimized burner controls | Optimized burner controls | Optimized burner controls | Optimized burner controls | 2187.11 | 2187.11 | 2187.11 | 2187.11 | 2187.11 | 2187.11 | 2187.11 | 2187.11 | 2187.11 | 2187.11 | 2187.11 | 2187.11 | 2187.11 | 2187.11 | 2187.11 | 2187.11 | 2187.11 | 2187.11 | 2187.11 | 2187.11 | 2187.11 | 2187.11 | 2187.11 | 2187.11 | 2187.11 | 2187.11 | 2187.11 | 2187.11 | 2187.11 | 2187.11 | 2187.11 | 0 | 0 | 0 | 0 | 0 | 41.2431 | 40.4407 | 39.415 | 38.1961 | 36.796 | 35.222 | 33.6175 | 32.0326 | 30.4331 | 29.0955 | 27.829 | 26.8228 | 25.9214 | 25.1148 | 24.532 | 23.9847 | 23.5011 | 23.0722 | 22.7142 | 22.3707 | 22.1158 | 21.8762 | 21.6504 | 35.9542 | 35.8065 | 35.6717 | 3.5026e-05 | 5.3957e-05 | 0.00010456 | 0.00017741 | 0.00026608 | 0.00035205 | 0.00042648 | 0.00047314 | 0.00047641 | 0.00045721 | 0.00040426 | 0.00034098 | 0.00027 | 0.00020165 | 0.00014531 | 9.9037e-05 | 6.4442e-05 | 4.0113e-05 | 2.3956e-05 | 1.5925e-05 | 0 | 0 | 0 | 0 | 0 | 0 | 3.5026e-05 | 8.8302e-05 | 0.00019062 | 0.00036214 | 0.00061494 | 0.00094068 | 0.0013243 | 0.001735 | 0.0021248 | 0.0024886 | 0.0027845 | 0.0030248 | 0.0031932 | 0.0032955 | 0.0033643 | 0.0033883 | 0.0033844 | 0.0033628 | 0.0033345 | 0.0033 | 0.0032624 | 0.0032271 | 0.0031938 | 0 | 0 | 0 | 0.00084926 | 0.0013342 | 0.0026527 | 0.0046448 | 0.0072312 | 0.0099951 | 0.012686 | 0.014771 | 0.015654 | 0.015714 | 0.014526 | 0.012712 | 0.010416 | 0.0080293 | 0.0059233 | 0.0041292 | 0.0027421 | 0.0017386 | 0.0010547 | 0.00071186 | 0 | 0 | 0 | 0 | 0 | 0 | 0.00084926 | 0.0021835 | 0.0048362 | 0.009481 | 0.016712 | 0.026707 | 0.039393 | 0.054164 | 0.069818 | 0.085532 | 0.10006 | 0.11277 | 0.12319 | 0.13122 | 0.13714 | 0.14127 | 0.14401 | 0.14575 | 0.1468 | 0.14752 | 0.14752 | 0.14752 | 0.14752 | 0.14752 | 0.14752 | 0.14752 | 2.9842e-05 | 4.6092e-05 | 8.9702e-05 | 0.000153 | 0.00023087 | 0.00030771 | 0.00037572 | 0.00042028 | 0.00042699 | 0.00041299 | 0.00036804 | 0.00031242 | 0.00024887 | 0.0001869 | 0.00013522 | 9.2524e-05 | 6.0417e-05 | 3.7734e-05 | 2.2632e-05 | 1.511e-05 | 0 | 0 | 0 | 0 | 0 | 0 | 2.9842e-05 | 7.543e-05 | 0.00016354 | 0.0003123 | 0.00053357 | 0.00082221 | 0.0011667 | 0.0015412 | 0.0019044 | 0.0022479 | 0.0025351 | 0.0027715 | 0.0029432 | 0.0030544 | 0.0031307 | 0.0031655 | 0.0031731 | 0.0031633 | 0.0031503 | 0.0031312 | 0.0031075 | 0.0030858 | 0.0030659 | 0 | 0 | 0 | 0.00072187 | 0.0011341 | 0.0022548 | 0.0039481 | 0.0061465 | 0.0084958 | 0.010783 | 0.012555 | 0.013306 | 0.013357 | 0.012348 | 0.010805 | 0.0088538 | 0.0068249 | 0.0050348 | 0.0035098 | 0.0023308 | 0.0014778 | 0.00089648 | 0.00060508 | 0 | 0 | 0 | 0 | 0 | 0 | 0.00072187 | 0.001856 | 0.0041108 | 0.0080588 | 0.014205 | 0.022701 | 0.033484 | 0.046039 | 0.059345 | 0.072702 | 0.08505 | 0.095855 | 0.10471 | 0.11153 | 0.11657 | 0.12008 | 0.12241 | 0.12389 | 0.12478 | 0.12539 | 0.12539 | 0.12539 | 0.12539 | 0.12539 | 0.12539 | 0.12539 | 2.9874e-05 | 4.6206e-05 | 9.0068e-05 | 0.00015389 | 0.00023265 | 0.00031071 | 0.00038014 | 0.00042609 | 0.00043387 | 0.00042057 | 0.00037565 | 0.00031956 | 0.00025514 | 0.00019207 | 0.00013927 | 9.5522e-05 | 6.2532e-05 | 3.9153e-05 | 2.3507e-05 | 1.5709e-05 | 0 | 0 | 0 | 0 | 0 | 0 | 2.9874e-05 | 7.5617e-05 | 0.0001642 | 0.00031412 | 0.00053769 | 0.00083022 | 0.0011804 | 0.0015625 | 0.0019351 | 0.0022892 | 0.0025875 | 0.0028348 | 0.0030174 | 0.0031389 | 0.0032245 | 0.003268 | 0.0032841 | 0.0032823 | 0.0032721 | 0.0032553 | 0.0032319 | 0.0032104 | 0.0031906 | 0 | 0 | 0 | 0.00072187 | 0.0011341 | 0.0022548 | 0.0039481 | 0.0061465 | 0.0084958 | 0.010783 | 0.012555 | 0.013306 | 0.013357 | 0.012348 | 0.010805 | 0.0088538 | 0.0068249 | 0.0050348 | 0.0035098 | 0.0023308 | 0.0014778 | 0.00089648 | 0.00060508 | 0 | 0 | 0 | 0 | 0 | 0 | 0.00072187 | 0.001856 | 0.0041108 | 0.0080588 | 0.014205 | 0.022701 | 0.033484 | 0.046039 | 0.059345 | 0.072702 | 0.08505 | 0.095855 | 0.10471 | 0.11153 | 0.11657 | 0.12008 | 0.12241 | 0.12389 | 0.12478 | 0.12539 | 0.12539 | 0.12539 | 0.12539 | 0.12539 | 0.12539 | 0.12539 | 2.9858e-05 | 4.6117e-05 | 8.9751e-05 | 0.00015308 | 0.00023099 | 0.00030788 | 0.00037593 | 0.00042051 | 0.00042722 | 0.00041321 | 0.00036825 | 0.00031259 | 0.00024901 | 0.00018701 | 0.0001353 | 9.2576e-05 | 6.0452e-05 | 3.7756e-05 | 2.2645e-05 | 1.5119e-05 | 0 | 0 | 0 | 0 | 0 | 0 | 2.9858e-05 | 7.5471e-05 | 0.00016363 | 0.00031247 | 0.00053386 | 0.00082266 | 0.0011673 | 0.001542 | 0.0019054 | 0.0022492 | 0.0025365 | 0.002773 | 0.0029449 | 0.0030561 | 0.0031324 | 0.0031672 | 0.0031749 | 0.0031651 | 0.0031521 | 0.003133 | 0.0031076 | 0.0030859 | 0.003066 | 0 | 0 | 0 | 0.00072187 | 0.0011341 | 0.0022548 | 0.0039481 | 0.0061465 | 0.0084958 | 0.010783 | 0.012555 | 0.013306 | 0.013357 | 0.012348 | 0.010805 | 0.0088538 | 0.0068249 | 0.0050348 | 0.0035098 | 0.0023308 | 0.0014778 | 0.00089648 | 0.00060508 | 0 | 0 | 0 | 0 | 0 | 0 | 0.00072187 | 0.001856 | 0.0041108 | 0.0080588 | 0.014205 | 0.022701 | 0.033484 | 0.046039 | 0.059345 | 0.072702 | 0.08505 | 0.095855 | 0.10471 | 0.11153 | 0.11657 | 0.12008 | 0.12241 | 0.12389 | 0.12478 | 0.12539 | 0.12539 | 0.12539 | 0.12539 | 0.12539 | 0.12539 | 0.12539 | 822.9162 | 823.8314 | 824.7429 | 825.6611 | 826.5789 | 827.4727 | 828.3596 | 829.2389 | 830.1099 | 831.0339 | 831.8838 | 832.7258 | 833.5556 | 834.3749 | 835.1976 | 835.9936 | 836.8238 | 837.6267 | 838.4059 | 839.1916 | 839.9098 | 840.5663 | 841.1663 | 841.7146 | 842.2157 | 842.6736 | 610.2792 | 610.9579 | 611.6339 | 612.3149 | 612.9954 | 613.6583 | 614.316 | 614.9681 | 615.6141 | 616.2993 | 616.9296 | 617.554 | 618.1695 | 618.777 | 619.3871 | 619.9775 | 620.5931 | 621.1886 | 621.7664 | 622.3491 | 622.8817 | 623.3686 | 623.8136 | 624.2202 | 624.5918 | 624.9314
WA_Industrial_Petroleum_Existing_Process_Natural Gas_Gas Boiler - Burner Control Optimization_A | WA | Industrial | Petroleum | Existing | Process | Natural Gas | Gas Boiler - Burner Control Optimization | A | IM336 | Average performance | Optimized burner controls | 18 | 212.2656 | 0 | 0 | 2187.11 | 0 | 0 | 0 | 1093.556 |  | sqft | 5% | 85% | Retrofit | Retro3Slow | 83.58% | TBD | 0.2% | 830.4272 |  | 615.8494 |  | 0.031103 | IL TRM - 4.4.22 - CI-HVC-O2TC-V01-140601 | GBLR_O2TRM-Heating-MEMD-2018-1 | IL TRM - 4.4.22 - CI-HVC-O2TC-V01-140601 | Average performance | Average performance | Average performance | Average performance | Average performance | Average performance | Average performance | Average performance | Average performance | Average performance | Average performance | Average performance | Average performance | Average performance | Average performance | Average performance | Average performance | Average performance | Average performance | Average performance | Average performance | Average performance | Average performance | Average performance | Average performance | Average performance | Average performance | Average performance | Average performance | Average performance | Average performance | Optimized burner controls | Optimized burner controls | Optimized burner controls | Optimized burner controls | Optimized burner controls | Optimized burner controls | Optimized burner controls | Optimized burner controls | Optimized burner controls | Optimized burner controls | Optimized burner controls | Optimized burner controls | Optimized burner controls | Optimized burner controls | Optimized burner controls | Optimized burner controls | Optimized burner controls | Optimized burner controls | Optimized burner controls | Optimized burner controls | Optimized burner controls | Optimized burner controls | Optimized burner controls | Optimized burner controls | Optimized burner controls | Optimized burner controls | Optimized burner controls | Optimized burner controls | Optimized burner controls | Optimized burner controls | Optimized burner controls | 2187.11 | 2187.11 | 2187.11 | 2187.11 | 2187.11 | 2187.11 | 2187.11 | 2187.11 | 2187.11 | 2187.11 | 2187.11 | 2187.11 | 2187.11 | 2187.11 | 2187.11 | 2187.11 | 2187.11 | 2187.11 | 2187.11 | 2187.11 | 2187.11 | 2187.11 | 2187.11 | 2187.11 | 2187.11 | 2187.11 | 2187.11 | 2187.11 | 2187.11 | 2187.11 | 2187.11 | 0 | 0 | 0 | 0 | 0 | 211.5358 | 210.811 | 210.079 | 209.3552 | 208.6288 | 207.8771 | 207.2105 | 206.5901 | 205.9311 | 205.4264 | 204.8714 | 204.4182 | 203.954 | 203.4776 | 203.1 | 202.685 | 202.3007 | 201.9183 | 201.5378 | 201.1592 | 201.1274 | 201.0983 | 201.0717 | 212.2656 | 212.2656 | 212.2656 | 0.014266 | 0.022336 | 0.044255 | 0.077222 | 0.1198 | 0.165 | 0.20875 | 0.24232 | 0.256 | 0.25635 | 0.23634 | 0.20636 | 0.16871 | 0.12974 | 0.095536 | 0.066463 | 0.044052 | 0.027878 | 0.01688 | 0.011372 | 0 | 0 | 0 | 0 | 0 | 0 | 0.014266 | 0.036554 | 0.080682 | 0.15763 | 0.27688 | 0.44089 | 0.64823 | 0.88861 | 1.1418 | 1.3953 | 1.6279 | 1.8307 | 1.9952 | 2.1203 | 2.2119 | 2.2738 | 2.3136 | 2.3371 | 2.3496 | 2.3565 | 2.3561 | 2.3558 | 2.3555 | 0 | 0 | 0 | 0.067442 | 0.10595 | 0.21066 | 0.36885 | 0.57425 | 0.79374 | 1.0075 | 1.173 | 1.2431 | 1.2479 | 1.1536 | 1.0095 | 0.82719 | 0.63763 | 0.47039 | 0.32791 | 0.21776 | 0.13807 | 0.083755 | 0.056531 | 0 | 0 | 0 | 0 | 0 | 0 | 0.067442 | 0.1734 | 0.38406 | 0.75291 | 1.3272 | 2.1209 | 3.1284 | 4.3013 | 5.5445 | 6.7924 | 7.9459 | 8.9555 | 9.7827 | 10.4203 | 10.8907 | 11.2186 | 11.4363 | 11.5744 | 11.6582 | 11.7147 | 11.7147 | 11.7147 | 11.7147 | 11.7147 | 11.7147 | 11.7147 | 0.012133 | 0.019006 | 0.037676 | 0.065775 | 0.1021 | 0.14069 | 0.17809 | 0.20682 | 0.2186 | 0.21897 | 0.20196 | 0.17641 | 0.14427 | 0.11099 | 0.081747 | 0.056887 | 0.037717 | 0.023876 | 0.01446 | 0.0097445 | 0 | 0 | 0 | 0 | 0 | 0 | 0.012133 | 0.031103 | 0.068687 | 0.13426 | 0.23596 | 0.37593 | 0.55299 | 0.7584 | 0.97494 | 1.1919 | 1.3911 | 1.5649 | 1.7062 | 1.8138 | 1.8926 | 1.9463 | 1.9808 | 2.0015 | 2.0128 | 2.0193 | 2.0191 | 2.0188 | 2.0186 | 0 | 0 | 0 | 0.057326 | 0.090062 | 0.17906 | 0.31353 | 0.48811 | 0.67468 | 0.85633 | 0.99703 | 1.0567 | 1.0607 | 0.98055 | 0.85809 | 0.70311 | 0.54198 | 0.39983 | 0.27872 | 0.18509 | 0.11736 | 0.071192 | 0.048051 | 0 | 0 | 0 | 0 | 0 | 0 | 0.057326 | 0.14739 | 0.32645 | 0.63998 | 1.1281 | 1.8028 | 2.6591 | 3.6561 | 4.7128 | 5.7735 | 6.7541 | 7.6122 | 8.3153 | 8.8572 | 9.2571 | 9.5358 | 9.7209 | 9.8382 | 9.9094 | 9.9575 | 9.9575 | 9.9575 | 9.9575 | 9.9575 | 9.9575 | 9.9575 | 0.012133 | 0.019006 | 0.037676 | 0.065775 | 0.1021 | 0.14069 | 0.17809 | 0.20682 | 0.2186 | 0.21897 | 0.20196 | 0.17641 | 0.14427 | 0.11099 | 0.081747 | 0.056887 | 0.037717 | 0.023876 | 0.01446 | 0.0097445 | 0 | 0 | 0 | 0 | 0 | 0 | 0.012133 | 0.031103 | 0.068687 | 0.13426 | 0.23596 | 0.37593 | 0.55299 | 0.7584 | 0.97494 | 1.1919 | 1.3911 | 1.5649 | 1.7062 | 1.8138 | 1.8926 | 1.9463 | 1.9808 | 2.0015 | 2.0128 | 2.0193 | 2.0191 | 2.0188 | 2.0186 | 0 | 0 | 0 | 0.057326 | 0.090062 | 0.17906 | 0.31353 | 0.48811 | 0.67468 | 0.85633 | 0.99703 | 1.0567 | 1.0607 | 0.98055 | 0.85809 | 0.70311 | 0.54198 | 0.39983 | 0.27872 | 0.18509 | 0.11736 | 0.071192 | 0.048051 | 0 | 0 | 0 | 0 | 0 | 0 | 0.057326 | 0.14739 | 0.32645 | 0.63998 | 1.1281 | 1.8028 | 2.6591 | 3.6561 | 4.7128 | 5.7735 | 6.7541 | 7.6122 | 8.3153 | 8.8572 | 9.2571 | 9.5358 | 9.7209 | 9.8382 | 9.9094 | 9.9575 | 9.9575 | 9.9575 | 9.9575 | 9.9575 | 9.9575 | 9.9575 | 0.012133 | 0.019006 | 0.037676 | 0.065775 | 0.1021 | 0.14069 | 0.17809 | 0.20682 | 0.2186 | 0.21897 | 0.20196 | 0.17641 | 0.14427 | 0.11099 | 0.081747 | 0.056887 | 0.037717 | 0.023876 | 0.01446 | 0.0097445 | 0 | 0 | 0 | 0 | 0 | 0 | 0.012133 | 0.031103 | 0.068687 | 0.13426 | 0.23596 | 0.37593 | 0.55299 | 0.7584 | 0.97494 | 1.1919 | 1.3911 | 1.5649 | 1.7062 | 1.8138 | 1.8926 | 1.9463 | 1.9808 | 2.0015 | 2.0128 | 2.0193 | 2.0191 | 2.0188 | 2.0186 | 0 | 0 | 0 | 0.057326 | 0.090062 | 0.17906 | 0.31353 | 0.48811 | 0.67468 | 0.85633 | 0.99703 | 1.0567 | 1.0607 | 0.98055 | 0.85809 | 0.70311 | 0.54198 | 0.39983 | 0.27872 | 0.18509 | 0.11736 | 0.071192 | 0.048051 | 0 | 0 | 0 | 0 | 0 | 0 | 0.057326 | 0.14739 | 0.32645 | 0.63998 | 1.1281 | 1.8028 | 2.6591 | 3.6561 | 4.7128 | 5.7735 | 6.7541 | 7.6122 | 8.3153 | 8.8572 | 9.2571 | 9.5358 | 9.7209 | 9.8382 | 9.9094 | 9.9575 | 9.9575 | 9.9575 | 9.9575 | 9.9575 | 9.9575 | 9.9575 | 822.9162 | 823.8314 | 824.7429 | 825.6611 | 826.5789 | 827.4727 | 828.3596 | 829.2389 | 830.1099 | 831.0339 | 831.8838 | 832.7258 | 833.5556 | 834.3749 | 835.1976 | 835.9936 | 836.8238 | 837.6267 | 838.4059 | 839.1916 | 839.9098 | 840.5663 | 841.1663 | 841.7146 | 842.2157 | 842.6736 | 610.2792 | 610.9579 | 611.6339 | 612.3149 | 612.9954 | 613.6583 | 614.316 | 614.9681 | 615.6141 | 616.2993 | 616.9296 | 617.554 | 618.1695 | 618.777 | 619.3871 | 619.9775 | 620.5931 | 621.1886 | 621.7664 | 622.3491 | 622.8817 | 623.3686 | 623.8136 | 624.2202 | 624.5918 | 624.9314
WA_Industrial_Petroleum_Existing_Space Heating_Natural Gas_HVAC - Demand Controlled Ventilation_A | WA | Industrial | Petroleum | Existing | Space Heating | Natural Gas | HVAC - Demand Controlled Ventilation | A | IM337 | Constant ventilation | DCV enabled | 6 | 0.047236 | 0 | 0 | 0.29 | 0.01 | 0 | 0 | 0.14435 |  | sqft | 55% | 75% | Retrofit | RetroEven20 | 76.5% | TBD | 0.2% | 1653.4557 |  | 1129.9365 |  | 0.004597 | IL TRM v11 - 4.4.19 - Demand Controlled Ventilation - CI-HVC-DCV-V06-220101 | IL TRM v11 - 4.4.19 - Demand Controlled Ventilation - CI-HVC-DCV-V06-220101 | IL TRM v11 - 4.4.19 - Demand Controlled Ventilation - CI-HVC-DCV-V06-220101 | Constant ventilation | Constant ventilation | Constant ventilation | Constant ventilation | Constant ventilation | Constant ventilation | Constant ventilation | Constant ventilation | Constant ventilation | Constant ventilation | Constant ventilation | Constant ventilation | Constant ventilation | Constant ventilation | Constant ventilation | Constant ventilation | Constant ventilation | Constant ventilation | Constant ventilation | Constant ventilation | Constant ventilation | Constant ventilation | Constant ventilation | Constant ventilation | Constant ventilation | Constant ventilation | Constant ventilation | Constant ventilation | Constant ventilation | Constant ventilation | Constant ventilation | DCV enabled | DCV enabled | DCV enabled | DCV enabled | DCV enabled | DCV enabled | DCV enabled | DCV enabled | DCV enabled | DCV enabled | DCV enabled | DCV enabled | DCV enabled | DCV enabled | DCV enabled | DCV enabled | DCV enabled | DCV enabled | DCV enabled | DCV enabled | DCV enabled | DCV enabled | DCV enabled | DCV enabled | DCV enabled | DCV enabled | DCV enabled | DCV enabled | DCV enabled | DCV enabled | DCV enabled | 0.29 | 0.29 | 0.29 | 0.29 | 0.29 | 0.29 | 0.29 | 0.29 | 0.29 | 0.29 | 0.29 | 0.29 | 0.29 | 0.29 | 0.29 | 0.29 | 0.29 | 0.29 | 0.29 | 0.29 | 0.29 | 0.29 | 0.29 | 0.29 | 0.29 | 0.29 | 0.29 | 0.29 | 0.29 | 0.29 | 0.29 | 0 | 0 | 0 | 0 | 0 | 0.045538 | 0.044943 | 0.044178 | 0.04339 | 0.04258 | 0.041747 | 0.040904 | 0.040072 | 0.039218 | 0.038375 | 0.037558 | 0.036793 | 0.036045 | 0.035326 | 0.034671 | 0.034044 | 0.033454 | 0.032892 | 0.032374 | 0.031885 | 0.031494 | 0.031121 | 0.030765 | 0.036718 | 0.036492 | 0.03628 | 0.0027329 | 0.0026957 | 0.0026342 | 0.0025886 | 0.0025424 | 0.002461 | 0.0024047 | 0.002351 | 0.0022644 | 0.0022242 | 0.0021561 | 0.0021124 | 0.002059 | 0.002 | 0.0019652 | 0.0019217 | 0.0018811 | 0.0018427 | 0.0018075 | 0.0017746 | 0 | 0 | 0 | 0 | 0 | 0 | 0.0027329 | 0.0053929 | 0.0079353 | 0.010382 | 0.012731 | 0.014943 | 0.017046 | 0.01905 | 0.020909 | 0.022683 | 0.024357 | 0.025972 | 0.027504 | 0.028955 | 0.030384 | 0.031756 | 0.033087 | 0.034374 | 0.03564 | 0.036876 | 0.036423 | 0.035992 | 0.03558 | 0 | 0 | 0 | 60.0135 | 59.9805 | 59.6268 | 59.659 | 59.7084 | 58.9501 | 58.789 | 58.6697 | 57.738 | 57.9585 | 57.4058 | 57.4132 | 57.1242 | 56.6147 | 56.6818 | 56.4474 | 56.2278 | 56.023 | 55.8326 | 55.6565 | 0 | 0 | 0 | 0 | 0 | 0 | 60.0135 | 119.994 | 179.6208 | 239.2798 | 298.9882 | 357.9384 | 416.7274 | 475.3971 | 533.1351 | 591.0936 | 648.4993 | 705.9125 | 763.0368 | 819.6515 | 876.3333 | 932.7806 | 989.0085 | 1045.0314 | 1100.864 | 1156.5205 | 1156.5205 | 1156.5205 | 1156.5205 | 1156.5205 | 1156.5205 | 1156.5205 | 0.0023265 | 0.0022979 | 0.0022506 | 0.0022168 | 0.0021824 | 0.0021182 | 0.0020753 | 0.0020346 | 0.0019657 | 0.0019365 | 0.0018831 | 0.0018503 | 0.0018089 | 0.0017624 | 0.0017364 | 0.0017026 | 0.0016711 | 0.0016413 | 0.0016163 | 0.0015932 | 0 | 0 | 0 | 0 | 0 | 0 | 0.0023265 | 0.004597 | 0.0067796 | 0.008891 | 0.010929 | 0.012861 | 0.014711 | 0.016486 | 0.018151 | 0.01975 | 0.021273 | 0.02275 | 0.024163 | 0.025515 | 0.026846 | 0.028136 | 0.029393 | 0.030617 | 0.03187 | 0.033106 | 0.03282 | 0.032551 | 0.032299 | 0 | 0 | 0 | 51.0114 | 50.9835 | 50.6828 | 50.7102 | 50.7521 | 50.1076 | 49.9707 | 49.8692 | 49.0773 | 49.2647 | 48.7949 | 48.8012 | 48.5556 | 48.1225 | 48.1795 | 47.9803 | 47.7937 | 47.6195 | 47.4577 | 47.308 | 0 | 0 | 0 | 0 | 0 | 0 | 51.0114 | 101.9949 | 152.6777 | 203.3879 | 254.14 | 304.2476 | 354.2183 | 404.0875 | 453.1648 | 502.4295 | 551.2244 | 600.0257 | 648.5813 | 696.7038 | 744.8833 | 792.8635 | 840.6572 | 888.2767 | 935.7344 | 983.0424 | 983.0424 | 983.0424 | 983.0424 | 983.0424 | 983.0424 | 983.0424 | 0 | 0 | 0 | 0 | 0 | 0 | 0 | 0 | 0 | 0 | 0 | 0 | 0 | 0 | 0 | 0 | 0 | 0 | 0 | 0 | 0 | 0 | 0 | 0 | 0 | 0 | 0 | 0 | 0 | 0 | 0 | 0 | 0 | 0 | 0 | 0 | 0 | 0 | 0 | 0 | 0 | 0 | 0 | 0 | 0 | 0 | 0 | 0 | 0 | 0 | 0 | 0 | 0 | 0 | 0 | 0 | 0 | 0 | 0 | 0 | 0 | 0 | 0 | 0 | 0 | 0 | 0 | 0 | 0 | 0 | 0 | 0 | 0 | 0 | 0 | 0 | 0 | 0 | 0 | 0 | 0 | 0 | 0 | 0 | 0 | 0 | 0 | 0 | 0 | 0 | 0 | 0 | 0 | 0 | 0 | 0 | 0 | 0 | 0 | 0 | 0 | 0 | 0 | 0 | 0 | 0.0022979 | 0.0022506 | 0.0022168 | 0.0021824 | 0.0021182 | 0.0020753 | 0.0020346 | 0.0019657 | 0.0019365 | 0.0018831 | 0.0018503 | 0.0018089 | 0.0017624 | 0.0017364 | 0.0017026 | 0.0016711 | 0.0016413 | 0.0016163 | 0.0015932 | 0.0015748 | 0 | 0 | 0 | 0 | 0 | 0 | 0.0022979 | 0.0045145 | 0.006661 | 0.0087349 | 0.010705 | 0.012593 | 0.014405 | 0.016108 | 0.017745 | 0.019304 | 0.020815 | 0.022262 | 0.023647 | 0.025008 | 0.026325 | 0.027609 | 0.028858 | 0.030132 | 0.031389 | 0.032691 | 0.032424 | 0.032172 | 0 | 0 | 0 | 0 | 50.9835 | 50.6828 | 50.7102 | 50.7521 | 50.1076 | 49.9707 | 49.8692 | 49.0773 | 49.2647 | 48.7949 | 48.8012 | 48.5556 | 48.1225 | 48.1795 | 47.9803 | 47.7937 | 47.6195 | 47.4577 | 47.308 | 47.1704 | 0 | 0 | 0 | 0 | 0 | 0 | 50.9835 | 101.6662 | 152.3764 | 203.1285 | 253.2362 | 303.2068 | 353.0761 | 402.1534 | 451.4181 | 500.213 | 549.0142 | 597.5698 | 645.6923 | 693.8718 | 741.8521 | 789.6457 | 837.2653 | 884.7229 | 932.031 | 979.2014 | 979.2014 | 979.2014 | 979.2014 | 979.2014 | 979.2014 | 1510.4051 | 1524.1617 | 1542.0276 | 1560.5942 | 1579.6895 | 1598.8273 | 1618.2704 | 1637.0068 | 1655.0418 | 1673.6477 | 1690.265 | 1706.2495 | 1721.5317 | 1736.1671 | 1751.2241 | 1766.0661 | 1781.079 | 1796.8187 | 1812.2019 | 1827.2551 | 1841.5826 | 1855.2082 | 1868.1561 | 1880.4508 | 1892.1172 | 1903.1799 | 1032.1787 | 1041.5797 | 1053.7889 | 1066.4769 | 1079.5262 | 1092.6046 | 1105.8916 | 1118.6957 | 1131.0203 | 1143.7352 | 1155.0912 | 1166.0146 | 1176.4582 | 1186.4597 | 1196.7493 | 1206.892 | 1217.1515 | 1227.9077 | 1238.4202 | 1248.7073 | 1258.4984 | 1267.8099 | 1276.6582 | 1285.0601 | 1293.0326 | 1300.5927
WA_Industrial_Petroleum_Existing_Space Heating_Natural Gas_Gas Boiler - Stack Economizer_A | WA | Industrial | Petroleum | Existing | Space Heating | Natural Gas | Gas Boiler - Stack Economizer | A | IM338 | None | Economizer installed | 15 | 106.6408 | 0 | 0 | 57.78 | 0 | 0 | 0 | 28.8914 |  | employee | 15% | 55% | Retrofit | Retro12Med | 84.73% | TBD | 0.2% | 7.5584 |  | 5.7468 |  | 0.0014825 | IL TRM - 4.4.28 - CI-HVC-BECO-V02-210101 | XCEL CO 2019-2020 DSM Plan | IL TRM - 4.4.28 - CI-HVC-BECO-V02-210101 | None | None | None | None | None | None | None | None | None | None | None | None | None | None | None | None | None | None | None | None | None | None | None | None | None | None | None | None | None | None | None | Economizer installed | Economizer installed | Economizer installed | Economizer installed | Economizer installed | Economizer installed | Economizer installed | Economizer installed | Economizer installed | Economizer installed | Economizer installed | Economizer installed | Economizer installed | Economizer installed | Economizer installed | Economizer installed | Economizer installed | Economizer installed | Economizer installed | Economizer installed | Economizer installed | Economizer installed | Economizer installed | Economizer installed | Economizer installed | Economizer installed | Economizer installed | Economizer installed | Economizer installed | Economizer installed | Economizer installed | 57.78 | 57.78 | 57.78 | 57.78 | 57.78 | 57.78 | 57.78 | 57.78 | 57.78 | 57.78 | 57.78 | 57.78 | 57.78 | 57.78 | 57.78 | 57.78 | 57.78 | 57.78 | 57.78 | 57.78 | 57.78 | 57.78 | 57.78 | 57.78 | 57.78 | 57.78 | 57.78 | 57.78 | 57.78 | 57.78 | 57.78 | 0 | 0 | 0 | 0 | 0 | 104.5812 | 103.6739 | 102.6595 | 101.6326 | 100.599 | 99.568 | 98.5501 | 97.5483 | 96.5286 | 95.4912 | 94.5161 | 93.5844 | 92.6532 | 91.7214 | 90.815 | 89.9143 | 88.9755 | 88.0516 | 87.148 | 86.2357 | 85.3751 | 84.561 | 83.7889 | 90.5054 | 90.1337 | 89.7944 | 0.000878 | 0.00086991 | 0.00085632 | 0.00084821 | 0.00084028 | 0.00073899 | 0.00058355 | 0.00046116 | 0.00035927 | 0.00028541 | 0.00022384 | 0.00017733 | 0.00013975 | 0.00010969 | 8.6985e-05 | 6.8613e-05 | 4.6131e-07 | 1.6245e-07 | 5.4625e-08 | 1.7571e-08 | 1.4743e-08 | 1.4563e-08 | 1.4395e-08 | 1.5516e-08 | 1.5422e-08 | 1.5338e-08 | 0.000878 | 0.0017403 | 0.0025796 | 0.003402 | 0.0042077 | 0.0049035 | 0.005437 | 0.0058428 | 0.006141 | 0.0063605 | 0.0065194 | 0.0066324 | 0.0067062 | 0.0067484 | 0.0067687 | 0.0067702 | 0.0067 | 0.0066306 | 0.0065626 | 0.0064939 | 0.0064291 | 0.0063678 | 0.0063097 | 0 | 0 | 0 | 0.0083954 | 0.0083908 | 0.0083413 | 0.0083458 | 0.0083527 | 0.007422 | 0.0059214 | 0.0047275 | 0.0037219 | 0.0029889 | 0.0023683 | 0.0018949 | 0.0015083 | 0.0011959 | 0.00095783 | 0.0007631 | 5.1847e-06 | 1.8449e-06 | 6.2681e-07 | 2.0375e-07 | 1.7268e-07 | 1.7222e-07 | 1.7181e-07 | 1.7143e-07 | 1.711e-07 | 1.7081e-07 | 0.0083954 | 0.016786 | 0.025128 | 0.033473 | 0.041826 | 0.049248 | 0.055169 | 0.059897 | 0.063619 | 0.066608 | 0.068976 | 0.070871 | 0.072379 | 0.073575 | 0.074533 | 0.075296 | 0.075301 | 0.075303 | 0.075304 | 0.075304 | 0.075304 | 0.075304 | 0.075304 | 0.075305 | 0.075305 | 0.075305 | 0.00074722 | 0.00074106 | 0.00073088 | 0.00072533 | 0.00071991 | 0.00063441 | 0.00050197 | 0.00039745 | 0.00031028 | 0.00024697 | 0.00019406 | 0.000154 | 0.00012157 | 9.5591e-05 | 7.5932e-05 | 6.0002e-05 | 4.0417e-07 | 1.4261e-07 | 4.8119e-08 | 1.5533e-08 | 1.308e-08 | 1.2968e-08 | 1.2866e-08 | 1.3188e-08 | 1.3109e-08 | 1.3037e-08 | 0.00074722 | 0.0014825 | 0.0022017 | 0.0029091 | 0.003605 | 0.0042096 | 0.0046769 | 0.0050357 | 0.0053037 | 0.0055037 | 0.005652 | 0.0057597 | 0.0058339 | 0.0058811 | 0.0059086 | 0.0059205 | 0.0058701 | 0.0058208 | 0.0057809 | 0.0057408 | 0.005704 | 0.0056702 | 0.0056392 | 0 | 0 | 0 | 0.0071361 | 0.0071322 | 0.0070901 | 0.007094 | 0.0070998 | 0.0063087 | 0.0050332 | 0.0040184 | 0.0031636 | 0.0025406 | 0.0020131 | 0.0016107 | 0.001282 | 0.0010165 | 0.00081416 | 0.00064863 | 4.407e-06 | 1.5682e-06 | 5.3279e-07 | 1.7319e-07 | 1.4678e-07 | 1.4639e-07 | 1.4604e-07 | 1.4572e-07 | 1.4543e-07 | 1.4519e-07 | 0.0071361 | 0.014268 | 0.021358 | 0.028452 | 0.035552 | 0.041861 | 0.046894 | 0.050912 | 0.054076 | 0.056617 | 0.05863 | 0.06024 | 0.061522 | 0.062539 | 0.063353 | 0.064002 | 0.064006 | 0.064008 | 0.064008 | 0.064008 | 0.064008 | 0.064009 | 0.064009 | 0.064009 | 0.064009 | 0.064009 | 0.00074764 | 0.00074211 | 0.00073268 | 0.000728 | 0.00072354 | 0.00063853 | 0.00050596 | 0.00040121 | 0.00031374 | 0.00025015 | 0.00019689 | 0.0001565 | 0.00012375 | 9.7483e-05 | 7.7569e-05 | 6.1406e-05 | 4.1443e-07 | 1.4652e-07 | 4.946e-08 | 1.5972e-08 | 1.3455e-08 | 1.3343e-08 | 1.3242e-08 | 1.3188e-08 | 1.3109e-08 | 1.3037e-08 | 0.00074764 | 0.0014846 | 0.0022071 | 0.0029199 | 0.0036231 | 0.0042369 | 0.0047141 | 0.0050834 | 0.0053628 | 0.0055745 | 0.0057344 | 0.0058531 | 0.0059386 | 0.0059976 | 0.006036 | 0.006059 | 0.0060192 | 0.0059803 | 0.005942 | 0.0059031 | 0.0058673 | 0.0058343 | 0.005804 | 0 | 0 | 0 | 0.0071361 | 0.0071322 | 0.0070901 | 0.007094 | 0.0070998 | 0.0063087 | 0.0050332 | 0.0040184 | 0.0031636 | 0.0025406 | 0.0020131 | 0.0016107 | 0.001282 | 0.0010165 | 0.00081416 | 0.00064863 | 4.407e-06 | 1.5682e-06 | 5.3279e-07 | 1.7319e-07 | 1.4678e-07 | 1.4639e-07 | 1.4604e-07 | 1.4572e-07 | 1.4543e-07 | 1.4519e-07 | 0.0071361 | 0.014268 | 0.021358 | 0.028452 | 0.035552 | 0.041861 | 0.046894 | 0.050912 | 0.054076 | 0.056617 | 0.05863 | 0.06024 | 0.061522 | 0.062539 | 0.063353 | 0.064002 | 0.064006 | 0.064008 | 0.064008 | 0.064008 | 0.064008 | 0.064009 | 0.064009 | 0.064009 | 0.064009 | 0.064009 | 0.00074722 | 0.00074106 | 0.00073088 | 0.00072533 | 0.00071991 | 0.00063441 | 0.00050197 | 0.00039745 | 0.00031028 | 0.00024697 | 0.00019406 | 0.000154 | 0.00012157 | 9.5591e-05 | 7.5932e-05 | 6.0002e-05 | 4.0417e-07 | 1.4261e-07 | 4.8119e-08 | 1.5533e-08 | 1.308e-08 | 1.2968e-08 | 1.2866e-08 | 1.3188e-08 | 1.3109e-08 | 1.3037e-08 | 0.00074722 | 0.0014825 | 0.0022017 | 0.0029091 | 0.003605 | 0.0042096 | 0.0046769 | 0.0050357 | 0.0053037 | 0.0055037 | 0.005652 | 0.0057597 | 0.0058339 | 0.0058811 | 0.0059086 | 0.0059205 | 0.0058701 | 0.0058208 | 0.0057809 | 0.0057408 | 0.005704 | 0.0056702 | 0.0056392 | 0 | 0 | 0 | 0.0071361 | 0.0071322 | 0.0070901 | 0.007094 | 0.0070998 | 0.0063087 | 0.0050332 | 0.0040184 | 0.0031636 | 0.0025406 | 0.0020131 | 0.0016107 | 0.001282 | 0.0010165 | 0.00081416 | 0.00064863 | 4.407e-06 | 1.5682e-06 | 5.3279e-07 | 1.7319e-07 | 1.4678e-07 | 1.4639e-07 | 1.4604e-07 | 1.4572e-07 | 1.4543e-07 | 1.4519e-07 | 0.0071361 | 0.014268 | 0.021358 | 0.028452 | 0.035552 | 0.041861 | 0.046894 | 0.050912 | 0.054076 | 0.056617 | 0.05863 | 0.06024 | 0.061522 | 0.062539 | 0.063353 | 0.064002 | 0.064006 | 0.064008 | 0.064008 | 0.064008 | 0.064008 | 0.064009 | 0.064009 | 0.064009 | 0.064009 | 0.064009 | 7.5043 | 7.5109 | 7.5175 | 7.5241 | 7.5308 | 7.5372 | 7.5436 | 7.5499 | 7.5562 | 7.5628 | 7.5689 | 7.575 | 7.5809 | 7.5868 | 7.5927 | 7.5984 | 7.6044 | 7.6101 | 7.6157 | 7.6213 | 7.6265 | 7.6312 | 7.6355 | 7.6394 | 7.643 | 7.6462 | 5.7057 | 5.7107 | 5.7157 | 5.7207 | 5.7258 | 5.7307 | 5.7355 | 5.7403 | 5.7451 | 5.7501 | 5.7548 | 5.7594 | 5.7639 | 5.7684 | 5.7729 | 5.7772 | 5.7817 | 5.7861 | 5.7904 | 5.7946 | 5.7985 | 5.8021 | 5.8054 | 5.8084 | 5.8111 | 5.8136
WA_Industrial_Petroleum_Existing_Process_Natural Gas_Gas Boiler - Stack Economizer_A | WA | Industrial | Petroleum | Existing | Process | Natural Gas | Gas Boiler - Stack Economizer | A | IM339 | None | Economizer installed | 15 | 702.6725 | 0 | 0 | 57.78 | 0 | 0 | 0 | 28.8914 |  | sqft | 15% | 55% | Retrofit | Retro12Med | 84.73% | TBD | 0.2% | 7.5584 |  | 5.7468 |  | 0.796 | IL TRM - 4.4.28 - CI-HVC-BECO-V02-210101 | XCEL CO 2019-2020 DSM Plan | IL TRM - 4.4.29 - CI-HVC-PECO-V01-150601 | None | None | None | None | None | None | None | None | None | None | None | None | None | None | None | None | None | None | None | None | None | None | None | None | None | None | None | None | None | None | None | Economizer installed | Economizer installed | Economizer installed | Economizer installed | Economizer installed | Economizer installed | Economizer installed | Economizer installed | Economizer installed | Economizer installed | Economizer installed | Economizer installed | Economizer installed | Economizer installed | Economizer installed | Economizer installed | Economizer installed | Economizer installed | Economizer installed | Economizer installed | Economizer installed | Economizer installed | Economizer installed | Economizer installed | Economizer installed | Economizer installed | Economizer installed | Economizer installed | Economizer installed | Economizer installed | Economizer installed | 57.78 | 57.78 | 57.78 | 57.78 | 57.78 | 57.78 | 57.78 | 57.78 | 57.78 | 57.78 | 57.78 | 57.78 | 57.78 | 57.78 | 57.78 | 57.78 | 57.78 | 57.78 | 57.78 | 57.78 | 57.78 | 57.78 | 57.78 | 57.78 | 57.78 | 57.78 | 57.78 | 57.78 | 57.78 | 57.78 | 57.78 | 0 | 0 | 0 | 0 | 0 | 702.5558 | 702.474 | 702.4163 | 702.3723 | 702.334 | 702.2962 | 702.2665 | 702.2414 | 702.2139 | 702.1985 | 702.1795 | 702.1684 | 702.1572 | 702.1457 | 702.1411 | 702.134 | 702.1281 | 702.1229 | 702.1182 | 702.1143 | 702.1127 | 702.1112 | 702.1098 | 702.6725 | 702.6725 | 702.6725 | 0.4684 | 0.46809 | 0.46529 | 0.46551 | 0.46587 | 0.41393 | 0.33023 | 0.26364 | 0.20755 | 0.16667 | 0.13206 | 0.10566 | 0.084103 | 0.066681 | 0.053408 | 0.042549 | 0.00028909 | 0.00010287 | 3.4949e-05 | 1.1361e-05 | 9.6283e-06 | 9.6026e-06 | 9.5793e-06 | 9.5661e-06 | 9.5476e-06 | 9.5313e-06 | 0.4684 | 0.93643 | 1.4016 | 1.8671 | 2.3328 | 2.7466 | 3.0767 | 3.3403 | 3.5477 | 3.7143 | 3.8463 | 3.9519 | 4.0359 | 4.1025 | 4.1559 | 4.1984 | 4.1987 | 4.1987 | 4.1987 | 4.1987 | 4.1987 | 4.1987 | 4.1987 | 0 | 0 | 0 | 0.6667 | 0.66634 | 0.66241 | 0.66277 | 0.66331 | 0.5894 | 0.47023 | 0.37542 | 0.29557 | 0.23736 | 0.18808 | 0.15048 | 0.11978 | 0.094968 | 0.076064 | 0.0606 | 0.00041173 | 0.00014651 | 4.9777e-05 | 1.618e-05 | 1.3713e-05 | 1.3677e-05 | 1.3644e-05 | 1.3614e-05 | 1.3587e-05 | 1.3564e-05 | 0.6667 | 1.333 | 1.9955 | 2.6582 | 3.3215 | 3.9109 | 4.3812 | 4.7566 | 5.0522 | 5.2895 | 5.4776 | 5.6281 | 5.7479 | 5.8428 | 5.9189 | 5.9795 | 5.9799 | 5.98 | 5.9801 | 5.9801 | 5.9801 | 5.9801 | 5.9801 | 5.9802 | 5.9802 | 5.9802 | 0.39815 | 0.39789 | 0.39552 | 0.39571 | 0.39602 | 0.35187 | 0.28072 | 0.22411 | 0.17644 | 0.14169 | 0.11227 | 0.089823 | 0.071495 | 0.056685 | 0.045402 | 0.036171 | 0.00024575 | 8.7448e-05 | 2.971e-05 | 9.6576e-06 | 8.185e-06 | 8.1632e-06 | 8.1434e-06 | 8.1312e-06 | 8.1154e-06 | 8.1016e-06 | 0.39815 | 0.796 | 1.1915 | 1.5871 | 1.983 | 2.3348 | 2.6155 | 2.8395 | 3.0158 | 3.1575 | 3.2697 | 3.3594 | 3.4309 | 3.4875 | 3.5329 | 3.569 | 3.5693 | 3.5693 | 3.5693 | 3.5693 | 3.5693 | 3.5693 | 3.5693 | 0 | 0 | 0 | 0.5667 | 0.56639 | 0.56305 | 0.56335 | 0.56382 | 0.50099 | 0.3997 | 0.31911 | 0.25123 | 0.20175 | 0.15986 | 0.12791 | 0.10181 | 0.080723 | 0.064655 | 0.05151 | 0.00034997 | 0.00012453 | 4.231e-05 | 1.3753e-05 | 1.1656e-05 | 1.1625e-05 | 1.1597e-05 | 1.1572e-05 | 1.1549e-05 | 1.153e-05 | 0.5667 | 1.1331 | 1.6961 | 2.2595 | 2.8233 | 3.3243 | 3.724 | 4.0431 | 4.2943 | 4.4961 | 4.656 | 4.7839 | 4.8857 | 4.9664 | 5.0311 | 5.0826 | 5.0829 | 5.083 | 5.0831 | 5.0831 | 5.0831 | 5.0831 | 5.0831 | 5.0831 | 5.0831 | 5.0832 | 0.39815 | 0.39789 | 0.39552 | 0.39571 | 0.39602 | 0.35187 | 0.28072 | 0.22411 | 0.17644 | 0.14169 | 0.11227 | 0.089823 | 0.071495 | 0.056685 | 0.045402 | 0.036171 | 0.00024575 | 8.7448e-05 | 2.971e-05 | 9.6576e-06 | 8.185e-06 | 8.1632e-06 | 8.1434e-06 | 8.1312e-06 | 8.1154e-06 | 8.1016e-06 | 0.39815 | 0.796 | 1.1915 | 1.5871 | 1.983 | 2.3348 | 2.6155 | 2.8395 | 3.0158 | 3.1575 | 3.2697 | 3.3594 | 3.4309 | 3.4875 | 3.5329 | 3.569 | 3.5693 | 3.5693 | 3.5693 | 3.5693 | 3.5693 | 3.5693 | 3.5693 | 0 | 0 | 0 | 0.5667 | 0.56639 | 0.56305 | 0.56335 | 0.56382 | 0.50099 | 0.3997 | 0.31911 | 0.25123 | 0.20175 | 0.15986 | 0.12791 | 0.10181 | 0.080723 | 0.064655 | 0.05151 | 0.00034997 | 0.00012453 | 4.231e-05 | 1.3753e-05 | 1.1656e-05 | 1.1625e-05 | 1.1597e-05 | 1.1572e-05 | 1.1549e-05 | 1.153e-05 | 0.5667 | 1.1331 | 1.6961 | 2.2595 | 2.8233 | 3.3243 | 3.724 | 4.0431 | 4.2943 | 4.4961 | 4.656 | 4.7839 | 4.8857 | 4.9664 | 5.0311 | 5.0826 | 5.0829 | 5.083 | 5.0831 | 5.0831 | 5.0831 | 5.0831 | 5.0831 | 5.0831 | 5.0831 | 5.0832 | 0.39815 | 0.39789 | 0.39552 | 0.39571 | 0.39602 | 0.35187 | 0.28072 | 0.22411 | 0.17644 | 0.14169 | 0.11227 | 0.089823 | 0.071495 | 0.056685 | 0.045402 | 0.036171 | 0.00024575 | 8.7448e-05 | 2.971e-05 | 9.6576e-06 | 8.185e-06 | 8.1632e-06 | 8.1434e-06 | 8.1312e-06 | 8.1154e-06 | 8.1016e-06 | 0.39815 | 0.796 | 1.1915 | 1.5871 | 1.983 | 2.3348 | 2.6155 | 2.8395 | 3.0158 | 3.1575 | 3.2697 | 3.3594 | 3.4309 | 3.4875 | 3.5329 | 3.569 | 3.5693 | 3.5693 | 3.5693 | 3.5693 | 3.5693 | 3.5693 | 3.5693 | 0 | 0 | 0 | 0.5667 | 0.56639 | 0.56305 | 0.56335 | 0.56382 | 0.50099 | 0.3997 | 0.31911 | 0.25123 | 0.20175 | 0.15986 | 0.12791 | 0.10181 | 0.080723 | 0.064655 | 0.05151 | 0.00034997 | 0.00012453 | 4.231e-05 | 1.3753e-05 | 1.1656e-05 | 1.1625e-05 | 1.1597e-05 | 1.1572e-05 | 1.1549e-05 | 1.153e-05 | 0.5667 | 1.1331 | 1.6961 | 2.2595 | 2.8233 | 3.3243 | 3.724 | 4.0431 | 4.2943 | 4.4961 | 4.656 | 4.7839 | 4.8857 | 4.9664 | 5.0311 | 5.0826 | 5.0829 | 5.083 | 5.0831 | 5.0831 | 5.0831 | 5.0831 | 5.0831 | 5.0831 | 5.0831 | 5.0832 | 7.5043 | 7.5109 | 7.5175 | 7.5241 | 7.5308 | 7.5372 | 7.5436 | 7.5499 | 7.5562 | 7.5628 | 7.5689 | 7.575 | 7.5809 | 7.5868 | 7.5927 | 7.5984 | 7.6044 | 7.6101 | 7.6157 | 7.6213 | 7.6265 | 7.6312 | 7.6355 | 7.6394 | 7.643 | 7.6462 | 5.7057 | 5.7107 | 5.7157 | 5.7207 | 5.7258 | 5.7307 | 5.7355 | 5.7403 | 5.7451 | 5.7501 | 5.7548 | 5.7594 | 5.7639 | 5.7684 | 5.7729 | 5.7772 | 5.7817 | 5.7861 | 5.7904 | 5.7946 | 5.7985 | 5.8021 | 5.8054 | 5.8084 | 5.8111 | 5.8136
WA_Industrial_Petroleum_Existing_Space Heating_Natural Gas_Gas Furnace Tube Inserts_A | WA | Industrial | Petroleum | Existing | Space Heating | Natural Gas | Gas Furnace Tube Inserts | A | IM340 | None | Tube inserts installed | 5 | 0.089062 | 0 | 0 | 0.02 | 0 | 0 | 0 | 0.0086 |  | sqft | 0% | 0% | Retrofit | Retro3Slow | 83.58% | TBD | 0.2% | 54.6606 |  | 48.4408 |  | 0 | WI TRM - Radiant Tube Inserts, 2507 | WI TRM - Radiant Tube Inserts, 2507 | WI TRM - Radiant Tube Inserts, 2507 | None | None | None | None | None | None | None | None | None | None | None | None | None | None | None | None | None | None | None | None | None | None | None | None | None | None | None | None | None | None | None | Tube inserts installed | Tube inserts installed | Tube inserts installed | Tube inserts installed | Tube inserts installed | Tube inserts installed | Tube inserts installed | Tube inserts installed | Tube inserts installed | Tube inserts installed | Tube inserts installed | Tube inserts installed | Tube inserts installed | Tube inserts installed | Tube inserts installed | Tube inserts installed | Tube inserts installed | Tube inserts installed | Tube inserts installed | Tube inserts installed | Tube inserts installed | Tube inserts installed | Tube inserts installed | Tube inserts installed | Tube inserts installed | Tube inserts installed | Tube inserts installed | Tube inserts installed | Tube inserts installed | Tube inserts installed | Tube inserts installed | 0.02 | 0.02 | 0.02 | 0.02 | 0.02 | 0.02 | 0.02 | 0.02 | 0.02 | 0.02 | 0.02 | 0.02 | 0.02 | 0.02 | 0.02 | 0.02 | 0.02 | 0.02 | 0.02 | 0.02 | 0.02 | 0.02 | 0.02 | 0.02 | 0.02 | 0.02 | 0.02 | 0.02 | 0.02 | 0.02 | 0.02 | 0 | 0 | 0 | 0 | 0 | 0.086013 | 0.085056 | 0.083799 | 0.082523 | 0.08124 | 0.079968 | 0.078716 | 0.077533 | 0.076386 | 0.075253 | 0.074234 | 0.073288 | 0.072379 | 0.071502 | 0.070642 | 0.06979 | 0.068932 | 0.068053 | 0.067202 | 0.066369 | 0.065575 | 0.064817 | 0.064093 | 0.069231 | 0.068805 | 0.068405 | 0 | 0 | 0 | 0 | 0 | 0 | 0 | 0 | 0 | 0 | 0 | 0 | 0 | 0 | 0 | 0 | 0 | 0 | 0 | 0 | 0 | 0 | 0 | 0 | 0 | 0 | 0 | 0 | 0 | 0 | 0 | 0 | 0 | 0 | 0 | 0 | 0 | 0 | 0 | 0 | 0 | 0 | 0 | 0 | 0 | 0 | 0 | 0 | 0 | 0 | 0 | 0 | 0 | 0 | 0 | 0 | 0 | 0 | 0 | 0 | 0 | 0 | 0 | 0 | 0 | 0 | 0 | 0 | 0 | 0 | 0 | 0 | 0 | 0 | 0 | 0 | 0 | 0 | 0 | 0 | 0 | 0 | 0 | 0 | 0 | 0 | 0 | 0 | 0 | 0 | 0 | 0 | 0 | 0 | 0 | 0 | 0 | 0 | 0 | 0 | 0 | 0 | 0 | 0 | 0 | 0 | 0 | 0 | 0 | 0 | 0 | 0 | 0 | 0 | 0 | 0 | 0 | 0 | 0 | 0 | 0 | 0 | 0 | 0 | 0 | 0 | 0 | 0 | 0 | 0 | 0 | 0 | 0 | 0 | 0 | 0 | 0 | 0 | 0 | 0 | 0 | 0 | 0 | 0 | 0 | 0 | 0 | 0 | 0 | 0 | 0 | 0 | 0 | 0 | 0 | 0 | 0 | 0 | 0 | 0 | 0 | 0 | 0 | 0 | 0 | 0 | 0 | 0 | 0 | 0 | 0 | 0 | 0 | 0 | 0 | 0 | 0 | 0 | 0 | 0 | 0 | 0 | 0 | 0 | 0 | 0 | 0 | 0 | 0 | 0 | 0 | 0 | 0 | 0 | 0 | 0 | 0 | 0 | 0 | 0 | 0 | 0 | 0 | 0 | 0 | 0 | 0 | 0 | 0 | 0 | 0 | 0 | 0 | 0 | 0 | 0 | 0 | 0 | 0 | 0 | 0 | 0 | 0 | 0 | 0 | 0 | 0 | 0 | 0 | 0 | 0 | 0 | 0 | 0 | 0 | 0 | 0 | 0 | 0 | 0 | 0 | 0 | 0 | 0 | 0 | 0 | 0 | 0 | 0 | 0 | 0 | 0 | 0 | 0 | 0 | 0 | 0 | 0 | 0 | 0 | 0 | 0 | 0 | 0 | 0 | 0 | 0 | 0 | 0 | 0 | 0 | 0 | 0 | 0 | 0 | 0 | 0 | 0 | 0 | 0 | 0 | 0 | 0 | 0 | 0 | 0 | 0 | 0 | 0 | 0 | 0 | 0 | 0 | 0 | 0 | 0 | 0 | 0 | 0 | 0 | 0 | 0 | 0 | 0 | 0 | 0 | 0 | 0 | 0 | 0 | 0 | 0 | 0 | 0 | 0 | 0 | 0 | 0 | 0 | 0 | 0 | 0 | 0 | 0 | 0 | 0 | 0 | 0 | 0 | 0 | 0 | 0 | 0 | 0 | 0 | 0 | 0 | 0 | 0 | 0 | 0 | 0 | 0 | 0 | 0 | 0 | 0 | 0 | 0 | 0 | 0 | 0 | 0 | 0 | 0 | 0 | 0 | 0 | 0 | 0 | 0 | 0 | 0 | 0 | 0 | 0 | 0 | 0 | 0 | 0 | 0 | 0 | 0 | 0 | 0 | 0 | 0 | 0 | 0 | 0 | 0 | 0 | 0 | 0 | 0 | 0 | 0 | 0 | 0 | 0 | 0 | 0 | 0 | 0 | 0 | 0 | 0 | 0 | 0 | 0 | 0 | 0 | 0 | 0 | 0 | 0 | 0 | 0 | 0 | 0 | 0 | 0 | 0 | 0 | 0 | 0 | 49.9315 | 50.3863 | 50.9769 | 51.5907 | 52.222 | 52.8546 | 53.4974 | 54.1168 | 54.713 | 55.3281 | 55.8774 | 56.4058 | 56.911 | 57.3949 | 57.8926 | 58.3833 | 58.8796 | 59.3999 | 59.9085 | 60.4061 | 60.8797 | 61.3302 | 61.7582 | 62.1647 | 62.5503 | 62.916 | 44.2499 | 44.6529 | 45.1763 | 45.7203 | 46.2797 | 46.8404 | 47.41 | 47.9589 | 48.4873 | 49.0324 | 49.5192 | 49.9875 | 50.4352 | 50.864 | 51.3051 | 51.7399 | 52.1798 | 52.6409 | 53.0916 | 53.5326 | 53.9523 | 54.3515 | 54.7308 | 55.091 | 55.4328 | 55.7569
WA_Industrial_Petroleum_Existing_Space Heating_Natural Gas_Space Heating - Heat Recovery Ventilator_A | WA | Industrial | Petroleum | Existing | Space Heating | Natural Gas | Space Heating - Heat Recovery Ventilator | A | IM341 | None | HRV installed | 15 | 0.013423 | 0 | 0 | 0.28 | 0 | 0 | 0 | 0.139 |  | sqft | 5% | 10% | Retrofit | RetroEven20 | 76.5% | TBD | 0.2% | 2448.9163 |  | 1861.9529 |  | 0.0015431 | IL TRM - 4.4.27 - CI-HVC-ERVE-V04-200101 | IL TRM - 4.4.27 - CI-HVC-ERVE-V04-200101 | IL TRM - 4.4.27 - CI-HVC-ERVE-V04-200101 | None | None | None | None | None | None | None | None | None | None | None | None | None | None | None | None | None | None | None | None | None | None | None | None | None | None | None | None | None | None | None | HRV installed | HRV installed | HRV installed | HRV installed | HRV installed | HRV installed | HRV installed | HRV installed | HRV installed | HRV installed | HRV installed | HRV installed | HRV installed | HRV installed | HRV installed | HRV installed | HRV installed | HRV installed | HRV installed | HRV installed | HRV installed | HRV installed | HRV installed | HRV installed | HRV installed | HRV installed | HRV installed | HRV installed | HRV installed | HRV installed | HRV installed | 0.28 | 0.28 | 0.28 | 0.28 | 0.28 | 0.28 | 0.28 | 0.28 | 0.28 | 0.28 | 0.28 | 0.28 | 0.28 | 0.28 | 0.28 | 0.28 | 0.28 | 0.28 | 0.28 | 0.28 | 0.28 | 0.28 | 0.28 | 0.28 | 0.28 | 0.28 | 0.28 | 0.28 | 0.28 | 0.28 | 0.28 | 0 | 0 | 0 | 0 | 0 | 0.012901 | 0.012608 | 0.012213 | 0.01175 | 0.011226 | 0.010648 | 0.010068 | 0.0095061 | 0.0089525 | 0.0084955 | 0.0080721 | 0.0077403 | 0.0074481 | 0.0071905 | 0.0070047 | 0.0068306 | 0.0066786 | 0.006541 | 0.0064263 | 0.0063179 | 0.0062352 | 0.006157 | 0.0060829 | 0 | 0 | 0 | 0.00092409 | 0.00090262 | 0.00086916 | 0.00083667 | 0.00080005 | 0.00074923 | 0.00070642 | 0.00066567 | 0.00061695 | 0.00058769 | 0.00055307 | 0.00053042 | 0.00050782 | 0.00048588 | 0.00047389 | 0.0004602 | 0.00044821 | 0.00043738 | 0.00042825 | 0.00041969 | 0 | 0 | 0 | 0 | 0 | 0 | 0.00092409 | 0.0018057 | 0.0026183 | 0.0033557 | 0.0040062 | 0.0045492 | 0.0050075 | 0.0053939 | 0.0056967 | 0.0059936 | 0.0062479 | 0.0065216 | 0.0067832 | 0.0070345 | 0.0073266 | 0.0076047 | 0.0078837 | 0.0081586 | 0.0084438 | 0.008721 | 0.008607 | 0.008499 | 0.0083967 | 0 | 0 | 0 | 71.6295 | 71.5902 | 71.168 | 71.2065 | 71.2654 | 70.3604 | 70.1681 | 70.0256 | 68.9137 | 69.1768 | 68.5171 | 68.526 | 68.1811 | 67.5729 | 67.653 | 67.3732 | 67.1112 | 66.8666 | 66.6394 | 66.4293 | 0 | 0 | 0 | 0 | 0 | 0 | 71.6295 | 143.2198 | 214.3878 | 285.5943 | 356.8597 | 427.2201 | 497.3882 | 567.4138 | 636.3275 | 705.5043 | 774.0213 | 842.5473 | 910.7284 | 978.3013 | 1045.9543 | 1113.3275 | 1180.4386 | 1247.3053 | 1313.9447 | 1380.3739 | 1380.3739 | 1380.3739 | 1380.3739 | 1380.3739 | 1380.3739 | 1380.3739 | 0.00078741 | 0.00077133 | 0.00074621 | 0.00072239 | 0.00069545 | 0.00065656 | 0.00062445 | 0.00059379 | 0.00055574 | 0.00053388 | 0.00050671 | 0.00048929 | 0.00047142 | 0.00045371 | 0.00044434 | 0.00043328 | 0.00042353 | 0.00041471 | 0.00040782 | 0.00040143 | 0 | 0 | 0 | 0 | 0 | 0 | 0.00078741 | 0.0015431 | 0.0022479 | 0.0028974 | 0.0034825 | 0.0039865 | 0.0044265 | 0.0048114 | 0.0051316 | 0.0054448 | 0.0057242 | 0.0060159 | 0.006297 | 0.0065686 | 0.0068698 | 0.0071598 | 0.0074497 | 0.0077359 | 0.0080412 | 0.0083415 | 0.0082644 | 0.0081926 | 0.0081259 | 0 | 0 | 0 | 60.8851 | 60.8517 | 60.4928 | 60.5255 | 60.5756 | 59.8063 | 59.6429 | 59.5218 | 58.5766 | 58.8003 | 58.2395 | 58.2471 | 57.9539 | 57.437 | 57.505 | 57.2672 | 57.0445 | 56.8366 | 56.6435 | 56.4649 | 0 | 0 | 0 | 0 | 0 | 0 | 60.8851 | 121.7368 | 182.2296 | 242.7551 | 303.3307 | 363.1371 | 422.78 | 482.3018 | 540.8784 | 599.6786 | 657.9181 | 716.1652 | 774.1191 | 831.5561 | 889.0611 | 946.3283 | 1003.3728 | 1060.2095 | 1116.853 | 1173.3178 | 1173.3178 | 1173.3178 | 1173.3178 | 1173.3178 | 1173.3178 | 1173.3178 | 0 | 0 | 0 | 0 | 0 | 0 | 0 | 0 | 0 | 0 | 0 | 0 | 0 | 0 | 0 | 0 | 0 | 0 | 0 | 0 | 0 | 0 | 0 | 0 | 0 | 0 | 0 | 0 | 0 | 0 | 0 | 0 | 0 | 0 | 0 | 0 | 0 | 0 | 0 | 0 | 0 | 0 | 0 | 0 | 0 | 0 | 0 | 0 | 0 | 0 | 0 | 0 | 0 | 0 | 0 | 0 | 0 | 0 | 0 | 0 | 0 | 0 | 0 | 0 | 0 | 0 | 0 | 0 | 0 | 0 | 0 | 0 | 0 | 0 | 0 | 0 | 0 | 0 | 0 | 0 | 0 | 0 | 0 | 0 | 0 | 0 | 0 | 0 | 0 | 0 | 0 | 0 | 0 | 0 | 0 | 0 | 0 | 0 | 0 | 0 | 0 | 0 | 0 | 0 | 0 | 0 | 0 | 0 | 0 | 0 | 0 | 0 | 0 | 0 | 0 | 0 | 0 | 0 | 0 | 0 | 0 | 0 | 0 | 0 | 0 | 0 | 0 | 0 | 0 | 0 | 0 | 0 | 0 | 0 | 0 | 0 | 0 | 0 | 0 | 0 | 0 | 0 | 0 | 0 | 0 | 0 | 0 | 0 | 0 | 0 | 0 | 0 | 0 | 0 | 0 | 0 | 0 | 0 | 0 | 0 | 0 | 0 | 0 | 0 | 0 | 0 | 0 | 0 | 0 | 0 | 0 | 0 | 0 | 0 | 0 | 0 | 0 | 0 | 0 | 0 | 0 | 0 | 0 | 0 | 0 | 0 | 0 | 0 | 0 | 0 | 0 | 0 | 0 | 0 | 0 | 0 | 0 | 0 | 0 | 0 | 0 | 0 | 0 | 0 | 0 | 0 | 0 | 0 | 2253.1866 | 2272.6235 | 2296.9099 | 2322.0634 | 2347.853 | 2373.6198 | 2399.7323 | 2425.0106 | 2449.4638 | 2474.8233 | 2497.6041 | 2519.6519 | 2540.8701 | 2561.3313 | 2582.3293 | 2602.9957 | 2624.0505 | 2645.8528 | 2667.1698 | 2688.1747 | 2708.0581 | 2726.8654 | 2744.6424 | 0 | 0 | 0 | 1713.1362 | 1727.9145 | 1746.3798 | 1765.5044 | 1785.1127 | 1804.7037 | 1824.5574 | 1843.777 | 1862.3691 | 1881.6504 | 1898.971 | 1915.7343 | 1931.8669 | 1947.424 | 1963.389 | 1979.1021 | 1995.1104 | 2011.6871 | 2027.8948 | 2043.8652 | 2058.9828 | 2073.2824 | 2086.7985 | 0 | 0 | 0
WA_Industrial_Petroleum_Existing_Space Heating_Natural Gas_Thermostat - Programmable_A | WA | Industrial | Petroleum | Existing | Space Heating | Natural Gas | Thermostat - Programmable | A | IM342 | Manual control | Programmable thermostat installed | 11 | 0.0066685 | 0 | 0 | 0.17 | 0.01 | 0 | 0 | 0.0859 |  | sqft | 25% | 40% | Retrofit | RetroEven20 | 76.5% | TBD | 0.2% | 4566.4854 |  | 2840.9746 |  | 0.0022927 | IL TRM - 4.4.48 - CI-HVC-THST-V02-210101 | IL TRM - 4.4.48 - CI-HVC-THST-V02-210101 | BEST | Manual control | Manual control | Manual control | Manual control | Manual control | Manual control | Manual control | Manual control | Manual control | Manual control | Manual control | Manual control | Manual control | Manual control | Manual control | Manual control | Manual control | Manual control | Manual control | Manual control | Manual control | Manual control | Manual control | Manual control | Manual control | Manual control | Manual control | Manual control | Manual control | Manual control | Manual control | Programmable thermostat installed | Programmable thermostat installed | Programmable thermostat installed | Programmable thermostat installed | Programmable thermostat installed | Programmable thermostat installed | Programmable thermostat installed | Programmable thermostat installed | Programmable thermostat installed | Programmable thermostat installed | Programmable thermostat installed | Programmable thermostat installed | Programmable thermostat installed | Programmable thermostat installed | Programmable thermostat installed | Programmable thermostat installed | Programmable thermostat installed | Programmable thermostat installed | Programmable thermostat installed | Programmable thermostat installed | Programmable thermostat installed | Programmable thermostat installed | Programmable thermostat installed | Programmable thermostat installed | Programmable thermostat installed | Programmable thermostat installed | Programmable thermostat installed | Programmable thermostat installed | Programmable thermostat installed | Programmable thermostat installed | Programmable thermostat installed | 0.17 | 0.17 | 0.17 | 0.17 | 0.17 | 0.17 | 0.17 | 0.17 | 0.17 | 0.17 | 0.17 | 0.17 | 0.17 | 0.17 | 0.17 | 0.17 | 0.17 | 0.17 | 0.17 | 0.17 | 0.17 | 0.17 | 0.17 | 0.17 | 0.17 | 0.17 | 0.17 | 0.17 | 0.17 | 0.17 | 0.17 | 0 | 0 | 0 | 0 | 0 | 0.0063976 | 0.0062408 | 0.0060334 | 0.0057928 | 0.0055225 | 0.0052249 | 0.0049266 | 0.0046382 | 0.0043528 | 0.0041167 | 0.0038963 | 0.0037222 | 0.0035675 | 0.0034305 | 0.0033306 | 0.003237 | 0.0031555 | 0.0030823 | 0.003021 | 0.0029634 | 0.0029242 | 0.0028871 | 0.0028519 | 0 | 0 | 0 | 0.0013748 | 0.0013404 | 0.0012882 | 0.0012375 | 0.0011807 | 0.0011029 | 0.0010371 | 0.00097437 | 0.00089991 | 0.00085434 | 0.00080089 | 0.0007652 | 0.00072972 | 0.00069542 | 0.00067597 | 0.00065427 | 0.00063532 | 0.00061831 | 0.00060396 | 0.00059058 | 0 | 0 | 0 | 0 | 0 | 0 | 0.0013748 | 0.0026814 | 0.0038805 | 0.0049632 | 0.0059123 | 0.0066966 | 0.0073513 | 0.0078953 | 0.0083095 | 0.0087131 | 0.0090475 | 0.0094083 | 0.0097472 | 0.010068 | 0.010451 | 0.010812 | 0.011175 | 0.011534 | 0.011908 | 0.012272 | 0.012109 | 0.011956 | 0.01181 | 0 | 0 | 0 | 214.8886 | 214.7707 | 213.5041 | 213.6195 | 213.7962 | 211.0812 | 210.5043 | 210.0769 | 206.741 | 207.5303 | 205.5513 | 205.5779 | 204.5432 | 202.7187 | 202.9589 | 202.1196 | 201.3335 | 200.5999 | 199.9182 | 199.2878 | 0 | 0 | 0 | 0 | 0 | 0 | 214.8886 | 429.6593 | 643.1634 | 856.7829 | 1070.579 | 1281.6602 | 1492.1645 | 1702.2415 | 1908.9825 | 2116.5128 | 2322.064 | 2527.642 | 2732.1852 | 2934.904 | 3137.8628 | 3339.9824 | 3541.3159 | 3741.9158 | 3941.834 | 4141.1217 | 4141.1217 | 4141.1217 | 4141.1217 | 4141.1217 | 4141.1217 | 4141.1217 | 0.0011717 | 0.001146 | 0.0011069 | 0.0010697 | 0.0010278 | 0.00096827 | 0.00091882 | 0.00087151 | 0.00081325 | 0.00077903 | 0.00073695 | 0.00070933 | 0.00068115 | 0.00065334 | 0.00063803 | 0.00062039 | 0.0006049 | 0.00059097 | 0.00057997 | 0.0005698 | 0 | 0 | 0 | 0 | 0 | 0 | 0.0011717 | 0.0022927 | 0.0033343 | 0.0042902 | 0.0051469 | 0.0058792 | 0.0065131 | 0.0070618 | 0.0075093 | 0.007945 | 0.0083251 | 0.0087214 | 0.0090984 | 0.0094589 | 0.0098643 | 0.010252 | 0.01064 | 0.011024 | 0.011435 | 0.01184 | 0.011729 | 0.011626 | 0.01153 | 0 | 0 | 0 | 182.6553 | 182.5551 | 181.4785 | 181.5766 | 181.7267 | 179.419 | 178.9287 | 178.5654 | 175.7298 | 176.4008 | 174.7186 | 174.7412 | 173.8618 | 172.3109 | 172.515 | 171.8016 | 171.1335 | 170.5099 | 169.9305 | 169.3946 | 0 | 0 | 0 | 0 | 0 | 0 | 182.6553 | 365.2104 | 546.6889 | 728.2654 | 909.9922 | 1089.4112 | 1268.3399 | 1446.9053 | 1622.6351 | 1799.0359 | 1973.7544 | 2148.4957 | 2322.3574 | 2494.6684 | 2667.1834 | 2838.985 | 3010.1185 | 3180.6284 | 3350.5589 | 3519.9534 | 3519.9534 | 3519.9534 | 3519.9534 | 3519.9534 | 3519.9534 | 3519.9534 | 0 | 0 | 0 | 0 | 0 | 0 | 0 | 0 | 0 | 0 | 0 | 0 | 0 | 0 | 0 | 0 | 0 | 0 | 0 | 0 | 0 | 0 | 0 | 0 | 0 | 0 | 0 | 0 | 0 | 0 | 0 | 0 | 0 | 0 | 0 | 0 | 0 | 0 | 0 | 0 | 0 | 0 | 0 | 0 | 0 | 0 | 0 | 0 | 0 | 0 | 0 | 0 | 0 | 0 | 0 | 0 | 0 | 0 | 0 | 0 | 0 | 0 | 0 | 0 | 0 | 0 | 0 | 0 | 0 | 0 | 0 | 0 | 0 | 0 | 0 | 0 | 0 | 0 | 0 | 0 | 0 | 0 | 0 | 0 | 0 | 0 | 0 | 0 | 0 | 0 | 0 | 0 | 0 | 0 | 0 | 0 | 0 | 0 | 0 | 0 | 0 | 0 | 0 | 0 | 0 | 0 | 0 | 0 | 0 | 0 | 0 | 0 | 0 | 0 | 0 | 0 | 0 | 0 | 0 | 0 | 0 | 0 | 0 | 0 | 0 | 0 | 0 | 0 | 0 | 0 | 0 | 0 | 0 | 0 | 0 | 0 | 0 | 0 | 0 | 0 | 0 | 0 | 0 | 0 | 0 | 0 | 0 | 0 | 0 | 0 | 0 | 0 | 0 | 0 | 0 | 0 | 0 | 0 | 0 | 0 | 0 | 0 | 0 | 0 | 0 | 0 | 0 | 0 | 0 | 0 | 0 | 0 | 0 | 0 | 0 | 0 | 0 | 0 | 0 | 0 | 0 | 0 | 0 | 0 | 0 | 0 | 0 | 0 | 0 | 0 | 0 | 0 | 0 | 0 | 0 | 0 | 0 | 0 | 0 | 0 | 0 | 0 | 0 | 0 | 0 | 0 | 0 | 0 | 4201.5088 | 4237.7528 | 4283.0396 | 4329.9431 | 4378.033 | 4426.0802 | 4474.7721 | 4521.9085 | 4567.5062 | 4614.794 | 4657.2733 | 4698.3857 | 4737.9513 | 4776.1053 | 4815.26 | 4853.7967 | 4893.0574 | 4933.7121 | 4973.4619 | 5012.6297 | 5049.7061 | 5084.7761 | 5117.9248 | 0 | 0 | 0 | 2613.9096 | 2636.4583 | 2664.6328 | 2693.8132 | 2723.7316 | 2753.6235 | 2783.9165 | 2813.2417 | 2841.6097 | 2871.0291 | 2897.457 | 2923.0345 | 2947.6497 | 2971.3866 | 2995.7462 | 3019.7213 | 3044.1468 | 3069.4395 | 3094.1693 | 3118.537 | 3141.6035 | 3163.4218 | 3184.0448 | 0 | 0 | 0
WA_Industrial_Petroleum_Existing_Space Heating_Natural Gas_ENERGY STAR Connected Thermostat_A | WA | Industrial | Petroleum | Existing | Space Heating | Natural Gas | ENERGY STAR Connected Thermostat | A | IM343 | Manual control | Wi-Fi/interactive thermostat installed | 5 | 0.015698 | 0 | 0 | 0.39 | 0.01 | 0 | 0 | 0.1927 |  | sqft | 5% | 20% | Retrofit | RetroEven20 | 76.5% | TBD | 0.2% | 6684.1897 |  | 5304.006 |  | 0.0054107 | ComConnectedThermostats_v1_1 | ComConnectedThermostats_v1_1 | ComConnectedThermostats_v1_1 | Manual control | Manual control | Manual control | Manual control | Manual control | Manual control | Manual control | Manual control | Manual control | Manual control | Manual control | Manual control | Manual control | Manual control | Manual control | Manual control | Manual control | Manual control | Manual control | Manual control | Manual control | Manual control | Manual control | Manual control | Manual control | Manual control | Manual control | Manual control | Manual control | Manual control | Manual control | Wi-Fi/interactive thermostat installed | Wi-Fi/interactive thermostat installed | Wi-Fi/interactive thermostat installed | Wi-Fi/interactive thermostat installed | Wi-Fi/interactive thermostat installed | Wi-Fi/interactive thermostat installed | Wi-Fi/interactive thermostat installed | Wi-Fi/interactive thermostat installed | Wi-Fi/interactive thermostat installed | Wi-Fi/interactive thermostat installed | Wi-Fi/interactive thermostat installed | Wi-Fi/interactive thermostat installed | Wi-Fi/interactive thermostat installed | Wi-Fi/interactive thermostat installed | Wi-Fi/interactive thermostat installed | Wi-Fi/interactive thermostat installed | Wi-Fi/interactive thermostat installed | Wi-Fi/interactive thermostat installed | Wi-Fi/interactive thermostat installed | Wi-Fi/interactive thermostat installed | Wi-Fi/interactive thermostat installed | Wi-Fi/interactive thermostat installed | Wi-Fi/interactive thermostat installed | Wi-Fi/interactive thermostat installed | Wi-Fi/interactive thermostat installed | Wi-Fi/interactive thermostat installed | Wi-Fi/interactive thermostat installed | Wi-Fi/interactive thermostat installed | Wi-Fi/interactive thermostat installed | Wi-Fi/interactive thermostat installed | Wi-Fi/interactive thermostat installed | 0.39 | 0.39 | 0.39 | 0.39 | 0.39 | 0.39 | 0.39 | 0.39 | 0.39 | 0.39 | 0.39 | 0.39 | 0.39 | 0.39 | 0.39 | 0.39 | 0.39 | 0.39 | 0.39 | 0.39 | 0.39 | 0.39 | 0.39 | 0.39 | 0.39 | 0.39 | 0.39 | 0.39 | 0.39 | 0.39 | 0.39 | 0 | 0 | 0 | 0 | 0 | 0.015083 | 0.014735 | 0.014267 | 0.013719 | 0.013098 | 0.012412 | 0.011722 | 0.011052 | 0.01039 | 0.0098408 | 0.0093294 | 0.0089259 | 0.0085689 | 0.0082536 | 0.0080252 | 0.0078125 | 0.0076281 | 0.0074632 | 0.0073266 | 0.0071986 | 0.0071039 | 0.0070143 | 0.0069295 | 0 | 0 | 0 | 0.0032411 | 0.0031647 | 0.0030461 | 0.0029306 | 0.0028003 | 0.00262 | 0.0024674 | 0.0023218 | 0.002148 | 0.0020423 | 0.0019177 | 0.001835 | 0.0017527 | 0.0016732 | 0.0016288 | 0.0015791 | 0.0015358 | 0.0014971 | 0.0014647 | 0.0014346 | 0 | 0 | 0 | 0 | 0 | 0 | 0.0032411 | 0.0063311 | 0.0091761 | 0.011754 | 0.014023 | 0.015908 | 0.017491 | 0.018814 | 0.019834 | 0.020828 | 0.021664 | 0.022562 | 0.023412 | 0.024224 | 0.025182 | 0.026094 | 0.027014 | 0.027927 | 0.02888 | 0.02981 | 0.029418 | 0.029047 | 0.028696 | 0 | 0 | 0 | 214.8886 | 214.7707 | 213.5041 | 213.6195 | 213.7962 | 211.0812 | 210.5043 | 210.0769 | 206.741 | 207.5303 | 205.5513 | 205.5779 | 204.5432 | 202.7187 | 202.9589 | 202.1196 | 201.3335 | 200.5999 | 199.9182 | 199.2878 | 0 | 0 | 0 | 0 | 0 | 0 | 214.8886 | 429.6593 | 643.1634 | 856.7829 | 1070.579 | 1281.6602 | 1492.1645 | 1702.2415 | 1908.9825 | 2116.5128 | 2322.064 | 2527.642 | 2732.1852 | 2934.904 | 3137.8628 | 3339.9824 | 3541.3159 | 3741.9158 | 3941.834 | 4141.1217 | 4141.1217 | 4141.1217 | 4141.1217 | 4141.1217 | 4141.1217 | 4141.1217 | 0.0027618 | 0.0027046 | 0.0026156 | 0.0025309 | 0.0024351 | 0.0022971 | 0.0021826 | 0.0020729 | 0.0019372 | 0.0018579 | 0.00176 | 0.0016963 | 0.0016311 | 0.0015668 | 0.001532 | 0.0014917 | 0.0014564 | 0.0014248 | 0.0014002 | 0.0013776 | 0 | 0 | 0 | 0 | 0 | 0 | 0.0027618 | 0.0054107 | 0.0078793 | 0.010151 | 0.012194 | 0.013948 | 0.015471 | 0.016797 | 0.017887 | 0.018948 | 0.019883 | 0.020856 | 0.021787 | 0.022683 | 0.023685 | 0.02465 | 0.025618 | 0.026578 | 0.027609 | 0.028625 | 0.028359 | 0.028111 | 0.027881 | 0 | 0 | 0 | 182.6553 | 182.5551 | 181.4785 | 181.5766 | 181.7267 | 179.419 | 178.9287 | 178.5654 | 175.7298 | 176.4008 | 174.7186 | 174.7412 | 173.8618 | 172.3109 | 172.515 | 171.8016 | 171.1335 | 170.5099 | 169.9305 | 169.3946 | 0 | 0 | 0 | 0 | 0 | 0 | 182.6553 | 365.2104 | 546.6889 | 728.2654 | 909.9922 | 1089.4112 | 1268.3399 | 1446.9053 | 1622.6351 | 1799.0359 | 1973.7544 | 2148.4957 | 2322.3574 | 2494.6684 | 2667.1834 | 2838.985 | 3010.1185 | 3180.6284 | 3350.5589 | 3519.9534 | 3519.9534 | 3519.9534 | 3519.9534 | 3519.9534 | 3519.9534 | 3519.9534 | 0 | 0 | 0 | 0 | 0 | 0 | 0 | 0 | 0 | 0 | 0 | 0 | 0 | 0 | 0 | 0 | 0 | 0 | 0 | 0 | 0 | 0 | 0 | 0 | 0 | 0 | 0 | 0 | 0 | 0 | 0 | 0 | 0 | 0 | 0 | 0 | 0 | 0 | 0 | 0 | 0 | 0 | 0 | 0 | 0 | 0 | 0 | 0 | 0 | 0 | 0 | 0 | 0 | 0 | 0 | 0 | 0 | 0 | 0 | 0 | 0 | 0 | 0 | 0 | 0 | 0 | 0 | 0 | 0 | 0 | 0 | 0 | 0 | 0 | 0 | 0 | 0 | 0 | 0 | 0 | 0 | 0 | 0 | 0 | 0 | 0 | 0 | 0 | 0 | 0 | 0 | 0 | 0 | 0 | 0 | 0 | 0 | 0 | 0 | 0 | 0 | 0 | 0 | 0 | 0 | 0 | 0 | 0 | 0 | 0 | 0 | 0 | 0 | 0 | 0 | 0 | 0 | 0 | 0 | 0 | 0 | 0 | 0 | 0 | 0 | 0 | 0 | 0 | 0 | 0 | 0 | 0 | 0 | 0 | 0 | 0 | 0 | 0 | 0 | 0 | 0 | 0 | 0 | 0 | 0 | 0 | 0 | 0 | 0 | 0 | 0 | 0 | 0 | 0 | 0 | 0 | 0 | 0 | 0 | 0 | 0 | 0 | 0 | 0 | 0 | 0 | 0 | 0 | 0 | 0 | 0 | 0 | 0 | 0 | 0 | 0 | 0 | 0 | 0 | 0 | 0 | 0 | 0 | 0 | 0 | 0 | 0 | 0 | 0 | 0 | 0 | 0 | 0 | 0 | 0 | 0 | 0 | 0 | 0 | 0 | 0 | 0 | 0 | 0 | 0 | 0 | 0 | 0 | 6149.9556 | 6203.0077 | 6269.2961 | 6337.9512 | 6408.3427 | 6478.6717 | 6549.9445 | 6618.9403 | 6685.684 | 6754.9014 | 6817.0804 | 6877.2587 | 6935.1728 | 6991.0207 | 7048.3334 | 7104.7414 | 7162.2093 | 7221.7176 | 7279.9012 | 7337.2331 | 7391.5036 | 7442.8374 | 7491.3587 | 0 | 0 | 0 | 4880.0831 | 4922.1808 | 4974.7816 | 5029.2605 | 5085.1172 | 5140.9244 | 5197.4804 | 5252.2296 | 5305.1917 | 5360.1168 | 5409.4568 | 5457.2092 | 5503.1649 | 5547.481 | 5592.9596 | 5637.7202 | 5683.3218 | 5730.5425 | 5776.7122 | 5822.2058 | 5865.2703 | 5906.0044 | 5944.5069 | 0 | 0 | 0
WA_Industrial_Petroleum_Existing_Space Heating_Natural Gas_Destratification Fans (HVLS)_A | WA | Industrial | Petroleum | Existing | Space Heating | Natural Gas | Destratification Fans (HVLS) | A | IM344 | None/Standard ventilation | Fans installed | 10 | 0.015698 | 0 | 0 | 0.6 | 0.01 | 0 | 0 | 0.2991 |  | sqft | 15% | 30% | Retrofit | RetroEven20 | 76.5% | TBD | 0.2% | 6496.5585 |  | 4580.9514 |  | 0.0054038 | IL TRM - 4.4.34 - CI-HVC-DSFN-V05-210101 | IL TRM - 4.4.34 - CI-HVC-DSFN-V05-210101 | IL TRM - 4.4.34 - CI-HVC-DSFN-V05-210101 | None/Standard ventilation | None/Standard ventilation | None/Standard ventilation | None/Standard ventilation | None/Standard ventilation | None/Standard ventilation | None/Standard ventilation | None/Standard ventilation | None/Standard ventilation | None/Standard ventilation | None/Standard ventilation | None/Standard ventilation | None/Standard ventilation | None/Standard ventilation | None/Standard ventilation | None/Standard ventilation | None/Standard ventilation | None/Standard ventilation | None/Standard ventilation | None/Standard ventilation | None/Standard ventilation | None/Standard ventilation | None/Standard ventilation | None/Standard ventilation | None/Standard ventilation | None/Standard ventilation | None/Standard ventilation | None/Standard ventilation | None/Standard ventilation | None/Standard ventilation | None/Standard ventilation | Fans installed | Fans installed | Fans installed | Fans installed | Fans installed | Fans installed | Fans installed | Fans installed | Fans installed | Fans installed | Fans installed | Fans installed | Fans installed | Fans installed | Fans installed | Fans installed | Fans installed | Fans installed | Fans installed | Fans installed | Fans installed | Fans installed | Fans installed | Fans installed | Fans installed | Fans installed | Fans installed | Fans installed | Fans installed | Fans installed | Fans installed | 0.6 | 0.6 | 0.6 | 0.6 | 0.6 | 0.6 | 0.6 | 0.6 | 0.6 | 0.6 | 0.6 | 0.6 | 0.6 | 0.6 | 0.6 | 0.6 | 0.6 | 0.6 | 0.6 | 0.6 | 0.6 | 0.6 | 0.6 | 0.6 | 0.6 | 0.6 | 0.6 | 0.6 | 0.6 | 0.6 | 0.6 | 0 | 0 | 0 | 0 | 0 | 0.015071 | 0.014713 | 0.014235 | 0.013678 | 0.013049 | 0.012356 | 0.011659 | 0.010985 | 0.010318 | 0.0097655 | 0.0092504 | 0.0088436 | 0.0084831 | 0.008164 | 0.0079322 | 0.0077157 | 0.0075275 | 0.0073588 | 0.0072183 | 0.0070864 | 0.0069929 | 0.0069044 | 0.0068206 | 0 | 0 | 0 | 0.0032386 | 0.00316 | 0.0030392 | 0.0029218 | 0.0027898 | 0.0026081 | 0.0024543 | 0.0023077 | 0.0021332 | 0.0020266 | 0.0019014 | 0.0018181 | 0.0017352 | 0.001655 | 0.0016099 | 0.0015595 | 0.0015155 | 0.0014762 | 0.0014431 | 0.0014122 | 0 | 0 | 0 | 0 | 0 | 0 | 0.0032386 | 0.0063216 | 0.0091554 | 0.011719 | 0.01397 | 0.015836 | 0.017398 | 0.018699 | 0.019697 | 0.020669 | 0.02148 | 0.022354 | 0.023177 | 0.023961 | 0.02489 | 0.02577 | 0.026657 | 0.027536 | 0.028453 | 0.029346 | 0.028958 | 0.028592 | 0.028245 | 0 | 0 | 0 | 214.8886 | 214.7707 | 213.5041 | 213.6195 | 213.7962 | 211.0812 | 210.5043 | 210.0769 | 206.741 | 207.5303 | 205.5513 | 205.5779 | 204.5432 | 202.7187 | 202.9589 | 202.1196 | 201.3335 | 200.5999 | 199.9182 | 199.2878 | 0 | 0 | 0 | 0 | 0 | 0 | 214.8886 | 429.6593 | 643.1634 | 856.7829 | 1070.579 | 1281.6602 | 1492.1645 | 1702.2415 | 1908.9825 | 2116.5128 | 2322.064 | 2527.642 | 2732.1852 | 2934.904 | 3137.8628 | 3339.9824 | 3541.3159 | 3741.9158 | 3941.834 | 4141.1217 | 4141.1217 | 4141.1217 | 4141.1217 | 4141.1217 | 4141.1217 | 4141.1217 | 0.0027601 | 0.0027012 | 0.0026106 | 0.0025245 | 0.0024273 | 0.0022882 | 0.0021727 | 0.0020622 | 0.0019257 | 0.0018458 | 0.0017474 | 0.001683 | 0.0016172 | 0.0015523 | 0.0015169 | 0.001476 | 0.0014401 | 0.0014079 | 0.0013826 | 0.0013593 | 0 | 0 | 0 | 0 | 0 | 0 | 0.0027601 | 0.0054038 | 0.0078642 | 0.010125 | 0.012155 | 0.013894 | 0.015401 | 0.01671 | 0.017782 | 0.018825 | 0.01974 | 0.020693 | 0.021602 | 0.022474 | 0.023452 | 0.02439 | 0.02533 | 0.026262 | 0.027262 | 0.028246 | 0.027982 | 0.027737 | 0.027508 | 0 | 0 | 0 | 182.6553 | 182.5551 | 181.4785 | 181.5766 | 181.7267 | 179.419 | 178.9287 | 178.5654 | 175.7298 | 176.4008 | 174.7186 | 174.7412 | 173.8618 | 172.3109 | 172.515 | 171.8016 | 171.1335 | 170.5099 | 169.9305 | 169.3946 | 0 | 0 | 0 | 0 | 0 | 0 | 182.6553 | 365.2104 | 546.6889 | 728.2654 | 909.9922 | 1089.4112 | 1268.3399 | 1446.9053 | 1622.6351 | 1799.0359 | 1973.7544 | 2148.4957 | 2322.3574 | 2494.6684 | 2667.1834 | 2838.985 | 3010.1185 | 3180.6284 | 3350.5589 | 3519.9534 | 3519.9534 | 3519.9534 | 3519.9534 | 3519.9534 | 3519.9534 | 3519.9534 | 0 | 0 | 0 | 0 | 0 | 0 | 0 | 0 | 0 | 0 | 0 | 0 | 0 | 0 | 0 | 0 | 0 | 0 | 0 | 0 | 0 | 0 | 0 | 0 | 0 | 0 | 0 | 0 | 0 | 0 | 0 | 0 | 0 | 0 | 0 | 0 | 0 | 0 | 0 | 0 | 0 | 0 | 0 | 0 | 0 | 0 | 0 | 0 | 0 | 0 | 0 | 0 | 0 | 0 | 0 | 0 | 0 | 0 | 0 | 0 | 0 | 0 | 0 | 0 | 0 | 0 | 0 | 0 | 0 | 0 | 0 | 0 | 0 | 0 | 0 | 0 | 0 | 0 | 0 | 0 | 0 | 0 | 0 | 0 | 0 | 0 | 0 | 0 | 0 | 0 | 0 | 0 | 0 | 0 | 0 | 0 | 0 | 0 | 0 | 0 | 0 | 0 | 0 | 0 | 0 | 0 | 0 | 0 | 0 | 0 | 0 | 0 | 0 | 0 | 0 | 0 | 0 | 0 | 0 | 0 | 0 | 0 | 0 | 0 | 0 | 0 | 0 | 0 | 0 | 0 | 0 | 0 | 0 | 0 | 0 | 0 | 0 | 0 | 0 | 0 | 0 | 0 | 0 | 0 | 0 | 0 | 0 | 0 | 0 | 0 | 0 | 0 | 0 | 0 | 0 | 0 | 0 | 0 | 0 | 0 | 0 | 0 | 0 | 0 | 0 | 0 | 0 | 0 | 0 | 0 | 0 | 0 | 0 | 0 | 0 | 0 | 0 | 0 | 0 | 0 | 0 | 0 | 0 | 0 | 0 | 0 | 0 | 0 | 0 | 0 | 0 | 0 | 0 | 0 | 0 | 0 | 0 | 0 | 0 | 0 | 0 | 0 | 0 | 0 | 0 | 0 | 0 | 0 | 5977.3208 | 6028.8837 | 6093.3114 | 6160.0392 | 6228.4548 | 6296.8096 | 6366.0817 | 6433.1408 | 6498.0109 | 6565.2853 | 6625.7189 | 6684.2079 | 6740.4963 | 6794.7765 | 6850.4804 | 6905.305 | 6961.1597 | 7018.9975 | 7075.5479 | 7131.2704 | 7184.0176 | 7233.9103 | 7281.0696 | 0 | 0 | 0 | 4214.8187 | 4251.1775 | 4296.6077 | 4343.6599 | 4391.9021 | 4440.1015 | 4488.9477 | 4536.2334 | 4581.9755 | 4629.4131 | 4672.027 | 4713.2696 | 4752.9606 | 4791.2354 | 4830.5142 | 4869.173 | 4908.5581 | 4949.3415 | 4989.2172 | 5028.5091 | 5065.7029 | 5100.8841 | 5134.1377 | 0 | 0 | 0
WA_Industrial_Petroleum_Existing_Space Heating_Natural Gas_Gas Boiler - Insulate Steam Lines/Condensate Tank_A | WA | Industrial | Petroleum | Existing | Space Heating | Natural Gas | Gas Boiler - Insulate Steam Lines/Condensate Tank | A | IM345 | No insulation | Lines and condenstate tank insulated | 20 | 1160.1785 | 0 | 0 | 26011.58 | 0 | 0 | 0 | 13005.7885 |  | employee | 30% | 35% | Retrofit | RetroEven20 | 76.5% | TBD | 0.2% | 343.3196 |  | 250.9699 |  | 0.00091744 | PGE Workpaper - SWWH017-01 | PGE Workpaper - SWWH017-01 | PGE Workpaper - SWWH017-01 | No insulation | No insulation | No insulation | No insulation | No insulation | No insulation | No insulation | No insulation | No insulation | No insulation | No insulation | No insulation | No insulation | No insulation | No insulation | No insulation | No insulation | No insulation | No insulation | No insulation | No insulation | No insulation | No insulation | No insulation | No insulation | No insulation | No insulation | No insulation | No insulation | No insulation | No insulation | Lines and condenstate tank insulated | Lines and condenstate tank insulated | Lines and condenstate tank insulated | Lines and condenstate tank insulated | Lines and condenstate tank insulated | Lines and condenstate tank insulated | Lines and condenstate tank insulated | Lines and condenstate tank insulated | Lines and condenstate tank insulated | Lines and condenstate tank insulated | Lines and condenstate tank insulated | Lines and condenstate tank insulated | Lines and condenstate tank insulated | Lines and condenstate tank insulated | Lines and condenstate tank insulated | Lines and condenstate tank insulated | Lines and condenstate tank insulated | Lines and condenstate tank insulated | Lines and condenstate tank insulated | Lines and condenstate tank insulated | Lines and condenstate tank insulated | Lines and condenstate tank insulated | Lines and condenstate tank insulated | Lines and condenstate tank insulated | Lines and condenstate tank insulated | Lines and condenstate tank insulated | Lines and condenstate tank insulated | Lines and condenstate tank insulated | Lines and condenstate tank insulated | Lines and condenstate tank insulated | Lines and condenstate tank insulated | 26011.58 | 26011.58 | 26011.58 | 26011.58 | 26011.58 | 26011.58 | 26011.58 | 26011.58 | 26011.58 | 26011.58 | 26011.58 | 26011.58 | 26011.58 | 26011.58 | 26011.58 | 26011.58 | 26011.58 | 26011.58 | 26011.58 | 26011.58 | 26011.58 | 26011.58 | 26011.58 | 26011.58 | 26011.58 | 26011.58 | 26011.58 | 26011.58 | 26011.58 | 26011.58 | 26011.58 | 0 | 0 | 0 | 0 | 0 | 1134.8196 | 1121.8323 | 1107.3905 | 1092.5045 | 1077.0862 | 1060.8972 | 1044.3831 | 1027.388 | 1009.107 | 990.8243 | 972.2763 | 954.5886 | 936.8472 | 919.3824 | 903.7388 | 888.7002 | 874.3417 | 861.133 | 848.9338 | 837.1714 | 828.5224 | 820.3529 | 812.6187 | 984.6366 | 980.5921 | 976.9006 | 0.00054442 | 0.00053789 | 0.00052784 | 0.00052102 | 0.00051409 | 0.00049994 | 0.00049081 | 0.00048184 | 0.00046575 | 0.00045906 | 0.00044617 | 0.00043811 | 0.00042781 | 0.00041608 | 0.00040949 | 0.00040101 | 0.000393 | 0.00038565 | 0.00037889 | 0.00037247 | 0 | 0 | 0 | 0 | 0 | 0 | 0.00054442 | 0.0010761 | 0.0015901 | 0.0020897 | 0.0025743 | 0.0030356 | 0.0034791 | 0.0039043 | 0.0043006 | 0.0046818 | 0.0050403 | 0.0053867 | 0.0057144 | 0.006024 | 0.0063309 | 0.0066266 | 0.0069125 | 0.0071938 | 0.0074707 | 0.0077397 | 0.0076597 | 0.0075842 | 0.0075127 | 0 | 0 | 0 | 0.00047974 | 0.00047948 | 0.00047665 | 0.00047691 | 0.0004773 | 0.00047124 | 0.00046995 | 0.000469 | 0.00046155 | 0.00046331 | 0.00045889 | 0.00045895 | 0.00045664 | 0.00045257 | 0.00045311 | 0.00045123 | 0.00044948 | 0.00044784 | 0.00044632 | 0.00044491 | 0 | 0 | 0 | 0 | 0 | 0 | 0.00047974 | 0.00095922 | 0.0014359 | 0.0019128 | 0.0023901 | 0.0028613 | 0.0033313 | 0.0038003 | 0.0042618 | 0.0047251 | 0.005184 | 0.005643 | 0.0060996 | 0.0065522 | 0.0070053 | 0.0074565 | 0.007906 | 0.0083538 | 0.0088002 | 0.0092451 | 0.0092451 | 0.0092451 | 0.0092451 | 0.0092451 | 0.0092451 | 0.0092451 | 0.0004635 | 0.0004586 | 0.00045109 | 0.00044635 | 0.00044151 | 0.00043053 | 0.00042386 | 0.00041731 | 0.00040467 | 0.00040008 | 0.0003901 | 0.00038419 | 0.00037631 | 0.00036715 | 0.00036234 | 0.00035585 | 0.0003497 | 0.0003441 | 0.00033944 | 0.00033505 | 0 | 0 | 0 | 0 | 0 | 0 | 0.0004635 | 0.00091744 | 0.0013589 | 0.0017902 | 0.0022109 | 0.0026141 | 0.0030046 | 0.0033814 | 0.0037366 | 0.0040802 | 0.0044068 | 0.0047238 | 0.0050266 | 0.0053155 | 0.0056019 | 0.0058803 | 0.006151 | 0.0064188 | 0.0066929 | 0.0069622 | 0.0069154 | 0.0068726 | 0.0068332 | 0 | 0 | 0 | 0.00040778 | 0.00040755 | 0.00040515 | 0.00040537 | 0.00040571 | 0.00040055 | 0.00039946 | 0.00039865 | 0.00039232 | 0.00039382 | 0.00039006 | 0.00039011 | 0.00038815 | 0.00038468 | 0.00038514 | 0.00038355 | 0.00038206 | 0.00038066 | 0.00037937 | 0.00037817 | 0 | 0 | 0 | 0 | 0 | 0 | 0.00040778 | 0.00081533 | 0.0012205 | 0.0016259 | 0.0020316 | 0.0024321 | 0.0028316 | 0.0032302 | 0.0036225 | 0.0040164 | 0.0044064 | 0.0047965 | 0.0051847 | 0.0055694 | 0.0059545 | 0.006338 | 0.0067201 | 0.0071008 | 0.0074801 | 0.0078583 | 0.0078583 | 0.0078583 | 0.0078583 | 0.0078583 | 0.0078583 | 0.0078583 | 0.00046401 | 0.00045973 | 0.00045293 | 0.00044895 | 0.00044492 | 0.00043473 | 0.00042885 | 0.00042308 | 0.00041119 | 0.00040742 | 0.00039816 | 0.00039297 | 0.00038579 | 0.00037731 | 0.00037319 | 0.00036738 | 0.00036194 | 0.00035704 | 0.00035256 | 0.00034833 | 0 | 0 | 0 | 0 | 0 | 0 | 0.00046401 | 0.00091972 | 0.0013644 | 0.0018006 | 0.0022279 | 0.0026396 | 0.0030399 | 0.0034282 | 0.0037968 | 0.0041551 | 0.004498 | 0.0048317 | 0.0051532 | 0.0054625 | 0.0057698 | 0.0060708 | 0.0063663 | 0.0066601 | 0.0069516 | 0.0072382 | 0.0071923 | 0.0071501 | 0.0071113 | 0 | 0 | 0 | 0.00040778 | 0.00040755 | 0.00040515 | 0.00040537 | 0.00040571 | 0.00040055 | 0.00039946 | 0.00039865 | 0.00039232 | 0.00039382 | 0.00039006 | 0.00039011 | 0.00038815 | 0.00038468 | 0.00038514 | 0.00038355 | 0.00038206 | 0.00038066 | 0.00037937 | 0.00037817 | 0 | 0 | 0 | 0 | 0 | 0 | 0.00040778 | 0.00081533 | 0.0012205 | 0.0016259 | 0.0020316 | 0.0024321 | 0.0028316 | 0.0032302 | 0.0036225 | 0.0040164 | 0.0044064 | 0.0047965 | 0.0051847 | 0.0055694 | 0.0059545 | 0.006338 | 0.0067201 | 0.0071008 | 0.0074801 | 0.0078583 | 0.0078583 | 0.0078583 | 0.0078583 | 0.0078583 | 0.0078583 | 0.0078583 | 0.00046375 | 0.00045884 | 0.00045134 | 0.00044659 | 0.00044175 | 0.00043077 | 0.00042409 | 0.00041754 | 0.00040489 | 0.0004003 | 0.00039031 | 0.00038441 | 0.00037652 | 0.00036736 | 0.00036254 | 0.00035605 | 0.0003499 | 0.0003443 | 0.00033964 | 0.00033524 | 0 | 0 | 0 | 0 | 0 | 0 | 0.00046375 | 0.00091793 | 0.0013596 | 0.0017912 | 0.0022121 | 0.0026156 | 0.0030062 | 0.0033833 | 0.0037386 | 0.0040825 | 0.0044093 | 0.0047264 | 0.0050294 | 0.0053185 | 0.0056051 | 0.0058836 | 0.0061545 | 0.0064224 | 0.0066967 | 0.0069662 | 0.0069157 | 0.0068729 | 0.0068335 | 0 | 0 | 0 | 0.00040778 | 0.00040755 | 0.00040515 | 0.00040537 | 0.00040571 | 0.00040055 | 0.00039946 | 0.00039865 | 0.00039232 | 0.00039382 | 0.00039006 | 0.00039011 | 0.00038815 | 0.00038468 | 0.00038514 | 0.00038355 | 0.00038206 | 0.00038066 | 0.00037937 | 0.00037817 | 0 | 0 | 0 | 0 | 0 | 0 | 0.00040778 | 0.00081533 | 0.0012205 | 0.0016259 | 0.0020316 | 0.0024321 | 0.0028316 | 0.0032302 | 0.0036225 | 0.0040164 | 0.0044064 | 0.0047965 | 0.0051847 | 0.0055694 | 0.0059545 | 0.006338 | 0.0067201 | 0.0071008 | 0.0074801 | 0.0078583 | 0.0078583 | 0.0078583 | 0.0078583 | 0.0078583 | 0.0078583 | 0.0078583 | 340.2144 | 340.5927 | 340.9695 | 341.3492 | 341.7286 | 342.0981 | 342.4648 | 342.8283 | 343.1884 | 343.5704 | 343.9218 | 344.2699 | 344.613 | 344.9517 | 345.2918 | 345.6209 | 345.9641 | 346.296 | 346.6182 | 346.943 | 347.2399 | 347.5113 | 347.7594 | 347.9861 | 348.1933 | 348.3826 | 248.7 | 248.9766 | 249.252 | 249.5296 | 249.8069 | 250.0771 | 250.3451 | 250.6108 | 250.8741 | 251.1533 | 251.4102 | 251.6646 | 251.9154 | 252.163 | 252.4116 | 252.6522 | 252.9031 | 253.1458 | 253.3813 | 253.6187 | 253.8358 | 254.0342 | 254.2155 | 254.3812 | 254.5327 | 254.671
WA_Industrial_Petroleum_Existing_Process_Natural Gas_Gas Boiler - Insulate Steam Lines/Condensate Tank_A | WA | Industrial | Petroleum | Existing | Process | Natural Gas | Gas Boiler - Insulate Steam Lines/Condensate Tank | A | IM346 | No insulation | Lines and condenstate tank insulated | 20 | 5813.0737 | 0 | 0 | 26011.58 | 0 | 0 | 0 | 13005.7885 |  | sqft | 30% | 35% | Retrofit | RetroEven20 | 76.5% | TBD | 0.2% | 343.3196 |  | 250.9699 |  | 0.37443 | PGE Workpaper - SWWH017-01 | PGE Workpaper - SWWH017-01 | PGE Workpaper - SWWH017-01 | No insulation | No insulation | No insulation | No insulation | No insulation | No insulation | No insulation | No insulation | No insulation | No insulation | No insulation | No insulation | No insulation | No insulation | No insulation | No insulation | No insulation | No insulation | No insulation | No insulation | No insulation | No insulation | No insulation | No insulation | No insulation | No insulation | No insulation | No insulation | No insulation | No insulation | No insulation | Lines and condenstate tank insulated | Lines and condenstate tank insulated | Lines and condenstate tank insulated | Lines and condenstate tank insulated | Lines and condenstate tank insulated | Lines and condenstate tank insulated | Lines and condenstate tank insulated | Lines and condenstate tank insulated | Lines and condenstate tank insulated | Lines and condenstate tank insulated | Lines and condenstate tank insulated | Lines and condenstate tank insulated | Lines and condenstate tank insulated | Lines and condenstate tank insulated | Lines and condenstate tank insulated | Lines and condenstate tank insulated | Lines and condenstate tank insulated | Lines and condenstate tank insulated | Lines and condenstate tank insulated | Lines and condenstate tank insulated | Lines and condenstate tank insulated | Lines and condenstate tank insulated | Lines and condenstate tank insulated | Lines and condenstate tank insulated | Lines and condenstate tank insulated | Lines and condenstate tank insulated | Lines and condenstate tank insulated | Lines and condenstate tank insulated | Lines and condenstate tank insulated | Lines and condenstate tank insulated | Lines and condenstate tank insulated | 26011.58 | 26011.58 | 26011.58 | 26011.58 | 26011.58 | 26011.58 | 26011.58 | 26011.58 | 26011.58 | 26011.58 | 26011.58 | 26011.58 | 26011.58 | 26011.58 | 26011.58 | 26011.58 | 26011.58 | 26011.58 | 26011.58 | 26011.58 | 26011.58 | 26011.58 | 26011.58 | 26011.58 | 26011.58 | 26011.58 | 26011.58 | 26011.58 | 26011.58 | 26011.58 | 26011.58 | 0 | 0 | 0 | 0 | 0 | 5795.2351 | 5777.5232 | 5759.6273 | 5741.9111 | 5724.1054 | 5705.6407 | 5689.2251 | 5673.924 | 5657.6755 | 5645.241 | 5631.6004 | 5620.5065 | 5609.1779 | 5597.5706 | 5588.4064 | 5578.3255 | 5568.9914 | 5559.705 | 5550.4615 | 5541.263 | 5540.4838 | 5539.7679 | 5539.1157 | 5813.0737 | 5813.0737 | 5813.0737 | 0.22078 | 0.21999 | 0.21801 | 0.21746 | 0.21697 | 0.21352 | 0.21232 | 0.21132 | 0.20737 | 0.20771 | 0.20523 | 0.20485 | 0.20341 | 0.20118 | 0.20108 | 0.19989 | 0.19878 | 0.19773 | 0.19673 | 0.19578 | 0 | 0 | 0 | 0 | 0 | 0 | 0.22078 | 0.4401 | 0.65675 | 0.87219 | 1.0864 | 1.2965 | 1.5051 | 1.7123 | 1.9148 | 2.1183 | 2.3184 | 2.5187 | 2.717 | 2.9126 | 3.1089 | 3.3032 | 3.4964 | 3.6883 | 3.8789 | 4.0683 | 4.0677 | 4.0672 | 4.0667 | 0 | 0 | 0 | 0.038098 | 0.038077 | 0.037852 | 0.037873 | 0.037904 | 0.037422 | 0.03732 | 0.037244 | 0.036653 | 0.036793 | 0.036442 | 0.036447 | 0.036263 | 0.03594 | 0.035983 | 0.035834 | 0.035694 | 0.035564 | 0.035443 | 0.035332 | 0 | 0 | 0 | 0 | 0 | 0 | 0.038098 | 0.076174 | 0.11403 | 0.1519 | 0.1898 | 0.22723 | 0.26455 | 0.30179 | 0.33844 | 0.37524 | 0.41168 | 0.44812 | 0.48439 | 0.52033 | 0.55631 | 0.59214 | 0.62784 | 0.6634 | 0.69885 | 0.73418 | 0.73418 | 0.73418 | 0.73418 | 0.73418 | 0.73418 | 0.73418 | 0.18775 | 0.18716 | 0.18557 | 0.18518 | 0.18485 | 0.182 | 0.18106 | 0.18028 | 0.17699 | 0.17733 | 0.17528 | 0.17501 | 0.17383 | 0.17198 | 0.17194 | 0.17097 | 0.17006 | 0.1692 | 0.16839 | 0.16762 | 0 | 0 | 0 | 0 | 0 | 0 | 0.18775 | 0.37443 | 0.55901 | 0.74273 | 0.92562 | 1.1051 | 1.2834 | 1.4608 | 1.6342 | 1.8085 | 1.9801 | 2.1518 | 2.3219 | 2.4898 | 2.6583 | 2.8252 | 2.9912 | 3.1562 | 3.3201 | 3.4831 | 3.4827 | 3.4823 | 3.482 | 0 | 0 | 0 | 0.032383 | 0.032365 | 0.032174 | 0.032192 | 0.032218 | 0.031809 | 0.031722 | 0.031658 | 0.031155 | 0.031274 | 0.030976 | 0.03098 | 0.030824 | 0.030549 | 0.030585 | 0.030459 | 0.03034 | 0.03023 | 0.030127 | 0.030032 | 0 | 0 | 0 | 0 | 0 | 0 | 0.032383 | 0.064748 | 0.096922 | 0.12911 | 0.16133 | 0.19314 | 0.22486 | 0.25652 | 0.28768 | 0.31895 | 0.34993 | 0.38091 | 0.41173 | 0.44228 | 0.47286 | 0.50332 | 0.53366 | 0.56389 | 0.59402 | 0.62405 | 0.62405 | 0.62405 | 0.62405 | 0.62405 | 0.62405 | 0.62405 | 0.18775 | 0.18716 | 0.18557 | 0.18518 | 0.18485 | 0.182 | 0.18106 | 0.18028 | 0.17699 | 0.17733 | 0.17528 | 0.17501 | 0.17383 | 0.17198 | 0.17194 | 0.17097 | 0.17006 | 0.1692 | 0.16839 | 0.16762 | 0 | 0 | 0 | 0 | 0 | 0 | 0.18775 | 0.37443 | 0.55901 | 0.74273 | 0.92562 | 1.1051 | 1.2834 | 1.4608 | 1.6342 | 1.8085 | 1.9801 | 2.1518 | 2.3219 | 2.4898 | 2.6583 | 2.8252 | 2.9912 | 3.1562 | 3.3201 | 3.4831 | 3.4827 | 3.4823 | 3.482 | 0 | 0 | 0 | 0.032383 | 0.032365 | 0.032174 | 0.032192 | 0.032218 | 0.031809 | 0.031722 | 0.031658 | 0.031155 | 0.031274 | 0.030976 | 0.03098 | 0.030824 | 0.030549 | 0.030585 | 0.030459 | 0.03034 | 0.03023 | 0.030127 | 0.030032 | 0 | 0 | 0 | 0 | 0 | 0 | 0.032383 | 0.064748 | 0.096922 | 0.12911 | 0.16133 | 0.19314 | 0.22486 | 0.25652 | 0.28768 | 0.31895 | 0.34993 | 0.38091 | 0.41173 | 0.44228 | 0.47286 | 0.50332 | 0.53366 | 0.56389 | 0.59402 | 0.62405 | 0.62405 | 0.62405 | 0.62405 | 0.62405 | 0.62405 | 0.62405 | 0.18775 | 0.18716 | 0.18557 | 0.18518 | 0.18485 | 0.182 | 0.18106 | 0.18028 | 0.17699 | 0.17733 | 0.17528 | 0.17501 | 0.17383 | 0.17198 | 0.17194 | 0.17097 | 0.17006 | 0.1692 | 0.16839 | 0.16762 | 0 | 0 | 0 | 0 | 0 | 0 | 0.18775 | 0.37443 | 0.55901 | 0.74273 | 0.92562 | 1.1051 | 1.2834 | 1.4608 | 1.6342 | 1.8085 | 1.9801 | 2.1518 | 2.3219 | 2.4898 | 2.6583 | 2.8252 | 2.9912 | 3.1562 | 3.3201 | 3.4831 | 3.4827 | 3.4823 | 3.482 | 0 | 0 | 0 | 0.032383 | 0.032365 | 0.032174 | 0.032192 | 0.032218 | 0.031809 | 0.031722 | 0.031658 | 0.031155 | 0.031274 | 0.030976 | 0.03098 | 0.030824 | 0.030549 | 0.030585 | 0.030459 | 0.03034 | 0.03023 | 0.030127 | 0.030032 | 0 | 0 | 0 | 0 | 0 | 0 | 0.032383 | 0.064748 | 0.096922 | 0.12911 | 0.16133 | 0.19314 | 0.22486 | 0.25652 | 0.28768 | 0.31895 | 0.34993 | 0.38091 | 0.41173 | 0.44228 | 0.47286 | 0.50332 | 0.53366 | 0.56389 | 0.59402 | 0.62405 | 0.62405 | 0.62405 | 0.62405 | 0.62405 | 0.62405 | 0.62405 | 340.2144 | 340.5927 | 340.9695 | 341.3492 | 341.7286 | 342.0981 | 342.4648 | 342.8283 | 343.1884 | 343.5704 | 343.9218 | 344.2699 | 344.613 | 344.9517 | 345.2918 | 345.6209 | 345.9641 | 346.296 | 346.6182 | 346.943 | 347.2399 | 347.5113 | 347.7594 | 347.9861 | 348.1933 | 348.3826 | 248.7 | 248.9766 | 249.252 | 249.5296 | 249.8069 | 250.0771 | 250.3451 | 250.6108 | 250.8741 | 251.1533 | 251.4102 | 251.6646 | 251.9154 | 252.163 | 252.4116 | 252.6522 | 252.9031 | 253.1458 | 253.3813 | 253.6187 | 253.8358 | 254.0342 | 254.2155 | 254.3812 | 254.5327 | 254.671
WA_Industrial_Petroleum_Existing_Space Heating_Natural Gas_Gas Boiler - Insulate Hot Water Lines_A | WA | Industrial | Petroleum | Existing | Space Heating | Natural Gas | Gas Boiler - Insulate Hot Water Lines | A | IM347 | No insulation | Insulated water lines | 20 | 1311.3666 | 0 | 0 | 18467.97 | 0 | 0 | 0 | 9233.9837 |  | employee | 40% | 50% | Retrofit | RetroEven20 | 76.5% | TBD | 0.2% | 215.6511 |  | 157.6431 |  | 0.0020815 | PGE Workpaper - SWWH017-01 | PGE Workpaper - SWWH017-01 | PGE Workpaper - SWWH017-01 | No insulation | No insulation | No insulation | No insulation | No insulation | No insulation | No insulation | No insulation | No insulation | No insulation | No insulation | No insulation | No insulation | No insulation | No insulation | No insulation | No insulation | No insulation | No insulation | No insulation | No insulation | No insulation | No insulation | No insulation | No insulation | No insulation | No insulation | No insulation | No insulation | No insulation | No insulation | Insulated water lines | Insulated water lines | Insulated water lines | Insulated water lines | Insulated water lines | Insulated water lines | Insulated water lines | Insulated water lines | Insulated water lines | Insulated water lines | Insulated water lines | Insulated water lines | Insulated water lines | Insulated water lines | Insulated water lines | Insulated water lines | Insulated water lines | Insulated water lines | Insulated water lines | Insulated water lines | Insulated water lines | Insulated water lines | Insulated water lines | Insulated water lines | Insulated water lines | Insulated water lines | Insulated water lines | Insulated water lines | Insulated water lines | Insulated water lines | Insulated water lines | 18467.97 | 18467.97 | 18467.97 | 18467.97 | 18467.97 | 18467.97 | 18467.97 | 18467.97 | 18467.97 | 18467.97 | 18467.97 | 18467.97 | 18467.97 | 18467.97 | 18467.97 | 18467.97 | 18467.97 | 18467.97 | 18467.97 | 18467.97 | 18467.97 | 18467.97 | 18467.97 | 18467.97 | 18467.97 | 18467.97 | 18467.97 | 18467.97 | 18467.97 | 18467.97 | 18467.97 | 0 | 0 | 0 | 0 | 0 | 1285.314 | 1273.3904 | 1260.088 | 1246.6005 | 1232.9871 | 1219.3153 | 1205.8499 | 1192.6233 | 1179.1582 | 1165.7306 | 1153.0927 | 1141.213 | 1129.4087 | 1117.6463 | 1106.3424 | 1095.0806 | 1083.3925 | 1071.8927 | 1060.6469 | 1049.3042 | 1038.7881 | 1028.8411 | 1019.4089 | 1112.949 | 1108.3775 | 1104.205 | 0.0012332 | 0.0012211 | 0.0012012 | 0.001189 | 0.001177 | 0.0011492 | 0.0011334 | 0.0011187 | 0.0010885 | 0.0010802 | 0.0010583 | 0.0010475 | 0.0010315 | 0.0010116 | 0.0010026 | 0.00098827 | 0.00097392 | 0.00096007 | 0.00094677 | 0.00093369 | 0 | 0 | 0 | 0 | 0 | 0 | 0.0012332 | 0.0024429 | 0.0036186 | 0.0047689 | 0.0058939 | 0.0069777 | 0.008034 | 0.0090646 | 0.010051 | 0.011016 | 0.011955 | 0.01288 | 0.013778 | 0.014646 | 0.0155 | 0.016331 | 0.017131 | 0.017909 | 0.018668 | 0.019402 | 0.019207 | 0.019023 | 0.018849 | 0 | 0 | 0 | 0.00095948 | 0.00095895 | 0.0009533 | 0.00095381 | 0.0009546 | 0.00094248 | 0.0009399 | 0.00093799 | 0.0009231 | 0.00092662 | 0.00091779 | 0.00091791 | 0.00091329 | 0.00090514 | 0.00090621 | 0.00090247 | 0.00089896 | 0.00089568 | 0.00089264 | 0.00088982 | 0 | 0 | 0 | 0 | 0 | 0 | 0.00095948 | 0.0019184 | 0.0028717 | 0.0038255 | 0.0047801 | 0.0057226 | 0.0066625 | 0.0076005 | 0.0085236 | 0.0094502 | 0.010368 | 0.011286 | 0.012199 | 0.013104 | 0.014011 | 0.014913 | 0.015812 | 0.016708 | 0.0176 | 0.01849 | 0.01849 | 0.01849 | 0.01849 | 0.01849 | 0.01849 | 0.01849 | 0.0010496 | 0.0010404 | 0.0010256 | 0.0010172 | 0.0010089 | 0.00098717 | 0.00097566 | 0.00096498 | 0.000941 | 0.00093572 | 0.00091859 | 0.00091084 | 0.00089849 | 0.00088283 | 0.00087642 | 0.00086549 | 0.00085455 | 0.00084411 | 0.0008353 | 0.00082672 | 0 | 0 | 0 | 0 | 0 | 0 | 0.0010496 | 0.0020815 | 0.0030894 | 0.0040796 | 0.0050521 | 0.005994 | 0.006916 | 0.0078192 | 0.0086889 | 0.009543 | 0.010377 | 0.011199 | 0.012002 | 0.012781 | 0.01355 | 0.014302 | 0.015031 | 0.015746 | 0.01647 | 0.017179 | 0.017068 | 0.016966 | 0.016873 | 0 | 0 | 0 | 0.00081556 | 0.00081511 | 0.0008103 | 0.00081074 | 0.00081141 | 0.00080111 | 0.00079892 | 0.0007973 | 0.00078463 | 0.00078763 | 0.00078012 | 0.00078022 | 0.00077629 | 0.00076937 | 0.00077028 | 0.0007671 | 0.00076411 | 0.00076133 | 0.00075874 | 0.00075635 | 0 | 0 | 0 | 0 | 0 | 0 | 0.00081556 | 0.0016307 | 0.002441 | 0.0032517 | 0.0040631 | 0.0048642 | 0.0056631 | 0.0064604 | 0.0072451 | 0.0080327 | 0.0088128 | 0.009593 | 0.010369 | 0.011139 | 0.011909 | 0.012676 | 0.01344 | 0.014202 | 0.01496 | 0.015717 | 0.015717 | 0.015717 | 0.015717 | 0.015717 | 0.015717 | 0.015717 | 0.0010502 | 0.0010419 | 0.0010281 | 0.0010209 | 0.001014 | 0.00099357 | 0.00098343 | 0.00097411 | 0.00095149 | 0.00094775 | 0.00093198 | 0.0009256 | 0.00091462 | 0.00090031 | 0.00089531 | 0.00088574 | 0.00087625 | 0.00086724 | 0.00085858 | 0.0008501 | 0 | 0 | 0 | 0 | 0 | 0 | 0.0010502 | 0.0020844 | 0.003097 | 0.0040946 | 0.0050775 | 0.0060328 | 0.006971 | 0.0078932 | 0.0087858 | 0.0096657 | 0.010528 | 0.011381 | 0.012217 | 0.013034 | 0.013842 | 0.014637 | 0.015413 | 0.016177 | 0.016929 | 0.017665 | 0.017557 | 0.017458 | 0.017366 | 0 | 0 | 0 | 0.00081556 | 0.00081511 | 0.0008103 | 0.00081074 | 0.00081141 | 0.00080111 | 0.00079892 | 0.0007973 | 0.00078463 | 0.00078763 | 0.00078012 | 0.00078022 | 0.00077629 | 0.00076937 | 0.00077028 | 0.0007671 | 0.00076411 | 0.00076133 | 0.00075874 | 0.00075635 | 0 | 0 | 0 | 0 | 0 | 0 | 0.00081556 | 0.0016307 | 0.002441 | 0.0032517 | 0.0040631 | 0.0048642 | 0.0056631 | 0.0064604 | 0.0072451 | 0.0080327 | 0.0088128 | 0.009593 | 0.010369 | 0.011139 | 0.011909 | 0.012676 | 0.01344 | 0.014202 | 0.01496 | 0.015717 | 0.015717 | 0.015717 | 0.015717 | 0.015717 | 0.015717 | 0.015717 | 0.0010496 | 0.0010404 | 0.0010256 | 0.0010172 | 0.0010089 | 0.00098717 | 0.00097566 | 0.00096498 | 0.000941 | 0.00093572 | 0.00091859 | 0.00091084 | 0.00089849 | 0.00088283 | 0.00087642 | 0.00086549 | 0.00085455 | 0.00084411 | 0.0008353 | 0.00082672 | 0 | 0 | 0 | 0 | 0 | 0 | 0.0010496 | 0.0020815 | 0.0030894 | 0.0040796 | 0.0050521 | 0.005994 | 0.006916 | 0.0078192 | 0.0086889 | 0.009543 | 0.010377 | 0.011199 | 0.012002 | 0.012781 | 0.01355 | 0.014302 | 0.015031 | 0.015746 | 0.01647 | 0.017179 | 0.017068 | 0.016966 | 0.016873 | 0 | 0 | 0 | 0.00081556 | 0.00081511 | 0.0008103 | 0.00081074 | 0.00081141 | 0.00080111 | 0.00079892 | 0.0007973 | 0.00078463 | 0.00078763 | 0.00078012 | 0.00078022 | 0.00077629 | 0.00076937 | 0.00077028 | 0.0007671 | 0.00076411 | 0.00076133 | 0.00075874 | 0.00075635 | 0 | 0 | 0 | 0 | 0 | 0 | 0.00081556 | 0.0016307 | 0.002441 | 0.0032517 | 0.0040631 | 0.0048642 | 0.0056631 | 0.0064604 | 0.0072451 | 0.0080327 | 0.0088128 | 0.009593 | 0.010369 | 0.011139 | 0.011909 | 0.012676 | 0.01344 | 0.014202 | 0.01496 | 0.015717 | 0.015717 | 0.015717 | 0.015717 | 0.015717 | 0.015717 | 0.015717 | 213.7006 | 213.9383 | 214.175 | 214.4134 | 214.6517 | 214.8839 | 215.1142 | 215.3425 | 215.5687 | 215.8087 | 216.0294 | 216.248 | 216.4635 | 216.6763 | 216.8899 | 217.0966 | 217.3122 | 217.5207 | 217.7231 | 217.9271 | 218.1136 | 218.2841 | 218.4399 | 218.5823 | 218.7124 | 218.8313 | 156.2172 | 156.391 | 156.564 | 156.7383 | 156.9125 | 157.0822 | 157.2506 | 157.4175 | 157.5828 | 157.7582 | 157.9196 | 158.0794 | 158.2369 | 158.3925 | 158.5486 | 158.6998 | 158.8573 | 159.0098 | 159.1577 | 159.3068 | 159.4432 | 159.5678 | 159.6817 | 159.7858 | 159.8809 | 159.9678
WA_Industrial_Petroleum_Existing_Process_Natural Gas_Gas Boiler - Insulate Hot Water Lines_A | WA | Industrial | Petroleum | Existing | Process | Natural Gas | Gas Boiler - Insulate Hot Water Lines | A | IM348 | No insulation | Insulated water lines | 20 | 6570.6015 | 0 | 0 | 18467.97 | 0 | 0 | 0 | 9233.9837 |  | sqft | 40% | 50% | Retrofit | RetroEven20 | 76.5% | TBD | 0.2% | 215.6511 |  | 157.6431 |  | 0.8485 | PGE Workpaper - SWWH017-01 | PGE Workpaper - SWWH017-01 | PGE Workpaper - SWWH017-01 | No insulation | No insulation | No insulation | No insulation | No insulation | No insulation | No insulation | No insulation | No insulation | No insulation | No insulation | No insulation | No insulation | No insulation | No insulation | No insulation | No insulation | No insulation | No insulation | No insulation | No insulation | No insulation | No insulation | No insulation | No insulation | No insulation | No insulation | No insulation | No insulation | No insulation | No insulation | Insulated water lines | Insulated water lines | Insulated water lines | Insulated water lines | Insulated water lines | Insulated water lines | Insulated water lines | Insulated water lines | Insulated water lines | Insulated water lines | Insulated water lines | Insulated water lines | Insulated water lines | Insulated water lines | Insulated water lines | Insulated water lines | Insulated water lines | Insulated water lines | Insulated water lines | Insulated water lines | Insulated water lines | Insulated water lines | Insulated water lines | Insulated water lines | Insulated water lines | Insulated water lines | Insulated water lines | Insulated water lines | Insulated water lines | Insulated water lines | Insulated water lines | 18467.97 | 18467.97 | 18467.97 | 18467.97 | 18467.97 | 18467.97 | 18467.97 | 18467.97 | 18467.97 | 18467.97 | 18467.97 | 18467.97 | 18467.97 | 18467.97 | 18467.97 | 18467.97 | 18467.97 | 18467.97 | 18467.97 | 18467.97 | 18467.97 | 18467.97 | 18467.97 | 18467.97 | 18467.97 | 18467.97 | 18467.97 | 18467.97 | 18467.97 | 18467.97 | 18467.97 | 0 | 0 | 0 | 0 | 0 | 6559.7945 | 6549.0995 | 6538.2648 | 6527.4711 | 6516.523 | 6505.4181 | 6496.1672 | 6488.137 | 6480.0758 | 6474.8113 | 6469.3829 | 6465.9318 | 6462.7879 | 6459.8471 | 6458.4318 | 6456.7051 | 6455.8351 | 6455.0092 | 6454.2174 | 6453.4572 | 6453.1174 | 6452.8052 | 6452.5207 | 6570.6015 | 6570.6015 | 6570.6015 | 0.49982 | 0.49874 | 0.49497 | 0.49442 | 0.494 | 0.4869 | 0.48488 | 0.48329 | 0.47503 | 0.47646 | 0.47152 | 0.47133 | 0.46873 | 0.46433 | 0.46478 | 0.46274 | 0.46087 | 0.45914 | 0.45752 | 0.45602 | 0 | 0 | 0 | 0 | 0 | 0 | 0.49982 | 0.99774 | 1.4911 | 1.983 | 2.4737 | 2.9564 | 3.4371 | 3.9161 | 4.3863 | 4.8592 | 5.3266 | 5.7951 | 6.261 | 6.7225 | 7.1858 | 7.6466 | 8.1064 | 8.5645 | 9.021 | 9.476 | 9.4755 | 9.475 | 9.4746 | 0 | 0 | 0 | 0.076195 | 0.076153 | 0.075704 | 0.075745 | 0.075808 | 0.074845 | 0.07464 | 0.074489 | 0.073306 | 0.073586 | 0.072884 | 0.072894 | 0.072527 | 0.07188 | 0.071965 | 0.071667 | 0.071389 | 0.071129 | 0.070887 | 0.070663 | 0 | 0 | 0 | 0 | 0 | 0 | 0.076195 | 0.15235 | 0.22805 | 0.3038 | 0.37961 | 0.45445 | 0.52909 | 0.60358 | 0.67689 | 0.75047 | 0.82336 | 0.89625 | 0.96878 | 1.0407 | 1.1126 | 1.1843 | 1.2557 | 1.3268 | 1.3977 | 1.4684 | 1.4684 | 1.4684 | 1.4684 | 1.4684 | 1.4684 | 1.4684 | 0.42496 | 0.42413 | 0.42104 | 0.42068 | 0.42042 | 0.41448 | 0.41285 | 0.41158 | 0.40462 | 0.40588 | 0.40172 | 0.40159 | 0.39941 | 0.39569 | 0.39609 | 0.39436 | 0.39278 | 0.39131 | 0.38994 | 0.38867 | 0 | 0 | 0 | 0 | 0 | 0 | 0.42496 | 0.8485 | 1.2683 | 1.6872 | 2.1053 | 2.5167 | 2.9265 | 3.335 | 3.7361 | 4.1394 | 4.5382 | 4.9377 | 5.3351 | 5.7287 | 6.1238 | 6.5167 | 6.9088 | 7.2993 | 7.6885 | 8.0764 | 8.076 | 8.0757 | 8.0754 | 0 | 0 | 0 | 0.064766 | 0.06473 | 0.064348 | 0.064383 | 0.064437 | 0.063618 | 0.063444 | 0.063316 | 0.06231 | 0.062548 | 0.061952 | 0.06196 | 0.061648 | 0.061098 | 0.06117 | 0.060917 | 0.06068 | 0.060459 | 0.060254 | 0.060064 | 0 | 0 | 0 | 0 | 0 | 0 | 0.064766 | 0.1295 | 0.19384 | 0.25823 | 0.32266 | 0.38628 | 0.44973 | 0.51304 | 0.57535 | 0.6379 | 0.69985 | 0.76181 | 0.82346 | 0.88456 | 0.94573 | 1.0066 | 1.0673 | 1.1278 | 1.188 | 1.2481 | 1.2481 | 1.2481 | 1.2481 | 1.2481 | 1.2481 | 1.2481 | 0.42496 | 0.42413 | 0.42104 | 0.42068 | 0.42042 | 0.41448 | 0.41285 | 0.41158 | 0.40462 | 0.40588 | 0.40172 | 0.40159 | 0.39941 | 0.39569 | 0.39609 | 0.39436 | 0.39278 | 0.39131 | 0.38994 | 0.38867 | 0 | 0 | 0 | 0 | 0 | 0 | 0.42496 | 0.8485 | 1.2683 | 1.6872 | 2.1053 | 2.5167 | 2.9265 | 3.335 | 3.7361 | 4.1394 | 4.5382 | 4.9377 | 5.3351 | 5.7287 | 6.1238 | 6.5167 | 6.9088 | 7.2993 | 7.6885 | 8.0764 | 8.076 | 8.0757 | 8.0754 | 0 | 0 | 0 | 0.064766 | 0.06473 | 0.064348 | 0.064383 | 0.064437 | 0.063618 | 0.063444 | 0.063316 | 0.06231 | 0.062548 | 0.061952 | 0.06196 | 0.061648 | 0.061098 | 0.06117 | 0.060917 | 0.06068 | 0.060459 | 0.060254 | 0.060064 | 0 | 0 | 0 | 0 | 0 | 0 | 0.064766 | 0.1295 | 0.19384 | 0.25823 | 0.32266 | 0.38628 | 0.44973 | 0.51304 | 0.57535 | 0.6379 | 0.69985 | 0.76181 | 0.82346 | 0.88456 | 0.94573 | 1.0066 | 1.0673 | 1.1278 | 1.188 | 1.2481 | 1.2481 | 1.2481 | 1.2481 | 1.2481 | 1.2481 | 1.2481 | 0.42496 | 0.42413 | 0.42104 | 0.42068 | 0.42042 | 0.41448 | 0.41285 | 0.41158 | 0.40462 | 0.40588 | 0.40172 | 0.40159 | 0.39941 | 0.39569 | 0.39609 | 0.39436 | 0.39278 | 0.39131 | 0.38994 | 0.38867 | 0 | 0 | 0 | 0 | 0 | 0 | 0.42496 | 0.8485 | 1.2683 | 1.6872 | 2.1053 | 2.5167 | 2.9265 | 3.335 | 3.7361 | 4.1394 | 4.5382 | 4.9377 | 5.3351 | 5.7287 | 6.1238 | 6.5167 | 6.9088 | 7.2993 | 7.6885 | 8.0764 | 8.076 | 8.0757 | 8.0754 | 0 | 0 | 0 | 0.064766 | 0.06473 | 0.064348 | 0.064383 | 0.064437 | 0.063618 | 0.063444 | 0.063316 | 0.06231 | 0.062548 | 0.061952 | 0.06196 | 0.061648 | 0.061098 | 0.06117 | 0.060917 | 0.06068 | 0.060459 | 0.060254 | 0.060064 | 0 | 0 | 0 | 0 | 0 | 0 | 0.064766 | 0.1295 | 0.19384 | 0.25823 | 0.32266 | 0.38628 | 0.44973 | 0.51304 | 0.57535 | 0.6379 | 0.69985 | 0.76181 | 0.82346 | 0.88456 | 0.94573 | 1.0066 | 1.0673 | 1.1278 | 1.188 | 1.2481 | 1.2481 | 1.2481 | 1.2481 | 1.2481 | 1.2481 | 1.2481 | 213.7006 | 213.9383 | 214.175 | 214.4134 | 214.6517 | 214.8839 | 215.1142 | 215.3425 | 215.5687 | 215.8087 | 216.0294 | 216.248 | 216.4635 | 216.6763 | 216.8899 | 217.0966 | 217.3122 | 217.5207 | 217.7231 | 217.9271 | 218.1136 | 218.2841 | 218.4399 | 218.5823 | 218.7124 | 218.8313 | 156.2172 | 156.391 | 156.564 | 156.7383 | 156.9125 | 157.0822 | 157.2506 | 157.4175 | 157.5828 | 157.7582 | 157.9196 | 158.0794 | 158.2369 | 158.3925 | 158.5486 | 158.6998 | 158.8573 | 159.0098 | 159.1577 | 159.3068 | 159.4432 | 159.5678 | 159.6817 | 159.7858 | 159.8809 | 159.9678
WA_Industrial_Petroleum_Existing_Process_Natural Gas_Process - Insulate Heated Process Fluids_A | WA | Industrial | Petroleum | Existing | Process | Natural Gas | Process - Insulate Heated Process Fluids | A | IM349 | No insulation | Insulated process fluid lines | 20 | 11059.7224 | 0 | 0 | 26011.58 | 0 | 0 | 0 | 13005.7885 |  | employee | 5% | 10% | Retrofit | Retro12Med | 84.73% | TBD | 0.2% | 213.885 |  | 156.352 |  | 1.5648 | PGE Workpaper - SWWH017-01 | PGE Workpaper - SWWH017-01 | PGE Workpaper - SWWH017-01 | No insulation | No insulation | No insulation | No insulation | No insulation | No insulation | No insulation | No insulation | No insulation | No insulation | No insulation | No insulation | No insulation | No insulation | No insulation | No insulation | No insulation | No insulation | No insulation | No insulation | No insulation | No insulation | No insulation | No insulation | No insulation | No insulation | No insulation | No insulation | No insulation | No insulation | No insulation | Insulated process fluid lines | Insulated process fluid lines | Insulated process fluid lines | Insulated process fluid lines | Insulated process fluid lines | Insulated process fluid lines | Insulated process fluid lines | Insulated process fluid lines | Insulated process fluid lines | Insulated process fluid lines | Insulated process fluid lines | Insulated process fluid lines | Insulated process fluid lines | Insulated process fluid lines | Insulated process fluid lines | Insulated process fluid lines | Insulated process fluid lines | Insulated process fluid lines | Insulated process fluid lines | Insulated process fluid lines | Insulated process fluid lines | Insulated process fluid lines | Insulated process fluid lines | Insulated process fluid lines | Insulated process fluid lines | Insulated process fluid lines | Insulated process fluid lines | Insulated process fluid lines | Insulated process fluid lines | Insulated process fluid lines | Insulated process fluid lines | 26011.58 | 26011.58 | 26011.58 | 26011.58 | 26011.58 | 26011.58 | 26011.58 | 26011.58 | 26011.58 | 26011.58 | 26011.58 | 26011.58 | 26011.58 | 26011.58 | 26011.58 | 26011.58 | 26011.58 | 26011.58 | 26011.58 | 26011.58 | 26011.58 | 26011.58 | 26011.58 | 26011.58 | 26011.58 | 26011.58 | 26011.58 | 26011.58 | 26011.58 | 26011.58 | 26011.58 | 0 | 0 | 0 | 0 | 0 | 11052.4958 | 11045.816 | 11039.4548 | 11033.3852 | 11027.4132 | 11021.5619 | 11016.9521 | 11013.1117 | 11009.214 | 11006.7493 | 11003.9781 | 11002.0536 | 11000.0934 | 10998.098 | 10996.8783 | 10995.4467 | 10994.497 | 10993.57 | 10992.665 | 10991.7819 | 10991.5839 | 10991.402 | 10991.2362 | 11059.7224 | 11059.7224 | 11059.7224 | 0.92109 | 0.92003 | 0.91408 | 0.91407 | 0.91433 | 0.81202 | 0.64757 | 0.51682 | 0.40675 | 0.32657 | 0.2587 | 0.20695 | 0.1647 | 0.13056 | 0.10456 | 0.08329 | 0.00056584 | 0.00020133 | 6.8398e-05 | 2.2231e-05 | 1.8841e-05 | 1.8791e-05 | 1.8745e-05 | 1.8821e-05 | 1.8784e-05 | 1.8752e-05 | 0.92109 | 1.8406 | 2.7536 | 3.6661 | 4.5785 | 5.3881 | 6.0334 | 6.5481 | 6.9525 | 7.2775 | 7.5344 | 7.74 | 7.9034 | 8.0325 | 8.1362 | 8.2184 | 8.2182 | 8.2177 | 8.2171 | 8.2165 | 8.2164 | 8.2163 | 8.2162 | 0 | 0 | 0 | 0.083338 | 0.083292 | 0.082801 | 0.082846 | 0.082914 | 0.073675 | 0.058779 | 0.046928 | 0.036946 | 0.02967 | 0.023509 | 0.01881 | 0.014972 | 0.011871 | 0.009508 | 0.007575 | 5.1466e-05 | 1.8314e-05 | 6.2221e-06 | 2.0226e-06 | 1.7142e-06 | 1.7096e-06 | 1.7055e-06 | 1.7017e-06 | 1.6984e-06 | 1.6955e-06 | 0.083338 | 0.16663 | 0.24943 | 0.33228 | 0.41519 | 0.48887 | 0.54765 | 0.59457 | 0.63152 | 0.66119 | 0.6847 | 0.70351 | 0.71848 | 0.73035 | 0.73986 | 0.74744 | 0.74749 | 0.74751 | 0.74751 | 0.74751 | 0.74752 | 0.74752 | 0.74752 | 0.74752 | 0.74752 | 0.74752 | 0.78301 | 0.78217 | 0.77718 | 0.77724 | 0.77752 | 0.69057 | 0.55075 | 0.43958 | 0.34597 | 0.27778 | 0.22006 | 0.17604 | 0.14011 | 0.11107 | 0.088951 | 0.070859 | 0.00048139 | 0.00017129 | 5.8191e-05 | 1.8914e-05 | 1.603e-05 | 1.5987e-05 | 1.5948e-05 | 1.5998e-05 | 1.5967e-05 | 1.5939e-05 | 0.78301 | 1.5648 | 2.3412 | 3.1173 | 3.8934 | 4.5822 | 5.1314 | 5.5694 | 5.9137 | 6.1904 | 6.4091 | 6.5842 | 6.7233 | 6.8333 | 6.9217 | 6.9917 | 6.9917 | 6.9914 | 6.991 | 6.9905 | 6.9904 | 6.9903 | 6.9902 | 0 | 0 | 0 | 0.070837 | 0.070798 | 0.070381 | 0.070419 | 0.070477 | 0.062624 | 0.049962 | 0.039889 | 0.031404 | 0.025219 | 0.019983 | 0.015988 | 0.012726 | 0.01009 | 0.0080818 | 0.0064387 | 4.3746e-05 | 1.5567e-05 | 5.2888e-06 | 1.7192e-06 | 1.457e-06 | 1.4532e-06 | 1.4496e-06 | 1.4465e-06 | 1.4437e-06 | 1.4412e-06 | 0.070837 | 0.14164 | 0.21202 | 0.28244 | 0.35291 | 0.41554 | 0.4655 | 0.50539 | 0.53679 | 0.56201 | 0.58199 | 0.59798 | 0.61071 | 0.6208 | 0.62888 | 0.63532 | 0.63536 | 0.63538 | 0.63538 | 0.63539 | 0.63539 | 0.63539 | 0.63539 | 0.63539 | 0.63539 | 0.6354 | 0.78301 | 0.78217 | 0.77718 | 0.77724 | 0.77752 | 0.69057 | 0.55075 | 0.43958 | 0.34597 | 0.27778 | 0.22006 | 0.17604 | 0.14011 | 0.11107 | 0.088951 | 0.070859 | 0.00048139 | 0.00017129 | 5.8191e-05 | 1.8914e-05 | 1.603e-05 | 1.5987e-05 | 1.5948e-05 | 1.5998e-05 | 1.5967e-05 | 1.5939e-05 | 0.78301 | 1.5648 | 2.3412 | 3.1173 | 3.8934 | 4.5822 | 5.1314 | 5.5694 | 5.9137 | 6.1904 | 6.4091 | 6.5842 | 6.7233 | 6.8333 | 6.9217 | 6.9917 | 6.9917 | 6.9914 | 6.991 | 6.9905 | 6.9904 | 6.9903 | 6.9902 | 0 | 0 | 0 | 0.070837 | 0.070798 | 0.070381 | 0.070419 | 0.070477 | 0.062624 | 0.049962 | 0.039889 | 0.031404 | 0.025219 | 0.019983 | 0.015988 | 0.012726 | 0.01009 | 0.0080818 | 0.0064387 | 4.3746e-05 | 1.5567e-05 | 5.2888e-06 | 1.7192e-06 | 1.457e-06 | 1.4532e-06 | 1.4496e-06 | 1.4465e-06 | 1.4437e-06 | 1.4412e-06 | 0.070837 | 0.14164 | 0.21202 | 0.28244 | 0.35291 | 0.41554 | 0.4655 | 0.50539 | 0.53679 | 0.56201 | 0.58199 | 0.59798 | 0.61071 | 0.6208 | 0.62888 | 0.63532 | 0.63536 | 0.63538 | 0.63538 | 0.63539 | 0.63539 | 0.63539 | 0.63539 | 0.63539 | 0.63539 | 0.6354 | 0.78301 | 0.78217 | 0.77718 | 0.77724 | 0.77752 | 0.69057 | 0.55075 | 0.43958 | 0.34597 | 0.27778 | 0.22006 | 0.17604 | 0.14011 | 0.11107 | 0.088951 | 0.070859 | 0.00048139 | 0.00017129 | 5.8191e-05 | 1.8914e-05 | 1.603e-05 | 1.5987e-05 | 1.5948e-05 | 1.5998e-05 | 1.5967e-05 | 1.5939e-05 | 0.78301 | 1.5648 | 2.3412 | 3.1173 | 3.8934 | 4.5822 | 5.1314 | 5.5694 | 5.9137 | 6.1904 | 6.4091 | 6.5842 | 6.7233 | 6.8333 | 6.9217 | 6.9917 | 6.9917 | 6.9914 | 6.991 | 6.9905 | 6.9904 | 6.9903 | 6.9902 | 0 | 0 | 0 | 0.070837 | 0.070798 | 0.070381 | 0.070419 | 0.070477 | 0.062624 | 0.049962 | 0.039889 | 0.031404 | 0.025219 | 0.019983 | 0.015988 | 0.012726 | 0.01009 | 0.0080818 | 0.0064387 | 4.3746e-05 | 1.5567e-05 | 5.2888e-06 | 1.7192e-06 | 1.457e-06 | 1.4532e-06 | 1.4496e-06 | 1.4465e-06 | 1.4437e-06 | 1.4412e-06 | 0.070837 | 0.14164 | 0.21202 | 0.28244 | 0.35291 | 0.41554 | 0.4655 | 0.50539 | 0.53679 | 0.56201 | 0.58199 | 0.59798 | 0.61071 | 0.6208 | 0.62888 | 0.63532 | 0.63536 | 0.63538 | 0.63538 | 0.63539 | 0.63539 | 0.63539 | 0.63539 | 0.63539 | 0.63539 | 0.6354 | 213.885 | 213.885 | 213.885 | 213.885 | 213.885 | 213.885 | 213.885 | 213.885 | 213.885 | 213.885 | 213.885 | 213.885 | 213.885 | 213.885 | 213.885 | 213.885 | 213.885 | 213.885 | 213.885 | 213.885 | 213.885 | 213.885 | 213.885 | 213.885 | 213.885 | 213.885 | 156.352 | 156.352 | 156.352 | 156.352 | 156.352 | 156.352 | 156.352 | 156.352 | 156.352 | 156.352 | 156.352 | 156.352 | 156.352 | 156.352 | 156.352 | 156.352 | 156.352 | 156.352 | 156.352 | 156.352 | 156.352 | 156.352 | 156.352 | 156.352 | 156.352 | 156.352
WA_Industrial_Petroleum_Existing_Process_Natural Gas_Process Heat Recovery_A | WA | Industrial | Petroleum | Existing | Process | Natural Gas | Process Heat Recovery | A | IM350 | No HR system | HR system installed | 15 | 33.7751 | 0 | 0 | 586.67 | 0 | 0 | 0 | 293.3354 |  | cfm | 5% | 50% | Retrofit | Retro12Med | 84.73% | TBD | 0.2% | 1821.5833 |  | 1384.9809 |  | 0.17121 | MN TRM v3.1 - Exhaust Energy Recovery | WI TRM - Process Exhaust Filtration, 3244 | MN TRM v3.1 - Exhaust Energy Recovery | No HR system | No HR system | No HR system | No HR system | No HR system | No HR system | No HR system | No HR system | No HR system | No HR system | No HR system | No HR system | No HR system | No HR system | No HR system | No HR system | No HR system | No HR system | No HR system | No HR system | No HR system | No HR system | No HR system | No HR system | No HR system | No HR system | No HR system | No HR system | No HR system | No HR system | No HR system | HR system installed | HR system installed | HR system installed | HR system installed | HR system installed | HR system installed | HR system installed | HR system installed | HR system installed | HR system installed | HR system installed | HR system installed | HR system installed | HR system installed | HR system installed | HR system installed | HR system installed | HR system installed | HR system installed | HR system installed | HR system installed | HR system installed | HR system installed | HR system installed | HR system installed | HR system installed | HR system installed | HR system installed | HR system installed | HR system installed | HR system installed | 586.67 | 586.67 | 586.67 | 586.67 | 586.67 | 586.67 | 586.67 | 586.67 | 586.67 | 586.67 | 586.67 | 586.67 | 586.67 | 586.67 | 586.67 | 586.67 | 586.67 | 586.67 | 586.67 | 586.67 | 586.67 | 586.67 | 586.67 | 586.67 | 586.67 | 586.67 | 586.67 | 586.67 | 586.67 | 586.67 | 586.67 | 0 | 0 | 0 | 0 | 0 | 33.6585 | 33.5425 | 33.4246 | 33.3071 | 33.1878 | 33.0629 | 32.9502 | 32.8438 | 32.7304 | 32.6421 | 32.5458 | 32.4671 | 32.3876 | 32.3071 | 32.2441 | 32.1757 | 32.113 | 32.0511 | 31.9898 | 31.9291 | 31.9238 | 31.919 | 31.9146 | 0 | 0 | 0 | 0.10098 | 0.10058 | 0.099633 | 0.099337 | 0.099063 | 0.087693 | 0.069724 | 0.055486 | 0.043533 | 0.034865 | 0.027545 | 0.021985 | 0.017457 | 0.013807 | 0.011037 | 0.0087743 | 5.9498e-05 | 2.1131e-05 | 7.1656e-06 | 2.3248e-06 | 1.97e-06 | 1.9645e-06 | 1.9594e-06 | 0 | 0 | 0 | 0.10098 | 0.20121 | 0.30014 | 0.39842 | 0.49605 | 0.58188 | 0.64962 | 0.70301 | 0.74412 | 0.77697 | 0.80223 | 0.82227 | 0.83772 | 0.84944 | 0.85882 | 0.86577 | 0.86414 | 0.8625 | 0.86086 | 0.85923 | 0.85909 | 0.85896 | 0.85884 | 0 | 0 | 0 | 3.0002 | 2.9985 | 2.9808 | 2.9825 | 2.9849 | 2.6523 | 2.116 | 1.6894 | 1.3301 | 1.0681 | 0.84634 | 0.67716 | 0.539 | 0.42735 | 0.34229 | 0.2727 | 0.0018528 | 0.0006593 | 0.000224 | 7.2812e-05 | 6.171e-05 | 6.1546e-05 | 6.1396e-05 | 1.0948e-06 | 1.0948e-06 | 1.0948e-06 | 3.0002 | 5.9987 | 8.9795 | 11.962 | 14.9469 | 17.5992 | 19.7153 | 21.4047 | 22.7347 | 23.8028 | 24.6492 | 25.3263 | 25.8653 | 26.2927 | 26.635 | 26.9077 | 26.9095 | 26.9102 | 26.9104 | 26.9105 | 26.9105 | 26.9106 | 26.9107 | 26.9107 | 26.9107 | 26.9107 | 0.085878 | 0.08558 | 0.084821 | 0.084613 | 0.084425 | 0.074778 | 0.059486 | 0.047362 | 0.037179 | 0.029788 | 0.023544 | 0.018799 | 0.014932 | 0.011814 | 0.009447 | 0.0075128 | 5.0959e-05 | 1.8104e-05 | 6.1408e-06 | 1.9929e-06 | 1.6888e-06 | 1.6841e-06 | 1.6798e-06 | 0 | 0 | 0 | 0.085878 | 0.17121 | 0.25552 | 0.33937 | 0.42276 | 0.49618 | 0.55423 | 0.60008 | 0.63549 | 0.66382 | 0.68571 | 0.7031 | 0.71657 | 0.72687 | 0.73511 | 0.7413 | 0.74013 | 0.73893 | 0.73774 | 0.73656 | 0.73646 | 0.73636 | 0.73628 | 0 | 0 | 0 | 2.5501 | 2.5487 | 2.5337 | 2.5351 | 2.5372 | 2.2545 | 1.7986 | 1.436 | 1.1306 | 0.90789 | 0.71939 | 0.57559 | 0.45815 | 0.36325 | 0.29095 | 0.23179 | 0.0015749 | 0.0005604 | 0.0001904 | 6.189e-05 | 5.2454e-05 | 5.2314e-05 | 5.2187e-05 | 9.3059e-07 | 9.3059e-07 | 9.3059e-07 | 2.5501 | 5.0989 | 7.6326 | 10.1677 | 12.7049 | 14.9593 | 16.758 | 18.194 | 19.3245 | 20.2324 | 20.9518 | 21.5274 | 21.9855 | 22.3488 | 22.6397 | 22.8715 | 22.8731 | 22.8737 | 22.8738 | 22.8739 | 22.874 | 22.874 | 22.8741 | 22.8741 | 22.8741 | 22.8741 | 0 | 0 | 0 | 0 | 0 | 0 | 0 | 0 | 0 | 0 | 0 | 0 | 0 | 0 | 0 | 0 | 0 | 0 | 0 | 0 | 0 | 0 | 0 | 0 | 0 | 0 | 0 | 0 | 0 | 0 | 0 | 0 | 0 | 0 | 0 | 0 | 0 | 0 | 0 | 0 | 0 | 0 | 0 | 0 | 0 | 0 | 0 | 0 | 0 | 0 | 0 | 0 | 0 | 0 | 0 | 0 | 0 | 0 | 0 | 0 | 0 | 0 | 0 | 0 | 0 | 0 | 0 | 0 | 0 | 0 | 0 | 0 | 0 | 0 | 0 | 0 | 0 | 0 | 0 | 0 | 0 | 0 | 0 | 0 | 0 | 0 | 0 | 0 | 0 | 0 | 0 | 0 | 0 | 0 | 0 | 0 | 0 | 0 | 0 | 0 | 0 | 0 | 0 | 0 | 0 | 0 | 0 | 0 | 0 | 0 | 0 | 0 | 0 | 0 | 0 | 0 | 0 | 0 | 0 | 0 | 0 | 0 | 0 | 0 | 0 | 0 | 0 | 0 | 0 | 0 | 0 | 0 | 0 | 0 | 0 | 0 | 0 | 0 | 0 | 0 | 0 | 0 | 0 | 0 | 0 | 0 | 0 | 0 | 0 | 0 | 0 | 0 | 0 | 0 | 0 | 0 | 0 | 0 | 0 | 0 | 0 | 0 | 0 | 0 | 0 | 0 | 0 | 0 | 0 | 0 | 0 | 0 | 0 | 0 | 0 | 0 | 0 | 0 | 0 | 0 | 0 | 0 | 0 | 0 | 0 | 0 | 0 | 0 | 0 | 0 | 0 | 0 | 0 | 0 | 0 | 0 | 0 | 0 | 0 | 0 | 0 | 0 | 0 | 0 | 0 | 0 | 0 | 0 | 1821.5833 | 1821.5833 | 1821.5833 | 1821.5833 | 1821.5833 | 1821.5833 | 1821.5833 | 1821.5833 | 1821.5833 | 1821.5833 | 1821.5833 | 1821.5833 | 1821.5833 | 1821.5833 | 1821.5833 | 1821.5833 | 1821.5833 | 1821.5833 | 1821.5833 | 1821.5833 | 1821.5833 | 1821.5833 | 1821.5833 | 0 | 0 | 0 | 1384.9809 | 1384.9809 | 1384.9809 | 1384.9809 | 1384.9809 | 1384.9809 | 1384.9809 | 1384.9809 | 1384.9809 | 1384.9809 | 1384.9809 | 1384.9809 | 1384.9809 | 1384.9809 | 1384.9809 | 1384.9809 | 1384.9809 | 1384.9809 | 1384.9809 | 1384.9809 | 1384.9809 | 1384.9809 | 1384.9809 | 0 | 0 | 0
WA_Industrial_Petroleum_Existing_Space Heating_Natural Gas_Building Automation System_A | WA | Industrial | Petroleum | Existing | Space Heating | Natural Gas | Building Automation System | A | IM351 | No control system | Automation system installed and programmed | 15 | 0.015698 | 0 | 0 | 0.1 | 0.03 | 0 | 0 | 0.05225 |  | sqft | 5% | 65% | Retrofit | Retro1Slow | 81.8% | TBD | 0.2% | 2855.2146 |  | 568.632 |  | 0.0016894 | COM_EMS-All-XCELCO-2017-18-3 | BEHAV_EIS-All-CPUC-2018_PG-10 | COM_EMS-All-XCELCO-2017-18-3 | No control system | No control system | No control system | No control system | No control system | No control system | No control system | No control system | No control system | No control system | No control system | No control system | No control system | No control system | No control system | No control system | No control system | No control system | No control system | No control system | No control system | No control system | No control system | No control system | No control system | No control system | No control system | No control system | No control system | No control system | No control system | Automation system installed and programmed | Automation system installed and programmed | Automation system installed and programmed | Automation system installed and programmed | Automation system installed and programmed | Automation system installed and programmed | Automation system installed and programmed | Automation system installed and programmed | Automation system installed and programmed | Automation system installed and programmed | Automation system installed and programmed | Automation system installed and programmed | Automation system installed and programmed | Automation system installed and programmed | Automation system installed and programmed | Automation system installed and programmed | Automation system installed and programmed | Automation system installed and programmed | Automation system installed and programmed | Automation system installed and programmed | Automation system installed and programmed | Automation system installed and programmed | Automation system installed and programmed | Automation system installed and programmed | Automation system installed and programmed | Automation system installed and programmed | Automation system installed and programmed | Automation system installed and programmed | Automation system installed and programmed | Automation system installed and programmed | Automation system installed and programmed | 0.1 | 0.1 | 0.1 | 0.1 | 0.1 | 0.1 | 0.1 | 0.1 | 0.1 | 0.1 | 0.1 | 0.1 | 0.1 | 0.1 | 0.1 | 0.1 | 0.1 | 0.1 | 0.1 | 0.1 | 0.1 | 0.1 | 0.1 | 0.1 | 0.1 | 0.1 | 0.1 | 0.1 | 0.1 | 0.1 | 0.1 | 0 | 0 | 0 | 0 | 0 | 0.015184 | 0.014997 | 0.014765 | 0.01453 | 0.014294 | 0.014058 | 0.013827 | 0.013606 | 0.013389 | 0.013178 | 0.012983 | 0.012804 | 0.012631 | 0.012461 | 0.012299 | 0.012137 | 0.011974 | 0.011808 | 0.011648 | 0.01149 | 0.011356 | 0.011229 | 0.011107 | 0 | 0 | 0 | 0.00066938 | 0.0013209 | 0.0022954 | 0.0036763 | 0.0054941 | 0.0076405 | 0.010194 | 0.012978 | 0.015544 | 0.01811 | 0.019827 | 0.020805 | 0.020504 | 0.0189 | 0.01642 | 0.013345 | 0.010028 | 0.006822 | 0.0042846 | 0.0027478 | 0 | 0 | 0 | 0 | 0 | 0 | 0.00066938 | 0.001982 | 0.0042467 | 0.0078555 | 0.013222 | 0.020644 | 0.030499 | 0.04299 | 0.057845 | 0.075045 | 0.093764 | 0.11328 | 0.13224 | 0.14937 | 0.16385 | 0.17503 | 0.18271 | 0.18701 | 0.18875 | 0.18894 | 0.18674 | 0.18464 | 0.18264 | 0 | 0 | 0 | 44.0848 | 88.0742 | 155.4575 | 253.0097 | 384.3509 | 543.4822 | 737.2648 | 953.8209 | 1160.9786 | 1374.2967 | 1527.1679 | 1624.8299 | 1623.4014 | 1516.6791 | 1335.0798 | 1099.5305 | 837.5472 | 577.7277 | 367.8495 | 239.1453 | 0 | 0 | 0 | 0 | 0 | 0 | 44.0848 | 132.159 | 287.6165 | 540.6262 | 924.9771 | 1468.4593 | 2205.7241 | 3159.545 | 4320.5236 | 5694.8204 | 7221.9883 | 8846.8182 | 10470.2196 | 11986.8987 | 13321.9785 | 14421.5091 | 15259.0563 | 15836.784 | 16204.6334 | 16443.7787 | 16443.7787 | 16443.7787 | 16443.7787 | 16443.7787 | 16443.7787 | 16443.7787 | 0.00056983 | 0.0011259 | 0.0019608 | 0.0031473 | 0.0047139 | 0.0065709 | 0.0087874 | 0.011212 | 0.013461 | 0.015719 | 0.017247 | 0.018132 | 0.017907 | 0.016539 | 0.014397 | 0.011724 | 0.0088291 | 0.0060195 | 0.0037945 | 0.0024427 | 0 | 0 | 0 | 0 | 0 | 0 | 0.00056983 | 0.0016894 | 0.0036277 | 0.0067252 | 0.011344 | 0.017754 | 0.02629 | 0.037141 | 0.050096 | 0.065135 | 0.081562 | 0.098727 | 0.11549 | 0.13072 | 0.14365 | 0.15377 | 0.16085 | 0.16501 | 0.16716 | 0.16796 | 0.16661 | 0.16534 | 0.16416 | 0 | 0 | 0 | 37.4721 | 74.8631 | 132.1389 | 215.0582 | 326.6983 | 461.9599 | 626.6751 | 810.7478 | 986.8318 | 1168.1522 | 1298.0927 | 1381.1054 | 1379.8912 | 1289.1773 | 1134.8178 | 934.601 | 711.9152 | 491.0685 | 312.672 | 203.2735 | 0 | 0 | 0 | 0 | 0 | 0 | 37.4721 | 112.3351 | 244.474 | 459.5323 | 786.2305 | 1248.1904 | 1874.8655 | 2685.6133 | 3672.4451 | 4840.5973 | 6138.69 | 7519.7955 | 8899.6867 | 10188.8639 | 11323.6818 | 12258.2827 | 12970.1979 | 13461.2664 | 13773.9384 | 13977.2119 | 13977.2119 | 13977.2119 | 13977.2119 | 13977.2119 | 13977.2119 | 13977.2119 | 0.00057015 | 0.0011274 | 0.0019656 | 0.0031589 | 0.0047376 | 0.0066135 | 0.0088573 | 0.011318 | 0.013611 | 0.015921 | 0.017499 | 0.018426 | 0.018228 | 0.016867 | 0.014707 | 0.011998 | 0.0090533 | 0.0061845 | 0.0039003 | 0.0025118 | 0 | 0 | 0 | 0 | 0 | 0 | 0.00057015 | 0.0016918 | 0.0036366 | 0.0067499 | 0.011402 | 0.017869 | 0.026499 | 0.037492 | 0.050654 | 0.065972 | 0.082751 | 0.10033 | 0.11756 | 0.1333 | 0.14675 | 0.15737 | 0.16494 | 0.16953 | 0.17182 | 0.17271 | 0.17138 | 0.17013 | 0.16896 | 0 | 0 | 0 | 37.4721 | 74.8631 | 132.1389 | 215.0582 | 326.6983 | 461.9599 | 626.6751 | 810.7478 | 986.8318 | 1168.1522 | 1298.0927 | 1381.1054 | 1379.8912 | 1289.1773 | 1134.8178 | 934.601 | 711.9152 | 491.0685 | 312.672 | 203.2735 | 0 | 0 | 0 | 0 | 0 | 0 | 37.4721 | 112.3351 | 244.474 | 459.5323 | 786.2305 | 1248.1904 | 1874.8655 | 2685.6133 | 3672.4451 | 4840.5973 | 6138.69 | 7519.7955 | 8899.6867 | 10188.8639 | 11323.6818 | 12258.2827 | 12970.1979 | 13461.2664 | 13773.9384 | 13977.2119 | 13977.2119 | 13977.2119 | 13977.2119 | 13977.2119 | 13977.2119 | 13977.2119 | 0.00056983 | 0.0011259 | 0.0019608 | 0.0031473 | 0.0047139 | 0.0065709 | 0.0087874 | 0.011212 | 0.013461 | 0.015719 | 0.017247 | 0.018132 | 0.017907 | 0.016539 | 0.014397 | 0.011724 | 0.0088291 | 0.0060195 | 0.0037945 | 0.0024427 | 0 | 0 | 0 | 0 | 0 | 0 | 0.00056983 | 0.0016894 | 0.0036277 | 0.0067252 | 0.011344 | 0.017754 | 0.02629 | 0.037141 | 0.050096 | 0.065135 | 0.081562 | 0.098727 | 0.11549 | 0.13072 | 0.14365 | 0.15377 | 0.16085 | 0.16501 | 0.16716 | 0.16796 | 0.16661 | 0.16534 | 0.16416 | 0 | 0 | 0 | 37.4721 | 74.8631 | 132.1389 | 215.0582 | 326.6983 | 461.9599 | 626.6751 | 810.7478 | 986.8318 | 1168.1522 | 1298.0927 | 1381.1054 | 1379.8912 | 1289.1773 | 1134.8178 | 934.601 | 711.9152 | 491.0685 | 312.672 | 203.2735 | 0 | 0 | 0 | 0 | 0 | 0 | 37.4721 | 112.3351 | 244.474 | 459.5323 | 786.2305 | 1248.1904 | 1874.8655 | 2685.6133 | 3672.4451 | 4840.5973 | 6138.69 | 7519.7955 | 8899.6867 | 10188.8639 | 11323.6818 | 12258.2827 | 12970.1979 | 13461.2664 | 13773.9384 | 13977.2119 | 13977.2119 | 13977.2119 | 13977.2119 | 13977.2119 | 13977.2119 | 13977.2119 | 2627.0114 | 2649.6732 | 2677.9889 | 2707.3155 | 2737.3839 | 2767.4257 | 2797.8705 | 2827.3427 | 2855.8529 | 2885.4197 | 2911.9801 | 2937.6858 | 2962.4244 | 2986.2803 | 3010.762 | 3034.8572 | 3059.4052 | 3084.8247 | 3109.6784 | 3134.1682 | 3157.3504 | 3179.2781 | 3200.0044 | 0 | 0 | 0 | 523.1841 | 527.6973 | 533.3365 | 539.1771 | 545.1654 | 551.1484 | 557.2116 | 563.0812 | 568.7592 | 574.6476 | 579.9372 | 585.0567 | 589.9835 | 594.7345 | 599.6102 | 604.4089 | 609.2977 | 614.3602 | 619.3099 | 624.1872 | 628.8041 | 633.1711 | 637.2989 | 0 | 0 | 0
WA_Industrial_Petroleum_Existing_Space Heating_Natural Gas_Steam System Efficiency Improvements_A | WA | Industrial | Petroleum | Existing | Space Heating | Natural Gas | Steam System Efficiency Improvements | A | IM352 | Average system efficiency | Optimized system | 5 | 0.14024 | 0 | 0 | 0.12 | 0 | 0 | 0 | 0.0594 |  | sqft | 30% | 60% | Retrofit | Retro1Slow | 81.8% | TBD | 0.2% | 133269.3849 |  | 118104.8679 |  | 0.00021842 | AEG Research | DOE - Improving Steam System Performance: A Sourcebook for Industry, Second Edition. October 2012. | DOE - Improving Steam System Performance: A Sourcebook for Industry, Second Edition. October 2012. | Average system efficiency | Average system efficiency | Average system efficiency | Average system efficiency | Average system efficiency | Average system efficiency | Average system efficiency | Average system efficiency | Average system efficiency | Average system efficiency | Average system efficiency | Average system efficiency | Average system efficiency | Average system efficiency | Average system efficiency | Average system efficiency | Average system efficiency | Average system efficiency | Average system efficiency | Average system efficiency | Average system efficiency | Average system efficiency | Average system efficiency | Average system efficiency | Average system efficiency | Average system efficiency | Average system efficiency | Average system efficiency | Average system efficiency | Average system efficiency | Average system efficiency | Optimized system | Optimized system | Optimized system | Optimized system | Optimized system | Optimized system | Optimized system | Optimized system | Optimized system | Optimized system | Optimized system | Optimized system | Optimized system | Optimized system | Optimized system | Optimized system | Optimized system | Optimized system | Optimized system | Optimized system | Optimized system | Optimized system | Optimized system | Optimized system | Optimized system | Optimized system | Optimized system | Optimized system | Optimized system | Optimized system | Optimized system | 0.12 | 0.12 | 0.12 | 0.12 | 0.12 | 0.12 | 0.12 | 0.12 | 0.12 | 0.12 | 0.12 | 0.12 | 0.12 | 0.12 | 0.12 | 0.12 | 0.12 | 0.12 | 0.12 | 0.12 | 0.12 | 0.12 | 0.12 | 0.12 | 0.12 | 0.12 | 0.12 | 0.12 | 0.12 | 0.12 | 0.12 | 0 | 0 | 0 | 0 | 0 | 0.13612 | 0.13298 | 0.12901 | 0.12433 | 0.11898 | 0.113 | 0.10696 | 0.10104 | 0.095111 | 0.09021 | 0.085572 | 0.081904 | 0.078624 | 0.075696 | 0.073592 | 0.07162 | 0.069894 | 0.068376 | 0.067112 | 0.065909 | 0.065136 | 0.06441 | 0.063727 | 0.11902 | 0.11854 | 0.11809 | 8.7218e-05 | 0.00017023 | 0.0002915 | 0.00045718 | 0.00066464 | 0.00089257 | 0.0011461 | 0.0014008 | 0.0016049 | 0.0018019 | 0.0018994 | 0.0019342 | 0.0018551 | 0.0016686 | 0.001428 | 0.0011445 | 0.00085082 | 0.00057413 | 0.0003588 | 0.00022909 | 0 | 0 | 0 | 0 | 0 | 0 | 8.7218e-05 | 0.00025544 | 0.00053931 | 0.0009769 | 0.0015995 | 0.0024117 | 0.0034289 | 0.00464 | 0.0059725 | 0.0074667 | 0.0089821 | 0.010531 | 0.011965 | 0.013188 | 0.014249 | 0.015012 | 0.015501 | 0.015738 | 0.015806 | 0.015752 | 0.015567 | 0.015394 | 0.01523 | 0 | 0 | 0 | 0.64073 | 1.2801 | 2.2594 | 3.6773 | 5.5862 | 7.899 | 10.7155 | 13.863 | 16.8738 | 19.9742 | 22.1961 | 23.6155 | 23.5947 | 22.0436 | 19.4042 | 15.9807 | 12.173 | 8.3968 | 5.3464 | 3.4758 | 0 | 0 | 0 | 0 | 0 | 0 | 0.64073 | 1.9208 | 4.1803 | 7.8575 | 13.4437 | 21.3428 | 32.0583 | 45.9213 | 62.7951 | 82.7693 | 104.9654 | 128.5809 | 152.1757 | 174.2193 | 193.6235 | 209.6043 | 221.7773 | 230.1741 | 235.5205 | 238.9962 | 238.9962 | 238.9962 | 238.9962 | 238.9962 | 238.9962 | 238.9962 | 7.4342e-05 | 0.00014556 | 0.00025051 | 0.00039527 | 0.00057874 | 0.00078385 | 0.0010158 | 0.0012534 | 0.001451 | 0.0016438 | 0.0017486 | 0.001794 | 0.0017327 | 0.0015687 | 0.0013488 | 0.0010861 | 0.00081078 | 0.00054924 | 0.00034488 | 0.00022125 | 0 | 0 | 0 | 0 | 0 | 0 | 7.4342e-05 | 0.00021842 | 0.00046348 | 0.0008446 | 0.0013928 | 0.0021179 | 0.003039 | 0.0041518 | 0.0053998 | 0.0068117 | 0.0082694 | 0.0097681 | 0.011175 | 0.012398 | 0.013459 | 0.014246 | 0.014771 | 0.015056 | 0.015193 | 0.015213 | 0.015093 | 0.014984 | 0.014884 | 0 | 0 | 0 | 0.54462 | 1.0881 | 1.9205 | 3.1257 | 4.7483 | 6.7142 | 9.1082 | 11.7835 | 14.3428 | 16.9781 | 18.8667 | 20.0732 | 20.0555 | 18.7371 | 16.4936 | 13.5836 | 10.3471 | 7.1373 | 4.5444 | 2.9544 | 0 | 0 | 0 | 0 | 0 | 0 | 0.54462 | 1.6327 | 3.5532 | 6.6789 | 11.4272 | 18.1414 | 27.2496 | 39.0331 | 53.3758 | 70.3539 | 89.2206 | 109.2938 | 129.3493 | 148.0864 | 164.58 | 178.1636 | 188.5107 | 195.648 | 200.1924 | 203.1468 | 203.1468 | 203.1468 | 203.1468 | 203.1468 | 203.1468 | 203.1468 | 7.4562e-05 | 0.00014648 | 0.000253 | 0.00040072 | 0.00058913 | 0.00080156 | 0.0010436 | 0.001294 | 0.0015064 | 0.0017159 | 0.0018362 | 0.0018946 | 0.0018408 | 0.0016769 | 0.0014498 | 0.0011739 | 0.00088105 | 0.00059992 | 0.000378 | 0.00024327 | 0 | 0 | 0 | 0 | 0 | 0 | 7.4562e-05 | 0.00021979 | 0.00046807 | 0.00085625 | 0.0014178 | 0.0021658 | 0.0031221 | 0.0042863 | 0.0056061 | 0.0071102 | 0.0086834 | 0.010316 | 0.011873 | 0.013254 | 0.014466 | 0.015397 | 0.016052 | 0.016445 | 0.016652 | 0.016727 | 0.016605 | 0.016492 | 0.016389 | 0 | 0 | 0 | 0.54462 | 1.0881 | 1.9205 | 3.1257 | 4.7483 | 6.7142 | 9.1082 | 11.7835 | 14.3428 | 16.9781 | 18.8667 | 20.0732 | 20.0555 | 18.7371 | 16.4936 | 13.5836 | 10.3471 | 7.1373 | 4.5444 | 2.9544 | 0 | 0 | 0 | 0 | 0 | 0 | 0.54462 | 1.6327 | 3.5532 | 6.6789 | 11.4272 | 18.1414 | 27.2496 | 39.0331 | 53.3758 | 70.3539 | 89.2206 | 109.2938 | 129.3493 | 148.0864 | 164.58 | 178.1636 | 188.5107 | 195.648 | 200.1924 | 203.1468 | 203.1468 | 203.1468 | 203.1468 | 203.1468 | 203.1468 | 203.1468 | 7.4572e-05 | 0.00014647 | 0.00025305 | 0.00040117 | 0.00059066 | 0.00080529 | 0.0010508 | 0.0013059 | 0.0015236 | 0.0017375 | 0.001861 | 0.0019205 | 0.0018652 | 0.0016976 | 0.0014654 | 0.0011846 | 0.00088725 | 0.00060284 | 0.00037951 | 0.00024404 | 0 | 0 | 0 | 0 | 0 | 0 | 7.4572e-05 | 0.00021978 | 0.00046818 | 0.00085721 | 0.0014215 | 0.0021758 | 0.0031438 | 0.0043259 | 0.0056699 | 0.0071998 | 0.0088009 | 0.010457 | 0.01203 | 0.013417 | 0.014623 | 0.015537 | 0.016165 | 0.016525 | 0.016718 | 0.01678 | 0.016644 | 0.016528 | 0.016421 | 0 | 0 | 0 | 0.54462 | 1.0881 | 1.9205 | 3.1257 | 4.7483 | 6.7142 | 9.1082 | 11.7835 | 14.3428 | 16.9781 | 18.8667 | 20.0732 | 20.0555 | 18.7371 | 16.4936 | 13.5836 | 10.3471 | 7.1373 | 4.5444 | 2.9544 | 0 | 0 | 0 | 0 | 0 | 0 | 0.54462 | 1.6327 | 3.5532 | 6.6789 | 11.4272 | 18.1414 | 27.2496 | 39.0331 | 53.3758 | 70.3539 | 89.2206 | 109.2938 | 129.3493 | 148.0864 | 164.58 | 178.1636 | 188.5107 | 195.648 | 200.1924 | 203.1468 | 203.1468 | 203.1468 | 203.1468 | 203.1468 | 203.1468 | 203.1468 | 132064.0089 | 132210.881 | 132357.1506 | 132504.5203 | 132651.7967 | 132795.245 | 132937.5757 | 133078.6839 | 133218.4731 | 133366.7602 | 133503.1488 | 133638.2771 | 133771.4523 | 133902.9284 | 134034.9537 | 134162.7063 | 134295.9272 | 134424.7862 | 134549.8356 | 134675.9203 | 134791.1822 | 134896.5384 | 134992.8308 | 135080.8317 | 135161.249 | 135234.7317 | 117036.6497 | 117166.8095 | 117296.4353 | 117427.036 | 117557.5541 | 117684.6796 | 117810.8147 | 117935.8665 | 118059.7493 | 118191.163 | 118312.0321 | 118431.7844 | 118549.8058 | 118666.3214 | 118783.3238 | 118896.5396 | 119014.6015 | 119128.7978 | 119239.6181 | 119351.3558 | 119453.5022 | 119546.8701 | 119632.2056 | 119710.1929 | 119781.4597 | 119846.5809
WA_Industrial_Petroleum_Existing_Process_Natural Gas_Steam System Efficiency Improvements_A | WA | Industrial | Petroleum | Existing | Process | Natural Gas | Steam System Efficiency Improvements | A | IM353 | Average system efficiency | Optimized system | 5 | 0.70269 | 0 | 0 | 515.82 | 0 | 0 | 0 | 257.9085 |  | sqft | 30% | 60% | Retrofit | Retro1Slow | 81.8% | TBD | 0.2% | 133269.3849 |  | 118104.8679 |  | 2.0866e-05 | AEG Research | DOE - Improving Steam System Performance: A Sourcebook for Industry, Second Edition. October 2012. | DOE - Improving Steam System Performance: A Sourcebook for Industry, Second Edition. October 2012. | Average system efficiency | Average system efficiency | Average system efficiency | Average system efficiency | Average system efficiency | Average system efficiency | Average system efficiency | Average system efficiency | Average system efficiency | Average system efficiency | Average system efficiency | Average system efficiency | Average system efficiency | Average system efficiency | Average system efficiency | Average system efficiency | Average system efficiency | Average system efficiency | Average system efficiency | Average system efficiency | Average system efficiency | Average system efficiency | Average system efficiency | Average system efficiency | Average system efficiency | Average system efficiency | Average system efficiency | Average system efficiency | Average system efficiency | Average system efficiency | Average system efficiency | Optimized system | Optimized system | Optimized system | Optimized system | Optimized system | Optimized system | Optimized system | Optimized system | Optimized system | Optimized system | Optimized system | Optimized system | Optimized system | Optimized system | Optimized system | Optimized system | Optimized system | Optimized system | Optimized system | Optimized system | Optimized system | Optimized system | Optimized system | Optimized system | Optimized system | Optimized system | Optimized system | Optimized system | Optimized system | Optimized system | Optimized system | 515.82 | 515.82 | 515.82 | 515.82 | 515.82 | 515.82 | 515.82 | 515.82 | 515.82 | 515.82 | 515.82 | 515.82 | 515.82 | 515.82 | 515.82 | 515.82 | 515.82 | 515.82 | 515.82 | 515.82 | 515.82 | 515.82 | 515.82 | 515.82 | 515.82 | 515.82 | 515.82 | 515.82 | 515.82 | 515.82 | 515.82 | 0 | 0 | 0 | 0 | 0 | 0.7002 | 0.69772 | 0.69521 | 0.6927 | 0.69015 | 0.68749 | 0.6851 | 0.68285 | 0.68046 | 0.6786 | 0.67658 | 0.67492 | 0.67326 | 0.67157 | 0.67025 | 0.66882 | 0.66752 | 0.66623 | 0.66495 | 0.66369 | 0.66358 | 0.66348 | 0.66338 | 0.70269 | 0.70269 | 0.70269 | 8.2089e-06 | 1.6342e-05 | 2.8741e-05 | 4.6607e-05 | 7.0542e-05 | 9.9364e-05 | 0.00013432 | 0.00017321 | 0.00021009 | 0.00024801 | 0.00027478 | 0.00029163 | 0.00029066 | 0.00027087 | 0.00023797 | 0.00019557 | 0.00014868 | 0.00010236 | 6.5048e-05 | 4.2209e-05 | 0 | 0 | 0 | 0 | 0 | 0 | 8.2089e-06 | 2.4522e-05 | 5.3174e-05 | 9.959e-05 | 0.00016977 | 0.00026848 | 0.00040187 | 0.00057375 | 0.00078183 | 0.0010277 | 0.0012994 | 0.0015879 | 0.0018746 | 0.0021408 | 0.0023746 | 0.0025651 | 0.0027087 | 0.0028058 | 0.0028655 | 0.0029023 | 0.0029018 | 0.0029014 | 0.0029009 | 0 | 0 | 0 | 0.011724 | 0.023422 | 0.041342 | 0.067284 | 0.10221 | 0.14453 | 0.19606 | 0.25365 | 0.30874 | 0.36547 | 0.40613 | 0.4321 | 0.43172 | 0.40334 | 0.35504 | 0.2924 | 0.22273 | 0.15364 | 0.097824 | 0.063597 | 0 | 0 | 0 | 0 | 0 | 0 | 0.011724 | 0.035146 | 0.076487 | 0.14377 | 0.24598 | 0.39051 | 0.58658 | 0.84023 | 1.149 | 1.5144 | 1.9206 | 2.3527 | 2.7844 | 3.1877 | 3.5428 | 3.8352 | 4.0579 | 4.2115 | 4.3094 | 4.373 | 4.373 | 4.373 | 4.373 | 4.373 | 4.373 | 4.373 | 6.9813e-06 | 1.3906e-05 | 2.4469e-05 | 3.9702e-05 | 6.0123e-05 | 8.4737e-05 | 0.00011461 | 0.00014786 | 0.00017944 | 0.00021192 | 0.00023489 | 0.0002494 | 0.00024865 | 0.00023181 | 0.00020372 | 0.00016747 | 0.00012736 | 8.7705e-05 | 5.5753e-05 | 3.6187e-05 | 0 | 0 | 0 | 0 | 0 | 0 | 6.9813e-06 | 2.0866e-05 | 4.5271e-05 | 8.4833e-05 | 0.00014469 | 0.00022895 | 0.00034289 | 0.0004898 | 0.00066777 | 0.00087814 | 0.0011108 | 0.0013579 | 0.0016037 | 0.0018321 | 0.0020328 | 0.0021966 | 0.0023203 | 0.0024042 | 0.002456 | 0.0024883 | 0.0024879 | 0.0024876 | 0.0024873 | 0 | 0 | 0 | 0.0099651 | 0.019909 | 0.03514 | 0.057191 | 0.08688 | 0.12285 | 0.16665 | 0.21561 | 0.26243 | 0.31065 | 0.34521 | 0.36728 | 0.36696 | 0.34284 | 0.30179 | 0.24854 | 0.18932 | 0.13059 | 0.08315 | 0.054057 | 0 | 0 | 0 | 0 | 0 | 0 | 0.0099651 | 0.029874 | 0.065014 | 0.12221 | 0.20909 | 0.33194 | 0.49859 | 0.7142 | 0.97663 | 1.2873 | 1.6325 | 1.9998 | 2.3667 | 2.7096 | 3.0114 | 3.2599 | 3.4492 | 3.5798 | 3.663 | 3.717 | 3.717 | 3.717 | 3.717 | 3.717 | 3.717 | 3.717 | 0 | 0 | 0 | 0 | 0 | 0 | 0 | 0 | 0 | 0 | 0 | 0 | 0 | 0 | 0 | 0 | 0 | 0 | 0 | 0 | 0 | 0 | 0 | 0 | 0 | 0 | 0 | 0 | 0 | 0 | 0 | 0 | 0 | 0 | 0 | 0 | 0 | 0 | 0 | 0 | 0 | 0 | 0 | 0 | 0 | 0 | 0 | 0 | 0 | 0 | 0 | 0 | 0 | 0 | 0 | 0 | 0 | 0 | 0 | 0 | 0 | 0 | 0 | 0 | 0 | 0 | 0 | 0 | 0 | 0 | 0 | 0 | 0 | 0 | 0 | 0 | 0 | 0 | 0 | 0 | 0 | 0 | 0 | 0 | 0 | 0 | 0 | 0 | 0 | 0 | 0 | 0 | 0 | 0 | 0 | 0 | 0 | 0 | 0 | 0 | 0 | 0 | 0 | 0 | 0 | 0 | 0 | 0 | 0 | 0 | 0 | 0 | 0 | 0 | 0 | 0 | 0 | 0 | 0 | 0 | 0 | 0 | 0 | 0 | 0 | 0 | 0 | 0 | 0 | 0 | 0 | 0 | 0 | 0 | 0 | 0 | 0 | 0 | 0 | 0 | 0 | 0 | 0 | 0 | 0 | 0 | 0 | 0 | 0 | 0 | 0 | 0 | 0 | 0 | 0 | 0 | 0 | 0 | 0 | 0 | 0 | 0 | 0 | 0 | 0 | 0 | 0 | 0 | 0 | 0 | 0 | 0 | 0 | 0 | 0 | 0 | 0 | 0 | 0 | 0 | 0 | 0 | 0 | 0 | 0 | 0 | 0 | 0 | 0 | 0 | 0 | 0 | 0 | 0 | 0 | 0 | 0 | 0 | 0 | 0 | 0 | 0 | 0 | 0 | 0 | 0 | 0 | 0 | 132064.0089 | 132210.881 | 132357.1506 | 132504.5203 | 132651.7967 | 132795.245 | 132937.5757 | 133078.6839 | 133218.4731 | 133366.7602 | 133503.1488 | 133638.2771 | 133771.4523 | 133902.9284 | 134034.9537 | 134162.7063 | 134295.9272 | 134424.7862 | 134549.8356 | 134675.9203 | 134791.1822 | 134896.5384 | 134992.8308 | 135080.8317 | 135161.249 | 135234.7317 | 117036.6497 | 117166.8095 | 117296.4353 | 117427.036 | 117557.5541 | 117684.6796 | 117810.8147 | 117935.8665 | 118059.7493 | 118191.163 | 118312.0321 | 118431.7844 | 118549.8058 | 118666.3214 | 118783.3238 | 118896.5396 | 119014.6015 | 119128.7978 | 119239.6181 | 119351.3558 | 119453.5022 | 119546.8701 | 119632.2056 | 119710.1929 | 119781.4597 | 119846.5809
WA_Industrial_Petroleum_Existing_Space Heating_Natural Gas_Strategic Energy Management_A | WA | Industrial | Petroleum | Existing | Space Heating | Natural Gas | Strategic Energy Management | A | IM354 | No energy management system | Energy management system installed and programmed | 5 | 821.6482 | 0 | 0 | 2458.4 | 0 | 58.54 | 0 | 1229.1976 |  | employee | 5% | 50% | Retrofit | RetroEven20 | 76.5% | TBD | 0.2% | 287.4888 |  | 281.7845 |  | 0.0070968 | BEHAV_SEM-All-CPUC-2018_PG-26 | BEHAV_SEM-All-CPUC-2018_PG-26 | AEG Research | No energy management system | No energy management system | No energy management system | No energy management system | No energy management system | No energy management system | No energy management system | No energy management system | No energy management system | No energy management system | No energy management system | No energy management system | No energy management system | No energy management system | No energy management system | No energy management system | No energy management system | No energy management system | No energy management system | No energy management system | No energy management system | No energy management system | No energy management system | No energy management system | No energy management system | No energy management system | No energy management system | No energy management system | No energy management system | No energy management system | No energy management system | Energy management system installed and programmed | Energy management system installed and programmed | Energy management system installed and programmed | Energy management system installed and programmed | Energy management system installed and programmed | Energy management system installed and programmed | Energy management system installed and programmed | Energy management system installed and programmed | Energy management system installed and programmed | Energy management system installed and programmed | Energy management system installed and programmed | Energy management system installed and programmed | Energy management system installed and programmed | Energy management system installed and programmed | Energy management system installed and programmed | Energy management system installed and programmed | Energy management system installed and programmed | Energy management system installed and programmed | Energy management system installed and programmed | Energy management system installed and programmed | Energy management system installed and programmed | Energy management system installed and programmed | Energy management system installed and programmed | Energy management system installed and programmed | Energy management system installed and programmed | Energy management system installed and programmed | Energy management system installed and programmed | Energy management system installed and programmed | Energy management system installed and programmed | Energy management system installed and programmed | Energy management system installed and programmed | 2458.4 | 2458.4 | 2458.4 | 2458.4 | 2458.4 | 2458.4 | 2458.4 | 2458.4 | 2458.4 | 2458.4 | 2458.4 | 2458.4 | 2458.4 | 2458.4 | 2458.4 | 2458.4 | 2458.4 | 2458.4 | 2458.4 | 2458.4 | 2458.4 | 2458.4 | 2458.4 | 2458.4 | 2458.4 | 2458.4 | 2458.4 | 2458.4 | 2458.4 | 2458.4 | 2458.4 | 0 | 0 | 0 | 0 | 0 | 795.5173 | 786.5038 | 775.0892 | 763.5063 | 751.8355 | 740.1878 | 728.7267 | 717.8089 | 707.0921 | 696.6203 | 687.0654 | 678.2627 | 669.7584 | 661.5076 | 653.5251 | 645.5875 | 637.5647 | 629.4219 | 621.5146 | 613.7408 | 606.631 | 599.8563 | 593.3912 | 0 | 0 | 0 | 0.0042131 | 0.0041631 | 0.0040785 | 0.0040197 | 0.0039616 | 0.0038507 | 0.0037807 | 0.0037165 | 0.0036029 | 0.003563 | 0.0034807 | 0.0034365 | 0.0033763 | 0.003305 | 0.003269 | 0.0032159 | 0.0031636 | 0.0031118 | 0.0030623 | 0.0030145 | 0 | 0 | 0 | 0 | 0 | 0 | 0.0042131 | 0.0083285 | 0.012286 | 0.016122 | 0.019837 | 0.023381 | 0.026799 | 0.030114 | 0.033268 | 0.036338 | 0.03932 | 0.042253 | 0.0451 | 0.047849 | 0.050541 | 0.053143 | 0.055646 | 0.058047 | 0.06038 | 0.062639 | 0.061914 | 0.061222 | 0.060562 | 0 | 0 | 0 | 0.0052961 | 0.0052932 | 0.005262 | 0.0052648 | 0.0052692 | 0.0052023 | 0.0051881 | 0.0051775 | 0.0050953 | 0.0051148 | 0.005066 | 0.0050666 | 0.0050411 | 0.0049962 | 0.0050021 | 0.0049814 | 0.004962 | 0.004944 | 0.0049272 | 0.0049116 | 0 | 0 | 0 | 0 | 0 | 0 | 0.0052961 | 0.010589 | 0.015851 | 0.021116 | 0.026385 | 0.031588 | 0.036776 | 0.041953 | 0.047048 | 0.052163 | 0.057229 | 0.062296 | 0.067337 | 0.072333 | 0.077335 | 0.082317 | 0.087279 | 0.092223 | 0.09715 | 0.10206 | 0.10206 | 0.10206 | 0.10206 | 0.10206 | 0.10206 | 0.10206 | 0.003586 | 0.0035474 | 0.0034825 | 0.0034393 | 0.0033965 | 0.0033087 | 0.0032556 | 0.003207 | 0.0031159 | 0.0030879 | 0.0030227 | 0.0029897 | 0.0029428 | 0.0028861 | 0.0028596 | 0.0028185 | 0.002778 | 0.0027382 | 0.0027041 | 0.0026716 | 0 | 0 | 0 | 0 | 0 | 0 | 0.003586 | 0.0070968 | 0.010491 | 0.013794 | 0.017008 | 0.02009 | 0.023077 | 0.025986 | 0.028772 | 0.031492 | 0.034147 | 0.036759 | 0.039308 | 0.041784 | 0.044211 | 0.046575 | 0.048864 | 0.051078 | 0.053318 | 0.055515 | 0.05507 | 0.054654 | 0.054265 | 0 | 0 | 0 | 0.0045017 | 0.0044992 | 0.0044727 | 0.0044751 | 0.0044788 | 0.0044219 | 0.0044098 | 0.0044009 | 0.004331 | 0.0043475 | 0.0043061 | 0.0043066 | 0.004285 | 0.0042467 | 0.0042518 | 0.0042342 | 0.0042177 | 0.0042024 | 0.0041881 | 0.0041749 | 0 | 0 | 0 | 0 | 0 | 0 | 0.0045017 | 0.0090009 | 0.013474 | 0.017949 | 0.022428 | 0.026849 | 0.031259 | 0.03566 | 0.039991 | 0.044339 | 0.048645 | 0.052951 | 0.057236 | 0.061483 | 0.065735 | 0.069969 | 0.074187 | 0.078389 | 0.082577 | 0.086752 | 0.086752 | 0.086752 | 0.086752 | 0.086752 | 0.086752 | 0.086752 | 0.0035881 | 0.0035524 | 0.0034911 | 0.003452 | 0.0034136 | 0.0033301 | 0.0032815 | 0.0032374 | 0.0031507 | 0.0031276 | 0.0030667 | 0.0030382 | 0.0029956 | 0.0029432 | 0.0029212 | 0.0028844 | 0.0028486 | 0.0028133 | 0.0027795 | 0.0027471 | 0 | 0 | 0 | 0 | 0 | 0 | 0.0035881 | 0.0071068 | 0.010517 | 0.013845 | 0.017094 | 0.02022 | 0.023261 | 0.026232 | 0.029093 | 0.031897 | 0.034644 | 0.037355 | 0.040014 | 0.042611 | 0.045164 | 0.047664 | 0.050105 | 0.052478 | 0.054804 | 0.057084 | 0.056646 | 0.056236 | 0.055851 | 0 | 0 | 0 | 0.0045017 | 0.0044992 | 0.0044727 | 0.0044751 | 0.0044788 | 0.0044219 | 0.0044098 | 0.0044009 | 0.004331 | 0.0043475 | 0.0043061 | 0.0043066 | 0.004285 | 0.0042467 | 0.0042518 | 0.0042342 | 0.0042177 | 0.0042024 | 0.0041881 | 0.0041749 | 0 | 0 | 0 | 0 | 0 | 0 | 0.0045017 | 0.0090009 | 0.013474 | 0.017949 | 0.022428 | 0.026849 | 0.031259 | 0.03566 | 0.039991 | 0.044339 | 0.048645 | 0.052951 | 0.057236 | 0.061483 | 0.065735 | 0.069969 | 0.074187 | 0.078389 | 0.082577 | 0.086752 | 0.086752 | 0.086752 | 0.086752 | 0.086752 | 0.086752 | 0.086752 | 0.003586 | 0.0035474 | 0.0034825 | 0.0034393 | 0.0033965 | 0.0033087 | 0.0032556 | 0.003207 | 0.0031159 | 0.0030879 | 0.0030227 | 0.0029897 | 0.0029428 | 0.0028861 | 0.0028596 | 0.0028185 | 0.002778 | 0.0027382 | 0.0027041 | 0.0026716 | 0 | 0 | 0 | 0 | 0 | 0 | 0.003586 | 0.0070968 | 0.010491 | 0.013794 | 0.017008 | 0.02009 | 0.023077 | 0.025986 | 0.028772 | 0.031492 | 0.034147 | 0.036759 | 0.039308 | 0.041784 | 0.044211 | 0.046575 | 0.048864 | 0.051078 | 0.053318 | 0.055515 | 0.05507 | 0.054654 | 0.054265 | 0 | 0 | 0 | 0.0045017 | 0.0044992 | 0.0044727 | 0.0044751 | 0.0044788 | 0.0044219 | 0.0044098 | 0.0044009 | 0.004331 | 0.0043475 | 0.0043061 | 0.0043066 | 0.004285 | 0.0042467 | 0.0042518 | 0.0042342 | 0.0042177 | 0.0042024 | 0.0041881 | 0.0041749 | 0 | 0 | 0 | 0 | 0 | 0 | 0.0045017 | 0.0090009 | 0.013474 | 0.017949 | 0.022428 | 0.026849 | 0.031259 | 0.03566 | 0.039991 | 0.044339 | 0.048645 | 0.052951 | 0.057236 | 0.061483 | 0.065735 | 0.069969 | 0.074187 | 0.078389 | 0.082577 | 0.086752 | 0.086752 | 0.086752 | 0.086752 | 0.086752 | 0.086752 | 0.086752 | 276.8787 | 277.9765 | 279.3341 | 280.7237 | 282.1316 | 283.5213 | 284.9129 | 286.2441 | 287.5172 | 288.8226 | 289.9825 | 291.0938 | 292.153 | 293.1648 | 294.1937 | 295.1971 | 296.2099 | 297.2489 | 298.2552 | 299.2377 | 300.1596 | 301.0243 | 301.8353 | 0 | 0 | 0 | 271.3849 | 272.4609 | 273.7915 | 275.1536 | 276.5335 | 277.8957 | 279.2596 | 280.5644 | 281.8123 | 283.0918 | 284.2287 | 285.3179 | 286.356 | 287.3478 | 288.3563 | 289.3398 | 290.3325 | 291.3509 | 292.3372 | 293.3003 | 294.2038 | 295.0514 | 295.8463 | 0 | 0 | 0
WA_Industrial_Petroleum_Existing_Process_Natural Gas_Strategic Energy Management_A | WA | Industrial | Petroleum | Existing | Process | Natural Gas | Strategic Energy Management | A | IM355 | No energy management system | Energy management system installed and programmed | 5 | 769.0432 | 0 | 0 | 2458.4 | 0 | 58.54 | 0 | 1229.1976 |  | employee | 5% | 50% | Retrofit | RetroEven20 | 76.5% | TBD | 0.2% | 287.4888 |  | 281.7845 |  | 1.7862 | BEHAV_SEM-All-CPUC-2018_PG-26 | BEHAV_SEM-All-CPUC-2018_PG-26 | AEG Research | No energy management system | No energy management system | No energy management system | No energy management system | No energy management system | No energy management system | No energy management system | No energy management system | No energy management system | No energy management system | No energy management system | No energy management system | No energy management system | No energy management system | No energy management system | No energy management system | No energy management system | No energy management system | No energy management system | No energy management system | No energy management system | No energy management system | No energy management system | No energy management system | No energy management system | No energy management system | No energy management system | No energy management system | No energy management system | No energy management system | No energy management system | Energy management system installed and programmed | Energy management system installed and programmed | Energy management system installed and programmed | Energy management system installed and programmed | Energy management system installed and programmed | Energy management system installed and programmed | Energy management system installed and programmed | Energy management system installed and programmed | Energy management system installed and programmed | Energy management system installed and programmed | Energy management system installed and programmed | Energy management system installed and programmed | Energy management system installed and programmed | Energy management system installed and programmed | Energy management system installed and programmed | Energy management system installed and programmed | Energy management system installed and programmed | Energy management system installed and programmed | Energy management system installed and programmed | Energy management system installed and programmed | Energy management system installed and programmed | Energy management system installed and programmed | Energy management system installed and programmed | Energy management system installed and programmed | Energy management system installed and programmed | Energy management system installed and programmed | Energy management system installed and programmed | Energy management system installed and programmed | Energy management system installed and programmed | Energy management system installed and programmed | Energy management system installed and programmed | 2458.4 | 2458.4 | 2458.4 | 2458.4 | 2458.4 | 2458.4 | 2458.4 | 2458.4 | 2458.4 | 2458.4 | 2458.4 | 2458.4 | 2458.4 | 2458.4 | 2458.4 | 2458.4 | 2458.4 | 2458.4 | 2458.4 | 2458.4 | 2458.4 | 2458.4 | 2458.4 | 2458.4 | 2458.4 | 2458.4 | 2458.4 | 2458.4 | 2458.4 | 2458.4 | 2458.4 | 0 | 0 | 0 | 0 | 0 | 767.4258 | 765.8223 | 764.1998 | 762.5879 | 760.9598 | 759.2908 | 757.8561 | 756.5655 | 755.2317 | 754.2823 | 753.2681 | 752.5192 | 751.7843 | 751.0533 | 750.5475 | 749.9776 | 749.5071 | 749.042 | 748.5811 | 748.1244 | 748.064 | 748.0085 | 747.9579 | 0 | 0 | 0 | 1.0525 | 1.0498 | 1.0414 | 1.0397 | 1.0384 | 1.0229 | 1.0182 | 1.0144 | 0.99654 | 0.99908 | 0.98822 | 0.98737 | 0.98144 | 0.97174 | 0.97224 | 0.96748 | 0.96311 | 0.95901 | 0.95516 | 0.95157 | 0 | 0 | 0 | 0 | 0 | 0 | 1.0525 | 2.1001 | 3.137 | 4.1701 | 5.1996 | 6.2111 | 7.2175 | 8.2197 | 9.2017 | 10.1892 | 11.1637 | 12.14 | 13.1096 | 14.0686 | 15.0313 | 15.9874 | 16.9405 | 17.889 | 18.8332 | 19.7732 | 19.7716 | 19.7702 | 19.7688 | 0 | 0 | 0 | 1.3715 | 1.3708 | 1.3627 | 1.3634 | 1.3645 | 1.3472 | 1.3435 | 1.3408 | 1.3195 | 1.3245 | 1.3119 | 1.3121 | 1.3055 | 1.2938 | 1.2954 | 1.29 | 1.285 | 1.2803 | 1.276 | 1.2719 | 0 | 0 | 0 | 0 | 0 | 0 | 1.3715 | 2.7423 | 4.1049 | 5.4684 | 6.8329 | 8.1801 | 9.5236 | 10.8644 | 12.1839 | 13.5085 | 14.8204 | 16.1325 | 17.438 | 18.7318 | 20.0272 | 21.3172 | 22.6022 | 23.8825 | 25.1585 | 26.4304 | 26.4304 | 26.4304 | 26.4304 | 26.4304 | 26.4304 | 26.4304 | 0.89494 | 0.89286 | 0.88599 | 0.88488 | 0.88401 | 0.87115 | 0.86738 | 0.86436 | 0.84937 | 0.8517 | 0.84261 | 0.84201 | 0.83708 | 0.82892 | 0.82943 | 0.82547 | 0.82182 | 0.8184 | 0.81519 | 0.8122 | 0 | 0 | 0 | 0 | 0 | 0 | 0.89494 | 1.7862 | 2.669 | 3.5491 | 4.4266 | 5.2895 | 6.1484 | 7.0039 | 7.8428 | 8.6861 | 9.5188 | 10.3528 | 11.1812 | 12.0009 | 12.8235 | 13.6407 | 14.4553 | 15.266 | 16.0733 | 16.8771 | 16.876 | 16.8749 | 16.8739 | 0 | 0 | 0 | 1.1658 | 1.1651 | 1.1583 | 1.1589 | 1.1599 | 1.1451 | 1.142 | 1.1397 | 1.1216 | 1.1259 | 1.1151 | 1.1153 | 1.1097 | 1.0998 | 1.1011 | 1.0965 | 1.0922 | 1.0883 | 1.0846 | 1.0811 | 0 | 0 | 0 | 0 | 0 | 0 | 1.1658 | 2.3309 | 3.4892 | 4.6481 | 5.808 | 6.9531 | 8.0951 | 9.2348 | 10.3563 | 11.4822 | 12.5973 | 13.7126 | 14.8223 | 15.922 | 17.0231 | 18.1196 | 19.2119 | 20.3001 | 21.3847 | 22.4658 | 22.4658 | 22.4658 | 22.4658 | 22.4658 | 22.4658 | 22.4658 | 0.89494 | 0.89286 | 0.88599 | 0.88488 | 0.88401 | 0.87115 | 0.86738 | 0.86436 | 0.84937 | 0.8517 | 0.84261 | 0.84201 | 0.83708 | 0.82892 | 0.82943 | 0.82547 | 0.82182 | 0.8184 | 0.81519 | 0.8122 | 0 | 0 | 0 | 0 | 0 | 0 | 0.89494 | 1.7862 | 2.669 | 3.5491 | 4.4266 | 5.2895 | 6.1484 | 7.0039 | 7.8428 | 8.6861 | 9.5188 | 10.3528 | 11.1812 | 12.0009 | 12.8235 | 13.6407 | 14.4553 | 15.266 | 16.0733 | 16.8771 | 16.876 | 16.8749 | 16.8739 | 0 | 0 | 0 | 1.1658 | 1.1651 | 1.1583 | 1.1589 | 1.1599 | 1.1451 | 1.142 | 1.1397 | 1.1216 | 1.1259 | 1.1151 | 1.1153 | 1.1097 | 1.0998 | 1.1011 | 1.0965 | 1.0922 | 1.0883 | 1.0846 | 1.0811 | 0 | 0 | 0 | 0 | 0 | 0 | 1.1658 | 2.3309 | 3.4892 | 4.6481 | 5.808 | 6.9531 | 8.0951 | 9.2348 | 10.3563 | 11.4822 | 12.5973 | 13.7126 | 14.8223 | 15.922 | 17.0231 | 18.1196 | 19.2119 | 20.3001 | 21.3847 | 22.4658 | 22.4658 | 22.4658 | 22.4658 | 22.4658 | 22.4658 | 22.4658 | 0.89494 | 0.89286 | 0.88599 | 0.88488 | 0.88401 | 0.87115 | 0.86738 | 0.86436 | 0.84937 | 0.8517 | 0.84261 | 0.84201 | 0.83708 | 0.82892 | 0.82943 | 0.82547 | 0.82182 | 0.8184 | 0.81519 | 0.8122 | 0 | 0 | 0 | 0 | 0 | 0 | 0.89494 | 1.7862 | 2.669 | 3.5491 | 4.4266 | 5.2895 | 6.1484 | 7.0039 | 7.8428 | 8.6861 | 9.5188 | 10.3528 | 11.1812 | 12.0009 | 12.8235 | 13.6407 | 14.4553 | 15.266 | 16.0733 | 16.8771 | 16.876 | 16.8749 | 16.8739 | 0 | 0 | 0 | 1.1658 | 1.1651 | 1.1583 | 1.1589 | 1.1599 | 1.1451 | 1.142 | 1.1397 | 1.1216 | 1.1259 | 1.1151 | 1.1153 | 1.1097 | 1.0998 | 1.1011 | 1.0965 | 1.0922 | 1.0883 | 1.0846 | 1.0811 | 0 | 0 | 0 | 0 | 0 | 0 | 1.1658 | 2.3309 | 3.4892 | 4.6481 | 5.808 | 6.9531 | 8.0951 | 9.2348 | 10.3563 | 11.4822 | 12.5973 | 13.7126 | 14.8223 | 15.922 | 17.0231 | 18.1196 | 19.2119 | 20.3001 | 21.3847 | 22.4658 | 22.4658 | 22.4658 | 22.4658 | 22.4658 | 22.4658 | 22.4658 | 276.8787 | 277.9765 | 279.3341 | 280.7237 | 282.1316 | 283.5213 | 284.9129 | 286.2441 | 287.5172 | 288.8226 | 289.9825 | 291.0938 | 292.153 | 293.1648 | 294.1937 | 295.1971 | 296.2099 | 297.2489 | 298.2552 | 299.2377 | 300.1596 | 301.0243 | 301.8353 | 0 | 0 | 0 | 271.3849 | 272.4609 | 273.7915 | 275.1536 | 276.5335 | 277.8957 | 279.2596 | 280.5644 | 281.8123 | 283.0918 | 284.2287 | 285.3179 | 286.356 | 287.3478 | 288.3563 | 289.3398 | 290.3325 | 291.3509 | 292.3372 | 293.3003 | 294.2038 | 295.0514 | 295.8463 | 0 | 0 | 0
WA_Industrial_Petroleum_Existing_Miscellaneous_Natural Gas_Strategic Energy Management_A | WA | Industrial | Petroleum | Existing | Miscellaneous | Natural Gas | Strategic Energy Management | A | IM356 | No energy management system | Energy management system installed and programmed | 5 | 160.7723 | 0 | 0 | 2458.4 | 0 | 58.54 | 0 | 1229.1976 |  | employee | 5% | 50% | Retrofit | RetroEven20 | 76.5% | TBD | 0.2% | 287.4888 |  | 281.7845 |  | 0.093687 | BEHAV_SEM-All-CPUC-2018_PG-26 | BEHAV_SEM-All-CPUC-2018_PG-26 | AEG Research | No energy management system | No energy management system | No energy management system | No energy management system | No energy management system | No energy management system | No energy management system | No energy management system | No energy management system | No energy management system | No energy management system | No energy management system | No energy management system | No energy management system | No energy management system | No energy management system | No energy management system | No energy management system | No energy management system | No energy management system | No energy management system | No energy management system | No energy management system | No energy management system | No energy management system | No energy management system | No energy management system | No energy management system | No energy management system | No energy management system | No energy management system | Energy management system installed and programmed | Energy management system installed and programmed | Energy management system installed and programmed | Energy management system installed and programmed | Energy management system installed and programmed | Energy management system installed and programmed | Energy management system installed and programmed | Energy management system installed and programmed | Energy management system installed and programmed | Energy management system installed and programmed | Energy management system installed and programmed | Energy management system installed and programmed | Energy management system installed and programmed | Energy management system installed and programmed | Energy management system installed and programmed | Energy management system installed and programmed | Energy management system installed and programmed | Energy management system installed and programmed | Energy management system installed and programmed | Energy management system installed and programmed | Energy management system installed and programmed | Energy management system installed and programmed | Energy management system installed and programmed | Energy management system installed and programmed | Energy management system installed and programmed | Energy management system installed and programmed | Energy management system installed and programmed | Energy management system installed and programmed | Energy management system installed and programmed | Energy management system installed and programmed | Energy management system installed and programmed | 2458.4 | 2458.4 | 2458.4 | 2458.4 | 2458.4 | 2458.4 | 2458.4 | 2458.4 | 2458.4 | 2458.4 | 2458.4 | 2458.4 | 2458.4 | 2458.4 | 2458.4 | 2458.4 | 2458.4 | 2458.4 | 2458.4 | 2458.4 | 2458.4 | 2458.4 | 2458.4 | 2458.4 | 2458.4 | 2458.4 | 2458.4 | 2458.4 | 2458.4 | 2458.4 | 2458.4 | 0 | 0 | 0 | 0 | 0 | 160.7723 | 160.7723 | 160.7723 | 160.7723 | 160.7723 | 160.7723 | 160.7723 | 160.7723 | 160.7723 | 160.7723 | 160.7723 | 160.7723 | 160.7723 | 160.7723 | 160.7723 | 160.7723 | 160.7723 | 160.7723 | 160.7723 | 160.7723 | 160.7723 | 160.7723 | 160.7723 | 0 | 0 | 0 | 0.055125 | 0.055095 | 0.05477 | 0.0548 | 0.054845 | 0.054149 | 0.054001 | 0.053891 | 0.053035 | 0.053238 | 0.05273 | 0.052737 | 0.052471 | 0.052003 | 0.052065 | 0.05185 | 0.051648 | 0.05146 | 0.051285 | 0.051123 | 0 | 0 | 0 | 0 | 0 | 0 | 0.055125 | 0.11022 | 0.16499 | 0.21979 | 0.27463 | 0.32878 | 0.38278 | 0.43667 | 0.48971 | 0.54295 | 0.59568 | 0.64841 | 0.70089 | 0.75289 | 0.80495 | 0.8568 | 0.90845 | 0.95991 | 1.0112 | 1.0623 | 1.0623 | 1.0623 | 1.0623 | 0 | 0 | 0 | 0.34288 | 0.34269 | 0.34067 | 0.34085 | 0.34113 | 0.3368 | 0.33588 | 0.3352 | 0.32988 | 0.33114 | 0.32798 | 0.32802 | 0.32637 | 0.32346 | 0.32384 | 0.3225 | 0.32125 | 0.32008 | 0.31899 | 0.31798 | 0 | 0 | 0 | 0 | 0 | 0 | 0.34288 | 0.68557 | 1.0262 | 1.3671 | 1.7082 | 2.045 | 2.3809 | 2.7161 | 3.046 | 3.3771 | 3.7051 | 4.0331 | 4.3595 | 4.683 | 5.0068 | 5.3293 | 5.6505 | 5.9706 | 6.2896 | 6.6076 | 6.6076 | 6.6076 | 6.6076 | 6.6076 | 6.6076 | 6.6076 | 0.046856 | 0.046831 | 0.046555 | 0.04658 | 0.046618 | 0.046026 | 0.0459 | 0.045807 | 0.04508 | 0.045252 | 0.04482 | 0.044826 | 0.044601 | 0.044203 | 0.044255 | 0.044072 | 0.043901 | 0.043741 | 0.043592 | 0.043455 | 0 | 0 | 0 | 0 | 0 | 0 | 0.046856 | 0.093687 | 0.14024 | 0.18682 | 0.23344 | 0.27947 | 0.32537 | 0.37117 | 0.41625 | 0.46151 | 0.50633 | 0.55115 | 0.59575 | 0.63996 | 0.68421 | 0.72828 | 0.77218 | 0.81592 | 0.85952 | 0.90297 | 0.90297 | 0.90297 | 0.90297 | 0 | 0 | 0 | 0.29145 | 0.29129 | 0.28957 | 0.28972 | 0.28996 | 0.28628 | 0.2855 | 0.28492 | 0.2804 | 0.28147 | 0.27878 | 0.27882 | 0.27741 | 0.27494 | 0.27527 | 0.27413 | 0.27306 | 0.27207 | 0.27114 | 0.27029 | 0 | 0 | 0 | 0 | 0 | 0 | 0.29145 | 0.58273 | 0.8723 | 1.162 | 1.452 | 1.7383 | 2.0238 | 2.3087 | 2.5891 | 2.8706 | 3.1493 | 3.4282 | 3.7056 | 3.9805 | 4.2558 | 4.5299 | 4.803 | 5.075 | 5.3462 | 5.6165 | 5.6165 | 5.6165 | 5.6165 | 5.6165 | 5.6165 | 5.6165 | 0.046856 | 0.046831 | 0.046555 | 0.04658 | 0.046618 | 0.046026 | 0.0459 | 0.045807 | 0.04508 | 0.045252 | 0.04482 | 0.044826 | 0.044601 | 0.044203 | 0.044255 | 0.044072 | 0.043901 | 0.043741 | 0.043592 | 0.043455 | 0 | 0 | 0 | 0 | 0 | 0 | 0.046856 | 0.093687 | 0.14024 | 0.18682 | 0.23344 | 0.27947 | 0.32537 | 0.37117 | 0.41625 | 0.46151 | 0.50633 | 0.55115 | 0.59575 | 0.63996 | 0.68421 | 0.72828 | 0.77218 | 0.81592 | 0.85952 | 0.90297 | 0.90297 | 0.90297 | 0.90297 | 0 | 0 | 0 | 0.29145 | 0.29129 | 0.28957 | 0.28972 | 0.28996 | 0.28628 | 0.2855 | 0.28492 | 0.2804 | 0.28147 | 0.27878 | 0.27882 | 0.27741 | 0.27494 | 0.27527 | 0.27413 | 0.27306 | 0.27207 | 0.27114 | 0.27029 | 0 | 0 | 0 | 0 | 0 | 0 | 0.29145 | 0.58273 | 0.8723 | 1.162 | 1.452 | 1.7383 | 2.0238 | 2.3087 | 2.5891 | 2.8706 | 3.1493 | 3.4282 | 3.7056 | 3.9805 | 4.2558 | 4.5299 | 4.803 | 5.075 | 5.3462 | 5.6165 | 5.6165 | 5.6165 | 5.6165 | 5.6165 | 5.6165 | 5.6165 | 0.046856 | 0.046831 | 0.046555 | 0.04658 | 0.046618 | 0.046026 | 0.0459 | 0.045807 | 0.04508 | 0.045252 | 0.04482 | 0.044826 | 0.044601 | 0.044203 | 0.044255 | 0.044072 | 0.043901 | 0.043741 | 0.043592 | 0.043455 | 0 | 0 | 0 | 0 | 0 | 0 | 0.046856 | 0.093687 | 0.14024 | 0.18682 | 0.23344 | 0.27947 | 0.32537 | 0.37117 | 0.41625 | 0.46151 | 0.50633 | 0.55115 | 0.59575 | 0.63996 | 0.68421 | 0.72828 | 0.77218 | 0.81592 | 0.85952 | 0.90297 | 0.90297 | 0.90297 | 0.90297 | 0 | 0 | 0 | 0.29145 | 0.29129 | 0.28957 | 0.28972 | 0.28996 | 0.28628 | 0.2855 | 0.28492 | 0.2804 | 0.28147 | 0.27878 | 0.27882 | 0.27741 | 0.27494 | 0.27527 | 0.27413 | 0.27306 | 0.27207 | 0.27114 | 0.27029 | 0 | 0 | 0 | 0 | 0 | 0 | 0.29145 | 0.58273 | 0.8723 | 1.162 | 1.452 | 1.7383 | 2.0238 | 2.3087 | 2.5891 | 2.8706 | 3.1493 | 3.4282 | 3.7056 | 3.9805 | 4.2558 | 4.5299 | 4.803 | 5.075 | 5.3462 | 5.6165 | 5.6165 | 5.6165 | 5.6165 | 5.6165 | 5.6165 | 5.6165 | 276.8787 | 277.9765 | 279.3341 | 280.7237 | 282.1316 | 283.5213 | 284.9129 | 286.2441 | 287.5172 | 288.8226 | 289.9825 | 291.0938 | 292.153 | 293.1648 | 294.1937 | 295.1971 | 296.2099 | 297.2489 | 298.2552 | 299.2377 | 300.1596 | 301.0243 | 301.8353 | 0 | 0 | 0 | 271.3849 | 272.4609 | 273.7915 | 275.1536 | 276.5335 | 277.8957 | 279.2596 | 280.5644 | 281.8123 | 283.0918 | 284.2287 | 285.3179 | 286.356 | 287.3478 | 288.3563 | 289.3398 | 290.3325 | 291.3509 | 292.3372 | 293.3003 | 294.2038 | 295.0514 | 295.8463 | 0 | 0 | 0
WA_Industrial_Petroleum_Existing_Space Heating_Natural Gas_Commissioning_A | WA | Industrial | Petroleum | Existing | Space Heating | Natural Gas | Commissioning | A | IM357 | New construction code | Optimized HVAC design and controls | 10 | 17.7087 | 0 | 0 | 0.27 | 0 | 0 | 0 | 0.1336 |  | employee | 0% | 0% | Retrofit | Retro12Med | 84.73% | TBD | 0.2% | 0.0082431 |  | 0.0067095 |  | 0 | DL20_COM_CX-Refrig-2021PLN-V11-3 | 2018 AMIL BUS Retro-Commissioning Initiative | U.S. Department of Energy. Lawrence Berkeley National Labs and Building Commissioning Association. https://www.bcxa.org/wp-content/uploads/2020/09/1-s2.0- S0378778819319553-main.pdf | New construction code | New construction code | New construction code | New construction code | New construction code | New construction code | New construction code | New construction code | New construction code | New construction code | New construction code | New construction code | New construction code | New construction code | New construction code | New construction code | New construction code | New construction code | New construction code | New construction code | New construction code | New construction code | New construction code | New construction code | New construction code | New construction code | New construction code | New construction code | New construction code | New construction code | New construction code | Optimized HVAC design and controls | Optimized HVAC design and controls | Optimized HVAC design and controls | Optimized HVAC design and controls | Optimized HVAC design and controls | Optimized HVAC design and controls | Optimized HVAC design and controls | Optimized HVAC design and controls | Optimized HVAC design and controls | Optimized HVAC design and controls | Optimized HVAC design and controls | Optimized HVAC design and controls | Optimized HVAC design and controls | Optimized HVAC design and controls | Optimized HVAC design and controls | Optimized HVAC design and controls | Optimized HVAC design and controls | Optimized HVAC design and controls | Optimized HVAC design and controls | Optimized HVAC design and controls | Optimized HVAC design and controls | Optimized HVAC design and controls | Optimized HVAC design and controls | Optimized HVAC design and controls | Optimized HVAC design and controls | Optimized HVAC design and controls | Optimized HVAC design and controls | Optimized HVAC design and controls | Optimized HVAC design and controls | Optimized HVAC design and controls | Optimized HVAC design and controls | 0.27 | 0.27 | 0.27 | 0.27 | 0.27 | 0.27 | 0.27 | 0.27 | 0.27 | 0.27 | 0.27 | 0.27 | 0.27 | 0.27 | 0.27 | 0.27 | 0.27 | 0.27 | 0.27 | 0.27 | 0.27 | 0.27 | 0.27 | 0.27 | 0.27 | 0.27 | 0.27 | 0.27 | 0.27 | 0.27 | 0.27 | 0 | 0 | 0 | 0 | 0 | 17.1618 | 16.9837 | 16.7541 | 16.5209 | 16.286 | 16.0529 | 15.8227 | 15.6034 | 15.3891 | 15.1756 | 14.9822 | 14.8016 | 14.6266 | 14.4567 | 14.2899 | 14.1248 | 13.9571 | 13.7867 | 13.6212 | 13.4583 | 13.3034 | 13.1557 | 13.0148 | 0 | 0 | 0 | 0 | 0 | 0 | 0 | 0 | 0 | 0 | 0 | 0 | 0 | 0 | 0 | 0 | 0 | 0 | 0 | 0 | 0 | 0 | 0 | 0 | 0 | 0 | 0 | 0 | 0 | 0 | 0 | 0 | 0 | 0 | 0 | 0 | 0 | 0 | 0 | 0 | 0 | 0 | 0 | 0 | 0 | 0 | 0 | 0 | 0 | 0 | 0 | 0 | 0 | 0 | 0 | 0 | 0 | 0 | 0 | 0 | 0 | 0 | 0 | 0 | 0 | 0 | 0 | 0 | 0 | 0 | 0 | 0 | 0 | 0 | 0 | 0 | 0 | 0 | 0 | 0 | 0 | 0 | 0 | 0 | 0 | 0 | 0 | 0 | 0 | 0 | 0 | 0 | 0 | 0 | 0 | 0 | 0 | 0 | 0 | 0 | 0 | 0 | 0 | 0 | 0 | 0 | 0 | 0 | 0 | 0 | 0 | 0 | 0 | 0 | 0 | 0 | 0 | 0 | 0 | 0 | 0 | 0 | 0 | 0 | 0 | 0 | 0 | 0 | 0 | 0 | 0 | 0 | 0 | 0 | 0 | 0 | 0 | 0 | 0 | 0 | 0 | 0 | 0 | 0 | 0 | 0 | 0 | 0 | 0 | 0 | 0 | 0 | 0 | 0 | 0 | 0 | 0 | 0 | 0 | 0 | 0 | 0 | 0 | 0 | 0 | 0 | 0 | 0 | 0 | 0 | 0 | 0 | 0 | 0 | 0 | 0 | 0 | 0 | 0 | 0 | 0 | 0 | 0 | 0 | 0 | 0 | 0 | 0 | 0 | 0 | 0 | 0 | 0 | 0 | 0 | 0 | 0 | 0 | 0 | 0 | 0 | 0 | 0 | 0 | 0 | 0 | 0 | 0 | 0 | 0 | 0 | 0 | 0 | 0 | 0 | 0 | 0 | 0 | 0 | 0 | 0 | 0 | 0 | 0 | 0 | 0 | 0 | 0 | 0 | 0 | 0 | 0 | 0 | 0 | 0 | 0 | 0 | 0 | 0 | 0 | 0 | 0 | 0 | 0 | 0 | 0 | 0 | 0 | 0 | 0 | 0 | 0 | 0 | 0 | 0 | 0 | 0 | 0 | 0 | 0 | 0 | 0 | 0 | 0 | 0 | 0 | 0 | 0 | 0 | 0 | 0 | 0 | 0 | 0 | 0 | 0 | 0 | 0 | 0 | 0 | 0 | 0 | 0 | 0 | 0 | 0 | 0 | 0 | 0 | 0 | 0 | 0 | 0 | 0 | 0 | 0 | 0 | 0 | 0 | 0 | 0 | 0 | 0 | 0 | 0 | 0 | 0 | 0 | 0 | 0 | 0 | 0 | 0 | 0 | 0 | 0 | 0 | 0 | 0 | 0 | 0 | 0 | 0 | 0 | 0 | 0 | 0 | 0 | 0 | 0 | 0 | 0 | 0 | 0 | 0 | 0 | 0 | 0 | 0 | 0 | 0 | 0 | 0 | 0 | 0 | 0 | 0 | 0 | 0 | 0 | 0 | 0 | 0 | 0 | 0 | 0 | 0 | 0 | 0 | 0 | 0 | 0 | 0 | 0 | 0 | 0 | 0 | 0 | 0 | 0 | 0 | 0 | 0 | 0 | 0 | 0 | 0 | 0 | 0 | 0 | 0 | 0 | 0 | 0 | 0 | 0 | 0 | 0 | 0 | 0 | 0 | 0 | 0 | 0 | 0 | 0 | 0 | 0 | 0 | 0 | 0 | 0 | 0 | 0 | 0 | 0 | 0 | 0 | 0 | 0 | 0 | 0 | 0 | 0 | 0 | 0 | 0 | 0 | 0 | 0.0082405 | 0.0082408 | 0.0082411 | 0.0082414 | 0.0082418 | 0.0082421 | 0.0082425 | 0.0082428 | 0.0082431 | 0.0082434 | 0.0082437 | 0.0082439 | 0.0082442 | 0.0082444 | 0.0082447 | 0.0082449 | 0.0082451 | 0.0082454 | 0.0082456 | 0.0082458 | 0.008246 | 0.0082462 | 0.0082464 | 0 | 0 | 0 | 0.0067074 | 0.0067076 | 0.0067079 | 0.0067082 | 0.0067085 | 0.0067087 | 0.006709 | 0.0067093 | 0.0067095 | 0.0067098 | 0.00671 | 0.0067102 | 0.0067104 | 0.0067106 | 0.0067108 | 0.006711 | 0.0067112 | 0.0067114 | 0.0067115 | 0.0067117 | 0.0067119 | 0.006712 | 0.0067122 | 0 | 0 | 0
WA_Industrial_Petroleum_Existing_Process_Natural Gas_Commissioning_A | WA | Industrial | Petroleum | Existing | Process | Natural Gas | Commissioning | A | IM358 | New construction code | Optimized process design and controls | 10 | 4292.3343 | 0 | 0 | 0.27 | 0 | 0 | 0 | 0.1336 |  | employee | 0% | 0% | Retrofit | Retro12Med | 84.73% | TBD | 0.2% | 0.0082431 |  | 0.0067095 |  | 0 | DL20_COM_CX-Refrig-2021PLN-V11-3 | 2018 AMIL BUS Retro-Commissioning Initiative | U.S. Department of Energy. Lawrence Berkeley National Labs and Building Commissioning Association. https://www.bcxa.org/wp-content/uploads/2020/09/1-s2.0- S0378778819319553-main.pdf | New construction code | New construction code | New construction code | New construction code | New construction code | New construction code | New construction code | New construction code | New construction code | New construction code | New construction code | New construction code | New construction code | New construction code | New construction code | New construction code | New construction code | New construction code | New construction code | New construction code | New construction code | New construction code | New construction code | New construction code | New construction code | New construction code | New construction code | New construction code | New construction code | New construction code | New construction code | Optimized process design and controls | Optimized process design and controls | Optimized process design and controls | Optimized process design and controls | Optimized process design and controls | Optimized process design and controls | Optimized process design and controls | Optimized process design and controls | Optimized process design and controls | Optimized process design and controls | Optimized process design and controls | Optimized process design and controls | Optimized process design and controls | Optimized process design and controls | Optimized process design and controls | Optimized process design and controls | Optimized process design and controls | Optimized process design and controls | Optimized process design and controls | Optimized process design and controls | Optimized process design and controls | Optimized process design and controls | Optimized process design and controls | Optimized process design and controls | Optimized process design and controls | Optimized process design and controls | Optimized process design and controls | Optimized process design and controls | Optimized process design and controls | Optimized process design and controls | Optimized process design and controls | 0.27 | 0.27 | 0.27 | 0.27 | 0.27 | 0.27 | 0.27 | 0.27 | 0.27 | 0.27 | 0.27 | 0.27 | 0.27 | 0.27 | 0.27 | 0.27 | 0.27 | 0.27 | 0.27 | 0.27 | 0.27 | 0.27 | 0.27 | 0.27 | 0.27 | 0.27 | 0.27 | 0.27 | 0.27 | 0.27 | 0.27 | 0 | 0 | 0 | 0 | 0 | 4292.3343 | 4292.3343 | 4292.3343 | 4292.3343 | 4292.3343 | 4292.3343 | 4292.3343 | 4292.3343 | 4292.3343 | 4292.3343 | 4292.3343 | 4292.3343 | 4292.3343 | 4292.3343 | 4292.3343 | 4292.3343 | 4292.3343 | 4292.3343 | 4292.3343 | 4292.3343 | 4292.3343 | 4292.3343 | 4292.3343 | 0 | 0 | 0 | 0 | 0 | 0 | 0 | 0 | 0 | 0 | 0 | 0 | 0 | 0 | 0 | 0 | 0 | 0 | 0 | 0 | 0 | 0 | 0 | 0 | 0 | 0 | 0 | 0 | 0 | 0 | 0 | 0 | 0 | 0 | 0 | 0 | 0 | 0 | 0 | 0 | 0 | 0 | 0 | 0 | 0 | 0 | 0 | 0 | 0 | 0 | 0 | 0 | 0 | 0 | 0 | 0 | 0 | 0 | 0 | 0 | 0 | 0 | 0 | 0 | 0 | 0 | 0 | 0 | 0 | 0 | 0 | 0 | 0 | 0 | 0 | 0 | 0 | 0 | 0 | 0 | 0 | 0 | 0 | 0 | 0 | 0 | 0 | 0 | 0 | 0 | 0 | 0 | 0 | 0 | 0 | 0 | 0 | 0 | 0 | 0 | 0 | 0 | 0 | 0 | 0 | 0 | 0 | 0 | 0 | 0 | 0 | 0 | 0 | 0 | 0 | 0 | 0 | 0 | 0 | 0 | 0 | 0 | 0 | 0 | 0 | 0 | 0 | 0 | 0 | 0 | 0 | 0 | 0 | 0 | 0 | 0 | 0 | 0 | 0 | 0 | 0 | 0 | 0 | 0 | 0 | 0 | 0 | 0 | 0 | 0 | 0 | 0 | 0 | 0 | 0 | 0 | 0 | 0 | 0 | 0 | 0 | 0 | 0 | 0 | 0 | 0 | 0 | 0 | 0 | 0 | 0 | 0 | 0 | 0 | 0 | 0 | 0 | 0 | 0 | 0 | 0 | 0 | 0 | 0 | 0 | 0 | 0 | 0 | 0 | 0 | 0 | 0 | 0 | 0 | 0 | 0 | 0 | 0 | 0 | 0 | 0 | 0 | 0 | 0 | 0 | 0 | 0 | 0 | 0 | 0 | 0 | 0 | 0 | 0 | 0 | 0 | 0 | 0 | 0 | 0 | 0 | 0 | 0 | 0 | 0 | 0 | 0 | 0 | 0 | 0 | 0 | 0 | 0 | 0 | 0 | 0 | 0 | 0 | 0 | 0 | 0 | 0 | 0 | 0 | 0 | 0 | 0 | 0 | 0 | 0 | 0 | 0 | 0 | 0 | 0 | 0 | 0 | 0 | 0 | 0 | 0 | 0 | 0 | 0 | 0 | 0 | 0 | 0 | 0 | 0 | 0 | 0 | 0 | 0 | 0 | 0 | 0 | 0 | 0 | 0 | 0 | 0 | 0 | 0 | 0 | 0 | 0 | 0 | 0 | 0 | 0 | 0 | 0 | 0 | 0 | 0 | 0 | 0 | 0 | 0 | 0 | 0 | 0 | 0 | 0 | 0 | 0 | 0 | 0 | 0 | 0 | 0 | 0 | 0 | 0 | 0 | 0 | 0 | 0 | 0 | 0 | 0 | 0 | 0 | 0 | 0 | 0 | 0 | 0 | 0 | 0 | 0 | 0 | 0 | 0 | 0 | 0 | 0 | 0 | 0 | 0 | 0 | 0 | 0 | 0 | 0 | 0 | 0 | 0 | 0 | 0 | 0 | 0 | 0 | 0 | 0 | 0 | 0 | 0 | 0 | 0 | 0 | 0 | 0 | 0 | 0 | 0 | 0 | 0 | 0 | 0 | 0 | 0 | 0 | 0 | 0 | 0 | 0 | 0 | 0 | 0 | 0 | 0 | 0 | 0 | 0 | 0 | 0 | 0 | 0 | 0 | 0 | 0 | 0 | 0 | 0 | 0 | 0 | 0 | 0 | 0 | 0 | 0 | 0 | 0 | 0 | 0 | 0 | 0 | 0 | 0 | 0 | 0 | 0 | 0 | 0 | 0 | 0 | 0 | 0.0082405 | 0.0082408 | 0.0082411 | 0.0082414 | 0.0082418 | 0.0082421 | 0.0082425 | 0.0082428 | 0.0082431 | 0.0082434 | 0.0082437 | 0.0082439 | 0.0082442 | 0.0082444 | 0.0082447 | 0.0082449 | 0.0082451 | 0.0082454 | 0.0082456 | 0.0082458 | 0.008246 | 0.0082462 | 0.0082464 | 0 | 0 | 0 | 0.0067074 | 0.0067076 | 0.0067079 | 0.0067082 | 0.0067085 | 0.0067087 | 0.006709 | 0.0067093 | 0.0067095 | 0.0067098 | 0.00671 | 0.0067102 | 0.0067104 | 0.0067106 | 0.0067108 | 0.006711 | 0.0067112 | 0.0067114 | 0.0067115 | 0.0067117 | 0.0067119 | 0.006712 | 0.0067122 | 0 | 0 | 0
WA_Industrial_Petroleum_Existing_Space Heating_Natural Gas_Retrocommissioning_A | WA | Industrial | Petroleum | Existing | Space Heating | Natural Gas | Retrocommissioning | A | IM359 | Vintage/existing building | Optimized HVAC flow and controls | 5 | 2.4596 | 0 | 0 | 1.67 | 0 | 0 | 0 | 0.83525 |  | employee | 15% | 50% | Retrofit | RetroEven20 | 76.5% | TBD | 0.2% | 163.5654 |  | 144.9535 |  | 0.001071 | COM_RCX-Heating-7PLN-v5-18 | COM_RCX-All-XCELCO-2017-18-1 | COM_RCX-All-XCELCO-2017-18-1 | Vintage/existing building | Vintage/existing building | Vintage/existing building | Vintage/existing building | Vintage/existing building | Vintage/existing building | Vintage/existing building | Vintage/existing building | Vintage/existing building | Vintage/existing building | Vintage/existing building | Vintage/existing building | Vintage/existing building | Vintage/existing building | Vintage/existing building | Vintage/existing building | Vintage/existing building | Vintage/existing building | Vintage/existing building | Vintage/existing building | Vintage/existing building | Vintage/existing building | Vintage/existing building | Vintage/existing building | Vintage/existing building | Vintage/existing building | Vintage/existing building | Vintage/existing building | Vintage/existing building | Vintage/existing building | Vintage/existing building | Optimized HVAC flow and controls | Optimized HVAC flow and controls | Optimized HVAC flow and controls | Optimized HVAC flow and controls | Optimized HVAC flow and controls | Optimized HVAC flow and controls | Optimized HVAC flow and controls | Optimized HVAC flow and controls | Optimized HVAC flow and controls | Optimized HVAC flow and controls | Optimized HVAC flow and controls | Optimized HVAC flow and controls | Optimized HVAC flow and controls | Optimized HVAC flow and controls | Optimized HVAC flow and controls | Optimized HVAC flow and controls | Optimized HVAC flow and controls | Optimized HVAC flow and controls | Optimized HVAC flow and controls | Optimized HVAC flow and controls | Optimized HVAC flow and controls | Optimized HVAC flow and controls | Optimized HVAC flow and controls | Optimized HVAC flow and controls | Optimized HVAC flow and controls | Optimized HVAC flow and controls | Optimized HVAC flow and controls | Optimized HVAC flow and controls | Optimized HVAC flow and controls | Optimized HVAC flow and controls | Optimized HVAC flow and controls | 1.67 | 1.67 | 1.67 | 1.67 | 1.67 | 1.67 | 1.67 | 1.67 | 1.67 | 1.67 | 1.67 | 1.67 | 1.67 | 1.67 | 1.67 | 1.67 | 1.67 | 1.67 | 1.67 | 1.67 | 1.67 | 1.67 | 1.67 | 1.67 | 1.67 | 1.67 | 1.67 | 1.67 | 1.67 | 1.67 | 1.67 | 0 | 0 | 0 | 0 | 0 | 2.3829 | 2.3576 | 2.3251 | 2.2922 | 2.259 | 2.2262 | 2.1938 | 2.1631 | 2.1331 | 2.1033 | 2.0763 | 2.0511 | 2.0267 | 2.0031 | 1.9799 | 1.9569 | 1.9337 | 1.91 | 1.8871 | 1.8645 | 1.843 | 1.8225 | 1.803 | 0 | 0 | 0 | 0.00063549 | 0.00062837 | 0.00061606 | 0.00060767 | 0.00059938 | 0.00058316 | 0.00057312 | 0.00056394 | 0.00054728 | 0.0005417 | 0.00052965 | 0.00052329 | 0.00051447 | 0.00050393 | 0.00049869 | 0.00049087 | 0.00048315 | 0.0004755 | 0.00046819 | 0.00046113 | 0 | 0 | 0 | 0 | 0 | 0 | 0.00063549 | 0.0012571 | 0.0018558 | 0.0024372 | 0.0030014 | 0.0035409 | 0.0040626 | 0.0045696 | 0.0050534 | 0.0055246 | 0.0059833 | 0.006434 | 0.0068721 | 0.0072957 | 0.00771 | 0.0081115 | 0.0084982 | 0.0088698 | 0.0092314 | 0.009582 | 0.0094716 | 0.0093664 | 0.0092659 | 0 | 0 | 0 | 0.26668 | 0.26654 | 0.26496 | 0.26511 | 0.26533 | 0.26196 | 0.26124 | 0.26071 | 0.25657 | 0.25755 | 0.25509 | 0.25513 | 0.25384 | 0.25158 | 0.25188 | 0.25084 | 0.24986 | 0.24895 | 0.2481 | 0.24732 | 0 | 0 | 0 | 0 | 0 | 0 | 0.26668 | 0.53322 | 0.79818 | 1.0633 | 1.3286 | 1.5906 | 1.8518 | 2.1125 | 2.3691 | 2.6267 | 2.8817 | 3.1369 | 3.3907 | 3.6423 | 3.8942 | 4.145 | 4.3949 | 4.6438 | 4.8919 | 5.1392 | 5.1392 | 5.1392 | 5.1392 | 5.1392 | 5.1392 | 5.1392 | 0.00054084 | 0.00053534 | 0.00052587 | 0.0005197 | 0.0005136 | 0.00050072 | 0.0004931 | 0.00048615 | 0.00047277 | 0.00046886 | 0.0004593 | 0.00045456 | 0.00044768 | 0.00043929 | 0.00043545 | 0.00042939 | 0.00042343 | 0.00041756 | 0.00041255 | 0.00040777 | 0 | 0 | 0 | 0 | 0 | 0 | 0.00054084 | 0.001071 | 0.0015841 | 0.0020844 | 0.0025718 | 0.0030403 | 0.0034953 | 0.0039392 | 0.0043654 | 0.0047817 | 0.0051886 | 0.005589 | 0.0059799 | 0.00636 | 0.0067323 | 0.0070956 | 0.0074478 | 0.007789 | 0.0081343 | 0.0084734 | 0.0084059 | 0.0083428 | 0.0082838 | 0 | 0 | 0 | 0.22668 | 0.22656 | 0.22522 | 0.22534 | 0.22553 | 0.22266 | 0.22206 | 0.2216 | 0.21809 | 0.21892 | 0.21683 | 0.21686 | 0.21577 | 0.21384 | 0.2141 | 0.21321 | 0.21238 | 0.21161 | 0.21089 | 0.21022 | 0 | 0 | 0 | 0 | 0 | 0 | 0.22668 | 0.45324 | 0.67846 | 0.9038 | 1.1293 | 1.352 | 1.574 | 1.7956 | 2.0137 | 2.2327 | 2.4495 | 2.6663 | 2.8821 | 3.096 | 3.31 | 3.5233 | 3.7356 | 3.9472 | 4.1581 | 4.3684 | 4.3684 | 4.3684 | 4.3684 | 4.3684 | 4.3684 | 4.3684 | 0.00054115 | 0.00053609 | 0.00052717 | 0.00052161 | 0.00051619 | 0.00050397 | 0.00049702 | 0.00049075 | 0.00047804 | 0.00047489 | 0.000466 | 0.00046193 | 0.00045572 | 0.00044799 | 0.00044484 | 0.00043944 | 0.00043418 | 0.000429 | 0.00042405 | 0.0004193 | 0 | 0 | 0 | 0 | 0 | 0 | 0.00054115 | 0.0010725 | 0.001588 | 0.0020921 | 0.0025848 | 0.0030601 | 0.0035231 | 0.0039765 | 0.0044141 | 0.0048432 | 0.0052643 | 0.0056796 | 0.0060872 | 0.0064859 | 0.0068775 | 0.0072616 | 0.007637 | 0.0080024 | 0.008361 | 0.008713 | 0.0086466 | 0.0085843 | 0.008526 | 0 | 0 | 0 | 0.22668 | 0.22656 | 0.22522 | 0.22534 | 0.22553 | 0.22266 | 0.22206 | 0.2216 | 0.21809 | 0.21892 | 0.21683 | 0.21686 | 0.21577 | 0.21384 | 0.2141 | 0.21321 | 0.21238 | 0.21161 | 0.21089 | 0.21022 | 0 | 0 | 0 | 0 | 0 | 0 | 0.22668 | 0.45324 | 0.67846 | 0.9038 | 1.1293 | 1.352 | 1.574 | 1.7956 | 2.0137 | 2.2327 | 2.4495 | 2.6663 | 2.8821 | 3.096 | 3.31 | 3.5233 | 3.7356 | 3.9472 | 4.1581 | 4.3684 | 4.3684 | 4.3684 | 4.3684 | 4.3684 | 4.3684 | 4.3684 | 0.00054084 | 0.00053534 | 0.00052587 | 0.0005197 | 0.0005136 | 0.00050072 | 0.0004931 | 0.00048615 | 0.00047277 | 0.00046886 | 0.0004593 | 0.00045456 | 0.00044768 | 0.00043929 | 0.00043545 | 0.00042939 | 0.00042343 | 0.00041756 | 0.00041255 | 0.00040777 | 0 | 0 | 0 | 0 | 0 | 0 | 0.00054084 | 0.001071 | 0.0015841 | 0.0020844 | 0.0025718 | 0.0030403 | 0.0034953 | 0.0039392 | 0.0043654 | 0.0047817 | 0.0051886 | 0.005589 | 0.0059799 | 0.00636 | 0.0067323 | 0.0070956 | 0.0074478 | 0.007789 | 0.0081343 | 0.0084734 | 0.0084059 | 0.0083428 | 0.0082838 | 0 | 0 | 0 | 0.22668 | 0.22656 | 0.22522 | 0.22534 | 0.22553 | 0.22266 | 0.22206 | 0.2216 | 0.21809 | 0.21892 | 0.21683 | 0.21686 | 0.21577 | 0.21384 | 0.2141 | 0.21321 | 0.21238 | 0.21161 | 0.21089 | 0.21022 | 0 | 0 | 0 | 0 | 0 | 0 | 0.22668 | 0.45324 | 0.67846 | 0.9038 | 1.1293 | 1.352 | 1.574 | 1.7956 | 2.0137 | 2.2327 | 2.4495 | 2.6663 | 2.8821 | 3.096 | 3.31 | 3.5233 | 3.7356 | 3.9472 | 4.1581 | 4.3684 | 4.3684 | 4.3684 | 4.3684 | 4.3684 | 4.3684 | 4.3684 | 150.4924 | 151.7906 | 153.4127 | 155.0928 | 156.8153 | 158.5363 | 160.2803 | 161.9687 | 163.602 | 165.2957 | 166.8173 | 168.2899 | 169.7071 | 171.0737 | 172.4762 | 173.8565 | 175.2628 | 176.719 | 178.1427 | 179.5457 | 180.8737 | 182.1299 | 183.3172 | 0 | 0 | 0 | 133.3681 | 134.5186 | 135.9561 | 137.445 | 138.9715 | 140.4967 | 142.0423 | 143.5385 | 144.9859 | 146.487 | 147.8354 | 149.1404 | 150.3964 | 151.6075 | 152.8504 | 154.0736 | 155.3199 | 156.6104 | 157.8722 | 159.1155 | 160.2924 | 161.4056 | 162.4578 | 0 | 0 | 0
WA_Industrial_Petroleum_Existing_Process_Natural Gas_Retrocommissioning_A | WA | Industrial | Petroleum | Existing | Process | Natural Gas | Retrocommissioning | A | IM360 | Vintage/existing building | Optimized process design and controls | 5 | 0 | 0 | 0 | 1.67 | 0 | 0 | 0 | 0.83525 |  | employee | 15% | 50% | Retrofit | RetroEven20 | 76.5% | TBD | 0.2% | 163.5654 |  | 144.9535 |  | 0 | COM_RCX-Heating-7PLN-v5-18 | COM_RCX-All-XCELCO-2017-18-1 | n/a | Vintage/existing building | Vintage/existing building | Vintage/existing building | Vintage/existing building | Vintage/existing building | Vintage/existing building | Vintage/existing building | Vintage/existing building | Vintage/existing building | Vintage/existing building | Vintage/existing building | Vintage/existing building | Vintage/existing building | Vintage/existing building | Vintage/existing building | Vintage/existing building | Vintage/existing building | Vintage/existing building | Vintage/existing building | Vintage/existing building | Vintage/existing building | Vintage/existing building | Vintage/existing building | Vintage/existing building | Vintage/existing building | Vintage/existing building | Vintage/existing building | Vintage/existing building | Vintage/existing building | Vintage/existing building | Vintage/existing building | Optimized process design and controls | Optimized process design and controls | Optimized process design and controls | Optimized process design and controls | Optimized process design and controls | Optimized process design and controls | Optimized process design and controls | Optimized process design and controls | Optimized process design and controls | Optimized process design and controls | Optimized process design and controls | Optimized process design and controls | Optimized process design and controls | Optimized process design and controls | Optimized process design and controls | Optimized process design and controls | Optimized process design and controls | Optimized process design and controls | Optimized process design and controls | Optimized process design and controls | Optimized process design and controls | Optimized process design and controls | Optimized process design and controls | Optimized process design and controls | Optimized process design and controls | Optimized process design and controls | Optimized process design and controls | Optimized process design and controls | Optimized process design and controls | Optimized process design and controls | Optimized process design and controls | 1.67 | 1.67 | 1.67 | 1.67 | 1.67 | 1.67 | 1.67 | 1.67 | 1.67 | 1.67 | 1.67 | 1.67 | 1.67 | 1.67 | 1.67 | 1.67 | 1.67 | 1.67 | 1.67 | 1.67 | 1.67 | 1.67 | 1.67 | 1.67 | 1.67 | 1.67 | 1.67 | 1.67 | 1.67 | 1.67 | 1.67 | 0 | 0 | 0 | 0 | 0 | 0 | 0 | 0 | 0 | 0 | 0 | 0 | 0 | 0 | 0 | 0 | 0 | 0 | 0 | 0 | 0 | 0 | 0 | 0 | 0 | 0 | 0 | 0 | 0 | 0 | 0 | 0 | 0 | 0 | 0 | 0 | 0 | 0 | 0 | 0 | 0 | 0 | 0 | 0 | 0 | 0 | 0 | 0 | 0 | 0 | 0 | 0 | 0 | 0 | 0 | 0 | 0 | 0 | 0 | 0 | 0 | 0 | 0 | 0 | 0 | 0 | 0 | 0 | 0 | 0 | 0 | 0 | 0 | 0 | 0 | 0 | 0 | 0 | 0 | 0 | 0 | 0 | 0 | 0.26668 | 0.26654 | 0.26496 | 0.26511 | 0.26533 | 0.26196 | 0.26124 | 0.26071 | 0.25657 | 0.25755 | 0.25509 | 0.25513 | 0.25384 | 0.25158 | 0.25188 | 0.25084 | 0.24986 | 0.24895 | 0.2481 | 0.24732 | 0 | 0 | 0 | 0 | 0 | 0 | 0.26668 | 0.53322 | 0.79818 | 1.0633 | 1.3286 | 1.5906 | 1.8518 | 2.1125 | 2.3691 | 2.6267 | 2.8817 | 3.1369 | 3.3907 | 3.6423 | 3.8942 | 4.145 | 4.3949 | 4.6438 | 4.8919 | 5.1392 | 5.1392 | 5.1392 | 5.1392 | 5.1392 | 5.1392 | 5.1392 | 0 | 0 | 0 | 0 | 0 | 0 | 0 | 0 | 0 | 0 | 0 | 0 | 0 | 0 | 0 | 0 | 0 | 0 | 0 | 0 | 0 | 0 | 0 | 0 | 0 | 0 | 0 | 0 | 0 | 0 | 0 | 0 | 0 | 0 | 0 | 0 | 0 | 0 | 0 | 0 | 0 | 0 | 0 | 0 | 0 | 0 | 0 | 0 | 0 | 0 | 0 | 0 | 0.22668 | 0.22656 | 0.22522 | 0.22534 | 0.22553 | 0.22266 | 0.22206 | 0.2216 | 0.21809 | 0.21892 | 0.21683 | 0.21686 | 0.21577 | 0.21384 | 0.2141 | 0.21321 | 0.21238 | 0.21161 | 0.21089 | 0.21022 | 0 | 0 | 0 | 0 | 0 | 0 | 0.22668 | 0.45324 | 0.67846 | 0.9038 | 1.1293 | 1.352 | 1.574 | 1.7956 | 2.0137 | 2.2327 | 2.4495 | 2.6663 | 2.8821 | 3.096 | 3.31 | 3.5233 | 3.7356 | 3.9472 | 4.1581 | 4.3684 | 4.3684 | 4.3684 | 4.3684 | 4.3684 | 4.3684 | 4.3684 | 0 | 0 | 0 | 0 | 0 | 0 | 0 | 0 | 0 | 0 | 0 | 0 | 0 | 0 | 0 | 0 | 0 | 0 | 0 | 0 | 0 | 0 | 0 | 0 | 0 | 0 | 0 | 0 | 0 | 0 | 0 | 0 | 0 | 0 | 0 | 0 | 0 | 0 | 0 | 0 | 0 | 0 | 0 | 0 | 0 | 0 | 0 | 0 | 0 | 0 | 0 | 0 | 0.22668 | 0.22656 | 0.22522 | 0.22534 | 0.22553 | 0.22266 | 0.22206 | 0.2216 | 0.21809 | 0.21892 | 0.21683 | 0.21686 | 0.21577 | 0.21384 | 0.2141 | 0.21321 | 0.21238 | 0.21161 | 0.21089 | 0.21022 | 0 | 0 | 0 | 0 | 0 | 0 | 0.22668 | 0.45324 | 0.67846 | 0.9038 | 1.1293 | 1.352 | 1.574 | 1.7956 | 2.0137 | 2.2327 | 2.4495 | 2.6663 | 2.8821 | 3.096 | 3.31 | 3.5233 | 3.7356 | 3.9472 | 4.1581 | 4.3684 | 4.3684 | 4.3684 | 4.3684 | 4.3684 | 4.3684 | 4.3684 | 0 | 0 | 0 | 0 | 0 | 0 | 0 | 0 | 0 | 0 | 0 | 0 | 0 | 0 | 0 | 0 | 0 | 0 | 0 | 0 | 0 | 0 | 0 | 0 | 0 | 0 | 0 | 0 | 0 | 0 | 0 | 0 | 0 | 0 | 0 | 0 | 0 | 0 | 0 | 0 | 0 | 0 | 0 | 0 | 0 | 0 | 0 | 0 | 0 | 0 | 0 | 0 | 0.22668 | 0.22656 | 0.22522 | 0.22534 | 0.22553 | 0.22266 | 0.22206 | 0.2216 | 0.21809 | 0.21892 | 0.21683 | 0.21686 | 0.21577 | 0.21384 | 0.2141 | 0.21321 | 0.21238 | 0.21161 | 0.21089 | 0.21022 | 0 | 0 | 0 | 0 | 0 | 0 | 0.22668 | 0.45324 | 0.67846 | 0.9038 | 1.1293 | 1.352 | 1.574 | 1.7956 | 2.0137 | 2.2327 | 2.4495 | 2.6663 | 2.8821 | 3.096 | 3.31 | 3.5233 | 3.7356 | 3.9472 | 4.1581 | 4.3684 | 4.3684 | 4.3684 | 4.3684 | 4.3684 | 4.3684 | 4.3684 | 150.4924 | 151.7906 | 153.4127 | 155.0928 | 156.8153 | 158.5363 | 160.2803 | 161.9687 | 163.602 | 165.2957 | 166.8173 | 168.2899 | 169.7071 | 171.0737 | 172.4762 | 173.8565 | 175.2628 | 176.719 | 178.1427 | 179.5457 | 180.8737 | 182.1299 | 183.3172 | 0 | 0 | 0 | 133.3681 | 134.5186 | 135.9561 | 137.445 | 138.9715 | 140.4967 | 142.0423 | 143.5385 | 144.9859 | 146.487 | 147.8354 | 149.1404 | 150.3964 | 151.6075 | 152.8504 | 154.0736 | 155.3199 | 156.6104 | 157.8722 | 159.1155 | 160.2924 | 161.4056 | 162.4578 | 0 | 0 | 0
WA_Industrial_Petroleum_New_Space Heating_Natural Gas_Insulation - Roof/Ceiling_A | WA | Industrial | Petroleum | New | Space Heating | Natural Gas | Insulation - Roof/Ceiling | A | IM361 | R-13 | R-38 | 45 | 0.090027 | 0 | 0 | 1.11 | 0 | 0 | 0 | 0.55475 |  | sqft | 0% | 0% | Retrofit | Retro3Slow | 83.42% | TBD | 0.2% | 0 |  | 0 |  | 0 | RTF Wkbk - ComWeatherizationSchool_v3_1 | RTF Wkbk - ComWeatherizationSchool_v3_1 | Building Energy Simulation Tool | R-13 | R-13 | R-13 | R-13 | R-13 | R-13 | R-13 | R-13 | R-13 | R-13 | R-13 | R-13 | R-13 | R-13 | R-13 | R-13 | R-13 | R-13 | R-13 | R-13 | R-13 | R-13 | R-13 | R-13 | R-13 | R-13 | R-13 | R-13 | R-13 | R-13 | R-13 | R-38 | R-38 | R-38 | R-38 | R-38 | R-38 | R-38 | R-38 | R-38 | R-38 | R-38 | R-38 | R-38 | R-38 | R-38 | R-38 | R-38 | R-38 | R-38 | R-38 | R-38 | R-38 | R-38 | R-38 | R-38 | R-38 | R-38 | R-38 | R-38 | R-38 | R-38 | 1.11 | 1.11 | 1.11 | 1.11 | 1.11 | 1.11 | 1.11 | 1.11 | 1.11 | 1.11 | 1.11 | 1.11 | 1.11 | 1.11 | 1.11 | 1.11 | 1.11 | 1.11 | 1.11 | 1.11 | 1.11 | 1.11 | 1.11 | 1.11 | 1.11 | 1.11 | 1.11 | 1.11 | 1.11 | 1.11 | 1.11 | 0 | 0 | 0 | 0 | 0 | 0 | 0 | 0 | 0 | 0 | 0 | 0 | 0 | 0 | 0 | 0 | 0 | 0 | 0 | 0 | 0 | 0 | 0 | 0 | 0 | 0 | 0 | 0 | 0 | 0 | 0 | 0 | 0 | 0 | 0 | 0 | 0 | 0 | 0 | 0 | 0 | 0 | 0 | 0 | 0 | 0 | 0 | 0 | 0 | 0 | 0 | 0 | 0 | 0 | 0 | 0 | 0 | 0 | 0 | 0 | 0 | 0 | 0 | 0 | 0 | 0 | 0 | 0 | 0 | 0 | 0 | 0 | 0 | 0 | 0 | 0 | 0 | 0 | 0 | 0 | 0 | 0 | 0 | 0 | 0 | 0 | 0 | 0 | 0 | 0 | 0 | 0 | 0 | 0 | 0 | 0 | 0 | 0 | 0 | 0 | 0 | 0 | 0 | 0 | 0 | 0 | 0 | 0 | 0 | 0 | 0 | 0 | 0 | 0 | 0 | 0 | 0 | 0 | 0 | 0 | 0 | 0 | 0 | 0 | 0 | 0 | 0 | 0 | 0 | 0 | 0 | 0 | 0 | 0 | 0 | 0 | 0 | 0 | 0 | 0 | 0 | 0 | 0 | 0 | 0 | 0 | 0 | 0 | 0 | 0 | 0 | 0 | 0 | 0 | 0 | 0 | 0 | 0 | 0 | 0 | 0 | 0 | 0 | 0 | 0 | 0 | 0 | 0 | 0 | 0 | 0 | 0 | 0 | 0 | 0 | 0 | 0 | 0 | 0 | 0 | 0 | 0 | 0 | 0 | 0 | 0 | 0 | 0 | 0 | 0 | 0 | 0 | 0 | 0 | 0 | 0 | 0 | 0 | 0 | 0 | 0 | 0 | 0 | 0 | 0 | 0 | 0 | 0 | 0 | 0 | 0 | 0 | 0 | 0 | 0 | 0 | 0 | 0 | 0 | 0 | 0 | 0 | 0 | 0 | 0 | 0 | 0 | 0 | 0 | 0 | 0 | 0 | 0 | 0 | 0 | 0 | 0 | 0 | 0 | 0 | 0 | 0 | 0 | 0 | 0 | 0 | 0 | 0 | 0 | 0 | 0 | 0 | 0 | 0 | 0 | 0 | 0 | 0 | 0 | 0 | 0 | 0 | 0 | 0 | 0 | 0 | 0 | 0 | 0 | 0 | 0 | 0 | 0 | 0 | 0 | 0 | 0 | 0 | 0 | 0 | 0 | 0 | 0 | 0 | 0 | 0 | 0 | 0 | 0 | 0 | 0 | 0 | 0 | 0 | 0 | 0 | 0 | 0 | 0 | 0 | 0 | 0 | 0 | 0 | 0 | 0 | 0 | 0 | 0 | 0 | 0 | 0 | 0 | 0 | 0 | 0 | 0 | 0 | 0 | 0 | 0 | 0 | 0 | 0 | 0 | 0 | 0 | 0 | 0 | 0 | 0 | 0 | 0 | 0 | 0 | 0 | 0 | 0 | 0 | 0 | 0 | 0 | 0 | 0 | 0 | 0 | 0 | 0 | 0 | 0 | 0 | 0 | 0 | 0 | 0 | 0 | 0 | 0 | 0 | 0 | 0 | 0 | 0 | 0 | 0 | 0 | 0 | 0 | 0 | 0 | 0 | 0 | 0 | 0 | 0 | 0 | 0 | 0 | 0 | 0 | 0 | 0 | 0 | 0 | 0 | 0 | 0 | 0 | 0 | 0 | 0 | 0 | 0 | 0 | 0 | 0 | 0 | 0 | 0 | 0 | 0 | 0 | 0 | 0 | 0 | 0 | 0 | 0 | 0 | 0 | 0 | 0 | 0 | 0 | 0 | 0 | 0 | 0 | 0 | 0 | 0 | 0 | 0 | 0 | 0 | 0 | 0 | 0 | 0 | 0 | 0 | 0 | 0 | 0 | 0 | 0 | 0 | 0 | 0 | 0 | 0 | 0 | 0 | 0 | 0 | 0 | 0 | 0 | 0 | 0 | 0 | 0 | 0 | 0 | 0 | 0 | 0 | 0 | 0 | 0 | 0 | 0 | 0 | 0 | 0 | 0 | 0 | 0 | 0 | 0 | 0 | 0 | 0 | 0 | 0 | 0 | 0 | 0 | 0 | 0 | 0 | 0 | 0 | 0 | 0 | 0 | 0 | 0 | 0 | 0 | 0 | 0 | 0 | 0 | 0 | 0 | 0 | 0 | 0
WA_Industrial_Petroleum_New_Space Heating_Natural Gas_Insulation - Wall Cavity_A | WA | Industrial | Petroleum | New | Space Heating | Natural Gas | Insulation - Wall Cavity | A | IM362 | R-11 or less | R-21 | 45 | 0.016213 | 0 | 0 | 0.36 | 0 | 0 | 0 | 0.1823 |  | sqft | 0% | 0% | Retrofit | Retro3Slow | 83.42% | TBD | 0.2% | 0 |  | 0 |  | 0 | RTF Wkbk - ComWeatherizationSchool_v4_0 | RTF Wkbk - ComWeatherizationSchool_v4_0 | Building Energy Simulation Tool | R-11 or less | R-11 or less | R-11 or less | R-11 or less | R-11 or less | R-11 or less | R-11 or less | R-11 or less | R-11 or less | R-11 or less | R-11 or less | R-11 or less | R-11 or less | R-11 or less | R-11 or less | R-11 or less | R-11 or less | R-11 or less | R-11 or less | R-11 or less | R-11 or less | R-11 or less | R-11 or less | R-11 or less | R-11 or less | R-11 or less | R-11 or less | R-11 or less | R-11 or less | R-11 or less | R-11 or less | R-21 | R-21 | R-21 | R-21 | R-21 | R-21 | R-21 | R-21 | R-21 | R-21 | R-21 | R-21 | R-21 | R-21 | R-21 | R-21 | R-21 | R-21 | R-21 | R-21 | R-21 | R-21 | R-21 | R-21 | R-21 | R-21 | R-21 | R-21 | R-21 | R-21 | R-21 | 0.36 | 0.36 | 0.36 | 0.36 | 0.36 | 0.36 | 0.36 | 0.36 | 0.36 | 0.36 | 0.36 | 0.36 | 0.36 | 0.36 | 0.36 | 0.36 | 0.36 | 0.36 | 0.36 | 0.36 | 0.36 | 0.36 | 0.36 | 0.36 | 0.36 | 0.36 | 0.36 | 0.36 | 0.36 | 0.36 | 0.36 | 0 | 0 | 0 | 0 | 0 | 0 | 0 | 0 | 0 | 0 | 0 | 0 | 0 | 0 | 0 | 0 | 0 | 0 | 0 | 0 | 0 | 0 | 0 | 0 | 0 | 0 | 0 | 0 | 0 | 0 | 0 | 0 | 0 | 0 | 0 | 0 | 0 | 0 | 0 | 0 | 0 | 0 | 0 | 0 | 0 | 0 | 0 | 0 | 0 | 0 | 0 | 0 | 0 | 0 | 0 | 0 | 0 | 0 | 0 | 0 | 0 | 0 | 0 | 0 | 0 | 0 | 0 | 0 | 0 | 0 | 0 | 0 | 0 | 0 | 0 | 0 | 0 | 0 | 0 | 0 | 0 | 0 | 0 | 0 | 0 | 0 | 0 | 0 | 0 | 0 | 0 | 0 | 0 | 0 | 0 | 0 | 0 | 0 | 0 | 0 | 0 | 0 | 0 | 0 | 0 | 0 | 0 | 0 | 0 | 0 | 0 | 0 | 0 | 0 | 0 | 0 | 0 | 0 | 0 | 0 | 0 | 0 | 0 | 0 | 0 | 0 | 0 | 0 | 0 | 0 | 0 | 0 | 0 | 0 | 0 | 0 | 0 | 0 | 0 | 0 | 0 | 0 | 0 | 0 | 0 | 0 | 0 | 0 | 0 | 0 | 0 | 0 | 0 | 0 | 0 | 0 | 0 | 0 | 0 | 0 | 0 | 0 | 0 | 0 | 0 | 0 | 0 | 0 | 0 | 0 | 0 | 0 | 0 | 0 | 0 | 0 | 0 | 0 | 0 | 0 | 0 | 0 | 0 | 0 | 0 | 0 | 0 | 0 | 0 | 0 | 0 | 0 | 0 | 0 | 0 | 0 | 0 | 0 | 0 | 0 | 0 | 0 | 0 | 0 | 0 | 0 | 0 | 0 | 0 | 0 | 0 | 0 | 0 | 0 | 0 | 0 | 0 | 0 | 0 | 0 | 0 | 0 | 0 | 0 | 0 | 0 | 0 | 0 | 0 | 0 | 0 | 0 | 0 | 0 | 0 | 0 | 0 | 0 | 0 | 0 | 0 | 0 | 0 | 0 | 0 | 0 | 0 | 0 | 0 | 0 | 0 | 0 | 0 | 0 | 0 | 0 | 0 | 0 | 0 | 0 | 0 | 0 | 0 | 0 | 0 | 0 | 0 | 0 | 0 | 0 | 0 | 0 | 0 | 0 | 0 | 0 | 0 | 0 | 0 | 0 | 0 | 0 | 0 | 0 | 0 | 0 | 0 | 0 | 0 | 0 | 0 | 0 | 0 | 0 | 0 | 0 | 0 | 0 | 0 | 0 | 0 | 0 | 0 | 0 | 0 | 0 | 0 | 0 | 0 | 0 | 0 | 0 | 0 | 0 | 0 | 0 | 0 | 0 | 0 | 0 | 0 | 0 | 0 | 0 | 0 | 0 | 0 | 0 | 0 | 0 | 0 | 0 | 0 | 0 | 0 | 0 | 0 | 0 | 0 | 0 | 0 | 0 | 0 | 0 | 0 | 0 | 0 | 0 | 0 | 0 | 0 | 0 | 0 | 0 | 0 | 0 | 0 | 0 | 0 | 0 | 0 | 0 | 0 | 0 | 0 | 0 | 0 | 0 | 0 | 0 | 0 | 0 | 0 | 0 | 0 | 0 | 0 | 0 | 0 | 0 | 0 | 0 | 0 | 0 | 0 | 0 | 0 | 0 | 0 | 0 | 0 | 0 | 0 | 0 | 0 | 0 | 0 | 0 | 0 | 0 | 0 | 0 | 0 | 0 | 0 | 0 | 0 | 0 | 0 | 0 | 0 | 0 | 0 | 0 | 0 | 0 | 0 | 0 | 0 | 0 | 0 | 0 | 0 | 0 | 0 | 0 | 0 | 0 | 0 | 0 | 0 | 0 | 0 | 0 | 0 | 0 | 0 | 0 | 0 | 0 | 0 | 0 | 0 | 0 | 0 | 0 | 0 | 0 | 0 | 0 | 0 | 0 | 0 | 0 | 0 | 0 | 0 | 0 | 0 | 0 | 0 | 0 | 0 | 0 | 0 | 0 | 0 | 0 | 0 | 0 | 0 | 0 | 0 | 0 | 0 | 0 | 0 | 0 | 0 | 0 | 0 | 0 | 0 | 0 | 0 | 0 | 0 | 0 | 0 | 0 | 0 | 0 | 0 | 0 | 0 | 0 | 0 | 0 | 0
WA_Industrial_Petroleum_New_Space Heating_Natural Gas_Insulation - Ducting_A | WA | Industrial | Petroleum | New | Space Heating | Natural Gas | Insulation - Ducting | A | IM363 | ~2°F thermal losses | 50% reduction in thermal losses | 20 | 0.0014746 | 0 | 0 | 1.52 | 0 | 0 | 0 | 0.76105 |  | sqft | 0% | 0% | Retrofit | Retro5Med | 85.36% | TBD | 0.2% | 0 |  | 0 |  | 0 | MA TRM - 2019-2021 - COM-HVAC-DI | MEMD - MMD8.25.01.FESH23.v01 | Building Energy Simulation Tool | ~2°F thermal losses | ~2°F thermal losses | ~2°F thermal losses | ~2°F thermal losses | ~2°F thermal losses | ~2°F thermal losses | ~2°F thermal losses | ~2°F thermal losses | ~2°F thermal losses | ~2°F thermal losses | ~2°F thermal losses | ~2°F thermal losses | ~2°F thermal losses | ~2°F thermal losses | ~2°F thermal losses | ~2°F thermal losses | ~2°F thermal losses | ~2°F thermal losses | ~2°F thermal losses | ~2°F thermal losses | ~2°F thermal losses | ~2°F thermal losses | ~2°F thermal losses | ~2°F thermal losses | ~2°F thermal losses | ~2°F thermal losses | ~2°F thermal losses | ~2°F thermal losses | ~2°F thermal losses | ~2°F thermal losses | ~2°F thermal losses | 50% reduction in thermal losses | 50% reduction in thermal losses | 50% reduction in thermal losses | 50% reduction in thermal losses | 50% reduction in thermal losses | 50% reduction in thermal losses | 50% reduction in thermal losses | 50% reduction in thermal losses | 50% reduction in thermal losses | 50% reduction in thermal losses | 50% reduction in thermal losses | 50% reduction in thermal losses | 50% reduction in thermal losses | 50% reduction in thermal losses | 50% reduction in thermal losses | 50% reduction in thermal losses | 50% reduction in thermal losses | 50% reduction in thermal losses | 50% reduction in thermal losses | 50% reduction in thermal losses | 50% reduction in thermal losses | 50% reduction in thermal losses | 50% reduction in thermal losses | 50% reduction in thermal losses | 50% reduction in thermal losses | 50% reduction in thermal losses | 50% reduction in thermal losses | 50% reduction in thermal losses | 50% reduction in thermal losses | 50% reduction in thermal losses | 50% reduction in thermal losses | 1.52 | 1.52 | 1.52 | 1.52 | 1.52 | 1.52 | 1.52 | 1.52 | 1.52 | 1.52 | 1.52 | 1.52 | 1.52 | 1.52 | 1.52 | 1.52 | 1.52 | 1.52 | 1.52 | 1.52 | 1.52 | 1.52 | 1.52 | 1.52 | 1.52 | 1.52 | 1.52 | 1.52 | 1.52 | 1.52 | 1.52 | 0 | 0 | 0 | 0 | 0 | 0 | 0 | 0 | 0 | 0 | 0 | 0 | 0 | 0 | 0 | 0 | 0 | 0 | 0 | 0 | 0 | 0 | 0 | 0 | 0 | 0 | 0 | 0 | 0 | 0 | 0 | 0 | 0 | 0 | 0 | 0 | 0 | 0 | 0 | 0 | 0 | 0 | 0 | 0 | 0 | 0 | 0 | 0 | 0 | 0 | 0 | 0 | 0 | 0 | 0 | 0 | 0 | 0 | 0 | 0 | 0 | 0 | 0 | 0 | 0 | 0 | 0 | 0 | 0 | 0 | 0 | 0 | 0 | 0 | 0 | 0 | 0 | 0 | 0 | 0 | 0 | 0 | 0 | 0 | 0 | 0 | 0 | 0 | 0 | 0 | 0 | 0 | 0 | 0 | 0 | 0 | 0 | 0 | 0 | 0 | 0 | 0 | 0 | 0 | 0 | 0 | 0 | 0 | 0 | 0 | 0 | 0 | 0 | 0 | 0 | 0 | 0 | 0 | 0 | 0 | 0 | 0 | 0 | 0 | 0 | 0 | 0 | 0 | 0 | 0 | 0 | 0 | 0 | 0 | 0 | 0 | 0 | 0 | 0 | 0 | 0 | 0 | 0 | 0 | 0 | 0 | 0 | 0 | 0 | 0 | 0 | 0 | 0 | 0 | 0 | 0 | 0 | 0 | 0 | 0 | 0 | 0 | 0 | 0 | 0 | 0 | 0 | 0 | 0 | 0 | 0 | 0 | 0 | 0 | 0 | 0 | 0 | 0 | 0 | 0 | 0 | 0 | 0 | 0 | 0 | 0 | 0 | 0 | 0 | 0 | 0 | 0 | 0 | 0 | 0 | 0 | 0 | 0 | 0 | 0 | 0 | 0 | 0 | 0 | 0 | 0 | 0 | 0 | 0 | 0 | 0 | 0 | 0 | 0 | 0 | 0 | 0 | 0 | 0 | 0 | 0 | 0 | 0 | 0 | 0 | 0 | 0 | 0 | 0 | 0 | 0 | 0 | 0 | 0 | 0 | 0 | 0 | 0 | 0 | 0 | 0 | 0 | 0 | 0 | 0 | 0 | 0 | 0 | 0 | 0 | 0 | 0 | 0 | 0 | 0 | 0 | 0 | 0 | 0 | 0 | 0 | 0 | 0 | 0 | 0 | 0 | 0 | 0 | 0 | 0 | 0 | 0 | 0 | 0 | 0 | 0 | 0 | 0 | 0 | 0 | 0 | 0 | 0 | 0 | 0 | 0 | 0 | 0 | 0 | 0 | 0 | 0 | 0 | 0 | 0 | 0 | 0 | 0 | 0 | 0 | 0 | 0 | 0 | 0 | 0 | 0 | 0 | 0 | 0 | 0 | 0 | 0 | 0 | 0 | 0 | 0 | 0 | 0 | 0 | 0 | 0 | 0 | 0 | 0 | 0 | 0 | 0 | 0 | 0 | 0 | 0 | 0 | 0 | 0 | 0 | 0 | 0 | 0 | 0 | 0 | 0 | 0 | 0 | 0 | 0 | 0 | 0 | 0 | 0 | 0 | 0 | 0 | 0 | 0 | 0 | 0 | 0 | 0 | 0 | 0 | 0 | 0 | 0 | 0 | 0 | 0 | 0 | 0 | 0 | 0 | 0 | 0 | 0 | 0 | 0 | 0 | 0 | 0 | 0 | 0 | 0 | 0 | 0 | 0 | 0 | 0 | 0 | 0 | 0 | 0 | 0 | 0 | 0 | 0 | 0 | 0 | 0 | 0 | 0 | 0 | 0 | 0 | 0 | 0 | 0 | 0 | 0 | 0 | 0 | 0 | 0 | 0 | 0 | 0 | 0 | 0 | 0 | 0 | 0 | 0 | 0 | 0 | 0 | 0 | 0 | 0 | 0 | 0 | 0 | 0 | 0 | 0 | 0 | 0 | 0 | 0 | 0 | 0 | 0 | 0 | 0 | 0 | 0 | 0 | 0 | 0 | 0 | 0 | 0 | 0 | 0 | 0 | 0 | 0 | 0 | 0 | 0 | 0 | 0 | 0 | 0 | 0 | 0 | 0 | 0 | 0 | 0 | 0 | 0 | 0 | 0 | 0 | 0 | 0 | 0 | 0 | 0 | 0 | 0 | 0 | 0 | 0 | 0 | 0 | 0 | 0 | 0 | 0 | 0 | 0 | 0 | 0 | 0 | 0 | 0 | 0 | 0 | 0 | 0
WA_Industrial_Petroleum_New_Space Heating_Natural Gas_HVAC - Duct Repair and Sealing_A | WA | Industrial | Petroleum | New | Space Heating | Natural Gas | HVAC - Duct Repair and Sealing | A | IM364 | Poorly sealed/leaky ducts | 30% reduced duct leaking | 20 | 0.0034715 | 0 | 0 | 0 | 0 | 0 | 0 | 0 |  | sqft | 0% | 0% | Retrofit | RetroEven20 | 76.5% | TBD | 0.2% | 0 |  | 0 |  | 0 | MA TRM - 2019-2021 - COM-HVAC-DS | N/A | Building Energy Simulation Tool | Poorly sealed/leaky ducts | Poorly sealed/leaky ducts | Poorly sealed/leaky ducts | Poorly sealed/leaky ducts | Poorly sealed/leaky ducts | Poorly sealed/leaky ducts | Poorly sealed/leaky ducts | Poorly sealed/leaky ducts | Poorly sealed/leaky ducts | Poorly sealed/leaky ducts | Poorly sealed/leaky ducts | Poorly sealed/leaky ducts | Poorly sealed/leaky ducts | Poorly sealed/leaky ducts | Poorly sealed/leaky ducts | Poorly sealed/leaky ducts | Poorly sealed/leaky ducts | Poorly sealed/leaky ducts | Poorly sealed/leaky ducts | Poorly sealed/leaky ducts | Poorly sealed/leaky ducts | Poorly sealed/leaky ducts | Poorly sealed/leaky ducts | Poorly sealed/leaky ducts | Poorly sealed/leaky ducts | Poorly sealed/leaky ducts | Poorly sealed/leaky ducts | Poorly sealed/leaky ducts | Poorly sealed/leaky ducts | Poorly sealed/leaky ducts | Poorly sealed/leaky ducts | 30% reduced duct leaking | 30% reduced duct leaking | 30% reduced duct leaking | 30% reduced duct leaking | 30% reduced duct leaking | 30% reduced duct leaking | 30% reduced duct leaking | 30% reduced duct leaking | 30% reduced duct leaking | 30% reduced duct leaking | 30% reduced duct leaking | 30% reduced duct leaking | 30% reduced duct leaking | 30% reduced duct leaking | 30% reduced duct leaking | 30% reduced duct leaking | 30% reduced duct leaking | 30% reduced duct leaking | 30% reduced duct leaking | 30% reduced duct leaking | 30% reduced duct leaking | 30% reduced duct leaking | 30% reduced duct leaking | 30% reduced duct leaking | 30% reduced duct leaking | 30% reduced duct leaking | 30% reduced duct leaking | 30% reduced duct leaking | 30% reduced duct leaking | 30% reduced duct leaking | 30% reduced duct leaking | 0 | 0 | 0 | 0 | 0 | 0 | 0 | 0 | 0 | 0 | 0 | 0 | 0 | 0 | 0 | 0 | 0 | 0 | 0 | 0 | 0 | 0 | 0 | 0 | 0 | 0 | 0 | 0 | 0 | 0 | 0 | 0 | 0 | 0 | 0 | 0 | 0 | 0 | 0 | 0 | 0 | 0 | 0 | 0 | 0 | 0 | 0 | 0 | 0 | 0 | 0 | 0 | 0 | 0 | 0 | 0 | 0 | 0 | 0 | 0 | 0 | 0 | 0 | 0 | 0 | 0 | 0 | 0 | 0 | 0 | 0 | 0 | 0 | 0 | 0 | 0 | 0 | 0 | 0 | 0 | 0 | 0 | 0 | 0 | 0 | 0 | 0 | 0 | 0 | 0 | 0 | 0 | 0 | 0 | 0 | 0 | 0 | 0 | 0 | 0 | 0 | 0 | 0 | 0 | 0 | 0 | 0 | 0 | 0 | 0 | 0 | 0 | 0 | 0 | 0 | 0 | 0 | 0 | 0 | 0 | 0 | 0 | 0 | 0 | 0 | 0 | 0 | 0 | 0 | 0 | 0 | 0 | 0 | 0 | 0 | 0 | 0 | 0 | 0 | 0 | 0 | 0 | 0 | 0 | 0 | 0 | 0 | 0 | 0 | 0 | 0 | 0 | 0 | 0 | 0 | 0 | 0 | 0 | 0 | 0 | 0 | 0 | 0 | 0 | 0 | 0 | 0 | 0 | 0 | 0 | 0 | 0 | 0 | 0 | 0 | 0 | 0 | 0 | 0 | 0 | 0 | 0 | 0 | 0 | 0 | 0 | 0 | 0 | 0 | 0 | 0 | 0 | 0 | 0 | 0 | 0 | 0 | 0 | 0 | 0 | 0 | 0 | 0 | 0 | 0 | 0 | 0 | 0 | 0 | 0 | 0 | 0 | 0 | 0 | 0 | 0 | 0 | 0 | 0 | 0 | 0 | 0 | 0 | 0 | 0 | 0 | 0 | 0 | 0 | 0 | 0 | 0 | 0 | 0 | 0 | 0 | 0 | 0 | 0 | 0 | 0 | 0 | 0 | 0 | 0 | 0 | 0 | 0 | 0 | 0 | 0 | 0 | 0 | 0 | 0 | 0 | 0 | 0 | 0 | 0 | 0 | 0 | 0 | 0 | 0 | 0 | 0 | 0 | 0 | 0 | 0 | 0 | 0 | 0 | 0 | 0 | 0 | 0 | 0 | 0 | 0 | 0 | 0 | 0 | 0 | 0 | 0 | 0 | 0 | 0 | 0 | 0 | 0 | 0 | 0 | 0 | 0 | 0 | 0 | 0 | 0 | 0 | 0 | 0 | 0 | 0 | 0 | 0 | 0 | 0 | 0 | 0 | 0 | 0 | 0 | 0 | 0 | 0 | 0 | 0 | 0 | 0 | 0 | 0 | 0 | 0 | 0 | 0 | 0 | 0 | 0 | 0 | 0 | 0 | 0 | 0 | 0 | 0 | 0 | 0 | 0 | 0 | 0 | 0 | 0 | 0 | 0 | 0 | 0 | 0 | 0 | 0 | 0 | 0 | 0 | 0 | 0 | 0 | 0 | 0 | 0 | 0 | 0 | 0 | 0 | 0 | 0 | 0 | 0 | 0 | 0 | 0 | 0 | 0 | 0 | 0 | 0 | 0 | 0 | 0 | 0 | 0 | 0 | 0 | 0 | 0 | 0 | 0 | 0 | 0 | 0 | 0 | 0 | 0 | 0 | 0 | 0 | 0 | 0 | 0 | 0 | 0 | 0 | 0 | 0 | 0 | 0 | 0 | 0 | 0 | 0 | 0 | 0 | 0 | 0 | 0 | 0 | 0 | 0 | 0 | 0 | 0 | 0 | 0 | 0 | 0 | 0 | 0 | 0 | 0 | 0 | 0 | 0 | 0 | 0 | 0 | 0 | 0 | 0 | 0 | 0 | 0 | 0 | 0 | 0 | 0 | 0 | 0 | 0 | 0 | 0 | 0 | 0 | 0 | 0 | 0 | 0 | 0 | 0 | 0 | 0 | 0 | 0 | 0 | 0 | 0 | 0 | 0 | 0 | 0 | 0 | 0 | 0 | 0 | 0 | 0 | 0 | 0 | 0 | 0 | 0 | 0 | 0 | 0 | 0 | 0 | 0 | 0 | 0 | 0 | 0 | 0 | 0 | 0 | 0 | 0 | 0 | 0 | 0 | 0 | 0 | 0 | 0 | 0 | 0 | 0 | 0 | 0 | 0 | 0 | 0 | 0 | 0 | 0 | 0 | 0 | 0 | 0 | 0 | 0 | 0 | 0 | 0 | 0 | 0 | 0 | 0 | 0 | 0 | 0
WA_Industrial_Petroleum_New_Space Heating_Natural Gas_Windows - High Efficiency_A | WA | Industrial | Petroleum | New | Space Heating | Natural Gas | Windows - High Efficiency | A | IM365 | U-.5 or worse | U-.22 or better | 45 | 0.0051454 | 0 | 0 | 0 | 0 | 0 | 0 | 0 |  | sqft | 0% | 0% | Retrofit | Retro1Slow | 81.8% | TBD | 0.2% | 0 |  | 0 |  | 0 | RTF Wkbk - ComWeatherizationSchool_v3_1 | N/A | Building Energy Simulation Tool | U-.5 or worse | U-.5 or worse | U-.5 or worse | U-.5 or worse | U-.5 or worse | U-.5 or worse | U-.5 or worse | U-.5 or worse | U-.5 or worse | U-.5 or worse | U-.5 or worse | U-.5 or worse | U-.5 or worse | U-.5 or worse | U-.5 or worse | U-.5 or worse | U-.5 or worse | U-.5 or worse | U-.5 or worse | U-.5 or worse | U-.5 or worse | U-.5 or worse | U-.5 or worse | U-.5 or worse | U-.5 or worse | U-.5 or worse | U-.5 or worse | U-.5 or worse | U-.5 or worse | U-.5 or worse | U-.5 or worse | U-.22 or better | U-.22 or better | U-.22 or better | U-.22 or better | U-.22 or better | U-.22 or better | U-.22 or better | U-.22 or better | U-.22 or better | U-.22 or better | U-.22 or better | U-.22 or better | U-.22 or better | U-.22 or better | U-.22 or better | U-.22 or better | U-.22 or better | U-.22 or better | U-.22 or better | U-.22 or better | U-.22 or better | U-.22 or better | U-.22 or better | U-.22 or better | U-.22 or better | U-.22 or better | U-.22 or better | U-.22 or better | U-.22 or better | U-.22 or better | U-.22 or better | 0 | 0 | 0 | 0 | 0 | 0 | 0 | 0 | 0 | 0 | 0 | 0 | 0 | 0 | 0 | 0 | 0 | 0 | 0 | 0 | 0 | 0 | 0 | 0 | 0 | 0 | 0 | 0 | 0 | 0 | 0 | 0 | 0 | 0 | 0 | 0 | 0 | 0 | 0 | 0 | 0 | 0 | 0 | 0 | 0 | 0 | 0 | 0 | 0 | 0 | 0 | 0 | 0 | 0 | 0 | 0 | 0 | 0 | 0 | 0 | 0 | 0 | 0 | 0 | 0 | 0 | 0 | 0 | 0 | 0 | 0 | 0 | 0 | 0 | 0 | 0 | 0 | 0 | 0 | 0 | 0 | 0 | 0 | 0 | 0 | 0 | 0 | 0 | 0 | 0 | 0 | 0 | 0 | 0 | 0 | 0 | 0 | 0 | 0 | 0 | 0 | 0 | 0 | 0 | 0 | 0 | 0 | 0 | 0 | 0 | 0 | 0 | 0 | 0 | 0 | 0 | 0 | 0 | 0 | 0 | 0 | 0 | 0 | 0 | 0 | 0 | 0 | 0 | 0 | 0 | 0 | 0 | 0 | 0 | 0 | 0 | 0 | 0 | 0 | 0 | 0 | 0 | 0 | 0 | 0 | 0 | 0 | 0 | 0 | 0 | 0 | 0 | 0 | 0 | 0 | 0 | 0 | 0 | 0 | 0 | 0 | 0 | 0 | 0 | 0 | 0 | 0 | 0 | 0 | 0 | 0 | 0 | 0 | 0 | 0 | 0 | 0 | 0 | 0 | 0 | 0 | 0 | 0 | 0 | 0 | 0 | 0 | 0 | 0 | 0 | 0 | 0 | 0 | 0 | 0 | 0 | 0 | 0 | 0 | 0 | 0 | 0 | 0 | 0 | 0 | 0 | 0 | 0 | 0 | 0 | 0 | 0 | 0 | 0 | 0 | 0 | 0 | 0 | 0 | 0 | 0 | 0 | 0 | 0 | 0 | 0 | 0 | 0 | 0 | 0 | 0 | 0 | 0 | 0 | 0 | 0 | 0 | 0 | 0 | 0 | 0 | 0 | 0 | 0 | 0 | 0 | 0 | 0 | 0 | 0 | 0 | 0 | 0 | 0 | 0 | 0 | 0 | 0 | 0 | 0 | 0 | 0 | 0 | 0 | 0 | 0 | 0 | 0 | 0 | 0 | 0 | 0 | 0 | 0 | 0 | 0 | 0 | 0 | 0 | 0 | 0 | 0 | 0 | 0 | 0 | 0 | 0 | 0 | 0 | 0 | 0 | 0 | 0 | 0 | 0 | 0 | 0 | 0 | 0 | 0 | 0 | 0 | 0 | 0 | 0 | 0 | 0 | 0 | 0 | 0 | 0 | 0 | 0 | 0 | 0 | 0 | 0 | 0 | 0 | 0 | 0 | 0 | 0 | 0 | 0 | 0 | 0 | 0 | 0 | 0 | 0 | 0 | 0 | 0 | 0 | 0 | 0 | 0 | 0 | 0 | 0 | 0 | 0 | 0 | 0 | 0 | 0 | 0 | 0 | 0 | 0 | 0 | 0 | 0 | 0 | 0 | 0 | 0 | 0 | 0 | 0 | 0 | 0 | 0 | 0 | 0 | 0 | 0 | 0 | 0 | 0 | 0 | 0 | 0 | 0 | 0 | 0 | 0 | 0 | 0 | 0 | 0 | 0 | 0 | 0 | 0 | 0 | 0 | 0 | 0 | 0 | 0 | 0 | 0 | 0 | 0 | 0 | 0 | 0 | 0 | 0 | 0 | 0 | 0 | 0 | 0 | 0 | 0 | 0 | 0 | 0 | 0 | 0 | 0 | 0 | 0 | 0 | 0 | 0 | 0 | 0 | 0 | 0 | 0 | 0 | 0 | 0 | 0 | 0 | 0 | 0 | 0 | 0 | 0 | 0 | 0 | 0 | 0 | 0 | 0 | 0 | 0 | 0 | 0 | 0 | 0 | 0 | 0 | 0 | 0 | 0 | 0 | 0 | 0 | 0 | 0 | 0 | 0 | 0 | 0 | 0 | 0 | 0 | 0 | 0 | 0 | 0 | 0 | 0 | 0 | 0 | 0 | 0 | 0 | 0 | 0 | 0 | 0 | 0 | 0 | 0 | 0 | 0 | 0 | 0 | 0 | 0 | 0 | 0 | 0 | 0 | 0 | 0 | 0 | 0 | 0 | 0 | 0 | 0 | 0 | 0 | 0 | 0 | 0 | 0 | 0 | 0 | 0 | 0 | 0 | 0 | 0 | 0 | 0 | 0 | 0 | 0 | 0 | 0 | 0 | 0 | 0 | 0 | 0 | 0 | 0 | 0 | 0 | 0 | 0
WA_Industrial_Petroleum_New_Space Heating_Natural Gas_Gas Boiler - Maintenance_A | WA | Industrial | Petroleum | New | Space Heating | Natural Gas | Gas Boiler - Maintenance | A | IM366 | Degrade performance | General cleaning and maintenance | 3 | 101.7645 | 0 | 0 | 1.95 | 0 | 0 | 0 | 0.97285 |  | sqft | 5% | 10% | Retrofit | Retro20Fast | 83.83% | TBD | 0.2% | 1.2214 |  | 1.1008 |  | 0 | IL TRM - 4.3.10 - CI-HWE-DBTU-V01-180101 | IL TRM - 4.3.10 - CI-HWE-DBTU-V01-180101 | IL TRM - 4.3.10 - CI-HWE-DBTU-V01-180101 | Degrade performance | Degrade performance | Degrade performance | Degrade performance | Degrade performance | Degrade performance | Degrade performance | Degrade performance | Degrade performance | Degrade performance | Degrade performance | Degrade performance | Degrade performance | Degrade performance | Degrade performance | Degrade performance | Degrade performance | Degrade performance | Degrade performance | Degrade performance | Degrade performance | Degrade performance | Degrade performance | Degrade performance | Degrade performance | Degrade performance | Degrade performance | Degrade performance | Degrade performance | Degrade performance | Degrade performance | General cleaning and maintenance | General cleaning and maintenance | General cleaning and maintenance | General cleaning and maintenance | General cleaning and maintenance | General cleaning and maintenance | General cleaning and maintenance | General cleaning and maintenance | General cleaning and maintenance | General cleaning and maintenance | General cleaning and maintenance | General cleaning and maintenance | General cleaning and maintenance | General cleaning and maintenance | General cleaning and maintenance | General cleaning and maintenance | General cleaning and maintenance | General cleaning and maintenance | General cleaning and maintenance | General cleaning and maintenance | General cleaning and maintenance | General cleaning and maintenance | General cleaning and maintenance | General cleaning and maintenance | General cleaning and maintenance | General cleaning and maintenance | General cleaning and maintenance | General cleaning and maintenance | General cleaning and maintenance | General cleaning and maintenance | General cleaning and maintenance | 1.95 | 1.95 | 1.95 | 1.95 | 1.95 | 1.95 | 1.95 | 1.95 | 1.95 | 1.95 | 1.95 | 1.95 | 1.95 | 1.95 | 1.95 | 1.95 | 1.95 | 1.95 | 1.95 | 1.95 | 1.95 | 1.95 | 1.95 | 1.95 | 1.95 | 1.95 | 1.95 | 1.95 | 1.95 | 1.95 | 1.95 | 0 | 0 | 0 | 0 | 0 | 0 | 0 | 0 | 0 | 0 | 0 | 0 | 0 | 0 | 0 | 0 | 0 | 0 | 0 | 0 | 0 | 0 | 0 | 0 | 0 | 0 | 0 | 0 | 0 | 0 | 0 | 0 | 0 | 0 | 0 | 0 | 0 | 0 | 0 | 0 | 0 | 0 | 0 | 0 | 0 | 0 | 0 | 0 | 0 | 0 | 0 | 0 | 0 | 0 | 0 | 0 | 0 | 0 | 0 | 0 | 0 | 0 | 0 | 0 | 0 | 0 | 0 | 0 | 0 | 0 | 0 | 0 | 0 | 0 | 0 | 0 | 0 | 0 | 0 | 0 | 0 | 0 | 0 | 0 | 0 | 0 | 0 | 0 | 0 | 0 | 0 | 0 | 0 | 0 | 0 | 0 | 0 | 0 | 0 | 0 | 0 | 0 | 0 | 0 | 0 | 0 | 0 | 0 | 0 | 0 | 0 | 0 | 0 | 0 | 0 | 0 | 0 | 0 | 0 | 0 | 0 | 0 | 0 | 0 | 0 | 0 | 0 | 0 | 0 | 0 | 0 | 0 | 0 | 0 | 0 | 0 | 0 | 0 | 0 | 0 | 0 | 0 | 0 | 0 | 0 | 0 | 0 | 0 | 0 | 0 | 0 | 0 | 0 | 0 | 0 | 0 | 0 | 0 | 0 | 0 | 0 | 0 | 0 | 0 | 0 | 0 | 0 | 0 | 0 | 0 | 0 | 0 | 0 | 0 | 0 | 0 | 0 | 0 | 0 | 0 | 0 | 0 | 0 | 0 | 0 | 0 | 0 | 0 | 0 | 0 | 0 | 0 | 0 | 0 | 0 | 0 | 0 | 0 | 0 | 0 | 0 | 0 | 0 | 0 | 0 | 0 | 0 | 0 | 0 | 0 | 0 | 0 | 0 | 0 | 0 | 0 | 0 | 0 | 0 | 0 | 0 | 0 | 0 | 0 | 0 | 0 | 0 | 0 | 0 | 0 | 0 | 0 | 0 | 0 | 0 | 0 | 0 | 0 | 0 | 0 | 0 | 0 | 0 | 0 | 0 | 0 | 0 | 0 | 0 | 0 | 0 | 0 | 0 | 0 | 0 | 0 | 0 | 0 | 0 | 0 | 0 | 0 | 0 | 0 | 0 | 0 | 0 | 0 | 0 | 0 | 0 | 0 | 0 | 0 | 0 | 0 | 0 | 0 | 0 | 0 | 0 | 0 | 0 | 0 | 0 | 0 | 0 | 0 | 0 | 0 | 0 | 0 | 0 | 0 | 0 | 0 | 0 | 0 | 0 | 0 | 0 | 0 | 0 | 0 | 0 | 0 | 0 | 0 | 0 | 0 | 0 | 0 | 0 | 0 | 0 | 0 | 0 | 0 | 0 | 0 | 0 | 0 | 0 | 0 | 0 | 0 | 0 | 0 | 0 | 0 | 0 | 0 | 0 | 0 | 0 | 0 | 0 | 0 | 0 | 0 | 0 | 0 | 0 | 0 | 0 | 0 | 0 | 0 | 0 | 0 | 0 | 0 | 0 | 0 | 0 | 0 | 0 | 0 | 0 | 0 | 0 | 0 | 0 | 0 | 0 | 0 | 0 | 0 | 0 | 0 | 0 | 0 | 0 | 0 | 0 | 0 | 0 | 0 | 0 | 0 | 0 | 0 | 0 | 0 | 0 | 0 | 0 | 0 | 0 | 0 | 0 | 0 | 0 | 0 | 0 | 0 | 0 | 0 | 0 | 0 | 0 | 0 | 0 | 0 | 0 | 0 | 0 | 0 | 0 | 0 | 0 | 0 | 0 | 0 | 0 | 0 | 0 | 0 | 0 | 0 | 0 | 0 | 0 | 0 | 0 | 0 | 0 | 0 | 0 | 0 | 0 | 0 | 0 | 0 | 0 | 0 | 0 | 0 | 0 | 0 | 0 | 0 | 0 | 0 | 0 | 0 | 0 | 1.2214 | 1.2214 | 1.2214 | 1.2214 | 1.2214 | 1.2214 | 1.2214 | 1.2214 | 1.2214 | 1.2214 | 1.2214 | 1.2214 | 1.2214 | 1.2214 | 1.2214 | 1.2214 | 1.2214 | 1.2214 | 1.2214 | 1.2214 | 1.2214 | 1.2214 | 1.2214 | 1.2214 | 1.2214 | 1.2214 | 1.1008 | 1.1008 | 1.1008 | 1.1008 | 1.1008 | 1.1008 | 1.1008 | 1.1008 | 1.1008 | 1.1008 | 1.1008 | 1.1008 | 1.1008 | 1.1008 | 1.1008 | 1.1008 | 1.1008 | 1.1008 | 1.1008 | 1.1008 | 1.1008 | 1.1008 | 1.1008 | 1.1008 | 1.1008 | 1.1008
WA_Industrial_Petroleum_New_Process_Natural Gas_Gas Boiler - Maintenance_A | WA | Industrial | Petroleum | New | Process | Natural Gas | Gas Boiler - Maintenance | A | IM367 | Degrade performance | General cleaning and maintenance | 3 | 536.7637 | 0 | 0 | 1.95 | 0 | 0 | 0 | 0.97285 |  | sqft | 5% | 10% | Retrofit | Retro20Fast | 83.83% | TBD | 0.2% | 1.2214 |  | 1.1008 |  | 0.015239 | IL TRM - 4.3.10 - CI-HWE-DBTU-V01-180101 | IL TRM - 4.3.10 - CI-HWE-DBTU-V01-180101 | IL TRM - 4.3.10 - CI-HWE-DBTU-V01-180101 | Degrade performance | Degrade performance | Degrade performance | Degrade performance | Degrade performance | Degrade performance | Degrade performance | Degrade performance | Degrade performance | Degrade performance | Degrade performance | Degrade performance | Degrade performance | Degrade performance | Degrade performance | Degrade performance | Degrade performance | Degrade performance | Degrade performance | Degrade performance | Degrade performance | Degrade performance | Degrade performance | Degrade performance | Degrade performance | Degrade performance | Degrade performance | Degrade performance | Degrade performance | Degrade performance | Degrade performance | General cleaning and maintenance | General cleaning and maintenance | General cleaning and maintenance | General cleaning and maintenance | General cleaning and maintenance | General cleaning and maintenance | General cleaning and maintenance | General cleaning and maintenance | General cleaning and maintenance | General cleaning and maintenance | General cleaning and maintenance | General cleaning and maintenance | General cleaning and maintenance | General cleaning and maintenance | General cleaning and maintenance | General cleaning and maintenance | General cleaning and maintenance | General cleaning and maintenance | General cleaning and maintenance | General cleaning and maintenance | General cleaning and maintenance | General cleaning and maintenance | General cleaning and maintenance | General cleaning and maintenance | General cleaning and maintenance | General cleaning and maintenance | General cleaning and maintenance | General cleaning and maintenance | General cleaning and maintenance | General cleaning and maintenance | General cleaning and maintenance | 1.95 | 1.95 | 1.95 | 1.95 | 1.95 | 1.95 | 1.95 | 1.95 | 1.95 | 1.95 | 1.95 | 1.95 | 1.95 | 1.95 | 1.95 | 1.95 | 1.95 | 1.95 | 1.95 | 1.95 | 1.95 | 1.95 | 1.95 | 1.95 | 1.95 | 1.95 | 1.95 | 1.95 | 1.95 | 1.95 | 1.95 | 0 | 0 | 0 | 0 | 0 | 536.7637 | 536.7637 | 536.7637 | 536.7637 | 536.7637 | 536.7637 | 536.7637 | 536.7637 | 536.7637 | 536.7637 | 536.7637 | 536.7637 | 536.7637 | 536.7637 | 536.7637 | 536.7637 | 536.7637 | 536.7637 | 536.7637 | 536.7637 | 536.7637 | 536.7637 | 536.7637 | 536.7637 | 536.7637 | 536.7637 | 0.0097947 | 0.0081335 | 0.006508 | 0.0097947 | 0.0081335 | 0.006508 | 0.0097947 | 0.0081335 | 0.006508 | 0.0097947 | 0.0081335 | 0.006508 | 0.0097947 | 0.0081335 | 0.006508 | 0.0097947 | 0.0081335 | 0.006508 | 0.0097947 | 0.0081335 | 0.006508 | 0.0097947 | 0.0081335 | 0.006508 | 0.0097947 | 0.0081335 | 0.0097947 | 0.017928 | 0.024436 | 0.024436 | 0.024436 | 0.024436 | 0.024436 | 0.024436 | 0.024436 | 0.024436 | 0.024436 | 0.024436 | 0.024436 | 0.024436 | 0.024436 | 0.024436 | 0.024436 | 0.024436 | 0.024436 | 0.024436 | 0.024436 | 0.024436 | 0.024436 | 0 | 0 | 0 | 0.018248 | 0.015153 | 0.012125 | 0.018248 | 0.015153 | 0.012125 | 0.018248 | 0.015153 | 0.012125 | 0.018248 | 0.015153 | 0.012125 | 0.018248 | 0.015153 | 0.012125 | 0.018248 | 0.015153 | 0.012125 | 0.018248 | 0.015153 | 0.012125 | 0.018248 | 0.015153 | 0.012125 | 0.018248 | 0.015153 | 0.018248 | 0.033401 | 0.045525 | 0.045525 | 0.045525 | 0.045525 | 0.045525 | 0.045525 | 0.045525 | 0.045525 | 0.045525 | 0.045525 | 0.045525 | 0.045525 | 0.045525 | 0.045525 | 0.045525 | 0.045525 | 0.045525 | 0.045525 | 0.045525 | 0.045525 | 0.045525 | 0.045525 | 0.045525 | 0.045525 | 0.0083255 | 0.0069135 | 0.0055318 | 0.0083255 | 0.0069135 | 0.0055318 | 0.0083255 | 0.0069135 | 0.0055318 | 0.0083255 | 0.0069135 | 0.0055318 | 0.0083255 | 0.0069135 | 0.0055318 | 0.0083255 | 0.0069135 | 0.0055318 | 0.0083255 | 0.0069135 | 0.0055318 | 0.0083255 | 0.0069135 | 0.0055318 | 0.0083255 | 0.0069135 | 0.0083255 | 0.015239 | 0.020771 | 0.020771 | 0.020771 | 0.020771 | 0.020771 | 0.020771 | 0.020771 | 0.020771 | 0.020771 | 0.020771 | 0.020771 | 0.020771 | 0.020771 | 0.020771 | 0.020771 | 0.020771 | 0.020771 | 0.020771 | 0.020771 | 0.020771 | 0.020771 | 0 | 0 | 0 | 0.015511 | 0.01288 | 0.010306 | 0.015511 | 0.01288 | 0.010306 | 0.015511 | 0.01288 | 0.010306 | 0.015511 | 0.01288 | 0.010306 | 0.015511 | 0.01288 | 0.010306 | 0.015511 | 0.01288 | 0.010306 | 0.015511 | 0.01288 | 0.010306 | 0.015511 | 0.01288 | 0.010306 | 0.015511 | 0.01288 | 0.015511 | 0.028391 | 0.038697 | 0.038697 | 0.038697 | 0.038697 | 0.038697 | 0.038697 | 0.038697 | 0.038697 | 0.038697 | 0.038697 | 0.038697 | 0.038697 | 0.038697 | 0.038697 | 0.038697 | 0.038697 | 0.038697 | 0.038697 | 0.038697 | 0.038697 | 0.038697 | 0.038697 | 0.038697 | 0.038697 | 0.0083255 | 0.0069135 | 0.0055318 | 0.0083255 | 0.0069135 | 0.0055318 | 0.0083255 | 0.0069135 | 0.0055318 | 0.0083255 | 0.0069135 | 0.0055318 | 0.0083255 | 0.0069135 | 0.0055318 | 0.0083255 | 0.0069135 | 0.0055318 | 0.0083255 | 0.0069135 | 0.0055318 | 0.0083255 | 0.0069135 | 0.0055318 | 0.0083255 | 0.0069135 | 0.0083255 | 0.015239 | 0.020771 | 0.020771 | 0.020771 | 0.020771 | 0.020771 | 0.020771 | 0.020771 | 0.020771 | 0.020771 | 0.020771 | 0.020771 | 0.020771 | 0.020771 | 0.020771 | 0.020771 | 0.020771 | 0.020771 | 0.020771 | 0.020771 | 0.020771 | 0.020771 | 0 | 0 | 0 | 0.015511 | 0.01288 | 0.010306 | 0.015511 | 0.01288 | 0.010306 | 0.015511 | 0.01288 | 0.010306 | 0.015511 | 0.01288 | 0.010306 | 0.015511 | 0.01288 | 0.010306 | 0.015511 | 0.01288 | 0.010306 | 0.015511 | 0.01288 | 0.010306 | 0.015511 | 0.01288 | 0.010306 | 0.015511 | 0.01288 | 0.015511 | 0.028391 | 0.038697 | 0.038697 | 0.038697 | 0.038697 | 0.038697 | 0.038697 | 0.038697 | 0.038697 | 0.038697 | 0.038697 | 0.038697 | 0.038697 | 0.038697 | 0.038697 | 0.038697 | 0.038697 | 0.038697 | 0.038697 | 0.038697 | 0.038697 | 0.038697 | 0.038697 | 0.038697 | 0.038697 | 0.0083255 | 0.0069135 | 0.0055318 | 0.0083255 | 0.0069135 | 0.0055318 | 0.0083255 | 0.0069135 | 0.0055318 | 0.0083255 | 0.0069135 | 0.0055318 | 0.0083255 | 0.0069135 | 0.0055318 | 0.0083255 | 0.0069135 | 0.0055318 | 0.0083255 | 0.0069135 | 0.0055318 | 0.0083255 | 0.0069135 | 0.0055318 | 0.0083255 | 0.0069135 | 0.0083255 | 0.015239 | 0.020771 | 0.020771 | 0.020771 | 0.020771 | 0.020771 | 0.020771 | 0.020771 | 0.020771 | 0.020771 | 0.020771 | 0.020771 | 0.020771 | 0.020771 | 0.020771 | 0.020771 | 0.020771 | 0.020771 | 0.020771 | 0.020771 | 0.020771 | 0.020771 | 0 | 0 | 0 | 0.015511 | 0.01288 | 0.010306 | 0.015511 | 0.01288 | 0.010306 | 0.015511 | 0.01288 | 0.010306 | 0.015511 | 0.01288 | 0.010306 | 0.015511 | 0.01288 | 0.010306 | 0.015511 | 0.01288 | 0.010306 | 0.015511 | 0.01288 | 0.010306 | 0.015511 | 0.01288 | 0.010306 | 0.015511 | 0.01288 | 0.015511 | 0.028391 | 0.038697 | 0.038697 | 0.038697 | 0.038697 | 0.038697 | 0.038697 | 0.038697 | 0.038697 | 0.038697 | 0.038697 | 0.038697 | 0.038697 | 0.038697 | 0.038697 | 0.038697 | 0.038697 | 0.038697 | 0.038697 | 0.038697 | 0.038697 | 0.038697 | 0.038697 | 0.038697 | 0.038697 | 1.2214 | 1.2214 | 1.2214 | 1.2214 | 1.2214 | 1.2214 | 1.2214 | 1.2214 | 1.2214 | 1.2214 | 1.2214 | 1.2214 | 1.2214 | 1.2214 | 1.2214 | 1.2214 | 1.2214 | 1.2214 | 1.2214 | 1.2214 | 1.2214 | 1.2214 | 1.2214 | 1.2214 | 1.2214 | 1.2214 | 1.1008 | 1.1008 | 1.1008 | 1.1008 | 1.1008 | 1.1008 | 1.1008 | 1.1008 | 1.1008 | 1.1008 | 1.1008 | 1.1008 | 1.1008 | 1.1008 | 1.1008 | 1.1008 | 1.1008 | 1.1008 | 1.1008 | 1.1008 | 1.1008 | 1.1008 | 1.1008 | 1.1008 | 1.1008 | 1.1008
WA_Industrial_Petroleum_New_Space Heating_Natural Gas_Gas Furnace - Maintenance_A | WA | Industrial | Petroleum | New | Space Heating | Natural Gas | Gas Furnace - Maintenance | A | IM368 | Degrade performance | General cleaning and maintenance | 3 | 0.0083129 | 0 | 0 | 7.18 | 0 | 0 | 0 | 3.5918 |  | sqft | 5% | 10% | Retrofit | Retro20Fast | 83.83% | TBD | 0.2% | 0 |  | 0 |  | 0 | IL TRM - 4.4.31 - CI-HVC-FTUN-V03-200101 | MN TRM 3.1 - Forced-Air Heating Maintenance v2.0 | MN TRM v3.1 - Forced-Air Heating Maintenance | Degrade performance | Degrade performance | Degrade performance | Degrade performance | Degrade performance | Degrade performance | Degrade performance | Degrade performance | Degrade performance | Degrade performance | Degrade performance | Degrade performance | Degrade performance | Degrade performance | Degrade performance | Degrade performance | Degrade performance | Degrade performance | Degrade performance | Degrade performance | Degrade performance | Degrade performance | Degrade performance | Degrade performance | Degrade performance | Degrade performance | Degrade performance | Degrade performance | Degrade performance | Degrade performance | Degrade performance | General cleaning and maintenance | General cleaning and maintenance | General cleaning and maintenance | General cleaning and maintenance | General cleaning and maintenance | General cleaning and maintenance | General cleaning and maintenance | General cleaning and maintenance | General cleaning and maintenance | General cleaning and maintenance | General cleaning and maintenance | General cleaning and maintenance | General cleaning and maintenance | General cleaning and maintenance | General cleaning and maintenance | General cleaning and maintenance | General cleaning and maintenance | General cleaning and maintenance | General cleaning and maintenance | General cleaning and maintenance | General cleaning and maintenance | General cleaning and maintenance | General cleaning and maintenance | General cleaning and maintenance | General cleaning and maintenance | General cleaning and maintenance | General cleaning and maintenance | General cleaning and maintenance | General cleaning and maintenance | General cleaning and maintenance | General cleaning and maintenance | 7.18 | 7.18 | 7.18 | 7.18 | 7.18 | 7.18 | 7.18 | 7.18 | 7.18 | 7.18 | 7.18 | 7.18 | 7.18 | 7.18 | 7.18 | 7.18 | 7.18 | 7.18 | 7.18 | 7.18 | 7.18 | 7.18 | 7.18 | 7.18 | 7.18 | 7.18 | 7.18 | 7.18 | 7.18 | 7.18 | 7.18 | 0 | 0 | 0 | 0 | 0 | 0 | 0 | 0 | 0 | 0 | 0 | 0 | 0 | 0 | 0 | 0 | 0 | 0 | 0 | 0 | 0 | 0 | 0 | 0 | 0 | 0 | 0 | 0 | 0 | 0 | 0 | 0 | 0 | 0 | 0 | 0 | 0 | 0 | 0 | 0 | 0 | 0 | 0 | 0 | 0 | 0 | 0 | 0 | 0 | 0 | 0 | 0 | 0 | 0 | 0 | 0 | 0 | 0 | 0 | 0 | 0 | 0 | 0 | 0 | 0 | 0 | 0 | 0 | 0 | 0 | 0 | 0 | 0 | 0 | 0 | 0 | 0 | 0 | 0 | 0 | 0 | 0 | 0 | 0 | 0 | 0 | 0 | 0 | 0 | 0 | 0 | 0 | 0 | 0 | 0 | 0 | 0 | 0 | 0 | 0 | 0 | 0 | 0 | 0 | 0 | 0 | 0 | 0 | 0 | 0 | 0 | 0 | 0 | 0 | 0 | 0 | 0 | 0 | 0 | 0 | 0 | 0 | 0 | 0 | 0 | 0 | 0 | 0 | 0 | 0 | 0 | 0 | 0 | 0 | 0 | 0 | 0 | 0 | 0 | 0 | 0 | 0 | 0 | 0 | 0 | 0 | 0 | 0 | 0 | 0 | 0 | 0 | 0 | 0 | 0 | 0 | 0 | 0 | 0 | 0 | 0 | 0 | 0 | 0 | 0 | 0 | 0 | 0 | 0 | 0 | 0 | 0 | 0 | 0 | 0 | 0 | 0 | 0 | 0 | 0 | 0 | 0 | 0 | 0 | 0 | 0 | 0 | 0 | 0 | 0 | 0 | 0 | 0 | 0 | 0 | 0 | 0 | 0 | 0 | 0 | 0 | 0 | 0 | 0 | 0 | 0 | 0 | 0 | 0 | 0 | 0 | 0 | 0 | 0 | 0 | 0 | 0 | 0 | 0 | 0 | 0 | 0 | 0 | 0 | 0 | 0 | 0 | 0 | 0 | 0 | 0 | 0 | 0 | 0 | 0 | 0 | 0 | 0 | 0 | 0 | 0 | 0 | 0 | 0 | 0 | 0 | 0 | 0 | 0 | 0 | 0 | 0 | 0 | 0 | 0 | 0 | 0 | 0 | 0 | 0 | 0 | 0 | 0 | 0 | 0 | 0 | 0 | 0 | 0 | 0 | 0 | 0 | 0 | 0 | 0 | 0 | 0 | 0 | 0 | 0 | 0 | 0 | 0 | 0 | 0 | 0 | 0 | 0 | 0 | 0 | 0 | 0 | 0 | 0 | 0 | 0 | 0 | 0 | 0 | 0 | 0 | 0 | 0 | 0 | 0 | 0 | 0 | 0 | 0 | 0 | 0 | 0 | 0 | 0 | 0 | 0 | 0 | 0 | 0 | 0 | 0 | 0 | 0 | 0 | 0 | 0 | 0 | 0 | 0 | 0 | 0 | 0 | 0 | 0 | 0 | 0 | 0 | 0 | 0 | 0 | 0 | 0 | 0 | 0 | 0 | 0 | 0 | 0 | 0 | 0 | 0 | 0 | 0 | 0 | 0 | 0 | 0 | 0 | 0 | 0 | 0 | 0 | 0 | 0 | 0 | 0 | 0 | 0 | 0 | 0 | 0 | 0 | 0 | 0 | 0 | 0 | 0 | 0 | 0 | 0 | 0 | 0 | 0 | 0 | 0 | 0 | 0 | 0 | 0 | 0 | 0 | 0 | 0 | 0 | 0 | 0 | 0 | 0 | 0 | 0 | 0 | 0 | 0 | 0 | 0 | 0 | 0 | 0 | 0 | 0 | 0 | 0 | 0 | 0 | 0 | 0 | 0 | 0 | 0 | 0 | 0 | 0 | 0 | 0 | 0 | 0 | 0 | 0 | 0 | 0 | 0 | 0 | 0 | 0 | 0 | 0 | 0 | 0 | 0 | 0 | 0 | 0 | 0 | 0 | 0 | 0 | 0 | 0 | 0 | 0 | 0 | 0 | 0 | 0 | 0 | 0 | 0 | 0 | 0 | 0 | 0 | 0 | 0 | 0 | 0 | 0 | 0 | 0 | 0 | 0 | 0 | 0 | 0 | 0 | 0 | 0 | 0 | 0 | 0 | 0 | 0 | 0 | 0 | 0 | 0 | 0 | 0 | 0 | 0 | 0 | 0 | 0 | 0 | 0 | 0 | 0 | 0 | 0 | 0
WA_Industrial_Petroleum_New_Space Heating_Natural Gas_Gas Boiler - Hot Water Reset_A | WA | Industrial | Petroleum | New | Space Heating | Natural Gas | Gas Boiler - Hot Water Reset | A | IM369 | No control | Reset control installed | 16 | 370.0529 | 0 | 0 | 2684.79 | 0 | 0 | 0 | 1342.3951 |  | sqft | 20% | 45% | Retrofit | Retro5Med | 85.36% | TBD | 0.2% | 278.8014 |  | 210.1223 |  | 0 | IL TRM - 4.4.4 - CI-HVC-BLRC-V04-210101 | IL TRM - 4.4.4 - CI-HVC-BLRC-V04-210101 | IL TRM - 4.4.4 - CI-HVC-BLRC-V04-210101 | No control | No control | No control | No control | No control | No control | No control | No control | No control | No control | No control | No control | No control | No control | No control | No control | No control | No control | No control | No control | No control | No control | No control | No control | No control | No control | No control | No control | No control | No control | No control | Reset control installed | Reset control installed | Reset control installed | Reset control installed | Reset control installed | Reset control installed | Reset control installed | Reset control installed | Reset control installed | Reset control installed | Reset control installed | Reset control installed | Reset control installed | Reset control installed | Reset control installed | Reset control installed | Reset control installed | Reset control installed | Reset control installed | Reset control installed | Reset control installed | Reset control installed | Reset control installed | Reset control installed | Reset control installed | Reset control installed | Reset control installed | Reset control installed | Reset control installed | Reset control installed | Reset control installed | 2684.79 | 2684.79 | 2684.79 | 2684.79 | 2684.79 | 2684.79 | 2684.79 | 2684.79 | 2684.79 | 2684.79 | 2684.79 | 2684.79 | 2684.79 | 2684.79 | 2684.79 | 2684.79 | 2684.79 | 2684.79 | 2684.79 | 2684.79 | 2684.79 | 2684.79 | 2684.79 | 2684.79 | 2684.79 | 2684.79 | 2684.79 | 2684.79 | 2684.79 | 2684.79 | 2684.79 | 0 | 0 | 0 | 0 | 0 | 0 | 0 | 0 | 0 | 0 | 0 | 0 | 0 | 0 | 0 | 0 | 0 | 0 | 0 | 0 | 0 | 0 | 0 | 0 | 0 | 0 | 0 | 0 | 0 | 0 | 0 | 0 | 0 | 0 | 0 | 0 | 0 | 0 | 0 | 0 | 0 | 0 | 0 | 0 | 0 | 0 | 0 | 0 | 0 | 0 | 0 | 0 | 0 | 0 | 0 | 0 | 0 | 0 | 0 | 0 | 0 | 0 | 0 | 0 | 0 | 0 | 0 | 0 | 0 | 0 | 0 | 0 | 0 | 0 | 0 | 0 | 0 | 0 | 0 | 0 | 0 | 0 | 0 | 0 | 0 | 0 | 0 | 0 | 0 | 0 | 0 | 0 | 0 | 0 | 0 | 0 | 0 | 0 | 0 | 0 | 0 | 0 | 0 | 0 | 0 | 0 | 0 | 0 | 0 | 0 | 0 | 0 | 0 | 0 | 0 | 0 | 0 | 0 | 0 | 0 | 0 | 0 | 0 | 0 | 0 | 0 | 0 | 0 | 0 | 0 | 0 | 0 | 0 | 0 | 0 | 0 | 0 | 0 | 0 | 0 | 0 | 0 | 0 | 0 | 0 | 0 | 0 | 0 | 0 | 0 | 0 | 0 | 0 | 0 | 0 | 0 | 0 | 0 | 0 | 0 | 0 | 0 | 0 | 0 | 0 | 0 | 0 | 0 | 0 | 0 | 0 | 0 | 0 | 0 | 0 | 0 | 0 | 0 | 0 | 0 | 0 | 0 | 0 | 0 | 0 | 0 | 0 | 0 | 0 | 0 | 0 | 0 | 0 | 0 | 0 | 0 | 0 | 0 | 0 | 0 | 0 | 0 | 0 | 0 | 0 | 0 | 0 | 0 | 0 | 0 | 0 | 0 | 0 | 0 | 0 | 0 | 0 | 0 | 0 | 0 | 0 | 0 | 0 | 0 | 0 | 0 | 0 | 0 | 0 | 0 | 0 | 0 | 0 | 0 | 0 | 0 | 0 | 0 | 0 | 0 | 0 | 0 | 0 | 0 | 0 | 0 | 0 | 0 | 0 | 0 | 0 | 0 | 0 | 0 | 0 | 0 | 0 | 0 | 0 | 0 | 0 | 0 | 0 | 0 | 0 | 0 | 0 | 0 | 0 | 0 | 0 | 0 | 0 | 0 | 0 | 0 | 0 | 0 | 0 | 0 | 0 | 0 | 0 | 0 | 0 | 0 | 0 | 0 | 0 | 0 | 0 | 0 | 0 | 0 | 0 | 0 | 0 | 0 | 0 | 0 | 0 | 0 | 0 | 0 | 0 | 0 | 0 | 0 | 0 | 0 | 0 | 0 | 0 | 0 | 0 | 0 | 0 | 0 | 0 | 0 | 0 | 0 | 0 | 0 | 0 | 0 | 0 | 0 | 0 | 0 | 0 | 0 | 0 | 0 | 0 | 0 | 0 | 0 | 0 | 0 | 0 | 0 | 0 | 0 | 0 | 0 | 0 | 0 | 0 | 0 | 0 | 0 | 0 | 0 | 0 | 0 | 0 | 0 | 0 | 0 | 0 | 0 | 0 | 0 | 0 | 0 | 0 | 0 | 0 | 0 | 0 | 0 | 0 | 0 | 0 | 0 | 0 | 0 | 0 | 0 | 0 | 0 | 0 | 0 | 0 | 0 | 0 | 0 | 0 | 0 | 0 | 0 | 0 | 0 | 0 | 0 | 0 | 0 | 0 | 0 | 0 | 0 | 0 | 0 | 0 | 0 | 0 | 0 | 0 | 0 | 0 | 0 | 0 | 0 | 0 | 0 | 0 | 0 | 0 | 0 | 0 | 0 | 0 | 0 | 0 | 0 | 0 | 0 | 0 | 0 | 0 | 0 | 0 | 0 | 0 | 0 | 0 | 0 | 0 | 0 | 0 | 0 | 0 | 0 | 0 | 0 | 0 | 278.8014 | 278.8014 | 278.8014 | 278.8014 | 278.8014 | 278.8014 | 278.8014 | 278.8014 | 278.8014 | 278.8014 | 278.8014 | 278.8014 | 278.8014 | 278.8014 | 278.8014 | 278.8014 | 278.8014 | 278.8014 | 278.8014 | 278.8014 | 278.8014 | 278.8014 | 278.8014 | 278.8014 | 278.8014 | 278.8014 | 210.1223 | 210.1223 | 210.1223 | 210.1223 | 210.1223 | 210.1223 | 210.1223 | 210.1223 | 210.1223 | 210.1223 | 210.1223 | 210.1223 | 210.1223 | 210.1223 | 210.1223 | 210.1223 | 210.1223 | 210.1223 | 210.1223 | 210.1223 | 210.1223 | 210.1223 | 210.1223 | 210.1223 | 210.1223 | 210.1223
WA_Industrial_Petroleum_New_Process_Natural Gas_Gas Boiler - Hot Water Reset_A | WA | Industrial | Petroleum | New | Process | Natural Gas | Gas Boiler - Hot Water Reset | A | IM370 | No control | Reset control installed | 16 | 975.934 | 0 | 0 | 2684.79 | 0 | 0 | 0 | 1342.3951 |  | sqft | 20% | 45% | Retrofit | Retro5Med | 85.36% | TBD | 0.2% | 278.8014 |  | 210.1223 |  | 0.036039 | IL TRM - 4.4.4 - CI-HVC-BLRC-V04-210101 | IL TRM - 4.4.4 - CI-HVC-BLRC-V04-210101 | XCEL CO 2019-2020 DSM Plan | No control | No control | No control | No control | No control | No control | No control | No control | No control | No control | No control | No control | No control | No control | No control | No control | No control | No control | No control | No control | No control | No control | No control | No control | No control | No control | No control | No control | No control | No control | No control | Reset control installed | Reset control installed | Reset control installed | Reset control installed | Reset control installed | Reset control installed | Reset control installed | Reset control installed | Reset control installed | Reset control installed | Reset control installed | Reset control installed | Reset control installed | Reset control installed | Reset control installed | Reset control installed | Reset control installed | Reset control installed | Reset control installed | Reset control installed | Reset control installed | Reset control installed | Reset control installed | Reset control installed | Reset control installed | Reset control installed | Reset control installed | Reset control installed | Reset control installed | Reset control installed | Reset control installed | 2684.79 | 2684.79 | 2684.79 | 2684.79 | 2684.79 | 2684.79 | 2684.79 | 2684.79 | 2684.79 | 2684.79 | 2684.79 | 2684.79 | 2684.79 | 2684.79 | 2684.79 | 2684.79 | 2684.79 | 2684.79 | 2684.79 | 2684.79 | 2684.79 | 2684.79 | 2684.79 | 2684.79 | 2684.79 | 2684.79 | 2684.79 | 2684.79 | 2684.79 | 2684.79 | 2684.79 | 0 | 0 | 0 | 0 | 0 | 974.6089 | 973.5154 | 972.5593 | 971.7155 | 970.9193 | 970.2814 | 969.8751 | 969.6399 | 969.5289 | 969.5018 | 969.5423 | 969.626 | 969.7426 | 969.8798 | 970.029 | 970.2277 | 970.4829 | 970.7157 | 970.9288 | 971.1246 | 971.3051 | 971.472 | 971.627 | 975.934 | 975.934 | 975.934 | 0.017286 | 0.025117 | 0.035491 | 0.046681 | 0.059493 | 0.076865 | 0.092251 | 0.10233 | 0.10405 | 0.095891 | 0.079221 | 0.055721 | 0.034266 | 0.017415 | 0.0077527 | 0.0029594 | 0.017213 | 0.025045 | 0.035431 | 0.046652 | 0.059517 | 0.07696 | 0.092418 | 0.10299 | 0.10474 | 0.096528 | 0.017286 | 0.042384 | 0.077833 | 0.12445 | 0.18384 | 0.26058 | 0.35272 | 0.45497 | 0.55897 | 0.65484 | 0.73409 | 0.78988 | 0.82424 | 0.84177 | 0.84965 | 0.85278 | 0.85301 | 0.85321 | 0.8534 | 0.85357 | 0.85373 | 0.85388 | 0.85401 | 0 | 0 | 0 | 0.017736 | 0.0258 | 0.036492 | 0.048039 | 0.061275 | 0.07922 | 0.095117 | 0.10553 | 0.10732 | 0.098908 | 0.081709 | 0.057466 | 0.035336 | 0.017956 | 0.0079922 | 0.0030502 | 0.017736 | 0.0258 | 0.036492 | 0.048039 | 0.061275 | 0.07922 | 0.095117 | 0.10553 | 0.10732 | 0.098908 | 0.017736 | 0.043537 | 0.080029 | 0.12807 | 0.18934 | 0.26856 | 0.36368 | 0.46921 | 0.57654 | 0.67544 | 0.75715 | 0.81462 | 0.84995 | 0.86791 | 0.8759 | 0.87895 | 0.87895 | 0.87895 | 0.87895 | 0.87895 | 0.87895 | 0.87895 | 0.87895 | 0.87895 | 0.87895 | 0.87895 | 0.014696 | 0.021357 | 0.030183 | 0.039704 | 0.050608 | 0.065392 | 0.078487 | 0.087066 | 0.088531 | 0.081589 | 0.067404 | 0.047409 | 0.029154 | 0.014817 | 0.0065958 | 0.0025177 | 0.014643 | 0.021305 | 0.03014 | 0.039684 | 0.050625 | 0.065461 | 0.078608 | 0.087546 | 0.089028 | 0.082048 | 0.014696 | 0.036039 | 0.066192 | 0.10585 | 0.15638 | 0.22169 | 0.3001 | 0.3871 | 0.47559 | 0.55717 | 0.62459 | 0.67205 | 0.70127 | 0.71617 | 0.72286 | 0.72551 | 0.72567 | 0.72582 | 0.72595 | 0.72608 | 0.72619 | 0.7263 | 0.72639 | 0 | 0 | 0 | 0.015076 | 0.02193 | 0.031018 | 0.040834 | 0.052084 | 0.067337 | 0.080849 | 0.089704 | 0.091223 | 0.084072 | 0.069453 | 0.048846 | 0.030035 | 0.015263 | 0.0067934 | 0.0025927 | 0.015076 | 0.02193 | 0.031018 | 0.040834 | 0.052084 | 0.067337 | 0.080849 | 0.089704 | 0.091223 | 0.084072 | 0.015076 | 0.037006 | 0.068024 | 0.10886 | 0.16094 | 0.22828 | 0.30913 | 0.39883 | 0.49006 | 0.57413 | 0.64358 | 0.69243 | 0.72246 | 0.73772 | 0.74452 | 0.74711 | 0.74711 | 0.74711 | 0.74711 | 0.74711 | 0.74711 | 0.74711 | 0.74711 | 0.74711 | 0.74711 | 0.74711 | 0.014696 | 0.021357 | 0.030183 | 0.039704 | 0.050608 | 0.065392 | 0.078487 | 0.087066 | 0.088531 | 0.081589 | 0.067404 | 0.047409 | 0.029154 | 0.014817 | 0.0065958 | 0.0025177 | 0.014643 | 0.021305 | 0.03014 | 0.039684 | 0.050625 | 0.065461 | 0.078608 | 0.087546 | 0.089028 | 0.082048 | 0.014696 | 0.036039 | 0.066192 | 0.10585 | 0.15638 | 0.22169 | 0.3001 | 0.3871 | 0.47559 | 0.55717 | 0.62459 | 0.67205 | 0.70127 | 0.71617 | 0.72286 | 0.72551 | 0.72567 | 0.72582 | 0.72595 | 0.72608 | 0.72619 | 0.7263 | 0.72639 | 0 | 0 | 0 | 0.015076 | 0.02193 | 0.031018 | 0.040834 | 0.052084 | 0.067337 | 0.080849 | 0.089704 | 0.091223 | 0.084072 | 0.069453 | 0.048846 | 0.030035 | 0.015263 | 0.0067934 | 0.0025927 | 0.015076 | 0.02193 | 0.031018 | 0.040834 | 0.052084 | 0.067337 | 0.080849 | 0.089704 | 0.091223 | 0.084072 | 0.015076 | 0.037006 | 0.068024 | 0.10886 | 0.16094 | 0.22828 | 0.30913 | 0.39883 | 0.49006 | 0.57413 | 0.64358 | 0.69243 | 0.72246 | 0.73772 | 0.74452 | 0.74711 | 0.74711 | 0.74711 | 0.74711 | 0.74711 | 0.74711 | 0.74711 | 0.74711 | 0.74711 | 0.74711 | 0.74711 | 0.014696 | 0.021357 | 0.030183 | 0.039704 | 0.050608 | 0.065392 | 0.078487 | 0.087066 | 0.088531 | 0.081589 | 0.067404 | 0.047409 | 0.029154 | 0.014817 | 0.0065958 | 0.0025177 | 0.014643 | 0.021305 | 0.03014 | 0.039684 | 0.050625 | 0.065461 | 0.078608 | 0.087546 | 0.089028 | 0.082048 | 0.014696 | 0.036039 | 0.066192 | 0.10585 | 0.15638 | 0.22169 | 0.3001 | 0.3871 | 0.47559 | 0.55717 | 0.62459 | 0.67205 | 0.70127 | 0.71617 | 0.72286 | 0.72551 | 0.72567 | 0.72582 | 0.72595 | 0.72608 | 0.72619 | 0.7263 | 0.72639 | 0 | 0 | 0 | 0.015076 | 0.02193 | 0.031018 | 0.040834 | 0.052084 | 0.067337 | 0.080849 | 0.089704 | 0.091223 | 0.084072 | 0.069453 | 0.048846 | 0.030035 | 0.015263 | 0.0067934 | 0.0025927 | 0.015076 | 0.02193 | 0.031018 | 0.040834 | 0.052084 | 0.067337 | 0.080849 | 0.089704 | 0.091223 | 0.084072 | 0.015076 | 0.037006 | 0.068024 | 0.10886 | 0.16094 | 0.22828 | 0.30913 | 0.39883 | 0.49006 | 0.57413 | 0.64358 | 0.69243 | 0.72246 | 0.73772 | 0.74452 | 0.74711 | 0.74711 | 0.74711 | 0.74711 | 0.74711 | 0.74711 | 0.74711 | 0.74711 | 0.74711 | 0.74711 | 0.74711 | 278.8014 | 278.8014 | 278.8014 | 278.8014 | 278.8014 | 278.8014 | 278.8014 | 278.8014 | 278.8014 | 278.8014 | 278.8014 | 278.8014 | 278.8014 | 278.8014 | 278.8014 | 278.8014 | 278.8014 | 278.8014 | 278.8014 | 278.8014 | 278.8014 | 278.8014 | 278.8014 | 278.8014 | 278.8014 | 278.8014 | 210.1223 | 210.1223 | 210.1223 | 210.1223 | 210.1223 | 210.1223 | 210.1223 | 210.1223 | 210.1223 | 210.1223 | 210.1223 | 210.1223 | 210.1223 | 210.1223 | 210.1223 | 210.1223 | 210.1223 | 210.1223 | 210.1223 | 210.1223 | 210.1223 | 210.1223 | 210.1223 | 210.1223 | 210.1223 | 210.1223
WA_Industrial_Petroleum_New_Space Heating_Natural Gas_Steam Trap Maintenance_A | WA | Industrial | Petroleum | New | Space Heating | Natural Gas | Steam Trap Maintenance | A | IM371 | Degrade performance | Cleaning and maintenance | 6 | 130.7319 | 0 | 0 | 451.27 | 0 | 0 | 0 | 225.6329 |  | sqft | 0% | 0% | Retrofit | RetroEven20 | 76.5% | TBD | 0.2% | 133.8358 |  | 106.4818 |  | 0 | IL TRM - 4.4.16 - CI-HVC-STRE-V07-210101 | IL TRM - 4.4.16 - CI-HVC-STRE-V07-210101 | IL TRM - 4.4.16 - CI-HVC-STRE-V07-210101 | Degrade performance | Degrade performance | Degrade performance | Degrade performance | Degrade performance | Degrade performance | Degrade performance | Degrade performance | Degrade performance | Degrade performance | Degrade performance | Degrade performance | Degrade performance | Degrade performance | Degrade performance | Degrade performance | Degrade performance | Degrade performance | Degrade performance | Degrade performance | Degrade performance | Degrade performance | Degrade performance | Degrade performance | Degrade performance | Degrade performance | Degrade performance | Degrade performance | Degrade performance | Degrade performance | Degrade performance | Cleaning and maintenance | Cleaning and maintenance | Cleaning and maintenance | Cleaning and maintenance | Cleaning and maintenance | Cleaning and maintenance | Cleaning and maintenance | Cleaning and maintenance | Cleaning and maintenance | Cleaning and maintenance | Cleaning and maintenance | Cleaning and maintenance | Cleaning and maintenance | Cleaning and maintenance | Cleaning and maintenance | Cleaning and maintenance | Cleaning and maintenance | Cleaning and maintenance | Cleaning and maintenance | Cleaning and maintenance | Cleaning and maintenance | Cleaning and maintenance | Cleaning and maintenance | Cleaning and maintenance | Cleaning and maintenance | Cleaning and maintenance | Cleaning and maintenance | Cleaning and maintenance | Cleaning and maintenance | Cleaning and maintenance | Cleaning and maintenance | 451.27 | 451.27 | 451.27 | 451.27 | 451.27 | 451.27 | 451.27 | 451.27 | 451.27 | 451.27 | 451.27 | 451.27 | 451.27 | 451.27 | 451.27 | 451.27 | 451.27 | 451.27 | 451.27 | 451.27 | 451.27 | 451.27 | 451.27 | 451.27 | 451.27 | 451.27 | 451.27 | 451.27 | 451.27 | 451.27 | 451.27 | 0 | 0 | 0 | 0 | 0 | 0 | 0 | 0 | 0 | 0 | 0 | 0 | 0 | 0 | 0 | 0 | 0 | 0 | 0 | 0 | 0 | 0 | 0 | 0 | 0 | 0 | 0 | 0 | 0 | 0 | 0 | 0 | 0 | 0 | 0 | 0 | 0 | 0 | 0 | 0 | 0 | 0 | 0 | 0 | 0 | 0 | 0 | 0 | 0 | 0 | 0 | 0 | 0 | 0 | 0 | 0 | 0 | 0 | 0 | 0 | 0 | 0 | 0 | 0 | 0 | 0 | 0 | 0 | 0 | 0 | 0 | 0 | 0 | 0 | 0 | 0 | 0 | 0 | 0 | 0 | 0 | 0 | 0 | 0 | 0 | 0 | 0 | 0 | 0 | 0 | 0 | 0 | 0 | 0 | 0 | 0 | 0 | 0 | 0 | 0 | 0 | 0 | 0 | 0 | 0 | 0 | 0 | 0 | 0 | 0 | 0 | 0 | 0 | 0 | 0 | 0 | 0 | 0 | 0 | 0 | 0 | 0 | 0 | 0 | 0 | 0 | 0 | 0 | 0 | 0 | 0 | 0 | 0 | 0 | 0 | 0 | 0 | 0 | 0 | 0 | 0 | 0 | 0 | 0 | 0 | 0 | 0 | 0 | 0 | 0 | 0 | 0 | 0 | 0 | 0 | 0 | 0 | 0 | 0 | 0 | 0 | 0 | 0 | 0 | 0 | 0 | 0 | 0 | 0 | 0 | 0 | 0 | 0 | 0 | 0 | 0 | 0 | 0 | 0 | 0 | 0 | 0 | 0 | 0 | 0 | 0 | 0 | 0 | 0 | 0 | 0 | 0 | 0 | 0 | 0 | 0 | 0 | 0 | 0 | 0 | 0 | 0 | 0 | 0 | 0 | 0 | 0 | 0 | 0 | 0 | 0 | 0 | 0 | 0 | 0 | 0 | 0 | 0 | 0 | 0 | 0 | 0 | 0 | 0 | 0 | 0 | 0 | 0 | 0 | 0 | 0 | 0 | 0 | 0 | 0 | 0 | 0 | 0 | 0 | 0 | 0 | 0 | 0 | 0 | 0 | 0 | 0 | 0 | 0 | 0 | 0 | 0 | 0 | 0 | 0 | 0 | 0 | 0 | 0 | 0 | 0 | 0 | 0 | 0 | 0 | 0 | 0 | 0 | 0 | 0 | 0 | 0 | 0 | 0 | 0 | 0 | 0 | 0 | 0 | 0 | 0 | 0 | 0 | 0 | 0 | 0 | 0 | 0 | 0 | 0 | 0 | 0 | 0 | 0 | 0 | 0 | 0 | 0 | 0 | 0 | 0 | 0 | 0 | 0 | 0 | 0 | 0 | 0 | 0 | 0 | 0 | 0 | 0 | 0 | 0 | 0 | 0 | 0 | 0 | 0 | 0 | 0 | 0 | 0 | 0 | 0 | 0 | 0 | 0 | 0 | 0 | 0 | 0 | 0 | 0 | 0 | 0 | 0 | 0 | 0 | 0 | 0 | 0 | 0 | 0 | 0 | 0 | 0 | 0 | 0 | 0 | 0 | 0 | 0 | 0 | 0 | 0 | 0 | 0 | 0 | 0 | 0 | 0 | 0 | 0 | 0 | 0 | 0 | 0 | 0 | 0 | 0 | 0 | 0 | 0 | 0 | 0 | 0 | 0 | 0 | 0 | 0 | 0 | 0 | 0 | 0 | 0 | 0 | 0 | 0 | 0 | 0 | 0 | 0 | 0 | 0 | 0 | 0 | 0 | 0 | 0 | 0 | 0 | 0 | 0 | 0 | 0 | 0 | 0 | 0 | 0 | 0 | 0 | 0 | 0 | 0 | 0 | 0 | 0 | 0 | 0 | 0 | 0 | 0 | 0 | 0 | 0 | 0 | 0 | 0 | 0 | 0 | 0 | 0 | 0 | 0 | 0 | 0 | 0 | 0 | 0 | 0 | 0 | 0 | 0 | 0 | 0 | 133.8358 | 133.8358 | 133.8358 | 133.8358 | 133.8358 | 133.8358 | 133.8358 | 133.8358 | 133.8358 | 133.8358 | 133.8358 | 133.8358 | 133.8358 | 133.8358 | 133.8358 | 133.8358 | 133.8358 | 133.8358 | 133.8358 | 133.8358 | 133.8358 | 133.8358 | 133.8358 | 133.8358 | 133.8358 | 133.8358 | 106.4818 | 106.4818 | 106.4818 | 106.4818 | 106.4818 | 106.4818 | 106.4818 | 106.4818 | 106.4818 | 106.4818 | 106.4818 | 106.4818 | 106.4818 | 106.4818 | 106.4818 | 106.4818 | 106.4818 | 106.4818 | 106.4818 | 106.4818 | 106.4818 | 106.4818 | 106.4818 | 106.4818 | 106.4818 | 106.4818
WA_Industrial_Petroleum_New_Process_Natural Gas_Steam Trap Maintenance_A | WA | Industrial | Petroleum | New | Process | Natural Gas | Steam Trap Maintenance | A | IM372 | Degrade performance | Cleaning and maintenance | 6 | 689.554 | 0 | 0 | 451.27 | 0 | 0 | 0 | 225.6329 |  | sqft | 0% | 0% | Retrofit | RetroEven20 | 76.5% | TBD | 0.2% | 133.8358 |  | 106.4818 |  | 0 | IL TRM - 4.4.16 - CI-HVC-STRE-V07-210101 | IL TRM - 4.4.16 - CI-HVC-STRE-V07-210101 | IL TRM - 4.4.16 - CI-HVC-STRE-V07-210101 | Degrade performance | Degrade performance | Degrade performance | Degrade performance | Degrade performance | Degrade performance | Degrade performance | Degrade performance | Degrade performance | Degrade performance | Degrade performance | Degrade performance | Degrade performance | Degrade performance | Degrade performance | Degrade performance | Degrade performance | Degrade performance | Degrade performance | Degrade performance | Degrade performance | Degrade performance | Degrade performance | Degrade performance | Degrade performance | Degrade performance | Degrade performance | Degrade performance | Degrade performance | Degrade performance | Degrade performance | Cleaning and maintenance | Cleaning and maintenance | Cleaning and maintenance | Cleaning and maintenance | Cleaning and maintenance | Cleaning and maintenance | Cleaning and maintenance | Cleaning and maintenance | Cleaning and maintenance | Cleaning and maintenance | Cleaning and maintenance | Cleaning and maintenance | Cleaning and maintenance | Cleaning and maintenance | Cleaning and maintenance | Cleaning and maintenance | Cleaning and maintenance | Cleaning and maintenance | Cleaning and maintenance | Cleaning and maintenance | Cleaning and maintenance | Cleaning and maintenance | Cleaning and maintenance | Cleaning and maintenance | Cleaning and maintenance | Cleaning and maintenance | Cleaning and maintenance | Cleaning and maintenance | Cleaning and maintenance | Cleaning and maintenance | Cleaning and maintenance | 451.27 | 451.27 | 451.27 | 451.27 | 451.27 | 451.27 | 451.27 | 451.27 | 451.27 | 451.27 | 451.27 | 451.27 | 451.27 | 451.27 | 451.27 | 451.27 | 451.27 | 451.27 | 451.27 | 451.27 | 451.27 | 451.27 | 451.27 | 451.27 | 451.27 | 451.27 | 451.27 | 451.27 | 451.27 | 451.27 | 451.27 | 0 | 0 | 0 | 0 | 0 | 689.2004 | 688.9192 | 688.6807 | 688.4877 | 688.3041 | 688.1571 | 688.0643 | 688.0118 | 687.9883 | 687.9844 | 687.9963 | 688.0183 | 688.0479 | 688.0822 | 688.1192 | 688.1869 | 688.2483 | 688.3042 | 688.3553 | 688.4022 | 688.4455 | 688.4855 | 688.5226 | 689.554 | 689.554 | 689.554 | 0 | 0 | 0 | 0 | 0 | 0 | 0 | 0 | 0 | 0 | 0 | 0 | 0 | 0 | 0 | 0 | 0 | 0 | 0 | 0 | 0 | 0 | 0 | 0 | 0 | 0 | 0 | 0 | 0 | 0 | 0 | 0 | 0 | 0 | 0 | 0 | 0 | 0 | 0 | 0 | 0 | 0 | 0 | 0 | 0 | 0 | 0 | 0 | 0 | 0 | 0 | 0 | 0 | 0 | 0 | 0 | 0 | 0 | 0 | 0 | 0 | 0 | 0 | 0 | 0 | 0 | 0 | 0 | 0 | 0 | 0 | 0 | 0 | 0 | 0 | 0 | 0 | 0 | 0 | 0 | 0 | 0 | 0 | 0 | 0 | 0 | 0 | 0 | 0 | 0 | 0 | 0 | 0 | 0 | 0 | 0 | 0 | 0 | 0 | 0 | 0 | 0 | 0 | 0 | 0 | 0 | 0 | 0 | 0 | 0 | 0 | 0 | 0 | 0 | 0 | 0 | 0 | 0 | 0 | 0 | 0 | 0 | 0 | 0 | 0 | 0 | 0 | 0 | 0 | 0 | 0 | 0 | 0 | 0 | 0 | 0 | 0 | 0 | 0 | 0 | 0 | 0 | 0 | 0 | 0 | 0 | 0 | 0 | 0 | 0 | 0 | 0 | 0 | 0 | 0 | 0 | 0 | 0 | 0 | 0 | 0 | 0 | 0 | 0 | 0 | 0 | 0 | 0 | 0 | 0 | 0 | 0 | 0 | 0 | 0 | 0 | 0 | 0 | 0 | 0 | 0 | 0 | 0 | 0 | 0 | 0 | 0 | 0 | 0 | 0 | 0 | 0 | 0 | 0 | 0 | 0 | 0 | 0 | 0 | 0 | 0 | 0 | 0 | 0 | 0 | 0 | 0 | 0 | 0 | 0 | 0 | 0 | 0 | 0 | 0 | 0 | 0 | 0 | 0 | 0 | 0 | 0 | 0 | 0 | 0 | 0 | 0 | 0 | 0 | 0 | 0 | 0 | 0 | 0 | 0 | 0 | 0 | 0 | 0 | 0 | 0 | 0 | 0 | 0 | 0 | 0 | 0 | 0 | 0 | 0 | 0 | 0 | 0 | 0 | 0 | 0 | 0 | 0 | 0 | 0 | 0 | 0 | 0 | 0 | 0 | 0 | 0 | 0 | 0 | 0 | 0 | 0 | 0 | 0 | 0 | 0 | 0 | 0 | 0 | 0 | 0 | 0 | 0 | 0 | 0 | 0 | 0 | 0 | 0 | 0 | 0 | 0 | 0 | 0 | 0 | 0 | 0 | 0 | 0 | 0 | 0 | 0 | 0 | 0 | 0 | 0 | 0 | 0 | 0 | 0 | 0 | 0 | 0 | 0 | 0 | 0 | 0 | 0 | 0 | 0 | 0 | 0 | 0 | 0 | 0 | 0 | 0 | 0 | 0 | 0 | 0 | 0 | 0 | 0 | 0 | 0 | 0 | 0 | 0 | 0 | 0 | 0 | 0 | 0 | 0 | 0 | 0 | 0 | 0 | 0 | 0 | 0 | 0 | 0 | 0 | 0 | 0 | 0 | 0 | 0 | 0 | 0 | 0 | 0 | 0 | 0 | 0 | 0 | 0 | 0 | 0 | 0 | 0 | 0 | 0 | 0 | 0 | 0 | 0 | 0 | 0 | 0 | 0 | 0 | 0 | 0 | 0 | 0 | 0 | 0 | 0 | 0 | 0 | 0 | 0 | 0 | 0 | 0 | 0 | 0 | 0 | 0 | 0 | 0 | 0 | 0 | 0 | 0 | 0 | 0 | 0 | 0 | 0 | 0 | 0 | 0 | 133.8358 | 133.8358 | 133.8358 | 133.8358 | 133.8358 | 133.8358 | 133.8358 | 133.8358 | 133.8358 | 133.8358 | 133.8358 | 133.8358 | 133.8358 | 133.8358 | 133.8358 | 133.8358 | 133.8358 | 133.8358 | 133.8358 | 133.8358 | 133.8358 | 133.8358 | 133.8358 | 133.8358 | 133.8358 | 133.8358 | 106.4818 | 106.4818 | 106.4818 | 106.4818 | 106.4818 | 106.4818 | 106.4818 | 106.4818 | 106.4818 | 106.4818 | 106.4818 | 106.4818 | 106.4818 | 106.4818 | 106.4818 | 106.4818 | 106.4818 | 106.4818 | 106.4818 | 106.4818 | 106.4818 | 106.4818 | 106.4818 | 106.4818 | 106.4818 | 106.4818
WA_Industrial_Petroleum_New_Space Heating_Natural Gas_Gas Boiler - High Turndown_A | WA | Industrial | Petroleum | New | Space Heating | Natural Gas | Gas Boiler - High Turndown | A | IM373 | No control | Turndown control installed | 15 | 138.7698 | 0 | 0 | 6455.65 | 0 | 0 | 0 | 3227.8258 |  | sqft | 35% | 50% | Retrofit | Retro12Med | 84.73% | TBD | 0.2% | 924.9314 |  | 703.2411 |  | 0 | MN TRM 3.1 - Boiler Modifications, Space Heating Only v4.0 | MN TRM 3.1 - Boiler Modifications, Space Heating Only v4.0 | MN TRM 3.1 - Boiler Modifications, Space Heating Only v4.0 | No control | No control | No control | No control | No control | No control | No control | No control | No control | No control | No control | No control | No control | No control | No control | No control | No control | No control | No control | No control | No control | No control | No control | No control | No control | No control | No control | No control | No control | No control | No control | Turndown control installed | Turndown control installed | Turndown control installed | Turndown control installed | Turndown control installed | Turndown control installed | Turndown control installed | Turndown control installed | Turndown control installed | Turndown control installed | Turndown control installed | Turndown control installed | Turndown control installed | Turndown control installed | Turndown control installed | Turndown control installed | Turndown control installed | Turndown control installed | Turndown control installed | Turndown control installed | Turndown control installed | Turndown control installed | Turndown control installed | Turndown control installed | Turndown control installed | Turndown control installed | Turndown control installed | Turndown control installed | Turndown control installed | Turndown control installed | Turndown control installed | 6455.65 | 6455.65 | 6455.65 | 6455.65 | 6455.65 | 6455.65 | 6455.65 | 6455.65 | 6455.65 | 6455.65 | 6455.65 | 6455.65 | 6455.65 | 6455.65 | 6455.65 | 6455.65 | 6455.65 | 6455.65 | 6455.65 | 6455.65 | 6455.65 | 6455.65 | 6455.65 | 6455.65 | 6455.65 | 6455.65 | 6455.65 | 6455.65 | 6455.65 | 6455.65 | 6455.65 | 0 | 0 | 0 | 0 | 0 | 0 | 0 | 0 | 0 | 0 | 0 | 0 | 0 | 0 | 0 | 0 | 0 | 0 | 0 | 0 | 0 | 0 | 0 | 0 | 0 | 0 | 0 | 0 | 0 | 0 | 0 | 0 | 0 | 0 | 0 | 0 | 0 | 0 | 0 | 0 | 0 | 0 | 0 | 0 | 0 | 0 | 0 | 0 | 0 | 0 | 0 | 0 | 0 | 0 | 0 | 0 | 0 | 0 | 0 | 0 | 0 | 0 | 0 | 0 | 0 | 0 | 0 | 0 | 0 | 0 | 0 | 0 | 0 | 0 | 0 | 0 | 0 | 0 | 0 | 0 | 0 | 0 | 0 | 0 | 0 | 0 | 0 | 0 | 0 | 0 | 0 | 0 | 0 | 0 | 0 | 0 | 0 | 0 | 0 | 0 | 0 | 0 | 0 | 0 | 0 | 0 | 0 | 0 | 0 | 0 | 0 | 0 | 0 | 0 | 0 | 0 | 0 | 0 | 0 | 0 | 0 | 0 | 0 | 0 | 0 | 0 | 0 | 0 | 0 | 0 | 0 | 0 | 0 | 0 | 0 | 0 | 0 | 0 | 0 | 0 | 0 | 0 | 0 | 0 | 0 | 0 | 0 | 0 | 0 | 0 | 0 | 0 | 0 | 0 | 0 | 0 | 0 | 0 | 0 | 0 | 0 | 0 | 0 | 0 | 0 | 0 | 0 | 0 | 0 | 0 | 0 | 0 | 0 | 0 | 0 | 0 | 0 | 0 | 0 | 0 | 0 | 0 | 0 | 0 | 0 | 0 | 0 | 0 | 0 | 0 | 0 | 0 | 0 | 0 | 0 | 0 | 0 | 0 | 0 | 0 | 0 | 0 | 0 | 0 | 0 | 0 | 0 | 0 | 0 | 0 | 0 | 0 | 0 | 0 | 0 | 0 | 0 | 0 | 0 | 0 | 0 | 0 | 0 | 0 | 0 | 0 | 0 | 0 | 0 | 0 | 0 | 0 | 0 | 0 | 0 | 0 | 0 | 0 | 0 | 0 | 0 | 0 | 0 | 0 | 0 | 0 | 0 | 0 | 0 | 0 | 0 | 0 | 0 | 0 | 0 | 0 | 0 | 0 | 0 | 0 | 0 | 0 | 0 | 0 | 0 | 0 | 0 | 0 | 0 | 0 | 0 | 0 | 0 | 0 | 0 | 0 | 0 | 0 | 0 | 0 | 0 | 0 | 0 | 0 | 0 | 0 | 0 | 0 | 0 | 0 | 0 | 0 | 0 | 0 | 0 | 0 | 0 | 0 | 0 | 0 | 0 | 0 | 0 | 0 | 0 | 0 | 0 | 0 | 0 | 0 | 0 | 0 | 0 | 0 | 0 | 0 | 0 | 0 | 0 | 0 | 0 | 0 | 0 | 0 | 0 | 0 | 0 | 0 | 0 | 0 | 0 | 0 | 0 | 0 | 0 | 0 | 0 | 0 | 0 | 0 | 0 | 0 | 0 | 0 | 0 | 0 | 0 | 0 | 0 | 0 | 0 | 0 | 0 | 0 | 0 | 0 | 0 | 0 | 0 | 0 | 0 | 0 | 0 | 0 | 0 | 0 | 0 | 0 | 0 | 0 | 0 | 0 | 0 | 0 | 0 | 0 | 0 | 0 | 0 | 0 | 0 | 0 | 0 | 0 | 0 | 0 | 0 | 0 | 0 | 0 | 0 | 0 | 0 | 0 | 0 | 0 | 0 | 0 | 0 | 0 | 0 | 0 | 0 | 0 | 0 | 0 | 0 | 0 | 0 | 0 | 0 | 0 | 0 | 0 | 0 | 0 | 0 | 0 | 0 | 0 | 0 | 0 | 0 | 0 | 0 | 0 | 0 | 0 | 0 | 0 | 0 | 0 | 0 | 0 | 0 | 0 | 0 | 0 | 0 | 0 | 0 | 0 | 0 | 0 | 0 | 0 | 0 | 924.9314 | 924.9314 | 924.9314 | 924.9314 | 924.9314 | 924.9314 | 924.9314 | 924.9314 | 924.9314 | 924.9314 | 924.9314 | 924.9314 | 924.9314 | 924.9314 | 924.9314 | 924.9314 | 924.9314 | 924.9314 | 924.9314 | 924.9314 | 924.9314 | 924.9314 | 924.9314 | 924.9314 | 924.9314 | 924.9314 | 703.2411 | 703.2411 | 703.2411 | 703.2411 | 703.2411 | 703.2411 | 703.2411 | 703.2411 | 703.2411 | 703.2411 | 703.2411 | 703.2411 | 703.2411 | 703.2411 | 703.2411 | 703.2411 | 703.2411 | 703.2411 | 703.2411 | 703.2411 | 703.2411 | 703.2411 | 703.2411 | 703.2411 | 703.2411 | 703.2411
WA_Industrial_Petroleum_New_Process_Natural Gas_Gas Boiler - High Turndown_A | WA | Industrial | Petroleum | New | Process | Natural Gas | Gas Boiler - High Turndown | A | IM374 | No control | Turndown control installed | 15 | 731.9505 | 0 | 0 | 6455.65 | 0 | 0 | 0 | 3227.8258 |  | sqft | 35% | 50% | Retrofit | Retro12Med | 84.73% | TBD | 0.2% | 924.9314 |  | 703.2411 |  | 0.036625 | MN TRM 3.1 - Boiler Modifications, Space Heating Only v4.0 | MN TRM 3.1 - Boiler Modifications, Space Heating Only v4.0 | MN TRM 3.1 - Boiler Modifications, Space Heating Only v4.0 | No control | No control | No control | No control | No control | No control | No control | No control | No control | No control | No control | No control | No control | No control | No control | No control | No control | No control | No control | No control | No control | No control | No control | No control | No control | No control | No control | No control | No control | No control | No control | Turndown control installed | Turndown control installed | Turndown control installed | Turndown control installed | Turndown control installed | Turndown control installed | Turndown control installed | Turndown control installed | Turndown control installed | Turndown control installed | Turndown control installed | Turndown control installed | Turndown control installed | Turndown control installed | Turndown control installed | Turndown control installed | Turndown control installed | Turndown control installed | Turndown control installed | Turndown control installed | Turndown control installed | Turndown control installed | Turndown control installed | Turndown control installed | Turndown control installed | Turndown control installed | Turndown control installed | Turndown control installed | Turndown control installed | Turndown control installed | Turndown control installed | 6455.65 | 6455.65 | 6455.65 | 6455.65 | 6455.65 | 6455.65 | 6455.65 | 6455.65 | 6455.65 | 6455.65 | 6455.65 | 6455.65 | 6455.65 | 6455.65 | 6455.65 | 6455.65 | 6455.65 | 6455.65 | 6455.65 | 6455.65 | 6455.65 | 6455.65 | 6455.65 | 6455.65 | 6455.65 | 6455.65 | 6455.65 | 6455.65 | 6455.65 | 6455.65 | 6455.65 | 0 | 0 | 0 | 0 | 0 | 729.8265 | 728.0311 | 726.4196 | 724.9395 | 723.5235 | 722.597 | 721.8454 | 721.2406 | 720.7643 | 720.3967 | 720.1428 | 719.9817 | 719.8952 | 719.8557 | 719.8379 | 719.8633 | 719.9314 | 719.9791 | 720.009 | 720.023 | 720.4683 | 720.8803 | 721.2628 | 731.9505 | 731.9505 | 731.9505 | 0.019755 | 0.023347 | 0.026926 | 0.030472 | 0.034009 | 0.033805 | 0.029568 | 0.02567 | 0.022146 | 0.018985 | 0.016208 | 0.013776 | 0.01167 | 0.0098525 | 0.008292 | 0.019486 | 0.023087 | 0.026687 | 0.030265 | 0.033845 | 0.033705 | 0.029529 | 0.02567 | 0.022489 | 0.01929 | 0.016474 | 0.019755 | 0.043054 | 0.069884 | 0.10021 | 0.13403 | 0.16766 | 0.19705 | 0.22256 | 0.24456 | 0.26342 | 0.27953 | 0.29325 | 0.30488 | 0.31472 | 0.323 | 0.32301 | 0.32304 | 0.32306 | 0.32308 | 0.32308 | 0.32328 | 0.32347 | 0.32364 | 0 | 0 | 0 | 0.027068 | 0.032069 | 0.037066 | 0.042034 | 0.047005 | 0.046782 | 0.040962 | 0.035591 | 0.030725 | 0.026354 | 0.022507 | 0.019134 | 0.01621 | 0.013687 | 0.011519 | 0.027068 | 0.032069 | 0.037066 | 0.042034 | 0.047005 | 0.046782 | 0.040962 | 0.035591 | 0.030725 | 0.026354 | 0.022507 | 0.027068 | 0.059137 | 0.096204 | 0.13824 | 0.18524 | 0.23202 | 0.27299 | 0.30858 | 0.3393 | 0.36566 | 0.38816 | 0.4073 | 0.42351 | 0.4372 | 0.44871 | 0.44871 | 0.44871 | 0.44871 | 0.44871 | 0.44871 | 0.44871 | 0.44871 | 0.44871 | 0.44871 | 0.44871 | 0.44871 | 0.016799 | 0.019861 | 0.022913 | 0.025939 | 0.028958 | 0.028789 | 0.025186 | 0.021868 | 0.018867 | 0.016176 | 0.013811 | 0.011739 | 0.009944 | 0.0083956 | 0.0070659 | 0.016604 | 0.019673 | 0.02274 | 0.025789 | 0.028839 | 0.028717 | 0.025157 | 0.021868 | 0.019116 | 0.016396 | 0.014003 | 0.016799 | 0.036625 | 0.059469 | 0.085305 | 0.11412 | 0.14279 | 0.16785 | 0.18959 | 0.20836 | 0.22444 | 0.23818 | 0.24988 | 0.2598 | 0.26818 | 0.27524 | 0.27525 | 0.27527 | 0.27529 | 0.2753 | 0.2753 | 0.27545 | 0.27558 | 0.2757 | 0 | 0 | 0 | 0.023008 | 0.027258 | 0.031506 | 0.035729 | 0.039954 | 0.039765 | 0.034818 | 0.030252 | 0.026117 | 0.022401 | 0.019131 | 0.016264 | 0.013779 | 0.011634 | 0.0097914 | 0.023008 | 0.027258 | 0.031506 | 0.035729 | 0.039954 | 0.039765 | 0.034818 | 0.030252 | 0.026117 | 0.022401 | 0.019131 | 0.023008 | 0.050267 | 0.081773 | 0.1175 | 0.15746 | 0.19722 | 0.23204 | 0.26229 | 0.28841 | 0.31081 | 0.32994 | 0.3462 | 0.35998 | 0.37162 | 0.38141 | 0.38141 | 0.38141 | 0.38141 | 0.38141 | 0.38141 | 0.38141 | 0.38141 | 0.38141 | 0.38141 | 0.38141 | 0.38141 | 0 | 0 | 0 | 0.025939 | 0.028958 | 0.031988 | 0.03498 | 0.037965 | 0.03685 | 0.031594 | 0.026974 | 0.022927 | 0.019422 | 0.016398 | 0.013801 | 0.011588 | 0.0097064 | 0.0081128 | 0.025789 | 0.028839 | 0.031908 | 0.03494 | 0.037966 | 0.037336 | 0.032024 | 0.02735 | 0 | 0 | 0 | 0.025939 | 0.054854 | 0.086783 | 0.12169 | 0.15956 | 0.19632 | 0.22783 | 0.25474 | 0.27762 | 0.29701 | 0.3134 | 0.32719 | 0.33879 | 0.34852 | 0.35665 | 0.35667 | 0.35667 | 0.35686 | 0.35703 | 0.35719 | 0 | 0 | 0 | 0 | 0 | 0 | 0.035729 | 0.039954 | 0.044183 | 0.048358 | 0.052521 | 0.051009 | 0.043751 | 0.037365 | 0.031766 | 0.026911 | 0.022722 | 0.019124 | 0.016057 | 0.013449 | 0.01124 | 0.035729 | 0.039954 | 0.044183 | 0.048358 | 0.052521 | 0.051009 | 0.043751 | 0.037365 | 0 | 0 | 0 | 0.035729 | 0.075684 | 0.11987 | 0.16822 | 0.22075 | 0.27175 | 0.31551 | 0.35287 | 0.38464 | 0.41155 | 0.43427 | 0.45339 | 0.46945 | 0.4829 | 0.49414 | 0.49414 | 0.49414 | 0.49414 | 0.49414 | 0.49414 | 0.49414 | 0.49414 | 0.49414 | 0.016799 | 0.019861 | 0.022913 | 0.025939 | 0.028958 | 0.028789 | 0.025186 | 0.021868 | 0.018867 | 0.016176 | 0.013811 | 0.011739 | 0.009944 | 0.0083956 | 0.0070659 | 0.016604 | 0.019673 | 0.02274 | 0.025789 | 0.028839 | 0.028717 | 0.025157 | 0.021868 | 0.019116 | 0.016396 | 0.014003 | 0.016799 | 0.036625 | 0.059469 | 0.085305 | 0.11412 | 0.14279 | 0.16785 | 0.18959 | 0.20836 | 0.22444 | 0.23818 | 0.24988 | 0.2598 | 0.26818 | 0.27524 | 0.27525 | 0.27527 | 0.27529 | 0.2753 | 0.2753 | 0.27545 | 0.27558 | 0.2757 | 0 | 0 | 0 | 0.023008 | 0.027258 | 0.031506 | 0.035729 | 0.039954 | 0.039765 | 0.034818 | 0.030252 | 0.026117 | 0.022401 | 0.019131 | 0.016264 | 0.013779 | 0.011634 | 0.0097914 | 0.023008 | 0.027258 | 0.031506 | 0.035729 | 0.039954 | 0.039765 | 0.034818 | 0.030252 | 0.026117 | 0.022401 | 0.019131 | 0.023008 | 0.050267 | 0.081773 | 0.1175 | 0.15746 | 0.19722 | 0.23204 | 0.26229 | 0.28841 | 0.31081 | 0.32994 | 0.3462 | 0.35998 | 0.37162 | 0.38141 | 0.38141 | 0.38141 | 0.38141 | 0.38141 | 0.38141 | 0.38141 | 0.38141 | 0.38141 | 0.38141 | 0.38141 | 0.38141 | 924.9314 | 924.9314 | 924.9314 | 924.9314 | 924.9314 | 924.9314 | 924.9314 | 924.9314 | 924.9314 | 924.9314 | 924.9314 | 924.9314 | 924.9314 | 924.9314 | 924.9314 | 924.9314 | 924.9314 | 924.9314 | 924.9314 | 924.9314 | 924.9314 | 924.9314 | 924.9314 | 924.9314 | 924.9314 | 924.9314 | 703.2411 | 703.2411 | 703.2411 | 703.2411 | 703.2411 | 703.2411 | 703.2411 | 703.2411 | 703.2411 | 703.2411 | 703.2411 | 703.2411 | 703.2411 | 703.2411 | 703.2411 | 703.2411 | 703.2411 | 703.2411 | 703.2411 | 703.2411 | 703.2411 | 703.2411 | 703.2411 | 703.2411 | 703.2411 | 703.2411
WA_Industrial_Petroleum_New_Space Heating_Natural Gas_Gas Boiler - Burner Control Optimization_A | WA | Industrial | Petroleum | New | Space Heating | Natural Gas | Gas Boiler - Burner Control Optimization | A | IM375 | Average performance | Optimized burner controls | 18 | 40.2433 | 0 | 0 | 2168.89 | 0 | 0 | 0 | 1084.4474 |  | sqft | 5% | 85% | Retrofit | Retro3Slow | 83.58% | TBD | 0.2% | 976.0872 |  | 723.8716 |  | 0 | IL TRM - 4.4.22 - CI-HVC-O2TC-V01-140601 | GBLR_O2TRM-Heating-MEMD-2018-1 | IL TRM - 4.4.22 - CI-HVC-O2TC-V01-140601 | Average performance | Average performance | Average performance | Average performance | Average performance | Average performance | Average performance | Average performance | Average performance | Average performance | Average performance | Average performance | Average performance | Average performance | Average performance | Average performance | Average performance | Average performance | Average performance | Average performance | Average performance | Average performance | Average performance | Average performance | Average performance | Average performance | Average performance | Average performance | Average performance | Average performance | Average performance | Optimized burner controls | Optimized burner controls | Optimized burner controls | Optimized burner controls | Optimized burner controls | Optimized burner controls | Optimized burner controls | Optimized burner controls | Optimized burner controls | Optimized burner controls | Optimized burner controls | Optimized burner controls | Optimized burner controls | Optimized burner controls | Optimized burner controls | Optimized burner controls | Optimized burner controls | Optimized burner controls | Optimized burner controls | Optimized burner controls | Optimized burner controls | Optimized burner controls | Optimized burner controls | Optimized burner controls | Optimized burner controls | Optimized burner controls | Optimized burner controls | Optimized burner controls | Optimized burner controls | Optimized burner controls | Optimized burner controls | 2168.89 | 2168.89 | 2168.89 | 2168.89 | 2168.89 | 2168.89 | 2168.89 | 2168.89 | 2168.89 | 2168.89 | 2168.89 | 2168.89 | 2168.89 | 2168.89 | 2168.89 | 2168.89 | 2168.89 | 2168.89 | 2168.89 | 2168.89 | 2168.89 | 2168.89 | 2168.89 | 2168.89 | 2168.89 | 2168.89 | 2168.89 | 2168.89 | 2168.89 | 2168.89 | 2168.89 | 0 | 0 | 0 | 0 | 0 | 0 | 0 | 0 | 0 | 0 | 0 | 0 | 0 | 0 | 0 | 0 | 0 | 0 | 0 | 0 | 0 | 0 | 0 | 0 | 0 | 0 | 0 | 0 | 0 | 0 | 0 | 0 | 0 | 0 | 0 | 0 | 0 | 0 | 0 | 0 | 0 | 0 | 0 | 0 | 0 | 0 | 0 | 0 | 0 | 0 | 0 | 0 | 0 | 0 | 0 | 0 | 0 | 0 | 0 | 0 | 0 | 0 | 0 | 0 | 0 | 0 | 0 | 0 | 0 | 0 | 0 | 0 | 0 | 0 | 0 | 0 | 0 | 0 | 0 | 0 | 0 | 0 | 0 | 0 | 0 | 0 | 0 | 0 | 0 | 0 | 0 | 0 | 0 | 0 | 0 | 0 | 0 | 0 | 0 | 0 | 0 | 0 | 0 | 0 | 0 | 0 | 0 | 0 | 0 | 0 | 0 | 0 | 0 | 0 | 0 | 0 | 0 | 0 | 0 | 0 | 0 | 0 | 0 | 0 | 0 | 0 | 0 | 0 | 0 | 0 | 0 | 0 | 0 | 0 | 0 | 0 | 0 | 0 | 0 | 0 | 0 | 0 | 0 | 0 | 0 | 0 | 0 | 0 | 0 | 0 | 0 | 0 | 0 | 0 | 0 | 0 | 0 | 0 | 0 | 0 | 0 | 0 | 0 | 0 | 0 | 0 | 0 | 0 | 0 | 0 | 0 | 0 | 0 | 0 | 0 | 0 | 0 | 0 | 0 | 0 | 0 | 0 | 0 | 0 | 0 | 0 | 0 | 0 | 0 | 0 | 0 | 0 | 0 | 0 | 0 | 0 | 0 | 0 | 0 | 0 | 0 | 0 | 0 | 0 | 0 | 0 | 0 | 0 | 0 | 0 | 0 | 0 | 0 | 0 | 0 | 0 | 0 | 0 | 0 | 0 | 0 | 0 | 0 | 0 | 0 | 0 | 0 | 0 | 0 | 0 | 0 | 0 | 0 | 0 | 0 | 0 | 0 | 0 | 0 | 0 | 0 | 0 | 0 | 0 | 0 | 0 | 0 | 0 | 0 | 0 | 0 | 0 | 0 | 0 | 0 | 0 | 0 | 0 | 0 | 0 | 0 | 0 | 0 | 0 | 0 | 0 | 0 | 0 | 0 | 0 | 0 | 0 | 0 | 0 | 0 | 0 | 0 | 0 | 0 | 0 | 0 | 0 | 0 | 0 | 0 | 0 | 0 | 0 | 0 | 0 | 0 | 0 | 0 | 0 | 0 | 0 | 0 | 0 | 0 | 0 | 0 | 0 | 0 | 0 | 0 | 0 | 0 | 0 | 0 | 0 | 0 | 0 | 0 | 0 | 0 | 0 | 0 | 0 | 0 | 0 | 0 | 0 | 0 | 0 | 0 | 0 | 0 | 0 | 0 | 0 | 0 | 0 | 0 | 0 | 0 | 0 | 0 | 0 | 0 | 0 | 0 | 0 | 0 | 0 | 0 | 0 | 0 | 0 | 0 | 0 | 0 | 0 | 0 | 0 | 0 | 0 | 0 | 0 | 0 | 0 | 0 | 0 | 0 | 0 | 0 | 0 | 0 | 0 | 0 | 0 | 0 | 0 | 0 | 0 | 0 | 0 | 0 | 0 | 0 | 0 | 0 | 0 | 0 | 0 | 0 | 0 | 0 | 0 | 0 | 0 | 0 | 0 | 0 | 0 | 0 | 0 | 0 | 0 | 0 | 0 | 0 | 0 | 0 | 0 | 0 | 0 | 0 | 0 | 0 | 0 | 0 | 0 | 0 | 0 | 0 | 0 | 0 | 0 | 0 | 0 | 0 | 0 | 0 | 0 | 0 | 0 | 0 | 0 | 0 | 0 | 0 | 0 | 0 | 0 | 0 | 0 | 0 | 0 | 0 | 0 | 0 | 0 | 0 | 0 | 0 | 0 | 0 | 976.0872 | 976.0872 | 976.0872 | 976.0872 | 976.0872 | 976.0872 | 976.0872 | 976.0872 | 976.0872 | 976.0872 | 976.0872 | 976.0872 | 976.0872 | 976.0872 | 976.0872 | 976.0872 | 976.0872 | 976.0872 | 976.0872 | 976.0872 | 976.0872 | 976.0872 | 976.0872 | 976.0872 | 976.0872 | 976.0872 | 723.8716 | 723.8716 | 723.8716 | 723.8716 | 723.8716 | 723.8716 | 723.8716 | 723.8716 | 723.8716 | 723.8716 | 723.8716 | 723.8716 | 723.8716 | 723.8716 | 723.8716 | 723.8716 | 723.8716 | 723.8716 | 723.8716 | 723.8716 | 723.8716 | 723.8716 | 723.8716 | 723.8716 | 723.8716 | 723.8716
WA_Industrial_Petroleum_New_Process_Natural Gas_Gas Boiler - Burner Control Optimization_A | WA | Industrial | Petroleum | New | Process | Natural Gas | Gas Boiler - Burner Control Optimization | A | IM376 | Average performance | Optimized burner controls | 18 | 212.2656 | 0 | 0 | 2168.89 | 0 | 0 | 0 | 1084.4474 |  | sqft | 5% | 85% | Retrofit | Retro3Slow | 83.58% | TBD | 0.2% | 976.0872 |  | 723.8716 |  | 0.0037527 | IL TRM - 4.4.22 - CI-HVC-O2TC-V01-140601 | GBLR_O2TRM-Heating-MEMD-2018-1 | IL TRM - 4.4.22 - CI-HVC-O2TC-V01-140601 | Average performance | Average performance | Average performance | Average performance | Average performance | Average performance | Average performance | Average performance | Average performance | Average performance | Average performance | Average performance | Average performance | Average performance | Average performance | Average performance | Average performance | Average performance | Average performance | Average performance | Average performance | Average performance | Average performance | Average performance | Average performance | Average performance | Average performance | Average performance | Average performance | Average performance | Average performance | Optimized burner controls | Optimized burner controls | Optimized burner controls | Optimized burner controls | Optimized burner controls | Optimized burner controls | Optimized burner controls | Optimized burner controls | Optimized burner controls | Optimized burner controls | Optimized burner controls | Optimized burner controls | Optimized burner controls | Optimized burner controls | Optimized burner controls | Optimized burner controls | Optimized burner controls | Optimized burner controls | Optimized burner controls | Optimized burner controls | Optimized burner controls | Optimized burner controls | Optimized burner controls | Optimized burner controls | Optimized burner controls | Optimized burner controls | Optimized burner controls | Optimized burner controls | Optimized burner controls | Optimized burner controls | Optimized burner controls | 2168.89 | 2168.89 | 2168.89 | 2168.89 | 2168.89 | 2168.89 | 2168.89 | 2168.89 | 2168.89 | 2168.89 | 2168.89 | 2168.89 | 2168.89 | 2168.89 | 2168.89 | 2168.89 | 2168.89 | 2168.89 | 2168.89 | 2168.89 | 2168.89 | 2168.89 | 2168.89 | 2168.89 | 2168.89 | 2168.89 | 2168.89 | 2168.89 | 2168.89 | 2168.89 | 2168.89 | 0 | 0 | 0 | 0 | 0 | 211.6141 | 211.0637 | 210.5699 | 210.1164 | 209.683 | 209.3961 | 209.1665 | 208.9844 | 208.8431 | 208.7357 | 208.6631 | 208.6187 | 208.5968 | 208.5892 | 208.5881 | 208.6033 | 208.63 | 208.6503 | 208.6648 | 208.6743 | 208.8083 | 208.9323 | 209.0475 | 212.2656 | 212.2656 | 212.2656 | 0.0015452 | 0.0028701 | 0.0066191 | 0.013108 | 0.022754 | 0.035179 | 0.04895 | 0.061971 | 0.071969 | 0.077122 | 0.076816 | 0.071411 | 0.062272 | 0.051116 | 0.039624 | 0.029113 | 0.020323 | 0.013512 | 0.0085762 | 0.0060438 | 0.0065638 | 0.013034 | 0.022685 | 0.035661 | 0.049675 | 0.062944 | 0.0015452 | 0.0044112 | 0.01102 | 0.024104 | 0.046808 | 0.081923 | 0.13078 | 0.19264 | 0.26448 | 0.34147 | 0.41816 | 0.48949 | 0.55171 | 0.6028 | 0.64242 | 0.67158 | 0.69199 | 0.70557 | 0.71267 | 0.71591 | 0.71637 | 0.7168 | 0.71719 | 0 | 0 | 0 | 0.0073018 | 0.013598 | 0.031434 | 0.062383 | 0.10852 | 0.168 | 0.23402 | 0.29654 | 0.34461 | 0.36947 | 0.36814 | 0.34231 | 0.29853 | 0.24505 | 0.18996 | 0.13956 | 0.097412 | 0.064761 | 0.0411 | 0.028963 | 0.031434 | 0.062383 | 0.10852 | 0.168 | 0.23402 | 0.29654 | 0.0073018 | 0.0209 | 0.052334 | 0.11472 | 0.22323 | 0.39123 | 0.62526 | 0.92179 | 1.2664 | 1.6359 | 2.004 | 2.3463 | 2.6448 | 2.8899 | 3.0799 | 3.2194 | 3.3168 | 3.3816 | 3.4154 | 3.4308 | 3.4308 | 3.4308 | 3.4308 | 3.4308 | 3.4308 | 3.4308 | 0.001314 | 0.0024416 | 0.005633 | 0.011159 | 0.019376 | 0.029963 | 0.0417 | 0.052799 | 0.061324 | 0.065719 | 0.065462 | 0.060858 | 0.05307 | 0.043563 | 0.033769 | 0.02481 | 0.017319 | 0.011515 | 0.0073085 | 0.0051504 | 0.005593 | 0.011105 | 0.019327 | 0.030312 | 0.042224 | 0.053503 | 0.001314 | 0.0037527 | 0.0093783 | 0.02052 | 0.03986 | 0.069777 | 0.11141 | 0.16413 | 0.22536 | 0.29098 | 0.35635 | 0.41715 | 0.47018 | 0.51373 | 0.54749 | 0.57234 | 0.58972 | 0.60128 | 0.60733 | 0.61009 | 0.61042 | 0.61073 | 0.61101 | 0 | 0 | 0 | 0.0062066 | 0.011558 | 0.026719 | 0.053026 | 0.092239 | 0.1428 | 0.19892 | 0.25206 | 0.29292 | 0.31405 | 0.31291 | 0.29096 | 0.25375 | 0.2083 | 0.16147 | 0.11863 | 0.0828 | 0.055047 | 0.034935 | 0.024618 | 0.026719 | 0.053026 | 0.092239 | 0.1428 | 0.19892 | 0.25206 | 0.0062066 | 0.017765 | 0.044484 | 0.09751 | 0.18975 | 0.33255 | 0.53147 | 0.78353 | 1.0764 | 1.3905 | 1.7034 | 1.9944 | 2.2481 | 2.4564 | 2.6179 | 2.7365 | 2.8193 | 2.8744 | 2.9031 | 2.9161 | 2.9161 | 2.9161 | 2.9161 | 2.9161 | 2.9161 | 2.9161 | 0 | 0 | 0 | 0 | 0 | 0 | 0 | 0 | 0 | 0 | 0 | 0 | 0 | 0 | 0 | 0 | 0 | 0 | 0 | 0 | 0 | 0 | 0 | 0 | 0 | 0 | 0 | 0 | 0 | 0 | 0 | 0 | 0 | 0 | 0 | 0 | 0 | 0 | 0 | 0 | 0 | 0 | 0 | 0 | 0 | 0 | 0 | 0 | 0 | 0 | 0 | 0 | 0 | 0 | 0 | 0 | 0 | 0 | 0 | 0 | 0 | 0 | 0 | 0 | 0 | 0 | 0 | 0 | 0 | 0 | 0 | 0 | 0 | 0 | 0 | 0 | 0 | 0 | 0 | 0 | 0 | 0 | 0 | 0 | 0 | 0 | 0 | 0 | 0 | 0 | 0 | 0 | 0 | 0 | 0 | 0 | 0 | 0 | 0 | 0 | 0 | 0 | 0 | 0 | 0.001314 | 0.0024416 | 0.005633 | 0.011159 | 0.019376 | 0.029963 | 0.0417 | 0.052799 | 0.061324 | 0.065719 | 0.065462 | 0.060858 | 0.05307 | 0.043563 | 0.033769 | 0.02481 | 0.017319 | 0.011515 | 0.0073085 | 0.0051504 | 0.005593 | 0.011105 | 0.019327 | 0.030312 | 0.042224 | 0.053503 | 0.001314 | 0.0037527 | 0.0093783 | 0.02052 | 0.03986 | 0.069777 | 0.11141 | 0.16413 | 0.22536 | 0.29098 | 0.35635 | 0.41715 | 0.47018 | 0.51373 | 0.54749 | 0.57234 | 0.58972 | 0.60128 | 0.60733 | 0.61009 | 0.61042 | 0.61073 | 0.61101 | 0 | 0 | 0 | 0.0062066 | 0.011558 | 0.026719 | 0.053026 | 0.092239 | 0.1428 | 0.19892 | 0.25206 | 0.29292 | 0.31405 | 0.31291 | 0.29096 | 0.25375 | 0.2083 | 0.16147 | 0.11863 | 0.0828 | 0.055047 | 0.034935 | 0.024618 | 0.026719 | 0.053026 | 0.092239 | 0.1428 | 0.19892 | 0.25206 | 0.0062066 | 0.017765 | 0.044484 | 0.09751 | 0.18975 | 0.33255 | 0.53147 | 0.78353 | 1.0764 | 1.3905 | 1.7034 | 1.9944 | 2.2481 | 2.4564 | 2.6179 | 2.7365 | 2.8193 | 2.8744 | 2.9031 | 2.9161 | 2.9161 | 2.9161 | 2.9161 | 2.9161 | 2.9161 | 2.9161 | 976.0872 | 976.0872 | 976.0872 | 976.0872 | 976.0872 | 976.0872 | 976.0872 | 976.0872 | 976.0872 | 976.0872 | 976.0872 | 976.0872 | 976.0872 | 976.0872 | 976.0872 | 976.0872 | 976.0872 | 976.0872 | 976.0872 | 976.0872 | 976.0872 | 976.0872 | 976.0872 | 976.0872 | 976.0872 | 976.0872 | 723.8716 | 723.8716 | 723.8716 | 723.8716 | 723.8716 | 723.8716 | 723.8716 | 723.8716 | 723.8716 | 723.8716 | 723.8716 | 723.8716 | 723.8716 | 723.8716 | 723.8716 | 723.8716 | 723.8716 | 723.8716 | 723.8716 | 723.8716 | 723.8716 | 723.8716 | 723.8716 | 723.8716 | 723.8716 | 723.8716
WA_Industrial_Petroleum_New_Space Heating_Natural Gas_HVAC - Demand Controlled Ventilation_A | WA | Industrial | Petroleum | New | Space Heating | Natural Gas | HVAC - Demand Controlled Ventilation | A | IM377 | Constant ventilation | DCV enabled | 6 | 0.041334 | 0 | 0 | 0.29 | 0.01 | 0 | 0 | 0.14435 |  | sqft | 55% | 75% | Retrofit | RetroEven20 | 76.5% | TBD | 0.2% | 0 |  | 0 |  | 0 | IL TRM v11 - 4.4.19 - Demand Controlled Ventilation - CI-HVC-DCV-V06-220101 | IL TRM v11 - 4.4.19 - Demand Controlled Ventilation - CI-HVC-DCV-V06-220101 | IL TRM v11 - 4.4.19 - Demand Controlled Ventilation - CI-HVC-DCV-V06-220101 | Constant ventilation | Constant ventilation | Constant ventilation | Constant ventilation | Constant ventilation | Constant ventilation | Constant ventilation | Constant ventilation | Constant ventilation | Constant ventilation | Constant ventilation | Constant ventilation | Constant ventilation | Constant ventilation | Constant ventilation | Constant ventilation | Constant ventilation | Constant ventilation | Constant ventilation | Constant ventilation | Constant ventilation | Constant ventilation | Constant ventilation | Constant ventilation | Constant ventilation | Constant ventilation | Constant ventilation | Constant ventilation | Constant ventilation | Constant ventilation | Constant ventilation | DCV enabled | DCV enabled | DCV enabled | DCV enabled | DCV enabled | DCV enabled | DCV enabled | DCV enabled | DCV enabled | DCV enabled | DCV enabled | DCV enabled | DCV enabled | DCV enabled | DCV enabled | DCV enabled | DCV enabled | DCV enabled | DCV enabled | DCV enabled | DCV enabled | DCV enabled | DCV enabled | DCV enabled | DCV enabled | DCV enabled | DCV enabled | DCV enabled | DCV enabled | DCV enabled | DCV enabled | 0.29 | 0.29 | 0.29 | 0.29 | 0.29 | 0.29 | 0.29 | 0.29 | 0.29 | 0.29 | 0.29 | 0.29 | 0.29 | 0.29 | 0.29 | 0.29 | 0.29 | 0.29 | 0.29 | 0.29 | 0.29 | 0.29 | 0.29 | 0.29 | 0.29 | 0.29 | 0.29 | 0.29 | 0.29 | 0.29 | 0.29 | 0 | 0 | 0 | 0 | 0 | 0 | 0 | 0 | 0 | 0 | 0 | 0 | 0 | 0 | 0 | 0 | 0 | 0 | 0 | 0 | 0 | 0 | 0 | 0 | 0 | 0 | 0 | 0 | 0 | 0 | 0 | 0 | 0 | 0 | 0 | 0 | 0 | 0 | 0 | 0 | 0 | 0 | 0 | 0 | 0 | 0 | 0 | 0 | 0 | 0 | 0 | 0 | 0 | 0 | 0 | 0 | 0 | 0 | 0 | 0 | 0 | 0 | 0 | 0 | 0 | 0 | 0 | 0 | 0 | 0 | 0 | 0 | 0 | 0 | 0 | 0 | 0 | 0 | 0 | 0 | 0 | 0 | 0 | 0 | 0 | 0 | 0 | 0 | 0 | 0 | 0 | 0 | 0 | 0 | 0 | 0 | 0 | 0 | 0 | 0 | 0 | 0 | 0 | 0 | 0 | 0 | 0 | 0 | 0 | 0 | 0 | 0 | 0 | 0 | 0 | 0 | 0 | 0 | 0 | 0 | 0 | 0 | 0 | 0 | 0 | 0 | 0 | 0 | 0 | 0 | 0 | 0 | 0 | 0 | 0 | 0 | 0 | 0 | 0 | 0 | 0 | 0 | 0 | 0 | 0 | 0 | 0 | 0 | 0 | 0 | 0 | 0 | 0 | 0 | 0 | 0 | 0 | 0 | 0 | 0 | 0 | 0 | 0 | 0 | 0 | 0 | 0 | 0 | 0 | 0 | 0 | 0 | 0 | 0 | 0 | 0 | 0 | 0 | 0 | 0 | 0 | 0 | 0 | 0 | 0 | 0 | 0 | 0 | 0 | 0 | 0 | 0 | 0 | 0 | 0 | 0 | 0 | 0 | 0 | 0 | 0 | 0 | 0 | 0 | 0 | 0 | 0 | 0 | 0 | 0 | 0 | 0 | 0 | 0 | 0 | 0 | 0 | 0 | 0 | 0 | 0 | 0 | 0 | 0 | 0 | 0 | 0 | 0 | 0 | 0 | 0 | 0 | 0 | 0 | 0 | 0 | 0 | 0 | 0 | 0 | 0 | 0 | 0 | 0 | 0 | 0 | 0 | 0 | 0 | 0 | 0 | 0 | 0 | 0 | 0 | 0 | 0 | 0 | 0 | 0 | 0 | 0 | 0 | 0 | 0 | 0 | 0 | 0 | 0 | 0 | 0 | 0 | 0 | 0 | 0 | 0 | 0 | 0 | 0 | 0 | 0 | 0 | 0 | 0 | 0 | 0 | 0 | 0 | 0 | 0 | 0 | 0 | 0 | 0 | 0 | 0 | 0 | 0 | 0 | 0 | 0 | 0 | 0 | 0 | 0 | 0 | 0 | 0 | 0 | 0 | 0 | 0 | 0 | 0 | 0 | 0 | 0 | 0 | 0 | 0 | 0 | 0 | 0 | 0 | 0 | 0 | 0 | 0 | 0 | 0 | 0 | 0 | 0 | 0 | 0 | 0 | 0 | 0 | 0 | 0 | 0 | 0 | 0 | 0 | 0 | 0 | 0 | 0 | 0 | 0 | 0 | 0 | 0 | 0 | 0 | 0 | 0 | 0 | 0 | 0 | 0 | 0 | 0 | 0 | 0 | 0 | 0 | 0 | 0 | 0 | 0 | 0 | 0 | 0 | 0 | 0 | 0 | 0 | 0 | 0 | 0 | 0 | 0 | 0 | 0 | 0 | 0 | 0 | 0 | 0 | 0 | 0 | 0 | 0 | 0 | 0 | 0 | 0 | 0 | 0 | 0 | 0 | 0 | 0 | 0 | 0 | 0 | 0 | 0 | 0 | 0 | 0 | 0 | 0 | 0 | 0 | 0 | 0 | 0 | 0 | 0 | 0 | 0 | 0 | 0 | 0 | 0 | 0 | 0 | 0 | 0 | 0 | 0 | 0 | 0 | 0 | 0 | 0 | 0 | 0 | 0 | 0 | 0 | 0 | 0 | 0 | 0 | 0 | 0 | 0 | 0 | 0 | 0 | 0 | 0 | 0 | 0 | 0 | 0 | 0 | 0 | 0 | 0 | 0 | 0 | 0 | 0 | 0 | 0 | 0 | 0 | 0 | 0 | 0 | 0 | 0 | 0 | 0 | 0 | 0 | 0 | 0 | 0 | 0 | 0 | 0 | 0 | 0 | 0 | 0 | 0 | 0 | 0 | 0 | 0 | 0 | 0 | 0 | 0
WA_Industrial_Petroleum_New_Space Heating_Natural Gas_Gas Boiler - Stack Economizer_A | WA | Industrial | Petroleum | New | Space Heating | Natural Gas | Gas Boiler - Stack Economizer | A | IM378 | None | Economizer installed | 15 | 101.302 | 0 | 0 | 57.4 | 0 | 0 | 0 | 28.7008 |  | sqft | 15% | 55% | Retrofit | Retro12Med | 84.73% | TBD | 0.2% | 8.5666 |  | 6.5134 |  | 0 | IL TRM - 4.4.28 - CI-HVC-BECO-V02-210101 | XCEL CO 2019-2020 DSM Plan | IL TRM - 4.4.28 - CI-HVC-BECO-V02-210101 | None | None | None | None | None | None | None | None | None | None | None | None | None | None | None | None | None | None | None | None | None | None | None | None | None | None | None | None | None | None | None | Economizer installed | Economizer installed | Economizer installed | Economizer installed | Economizer installed | Economizer installed | Economizer installed | Economizer installed | Economizer installed | Economizer installed | Economizer installed | Economizer installed | Economizer installed | Economizer installed | Economizer installed | Economizer installed | Economizer installed | Economizer installed | Economizer installed | Economizer installed | Economizer installed | Economizer installed | Economizer installed | Economizer installed | Economizer installed | Economizer installed | Economizer installed | Economizer installed | Economizer installed | Economizer installed | Economizer installed | 57.4 | 57.4 | 57.4 | 57.4 | 57.4 | 57.4 | 57.4 | 57.4 | 57.4 | 57.4 | 57.4 | 57.4 | 57.4 | 57.4 | 57.4 | 57.4 | 57.4 | 57.4 | 57.4 | 57.4 | 57.4 | 57.4 | 57.4 | 57.4 | 57.4 | 57.4 | 57.4 | 57.4 | 57.4 | 57.4 | 57.4 | 0 | 0 | 0 | 0 | 0 | 0 | 0 | 0 | 0 | 0 | 0 | 0 | 0 | 0 | 0 | 0 | 0 | 0 | 0 | 0 | 0 | 0 | 0 | 0 | 0 | 0 | 0 | 0 | 0 | 0 | 0 | 0 | 0 | 0 | 0 | 0 | 0 | 0 | 0 | 0 | 0 | 0 | 0 | 0 | 0 | 0 | 0 | 0 | 0 | 0 | 0 | 0 | 0 | 0 | 0 | 0 | 0 | 0 | 0 | 0 | 0 | 0 | 0 | 0 | 0 | 0 | 0 | 0 | 0 | 0 | 0 | 0 | 0 | 0 | 0 | 0 | 0 | 0 | 0 | 0 | 0 | 0 | 0 | 0 | 0 | 0 | 0 | 0 | 0 | 0 | 0 | 0 | 0 | 0 | 0 | 0 | 0 | 0 | 0 | 0 | 0 | 0 | 0 | 0 | 0 | 0 | 0 | 0 | 0 | 0 | 0 | 0 | 0 | 0 | 0 | 0 | 0 | 0 | 0 | 0 | 0 | 0 | 0 | 0 | 0 | 0 | 0 | 0 | 0 | 0 | 0 | 0 | 0 | 0 | 0 | 0 | 0 | 0 | 0 | 0 | 0 | 0 | 0 | 0 | 0 | 0 | 0 | 0 | 0 | 0 | 0 | 0 | 0 | 0 | 0 | 0 | 0 | 0 | 0 | 0 | 0 | 0 | 0 | 0 | 0 | 0 | 0 | 0 | 0 | 0 | 0 | 0 | 0 | 0 | 0 | 0 | 0 | 0 | 0 | 0 | 0 | 0 | 0 | 0 | 0 | 0 | 0 | 0 | 0 | 0 | 0 | 0 | 0 | 0 | 0 | 0 | 0 | 0 | 0 | 0 | 0 | 0 | 0 | 0 | 0 | 0 | 0 | 0 | 0 | 0 | 0 | 0 | 0 | 0 | 0 | 0 | 0 | 0 | 0 | 0 | 0 | 0 | 0 | 0 | 0 | 0 | 0 | 0 | 0 | 0 | 0 | 0 | 0 | 0 | 0 | 0 | 0 | 0 | 0 | 0 | 0 | 0 | 0 | 0 | 0 | 0 | 0 | 0 | 0 | 0 | 0 | 0 | 0 | 0 | 0 | 0 | 0 | 0 | 0 | 0 | 0 | 0 | 0 | 0 | 0 | 0 | 0 | 0 | 0 | 0 | 0 | 0 | 0 | 0 | 0 | 0 | 0 | 0 | 0 | 0 | 0 | 0 | 0 | 0 | 0 | 0 | 0 | 0 | 0 | 0 | 0 | 0 | 0 | 0 | 0 | 0 | 0 | 0 | 0 | 0 | 0 | 0 | 0 | 0 | 0 | 0 | 0 | 0 | 0 | 0 | 0 | 0 | 0 | 0 | 0 | 0 | 0 | 0 | 0 | 0 | 0 | 0 | 0 | 0 | 0 | 0 | 0 | 0 | 0 | 0 | 0 | 0 | 0 | 0 | 0 | 0 | 0 | 0 | 0 | 0 | 0 | 0 | 0 | 0 | 0 | 0 | 0 | 0 | 0 | 0 | 0 | 0 | 0 | 0 | 0 | 0 | 0 | 0 | 0 | 0 | 0 | 0 | 0 | 0 | 0 | 0 | 0 | 0 | 0 | 0 | 0 | 0 | 0 | 0 | 0 | 0 | 0 | 0 | 0 | 0 | 0 | 0 | 0 | 0 | 0 | 0 | 0 | 0 | 0 | 0 | 0 | 0 | 0 | 0 | 0 | 0 | 0 | 0 | 0 | 0 | 0 | 0 | 0 | 0 | 0 | 0 | 0 | 0 | 0 | 0 | 0 | 0 | 0 | 0 | 0 | 0 | 0 | 0 | 0 | 0 | 0 | 0 | 0 | 0 | 0 | 0 | 0 | 0 | 0 | 0 | 0 | 0 | 0 | 0 | 0 | 0 | 0 | 0 | 0 | 0 | 0 | 0 | 0 | 0 | 0 | 0 | 0 | 8.5666 | 8.5666 | 8.5666 | 8.5666 | 8.5666 | 8.5666 | 8.5666 | 8.5666 | 8.5666 | 8.5666 | 8.5666 | 8.5666 | 8.5666 | 8.5666 | 8.5666 | 8.5666 | 8.5666 | 8.5666 | 8.5666 | 8.5666 | 8.5666 | 8.5666 | 8.5666 | 8.5666 | 8.5666 | 8.5666 | 6.5134 | 6.5134 | 6.5134 | 6.5134 | 6.5134 | 6.5134 | 6.5134 | 6.5134 | 6.5134 | 6.5134 | 6.5134 | 6.5134 | 6.5134 | 6.5134 | 6.5134 | 6.5134 | 6.5134 | 6.5134 | 6.5134 | 6.5134 | 6.5134 | 6.5134 | 6.5134 | 6.5134 | 6.5134 | 6.5134
WA_Industrial_Petroleum_New_Process_Natural Gas_Gas Boiler - Stack Economizer_A | WA | Industrial | Petroleum | New | Process | Natural Gas | Gas Boiler - Stack Economizer | A | IM379 | None | Economizer installed | 15 | 702.6725 | 0 | 0 | 57.4 | 0 | 0 | 0 | 28.7008 |  | sqft | 15% | 55% | Retrofit | Retro12Med | 84.73% | TBD | 0.2% | 8.5666 |  | 6.5134 |  | 0.094179 | IL TRM - 4.4.28 - CI-HVC-BECO-V02-210101 | XCEL CO 2019-2020 DSM Plan | IL TRM - 4.4.29 - CI-HVC-PECO-V01-150601 | None | None | None | None | None | None | None | None | None | None | None | None | None | None | None | None | None | None | None | None | None | None | None | None | None | None | None | None | None | None | None | Economizer installed | Economizer installed | Economizer installed | Economizer installed | Economizer installed | Economizer installed | Economizer installed | Economizer installed | Economizer installed | Economizer installed | Economizer installed | Economizer installed | Economizer installed | Economizer installed | Economizer installed | Economizer installed | Economizer installed | Economizer installed | Economizer installed | Economizer installed | Economizer installed | Economizer installed | Economizer installed | Economizer installed | Economizer installed | Economizer installed | Economizer installed | Economizer installed | Economizer installed | Economizer installed | Economizer installed | 57.4 | 57.4 | 57.4 | 57.4 | 57.4 | 57.4 | 57.4 | 57.4 | 57.4 | 57.4 | 57.4 | 57.4 | 57.4 | 57.4 | 57.4 | 57.4 | 57.4 | 57.4 | 57.4 | 57.4 | 57.4 | 57.4 | 57.4 | 57.4 | 57.4 | 57.4 | 57.4 | 57.4 | 57.4 | 57.4 | 57.4 | 0 | 0 | 0 | 0 | 0 | 702.6141 | 702.5824 | 702.5662 | 702.5788 | 702.5887 | 702.5967 | 702.6032 | 702.6087 | 702.6134 | 702.6174 | 702.6209 | 702.6239 | 702.6266 | 702.629 | 702.6312 | 702.6331 | 702.6349 | 702.6365 | 702.638 | 702.6393 | 702.6405 | 702.6417 | 702.6428 | 702.6725 | 702.6725 | 702.6725 | 0.050717 | 0.060082 | 0.069444 | 0.078753 | 0.088067 | 0.08765 | 0.076747 | 0.066684 | 0.057568 | 0.049377 | 0.042171 | 0.035851 | 0.030373 | 0.025645 | 0.021583 | 0.050718 | 0.060087 | 0.069451 | 0.07876 | 0.088074 | 0.087656 | 0.076751 | 0.066687 | 0.057573 | 0.049381 | 0.042174 | 0.050717 | 0.1108 | 0.18024 | 0.25899 | 0.34707 | 0.43472 | 0.51147 | 0.57816 | 0.63573 | 0.68511 | 0.72729 | 0.76314 | 0.79352 | 0.81916 | 0.84075 | 0.84075 | 0.84075 | 0.84075 | 0.84076 | 0.84076 | 0.84076 | 0.84076 | 0.84076 | 0 | 0 | 0 | 0.072183 | 0.085517 | 0.098843 | 0.11209 | 0.12535 | 0.12475 | 0.10923 | 0.094909 | 0.081934 | 0.070276 | 0.060019 | 0.051024 | 0.043227 | 0.036498 | 0.030718 | 0.072183 | 0.085517 | 0.098843 | 0.11209 | 0.12535 | 0.12475 | 0.10923 | 0.094909 | 0.081934 | 0.070276 | 0.060019 | 0.072183 | 0.1577 | 0.25654 | 0.36863 | 0.49398 | 0.61873 | 0.72797 | 0.82287 | 0.90481 | 0.97509 | 1.0351 | 1.0861 | 1.1294 | 1.1659 | 1.1966 | 1.1966 | 1.1966 | 1.1966 | 1.1966 | 1.1966 | 1.1966 | 1.1966 | 1.1966 | 1.1966 | 1.1966 | 1.1966 | 0.04311 | 0.051071 | 0.059029 | 0.066942 | 0.074859 | 0.074504 | 0.065236 | 0.056682 | 0.048933 | 0.041971 | 0.035845 | 0.030474 | 0.025817 | 0.021798 | 0.018346 | 0.043111 | 0.051074 | 0.059034 | 0.066946 | 0.074863 | 0.074508 | 0.065239 | 0.056685 | 0.048937 | 0.041974 | 0.035848 | 0.04311 | 0.094179 | 0.15321 | 0.22015 | 0.29501 | 0.36952 | 0.43476 | 0.49144 | 0.54038 | 0.58235 | 0.6182 | 0.64868 | 0.67449 | 0.69629 | 0.71464 | 0.71464 | 0.71465 | 0.71465 | 0.71465 | 0.71465 | 0.71465 | 0.71465 | 0.71465 | 0 | 0 | 0 | 0.061355 | 0.072689 | 0.084017 | 0.095278 | 0.10654 | 0.10604 | 0.092847 | 0.080673 | 0.069644 | 0.059735 | 0.051016 | 0.043371 | 0.036743 | 0.031023 | 0.02611 | 0.061355 | 0.072689 | 0.084017 | 0.095278 | 0.10654 | 0.10604 | 0.092847 | 0.080673 | 0.069644 | 0.059735 | 0.051016 | 0.061355 | 0.13404 | 0.21806 | 0.31334 | 0.41988 | 0.52592 | 0.61877 | 0.69944 | 0.76909 | 0.82882 | 0.87984 | 0.92321 | 0.95995 | 0.99098 | 1.0171 | 1.0171 | 1.0171 | 1.0171 | 1.0171 | 1.0171 | 1.0171 | 1.0171 | 1.0171 | 1.0171 | 1.0171 | 1.0171 | 0.04311 | 0.051071 | 0.059029 | 0.066942 | 0.074859 | 0.074504 | 0.065236 | 0.056682 | 0.048933 | 0.041971 | 0.035845 | 0.030474 | 0.025817 | 0.021798 | 0.018346 | 0.043111 | 0.051074 | 0.059034 | 0.066946 | 0.074863 | 0.074508 | 0.065239 | 0.056685 | 0.048937 | 0.041974 | 0.035848 | 0.04311 | 0.094179 | 0.15321 | 0.22015 | 0.29501 | 0.36952 | 0.43476 | 0.49144 | 0.54038 | 0.58235 | 0.6182 | 0.64868 | 0.67449 | 0.69629 | 0.71464 | 0.71464 | 0.71465 | 0.71465 | 0.71465 | 0.71465 | 0.71465 | 0.71465 | 0.71465 | 0 | 0 | 0 | 0.061355 | 0.072689 | 0.084017 | 0.095278 | 0.10654 | 0.10604 | 0.092847 | 0.080673 | 0.069644 | 0.059735 | 0.051016 | 0.043371 | 0.036743 | 0.031023 | 0.02611 | 0.061355 | 0.072689 | 0.084017 | 0.095278 | 0.10654 | 0.10604 | 0.092847 | 0.080673 | 0.069644 | 0.059735 | 0.051016 | 0.061355 | 0.13404 | 0.21806 | 0.31334 | 0.41988 | 0.52592 | 0.61877 | 0.69944 | 0.76909 | 0.82882 | 0.87984 | 0.92321 | 0.95995 | 0.99098 | 1.0171 | 1.0171 | 1.0171 | 1.0171 | 1.0171 | 1.0171 | 1.0171 | 1.0171 | 1.0171 | 1.0171 | 1.0171 | 1.0171 | 0.04311 | 0.051071 | 0.059029 | 0.066942 | 0.074859 | 0.074504 | 0.065236 | 0.056682 | 0.048933 | 0.041971 | 0.035845 | 0.030474 | 0.025817 | 0.021798 | 0.018346 | 0.043111 | 0.051074 | 0.059034 | 0.066946 | 0.074863 | 0.074508 | 0.065239 | 0.056685 | 0.048937 | 0.041974 | 0.035848 | 0.04311 | 0.094179 | 0.15321 | 0.22015 | 0.29501 | 0.36952 | 0.43476 | 0.49144 | 0.54038 | 0.58235 | 0.6182 | 0.64868 | 0.67449 | 0.69629 | 0.71464 | 0.71464 | 0.71465 | 0.71465 | 0.71465 | 0.71465 | 0.71465 | 0.71465 | 0.71465 | 0 | 0 | 0 | 0.061355 | 0.072689 | 0.084017 | 0.095278 | 0.10654 | 0.10604 | 0.092847 | 0.080673 | 0.069644 | 0.059735 | 0.051016 | 0.043371 | 0.036743 | 0.031023 | 0.02611 | 0.061355 | 0.072689 | 0.084017 | 0.095278 | 0.10654 | 0.10604 | 0.092847 | 0.080673 | 0.069644 | 0.059735 | 0.051016 | 0.061355 | 0.13404 | 0.21806 | 0.31334 | 0.41988 | 0.52592 | 0.61877 | 0.69944 | 0.76909 | 0.82882 | 0.87984 | 0.92321 | 0.95995 | 0.99098 | 1.0171 | 1.0171 | 1.0171 | 1.0171 | 1.0171 | 1.0171 | 1.0171 | 1.0171 | 1.0171 | 1.0171 | 1.0171 | 1.0171 | 8.5666 | 8.5666 | 8.5666 | 8.5666 | 8.5666 | 8.5666 | 8.5666 | 8.5666 | 8.5666 | 8.5666 | 8.5666 | 8.5666 | 8.5666 | 8.5666 | 8.5666 | 8.5666 | 8.5666 | 8.5666 | 8.5666 | 8.5666 | 8.5666 | 8.5666 | 8.5666 | 8.5666 | 8.5666 | 8.5666 | 6.5134 | 6.5134 | 6.5134 | 6.5134 | 6.5134 | 6.5134 | 6.5134 | 6.5134 | 6.5134 | 6.5134 | 6.5134 | 6.5134 | 6.5134 | 6.5134 | 6.5134 | 6.5134 | 6.5134 | 6.5134 | 6.5134 | 6.5134 | 6.5134 | 6.5134 | 6.5134 | 6.5134 | 6.5134 | 6.5134
WA_Industrial_Petroleum_New_Space Heating_Natural Gas_Gas Furnace Tube Inserts_A | WA | Industrial | Petroleum | New | Space Heating | Natural Gas | Gas Furnace Tube Inserts | A | IM380 | None | Tube inserts installed | 5 | 0.077933 | 0 | 0 | 0.02 | 0 | 0 | 0 | 0.0086 |  | sqft | 0% | 0% | Retrofit | Retro3Slow | 83.58% | TBD | 0.2% | 0 |  | 0 |  | 0 | WI TRM - Radiant Tube Inserts, 2507 | WI TRM - Radiant Tube Inserts, 2507 | WI TRM - Radiant Tube Inserts, 2507 | None | None | None | None | None | None | None | None | None | None | None | None | None | None | None | None | None | None | None | None | None | None | None | None | None | None | None | None | None | None | None | Tube inserts installed | Tube inserts installed | Tube inserts installed | Tube inserts installed | Tube inserts installed | Tube inserts installed | Tube inserts installed | Tube inserts installed | Tube inserts installed | Tube inserts installed | Tube inserts installed | Tube inserts installed | Tube inserts installed | Tube inserts installed | Tube inserts installed | Tube inserts installed | Tube inserts installed | Tube inserts installed | Tube inserts installed | Tube inserts installed | Tube inserts installed | Tube inserts installed | Tube inserts installed | Tube inserts installed | Tube inserts installed | Tube inserts installed | Tube inserts installed | Tube inserts installed | Tube inserts installed | Tube inserts installed | Tube inserts installed | 0.02 | 0.02 | 0.02 | 0.02 | 0.02 | 0.02 | 0.02 | 0.02 | 0.02 | 0.02 | 0.02 | 0.02 | 0.02 | 0.02 | 0.02 | 0.02 | 0.02 | 0.02 | 0.02 | 0.02 | 0.02 | 0.02 | 0.02 | 0.02 | 0.02 | 0.02 | 0.02 | 0.02 | 0.02 | 0.02 | 0.02 | 0 | 0 | 0 | 0 | 0 | 0 | 0 | 0 | 0 | 0 | 0 | 0 | 0 | 0 | 0 | 0 | 0 | 0 | 0 | 0 | 0 | 0 | 0 | 0 | 0 | 0 | 0 | 0 | 0 | 0 | 0 | 0 | 0 | 0 | 0 | 0 | 0 | 0 | 0 | 0 | 0 | 0 | 0 | 0 | 0 | 0 | 0 | 0 | 0 | 0 | 0 | 0 | 0 | 0 | 0 | 0 | 0 | 0 | 0 | 0 | 0 | 0 | 0 | 0 | 0 | 0 | 0 | 0 | 0 | 0 | 0 | 0 | 0 | 0 | 0 | 0 | 0 | 0 | 0 | 0 | 0 | 0 | 0 | 0 | 0 | 0 | 0 | 0 | 0 | 0 | 0 | 0 | 0 | 0 | 0 | 0 | 0 | 0 | 0 | 0 | 0 | 0 | 0 | 0 | 0 | 0 | 0 | 0 | 0 | 0 | 0 | 0 | 0 | 0 | 0 | 0 | 0 | 0 | 0 | 0 | 0 | 0 | 0 | 0 | 0 | 0 | 0 | 0 | 0 | 0 | 0 | 0 | 0 | 0 | 0 | 0 | 0 | 0 | 0 | 0 | 0 | 0 | 0 | 0 | 0 | 0 | 0 | 0 | 0 | 0 | 0 | 0 | 0 | 0 | 0 | 0 | 0 | 0 | 0 | 0 | 0 | 0 | 0 | 0 | 0 | 0 | 0 | 0 | 0 | 0 | 0 | 0 | 0 | 0 | 0 | 0 | 0 | 0 | 0 | 0 | 0 | 0 | 0 | 0 | 0 | 0 | 0 | 0 | 0 | 0 | 0 | 0 | 0 | 0 | 0 | 0 | 0 | 0 | 0 | 0 | 0 | 0 | 0 | 0 | 0 | 0 | 0 | 0 | 0 | 0 | 0 | 0 | 0 | 0 | 0 | 0 | 0 | 0 | 0 | 0 | 0 | 0 | 0 | 0 | 0 | 0 | 0 | 0 | 0 | 0 | 0 | 0 | 0 | 0 | 0 | 0 | 0 | 0 | 0 | 0 | 0 | 0 | 0 | 0 | 0 | 0 | 0 | 0 | 0 | 0 | 0 | 0 | 0 | 0 | 0 | 0 | 0 | 0 | 0 | 0 | 0 | 0 | 0 | 0 | 0 | 0 | 0 | 0 | 0 | 0 | 0 | 0 | 0 | 0 | 0 | 0 | 0 | 0 | 0 | 0 | 0 | 0 | 0 | 0 | 0 | 0 | 0 | 0 | 0 | 0 | 0 | 0 | 0 | 0 | 0 | 0 | 0 | 0 | 0 | 0 | 0 | 0 | 0 | 0 | 0 | 0 | 0 | 0 | 0 | 0 | 0 | 0 | 0 | 0 | 0 | 0 | 0 | 0 | 0 | 0 | 0 | 0 | 0 | 0 | 0 | 0 | 0 | 0 | 0 | 0 | 0 | 0 | 0 | 0 | 0 | 0 | 0 | 0 | 0 | 0 | 0 | 0 | 0 | 0 | 0 | 0 | 0 | 0 | 0 | 0 | 0 | 0 | 0 | 0 | 0 | 0 | 0 | 0 | 0 | 0 | 0 | 0 | 0 | 0 | 0 | 0 | 0 | 0 | 0 | 0 | 0 | 0 | 0 | 0 | 0 | 0 | 0 | 0 | 0 | 0 | 0 | 0 | 0 | 0 | 0 | 0 | 0 | 0 | 0 | 0 | 0 | 0 | 0 | 0 | 0 | 0 | 0 | 0 | 0 | 0 | 0 | 0 | 0 | 0 | 0 | 0 | 0 | 0 | 0 | 0 | 0 | 0 | 0 | 0 | 0 | 0 | 0 | 0 | 0 | 0 | 0 | 0 | 0 | 0 | 0 | 0 | 0 | 0 | 0 | 0 | 0 | 0 | 0 | 0 | 0 | 0 | 0 | 0 | 0 | 0 | 0 | 0 | 0 | 0 | 0 | 0 | 0 | 0 | 0 | 0 | 0 | 0 | 0 | 0 | 0 | 0 | 0 | 0 | 0 | 0 | 0 | 0 | 0 | 0 | 0 | 0 | 0 | 0 | 0 | 0 | 0 | 0 | 0 | 0 | 0 | 0 | 0 | 0 | 0 | 0 | 0 | 0 | 0 | 0 | 0 | 0 | 0 | 0 | 0 | 0 | 0 | 0 | 0 | 0 | 0 | 0 | 0 | 0 | 0
WA_Industrial_Petroleum_New_Space Heating_Natural Gas_Space Heating - Heat Recovery Ventilator_A | WA | Industrial | Petroleum | New | Space Heating | Natural Gas | Space Heating - Heat Recovery Ventilator | A | IM381 | None | HRV installed | 15 | 0.011955 | 0 | 0 | 0.28 | 0 | 0 | 0 | 0.139 |  | sqft | 5% | 10% | Retrofit | RetroEven20 | 76.5% | TBD | 0.2% | 0 |  | 0 |  | 0 | IL TRM - 4.4.27 - CI-HVC-ERVE-V04-200101 | IL TRM - 4.4.27 - CI-HVC-ERVE-V04-200101 | IL TRM - 4.4.27 - CI-HVC-ERVE-V04-200101 | None | None | None | None | None | None | None | None | None | None | None | None | None | None | None | None | None | None | None | None | None | None | None | None | None | None | None | None | None | None | None | HRV installed | HRV installed | HRV installed | HRV installed | HRV installed | HRV installed | HRV installed | HRV installed | HRV installed | HRV installed | HRV installed | HRV installed | HRV installed | HRV installed | HRV installed | HRV installed | HRV installed | HRV installed | HRV installed | HRV installed | HRV installed | HRV installed | HRV installed | HRV installed | HRV installed | HRV installed | HRV installed | HRV installed | HRV installed | HRV installed | HRV installed | 0.28 | 0.28 | 0.28 | 0.28 | 0.28 | 0.28 | 0.28 | 0.28 | 0.28 | 0.28 | 0.28 | 0.28 | 0.28 | 0.28 | 0.28 | 0.28 | 0.28 | 0.28 | 0.28 | 0.28 | 0.28 | 0.28 | 0.28 | 0.28 | 0.28 | 0.28 | 0.28 | 0.28 | 0.28 | 0.28 | 0.28 | 0 | 0 | 0 | 0 | 0 | 0 | 0 | 0 | 0 | 0 | 0 | 0 | 0 | 0 | 0 | 0 | 0 | 0 | 0 | 0 | 0 | 0 | 0 | 0 | 0 | 0 | 0 | 0 | 0 | 0 | 0 | 0 | 0 | 0 | 0 | 0 | 0 | 0 | 0 | 0 | 0 | 0 | 0 | 0 | 0 | 0 | 0 | 0 | 0 | 0 | 0 | 0 | 0 | 0 | 0 | 0 | 0 | 0 | 0 | 0 | 0 | 0 | 0 | 0 | 0 | 0 | 0 | 0 | 0 | 0 | 0 | 0 | 0 | 0 | 0 | 0 | 0 | 0 | 0 | 0 | 0 | 0 | 0 | 0 | 0 | 0 | 0 | 0 | 0 | 0 | 0 | 0 | 0 | 0 | 0 | 0 | 0 | 0 | 0 | 0 | 0 | 0 | 0 | 0 | 0 | 0 | 0 | 0 | 0 | 0 | 0 | 0 | 0 | 0 | 0 | 0 | 0 | 0 | 0 | 0 | 0 | 0 | 0 | 0 | 0 | 0 | 0 | 0 | 0 | 0 | 0 | 0 | 0 | 0 | 0 | 0 | 0 | 0 | 0 | 0 | 0 | 0 | 0 | 0 | 0 | 0 | 0 | 0 | 0 | 0 | 0 | 0 | 0 | 0 | 0 | 0 | 0 | 0 | 0 | 0 | 0 | 0 | 0 | 0 | 0 | 0 | 0 | 0 | 0 | 0 | 0 | 0 | 0 | 0 | 0 | 0 | 0 | 0 | 0 | 0 | 0 | 0 | 0 | 0 | 0 | 0 | 0 | 0 | 0 | 0 | 0 | 0 | 0 | 0 | 0 | 0 | 0 | 0 | 0 | 0 | 0 | 0 | 0 | 0 | 0 | 0 | 0 | 0 | 0 | 0 | 0 | 0 | 0 | 0 | 0 | 0 | 0 | 0 | 0 | 0 | 0 | 0 | 0 | 0 | 0 | 0 | 0 | 0 | 0 | 0 | 0 | 0 | 0 | 0 | 0 | 0 | 0 | 0 | 0 | 0 | 0 | 0 | 0 | 0 | 0 | 0 | 0 | 0 | 0 | 0 | 0 | 0 | 0 | 0 | 0 | 0 | 0 | 0 | 0 | 0 | 0 | 0 | 0 | 0 | 0 | 0 | 0 | 0 | 0 | 0 | 0 | 0 | 0 | 0 | 0 | 0 | 0 | 0 | 0 | 0 | 0 | 0 | 0 | 0 | 0 | 0 | 0 | 0 | 0 | 0 | 0 | 0 | 0 | 0 | 0 | 0 | 0 | 0 | 0 | 0 | 0 | 0 | 0 | 0 | 0 | 0 | 0 | 0 | 0 | 0 | 0 | 0 | 0 | 0 | 0 | 0 | 0 | 0 | 0 | 0 | 0 | 0 | 0 | 0 | 0 | 0 | 0 | 0 | 0 | 0 | 0 | 0 | 0 | 0 | 0 | 0 | 0 | 0 | 0 | 0 | 0 | 0 | 0 | 0 | 0 | 0 | 0 | 0 | 0 | 0 | 0 | 0 | 0 | 0 | 0 | 0 | 0 | 0 | 0 | 0 | 0 | 0 | 0 | 0 | 0 | 0 | 0 | 0 | 0 | 0 | 0 | 0 | 0 | 0 | 0 | 0 | 0 | 0 | 0 | 0 | 0 | 0 | 0 | 0 | 0 | 0 | 0 | 0 | 0 | 0 | 0 | 0 | 0 | 0 | 0 | 0 | 0 | 0 | 0 | 0 | 0 | 0 | 0 | 0 | 0 | 0 | 0 | 0 | 0 | 0 | 0 | 0 | 0 | 0 | 0 | 0 | 0 | 0 | 0 | 0 | 0 | 0 | 0 | 0 | 0 | 0 | 0 | 0 | 0 | 0 | 0 | 0 | 0 | 0 | 0 | 0 | 0 | 0 | 0 | 0 | 0 | 0 | 0 | 0 | 0 | 0 | 0 | 0 | 0 | 0 | 0 | 0 | 0 | 0 | 0 | 0 | 0 | 0 | 0 | 0 | 0 | 0 | 0 | 0 | 0 | 0 | 0 | 0 | 0 | 0 | 0 | 0 | 0 | 0 | 0 | 0 | 0 | 0 | 0 | 0 | 0 | 0 | 0 | 0 | 0 | 0 | 0 | 0 | 0 | 0 | 0 | 0 | 0 | 0 | 0 | 0 | 0 | 0 | 0
WA_Industrial_Petroleum_New_Space Heating_Natural Gas_Thermostat - Programmable_A | WA | Industrial | Petroleum | New | Space Heating | Natural Gas | Thermostat - Programmable | A | IM382 | Manual control | Programmable thermostat installed | 11 | 0.005939 | 0 | 0 | 0.17 | 0.01 | 0 | 0 | 0.0859 |  | sqft | 25% | 40% | Retrofit | RetroEven20 | 76.5% | TBD | 0.2% | 0 |  | 0 |  | 0 | IL TRM - 4.4.48 - CI-HVC-THST-V02-210101 | IL TRM - 4.4.48 - CI-HVC-THST-V02-210101 | BEST | Manual control | Manual control | Manual control | Manual control | Manual control | Manual control | Manual control | Manual control | Manual control | Manual control | Manual control | Manual control | Manual control | Manual control | Manual control | Manual control | Manual control | Manual control | Manual control | Manual control | Manual control | Manual control | Manual control | Manual control | Manual control | Manual control | Manual control | Manual control | Manual control | Manual control | Manual control | Programmable thermostat installed | Programmable thermostat installed | Programmable thermostat installed | Programmable thermostat installed | Programmable thermostat installed | Programmable thermostat installed | Programmable thermostat installed | Programmable thermostat installed | Programmable thermostat installed | Programmable thermostat installed | Programmable thermostat installed | Programmable thermostat installed | Programmable thermostat installed | Programmable thermostat installed | Programmable thermostat installed | Programmable thermostat installed | Programmable thermostat installed | Programmable thermostat installed | Programmable thermostat installed | Programmable thermostat installed | Programmable thermostat installed | Programmable thermostat installed | Programmable thermostat installed | Programmable thermostat installed | Programmable thermostat installed | Programmable thermostat installed | Programmable thermostat installed | Programmable thermostat installed | Programmable thermostat installed | Programmable thermostat installed | Programmable thermostat installed | 0.17 | 0.17 | 0.17 | 0.17 | 0.17 | 0.17 | 0.17 | 0.17 | 0.17 | 0.17 | 0.17 | 0.17 | 0.17 | 0.17 | 0.17 | 0.17 | 0.17 | 0.17 | 0.17 | 0.17 | 0.17 | 0.17 | 0.17 | 0.17 | 0.17 | 0.17 | 0.17 | 0.17 | 0.17 | 0.17 | 0.17 | 0 | 0 | 0 | 0 | 0 | 0 | 0 | 0 | 0 | 0 | 0 | 0 | 0 | 0 | 0 | 0 | 0 | 0 | 0 | 0 | 0 | 0 | 0 | 0 | 0 | 0 | 0 | 0 | 0 | 0 | 0 | 0 | 0 | 0 | 0 | 0 | 0 | 0 | 0 | 0 | 0 | 0 | 0 | 0 | 0 | 0 | 0 | 0 | 0 | 0 | 0 | 0 | 0 | 0 | 0 | 0 | 0 | 0 | 0 | 0 | 0 | 0 | 0 | 0 | 0 | 0 | 0 | 0 | 0 | 0 | 0 | 0 | 0 | 0 | 0 | 0 | 0 | 0 | 0 | 0 | 0 | 0 | 0 | 0 | 0 | 0 | 0 | 0 | 0 | 0 | 0 | 0 | 0 | 0 | 0 | 0 | 0 | 0 | 0 | 0 | 0 | 0 | 0 | 0 | 0 | 0 | 0 | 0 | 0 | 0 | 0 | 0 | 0 | 0 | 0 | 0 | 0 | 0 | 0 | 0 | 0 | 0 | 0 | 0 | 0 | 0 | 0 | 0 | 0 | 0 | 0 | 0 | 0 | 0 | 0 | 0 | 0 | 0 | 0 | 0 | 0 | 0 | 0 | 0 | 0 | 0 | 0 | 0 | 0 | 0 | 0 | 0 | 0 | 0 | 0 | 0 | 0 | 0 | 0 | 0 | 0 | 0 | 0 | 0 | 0 | 0 | 0 | 0 | 0 | 0 | 0 | 0 | 0 | 0 | 0 | 0 | 0 | 0 | 0 | 0 | 0 | 0 | 0 | 0 | 0 | 0 | 0 | 0 | 0 | 0 | 0 | 0 | 0 | 0 | 0 | 0 | 0 | 0 | 0 | 0 | 0 | 0 | 0 | 0 | 0 | 0 | 0 | 0 | 0 | 0 | 0 | 0 | 0 | 0 | 0 | 0 | 0 | 0 | 0 | 0 | 0 | 0 | 0 | 0 | 0 | 0 | 0 | 0 | 0 | 0 | 0 | 0 | 0 | 0 | 0 | 0 | 0 | 0 | 0 | 0 | 0 | 0 | 0 | 0 | 0 | 0 | 0 | 0 | 0 | 0 | 0 | 0 | 0 | 0 | 0 | 0 | 0 | 0 | 0 | 0 | 0 | 0 | 0 | 0 | 0 | 0 | 0 | 0 | 0 | 0 | 0 | 0 | 0 | 0 | 0 | 0 | 0 | 0 | 0 | 0 | 0 | 0 | 0 | 0 | 0 | 0 | 0 | 0 | 0 | 0 | 0 | 0 | 0 | 0 | 0 | 0 | 0 | 0 | 0 | 0 | 0 | 0 | 0 | 0 | 0 | 0 | 0 | 0 | 0 | 0 | 0 | 0 | 0 | 0 | 0 | 0 | 0 | 0 | 0 | 0 | 0 | 0 | 0 | 0 | 0 | 0 | 0 | 0 | 0 | 0 | 0 | 0 | 0 | 0 | 0 | 0 | 0 | 0 | 0 | 0 | 0 | 0 | 0 | 0 | 0 | 0 | 0 | 0 | 0 | 0 | 0 | 0 | 0 | 0 | 0 | 0 | 0 | 0 | 0 | 0 | 0 | 0 | 0 | 0 | 0 | 0 | 0 | 0 | 0 | 0 | 0 | 0 | 0 | 0 | 0 | 0 | 0 | 0 | 0 | 0 | 0 | 0 | 0 | 0 | 0 | 0 | 0 | 0 | 0 | 0 | 0 | 0 | 0 | 0 | 0 | 0 | 0 | 0 | 0 | 0 | 0 | 0 | 0 | 0 | 0 | 0 | 0 | 0 | 0 | 0 | 0 | 0 | 0 | 0 | 0 | 0 | 0 | 0 | 0 | 0 | 0 | 0 | 0 | 0 | 0 | 0 | 0 | 0 | 0 | 0 | 0 | 0 | 0 | 0 | 0 | 0 | 0 | 0 | 0 | 0 | 0 | 0 | 0 | 0 | 0 | 0 | 0 | 0 | 0 | 0 | 0 | 0 | 0 | 0 | 0 | 0 | 0 | 0 | 0 | 0 | 0 | 0 | 0 | 0 | 0 | 0 | 0 | 0 | 0 | 0 | 0 | 0 | 0 | 0 | 0 | 0 | 0 | 0 | 0 | 0 | 0 | 0 | 0 | 0 | 0 | 0 | 0 | 0 | 0 | 0 | 0 | 0 | 0 | 0 | 0 | 0 | 0 | 0 | 0
WA_Industrial_Petroleum_New_Space Heating_Natural Gas_ENERGY STAR Connected Thermostat_A | WA | Industrial | Petroleum | New | Space Heating | Natural Gas | ENERGY STAR Connected Thermostat | A | IM383 | Manual control | Wi-Fi/interactive thermostat installed | 5 | 0.013981 | 0 | 0 | 0.39 | 0.01 | 0 | 0 | 0.1927 |  | sqft | 5% | 20% | Retrofit | RetroEven20 | 76.5% | TBD | 0.2% | 0 |  | 0 |  | 0 | ComConnectedThermostats_v1_1 | ComConnectedThermostats_v1_1 | ComConnectedThermostats_v1_1 | Manual control | Manual control | Manual control | Manual control | Manual control | Manual control | Manual control | Manual control | Manual control | Manual control | Manual control | Manual control | Manual control | Manual control | Manual control | Manual control | Manual control | Manual control | Manual control | Manual control | Manual control | Manual control | Manual control | Manual control | Manual control | Manual control | Manual control | Manual control | Manual control | Manual control | Manual control | Wi-Fi/interactive thermostat installed | Wi-Fi/interactive thermostat installed | Wi-Fi/interactive thermostat installed | Wi-Fi/interactive thermostat installed | Wi-Fi/interactive thermostat installed | Wi-Fi/interactive thermostat installed | Wi-Fi/interactive thermostat installed | Wi-Fi/interactive thermostat installed | Wi-Fi/interactive thermostat installed | Wi-Fi/interactive thermostat installed | Wi-Fi/interactive thermostat installed | Wi-Fi/interactive thermostat installed | Wi-Fi/interactive thermostat installed | Wi-Fi/interactive thermostat installed | Wi-Fi/interactive thermostat installed | Wi-Fi/interactive thermostat installed | Wi-Fi/interactive thermostat installed | Wi-Fi/interactive thermostat installed | Wi-Fi/interactive thermostat installed | Wi-Fi/interactive thermostat installed | Wi-Fi/interactive thermostat installed | Wi-Fi/interactive thermostat installed | Wi-Fi/interactive thermostat installed | Wi-Fi/interactive thermostat installed | Wi-Fi/interactive thermostat installed | Wi-Fi/interactive thermostat installed | Wi-Fi/interactive thermostat installed | Wi-Fi/interactive thermostat installed | Wi-Fi/interactive thermostat installed | Wi-Fi/interactive thermostat installed | Wi-Fi/interactive thermostat installed | 0.39 | 0.39 | 0.39 | 0.39 | 0.39 | 0.39 | 0.39 | 0.39 | 0.39 | 0.39 | 0.39 | 0.39 | 0.39 | 0.39 | 0.39 | 0.39 | 0.39 | 0.39 | 0.39 | 0.39 | 0.39 | 0.39 | 0.39 | 0.39 | 0.39 | 0.39 | 0.39 | 0.39 | 0.39 | 0.39 | 0.39 | 0 | 0 | 0 | 0 | 0 | 0 | 0 | 0 | 0 | 0 | 0 | 0 | 0 | 0 | 0 | 0 | 0 | 0 | 0 | 0 | 0 | 0 | 0 | 0 | 0 | 0 | 0 | 0 | 0 | 0 | 0 | 0 | 0 | 0 | 0 | 0 | 0 | 0 | 0 | 0 | 0 | 0 | 0 | 0 | 0 | 0 | 0 | 0 | 0 | 0 | 0 | 0 | 0 | 0 | 0 | 0 | 0 | 0 | 0 | 0 | 0 | 0 | 0 | 0 | 0 | 0 | 0 | 0 | 0 | 0 | 0 | 0 | 0 | 0 | 0 | 0 | 0 | 0 | 0 | 0 | 0 | 0 | 0 | 0 | 0 | 0 | 0 | 0 | 0 | 0 | 0 | 0 | 0 | 0 | 0 | 0 | 0 | 0 | 0 | 0 | 0 | 0 | 0 | 0 | 0 | 0 | 0 | 0 | 0 | 0 | 0 | 0 | 0 | 0 | 0 | 0 | 0 | 0 | 0 | 0 | 0 | 0 | 0 | 0 | 0 | 0 | 0 | 0 | 0 | 0 | 0 | 0 | 0 | 0 | 0 | 0 | 0 | 0 | 0 | 0 | 0 | 0 | 0 | 0 | 0 | 0 | 0 | 0 | 0 | 0 | 0 | 0 | 0 | 0 | 0 | 0 | 0 | 0 | 0 | 0 | 0 | 0 | 0 | 0 | 0 | 0 | 0 | 0 | 0 | 0 | 0 | 0 | 0 | 0 | 0 | 0 | 0 | 0 | 0 | 0 | 0 | 0 | 0 | 0 | 0 | 0 | 0 | 0 | 0 | 0 | 0 | 0 | 0 | 0 | 0 | 0 | 0 | 0 | 0 | 0 | 0 | 0 | 0 | 0 | 0 | 0 | 0 | 0 | 0 | 0 | 0 | 0 | 0 | 0 | 0 | 0 | 0 | 0 | 0 | 0 | 0 | 0 | 0 | 0 | 0 | 0 | 0 | 0 | 0 | 0 | 0 | 0 | 0 | 0 | 0 | 0 | 0 | 0 | 0 | 0 | 0 | 0 | 0 | 0 | 0 | 0 | 0 | 0 | 0 | 0 | 0 | 0 | 0 | 0 | 0 | 0 | 0 | 0 | 0 | 0 | 0 | 0 | 0 | 0 | 0 | 0 | 0 | 0 | 0 | 0 | 0 | 0 | 0 | 0 | 0 | 0 | 0 | 0 | 0 | 0 | 0 | 0 | 0 | 0 | 0 | 0 | 0 | 0 | 0 | 0 | 0 | 0 | 0 | 0 | 0 | 0 | 0 | 0 | 0 | 0 | 0 | 0 | 0 | 0 | 0 | 0 | 0 | 0 | 0 | 0 | 0 | 0 | 0 | 0 | 0 | 0 | 0 | 0 | 0 | 0 | 0 | 0 | 0 | 0 | 0 | 0 | 0 | 0 | 0 | 0 | 0 | 0 | 0 | 0 | 0 | 0 | 0 | 0 | 0 | 0 | 0 | 0 | 0 | 0 | 0 | 0 | 0 | 0 | 0 | 0 | 0 | 0 | 0 | 0 | 0 | 0 | 0 | 0 | 0 | 0 | 0 | 0 | 0 | 0 | 0 | 0 | 0 | 0 | 0 | 0 | 0 | 0 | 0 | 0 | 0 | 0 | 0 | 0 | 0 | 0 | 0 | 0 | 0 | 0 | 0 | 0 | 0 | 0 | 0 | 0 | 0 | 0 | 0 | 0 | 0 | 0 | 0 | 0 | 0 | 0 | 0 | 0 | 0 | 0 | 0 | 0 | 0 | 0 | 0 | 0 | 0 | 0 | 0 | 0 | 0 | 0 | 0 | 0 | 0 | 0 | 0 | 0 | 0 | 0 | 0 | 0 | 0 | 0 | 0 | 0 | 0 | 0 | 0 | 0 | 0 | 0 | 0 | 0 | 0 | 0 | 0 | 0 | 0 | 0 | 0 | 0 | 0 | 0 | 0 | 0 | 0 | 0 | 0 | 0 | 0 | 0 | 0 | 0 | 0 | 0 | 0 | 0 | 0 | 0 | 0 | 0 | 0 | 0 | 0 | 0 | 0 | 0 | 0 | 0 | 0 | 0 | 0 | 0 | 0 | 0 | 0 | 0 | 0 | 0 | 0 | 0 | 0 | 0 | 0 | 0 | 0 | 0 | 0 | 0 | 0 | 0 | 0 | 0 | 0
WA_Industrial_Petroleum_New_Space Heating_Natural Gas_Destratification Fans (HVLS)_A | WA | Industrial | Petroleum | New | Space Heating | Natural Gas | Destratification Fans (HVLS) | A | IM384 | None/Standard ventilation | Fans installed | 10 | 0.013981 | 0 | 0 | 0.6 | 0.01 | 0 | 0 | 0.2991 |  | sqft | 15% | 30% | Retrofit | RetroEven20 | 76.5% | TBD | 0.2% | 0 |  | 0 |  | 0 | IL TRM - 4.4.34 - CI-HVC-DSFN-V05-210101 | IL TRM - 4.4.34 - CI-HVC-DSFN-V05-210101 | IL TRM - 4.4.34 - CI-HVC-DSFN-V05-210101 | None/Standard ventilation | None/Standard ventilation | None/Standard ventilation | None/Standard ventilation | None/Standard ventilation | None/Standard ventilation | None/Standard ventilation | None/Standard ventilation | None/Standard ventilation | None/Standard ventilation | None/Standard ventilation | None/Standard ventilation | None/Standard ventilation | None/Standard ventilation | None/Standard ventilation | None/Standard ventilation | None/Standard ventilation | None/Standard ventilation | None/Standard ventilation | None/Standard ventilation | None/Standard ventilation | None/Standard ventilation | None/Standard ventilation | None/Standard ventilation | None/Standard ventilation | None/Standard ventilation | None/Standard ventilation | None/Standard ventilation | None/Standard ventilation | None/Standard ventilation | None/Standard ventilation | Fans installed | Fans installed | Fans installed | Fans installed | Fans installed | Fans installed | Fans installed | Fans installed | Fans installed | Fans installed | Fans installed | Fans installed | Fans installed | Fans installed | Fans installed | Fans installed | Fans installed | Fans installed | Fans installed | Fans installed | Fans installed | Fans installed | Fans installed | Fans installed | Fans installed | Fans installed | Fans installed | Fans installed | Fans installed | Fans installed | Fans installed | 0.6 | 0.6 | 0.6 | 0.6 | 0.6 | 0.6 | 0.6 | 0.6 | 0.6 | 0.6 | 0.6 | 0.6 | 0.6 | 0.6 | 0.6 | 0.6 | 0.6 | 0.6 | 0.6 | 0.6 | 0.6 | 0.6 | 0.6 | 0.6 | 0.6 | 0.6 | 0.6 | 0.6 | 0.6 | 0.6 | 0.6 | 0 | 0 | 0 | 0 | 0 | 0 | 0 | 0 | 0 | 0 | 0 | 0 | 0 | 0 | 0 | 0 | 0 | 0 | 0 | 0 | 0 | 0 | 0 | 0 | 0 | 0 | 0 | 0 | 0 | 0 | 0 | 0 | 0 | 0 | 0 | 0 | 0 | 0 | 0 | 0 | 0 | 0 | 0 | 0 | 0 | 0 | 0 | 0 | 0 | 0 | 0 | 0 | 0 | 0 | 0 | 0 | 0 | 0 | 0 | 0 | 0 | 0 | 0 | 0 | 0 | 0 | 0 | 0 | 0 | 0 | 0 | 0 | 0 | 0 | 0 | 0 | 0 | 0 | 0 | 0 | 0 | 0 | 0 | 0 | 0 | 0 | 0 | 0 | 0 | 0 | 0 | 0 | 0 | 0 | 0 | 0 | 0 | 0 | 0 | 0 | 0 | 0 | 0 | 0 | 0 | 0 | 0 | 0 | 0 | 0 | 0 | 0 | 0 | 0 | 0 | 0 | 0 | 0 | 0 | 0 | 0 | 0 | 0 | 0 | 0 | 0 | 0 | 0 | 0 | 0 | 0 | 0 | 0 | 0 | 0 | 0 | 0 | 0 | 0 | 0 | 0 | 0 | 0 | 0 | 0 | 0 | 0 | 0 | 0 | 0 | 0 | 0 | 0 | 0 | 0 | 0 | 0 | 0 | 0 | 0 | 0 | 0 | 0 | 0 | 0 | 0 | 0 | 0 | 0 | 0 | 0 | 0 | 0 | 0 | 0 | 0 | 0 | 0 | 0 | 0 | 0 | 0 | 0 | 0 | 0 | 0 | 0 | 0 | 0 | 0 | 0 | 0 | 0 | 0 | 0 | 0 | 0 | 0 | 0 | 0 | 0 | 0 | 0 | 0 | 0 | 0 | 0 | 0 | 0 | 0 | 0 | 0 | 0 | 0 | 0 | 0 | 0 | 0 | 0 | 0 | 0 | 0 | 0 | 0 | 0 | 0 | 0 | 0 | 0 | 0 | 0 | 0 | 0 | 0 | 0 | 0 | 0 | 0 | 0 | 0 | 0 | 0 | 0 | 0 | 0 | 0 | 0 | 0 | 0 | 0 | 0 | 0 | 0 | 0 | 0 | 0 | 0 | 0 | 0 | 0 | 0 | 0 | 0 | 0 | 0 | 0 | 0 | 0 | 0 | 0 | 0 | 0 | 0 | 0 | 0 | 0 | 0 | 0 | 0 | 0 | 0 | 0 | 0 | 0 | 0 | 0 | 0 | 0 | 0 | 0 | 0 | 0 | 0 | 0 | 0 | 0 | 0 | 0 | 0 | 0 | 0 | 0 | 0 | 0 | 0 | 0 | 0 | 0 | 0 | 0 | 0 | 0 | 0 | 0 | 0 | 0 | 0 | 0 | 0 | 0 | 0 | 0 | 0 | 0 | 0 | 0 | 0 | 0 | 0 | 0 | 0 | 0 | 0 | 0 | 0 | 0 | 0 | 0 | 0 | 0 | 0 | 0 | 0 | 0 | 0 | 0 | 0 | 0 | 0 | 0 | 0 | 0 | 0 | 0 | 0 | 0 | 0 | 0 | 0 | 0 | 0 | 0 | 0 | 0 | 0 | 0 | 0 | 0 | 0 | 0 | 0 | 0 | 0 | 0 | 0 | 0 | 0 | 0 | 0 | 0 | 0 | 0 | 0 | 0 | 0 | 0 | 0 | 0 | 0 | 0 | 0 | 0 | 0 | 0 | 0 | 0 | 0 | 0 | 0 | 0 | 0 | 0 | 0 | 0 | 0 | 0 | 0 | 0 | 0 | 0 | 0 | 0 | 0 | 0 | 0 | 0 | 0 | 0 | 0 | 0 | 0 | 0 | 0 | 0 | 0 | 0 | 0 | 0 | 0 | 0 | 0 | 0 | 0 | 0 | 0 | 0 | 0 | 0 | 0 | 0 | 0 | 0 | 0 | 0 | 0 | 0 | 0 | 0 | 0 | 0 | 0 | 0 | 0 | 0 | 0 | 0 | 0 | 0 | 0 | 0 | 0 | 0 | 0 | 0 | 0 | 0 | 0 | 0 | 0 | 0 | 0 | 0 | 0 | 0 | 0 | 0 | 0 | 0 | 0 | 0 | 0 | 0 | 0 | 0 | 0 | 0 | 0 | 0 | 0 | 0 | 0 | 0 | 0 | 0 | 0 | 0 | 0 | 0 | 0
WA_Industrial_Petroleum_New_Space Heating_Natural Gas_Gas Boiler - Insulate Steam Lines/Condensate Tank_A | WA | Industrial | Petroleum | New | Space Heating | Natural Gas | Gas Boiler - Insulate Steam Lines/Condensate Tank | A | IM385 | No insulation | Lines and condenstate tank insulated | 20 | 1102.0954 | 0 | 0 | 25794.92 | 0 | 0 | 0 | 12897.4581 |  | sqft | 30% | 35% | Retrofit | RetroEven20 | 76.5% | TBD | 0.2% | 403.5396 |  | 294.9914 |  | 0 | PGE Workpaper - SWWH017-01 | PGE Workpaper - SWWH017-01 | PGE Workpaper - SWWH017-01 | No insulation | No insulation | No insulation | No insulation | No insulation | No insulation | No insulation | No insulation | No insulation | No insulation | No insulation | No insulation | No insulation | No insulation | No insulation | No insulation | No insulation | No insulation | No insulation | No insulation | No insulation | No insulation | No insulation | No insulation | No insulation | No insulation | No insulation | No insulation | No insulation | No insulation | No insulation | Lines and condenstate tank insulated | Lines and condenstate tank insulated | Lines and condenstate tank insulated | Lines and condenstate tank insulated | Lines and condenstate tank insulated | Lines and condenstate tank insulated | Lines and condenstate tank insulated | Lines and condenstate tank insulated | Lines and condenstate tank insulated | Lines and condenstate tank insulated | Lines and condenstate tank insulated | Lines and condenstate tank insulated | Lines and condenstate tank insulated | Lines and condenstate tank insulated | Lines and condenstate tank insulated | Lines and condenstate tank insulated | Lines and condenstate tank insulated | Lines and condenstate tank insulated | Lines and condenstate tank insulated | Lines and condenstate tank insulated | Lines and condenstate tank insulated | Lines and condenstate tank insulated | Lines and condenstate tank insulated | Lines and condenstate tank insulated | Lines and condenstate tank insulated | Lines and condenstate tank insulated | Lines and condenstate tank insulated | Lines and condenstate tank insulated | Lines and condenstate tank insulated | Lines and condenstate tank insulated | Lines and condenstate tank insulated | 25794.92 | 25794.92 | 25794.92 | 25794.92 | 25794.92 | 25794.92 | 25794.92 | 25794.92 | 25794.92 | 25794.92 | 25794.92 | 25794.92 | 25794.92 | 25794.92 | 25794.92 | 25794.92 | 25794.92 | 25794.92 | 25794.92 | 25794.92 | 25794.92 | 25794.92 | 25794.92 | 25794.92 | 25794.92 | 25794.92 | 25794.92 | 25794.92 | 25794.92 | 25794.92 | 25794.92 | 0 | 0 | 0 | 0 | 0 | 0 | 0 | 0 | 0 | 0 | 0 | 0 | 0 | 0 | 0 | 0 | 0 | 0 | 0 | 0 | 0 | 0 | 0 | 0 | 0 | 0 | 0 | 0 | 0 | 0 | 0 | 0 | 0 | 0 | 0 | 0 | 0 | 0 | 0 | 0 | 0 | 0 | 0 | 0 | 0 | 0 | 0 | 0 | 0 | 0 | 0 | 0 | 0 | 0 | 0 | 0 | 0 | 0 | 0 | 0 | 0 | 0 | 0 | 0 | 0 | 0 | 0 | 0 | 0 | 0 | 0 | 0 | 0 | 0 | 0 | 0 | 0 | 0 | 0 | 0 | 0 | 0 | 0 | 0 | 0 | 0 | 0 | 0 | 0 | 0 | 0 | 0 | 0 | 0 | 0 | 0 | 0 | 0 | 0 | 0 | 0 | 0 | 0 | 0 | 0 | 0 | 0 | 0 | 0 | 0 | 0 | 0 | 0 | 0 | 0 | 0 | 0 | 0 | 0 | 0 | 0 | 0 | 0 | 0 | 0 | 0 | 0 | 0 | 0 | 0 | 0 | 0 | 0 | 0 | 0 | 0 | 0 | 0 | 0 | 0 | 0 | 0 | 0 | 0 | 0 | 0 | 0 | 0 | 0 | 0 | 0 | 0 | 0 | 0 | 0 | 0 | 0 | 0 | 0 | 0 | 0 | 0 | 0 | 0 | 0 | 0 | 0 | 0 | 0 | 0 | 0 | 0 | 0 | 0 | 0 | 0 | 0 | 0 | 0 | 0 | 0 | 0 | 0 | 0 | 0 | 0 | 0 | 0 | 0 | 0 | 0 | 0 | 0 | 0 | 0 | 0 | 0 | 0 | 0 | 0 | 0 | 0 | 0 | 0 | 0 | 0 | 0 | 0 | 0 | 0 | 0 | 0 | 0 | 0 | 0 | 0 | 0 | 0 | 0 | 0 | 0 | 0 | 0 | 0 | 0 | 0 | 0 | 0 | 0 | 0 | 0 | 0 | 0 | 0 | 0 | 0 | 0 | 0 | 0 | 0 | 0 | 0 | 0 | 0 | 0 | 0 | 0 | 0 | 0 | 0 | 0 | 0 | 0 | 0 | 0 | 0 | 0 | 0 | 0 | 0 | 0 | 0 | 0 | 0 | 0 | 0 | 0 | 0 | 0 | 0 | 0 | 0 | 0 | 0 | 0 | 0 | 0 | 0 | 0 | 0 | 0 | 0 | 0 | 0 | 0 | 0 | 0 | 0 | 0 | 0 | 0 | 0 | 0 | 0 | 0 | 0 | 0 | 0 | 0 | 0 | 0 | 0 | 0 | 0 | 0 | 0 | 0 | 0 | 0 | 0 | 0 | 0 | 0 | 0 | 0 | 0 | 0 | 0 | 0 | 0 | 0 | 0 | 0 | 0 | 0 | 0 | 0 | 0 | 0 | 0 | 0 | 0 | 0 | 0 | 0 | 0 | 0 | 0 | 0 | 0 | 0 | 0 | 0 | 0 | 0 | 0 | 0 | 0 | 0 | 0 | 0 | 0 | 0 | 0 | 0 | 0 | 0 | 0 | 0 | 0 | 0 | 0 | 0 | 0 | 0 | 0 | 0 | 0 | 0 | 0 | 0 | 0 | 0 | 0 | 0 | 0 | 0 | 0 | 0 | 0 | 0 | 0 | 0 | 0 | 0 | 0 | 0 | 0 | 0 | 0 | 0 | 0 | 0 | 0 | 0 | 0 | 0 | 0 | 0 | 0 | 0 | 0 | 0 | 0 | 0 | 0 | 0 | 0 | 0 | 0 | 0 | 0 | 0 | 0 | 0 | 0 | 0 | 0 | 0 | 0 | 0 | 0 | 0 | 0 | 0 | 0 | 0 | 0 | 0 | 0 | 0 | 0 | 0 | 0 | 0 | 0 | 0 | 0 | 0 | 0 | 0 | 0 | 0 | 0 | 0 | 0 | 0 | 403.5396 | 403.5396 | 403.5396 | 403.5396 | 403.5396 | 403.5396 | 403.5396 | 403.5396 | 403.5396 | 403.5396 | 403.5396 | 403.5396 | 403.5396 | 403.5396 | 403.5396 | 403.5396 | 403.5396 | 403.5396 | 403.5396 | 403.5396 | 403.5396 | 403.5396 | 403.5396 | 403.5396 | 403.5396 | 403.5396 | 294.9914 | 294.9914 | 294.9914 | 294.9914 | 294.9914 | 294.9914 | 294.9914 | 294.9914 | 294.9914 | 294.9914 | 294.9914 | 294.9914 | 294.9914 | 294.9914 | 294.9914 | 294.9914 | 294.9914 | 294.9914 | 294.9914 | 294.9914 | 294.9914 | 294.9914 | 294.9914 | 294.9914 | 294.9914 | 294.9914
WA_Industrial_Petroleum_New_Process_Natural Gas_Gas Boiler - Insulate Steam Lines/Condensate Tank_A | WA | Industrial | Petroleum | New | Process | Natural Gas | Gas Boiler - Insulate Steam Lines/Condensate Tank | A | IM386 | No insulation | Lines and condenstate tank insulated | 20 | 5813.0737 | 0 | 0 | 25794.92 | 0 | 0 | 0 | 12897.4581 |  | sqft | 30% | 35% | Retrofit | RetroEven20 | 76.5% | TBD | 0.2% | 403.5396 |  | 294.9914 |  | 0.044338 | PGE Workpaper - SWWH017-01 | PGE Workpaper - SWWH017-01 | PGE Workpaper - SWWH017-01 | No insulation | No insulation | No insulation | No insulation | No insulation | No insulation | No insulation | No insulation | No insulation | No insulation | No insulation | No insulation | No insulation | No insulation | No insulation | No insulation | No insulation | No insulation | No insulation | No insulation | No insulation | No insulation | No insulation | No insulation | No insulation | No insulation | No insulation | No insulation | No insulation | No insulation | No insulation | Lines and condenstate tank insulated | Lines and condenstate tank insulated | Lines and condenstate tank insulated | Lines and condenstate tank insulated | Lines and condenstate tank insulated | Lines and condenstate tank insulated | Lines and condenstate tank insulated | Lines and condenstate tank insulated | Lines and condenstate tank insulated | Lines and condenstate tank insulated | Lines and condenstate tank insulated | Lines and condenstate tank insulated | Lines and condenstate tank insulated | Lines and condenstate tank insulated | Lines and condenstate tank insulated | Lines and condenstate tank insulated | Lines and condenstate tank insulated | Lines and condenstate tank insulated | Lines and condenstate tank insulated | Lines and condenstate tank insulated | Lines and condenstate tank insulated | Lines and condenstate tank insulated | Lines and condenstate tank insulated | Lines and condenstate tank insulated | Lines and condenstate tank insulated | Lines and condenstate tank insulated | Lines and condenstate tank insulated | Lines and condenstate tank insulated | Lines and condenstate tank insulated | Lines and condenstate tank insulated | Lines and condenstate tank insulated | 25794.92 | 25794.92 | 25794.92 | 25794.92 | 25794.92 | 25794.92 | 25794.92 | 25794.92 | 25794.92 | 25794.92 | 25794.92 | 25794.92 | 25794.92 | 25794.92 | 25794.92 | 25794.92 | 25794.92 | 25794.92 | 25794.92 | 25794.92 | 25794.92 | 25794.92 | 25794.92 | 25794.92 | 25794.92 | 25794.92 | 25794.92 | 25794.92 | 25794.92 | 25794.92 | 25794.92 | 0 | 0 | 0 | 0 | 0 | 5797.3828 | 5784.1131 | 5772.1917 | 5761.2426 | 5750.7513 | 5744.1151 | 5738.8468 | 5734.7273 | 5731.6134 | 5729.3584 | 5727.995 | 5727.3653 | 5727.3209 | 5727.6474 | 5728.1445 | 5728.9802 | 5730.153 | 5731.1618 | 5732.0269 | 5732.7648 | 5735.7665 | 5738.544 | 5741.1223 | 5813.0737 | 5813.0737 | 5813.0737 | 0.023913 | 0.028265 | 0.032603 | 0.036902 | 0.041191 | 0.045498 | 0.049751 | 0.053996 | 0.058236 | 0.062413 | 0.066613 | 0.07078 | 0.074955 | 0.079113 | 0.083237 | 0.087372 | 0.091497 | 0.095604 | 0.099696 | 0.10377 | 0.023659 | 0.028042 | 0.032427 | 0.037234 | 0.041637 | 0.046044 | 0.023913 | 0.052123 | 0.084618 | 0.12136 | 0.16233 | 0.20764 | 0.2572 | 0.31101 | 0.36908 | 0.43135 | 0.49786 | 0.56858 | 0.64354 | 0.72269 | 0.80599 | 0.89348 | 0.98515 | 1.0809 | 1.1808 | 1.2847 | 1.2854 | 1.286 | 1.2866 | 0 | 0 | 0 | 0.0041247 | 0.0048867 | 0.0056482 | 0.0064053 | 0.0071627 | 0.0079208 | 0.0086692 | 0.0094156 | 0.010161 | 0.010894 | 0.011629 | 0.012358 | 0.013087 | 0.013812 | 0.014531 | 0.015251 | 0.015968 | 0.016682 | 0.017393 | 0.018102 | 0.0041247 | 0.0048867 | 0.0056482 | 0.0064053 | 0.0071627 | 0.0079208 | 0.0041247 | 0.0090114 | 0.01466 | 0.021065 | 0.028228 | 0.036148 | 0.044818 | 0.054233 | 0.064394 | 0.075287 | 0.086917 | 0.099275 | 0.11236 | 0.12617 | 0.14071 | 0.15596 | 0.17192 | 0.18861 | 0.206 | 0.2241 | 0.2241 | 0.2241 | 0.2241 | 0.2241 | 0.2241 | 0.2241 | 0.020334 | 0.024043 | 0.027742 | 0.031409 | 0.035069 | 0.038743 | 0.04237 | 0.04599 | 0.049606 | 0.053167 | 0.056747 | 0.060298 | 0.063854 | 0.067396 | 0.070908 | 0.074429 | 0.07794 | 0.081437 | 0.08492 | 0.088391 | 0.02015 | 0.023882 | 0.027615 | 0.031649 | 0.035392 | 0.039137 | 0.020334 | 0.044338 | 0.072002 | 0.10329 | 0.1382 | 0.17681 | 0.21904 | 0.2649 | 0.31438 | 0.36745 | 0.42412 | 0.48438 | 0.54823 | 0.61565 | 0.6866 | 0.76112 | 0.83919 | 0.92075 | 1.0058 | 1.0943 | 1.0948 | 1.0952 | 1.0956 | 0 | 0 | 0 | 0.003506 | 0.0041537 | 0.004801 | 0.0054445 | 0.0060883 | 0.0067327 | 0.0073688 | 0.0080033 | 0.0086364 | 0.0092596 | 0.009885 | 0.010505 | 0.011124 | 0.011741 | 0.012352 | 0.012963 | 0.013572 | 0.014179 | 0.014784 | 0.015386 | 0.003506 | 0.0041537 | 0.004801 | 0.0054445 | 0.0060883 | 0.0067327 | 0.003506 | 0.0076597 | 0.012461 | 0.017905 | 0.023993 | 0.030726 | 0.038095 | 0.046098 | 0.054735 | 0.063994 | 0.073879 | 0.084384 | 0.095508 | 0.10725 | 0.1196 | 0.13256 | 0.14614 | 0.16032 | 0.1751 | 0.19049 | 0.19049 | 0.19049 | 0.19049 | 0.19049 | 0.19049 | 0.19049 | 0.020334 | 0.024043 | 0.027742 | 0.031409 | 0.035069 | 0.038743 | 0.04237 | 0.04599 | 0.049606 | 0.053167 | 0.056747 | 0.060298 | 0.063854 | 0.067396 | 0.070908 | 0.074429 | 0.07794 | 0.081437 | 0.08492 | 0.088391 | 0.02015 | 0.023882 | 0.027615 | 0.031649 | 0.035392 | 0.039137 | 0.020334 | 0.044338 | 0.072002 | 0.10329 | 0.1382 | 0.17681 | 0.21904 | 0.2649 | 0.31438 | 0.36745 | 0.42412 | 0.48438 | 0.54823 | 0.61565 | 0.6866 | 0.76112 | 0.83919 | 0.92075 | 1.0058 | 1.0943 | 1.0948 | 1.0952 | 1.0956 | 0 | 0 | 0 | 0.003506 | 0.0041537 | 0.004801 | 0.0054445 | 0.0060883 | 0.0067327 | 0.0073688 | 0.0080033 | 0.0086364 | 0.0092596 | 0.009885 | 0.010505 | 0.011124 | 0.011741 | 0.012352 | 0.012963 | 0.013572 | 0.014179 | 0.014784 | 0.015386 | 0.003506 | 0.0041537 | 0.004801 | 0.0054445 | 0.0060883 | 0.0067327 | 0.003506 | 0.0076597 | 0.012461 | 0.017905 | 0.023993 | 0.030726 | 0.038095 | 0.046098 | 0.054735 | 0.063994 | 0.073879 | 0.084384 | 0.095508 | 0.10725 | 0.1196 | 0.13256 | 0.14614 | 0.16032 | 0.1751 | 0.19049 | 0.19049 | 0.19049 | 0.19049 | 0.19049 | 0.19049 | 0.19049 | 0.020334 | 0.024043 | 0.027742 | 0.031409 | 0.035069 | 0.038743 | 0.04237 | 0.04599 | 0.049606 | 0.053167 | 0.056747 | 0.060298 | 0.063854 | 0.067396 | 0.070908 | 0.074429 | 0.07794 | 0.081437 | 0.08492 | 0.088391 | 0.02015 | 0.023882 | 0.027615 | 0.031649 | 0.035392 | 0.039137 | 0.020334 | 0.044338 | 0.072002 | 0.10329 | 0.1382 | 0.17681 | 0.21904 | 0.2649 | 0.31438 | 0.36745 | 0.42412 | 0.48438 | 0.54823 | 0.61565 | 0.6866 | 0.76112 | 0.83919 | 0.92075 | 1.0058 | 1.0943 | 1.0948 | 1.0952 | 1.0956 | 0 | 0 | 0 | 0.003506 | 0.0041537 | 0.004801 | 0.0054445 | 0.0060883 | 0.0067327 | 0.0073688 | 0.0080033 | 0.0086364 | 0.0092596 | 0.009885 | 0.010505 | 0.011124 | 0.011741 | 0.012352 | 0.012963 | 0.013572 | 0.014179 | 0.014784 | 0.015386 | 0.003506 | 0.0041537 | 0.004801 | 0.0054445 | 0.0060883 | 0.0067327 | 0.003506 | 0.0076597 | 0.012461 | 0.017905 | 0.023993 | 0.030726 | 0.038095 | 0.046098 | 0.054735 | 0.063994 | 0.073879 | 0.084384 | 0.095508 | 0.10725 | 0.1196 | 0.13256 | 0.14614 | 0.16032 | 0.1751 | 0.19049 | 0.19049 | 0.19049 | 0.19049 | 0.19049 | 0.19049 | 0.19049 | 403.5396 | 403.5396 | 403.5396 | 403.5396 | 403.5396 | 403.5396 | 403.5396 | 403.5396 | 403.5396 | 403.5396 | 403.5396 | 403.5396 | 403.5396 | 403.5396 | 403.5396 | 403.5396 | 403.5396 | 403.5396 | 403.5396 | 403.5396 | 403.5396 | 403.5396 | 403.5396 | 403.5396 | 403.5396 | 403.5396 | 294.9914 | 294.9914 | 294.9914 | 294.9914 | 294.9914 | 294.9914 | 294.9914 | 294.9914 | 294.9914 | 294.9914 | 294.9914 | 294.9914 | 294.9914 | 294.9914 | 294.9914 | 294.9914 | 294.9914 | 294.9914 | 294.9914 | 294.9914 | 294.9914 | 294.9914 | 294.9914 | 294.9914 | 294.9914 | 294.9914
WA_Industrial_Petroleum_New_Space Heating_Natural Gas_Gas Boiler - Insulate Hot Water Lines_A | WA | Industrial | Petroleum | New | Space Heating | Natural Gas | Gas Boiler - Insulate Hot Water Lines | A | IM387 | No insulation | Insulated water lines | 20 | 1245.7145 | 0 | 0 | 18314.14 | 0 | 0 | 0 | 9157.0701 |  | sqft | 45% | 50% | Retrofit | RetroEven20 | 76.5% | TBD | 0.2% | 253.4774 |  | 185.2944 |  | 0 | PGE Workpaper - SWWH017-01 | PGE Workpaper - SWWH017-01 | PGE Workpaper - SWWH017-01 | No insulation | No insulation | No insulation | No insulation | No insulation | No insulation | No insulation | No insulation | No insulation | No insulation | No insulation | No insulation | No insulation | No insulation | No insulation | No insulation | No insulation | No insulation | No insulation | No insulation | No insulation | No insulation | No insulation | No insulation | No insulation | No insulation | No insulation | No insulation | No insulation | No insulation | No insulation | Insulated water lines | Insulated water lines | Insulated water lines | Insulated water lines | Insulated water lines | Insulated water lines | Insulated water lines | Insulated water lines | Insulated water lines | Insulated water lines | Insulated water lines | Insulated water lines | Insulated water lines | Insulated water lines | Insulated water lines | Insulated water lines | Insulated water lines | Insulated water lines | Insulated water lines | Insulated water lines | Insulated water lines | Insulated water lines | Insulated water lines | Insulated water lines | Insulated water lines | Insulated water lines | Insulated water lines | Insulated water lines | Insulated water lines | Insulated water lines | Insulated water lines | 18314.14 | 18314.14 | 18314.14 | 18314.14 | 18314.14 | 18314.14 | 18314.14 | 18314.14 | 18314.14 | 18314.14 | 18314.14 | 18314.14 | 18314.14 | 18314.14 | 18314.14 | 18314.14 | 18314.14 | 18314.14 | 18314.14 | 18314.14 | 18314.14 | 18314.14 | 18314.14 | 18314.14 | 18314.14 | 18314.14 | 18314.14 | 18314.14 | 18314.14 | 18314.14 | 18314.14 | 0 | 0 | 0 | 0 | 0 | 0 | 0 | 0 | 0 | 0 | 0 | 0 | 0 | 0 | 0 | 0 | 0 | 0 | 0 | 0 | 0 | 0 | 0 | 0 | 0 | 0 | 0 | 0 | 0 | 0 | 0 | 0 | 0 | 0 | 0 | 0 | 0 | 0 | 0 | 0 | 0 | 0 | 0 | 0 | 0 | 0 | 0 | 0 | 0 | 0 | 0 | 0 | 0 | 0 | 0 | 0 | 0 | 0 | 0 | 0 | 0 | 0 | 0 | 0 | 0 | 0 | 0 | 0 | 0 | 0 | 0 | 0 | 0 | 0 | 0 | 0 | 0 | 0 | 0 | 0 | 0 | 0 | 0 | 0 | 0 | 0 | 0 | 0 | 0 | 0 | 0 | 0 | 0 | 0 | 0 | 0 | 0 | 0 | 0 | 0 | 0 | 0 | 0 | 0 | 0 | 0 | 0 | 0 | 0 | 0 | 0 | 0 | 0 | 0 | 0 | 0 | 0 | 0 | 0 | 0 | 0 | 0 | 0 | 0 | 0 | 0 | 0 | 0 | 0 | 0 | 0 | 0 | 0 | 0 | 0 | 0 | 0 | 0 | 0 | 0 | 0 | 0 | 0 | 0 | 0 | 0 | 0 | 0 | 0 | 0 | 0 | 0 | 0 | 0 | 0 | 0 | 0 | 0 | 0 | 0 | 0 | 0 | 0 | 0 | 0 | 0 | 0 | 0 | 0 | 0 | 0 | 0 | 0 | 0 | 0 | 0 | 0 | 0 | 0 | 0 | 0 | 0 | 0 | 0 | 0 | 0 | 0 | 0 | 0 | 0 | 0 | 0 | 0 | 0 | 0 | 0 | 0 | 0 | 0 | 0 | 0 | 0 | 0 | 0 | 0 | 0 | 0 | 0 | 0 | 0 | 0 | 0 | 0 | 0 | 0 | 0 | 0 | 0 | 0 | 0 | 0 | 0 | 0 | 0 | 0 | 0 | 0 | 0 | 0 | 0 | 0 | 0 | 0 | 0 | 0 | 0 | 0 | 0 | 0 | 0 | 0 | 0 | 0 | 0 | 0 | 0 | 0 | 0 | 0 | 0 | 0 | 0 | 0 | 0 | 0 | 0 | 0 | 0 | 0 | 0 | 0 | 0 | 0 | 0 | 0 | 0 | 0 | 0 | 0 | 0 | 0 | 0 | 0 | 0 | 0 | 0 | 0 | 0 | 0 | 0 | 0 | 0 | 0 | 0 | 0 | 0 | 0 | 0 | 0 | 0 | 0 | 0 | 0 | 0 | 0 | 0 | 0 | 0 | 0 | 0 | 0 | 0 | 0 | 0 | 0 | 0 | 0 | 0 | 0 | 0 | 0 | 0 | 0 | 0 | 0 | 0 | 0 | 0 | 0 | 0 | 0 | 0 | 0 | 0 | 0 | 0 | 0 | 0 | 0 | 0 | 0 | 0 | 0 | 0 | 0 | 0 | 0 | 0 | 0 | 0 | 0 | 0 | 0 | 0 | 0 | 0 | 0 | 0 | 0 | 0 | 0 | 0 | 0 | 0 | 0 | 0 | 0 | 0 | 0 | 0 | 0 | 0 | 0 | 0 | 0 | 0 | 0 | 0 | 0 | 0 | 0 | 0 | 0 | 0 | 0 | 0 | 0 | 0 | 0 | 0 | 0 | 0 | 0 | 0 | 0 | 0 | 0 | 0 | 0 | 0 | 0 | 0 | 0 | 0 | 0 | 0 | 0 | 0 | 0 | 0 | 0 | 0 | 0 | 0 | 0 | 0 | 0 | 0 | 0 | 0 | 0 | 0 | 0 | 0 | 0 | 0 | 0 | 0 | 0 | 0 | 0 | 0 | 0 | 0 | 0 | 0 | 0 | 0 | 0 | 0 | 0 | 0 | 0 | 0 | 0 | 0 | 0 | 0 | 0 | 0 | 0 | 0 | 0 | 0 | 0 | 0 | 0 | 253.4774 | 253.4774 | 253.4774 | 253.4774 | 253.4774 | 253.4774 | 253.4774 | 253.4774 | 253.4774 | 253.4774 | 253.4774 | 253.4774 | 253.4774 | 253.4774 | 253.4774 | 253.4774 | 253.4774 | 253.4774 | 253.4774 | 253.4774 | 253.4774 | 253.4774 | 253.4774 | 253.4774 | 253.4774 | 253.4774 | 185.2944 | 185.2944 | 185.2944 | 185.2944 | 185.2944 | 185.2944 | 185.2944 | 185.2944 | 185.2944 | 185.2944 | 185.2944 | 185.2944 | 185.2944 | 185.2944 | 185.2944 | 185.2944 | 185.2944 | 185.2944 | 185.2944 | 185.2944 | 185.2944 | 185.2944 | 185.2944 | 185.2944 | 185.2944 | 185.2944
WA_Industrial_Petroleum_New_Process_Natural Gas_Gas Boiler - Insulate Hot Water Lines_A | WA | Industrial | Petroleum | New | Process | Natural Gas | Gas Boiler - Insulate Hot Water Lines | A | IM388 | No insulation | Insulated water lines | 20 | 6570.6015 | 0 | 0 | 18314.14 | 0 | 0 | 0 | 9157.0701 |  | sqft | 45% | 50% | Retrofit | RetroEven20 | 76.5% | TBD | 0.2% | 253.4774 |  | 185.2944 |  | 0.05021 | PGE Workpaper - SWWH017-01 | PGE Workpaper - SWWH017-01 | PGE Workpaper - SWWH017-01 | No insulation | No insulation | No insulation | No insulation | No insulation | No insulation | No insulation | No insulation | No insulation | No insulation | No insulation | No insulation | No insulation | No insulation | No insulation | No insulation | No insulation | No insulation | No insulation | No insulation | No insulation | No insulation | No insulation | No insulation | No insulation | No insulation | No insulation | No insulation | No insulation | No insulation | No insulation | Insulated water lines | Insulated water lines | Insulated water lines | Insulated water lines | Insulated water lines | Insulated water lines | Insulated water lines | Insulated water lines | Insulated water lines | Insulated water lines | Insulated water lines | Insulated water lines | Insulated water lines | Insulated water lines | Insulated water lines | Insulated water lines | Insulated water lines | Insulated water lines | Insulated water lines | Insulated water lines | Insulated water lines | Insulated water lines | Insulated water lines | Insulated water lines | Insulated water lines | Insulated water lines | Insulated water lines | Insulated water lines | Insulated water lines | Insulated water lines | Insulated water lines | 18314.14 | 18314.14 | 18314.14 | 18314.14 | 18314.14 | 18314.14 | 18314.14 | 18314.14 | 18314.14 | 18314.14 | 18314.14 | 18314.14 | 18314.14 | 18314.14 | 18314.14 | 18314.14 | 18314.14 | 18314.14 | 18314.14 | 18314.14 | 18314.14 | 18314.14 | 18314.14 | 18314.14 | 18314.14 | 18314.14 | 18314.14 | 18314.14 | 18314.14 | 18314.14 | 18314.14 | 0 | 0 | 0 | 0 | 0 | 6560.7184 | 6552.3268 | 6544.717 | 6537.7391 | 6530.9464 | 6524.9906 | 6520.467 | 6517.1309 | 6514.8465 | 6513.4936 | 6513.0747 | 6513.4563 | 6514.456 | 6515.848 | 6517.4198 | 6519.3438 | 6521.6354 | 6523.7248 | 6525.6373 | 6527.3943 | 6529.0144 | 6530.5131 | 6531.904 | 6570.6015 | 6570.6015 | 6570.6015 | 0.027061 | 0.032019 | 0.036966 | 0.041876 | 0.046779 | 0.051683 | 0.056527 | 0.061363 | 0.066194 | 0.070955 | 0.075743 | 0.080495 | 0.085256 | 0.09 | 0.094707 | 0.099426 | 0.10413 | 0.10883 | 0.1135 | 0.11816 | 0.02693 | 0.031913 | 0.036894 | 0.042086 | 0.047063 | 0.052044 | 0.027061 | 0.059046 | 0.095943 | 0.13772 | 0.18435 | 0.23587 | 0.29223 | 0.35345 | 0.41952 | 0.49038 | 0.5661 | 0.64662 | 0.73198 | 0.82214 | 0.91704 | 1.0167 | 1.1212 | 1.2304 | 1.3443 | 1.4628 | 1.4632 | 1.4635 | 1.4638 | 0 | 0 | 0 | 0.0041247 | 0.0048867 | 0.0056482 | 0.0064053 | 0.0071627 | 0.0079208 | 0.0086692 | 0.0094156 | 0.010161 | 0.010894 | 0.011629 | 0.012358 | 0.013087 | 0.013812 | 0.014531 | 0.015251 | 0.015968 | 0.016682 | 0.017393 | 0.018102 | 0.0041247 | 0.0048867 | 0.0056482 | 0.0064053 | 0.0071627 | 0.0079208 | 0.0041247 | 0.0090114 | 0.01466 | 0.021065 | 0.028228 | 0.036148 | 0.044818 | 0.054233 | 0.064394 | 0.075287 | 0.086917 | 0.099275 | 0.11236 | 0.12617 | 0.14071 | 0.15596 | 0.17192 | 0.18861 | 0.206 | 0.2241 | 0.2241 | 0.2241 | 0.2241 | 0.2241 | 0.2241 | 0.2241 | 0.023007 | 0.027228 | 0.03144 | 0.035621 | 0.039799 | 0.043977 | 0.048104 | 0.052223 | 0.056337 | 0.060391 | 0.064467 | 0.068511 | 0.072561 | 0.076596 | 0.080599 | 0.084612 | 0.088614 | 0.092601 | 0.096574 | 0.10053 | 0.022913 | 0.027151 | 0.031387 | 0.035773 | 0.040004 | 0.044238 | 0.023007 | 0.05021 | 0.0816 | 0.11715 | 0.15684 | 0.2007 | 0.24868 | 0.3008 | 0.35705 | 0.41737 | 0.48182 | 0.55035 | 0.62299 | 0.69969 | 0.78044 | 0.86524 | 0.95412 | 1.047 | 1.1438 | 1.2446 | 1.2449 | 1.2451 | 1.2453 | 0 | 0 | 0 | 0.003506 | 0.0041537 | 0.004801 | 0.0054445 | 0.0060883 | 0.0067327 | 0.0073688 | 0.0080033 | 0.0086364 | 0.0092596 | 0.009885 | 0.010505 | 0.011124 | 0.011741 | 0.012352 | 0.012963 | 0.013572 | 0.014179 | 0.014784 | 0.015386 | 0.003506 | 0.0041537 | 0.004801 | 0.0054445 | 0.0060883 | 0.0067327 | 0.003506 | 0.0076597 | 0.012461 | 0.017905 | 0.023993 | 0.030726 | 0.038095 | 0.046098 | 0.054735 | 0.063994 | 0.073879 | 0.084384 | 0.095508 | 0.10725 | 0.1196 | 0.13256 | 0.14614 | 0.16032 | 0.1751 | 0.19049 | 0.19049 | 0.19049 | 0.19049 | 0.19049 | 0.19049 | 0.19049 | 0.023007 | 0.027228 | 0.03144 | 0.035621 | 0.039799 | 0.043977 | 0.048104 | 0.052223 | 0.056337 | 0.060391 | 0.064467 | 0.068511 | 0.072561 | 0.076596 | 0.080599 | 0.084612 | 0.088614 | 0.092601 | 0.096574 | 0.10053 | 0.022913 | 0.027151 | 0.031387 | 0.035773 | 0.040004 | 0.044238 | 0.023007 | 0.05021 | 0.0816 | 0.11715 | 0.15684 | 0.2007 | 0.24868 | 0.3008 | 0.35705 | 0.41737 | 0.48182 | 0.55035 | 0.62299 | 0.69969 | 0.78044 | 0.86524 | 0.95412 | 1.047 | 1.1438 | 1.2446 | 1.2449 | 1.2451 | 1.2453 | 0 | 0 | 0 | 0.003506 | 0.0041537 | 0.004801 | 0.0054445 | 0.0060883 | 0.0067327 | 0.0073688 | 0.0080033 | 0.0086364 | 0.0092596 | 0.009885 | 0.010505 | 0.011124 | 0.011741 | 0.012352 | 0.012963 | 0.013572 | 0.014179 | 0.014784 | 0.015386 | 0.003506 | 0.0041537 | 0.004801 | 0.0054445 | 0.0060883 | 0.0067327 | 0.003506 | 0.0076597 | 0.012461 | 0.017905 | 0.023993 | 0.030726 | 0.038095 | 0.046098 | 0.054735 | 0.063994 | 0.073879 | 0.084384 | 0.095508 | 0.10725 | 0.1196 | 0.13256 | 0.14614 | 0.16032 | 0.1751 | 0.19049 | 0.19049 | 0.19049 | 0.19049 | 0.19049 | 0.19049 | 0.19049 | 0.023007 | 0.027228 | 0.03144 | 0.035621 | 0.039799 | 0.043977 | 0.048104 | 0.052223 | 0.056337 | 0.060391 | 0.064467 | 0.068511 | 0.072561 | 0.076596 | 0.080599 | 0.084612 | 0.088614 | 0.092601 | 0.096574 | 0.10053 | 0.022913 | 0.027151 | 0.031387 | 0.035773 | 0.040004 | 0.044238 | 0.023007 | 0.05021 | 0.0816 | 0.11715 | 0.15684 | 0.2007 | 0.24868 | 0.3008 | 0.35705 | 0.41737 | 0.48182 | 0.55035 | 0.62299 | 0.69969 | 0.78044 | 0.86524 | 0.95412 | 1.047 | 1.1438 | 1.2446 | 1.2449 | 1.2451 | 1.2453 | 0 | 0 | 0 | 0.003506 | 0.0041537 | 0.004801 | 0.0054445 | 0.0060883 | 0.0067327 | 0.0073688 | 0.0080033 | 0.0086364 | 0.0092596 | 0.009885 | 0.010505 | 0.011124 | 0.011741 | 0.012352 | 0.012963 | 0.013572 | 0.014179 | 0.014784 | 0.015386 | 0.003506 | 0.0041537 | 0.004801 | 0.0054445 | 0.0060883 | 0.0067327 | 0.003506 | 0.0076597 | 0.012461 | 0.017905 | 0.023993 | 0.030726 | 0.038095 | 0.046098 | 0.054735 | 0.063994 | 0.073879 | 0.084384 | 0.095508 | 0.10725 | 0.1196 | 0.13256 | 0.14614 | 0.16032 | 0.1751 | 0.19049 | 0.19049 | 0.19049 | 0.19049 | 0.19049 | 0.19049 | 0.19049 | 253.4774 | 253.4774 | 253.4774 | 253.4774 | 253.4774 | 253.4774 | 253.4774 | 253.4774 | 253.4774 | 253.4774 | 253.4774 | 253.4774 | 253.4774 | 253.4774 | 253.4774 | 253.4774 | 253.4774 | 253.4774 | 253.4774 | 253.4774 | 253.4774 | 253.4774 | 253.4774 | 253.4774 | 253.4774 | 253.4774 | 185.2944 | 185.2944 | 185.2944 | 185.2944 | 185.2944 | 185.2944 | 185.2944 | 185.2944 | 185.2944 | 185.2944 | 185.2944 | 185.2944 | 185.2944 | 185.2944 | 185.2944 | 185.2944 | 185.2944 | 185.2944 | 185.2944 | 185.2944 | 185.2944 | 185.2944 | 185.2944 | 185.2944 | 185.2944 | 185.2944
WA_Industrial_Petroleum_New_Process_Natural Gas_Process - Insulate Heated Process Fluids_A | WA | Industrial | Petroleum | New | Process | Natural Gas | Process - Insulate Heated Process Fluids | A | IM389 | No insulation | Insulated process fluid lines | 20 | 11059.7224 | 0 | 0 | 25794.92 | 0 | 0 | 0 | 12897.4581 |  | employee | 5% | 10% | Retrofit | Retro12Med | 84.73% | TBD | 0.2% | 212.1035 |  | 155.0497 |  | 0.18517 | PGE Workpaper - SWWH017-01 | PGE Workpaper - SWWH017-01 | PGE Workpaper - SWWH017-01 | No insulation | No insulation | No insulation | No insulation | No insulation | No insulation | No insulation | No insulation | No insulation | No insulation | No insulation | No insulation | No insulation | No insulation | No insulation | No insulation | No insulation | No insulation | No insulation | No insulation | No insulation | No insulation | No insulation | No insulation | No insulation | No insulation | No insulation | No insulation | No insulation | No insulation | No insulation | Insulated process fluid lines | Insulated process fluid lines | Insulated process fluid lines | Insulated process fluid lines | Insulated process fluid lines | Insulated process fluid lines | Insulated process fluid lines | Insulated process fluid lines | Insulated process fluid lines | Insulated process fluid lines | Insulated process fluid lines | Insulated process fluid lines | Insulated process fluid lines | Insulated process fluid lines | Insulated process fluid lines | Insulated process fluid lines | Insulated process fluid lines | Insulated process fluid lines | Insulated process fluid lines | Insulated process fluid lines | Insulated process fluid lines | Insulated process fluid lines | Insulated process fluid lines | Insulated process fluid lines | Insulated process fluid lines | Insulated process fluid lines | Insulated process fluid lines | Insulated process fluid lines | Insulated process fluid lines | Insulated process fluid lines | Insulated process fluid lines | 25794.92 | 25794.92 | 25794.92 | 25794.92 | 25794.92 | 25794.92 | 25794.92 | 25794.92 | 25794.92 | 25794.92 | 25794.92 | 25794.92 | 25794.92 | 25794.92 | 25794.92 | 25794.92 | 25794.92 | 25794.92 | 25794.92 | 25794.92 | 25794.92 | 25794.92 | 25794.92 | 25794.92 | 25794.92 | 25794.92 | 25794.92 | 25794.92 | 25794.92 | 25794.92 | 25794.92 | 0 | 0 | 0 | 0 | 0 | 11054.0524 | 11049.5414 | 11045.717 | 11042.6202 | 11039.6765 | 11037.3179 | 11035.8305 | 11034.9871 | 11034.6105 | 11034.5484 | 11034.7396 | 11035.0917 | 11035.5666 | 11036.1173 | 11036.7108 | 11037.7966 | 11038.7806 | 11039.6768 | 11040.4965 | 11041.2494 | 11041.9434 | 11042.5853 | 11043.181 | 11059.7224 | 11059.7224 | 11059.7224 | 0.099739 | 0.11811 | 0.13647 | 0.15472 | 0.17297 | 0.17212 | 0.15068 | 0.13092 | 0.11301 | 0.096934 | 0.082787 | 0.070382 | 0.059629 | 0.05035 | 0.042378 | 0.035585 | 0.00025415 | 9.4832e-05 | 3.371e-05 | 1.1441e-05 | 0.099629 | 0.11804 | 0.13644 | 0.15496 | 0.17329 | 0.17247 | 0.099739 | 0.21781 | 0.35421 | 0.50884 | 0.68167 | 0.85364 | 1.0042 | 1.1351 | 1.248 | 1.345 | 1.4278 | 1.4982 | 1.5579 | 1.6083 | 1.6508 | 1.6865 | 1.6869 | 1.6872 | 1.6873 | 1.6874 | 1.6876 | 1.6877 | 1.6877 | 0 | 0 | 0 | 0.0090228 | 0.01069 | 0.012355 | 0.014011 | 0.015668 | 0.015594 | 0.013654 | 0.011864 | 0.010242 | 0.0087846 | 0.0075024 | 0.006378 | 0.0054034 | 0.0045623 | 0.0038398 | 0.0032239 | 2.3023e-05 | 8.5901e-06 | 3.0533e-06 | 1.0362e-06 | 0.0090228 | 0.01069 | 0.012355 | 0.014011 | 0.015668 | 0.015594 | 0.0090228 | 0.019712 | 0.032068 | 0.046079 | 0.061748 | 0.077342 | 0.090996 | 0.10286 | 0.1131 | 0.12189 | 0.12939 | 0.13577 | 0.14117 | 0.14573 | 0.14957 | 0.1528 | 0.15282 | 0.15283 | 0.15283 | 0.15283 | 0.15283 | 0.15283 | 0.15283 | 0.15283 | 0.15283 | 0.15283 | 0.084784 | 0.10041 | 0.11603 | 0.13155 | 0.14707 | 0.14634 | 0.12812 | 0.11132 | 0.096095 | 0.082422 | 0.070393 | 0.059845 | 0.050702 | 0.042811 | 0.036033 | 0.030256 | 0.00021609 | 8.0629e-05 | 2.8661e-05 | 9.7275e-06 | 0.084706 | 0.10036 | 0.116 | 0.13172 | 0.14729 | 0.1466 | 0.084784 | 0.18517 | 0.30114 | 0.43261 | 0.57958 | 0.72582 | 0.85386 | 0.96512 | 1.0612 | 1.1436 | 1.214 | 1.2739 | 1.3246 | 1.3675 | 1.4036 | 1.434 | 1.4343 | 1.4345 | 1.4346 | 1.4347 | 1.4348 | 1.4348 | 1.4349 | 0 | 0 | 0 | 0.0076694 | 0.0090861 | 0.010502 | 0.01191 | 0.013318 | 0.013255 | 0.011606 | 0.010084 | 0.0087055 | 0.0074669 | 0.006377 | 0.0054213 | 0.0045929 | 0.0038779 | 0.0032638 | 0.0027403 | 1.957e-05 | 7.3016e-06 | 2.5953e-06 | 8.8079e-07 | 0.0076694 | 0.0090861 | 0.010502 | 0.01191 | 0.013318 | 0.013255 | 0.0076694 | 0.016756 | 0.027258 | 0.039167 | 0.052486 | 0.06574 | 0.077346 | 0.08743 | 0.096136 | 0.1036 | 0.10998 | 0.1154 | 0.11999 | 0.12387 | 0.12714 | 0.12988 | 0.1299 | 0.1299 | 0.12991 | 0.12991 | 0.12991 | 0.12991 | 0.12991 | 0.12991 | 0.12991 | 0.12991 | 0.084784 | 0.10041 | 0.11603 | 0.13155 | 0.14707 | 0.14634 | 0.12812 | 0.11132 | 0.096095 | 0.082422 | 0.070393 | 0.059845 | 0.050702 | 0.042811 | 0.036033 | 0.030256 | 0.00021609 | 8.0629e-05 | 2.8661e-05 | 9.7275e-06 | 0.084706 | 0.10036 | 0.116 | 0.13172 | 0.14729 | 0.1466 | 0.084784 | 0.18517 | 0.30114 | 0.43261 | 0.57958 | 0.72582 | 0.85386 | 0.96512 | 1.0612 | 1.1436 | 1.214 | 1.2739 | 1.3246 | 1.3675 | 1.4036 | 1.434 | 1.4343 | 1.4345 | 1.4346 | 1.4347 | 1.4348 | 1.4348 | 1.4349 | 0 | 0 | 0 | 0.0076694 | 0.0090861 | 0.010502 | 0.01191 | 0.013318 | 0.013255 | 0.011606 | 0.010084 | 0.0087055 | 0.0074669 | 0.006377 | 0.0054213 | 0.0045929 | 0.0038779 | 0.0032638 | 0.0027403 | 1.957e-05 | 7.3016e-06 | 2.5953e-06 | 8.8079e-07 | 0.0076694 | 0.0090861 | 0.010502 | 0.01191 | 0.013318 | 0.013255 | 0.0076694 | 0.016756 | 0.027258 | 0.039167 | 0.052486 | 0.06574 | 0.077346 | 0.08743 | 0.096136 | 0.1036 | 0.10998 | 0.1154 | 0.11999 | 0.12387 | 0.12714 | 0.12988 | 0.1299 | 0.1299 | 0.12991 | 0.12991 | 0.12991 | 0.12991 | 0.12991 | 0.12991 | 0.12991 | 0.12991 | 0.084784 | 0.10041 | 0.11603 | 0.13155 | 0.14707 | 0.14634 | 0.12812 | 0.11132 | 0.096095 | 0.082422 | 0.070393 | 0.059845 | 0.050702 | 0.042811 | 0.036033 | 0.030256 | 0.00021609 | 8.0629e-05 | 2.8661e-05 | 9.7275e-06 | 0.084706 | 0.10036 | 0.116 | 0.13172 | 0.14729 | 0.1466 | 0.084784 | 0.18517 | 0.30114 | 0.43261 | 0.57958 | 0.72582 | 0.85386 | 0.96512 | 1.0612 | 1.1436 | 1.214 | 1.2739 | 1.3246 | 1.3675 | 1.4036 | 1.434 | 1.4343 | 1.4345 | 1.4346 | 1.4347 | 1.4348 | 1.4348 | 1.4349 | 0 | 0 | 0 | 0.0076694 | 0.0090861 | 0.010502 | 0.01191 | 0.013318 | 0.013255 | 0.011606 | 0.010084 | 0.0087055 | 0.0074669 | 0.006377 | 0.0054213 | 0.0045929 | 0.0038779 | 0.0032638 | 0.0027403 | 1.957e-05 | 7.3016e-06 | 2.5953e-06 | 8.8079e-07 | 0.0076694 | 0.0090861 | 0.010502 | 0.01191 | 0.013318 | 0.013255 | 0.0076694 | 0.016756 | 0.027258 | 0.039167 | 0.052486 | 0.06574 | 0.077346 | 0.08743 | 0.096136 | 0.1036 | 0.10998 | 0.1154 | 0.11999 | 0.12387 | 0.12714 | 0.12988 | 0.1299 | 0.1299 | 0.12991 | 0.12991 | 0.12991 | 0.12991 | 0.12991 | 0.12991 | 0.12991 | 0.12991 | 212.1035 | 212.1035 | 212.1035 | 212.1035 | 212.1035 | 212.1035 | 212.1035 | 212.1035 | 212.1035 | 212.1035 | 212.1035 | 212.1035 | 212.1035 | 212.1035 | 212.1035 | 212.1035 | 212.1035 | 212.1035 | 212.1035 | 212.1035 | 212.1035 | 212.1035 | 212.1035 | 212.1035 | 212.1035 | 212.1035 | 155.0497 | 155.0497 | 155.0497 | 155.0497 | 155.0497 | 155.0497 | 155.0497 | 155.0497 | 155.0497 | 155.0497 | 155.0497 | 155.0497 | 155.0497 | 155.0497 | 155.0497 | 155.0497 | 155.0497 | 155.0497 | 155.0497 | 155.0497 | 155.0497 | 155.0497 | 155.0497 | 155.0497 | 155.0497 | 155.0497
WA_Industrial_Petroleum_New_Process_Natural Gas_Process Heat Recovery_A | WA | Industrial | Petroleum | New | Process | Natural Gas | Process Heat Recovery | A | IM390 | No HR system | HR system installed | 15 | 33.7751 | 0 | 0 | 586.67 | 0 | 0 | 0 | 293.3354 |  | cfm | 5% | 50% | Retrofit | Retro12Med | 84.73% | TBD | 0.2% | 1821.5833 |  | 1384.9809 |  | 0.020274 | MN TRM v3.1 - Exhaust Energy Recovery | WI TRM - Process Exhaust Filtration, 3244 | MN TRM v3.1 - Exhaust Energy Recovery | No HR system | No HR system | No HR system | No HR system | No HR system | No HR system | No HR system | No HR system | No HR system | No HR system | No HR system | No HR system | No HR system | No HR system | No HR system | No HR system | No HR system | No HR system | No HR system | No HR system | No HR system | No HR system | No HR system | No HR system | No HR system | No HR system | No HR system | No HR system | No HR system | No HR system | No HR system | HR system installed | HR system installed | HR system installed | HR system installed | HR system installed | HR system installed | HR system installed | HR system installed | HR system installed | HR system installed | HR system installed | HR system installed | HR system installed | HR system installed | HR system installed | HR system installed | HR system installed | HR system installed | HR system installed | HR system installed | HR system installed | HR system installed | HR system installed | HR system installed | HR system installed | HR system installed | HR system installed | HR system installed | HR system installed | HR system installed | HR system installed | 586.67 | 586.67 | 586.67 | 586.67 | 586.67 | 586.67 | 586.67 | 586.67 | 586.67 | 586.67 | 586.67 | 586.67 | 586.67 | 586.67 | 586.67 | 586.67 | 586.67 | 586.67 | 586.67 | 586.67 | 586.67 | 586.67 | 586.67 | 586.67 | 586.67 | 586.67 | 586.67 | 586.67 | 586.67 | 586.67 | 586.67 | 0 | 0 | 0 | 0 | 0 | 33.671 | 33.5827 | 33.5029 | 33.4286 | 33.3564 | 33.3063 | 33.2641 | 33.2288 | 33.1997 | 33.1764 | 33.1594 | 33.148 | 33.1415 | 33.1386 | 33.1377 | 33.1403 | 33.1454 | 33.1499 | 33.1537 | 33.1569 | 33.18 | 33.2013 | 33.2211 | 0 | 0 | 0 | 0.010937 | 0.012923 | 0.014902 | 0.016862 | 0.018815 | 0.018698 | 0.016351 | 0.014192 | 0.012241 | 0.010492 | 0.0089559 | 0.0076111 | 0.0064468 | 0.0054427 | 0.0045807 | 0.010765 | 0.012755 | 0.014745 | 0.016723 | 0.018703 | 0.018627 | 0.01632 | 0.014188 | 0 | 0 | 0 | 0.010937 | 0.023832 | 0.038677 | 0.055453 | 0.074148 | 0.092735 | 0.10897 | 0.12304 | 0.13518 | 0.14557 | 0.15446 | 0.16201 | 0.16843 | 0.17386 | 0.17843 | 0.17845 | 0.17847 | 0.1785 | 0.17852 | 0.17854 | 0.17866 | 0.17877 | 0.17888 | 0 | 0 | 0 | 0.32482 | 0.38482 | 0.4448 | 0.50441 | 0.56406 | 0.56138 | 0.49154 | 0.42709 | 0.3687 | 0.31624 | 0.27009 | 0.22961 | 0.19452 | 0.16424 | 0.13823 | 0.32482 | 0.38482 | 0.4448 | 0.50441 | 0.56406 | 0.56138 | 0.49154 | 0.42709 | 0.3687 | 0.31624 | 0.27009 | 0.32482 | 0.70965 | 1.1544 | 1.6589 | 2.2229 | 2.7843 | 3.2758 | 3.7029 | 4.0716 | 4.3879 | 4.658 | 4.8876 | 5.0821 | 5.2463 | 5.3846 | 5.3846 | 5.3846 | 5.3846 | 5.3846 | 5.3846 | 5.3846 | 5.3846 | 5.3846 | 5.3846 | 5.3846 | 5.3846 | 0.0093008 | 0.010994 | 0.012682 | 0.014355 | 0.016023 | 0.015926 | 0.01393 | 0.012093 | 0.010432 | 0.008942 | 0.0076335 | 0.0064877 | 0.0054954 | 0.0046396 | 0.0039047 | 0.0091761 | 0.010873 | 0.012568 | 0.014254 | 0.015941 | 0.015875 | 0.013908 | 0.01209 | 0 | 0 | 0 | 0.0093008 | 0.020274 | 0.032916 | 0.047208 | 0.063144 | 0.07899 | 0.092835 | 0.10484 | 0.1152 | 0.12407 | 0.13165 | 0.1381 | 0.14357 | 0.1482 | 0.1521 | 0.15211 | 0.15213 | 0.15215 | 0.15216 | 0.15218 | 0.15227 | 0.15235 | 0.15243 | 0 | 0 | 0 | 0.2761 | 0.3271 | 0.37808 | 0.42875 | 0.47945 | 0.47718 | 0.41781 | 0.36303 | 0.3134 | 0.26881 | 0.22957 | 0.19517 | 0.16534 | 0.13961 | 0.1175 | 0.2761 | 0.3271 | 0.37808 | 0.42875 | 0.47945 | 0.47718 | 0.41781 | 0.36303 | 0.3134 | 0.26881 | 0.22957 | 0.2761 | 0.6032 | 0.98128 | 1.41 | 1.8895 | 2.3667 | 2.7845 | 3.1475 | 3.4609 | 3.7297 | 3.9593 | 4.1544 | 4.3198 | 4.4594 | 4.5769 | 4.5769 | 4.5769 | 4.5769 | 4.5769 | 4.5769 | 4.5769 | 4.5769 | 4.5769 | 4.5769 | 4.5769 | 4.5769 | 0 | 0 | 0 | 0 | 0 | 0 | 0 | 0 | 0 | 0 | 0 | 0 | 0 | 0 | 0 | 0 | 0 | 0 | 0 | 0 | 0 | 0 | 0 | 0 | 0 | 0 | 0 | 0 | 0 | 0 | 0 | 0 | 0 | 0 | 0 | 0 | 0 | 0 | 0 | 0 | 0 | 0 | 0 | 0 | 0 | 0 | 0 | 0 | 0 | 0 | 0 | 0 | 0 | 0 | 0 | 0 | 0 | 0 | 0 | 0 | 0 | 0 | 0 | 0 | 0 | 0 | 0 | 0 | 0 | 0 | 0 | 0 | 0 | 0 | 0 | 0 | 0 | 0 | 0 | 0 | 0 | 0 | 0 | 0 | 0 | 0 | 0 | 0 | 0 | 0 | 0 | 0 | 0 | 0 | 0 | 0 | 0 | 0 | 0 | 0 | 0 | 0 | 0 | 0 | 0 | 0 | 0 | 0 | 0 | 0 | 0 | 0 | 0 | 0 | 0 | 0 | 0 | 0 | 0 | 0 | 0 | 0 | 0 | 0 | 0 | 0 | 0 | 0 | 0 | 0 | 0 | 0 | 0 | 0 | 0 | 0 | 0 | 0 | 0 | 0 | 0 | 0 | 0 | 0 | 0 | 0 | 0 | 0 | 0 | 0 | 0 | 0 | 0 | 0 | 0 | 0 | 0 | 0 | 0 | 0 | 0 | 0 | 0 | 0 | 0 | 0 | 0 | 0 | 0 | 0 | 0 | 0 | 0 | 0 | 0 | 0 | 0 | 0 | 0 | 0 | 0 | 0 | 0 | 0 | 0 | 0 | 0 | 0 | 0 | 0 | 0 | 0 | 0 | 0 | 0 | 0 | 0 | 0 | 0 | 0 | 0 | 0 | 0 | 0 | 0 | 0 | 0 | 0 | 1821.5833 | 1821.5833 | 1821.5833 | 1821.5833 | 1821.5833 | 1821.5833 | 1821.5833 | 1821.5833 | 1821.5833 | 1821.5833 | 1821.5833 | 1821.5833 | 1821.5833 | 1821.5833 | 1821.5833 | 1821.5833 | 1821.5833 | 1821.5833 | 1821.5833 | 1821.5833 | 1821.5833 | 1821.5833 | 1821.5833 | 0 | 0 | 0 | 1384.9809 | 1384.9809 | 1384.9809 | 1384.9809 | 1384.9809 | 1384.9809 | 1384.9809 | 1384.9809 | 1384.9809 | 1384.9809 | 1384.9809 | 1384.9809 | 1384.9809 | 1384.9809 | 1384.9809 | 1384.9809 | 1384.9809 | 1384.9809 | 1384.9809 | 1384.9809 | 1384.9809 | 1384.9809 | 1384.9809 | 0 | 0 | 0
WA_Industrial_Petroleum_New_Space Heating_Natural Gas_Building Automation System_A | WA | Industrial | Petroleum | New | Space Heating | Natural Gas | Building Automation System | A | IM391 | No control system | Automation system installed and programmed | 15 | 0.013981 | 0 | 0 | 0.09 | 0.03 | 0 | 0 | 0.04595 |  | sqft | 5% | 65% | Retrofit | Retro1Slow | 81.8% | TBD | 0.2% | 0 |  | 0 |  | 0 | COM_EMS-All-XCELCO-2017-18-3 | BEHAV_EIS-All-CPUC-2018_PG-10 | COM_EMS-All-XCELCO-2017-18-3 | No control system | No control system | No control system | No control system | No control system | No control system | No control system | No control system | No control system | No control system | No control system | No control system | No control system | No control system | No control system | No control system | No control system | No control system | No control system | No control system | No control system | No control system | No control system | No control system | No control system | No control system | No control system | No control system | No control system | No control system | No control system | Automation system installed and programmed | Automation system installed and programmed | Automation system installed and programmed | Automation system installed and programmed | Automation system installed and programmed | Automation system installed and programmed | Automation system installed and programmed | Automation system installed and programmed | Automation system installed and programmed | Automation system installed and programmed | Automation system installed and programmed | Automation system installed and programmed | Automation system installed and programmed | Automation system installed and programmed | Automation system installed and programmed | Automation system installed and programmed | Automation system installed and programmed | Automation system installed and programmed | Automation system installed and programmed | Automation system installed and programmed | Automation system installed and programmed | Automation system installed and programmed | Automation system installed and programmed | Automation system installed and programmed | Automation system installed and programmed | Automation system installed and programmed | Automation system installed and programmed | Automation system installed and programmed | Automation system installed and programmed | Automation system installed and programmed | Automation system installed and programmed | 0.09 | 0.09 | 0.09 | 0.09 | 0.09 | 0.09 | 0.09 | 0.09 | 0.09 | 0.09 | 0.09 | 0.09 | 0.09 | 0.09 | 0.09 | 0.09 | 0.09 | 0.09 | 0.09 | 0.09 | 0.09 | 0.09 | 0.09 | 0.09 | 0.09 | 0.09 | 0.09 | 0.09 | 0.09 | 0.09 | 0.09 | 0 | 0 | 0 | 0 | 0 | 0 | 0 | 0 | 0 | 0 | 0 | 0 | 0 | 0 | 0 | 0 | 0 | 0 | 0 | 0 | 0 | 0 | 0 | 0 | 0 | 0 | 0 | 0 | 0 | 0 | 0 | 0 | 0 | 0 | 0 | 0 | 0 | 0 | 0 | 0 | 0 | 0 | 0 | 0 | 0 | 0 | 0 | 0 | 0 | 0 | 0 | 0 | 0 | 0 | 0 | 0 | 0 | 0 | 0 | 0 | 0 | 0 | 0 | 0 | 0 | 0 | 0 | 0 | 0 | 0 | 0 | 0 | 0 | 0 | 0 | 0 | 0 | 0 | 0 | 0 | 0 | 0 | 0 | 0 | 0 | 0 | 0 | 0 | 0 | 0 | 0 | 0 | 0 | 0 | 0 | 0 | 0 | 0 | 0 | 0 | 0 | 0 | 0 | 0 | 0 | 0 | 0 | 0 | 0 | 0 | 0 | 0 | 0 | 0 | 0 | 0 | 0 | 0 | 0 | 0 | 0 | 0 | 0 | 0 | 0 | 0 | 0 | 0 | 0 | 0 | 0 | 0 | 0 | 0 | 0 | 0 | 0 | 0 | 0 | 0 | 0 | 0 | 0 | 0 | 0 | 0 | 0 | 0 | 0 | 0 | 0 | 0 | 0 | 0 | 0 | 0 | 0 | 0 | 0 | 0 | 0 | 0 | 0 | 0 | 0 | 0 | 0 | 0 | 0 | 0 | 0 | 0 | 0 | 0 | 0 | 0 | 0 | 0 | 0 | 0 | 0 | 0 | 0 | 0 | 0 | 0 | 0 | 0 | 0 | 0 | 0 | 0 | 0 | 0 | 0 | 0 | 0 | 0 | 0 | 0 | 0 | 0 | 0 | 0 | 0 | 0 | 0 | 0 | 0 | 0 | 0 | 0 | 0 | 0 | 0 | 0 | 0 | 0 | 0 | 0 | 0 | 0 | 0 | 0 | 0 | 0 | 0 | 0 | 0 | 0 | 0 | 0 | 0 | 0 | 0 | 0 | 0 | 0 | 0 | 0 | 0 | 0 | 0 | 0 | 0 | 0 | 0 | 0 | 0 | 0 | 0 | 0 | 0 | 0 | 0 | 0 | 0 | 0 | 0 | 0 | 0 | 0 | 0 | 0 | 0 | 0 | 0 | 0 | 0 | 0 | 0 | 0 | 0 | 0 | 0 | 0 | 0 | 0 | 0 | 0 | 0 | 0 | 0 | 0 | 0 | 0 | 0 | 0 | 0 | 0 | 0 | 0 | 0 | 0 | 0 | 0 | 0 | 0 | 0 | 0 | 0 | 0 | 0 | 0 | 0 | 0 | 0 | 0 | 0 | 0 | 0 | 0 | 0 | 0 | 0 | 0 | 0 | 0 | 0 | 0 | 0 | 0 | 0 | 0 | 0 | 0 | 0 | 0 | 0 | 0 | 0 | 0 | 0 | 0 | 0 | 0 | 0 | 0 | 0 | 0 | 0 | 0 | 0 | 0 | 0 | 0 | 0 | 0 | 0 | 0 | 0 | 0 | 0 | 0 | 0 | 0 | 0 | 0 | 0 | 0 | 0 | 0 | 0 | 0 | 0 | 0 | 0 | 0 | 0 | 0 | 0 | 0 | 0 | 0 | 0 | 0 | 0 | 0 | 0 | 0 | 0 | 0 | 0 | 0 | 0 | 0 | 0 | 0 | 0 | 0 | 0 | 0 | 0 | 0 | 0 | 0 | 0 | 0 | 0 | 0 | 0 | 0 | 0 | 0 | 0 | 0 | 0 | 0 | 0 | 0 | 0 | 0 | 0 | 0 | 0 | 0 | 0 | 0 | 0 | 0 | 0 | 0 | 0 | 0 | 0 | 0 | 0 | 0 | 0 | 0 | 0 | 0 | 0 | 0 | 0 | 0 | 0 | 0 | 0 | 0 | 0 | 0 | 0 | 0 | 0 | 0 | 0 | 0 | 0 | 0 | 0 | 0 | 0 | 0 | 0 | 0 | 0 | 0 | 0 | 0 | 0 | 0 | 0 | 0 | 0 | 0 | 0 | 0 | 0 | 0 | 0 | 0 | 0 | 0 | 0 | 0 | 0 | 0 | 0 | 0 | 0 | 0 | 0 | 0 | 0 | 0 | 0 | 0 | 0 | 0 | 0 | 0 | 0 | 0 | 0 | 0 | 0 | 0 | 0
WA_Industrial_Petroleum_New_Space Heating_Natural Gas_Steam System Efficiency Improvements_A | WA | Industrial | Petroleum | New | Space Heating | Natural Gas | Steam System Efficiency Improvements | A | IM392 | Average system efficiency | Optimized system | 5 | 0.13322 | 0 | 0 | 0.11 | 0 | 0 | 0 | 0.05645 |  | sqft | 30% | 60% | Retrofit | Retro1Slow | 81.8% | TBD | 0.2% | 150051.2397 |  | 132977.1413 |  | 0 | AEG Research | DOE - Improving Steam System Performance: A Sourcebook for Industry, Second Edition. October 2012. | DOE - Improving Steam System Performance: A Sourcebook for Industry, Second Edition. October 2012. | Average system efficiency | Average system efficiency | Average system efficiency | Average system efficiency | Average system efficiency | Average system efficiency | Average system efficiency | Average system efficiency | Average system efficiency | Average system efficiency | Average system efficiency | Average system efficiency | Average system efficiency | Average system efficiency | Average system efficiency | Average system efficiency | Average system efficiency | Average system efficiency | Average system efficiency | Average system efficiency | Average system efficiency | Average system efficiency | Average system efficiency | Average system efficiency | Average system efficiency | Average system efficiency | Average system efficiency | Average system efficiency | Average system efficiency | Average system efficiency | Average system efficiency | Optimized system | Optimized system | Optimized system | Optimized system | Optimized system | Optimized system | Optimized system | Optimized system | Optimized system | Optimized system | Optimized system | Optimized system | Optimized system | Optimized system | Optimized system | Optimized system | Optimized system | Optimized system | Optimized system | Optimized system | Optimized system | Optimized system | Optimized system | Optimized system | Optimized system | Optimized system | Optimized system | Optimized system | Optimized system | Optimized system | Optimized system | 0.11 | 0.11 | 0.11 | 0.11 | 0.11 | 0.11 | 0.11 | 0.11 | 0.11 | 0.11 | 0.11 | 0.11 | 0.11 | 0.11 | 0.11 | 0.11 | 0.11 | 0.11 | 0.11 | 0.11 | 0.11 | 0.11 | 0.11 | 0.11 | 0.11 | 0.11 | 0.11 | 0.11 | 0.11 | 0.11 | 0.11 | 0 | 0 | 0 | 0 | 0 | 0 | 0 | 0 | 0 | 0 | 0 | 0 | 0 | 0 | 0 | 0 | 0 | 0 | 0 | 0 | 0 | 0 | 0 | 0 | 0 | 0 | 0 | 0 | 0 | 0 | 0 | 0 | 0 | 0 | 0 | 0 | 0 | 0 | 0 | 0 | 0 | 0 | 0 | 0 | 0 | 0 | 0 | 0 | 0 | 0 | 0 | 0 | 0 | 0 | 0 | 0 | 0 | 0 | 0 | 0 | 0 | 0 | 0 | 0 | 0 | 0 | 0 | 0 | 0 | 0 | 0 | 0 | 0 | 0 | 0 | 0 | 0 | 0 | 0 | 0 | 0 | 0 | 0 | 0 | 0 | 0 | 0 | 0 | 0 | 0 | 0 | 0 | 0 | 0 | 0 | 0 | 0 | 0 | 0 | 0 | 0 | 0 | 0 | 0 | 0 | 0 | 0 | 0 | 0 | 0 | 0 | 0 | 0 | 0 | 0 | 0 | 0 | 0 | 0 | 0 | 0 | 0 | 0 | 0 | 0 | 0 | 0 | 0 | 0 | 0 | 0 | 0 | 0 | 0 | 0 | 0 | 0 | 0 | 0 | 0 | 0 | 0 | 0 | 0 | 0 | 0 | 0 | 0 | 0 | 0 | 0 | 0 | 0 | 0 | 0 | 0 | 0 | 0 | 0 | 0 | 0 | 0 | 0 | 0 | 0 | 0 | 0 | 0 | 0 | 0 | 0 | 0 | 0 | 0 | 0 | 0 | 0 | 0 | 0 | 0 | 0 | 0 | 0 | 0 | 0 | 0 | 0 | 0 | 0 | 0 | 0 | 0 | 0 | 0 | 0 | 0 | 0 | 0 | 0 | 0 | 0 | 0 | 0 | 0 | 0 | 0 | 0 | 0 | 0 | 0 | 0 | 0 | 0 | 0 | 0 | 0 | 0 | 0 | 0 | 0 | 0 | 0 | 0 | 0 | 0 | 0 | 0 | 0 | 0 | 0 | 0 | 0 | 0 | 0 | 0 | 0 | 0 | 0 | 0 | 0 | 0 | 0 | 0 | 0 | 0 | 0 | 0 | 0 | 0 | 0 | 0 | 0 | 0 | 0 | 0 | 0 | 0 | 0 | 0 | 0 | 0 | 0 | 0 | 0 | 0 | 0 | 0 | 0 | 0 | 0 | 0 | 0 | 0 | 0 | 0 | 0 | 0 | 0 | 0 | 0 | 0 | 0 | 0 | 0 | 0 | 0 | 0 | 0 | 0 | 0 | 0 | 0 | 0 | 0 | 0 | 0 | 0 | 0 | 0 | 0 | 0 | 0 | 0 | 0 | 0 | 0 | 0 | 0 | 0 | 0 | 0 | 0 | 0 | 0 | 0 | 0 | 0 | 0 | 0 | 0 | 0 | 0 | 0 | 0 | 0 | 0 | 0 | 0 | 0 | 0 | 0 | 0 | 0 | 0 | 0 | 0 | 0 | 0 | 0 | 0 | 0 | 0 | 0 | 0 | 0 | 0 | 0 | 0 | 0 | 0 | 0 | 0 | 0 | 0 | 0 | 0 | 0 | 0 | 0 | 0 | 0 | 0 | 0 | 0 | 0 | 0 | 0 | 0 | 0 | 0 | 0 | 0 | 0 | 0 | 0 | 0 | 0 | 0 | 0 | 0 | 0 | 0 | 0 | 0 | 0 | 0 | 0 | 0 | 0 | 0 | 0 | 0 | 0 | 0 | 0 | 0 | 0 | 0 | 0 | 0 | 0 | 0 | 0 | 0 | 0 | 0 | 0 | 0 | 0 | 0 | 0 | 0 | 0 | 0 | 0 | 0 | 0 | 0 | 0 | 0 | 0 | 0 | 0 | 0 | 0 | 0 | 0 | 0 | 0 | 0 | 0 | 0 | 0 | 0 | 0 | 0 | 0 | 0 | 0 | 0 | 0 | 0 | 0 | 0 | 0 | 0 | 0 | 150051.2397 | 150051.2397 | 150051.2397 | 150051.2397 | 150051.2397 | 150051.2397 | 150051.2397 | 150051.2397 | 150051.2397 | 150051.2397 | 150051.2397 | 150051.2397 | 150051.2397 | 150051.2397 | 150051.2397 | 150051.2397 | 150051.2397 | 150051.2397 | 150051.2397 | 150051.2397 | 150051.2397 | 150051.2397 | 150051.2397 | 150051.2397 | 150051.2397 | 150051.2397 | 132977.1413 | 132977.1413 | 132977.1413 | 132977.1413 | 132977.1413 | 132977.1413 | 132977.1413 | 132977.1413 | 132977.1413 | 132977.1413 | 132977.1413 | 132977.1413 | 132977.1413 | 132977.1413 | 132977.1413 | 132977.1413 | 132977.1413 | 132977.1413 | 132977.1413 | 132977.1413 | 132977.1413 | 132977.1413 | 132977.1413 | 132977.1413 | 132977.1413 | 132977.1413
WA_Industrial_Petroleum_New_Process_Natural Gas_Steam System Efficiency Improvements_A | WA | Industrial | Petroleum | New | Process | Natural Gas | Steam System Efficiency Improvements | A | IM393 | Average system efficiency | Optimized system | 5 | 0.70269 | 0 | 0 | 489.99 | 0 | 0 | 0 | 244.9966 |  | sqft | 30% | 60% | Retrofit | Retro1Slow | 81.8% | TBD | 0.2% | 150051.2397 |  | 132977.1413 |  | 2.5408e-06 | AEG Research | DOE - Improving Steam System Performance: A Sourcebook for Industry, Second Edition. October 2012. | DOE - Improving Steam System Performance: A Sourcebook for Industry, Second Edition. October 2012. | Average system efficiency | Average system efficiency | Average system efficiency | Average system efficiency | Average system efficiency | Average system efficiency | Average system efficiency | Average system efficiency | Average system efficiency | Average system efficiency | Average system efficiency | Average system efficiency | Average system efficiency | Average system efficiency | Average system efficiency | Average system efficiency | Average system efficiency | Average system efficiency | Average system efficiency | Average system efficiency | Average system efficiency | Average system efficiency | Average system efficiency | Average system efficiency | Average system efficiency | Average system efficiency | Average system efficiency | Average system efficiency | Average system efficiency | Average system efficiency | Average system efficiency | Optimized system | Optimized system | Optimized system | Optimized system | Optimized system | Optimized system | Optimized system | Optimized system | Optimized system | Optimized system | Optimized system | Optimized system | Optimized system | Optimized system | Optimized system | Optimized system | Optimized system | Optimized system | Optimized system | Optimized system | Optimized system | Optimized system | Optimized system | Optimized system | Optimized system | Optimized system | Optimized system | Optimized system | Optimized system | Optimized system | Optimized system | 489.99 | 489.99 | 489.99 | 489.99 | 489.99 | 489.99 | 489.99 | 489.99 | 489.99 | 489.99 | 489.99 | 489.99 | 489.99 | 489.99 | 489.99 | 489.99 | 489.99 | 489.99 | 489.99 | 489.99 | 489.99 | 489.99 | 489.99 | 489.99 | 489.99 | 489.99 | 489.99 | 489.99 | 489.99 | 489.99 | 489.99 | 0 | 0 | 0 | 0 | 0 | 0.70046 | 0.69857 | 0.69686 | 0.69527 | 0.69373 | 0.69265 | 0.69175 | 0.69101 | 0.69039 | 0.68991 | 0.68956 | 0.68932 | 0.68919 | 0.68914 | 0.68913 | 0.6892 | 0.68932 | 0.68942 | 0.68951 | 0.68959 | 0.69008 | 0.69053 | 0.69095 | 0.70269 | 0.70269 | 0.70269 | 8.8909e-07 | 2.0999e-06 | 4.2989e-06 | 7.9119e-06 | 1.3399e-05 | 2.1189e-05 | 3.1505e-05 | 4.4311e-05 | 5.9088e-05 | 7.4654e-05 | 8.9369e-05 | 0.000101 | 0.00010738 | 0.00010682 | 9.8809e-05 | 8.9323e-05 | 0.000101 | 0.00010741 | 0.00010688 | 9.8875e-05 | 8.9436e-05 | 0.00010117 | 0.00010765 | 0.00010892 | 0.00010075 | 9.1071e-05 | 8.8909e-07 | 2.9865e-06 | 7.2781e-06 | 1.5173e-05 | 2.8539e-05 | 4.8805e-05 | 7.8167e-05 | 0.00011813 | 0.00016926 | 0.00023047 | 0.00029862 | 0.00036813 | 0.00043124 | 0.00047905 | 0.00050328 | 0.00050333 | 0.00050342 | 0.0005035 | 0.00050356 | 0.00050362 | 0.00050397 | 0.0005043 | 0.00050461 | 0 | 0 | 0 | 0.0012693 | 0.0030059 | 0.0061689 | 0.01138 | 0.019315 | 0.030591 | 0.045544 | 0.064125 | 0.085586 | 0.10821 | 0.1296 | 0.14651 | 0.1558 | 0.15501 | 0.14338 | 0.1296 | 0.14651 | 0.1558 | 0.15501 | 0.14338 | 0.1296 | 0.14651 | 0.1558 | 0.15501 | 0.14338 | 0.1296 | 0.0012693 | 0.0042752 | 0.010444 | 0.021824 | 0.041139 | 0.070461 | 0.113 | 0.17096 | 0.24516 | 0.33406 | 0.43307 | 0.53404 | 0.62572 | 0.69514 | 0.73032 | 0.73032 | 0.73032 | 0.73032 | 0.73032 | 0.73032 | 0.73032 | 0.73032 | 0.73032 | 0.73032 | 0.73032 | 0.73032 | 7.5609e-07 | 1.7865e-06 | 3.6586e-06 | 6.7358e-06 | 1.1411e-05 | 1.805e-05 | 2.6843e-05 | 3.7759e-05 | 5.0359e-05 | 6.3631e-05 | 7.6179e-05 | 8.6095e-05 | 9.1539e-05 | 9.1067e-05 | 8.4234e-05 | 7.6146e-05 | 8.6094e-05 | 9.1564e-05 | 9.1109e-05 | 8.4281e-05 | 7.6228e-05 | 8.6222e-05 | 9.1737e-05 | 9.2586e-05 | 8.564e-05 | 7.7411e-05 | 7.5609e-07 | 2.5408e-06 | 6.1941e-06 | 1.2918e-05 | 2.4305e-05 | 4.1574e-05 | 6.6599e-05 | 0.00010066 | 0.00014425 | 0.00019644 | 0.00025455 | 0.00031381 | 0.00036762 | 0.00040839 | 0.00042904 | 0.00042908 | 0.00042914 | 0.0004292 | 0.00042925 | 0.00042929 | 0.00042954 | 0.00042978 | 0.00043001 | 0 | 0 | 0 | 0.0010789 | 0.002555 | 0.0052436 | 0.0096726 | 0.016418 | 0.026002 | 0.038713 | 0.054507 | 0.072749 | 0.091977 | 0.11016 | 0.12454 | 0.13243 | 0.13176 | 0.12187 | 0.11016 | 0.12454 | 0.13243 | 0.13176 | 0.12187 | 0.11016 | 0.12454 | 0.13243 | 0.13176 | 0.12187 | 0.11016 | 0.0010789 | 0.0036339 | 0.0088775 | 0.01855 | 0.034968 | 0.059891 | 0.096049 | 0.14531 | 0.20839 | 0.28395 | 0.36811 | 0.45393 | 0.53186 | 0.59087 | 0.62077 | 0.62077 | 0.62077 | 0.62077 | 0.62077 | 0.62077 | 0.62077 | 0.62077 | 0.62077 | 0.62077 | 0.62077 | 0.62077 | 0 | 0 | 0 | 0 | 0 | 0 | 0 | 0 | 0 | 0 | 0 | 0 | 0 | 0 | 0 | 0 | 0 | 0 | 0 | 0 | 0 | 0 | 0 | 0 | 0 | 0 | 0 | 0 | 0 | 0 | 0 | 0 | 0 | 0 | 0 | 0 | 0 | 0 | 0 | 0 | 0 | 0 | 0 | 0 | 0 | 0 | 0 | 0 | 0 | 0 | 0 | 0 | 0 | 0 | 0 | 0 | 0 | 0 | 0 | 0 | 0 | 0 | 0 | 0 | 0 | 0 | 0 | 0 | 0 | 0 | 0 | 0 | 0 | 0 | 0 | 0 | 0 | 0 | 0 | 0 | 0 | 0 | 0 | 0 | 0 | 0 | 0 | 0 | 0 | 0 | 0 | 0 | 0 | 0 | 0 | 0 | 0 | 0 | 0 | 0 | 0 | 0 | 0 | 0 | 0 | 0 | 0 | 0 | 0 | 0 | 0 | 0 | 0 | 0 | 0 | 0 | 0 | 0 | 0 | 0 | 0 | 0 | 0 | 0 | 0 | 0 | 0 | 0 | 0 | 0 | 0 | 0 | 0 | 0 | 0 | 0 | 0 | 0 | 0 | 0 | 0 | 0 | 0 | 0 | 0 | 0 | 0 | 0 | 0 | 0 | 0 | 0 | 0 | 0 | 0 | 0 | 0 | 0 | 0 | 0 | 0 | 0 | 0 | 0 | 0 | 0 | 0 | 0 | 0 | 0 | 0 | 0 | 0 | 0 | 0 | 0 | 0 | 0 | 0 | 0 | 0 | 0 | 0 | 0 | 0 | 0 | 0 | 0 | 0 | 0 | 0 | 0 | 0 | 0 | 0 | 0 | 0 | 0 | 0 | 0 | 0 | 0 | 0 | 0 | 0 | 0 | 0 | 0 | 150051.2397 | 150051.2397 | 150051.2397 | 150051.2397 | 150051.2397 | 150051.2397 | 150051.2397 | 150051.2397 | 150051.2397 | 150051.2397 | 150051.2397 | 150051.2397 | 150051.2397 | 150051.2397 | 150051.2397 | 150051.2397 | 150051.2397 | 150051.2397 | 150051.2397 | 150051.2397 | 150051.2397 | 150051.2397 | 150051.2397 | 150051.2397 | 150051.2397 | 150051.2397 | 132977.1413 | 132977.1413 | 132977.1413 | 132977.1413 | 132977.1413 | 132977.1413 | 132977.1413 | 132977.1413 | 132977.1413 | 132977.1413 | 132977.1413 | 132977.1413 | 132977.1413 | 132977.1413 | 132977.1413 | 132977.1413 | 132977.1413 | 132977.1413 | 132977.1413 | 132977.1413 | 132977.1413 | 132977.1413 | 132977.1413 | 132977.1413 | 132977.1413 | 132977.1413
WA_Industrial_Petroleum_New_Space Heating_Natural Gas_Strategic Energy Management_A | WA | Industrial | Petroleum | New | Space Heating | Natural Gas | Strategic Energy Management | A | IM394 | No energy management system | Energy management system installed and programmed | 5 | 731.763 | 0 | 0 | 2458.4 | 0 | 58.54 | 0 | 1229.1976 |  | employee | 5% | 50% | Retrofit | RetroEven20 | 76.5% | TBD | 0.2% | 514.4152 |  | 504.2081 |  | 0 | BEHAV_SEM-All-CPUC-2018_PG-26 | BEHAV_SEM-All-CPUC-2018_PG-26 | AEG Research | No energy management system | No energy management system | No energy management system | No energy management system | No energy management system | No energy management system | No energy management system | No energy management system | No energy management system | No energy management system | No energy management system | No energy management system | No energy management system | No energy management system | No energy management system | No energy management system | No energy management system | No energy management system | No energy management system | No energy management system | No energy management system | No energy management system | No energy management system | No energy management system | No energy management system | No energy management system | No energy management system | No energy management system | No energy management system | No energy management system | No energy management system | Energy management system installed and programmed | Energy management system installed and programmed | Energy management system installed and programmed | Energy management system installed and programmed | Energy management system installed and programmed | Energy management system installed and programmed | Energy management system installed and programmed | Energy management system installed and programmed | Energy management system installed and programmed | Energy management system installed and programmed | Energy management system installed and programmed | Energy management system installed and programmed | Energy management system installed and programmed | Energy management system installed and programmed | Energy management system installed and programmed | Energy management system installed and programmed | Energy management system installed and programmed | Energy management system installed and programmed | Energy management system installed and programmed | Energy management system installed and programmed | Energy management system installed and programmed | Energy management system installed and programmed | Energy management system installed and programmed | Energy management system installed and programmed | Energy management system installed and programmed | Energy management system installed and programmed | Energy management system installed and programmed | Energy management system installed and programmed | Energy management system installed and programmed | Energy management system installed and programmed | Energy management system installed and programmed | 2458.4 | 2458.4 | 2458.4 | 2458.4 | 2458.4 | 2458.4 | 2458.4 | 2458.4 | 2458.4 | 2458.4 | 2458.4 | 2458.4 | 2458.4 | 2458.4 | 2458.4 | 2458.4 | 2458.4 | 2458.4 | 2458.4 | 2458.4 | 2458.4 | 2458.4 | 2458.4 | 2458.4 | 2458.4 | 2458.4 | 2458.4 | 2458.4 | 2458.4 | 2458.4 | 2458.4 | 0 | 0 | 0 | 0 | 0 | 0 | 0 | 0 | 0 | 0 | 0 | 0 | 0 | 0 | 0 | 0 | 0 | 0 | 0 | 0 | 0 | 0 | 0 | 0 | 0 | 0 | 0 | 0 | 0 | 0 | 0 | 0 | 0 | 0 | 0 | 0 | 0 | 0 | 0 | 0 | 0 | 0 | 0 | 0 | 0 | 0 | 0 | 0 | 0 | 0 | 0 | 0 | 0 | 0 | 0 | 0 | 0 | 0 | 0 | 0 | 0 | 0 | 0 | 0 | 0 | 0 | 0 | 0 | 0 | 0 | 0 | 0 | 0 | 0 | 0 | 0 | 0 | 0 | 0 | 0 | 0 | 0 | 0 | 0 | 0 | 0 | 0 | 0 | 0 | 0 | 0 | 0 | 0 | 0 | 0 | 0 | 0 | 0 | 0 | 0 | 0 | 0 | 0 | 0 | 0 | 0 | 0 | 0 | 0 | 0 | 0 | 0 | 0 | 0 | 0 | 0 | 0 | 0 | 0 | 0 | 0 | 0 | 0 | 0 | 0 | 0 | 0 | 0 | 0 | 0 | 0 | 0 | 0 | 0 | 0 | 0 | 0 | 0 | 0 | 0 | 0 | 0 | 0 | 0 | 0 | 0 | 0 | 0 | 0 | 0 | 0 | 0 | 0 | 0 | 0 | 0 | 0 | 0 | 0 | 0 | 0 | 0 | 0 | 0 | 0 | 0 | 0 | 0 | 0 | 0 | 0 | 0 | 0 | 0 | 0 | 0 | 0 | 0 | 0 | 0 | 0 | 0 | 0 | 0 | 0 | 0 | 0 | 0 | 0 | 0 | 0 | 0 | 0 | 0 | 0 | 0 | 0 | 0 | 0 | 0 | 0 | 0 | 0 | 0 | 0 | 0 | 0 | 0 | 0 | 0 | 0 | 0 | 0 | 0 | 0 | 0 | 0 | 0 | 0 | 0 | 0 | 0 | 0 | 0 | 0 | 0 | 0 | 0 | 0 | 0 | 0 | 0 | 0 | 0 | 0 | 0 | 0 | 0 | 0 | 0 | 0 | 0 | 0 | 0 | 0 | 0 | 0 | 0 | 0 | 0 | 0 | 0 | 0 | 0 | 0 | 0 | 0 | 0 | 0 | 0 | 0 | 0 | 0 | 0 | 0 | 0 | 0 | 0 | 0 | 0 | 0 | 0 | 0 | 0 | 0 | 0 | 0 | 0 | 0 | 0 | 0 | 0 | 0 | 0 | 0 | 0 | 0 | 0 | 0 | 0 | 0 | 0 | 0 | 0 | 0 | 0 | 0 | 0 | 0 | 0 | 0 | 0 | 0 | 0 | 0 | 0 | 0 | 0 | 0 | 0 | 0 | 0 | 0 | 0 | 0 | 0 | 0 | 0 | 0 | 0 | 0 | 0 | 0 | 0 | 0 | 0 | 0 | 0 | 0 | 0 | 0 | 0 | 0 | 0 | 0 | 0 | 0 | 0 | 0 | 0 | 0 | 0 | 0 | 0 | 0 | 0 | 0 | 0 | 0 | 0 | 0 | 0 | 0 | 0 | 0 | 0 | 0 | 0 | 0 | 0 | 0 | 0 | 0 | 0 | 0 | 0 | 0 | 0 | 0 | 0 | 0 | 0 | 0 | 0 | 0 | 0 | 0 | 0 | 0 | 0 | 0 | 0 | 0 | 0 | 0 | 0 | 0 | 0 | 0 | 0 | 0 | 0 | 0 | 0 | 0 | 0 | 0 | 0 | 0 | 0 | 0 | 0 | 0 | 0 | 0 | 0 | 0 | 0 | 0 | 0 | 0 | 0 | 0 | 0 | 0 | 0 | 0 | 0 | 0 | 0 | 0 | 0 | 0 | 0 | 0 | 0 | 0 | 0 | 0 | 0 | 0 | 0 | 0 | 0 | 0 | 0 | 0 | 0 | 0 | 0 | 0 | 0 | 0 | 0 | 0 | 0 | 0 | 514.4152 | 514.4152 | 514.4152 | 514.4152 | 514.4152 | 514.4152 | 514.4152 | 514.4152 | 514.4152 | 514.4152 | 514.4152 | 514.4152 | 514.4152 | 514.4152 | 514.4152 | 514.4152 | 514.4152 | 514.4152 | 514.4152 | 514.4152 | 514.4152 | 514.4152 | 514.4152 | 0 | 0 | 0 | 504.2081 | 504.2081 | 504.2081 | 504.2081 | 504.2081 | 504.2081 | 504.2081 | 504.2081 | 504.2081 | 504.2081 | 504.2081 | 504.2081 | 504.2081 | 504.2081 | 504.2081 | 504.2081 | 504.2081 | 504.2081 | 504.2081 | 504.2081 | 504.2081 | 504.2081 | 504.2081 | 0 | 0 | 0
WA_Industrial_Petroleum_New_Process_Natural Gas_Strategic Energy Management_A | WA | Industrial | Petroleum | New | Process | Natural Gas | Strategic Energy Management | A | IM395 | No energy management system | Energy management system installed and programmed | 5 | 769.0432 | 0 | 0 | 2458.4 | 0 | 58.54 | 0 | 1229.1976 |  | employee | 5% | 50% | Retrofit | RetroEven20 | 76.5% | TBD | 0.2% | 514.4152 |  | 504.2081 |  | 0.21149 | BEHAV_SEM-All-CPUC-2018_PG-26 | BEHAV_SEM-All-CPUC-2018_PG-26 | AEG Research | No energy management system | No energy management system | No energy management system | No energy management system | No energy management system | No energy management system | No energy management system | No energy management system | No energy management system | No energy management system | No energy management system | No energy management system | No energy management system | No energy management system | No energy management system | No energy management system | No energy management system | No energy management system | No energy management system | No energy management system | No energy management system | No energy management system | No energy management system | No energy management system | No energy management system | No energy management system | No energy management system | No energy management system | No energy management system | No energy management system | No energy management system | Energy management system installed and programmed | Energy management system installed and programmed | Energy management system installed and programmed | Energy management system installed and programmed | Energy management system installed and programmed | Energy management system installed and programmed | Energy management system installed and programmed | Energy management system installed and programmed | Energy management system installed and programmed | Energy management system installed and programmed | Energy management system installed and programmed | Energy management system installed and programmed | Energy management system installed and programmed | Energy management system installed and programmed | Energy management system installed and programmed | Energy management system installed and programmed | Energy management system installed and programmed | Energy management system installed and programmed | Energy management system installed and programmed | Energy management system installed and programmed | Energy management system installed and programmed | Energy management system installed and programmed | Energy management system installed and programmed | Energy management system installed and programmed | Energy management system installed and programmed | Energy management system installed and programmed | Energy management system installed and programmed | Energy management system installed and programmed | Energy management system installed and programmed | Energy management system installed and programmed | Energy management system installed and programmed | 2458.4 | 2458.4 | 2458.4 | 2458.4 | 2458.4 | 2458.4 | 2458.4 | 2458.4 | 2458.4 | 2458.4 | 2458.4 | 2458.4 | 2458.4 | 2458.4 | 2458.4 | 2458.4 | 2458.4 | 2458.4 | 2458.4 | 2458.4 | 2458.4 | 2458.4 | 2458.4 | 2458.4 | 2458.4 | 2458.4 | 2458.4 | 2458.4 | 2458.4 | 2458.4 | 2458.4 | 0 | 0 | 0 | 0 | 0 | 767.7102 | 766.5796 | 765.5571 | 764.6191 | 763.7102 | 762.9045 | 762.2694 | 761.776 | 761.4079 | 761.1493 | 761.0019 | 760.9486 | 760.9686 | 761.0351 | 761.1226 | 761.2522 | 761.4249 | 761.5744 | 761.7033 | 761.8144 | 762.085 | 762.3355 | 762.5679 | 0 | 0 | 0 | 0.114 | 0.13486 | 0.15567 | 0.17631 | 0.19693 | 0.21754 | 0.2379 | 0.25821 | 0.27851 | 0.2985 | 0.3186 | 0.33854 | 0.35852 | 0.37842 | 0.39816 | 0.41795 | 0.43769 | 0.45735 | 0.47693 | 0.49644 | 0.41841 | 0.43822 | 0.45795 | 0 | 0 | 0 | 0.114 | 0.24869 | 0.40402 | 0.57984 | 0.77608 | 0.87952 | 0.98258 | 1.0853 | 1.1877 | 1.2895 | 1.3909 | 1.4918 | 1.5924 | 1.6926 | 1.7925 | 1.8921 | 1.9914 | 2.0904 | 2.1889 | 2.2871 | 2.2879 | 2.2887 | 2.2894 | 0 | 0 | 0 | 0.14849 | 0.17592 | 0.20334 | 0.23059 | 0.25786 | 0.28515 | 0.31209 | 0.33896 | 0.36578 | 0.39217 | 0.41866 | 0.4449 | 0.47114 | 0.49725 | 0.52313 | 0.54903 | 0.57483 | 0.60053 | 0.62614 | 0.65166 | 0.54903 | 0.57483 | 0.60053 | 0.62614 | 0.65166 | 0.54903 | 0.14849 | 0.32441 | 0.52775 | 0.75834 | 1.0162 | 1.1529 | 1.289 | 1.4247 | 1.5598 | 1.6942 | 1.8277 | 1.9605 | 2.0926 | 2.2241 | 2.3551 | 2.4854 | 2.6154 | 2.7448 | 2.8737 | 3.0022 | 3.0022 | 3.0022 | 3.0022 | 3.0022 | 3.0022 | 3.0022 | 0.096923 | 0.11468 | 0.13241 | 0.15 | 0.16756 | 0.18513 | 0.20248 | 0.2198 | 0.23709 | 0.25412 | 0.27124 | 0.28822 | 0.30523 | 0.32217 | 0.33897 | 0.3558 | 0.3726 | 0.38932 | 0.40598 | 0.42258 | 0.35613 | 0.37297 | 0.38975 | 0 | 0 | 0 | 0.096923 | 0.21149 | 0.34365 | 0.49329 | 0.66036 | 0.74849 | 0.83631 | 0.92379 | 1.011 | 1.0978 | 1.1841 | 1.2701 | 1.3557 | 1.441 | 1.526 | 1.6107 | 1.6952 | 1.7794 | 1.8632 | 1.9468 | 1.9474 | 1.9479 | 1.9484 | 0 | 0 | 0 | 0.12622 | 0.14953 | 0.17284 | 0.196 | 0.21918 | 0.24238 | 0.26528 | 0.28812 | 0.31091 | 0.33334 | 0.35586 | 0.37816 | 0.40047 | 0.42266 | 0.44466 | 0.46668 | 0.48861 | 0.51045 | 0.53222 | 0.55391 | 0.46668 | 0.48861 | 0.51045 | 0.53222 | 0.55391 | 0.46668 | 0.12622 | 0.27575 | 0.44858 | 0.64459 | 0.86376 | 0.97992 | 1.0957 | 1.211 | 1.3259 | 1.44 | 1.5535 | 1.6664 | 1.7788 | 1.8905 | 2.0018 | 2.1126 | 2.2231 | 2.3331 | 2.4426 | 2.5519 | 2.5519 | 2.5519 | 2.5519 | 2.5519 | 2.5519 | 2.5519 | 0.096923 | 0.11468 | 0.13241 | 0.15 | 0.16756 | 0.18513 | 0.20248 | 0.2198 | 0.23709 | 0.25412 | 0.27124 | 0.28822 | 0.30523 | 0.32217 | 0.33897 | 0.3558 | 0.3726 | 0.38932 | 0.40598 | 0.42258 | 0.35613 | 0.37297 | 0.38975 | 0 | 0 | 0 | 0.096923 | 0.21149 | 0.34365 | 0.49329 | 0.66036 | 0.74849 | 0.83631 | 0.92379 | 1.011 | 1.0978 | 1.1841 | 1.2701 | 1.3557 | 1.441 | 1.526 | 1.6107 | 1.6952 | 1.7794 | 1.8632 | 1.9468 | 1.9474 | 1.9479 | 1.9484 | 0 | 0 | 0 | 0.12622 | 0.14953 | 0.17284 | 0.196 | 0.21918 | 0.24238 | 0.26528 | 0.28812 | 0.31091 | 0.33334 | 0.35586 | 0.37816 | 0.40047 | 0.42266 | 0.44466 | 0.46668 | 0.48861 | 0.51045 | 0.53222 | 0.55391 | 0.46668 | 0.48861 | 0.51045 | 0.53222 | 0.55391 | 0.46668 | 0.12622 | 0.27575 | 0.44858 | 0.64459 | 0.86376 | 0.97992 | 1.0957 | 1.211 | 1.3259 | 1.44 | 1.5535 | 1.6664 | 1.7788 | 1.8905 | 2.0018 | 2.1126 | 2.2231 | 2.3331 | 2.4426 | 2.5519 | 2.5519 | 2.5519 | 2.5519 | 2.5519 | 2.5519 | 2.5519 | 0.096923 | 0.11468 | 0.13241 | 0.15 | 0.16756 | 0.18513 | 0.20248 | 0.2198 | 0.23709 | 0.25412 | 0.27124 | 0.28822 | 0.30523 | 0.32217 | 0.33897 | 0.3558 | 0.3726 | 0.38932 | 0.40598 | 0.42258 | 0.35613 | 0.37297 | 0.38975 | 0 | 0 | 0 | 0.096923 | 0.21149 | 0.34365 | 0.49329 | 0.66036 | 0.74849 | 0.83631 | 0.92379 | 1.011 | 1.0978 | 1.1841 | 1.2701 | 1.3557 | 1.441 | 1.526 | 1.6107 | 1.6952 | 1.7794 | 1.8632 | 1.9468 | 1.9474 | 1.9479 | 1.9484 | 0 | 0 | 0 | 0.12622 | 0.14953 | 0.17284 | 0.196 | 0.21918 | 0.24238 | 0.26528 | 0.28812 | 0.31091 | 0.33334 | 0.35586 | 0.37816 | 0.40047 | 0.42266 | 0.44466 | 0.46668 | 0.48861 | 0.51045 | 0.53222 | 0.55391 | 0.46668 | 0.48861 | 0.51045 | 0.53222 | 0.55391 | 0.46668 | 0.12622 | 0.27575 | 0.44858 | 0.64459 | 0.86376 | 0.97992 | 1.0957 | 1.211 | 1.3259 | 1.44 | 1.5535 | 1.6664 | 1.7788 | 1.8905 | 2.0018 | 2.1126 | 2.2231 | 2.3331 | 2.4426 | 2.5519 | 2.5519 | 2.5519 | 2.5519 | 2.5519 | 2.5519 | 2.5519 | 514.4152 | 514.4152 | 514.4152 | 514.4152 | 514.4152 | 514.4152 | 514.4152 | 514.4152 | 514.4152 | 514.4152 | 514.4152 | 514.4152 | 514.4152 | 514.4152 | 514.4152 | 514.4152 | 514.4152 | 514.4152 | 514.4152 | 514.4152 | 514.4152 | 514.4152 | 514.4152 | 0 | 0 | 0 | 504.2081 | 504.2081 | 504.2081 | 504.2081 | 504.2081 | 504.2081 | 504.2081 | 504.2081 | 504.2081 | 504.2081 | 504.2081 | 504.2081 | 504.2081 | 504.2081 | 504.2081 | 504.2081 | 504.2081 | 504.2081 | 504.2081 | 504.2081 | 504.2081 | 504.2081 | 504.2081 | 0 | 0 | 0
WA_Industrial_Petroleum_New_Miscellaneous_Natural Gas_Strategic Energy Management_A | WA | Industrial | Petroleum | New | Miscellaneous | Natural Gas | Strategic Energy Management | A | IM396 | No energy management system | Energy management system installed and programmed | 5 | 160.7723 | 0 | 0 | 2458.4 | 0 | 58.54 | 0 | 1229.1976 |  | employee | 5% | 50% | Retrofit | RetroEven20 | 76.5% | TBD | 0.2% | 514.4152 |  | 504.2081 |  | 0.011083 | BEHAV_SEM-All-CPUC-2018_PG-26 | BEHAV_SEM-All-CPUC-2018_PG-26 | AEG Research | No energy management system | No energy management system | No energy management system | No energy management system | No energy management system | No energy management system | No energy management system | No energy management system | No energy management system | No energy management system | No energy management system | No energy management system | No energy management system | No energy management system | No energy management system | No energy management system | No energy management system | No energy management system | No energy management system | No energy management system | No energy management system | No energy management system | No energy management system | No energy management system | No energy management system | No energy management system | No energy management system | No energy management system | No energy management system | No energy management system | No energy management system | Energy management system installed and programmed | Energy management system installed and programmed | Energy management system installed and programmed | Energy management system installed and programmed | Energy management system installed and programmed | Energy management system installed and programmed | Energy management system installed and programmed | Energy management system installed and programmed | Energy management system installed and programmed | Energy management system installed and programmed | Energy management system installed and programmed | Energy management system installed and programmed | Energy management system installed and programmed | Energy management system installed and programmed | Energy management system installed and programmed | Energy management system installed and programmed | Energy management system installed and programmed | Energy management system installed and programmed | Energy management system installed and programmed | Energy management system installed and programmed | Energy management system installed and programmed | Energy management system installed and programmed | Energy management system installed and programmed | Energy management system installed and programmed | Energy management system installed and programmed | Energy management system installed and programmed | Energy management system installed and programmed | Energy management system installed and programmed | Energy management system installed and programmed | Energy management system installed and programmed | Energy management system installed and programmed | 2458.4 | 2458.4 | 2458.4 | 2458.4 | 2458.4 | 2458.4 | 2458.4 | 2458.4 | 2458.4 | 2458.4 | 2458.4 | 2458.4 | 2458.4 | 2458.4 | 2458.4 | 2458.4 | 2458.4 | 2458.4 | 2458.4 | 2458.4 | 2458.4 | 2458.4 | 2458.4 | 2458.4 | 2458.4 | 2458.4 | 2458.4 | 2458.4 | 2458.4 | 2458.4 | 2458.4 | 0 | 0 | 0 | 0 | 0 | 160.7723 | 160.7723 | 160.7723 | 160.7723 | 160.7723 | 160.7723 | 160.7723 | 160.7723 | 160.7723 | 160.7723 | 160.7723 | 160.7723 | 160.7723 | 160.7723 | 160.7723 | 160.7723 | 160.7723 | 160.7723 | 160.7723 | 160.7723 | 160.7723 | 160.7723 | 160.7723 | 0 | 0 | 0 | 0.0059683 | 0.0070708 | 0.0081727 | 0.0092681 | 0.010364 | 0.011461 | 0.012544 | 0.013624 | 0.014702 | 0.015762 | 0.016827 | 0.017882 | 0.018937 | 0.019986 | 0.021026 | 0.022067 | 0.023104 | 0.024137 | 0.025167 | 0.026192 | 0.022067 | 0.023104 | 0.024137 | 0 | 0 | 0 | 0.0059683 | 0.013039 | 0.021212 | 0.03048 | 0.040844 | 0.046337 | 0.05181 | 0.057261 | 0.062695 | 0.068093 | 0.073459 | 0.078797 | 0.08411 | 0.089394 | 0.094658 | 0.099898 | 0.10512 | 0.11032 | 0.1155 | 0.12067 | 0.12067 | 0.12067 | 0.12067 | 0 | 0 | 0 | 0.037123 | 0.04398 | 0.050834 | 0.057647 | 0.064464 | 0.071287 | 0.078023 | 0.084741 | 0.091445 | 0.098042 | 0.10467 | 0.11122 | 0.11779 | 0.12431 | 0.13078 | 0.13726 | 0.14371 | 0.15013 | 0.15654 | 0.16291 | 0.13726 | 0.14371 | 0.15013 | 0.15654 | 0.16291 | 0.13726 | 0.037123 | 0.081103 | 0.13194 | 0.18958 | 0.25405 | 0.28821 | 0.32226 | 0.35616 | 0.38996 | 0.42354 | 0.45692 | 0.49012 | 0.52316 | 0.55603 | 0.58877 | 0.62136 | 0.65385 | 0.68619 | 0.71842 | 0.75055 | 0.75055 | 0.75055 | 0.75055 | 0.75055 | 0.75055 | 0.75055 | 0.005073 | 0.0060102 | 0.0069468 | 0.0078779 | 0.0088095 | 0.0097418 | 0.010662 | 0.01158 | 0.012497 | 0.013398 | 0.014303 | 0.0152 | 0.016096 | 0.016988 | 0.017872 | 0.018757 | 0.019639 | 0.020517 | 0.021392 | 0.022263 | 0.018757 | 0.019639 | 0.020517 | 0 | 0 | 0 | 0.005073 | 0.011083 | 0.01803 | 0.025908 | 0.034717 | 0.039386 | 0.044038 | 0.048672 | 0.053291 | 0.057879 | 0.062441 | 0.066978 | 0.071493 | 0.075985 | 0.080459 | 0.084913 | 0.089352 | 0.093773 | 0.098176 | 0.10257 | 0.10257 | 0.10257 | 0.10257 | 0 | 0 | 0 | 0.031554 | 0.037383 | 0.043209 | 0.049 | 0.054795 | 0.060594 | 0.06632 | 0.07203 | 0.077728 | 0.083336 | 0.088965 | 0.094541 | 0.10012 | 0.10567 | 0.11116 | 0.11667 | 0.12215 | 0.12761 | 0.13305 | 0.13848 | 0.11667 | 0.12215 | 0.12761 | 0.13305 | 0.13848 | 0.11667 | 0.031554 | 0.068937 | 0.11215 | 0.16115 | 0.21594 | 0.24498 | 0.27392 | 0.30274 | 0.33147 | 0.36001 | 0.38838 | 0.4166 | 0.44469 | 0.47263 | 0.50045 | 0.52816 | 0.55577 | 0.58327 | 0.61065 | 0.63797 | 0.63797 | 0.63797 | 0.63797 | 0.63797 | 0.63797 | 0.63797 | 0.005073 | 0.0060102 | 0.0069468 | 0.0078779 | 0.0088095 | 0.0097418 | 0.010662 | 0.01158 | 0.012497 | 0.013398 | 0.014303 | 0.0152 | 0.016096 | 0.016988 | 0.017872 | 0.018757 | 0.019639 | 0.020517 | 0.021392 | 0.022263 | 0.018757 | 0.019639 | 0.020517 | 0 | 0 | 0 | 0.005073 | 0.011083 | 0.01803 | 0.025908 | 0.034717 | 0.039386 | 0.044038 | 0.048672 | 0.053291 | 0.057879 | 0.062441 | 0.066978 | 0.071493 | 0.075985 | 0.080459 | 0.084913 | 0.089352 | 0.093773 | 0.098176 | 0.10257 | 0.10257 | 0.10257 | 0.10257 | 0 | 0 | 0 | 0.031554 | 0.037383 | 0.043209 | 0.049 | 0.054795 | 0.060594 | 0.06632 | 0.07203 | 0.077728 | 0.083336 | 0.088965 | 0.094541 | 0.10012 | 0.10567 | 0.11116 | 0.11667 | 0.12215 | 0.12761 | 0.13305 | 0.13848 | 0.11667 | 0.12215 | 0.12761 | 0.13305 | 0.13848 | 0.11667 | 0.031554 | 0.068937 | 0.11215 | 0.16115 | 0.21594 | 0.24498 | 0.27392 | 0.30274 | 0.33147 | 0.36001 | 0.38838 | 0.4166 | 0.44469 | 0.47263 | 0.50045 | 0.52816 | 0.55577 | 0.58327 | 0.61065 | 0.63797 | 0.63797 | 0.63797 | 0.63797 | 0.63797 | 0.63797 | 0.63797 | 0.005073 | 0.0060102 | 0.0069468 | 0.0078779 | 0.0088095 | 0.0097418 | 0.010662 | 0.01158 | 0.012497 | 0.013398 | 0.014303 | 0.0152 | 0.016096 | 0.016988 | 0.017872 | 0.018757 | 0.019639 | 0.020517 | 0.021392 | 0.022263 | 0.018757 | 0.019639 | 0.020517 | 0 | 0 | 0 | 0.005073 | 0.011083 | 0.01803 | 0.025908 | 0.034717 | 0.039386 | 0.044038 | 0.048672 | 0.053291 | 0.057879 | 0.062441 | 0.066978 | 0.071493 | 0.075985 | 0.080459 | 0.084913 | 0.089352 | 0.093773 | 0.098176 | 0.10257 | 0.10257 | 0.10257 | 0.10257 | 0 | 0 | 0 | 0.031554 | 0.037383 | 0.043209 | 0.049 | 0.054795 | 0.060594 | 0.06632 | 0.07203 | 0.077728 | 0.083336 | 0.088965 | 0.094541 | 0.10012 | 0.10567 | 0.11116 | 0.11667 | 0.12215 | 0.12761 | 0.13305 | 0.13848 | 0.11667 | 0.12215 | 0.12761 | 0.13305 | 0.13848 | 0.11667 | 0.031554 | 0.068937 | 0.11215 | 0.16115 | 0.21594 | 0.24498 | 0.27392 | 0.30274 | 0.33147 | 0.36001 | 0.38838 | 0.4166 | 0.44469 | 0.47263 | 0.50045 | 0.52816 | 0.55577 | 0.58327 | 0.61065 | 0.63797 | 0.63797 | 0.63797 | 0.63797 | 0.63797 | 0.63797 | 0.63797 | 514.4152 | 514.4152 | 514.4152 | 514.4152 | 514.4152 | 514.4152 | 514.4152 | 514.4152 | 514.4152 | 514.4152 | 514.4152 | 514.4152 | 514.4152 | 514.4152 | 514.4152 | 514.4152 | 514.4152 | 514.4152 | 514.4152 | 514.4152 | 514.4152 | 514.4152 | 514.4152 | 0 | 0 | 0 | 504.2081 | 504.2081 | 504.2081 | 504.2081 | 504.2081 | 504.2081 | 504.2081 | 504.2081 | 504.2081 | 504.2081 | 504.2081 | 504.2081 | 504.2081 | 504.2081 | 504.2081 | 504.2081 | 504.2081 | 504.2081 | 504.2081 | 504.2081 | 504.2081 | 504.2081 | 504.2081 | 0 | 0 | 0
WA_Industrial_Petroleum_New_Space Heating_Natural Gas_Commissioning_A | WA | Industrial | Petroleum | New | Space Heating | Natural Gas | Commissioning | A | IM397 | New construction code | Optimized HVAC design and controls | 10 | 15.7714 | 0 | 0 | 0.27 | 0 | 0 | 0 | 0.1336 |  | employee | 0% | 0% | Retrofit | Retro12Med | 84.73% | TBD | 0.2% | 0.0082735 |  | 0.0067343 |  | 0 | DL20_COM_CX-Refrig-2021PLN-V11-3 | 2018 AMIL BUS Retro-Commissioning Initiative | U.S. Department of Energy. Lawrence Berkeley National Labs and Building Commissioning Association. https://www.bcxa.org/wp-content/uploads/2020/09/1-s2.0- S0378778819319553-main.pdf | New construction code | New construction code | New construction code | New construction code | New construction code | New construction code | New construction code | New construction code | New construction code | New construction code | New construction code | New construction code | New construction code | New construction code | New construction code | New construction code | New construction code | New construction code | New construction code | New construction code | New construction code | New construction code | New construction code | New construction code | New construction code | New construction code | New construction code | New construction code | New construction code | New construction code | New construction code | Optimized HVAC design and controls | Optimized HVAC design and controls | Optimized HVAC design and controls | Optimized HVAC design and controls | Optimized HVAC design and controls | Optimized HVAC design and controls | Optimized HVAC design and controls | Optimized HVAC design and controls | Optimized HVAC design and controls | Optimized HVAC design and controls | Optimized HVAC design and controls | Optimized HVAC design and controls | Optimized HVAC design and controls | Optimized HVAC design and controls | Optimized HVAC design and controls | Optimized HVAC design and controls | Optimized HVAC design and controls | Optimized HVAC design and controls | Optimized HVAC design and controls | Optimized HVAC design and controls | Optimized HVAC design and controls | Optimized HVAC design and controls | Optimized HVAC design and controls | Optimized HVAC design and controls | Optimized HVAC design and controls | Optimized HVAC design and controls | Optimized HVAC design and controls | Optimized HVAC design and controls | Optimized HVAC design and controls | Optimized HVAC design and controls | Optimized HVAC design and controls | 0.27 | 0.27 | 0.27 | 0.27 | 0.27 | 0.27 | 0.27 | 0.27 | 0.27 | 0.27 | 0.27 | 0.27 | 0.27 | 0.27 | 0.27 | 0.27 | 0.27 | 0.27 | 0.27 | 0.27 | 0.27 | 0.27 | 0.27 | 0.27 | 0.27 | 0.27 | 0.27 | 0.27 | 0.27 | 0.27 | 0.27 | 0 | 0 | 0 | 0 | 0 | 0 | 0 | 0 | 0 | 0 | 0 | 0 | 0 | 0 | 0 | 0 | 0 | 0 | 0 | 0 | 0 | 0 | 0 | 0 | 0 | 0 | 0 | 0 | 0 | 0 | 0 | 0 | 0 | 0 | 0 | 0 | 0 | 0 | 0 | 0 | 0 | 0 | 0 | 0 | 0 | 0 | 0 | 0 | 0 | 0 | 0 | 0 | 0 | 0 | 0 | 0 | 0 | 0 | 0 | 0 | 0 | 0 | 0 | 0 | 0 | 0 | 0 | 0 | 0 | 0 | 0 | 0 | 0 | 0 | 0 | 0 | 0 | 0 | 0 | 0 | 0 | 0 | 0 | 0 | 0 | 0 | 0 | 0 | 0 | 0 | 0 | 0 | 0 | 0 | 0 | 0 | 0 | 0 | 0 | 0 | 0 | 0 | 0 | 0 | 0 | 0 | 0 | 0 | 0 | 0 | 0 | 0 | 0 | 0 | 0 | 0 | 0 | 0 | 0 | 0 | 0 | 0 | 0 | 0 | 0 | 0 | 0 | 0 | 0 | 0 | 0 | 0 | 0 | 0 | 0 | 0 | 0 | 0 | 0 | 0 | 0 | 0 | 0 | 0 | 0 | 0 | 0 | 0 | 0 | 0 | 0 | 0 | 0 | 0 | 0 | 0 | 0 | 0 | 0 | 0 | 0 | 0 | 0 | 0 | 0 | 0 | 0 | 0 | 0 | 0 | 0 | 0 | 0 | 0 | 0 | 0 | 0 | 0 | 0 | 0 | 0 | 0 | 0 | 0 | 0 | 0 | 0 | 0 | 0 | 0 | 0 | 0 | 0 | 0 | 0 | 0 | 0 | 0 | 0 | 0 | 0 | 0 | 0 | 0 | 0 | 0 | 0 | 0 | 0 | 0 | 0 | 0 | 0 | 0 | 0 | 0 | 0 | 0 | 0 | 0 | 0 | 0 | 0 | 0 | 0 | 0 | 0 | 0 | 0 | 0 | 0 | 0 | 0 | 0 | 0 | 0 | 0 | 0 | 0 | 0 | 0 | 0 | 0 | 0 | 0 | 0 | 0 | 0 | 0 | 0 | 0 | 0 | 0 | 0 | 0 | 0 | 0 | 0 | 0 | 0 | 0 | 0 | 0 | 0 | 0 | 0 | 0 | 0 | 0 | 0 | 0 | 0 | 0 | 0 | 0 | 0 | 0 | 0 | 0 | 0 | 0 | 0 | 0 | 0 | 0 | 0 | 0 | 0 | 0 | 0 | 0 | 0 | 0 | 0 | 0 | 0 | 0 | 0 | 0 | 0 | 0 | 0 | 0 | 0 | 0 | 0 | 0 | 0 | 0 | 0 | 0 | 0 | 0 | 0 | 0 | 0 | 0 | 0 | 0 | 0 | 0 | 0 | 0 | 0 | 0 | 0 | 0 | 0 | 0 | 0 | 0 | 0 | 0 | 0 | 0 | 0 | 0 | 0 | 0 | 0 | 0 | 0 | 0 | 0 | 0 | 0 | 0 | 0 | 0 | 0 | 0 | 0 | 0 | 0 | 0 | 0 | 0 | 0 | 0 | 0 | 0 | 0 | 0 | 0 | 0 | 0 | 0 | 0 | 0 | 0 | 0 | 0 | 0 | 0 | 0 | 0 | 0 | 0 | 0 | 0 | 0 | 0 | 0 | 0 | 0 | 0 | 0 | 0 | 0 | 0 | 0 | 0 | 0 | 0 | 0 | 0 | 0 | 0 | 0 | 0 | 0 | 0 | 0 | 0 | 0 | 0 | 0 | 0 | 0 | 0 | 0 | 0 | 0 | 0 | 0 | 0 | 0 | 0 | 0 | 0 | 0 | 0 | 0 | 0 | 0 | 0 | 0 | 0 | 0 | 0 | 0 | 0 | 0 | 0 | 0 | 0 | 0 | 0 | 0 | 0 | 0 | 0 | 0 | 0 | 0 | 0 | 0 | 0.0082735 | 0.0082735 | 0.0082735 | 0.0082735 | 0.0082735 | 0.0082735 | 0.0082735 | 0.0082735 | 0.0082735 | 0.0082735 | 0.0082735 | 0.0082735 | 0.0082735 | 0.0082735 | 0.0082735 | 0.0082735 | 0.0082735 | 0.0082735 | 0.0082735 | 0.0082735 | 0.0082735 | 0.0082735 | 0.0082735 | 0 | 0 | 0 | 0.0067343 | 0.0067343 | 0.0067343 | 0.0067343 | 0.0067343 | 0.0067343 | 0.0067343 | 0.0067343 | 0.0067343 | 0.0067343 | 0.0067343 | 0.0067343 | 0.0067343 | 0.0067343 | 0.0067343 | 0.0067343 | 0.0067343 | 0.0067343 | 0.0067343 | 0.0067343 | 0.0067343 | 0.0067343 | 0.0067343 | 0 | 0 | 0
WA_Industrial_Petroleum_New_Process_Natural Gas_Commissioning_A | WA | Industrial | Petroleum | New | Process | Natural Gas | Commissioning | A | IM398 | New construction code | Optimized process design and controls | 10 | 4292.3343 | 0 | 0 | 0.27 | 0 | 0 | 0 | 0.1336 |  | employee | 0% | 0% | Retrofit | Retro12Med | 84.73% | TBD | 0.2% | 0.0082735 |  | 0.0067343 |  | 0 | DL20_COM_CX-Refrig-2021PLN-V11-3 | 2018 AMIL BUS Retro-Commissioning Initiative | U.S. Department of Energy. Lawrence Berkeley National Labs and Building Commissioning Association. https://www.bcxa.org/wp-content/uploads/2020/09/1-s2.0- S0378778819319553-main.pdf | New construction code | New construction code | New construction code | New construction code | New construction code | New construction code | New construction code | New construction code | New construction code | New construction code | New construction code | New construction code | New construction code | New construction code | New construction code | New construction code | New construction code | New construction code | New construction code | New construction code | New construction code | New construction code | New construction code | New construction code | New construction code | New construction code | New construction code | New construction code | New construction code | New construction code | New construction code | Optimized process design and controls | Optimized process design and controls | Optimized process design and controls | Optimized process design and controls | Optimized process design and controls | Optimized process design and controls | Optimized process design and controls | Optimized process design and controls | Optimized process design and controls | Optimized process design and controls | Optimized process design and controls | Optimized process design and controls | Optimized process design and controls | Optimized process design and controls | Optimized process design and controls | Optimized process design and controls | Optimized process design and controls | Optimized process design and controls | Optimized process design and controls | Optimized process design and controls | Optimized process design and controls | Optimized process design and controls | Optimized process design and controls | Optimized process design and controls | Optimized process design and controls | Optimized process design and controls | Optimized process design and controls | Optimized process design and controls | Optimized process design and controls | Optimized process design and controls | Optimized process design and controls | 0.27 | 0.27 | 0.27 | 0.27 | 0.27 | 0.27 | 0.27 | 0.27 | 0.27 | 0.27 | 0.27 | 0.27 | 0.27 | 0.27 | 0.27 | 0.27 | 0.27 | 0.27 | 0.27 | 0.27 | 0.27 | 0.27 | 0.27 | 0.27 | 0.27 | 0.27 | 0.27 | 0.27 | 0.27 | 0.27 | 0.27 | 0 | 0 | 0 | 0 | 0 | 4292.3343 | 4292.3343 | 4292.3343 | 4292.3343 | 4292.3343 | 4292.3343 | 4292.3343 | 4292.3343 | 4292.3343 | 4292.3343 | 4292.3343 | 4292.3343 | 4292.3343 | 4292.3343 | 4292.3343 | 4292.3343 | 4292.3343 | 4292.3343 | 4292.3343 | 4292.3343 | 4292.3343 | 4292.3343 | 4292.3343 | 0 | 0 | 0 | 0 | 0 | 0 | 0 | 0 | 0 | 0 | 0 | 0 | 0 | 0 | 0 | 0 | 0 | 0 | 0 | 0 | 0 | 0 | 0 | 0 | 0 | 0 | 0 | 0 | 0 | 0 | 0 | 0 | 0 | 0 | 0 | 0 | 0 | 0 | 0 | 0 | 0 | 0 | 0 | 0 | 0 | 0 | 0 | 0 | 0 | 0 | 0 | 0 | 0 | 0 | 0 | 0 | 0 | 0 | 0 | 0 | 0 | 0 | 0 | 0 | 0 | 0 | 0 | 0 | 0 | 0 | 0 | 0 | 0 | 0 | 0 | 0 | 0 | 0 | 0 | 0 | 0 | 0 | 0 | 0 | 0 | 0 | 0 | 0 | 0 | 0 | 0 | 0 | 0 | 0 | 0 | 0 | 0 | 0 | 0 | 0 | 0 | 0 | 0 | 0 | 0 | 0 | 0 | 0 | 0 | 0 | 0 | 0 | 0 | 0 | 0 | 0 | 0 | 0 | 0 | 0 | 0 | 0 | 0 | 0 | 0 | 0 | 0 | 0 | 0 | 0 | 0 | 0 | 0 | 0 | 0 | 0 | 0 | 0 | 0 | 0 | 0 | 0 | 0 | 0 | 0 | 0 | 0 | 0 | 0 | 0 | 0 | 0 | 0 | 0 | 0 | 0 | 0 | 0 | 0 | 0 | 0 | 0 | 0 | 0 | 0 | 0 | 0 | 0 | 0 | 0 | 0 | 0 | 0 | 0 | 0 | 0 | 0 | 0 | 0 | 0 | 0 | 0 | 0 | 0 | 0 | 0 | 0 | 0 | 0 | 0 | 0 | 0 | 0 | 0 | 0 | 0 | 0 | 0 | 0 | 0 | 0 | 0 | 0 | 0 | 0 | 0 | 0 | 0 | 0 | 0 | 0 | 0 | 0 | 0 | 0 | 0 | 0 | 0 | 0 | 0 | 0 | 0 | 0 | 0 | 0 | 0 | 0 | 0 | 0 | 0 | 0 | 0 | 0 | 0 | 0 | 0 | 0 | 0 | 0 | 0 | 0 | 0 | 0 | 0 | 0 | 0 | 0 | 0 | 0 | 0 | 0 | 0 | 0 | 0 | 0 | 0 | 0 | 0 | 0 | 0 | 0 | 0 | 0 | 0 | 0 | 0 | 0 | 0 | 0 | 0 | 0 | 0 | 0 | 0 | 0 | 0 | 0 | 0 | 0 | 0 | 0 | 0 | 0 | 0 | 0 | 0 | 0 | 0 | 0 | 0 | 0 | 0 | 0 | 0 | 0 | 0 | 0 | 0 | 0 | 0 | 0 | 0 | 0 | 0 | 0 | 0 | 0 | 0 | 0 | 0 | 0 | 0 | 0 | 0 | 0 | 0 | 0 | 0 | 0 | 0 | 0 | 0 | 0 | 0 | 0 | 0 | 0 | 0 | 0 | 0 | 0 | 0 | 0 | 0 | 0 | 0 | 0 | 0 | 0 | 0 | 0 | 0 | 0 | 0 | 0 | 0 | 0 | 0 | 0 | 0 | 0 | 0 | 0 | 0 | 0 | 0 | 0 | 0 | 0 | 0 | 0 | 0 | 0 | 0 | 0 | 0 | 0 | 0 | 0 | 0 | 0 | 0 | 0 | 0 | 0 | 0 | 0 | 0 | 0 | 0 | 0 | 0 | 0 | 0 | 0 | 0 | 0 | 0 | 0 | 0 | 0 | 0 | 0 | 0 | 0 | 0 | 0 | 0 | 0 | 0 | 0 | 0 | 0 | 0 | 0 | 0 | 0 | 0 | 0 | 0 | 0 | 0 | 0 | 0 | 0 | 0 | 0 | 0 | 0 | 0.0082735 | 0.0082735 | 0.0082735 | 0.0082735 | 0.0082735 | 0.0082735 | 0.0082735 | 0.0082735 | 0.0082735 | 0.0082735 | 0.0082735 | 0.0082735 | 0.0082735 | 0.0082735 | 0.0082735 | 0.0082735 | 0.0082735 | 0.0082735 | 0.0082735 | 0.0082735 | 0.0082735 | 0.0082735 | 0.0082735 | 0 | 0 | 0 | 0.0067343 | 0.0067343 | 0.0067343 | 0.0067343 | 0.0067343 | 0.0067343 | 0.0067343 | 0.0067343 | 0.0067343 | 0.0067343 | 0.0067343 | 0.0067343 | 0.0067343 | 0.0067343 | 0.0067343 | 0.0067343 | 0.0067343 | 0.0067343 | 0.0067343 | 0.0067343 | 0.0067343 | 0.0067343 | 0.0067343 | 0 | 0 | 0
WA_Industrial_Petroleum_New_Space Heating_Natural Gas_Retrocommissioning_A | WA | Industrial | Petroleum | New | Space Heating | Natural Gas | Retrocommissioning | A | IM399 | Vintage/existing building | Optimized HVAC flow and controls | 5 | 0 | 0 | 0 | 0 | 0 | 0 | 0 | 0 |  | employee | 0% | 0% | Retrofit | RetroEven20 | 76.5% | TBD | 0.2% | 0 |  | 0 |  | 0 | COM_RCX-Heating-7PLN-v5-18 | COM_RCX-Heating-7PLN-v5-18 | n/a | Vintage/existing building | Vintage/existing building | Vintage/existing building | Vintage/existing building | Vintage/existing building | Vintage/existing building | Vintage/existing building | Vintage/existing building | Vintage/existing building | Vintage/existing building | Vintage/existing building | Vintage/existing building | Vintage/existing building | Vintage/existing building | Vintage/existing building | Vintage/existing building | Vintage/existing building | Vintage/existing building | Vintage/existing building | Vintage/existing building | Vintage/existing building | Vintage/existing building | Vintage/existing building | Vintage/existing building | Vintage/existing building | Vintage/existing building | Vintage/existing building | Vintage/existing building | Vintage/existing building | Vintage/existing building | Vintage/existing building | Optimized HVAC flow and controls | Optimized HVAC flow and controls | Optimized HVAC flow and controls | Optimized HVAC flow and controls | Optimized HVAC flow and controls | Optimized HVAC flow and controls | Optimized HVAC flow and controls | Optimized HVAC flow and controls | Optimized HVAC flow and controls | Optimized HVAC flow and controls | Optimized HVAC flow and controls | Optimized HVAC flow and controls | Optimized HVAC flow and controls | Optimized HVAC flow and controls | Optimized HVAC flow and controls | Optimized HVAC flow and controls | Optimized HVAC flow and controls | Optimized HVAC flow and controls | Optimized HVAC flow and controls | Optimized HVAC flow and controls | Optimized HVAC flow and controls | Optimized HVAC flow and controls | Optimized HVAC flow and controls | Optimized HVAC flow and controls | Optimized HVAC flow and controls | Optimized HVAC flow and controls | Optimized HVAC flow and controls | Optimized HVAC flow and controls | Optimized HVAC flow and controls | Optimized HVAC flow and controls | Optimized HVAC flow and controls | 0 | 0 | 0 | 0 | 0 | 0 | 0 | 0 | 0 | 0 | 0 | 0 | 0 | 0 | 0 | 0 | 0 | 0 | 0 | 0 | 0 | 0 | 0 | 0 | 0 | 0 | 0 | 0 | 0 | 0 | 0 | 0 | 0 | 0 | 0 | 0 | 0 | 0 | 0 | 0 | 0 | 0 | 0 | 0 | 0 | 0 | 0 | 0 | 0 | 0 | 0 | 0 | 0 | 0 | 0 | 0 | 0 | 0 | 0 | 0 | 0 | 0 | 0 | 0 | 0 | 0 | 0 | 0 | 0 | 0 | 0 | 0 | 0 | 0 | 0 | 0 | 0 | 0 | 0 | 0 | 0 | 0 | 0 | 0 | 0 | 0 | 0 | 0 | 0 | 0 | 0 | 0 | 0 | 0 | 0 | 0 | 0 | 0 | 0 | 0 | 0 | 0 | 0 | 0 | 0 | 0 | 0 | 0 | 0 | 0 | 0 | 0 | 0 | 0 | 0 | 0 | 0 | 0 | 0 | 0 | 0 | 0 | 0 | 0 | 0 | 0 | 0 | 0 | 0 | 0 | 0 | 0 | 0 | 0 | 0 | 0 | 0 | 0 | 0 | 0 | 0 | 0 | 0 | 0 | 0 | 0 | 0 | 0 | 0 | 0 | 0 | 0 | 0 | 0 | 0 | 0 | 0 | 0 | 0 | 0 | 0 | 0 | 0 | 0 | 0 | 0 | 0 | 0 | 0 | 0 | 0 | 0 | 0 | 0 | 0 | 0 | 0 | 0 | 0 | 0 | 0 | 0 | 0 | 0 | 0 | 0 | 0 | 0 | 0 | 0 | 0 | 0 | 0 | 0 | 0 | 0 | 0 | 0 | 0 | 0 | 0 | 0 | 0 | 0 | 0 | 0 | 0 | 0 | 0 | 0 | 0 | 0 | 0 | 0 | 0 | 0 | 0 | 0 | 0 | 0 | 0 | 0 | 0 | 0 | 0 | 0 | 0 | 0 | 0 | 0 | 0 | 0 | 0 | 0 | 0 | 0 | 0 | 0 | 0 | 0 | 0 | 0 | 0 | 0 | 0 | 0 | 0 | 0 | 0 | 0 | 0 | 0 | 0 | 0 | 0 | 0 | 0 | 0 | 0 | 0 | 0 | 0 | 0 | 0 | 0 | 0 | 0 | 0 | 0 | 0 | 0 | 0 | 0 | 0 | 0 | 0 | 0 | 0 | 0 | 0 | 0 | 0 | 0 | 0 | 0 | 0 | 0 | 0 | 0 | 0 | 0 | 0 | 0 | 0 | 0 | 0 | 0 | 0 | 0 | 0 | 0 | 0 | 0 | 0 | 0 | 0 | 0 | 0 | 0 | 0 | 0 | 0 | 0 | 0 | 0 | 0 | 0 | 0 | 0 | 0 | 0 | 0 | 0 | 0 | 0 | 0 | 0 | 0 | 0 | 0 | 0 | 0 | 0 | 0 | 0 | 0 | 0 | 0 | 0 | 0 | 0 | 0 | 0 | 0 | 0 | 0 | 0 | 0 | 0 | 0 | 0 | 0 | 0 | 0 | 0 | 0 | 0 | 0 | 0 | 0 | 0 | 0 | 0 | 0 | 0 | 0 | 0 | 0 | 0 | 0 | 0 | 0 | 0 | 0 | 0 | 0 | 0 | 0 | 0 | 0 | 0 | 0 | 0 | 0 | 0 | 0 | 0 | 0 | 0 | 0 | 0 | 0 | 0 | 0 | 0 | 0 | 0 | 0 | 0 | 0 | 0 | 0 | 0 | 0 | 0 | 0 | 0 | 0 | 0 | 0 | 0 | 0 | 0 | 0 | 0 | 0 | 0 | 0 | 0 | 0 | 0 | 0 | 0 | 0 | 0 | 0 | 0 | 0 | 0 | 0 | 0 | 0 | 0 | 0 | 0 | 0 | 0 | 0 | 0 | 0 | 0 | 0 | 0 | 0 | 0 | 0 | 0 | 0 | 0 | 0 | 0 | 0 | 0 | 0 | 0 | 0 | 0 | 0 | 0 | 0 | 0 | 0 | 0 | 0 | 0 | 0 | 0 | 0 | 0 | 0 | 0 | 0 | 0 | 0 | 0 | 0 | 0 | 0 | 0 | 0 | 0 | 0 | 0 | 0 | 0 | 0 | 0 | 0 | 0 | 0 | 0 | 0 | 0 | 0 | 0 | 0 | 0 | 0 | 0 | 0 | 0 | 0 | 0 | 0 | 0 | 0 | 0 | 0 | 0 | 0 | 0 | 0 | 0 | 0 | 0 | 0 | 0 | 0 | 0 | 0 | 0 | 0 | 0 | 0 | 0 | 0 | 0 | 0 | 0 | 0
WA_Industrial_Petroleum_New_Process_Natural Gas_Retrocommissioning_A | WA | Industrial | Petroleum | New | Process | Natural Gas | Retrocommissioning | A | IM400 | Vintage/existing building | Optimized process design and controls | 5 | 0 | 0 | 0 | 0 | 0 | 0 | 0 | 0 |  | employee | 0% | 0% | Retrofit | RetroEven20 | 76.5% | TBD | 0.2% | 0 |  | 0 |  | 0 | COM_RCX-Heating-7PLN-v5-18 | COM_RCX-Heating-7PLN-v5-18 | n/a | Vintage/existing building | Vintage/existing building | Vintage/existing building | Vintage/existing building | Vintage/existing building | Vintage/existing building | Vintage/existing building | Vintage/existing building | Vintage/existing building | Vintage/existing building | Vintage/existing building | Vintage/existing building | Vintage/existing building | Vintage/existing building | Vintage/existing building | Vintage/existing building | Vintage/existing building | Vintage/existing building | Vintage/existing building | Vintage/existing building | Vintage/existing building | Vintage/existing building | Vintage/existing building | Vintage/existing building | Vintage/existing building | Vintage/existing building | Vintage/existing building | Vintage/existing building | Vintage/existing building | Vintage/existing building | Vintage/existing building | Optimized process design and controls | Optimized process design and controls | Optimized process design and controls | Optimized process design and controls | Optimized process design and controls | Optimized process design and controls | Optimized process design and controls | Optimized process design and controls | Optimized process design and controls | Optimized process design and controls | Optimized process design and controls | Optimized process design and controls | Optimized process design and controls | Optimized process design and controls | Optimized process design and controls | Optimized process design and controls | Optimized process design and controls | Optimized process design and controls | Optimized process design and controls | Optimized process design and controls | Optimized process design and controls | Optimized process design and controls | Optimized process design and controls | Optimized process design and controls | Optimized process design and controls | Optimized process design and controls | Optimized process design and controls | Optimized process design and controls | Optimized process design and controls | Optimized process design and controls | Optimized process design and controls | 0 | 0 | 0 | 0 | 0 | 0 | 0 | 0 | 0 | 0 | 0 | 0 | 0 | 0 | 0 | 0 | 0 | 0 | 0 | 0 | 0 | 0 | 0 | 0 | 0 | 0 | 0 | 0 | 0 | 0 | 0 | 0 | 0 | 0 | 0 | 0 | 0 | 0 | 0 | 0 | 0 | 0 | 0 | 0 | 0 | 0 | 0 | 0 | 0 | 0 | 0 | 0 | 0 | 0 | 0 | 0 | 0 | 0 | 0 | 0 | 0 | 0 | 0 | 0 | 0 | 0 | 0 | 0 | 0 | 0 | 0 | 0 | 0 | 0 | 0 | 0 | 0 | 0 | 0 | 0 | 0 | 0 | 0 | 0 | 0 | 0 | 0 | 0 | 0 | 0 | 0 | 0 | 0 | 0 | 0 | 0 | 0 | 0 | 0 | 0 | 0 | 0 | 0 | 0 | 0 | 0 | 0 | 0 | 0 | 0 | 0 | 0 | 0 | 0 | 0 | 0 | 0 | 0 | 0 | 0 | 0 | 0 | 0 | 0 | 0 | 0 | 0 | 0 | 0 | 0 | 0 | 0 | 0 | 0 | 0 | 0 | 0 | 0 | 0 | 0 | 0 | 0 | 0 | 0 | 0 | 0 | 0 | 0 | 0 | 0 | 0 | 0 | 0 | 0 | 0 | 0 | 0 | 0 | 0 | 0 | 0 | 0 | 0 | 0 | 0 | 0 | 0 | 0 | 0 | 0 | 0 | 0 | 0 | 0 | 0 | 0 | 0 | 0 | 0 | 0 | 0 | 0 | 0 | 0 | 0 | 0 | 0 | 0 | 0 | 0 | 0 | 0 | 0 | 0 | 0 | 0 | 0 | 0 | 0 | 0 | 0 | 0 | 0 | 0 | 0 | 0 | 0 | 0 | 0 | 0 | 0 | 0 | 0 | 0 | 0 | 0 | 0 | 0 | 0 | 0 | 0 | 0 | 0 | 0 | 0 | 0 | 0 | 0 | 0 | 0 | 0 | 0 | 0 | 0 | 0 | 0 | 0 | 0 | 0 | 0 | 0 | 0 | 0 | 0 | 0 | 0 | 0 | 0 | 0 | 0 | 0 | 0 | 0 | 0 | 0 | 0 | 0 | 0 | 0 | 0 | 0 | 0 | 0 | 0 | 0 | 0 | 0 | 0 | 0 | 0 | 0 | 0 | 0 | 0 | 0 | 0 | 0 | 0 | 0 | 0 | 0 | 0 | 0 | 0 | 0 | 0 | 0 | 0 | 0 | 0 | 0 | 0 | 0 | 0 | 0 | 0 | 0 | 0 | 0 | 0 | 0 | 0 | 0 | 0 | 0 | 0 | 0 | 0 | 0 | 0 | 0 | 0 | 0 | 0 | 0 | 0 | 0 | 0 | 0 | 0 | 0 | 0 | 0 | 0 | 0 | 0 | 0 | 0 | 0 | 0 | 0 | 0 | 0 | 0 | 0 | 0 | 0 | 0 | 0 | 0 | 0 | 0 | 0 | 0 | 0 | 0 | 0 | 0 | 0 | 0 | 0 | 0 | 0 | 0 | 0 | 0 | 0 | 0 | 0 | 0 | 0 | 0 | 0 | 0 | 0 | 0 | 0 | 0 | 0 | 0 | 0 | 0 | 0 | 0 | 0 | 0 | 0 | 0 | 0 | 0 | 0 | 0 | 0 | 0 | 0 | 0 | 0 | 0 | 0 | 0 | 0 | 0 | 0 | 0 | 0 | 0 | 0 | 0 | 0 | 0 | 0 | 0 | 0 | 0 | 0 | 0 | 0 | 0 | 0 | 0 | 0 | 0 | 0 | 0 | 0 | 0 | 0 | 0 | 0 | 0 | 0 | 0 | 0 | 0 | 0 | 0 | 0 | 0 | 0 | 0 | 0 | 0 | 0 | 0 | 0 | 0 | 0 | 0 | 0 | 0 | 0 | 0 | 0 | 0 | 0 | 0 | 0 | 0 | 0 | 0 | 0 | 0 | 0 | 0 | 0 | 0 | 0 | 0 | 0 | 0 | 0 | 0 | 0 | 0 | 0 | 0 | 0 | 0 | 0 | 0 | 0 | 0 | 0 | 0 | 0 | 0 | 0 | 0 | 0 | 0 | 0 | 0 | 0 | 0 | 0 | 0 | 0 | 0 | 0 | 0 | 0 | 0 | 0 | 0 | 0 | 0 | 0 | 0 | 0 | 0 | 0 | 0 | 0 | 0 | 0 | 0 | 0 | 0 | 0 | 0 | 0 | 0 | 0 | 0 | 0 | 0 | 0 | 0 | 0 | 0 | 0 | 0 | 0 | 0 | 0 | 0 | 0 | 0 | 0 | 0
WA_Industrial_Paper and Printing_Existing_Space Heating_Natural Gas_Insulation - Roof/Ceiling_A | WA | Industrial | Paper and Printing | Existing | Space Heating | Natural Gas | Insulation - Roof/Ceiling | A | IM401 | R-13 | R-38 | 45 | 0.10108 | 0 | 0 | 1.11 | 0.09 | 0 | 0 | 0.55255 |  | sqft | 60% | 100% | Retrofit | Retro3Slow | 83.42% | TBD | 0.2% | 1700.4349 |  | 551.4318 |  | 0.57954 | RTF Wkbk - ComWeatherizationSchool_v3_1 | RTF Wkbk - ComWeatherizationSchool_v3_1 | Building Energy Simulation Tool | R-13 | R-13 | R-13 | R-13 | R-13 | R-13 | R-13 | R-13 | R-13 | R-13 | R-13 | R-13 | R-13 | R-13 | R-13 | R-13 | R-13 | R-13 | R-13 | R-13 | R-13 | R-13 | R-13 | R-13 | R-13 | R-13 | R-13 | R-13 | R-13 | R-13 | R-13 | R-38 | R-38 | R-38 | R-38 | R-38 | R-38 | R-38 | R-38 | R-38 | R-38 | R-38 | R-38 | R-38 | R-38 | R-38 | R-38 | R-38 | R-38 | R-38 | R-38 | R-38 | R-38 | R-38 | R-38 | R-38 | R-38 | R-38 | R-38 | R-38 | R-38 | R-38 | 1.11 | 1.11 | 1.11 | 1.11 | 1.11 | 1.11 | 1.11 | 1.11 | 1.11 | 1.11 | 1.11 | 1.11 | 1.11 | 1.11 | 1.11 | 1.11 | 1.11 | 1.11 | 1.11 | 1.11 | 1.11 | 1.11 | 1.11 | 1.11 | 1.11 | 1.11 | 1.11 | 1.11 | 1.11 | 1.11 | 1.11 | 0 | 0 | 0 | 0 | 0 | 0.099235 | 0.098355 | 0.097257 | 0.096062 | 0.094762 | 0.093349 | 0.091857 | 0.090288 | 0.088576 | 0.086789 | 0.084958 | 0.083172 | 0.081501 | 0.079915 | 0.078537 | 0.077258 | 0.076055 | 0.075037 | 0.074132 | 0.0733 | 0.0727 | 0.072177 | 0.071675 | 0 | 0 | 0 | 0.24947 | 0.43245 | 0.66127 | 0.91491 | 1.1496 | 1.3044 | 1.3785 | 1.3523 | 1.2185 | 1.0487 | 0.83733 | 0.63765 | 0.45809 | 0.31162 | 0.20441 | 0.12743 | 0.076061 | 0.050625 | 0 | 0 | 0 | 0 | 0 | 0 | 0 | 0 | 0.24947 | 0.67971 | 1.3334 | 2.2319 | 3.3513 | 4.6058 | 5.9107 | 7.162 | 8.2447 | 9.127 | 9.7718 | 10.2041 | 10.4571 | 10.5653 | 10.5876 | 10.5425 | 10.4545 | 10.3651 | 10.2401 | 10.1252 | 10.0423 | 9.9701 | 9.9007 | 0 | 0 | 0 | 2513.8824 | 4396.8797 | 6799.2552 | 9524.1036 | 12131.6095 | 13973.8089 | 15007.5941 | 14977.1222 | 13756.6713 | 12083.0454 | 9855.85 | 7666.6559 | 5620.6826 | 3899.3825 | 2602.6677 | 1649.3941 | 1000.0742 | 674.6667 | 0 | 0 | 0 | 0 | 0 | 0 | 0 | 0 | 2513.8824 | 6910.7621 | 13710.0173 | 23234.1209 | 35365.7304 | 49339.5393 | 64347.1334 | 79324.2557 | 93080.927 | 105163.9724 | 115019.8224 | 122686.4783 | 128307.1609 | 132206.5435 | 134809.2112 | 136458.6053 | 137458.6795 | 138133.3463 | 138133.3463 | 138133.3463 | 138133.3463 | 138133.3463 | 138133.3463 | 138133.3463 | 138133.3463 | 138133.3463 | 0.21237 | 0.36873 | 0.56506 | 0.78362 | 0.98707 | 1.123 | 1.1899 | 1.1704 | 1.0579 | 0.91316 | 0.73146 | 0.55868 | 0.40226 | 0.27421 | 0.18013 | 0.11244 | 0.067196 | 0.044772 | 0 | 0 | 0 | 0 | 0 | 0 | 0 | 0 | 0.21237 | 0.57954 | 1.1394 | 1.9116 | 2.8775 | 3.9651 | 5.1021 | 6.199 | 7.1581 | 7.9477 | 8.5362 | 8.9404 | 9.1827 | 9.2968 | 9.3301 | 9.3027 | 9.236 | 9.1668 | 9.0709 | 8.9839 | 8.9223 | 8.8693 | 8.82 | 0 | 0 | 0 | 2136.8001 | 3737.3478 | 5779.3669 | 8095.488 | 10311.8681 | 11877.7376 | 12756.455 | 12730.5539 | 11693.1706 | 10270.5886 | 8377.4725 | 6516.6575 | 4777.5802 | 3314.4752 | 2212.2676 | 1401.985 | 850.0631 | 573.4667 | 0 | 0 | 0 | 0 | 0 | 0 | 0 | 0 | 2136.8001 | 5874.1478 | 11653.5147 | 19749.0028 | 30060.8708 | 41938.6084 | 54695.0634 | 67425.6173 | 79118.7879 | 89389.3765 | 97766.849 | 104283.5066 | 109061.0868 | 112375.562 | 114587.8295 | 115989.8145 | 116839.8776 | 117413.3443 | 117413.3443 | 117413.3443 | 117413.3443 | 117413.3443 | 117413.3443 | 117413.3443 | 117413.3443 | 117413.3443 | 0.21248 | 0.36916 | 0.56616 | 0.78578 | 0.99066 | 1.1281 | 1.1965 | 1.178 | 1.0658 | 0.9209 | 0.73841 | 0.56454 | 0.4069 | 0.27767 | 0.18259 | 0.1141 | 0.06826 | 0.045531 | 0 | 0 | 0 | 0 | 0 | 0 | 0 | 0 | 0.21248 | 0.58023 | 1.1416 | 1.9169 | 2.8879 | 3.9832 | 5.1301 | 6.2389 | 7.2115 | 8.015 | 8.6174 | 9.0342 | 9.2886 | 9.4142 | 9.4573 | 9.4395 | 9.3823 | 9.3222 | 9.2284 | 9.1434 | 9.0818 | 9.0288 | 8.9794 | 0 | 0 | 0 | 2136.8001 | 3737.3478 | 5779.3669 | 8095.488 | 10311.8681 | 11877.7376 | 12756.455 | 12730.5539 | 11693.1706 | 10270.5886 | 8377.4725 | 6516.6575 | 4777.5802 | 3314.4752 | 2212.2676 | 1401.985 | 850.0631 | 573.4667 | 0 | 0 | 0 | 0 | 0 | 0 | 0 | 0 | 2136.8001 | 5874.1478 | 11653.5147 | 19749.0028 | 30060.8708 | 41938.6084 | 54695.0634 | 67425.6173 | 79118.7879 | 89389.3765 | 97766.849 | 104283.5066 | 109061.0868 | 112375.562 | 114587.8295 | 115989.8145 | 116839.8776 | 117413.3443 | 117413.3443 | 117413.3443 | 117413.3443 | 117413.3443 | 117413.3443 | 117413.3443 | 117413.3443 | 117413.3443 | 0.21242 | 0.36882 | 0.56521 | 0.78382 | 0.98732 | 1.1233 | 1.1902 | 1.1707 | 1.0582 | 0.9134 | 0.73164 | 0.55883 | 0.40237 | 0.27428 | 0.18018 | 0.11247 | 0.067214 | 0.044784 | 0 | 0 | 0 | 0 | 0 | 0 | 0 | 0 | 0.21242 | 0.57969 | 1.1397 | 1.9121 | 2.8782 | 3.9661 | 5.1034 | 6.2006 | 7.1599 | 7.9497 | 8.5384 | 8.9427 | 9.1851 | 9.2992 | 9.3325 | 9.3051 | 9.2384 | 9.1692 | 9.0733 | 8.9862 | 8.9224 | 8.8695 | 8.8201 | 0 | 0 | 0 | 2136.8001 | 3737.3478 | 5779.3669 | 8095.488 | 10311.8681 | 11877.7376 | 12756.455 | 12730.5539 | 11693.1706 | 10270.5886 | 8377.4725 | 6516.6575 | 4777.5802 | 3314.4752 | 2212.2676 | 1401.985 | 850.0631 | 573.4667 | 0 | 0 | 0 | 0 | 0 | 0 | 0 | 0 | 2136.8001 | 5874.1478 | 11653.5147 | 19749.0028 | 30060.8708 | 41938.6084 | 54695.0634 | 67425.6173 | 79118.7879 | 89389.3765 | 97766.849 | 104283.5066 | 109061.0868 | 112375.562 | 114587.8295 | 115989.8145 | 116839.8776 | 117413.3443 | 117413.3443 | 117413.3443 | 117413.3443 | 117413.3443 | 117413.3443 | 117413.3443 | 117413.3443 | 117413.3443 | 1607.8908 | 1615.7897 | 1625.6679 | 1636.2463 | 1647.4696 | 1659.0052 | 1671.0313 | 1683.1648 | 1695.4248 | 1708.8727 | 1721.4938 | 1734.1485 | 1746.0565 | 1757.3066 | 1768.4096 | 1779.0285 | 1790.0107 | 1800.0412 | 1809.6237 | 1818.8327 | 1827.4393 | 1835.4792 | 1842.9868 | 0 | 0 | 0 | 521.4208 | 523.9824 | 527.1858 | 530.6162 | 534.2558 | 537.9967 | 541.8966 | 545.8313 | 549.8071 | 554.1681 | 558.261 | 562.3648 | 566.2264 | 569.8747 | 573.4753 | 576.9189 | 580.4803 | 583.733 | 586.8405 | 589.8269 | 592.6179 | 595.2252 | 597.6598 | 0 | 0 | 0
WA_Industrial_Paper and Printing_Existing_Space Heating_Natural Gas_Insulation - Wall Cavity_A | WA | Industrial | Paper and Printing | Existing | Space Heating | Natural Gas | Insulation - Wall Cavity | A | IM402 | R-11 or less | R-21 | 45 | 0.018204 | 0 | 0 | 0.36 | 0.02 | 0 | 0 | 0.1823 |  | sqft | 60% | 100% | Retrofit | Retro3Slow | 83.42% | TBD | 0.2% | 2395.312 |  | 993.0672 |  | 0.10326 | RTF Wkbk - ComWeatherizationSchool_v4_0 | RTF Wkbk - ComWeatherizationSchool_v4_0 | Building Energy Simulation Tool | R-11 or less | R-11 or less | R-11 or less | R-11 or less | R-11 or less | R-11 or less | R-11 or less | R-11 or less | R-11 or less | R-11 or less | R-11 or less | R-11 or less | R-11 or less | R-11 or less | R-11 or less | R-11 or less | R-11 or less | R-11 or less | R-11 or less | R-11 or less | R-11 or less | R-11 or less | R-11 or less | R-11 or less | R-11 or less | R-11 or less | R-11 or less | R-11 or less | R-11 or less | R-11 or less | R-11 or less | R-21 | R-21 | R-21 | R-21 | R-21 | R-21 | R-21 | R-21 | R-21 | R-21 | R-21 | R-21 | R-21 | R-21 | R-21 | R-21 | R-21 | R-21 | R-21 | R-21 | R-21 | R-21 | R-21 | R-21 | R-21 | R-21 | R-21 | R-21 | R-21 | R-21 | R-21 | 0.36 | 0.36 | 0.36 | 0.36 | 0.36 | 0.36 | 0.36 | 0.36 | 0.36 | 0.36 | 0.36 | 0.36 | 0.36 | 0.36 | 0.36 | 0.36 | 0.36 | 0.36 | 0.36 | 0.36 | 0.36 | 0.36 | 0.36 | 0.36 | 0.36 | 0.36 | 0.36 | 0.36 | 0.36 | 0.36 | 0.36 | 0 | 0 | 0 | 0 | 0 | 0.01779 | 0.017491 | 0.017079 | 0.016573 | 0.015976 | 0.015296 | 0.014594 | 0.013896 | 0.013187 | 0.012581 | 0.012005 | 0.011538 | 0.011134 | 0.010779 | 0.010528 | 0.010297 | 0.010097 | 0.0099306 | 0.0097983 | 0.0096769 | 0.0095875 | 0.0095094 | 0.0094348 | 0 | 0 | 0 | 0.044721 | 0.076906 | 0.11613 | 0.15784 | 0.19382 | 0.21375 | 0.21902 | 0.20812 | 0.18141 | 0.15202 | 0.11832 | 0.08846 | 0.062581 | 0.042033 | 0.0274 | 0.016984 | 0.010097 | 0.0066998 | 0 | 0 | 0 | 0 | 0 | 0 | 0 | 0 | 0.044721 | 0.12088 | 0.23416 | 0.38505 | 0.56501 | 0.75471 | 0.93909 | 1.1023 | 1.2274 | 1.3231 | 1.3808 | 1.4156 | 1.4286 | 1.4251 | 1.4192 | 1.4052 | 1.3879 | 1.3717 | 1.3535 | 1.3367 | 1.3244 | 1.3136 | 1.3033 | 0 | 0 | 0 | 2513.8824 | 4396.8797 | 6799.2552 | 9524.1036 | 12131.6095 | 13973.8089 | 15007.5941 | 14977.1222 | 13756.6713 | 12083.0454 | 9855.85 | 7666.6559 | 5620.6826 | 3899.3825 | 2602.6677 | 1649.3941 | 1000.0742 | 674.6667 | 0 | 0 | 0 | 0 | 0 | 0 | 0 | 0 | 2513.8824 | 6910.7621 | 13710.0173 | 23234.1209 | 35365.7304 | 49339.5393 | 64347.1334 | 79324.2557 | 93080.927 | 105163.9724 | 115019.8224 | 122686.4783 | 128307.1609 | 132206.5435 | 134809.2112 | 136458.6053 | 137458.6795 | 138133.3463 | 138133.3463 | 138133.3463 | 138133.3463 | 138133.3463 | 138133.3463 | 138133.3463 | 138133.3463 | 138133.3463 | 0.038097 | 0.065698 | 0.09961 | 0.13608 | 0.16811 | 0.18674 | 0.19284 | 0.18473 | 0.16245 | 0.13718 | 0.10761 | 0.080967 | 0.057574 | 0.038843 | 0.025388 | 0.015775 | 0.0093969 | 0.0062454 | 0 | 0 | 0 | 0 | 0 | 0 | 0 | 0 | 0.038097 | 0.10326 | 0.20085 | 0.33196 | 0.49008 | 0.65937 | 0.82684 | 0.97838 | 1.0992 | 1.194 | 1.2558 | 1.2957 | 1.3143 | 1.3169 | 1.315 | 1.3051 | 1.2916 | 1.2787 | 1.264 | 1.2507 | 1.2411 | 1.2327 | 1.225 | 0 | 0 | 0 | 2136.8001 | 3737.3478 | 5779.3669 | 8095.488 | 10311.8681 | 11877.7376 | 12756.455 | 12730.5539 | 11693.1706 | 10270.5886 | 8377.4725 | 6516.6575 | 4777.5802 | 3314.4752 | 2212.2676 | 1401.985 | 850.0631 | 573.4667 | 0 | 0 | 0 | 0 | 0 | 0 | 0 | 0 | 2136.8001 | 5874.1478 | 11653.5147 | 19749.0028 | 30060.8708 | 41938.6084 | 54695.0634 | 67425.6173 | 79118.7879 | 89389.3765 | 97766.849 | 104283.5066 | 109061.0868 | 112375.562 | 114587.8295 | 115989.8145 | 116839.8776 | 117413.3443 | 117413.3443 | 117413.3443 | 117413.3443 | 117413.3443 | 117413.3443 | 117413.3443 | 117413.3443 | 117413.3443 | 0.038119 | 0.065781 | 0.099815 | 0.13647 | 0.16876 | 0.18764 | 0.19395 | 0.18597 | 0.16371 | 0.1384 | 0.10868 | 0.081852 | 0.058266 | 0.039354 | 0.025748 | 0.016017 | 0.0095517 | 0.0063555 | 0 | 0 | 0 | 0 | 0 | 0 | 0 | 0 | 0.038119 | 0.10339 | 0.20127 | 0.33293 | 0.49195 | 0.66253 | 0.83159 | 0.98496 | 1.1077 | 1.2045 | 1.2683 | 1.3098 | 1.3301 | 1.3343 | 1.3337 | 1.3251 | 1.3129 | 1.3012 | 1.2869 | 1.2738 | 1.2642 | 1.2558 | 1.2481 | 0 | 0 | 0 | 2136.8001 | 3737.3478 | 5779.3669 | 8095.488 | 10311.8681 | 11877.7376 | 12756.455 | 12730.5539 | 11693.1706 | 10270.5886 | 8377.4725 | 6516.6575 | 4777.5802 | 3314.4752 | 2212.2676 | 1401.985 | 850.0631 | 573.4667 | 0 | 0 | 0 | 0 | 0 | 0 | 0 | 0 | 2136.8001 | 5874.1478 | 11653.5147 | 19749.0028 | 30060.8708 | 41938.6084 | 54695.0634 | 67425.6173 | 79118.7879 | 89389.3765 | 97766.849 | 104283.5066 | 109061.0868 | 112375.562 | 114587.8295 | 115989.8145 | 116839.8776 | 117413.3443 | 117413.3443 | 117413.3443 | 117413.3443 | 117413.3443 | 117413.3443 | 117413.3443 | 117413.3443 | 117413.3443 | 0 | 0 | 0 | 0 | 0 | 0 | 0 | 0 | 0 | 0 | 0 | 0 | 0 | 0 | 0 | 0 | 0 | 0 | 0 | 0 | 0 | 0 | 0 | 0 | 0 | 0 | 0 | 0 | 0 | 0 | 0 | 0 | 0 | 0 | 0 | 0 | 0 | 0 | 0 | 0 | 0 | 0 | 0 | 0 | 0 | 0 | 0 | 0 | 0 | 0 | 0 | 0 | 0 | 0 | 0 | 0 | 0 | 0 | 0 | 0 | 0 | 0 | 0 | 0 | 0 | 0 | 0 | 0 | 0 | 0 | 0 | 0 | 0 | 0 | 0 | 0 | 0 | 0 | 0 | 0 | 0 | 0 | 0 | 0 | 0 | 0 | 0 | 0 | 0 | 0 | 0 | 0 | 0 | 0 | 0 | 0 | 0 | 0 | 0 | 0 | 0 | 0 | 0 | 0 | 2264.95 | 2276.0768 | 2289.9918 | 2304.893 | 2320.7026 | 2336.9523 | 2353.8928 | 2370.9845 | 2388.2546 | 2407.1979 | 2424.9766 | 2442.8026 | 2459.5768 | 2475.4241 | 2491.0644 | 2506.0226 | 2521.4927 | 2535.6221 | 2549.1204 | 2562.0927 | 2574.2163 | 2585.5417 | 2596.1174 | 0 | 0 | 0 | 939.0207 | 943.6337 | 949.4027 | 955.5806 | 962.1351 | 968.872 | 975.8953 | 982.9813 | 990.1413 | 997.995 | 1005.3658 | 1012.7562 | 1019.7106 | 1026.2807 | 1032.765 | 1038.9665 | 1045.3802 | 1051.238 | 1056.8343 | 1062.2125 | 1067.2387 | 1071.9341 | 1076.3187 | 0 | 0 | 0
WA_Industrial_Paper and Printing_Existing_Space Heating_Natural Gas_Insulation - Ducting_A | WA | Industrial | Paper and Printing | Existing | Space Heating | Natural Gas | Insulation - Ducting | A | IM403 | ~2°F thermal losses | 50% reduction in thermal losses | 20 | 0.0016852 | 0 | 0 | 1.52 | 0 | 0 | 0 | 0.76105 |  | sqft | 40% | 60% | Retrofit | Retro5Med | 85.36% | TBD | 0.2% | 92900.7848 |  | 67826.1227 |  | 0.00095434 | MA TRM - 2019-2021 - COM-HVAC-DI | MEMD - MMD8.25.01.FESH23.v01 | Building Energy Simulation Tool | ~2°F thermal losses | ~2°F thermal losses | ~2°F thermal losses | ~2°F thermal losses | ~2°F thermal losses | ~2°F thermal losses | ~2°F thermal losses | ~2°F thermal losses | ~2°F thermal losses | ~2°F thermal losses | ~2°F thermal losses | ~2°F thermal losses | ~2°F thermal losses | ~2°F thermal losses | ~2°F thermal losses | ~2°F thermal losses | ~2°F thermal losses | ~2°F thermal losses | ~2°F thermal losses | ~2°F thermal losses | ~2°F thermal losses | ~2°F thermal losses | ~2°F thermal losses | ~2°F thermal losses | ~2°F thermal losses | ~2°F thermal losses | ~2°F thermal losses | ~2°F thermal losses | ~2°F thermal losses | ~2°F thermal losses | ~2°F thermal losses | 50% reduction in thermal losses | 50% reduction in thermal losses | 50% reduction in thermal losses | 50% reduction in thermal losses | 50% reduction in thermal losses | 50% reduction in thermal losses | 50% reduction in thermal losses | 50% reduction in thermal losses | 50% reduction in thermal losses | 50% reduction in thermal losses | 50% reduction in thermal losses | 50% reduction in thermal losses | 50% reduction in thermal losses | 50% reduction in thermal losses | 50% reduction in thermal losses | 50% reduction in thermal losses | 50% reduction in thermal losses | 50% reduction in thermal losses | 50% reduction in thermal losses | 50% reduction in thermal losses | 50% reduction in thermal losses | 50% reduction in thermal losses | 50% reduction in thermal losses | 50% reduction in thermal losses | 50% reduction in thermal losses | 50% reduction in thermal losses | 50% reduction in thermal losses | 50% reduction in thermal losses | 50% reduction in thermal losses | 50% reduction in thermal losses | 50% reduction in thermal losses | 1.52 | 1.52 | 1.52 | 1.52 | 1.52 | 1.52 | 1.52 | 1.52 | 1.52 | 1.52 | 1.52 | 1.52 | 1.52 | 1.52 | 1.52 | 1.52 | 1.52 | 1.52 | 1.52 | 1.52 | 1.52 | 1.52 | 1.52 | 1.52 | 1.52 | 1.52 | 1.52 | 1.52 | 1.52 | 1.52 | 1.52 | 0 | 0 | 0 | 0 | 0 | 0.001616 | 0.0015797 | 0.0015302 | 0.0014718 | 0.0014055 | 0.0013322 | 0.0012582 | 0.0011866 | 0.0011158 | 0.0010566 | 0.0010017 | 0.00095795 | 0.00092024 | 0.0008873 | 0.00086362 | 0.0008418 | 0.00082285 | 0.00080619 | 0.00079259 | 0.00077997 | 0.00077026 | 0.00076159 | 0.00075335 | 0.00131 | 0.0013019 | 0.0012943 | 0.00051293 | 0.00061531 | 0.00072507 | 0.00081002 | 0.000883 | 0.00096607 | 0.00099822 | 0.00095974 | 0.00083703 | 0.00068391 | 0.00049693 | 0.00031456 | 0.00017458 | 8.0324e-05 | 3.3115e-05 | 1.1689e-05 | 3.5551e-06 | 7.564e-07 | 1.2182e-07 | 1.4344e-08 | 0 | 0 | 0 | 0 | 0 | 0 | 0.00051293 | 0.0011167 | 0.0018068 | 0.0025479 | 0.003316 | 0.0041091 | 0.0048792 | 0.0055611 | 0.0060667 | 0.0064287 | 0.0065913 | 0.0066181 | 0.0065321 | 0.0063787 | 0.0062415 | 0.0060955 | 0.0059618 | 0.005842 | 0.0057435 | 0.005652 | 0.0055817 | 0.0055189 | 0.0054592 | 0 | 0 | 0 | 317.4078 | 389.5122 | 473.838 | 550.3487 | 628.2614 | 725.1855 | 793.3658 | 808.8336 | 750.1247 | 647.2576 | 496.0987 | 328.3713 | 189.7076 | 90.5259 | 38.3448 | 13.8859 | 4.3205 | 0.93823 | 0.1537 | 0.01839 | 0 | 0 | 0 | 0 | 0 | 0 | 317.4078 | 706.92 | 1180.758 | 1731.1067 | 2359.3681 | 3084.5536 | 3877.9195 | 4686.7531 | 5436.8778 | 6084.1354 | 6580.2341 | 6908.6054 | 7098.3129 | 7188.8389 | 7227.1837 | 7241.0696 | 7245.39 | 7246.3283 | 7246.482 | 7246.5003 | 7246.5003 | 7246.5003 | 7246.5003 | 7246.5003 | 7246.5003 | 7246.5003 | 0.00043702 | 0.00052584 | 0.00062243 | 0.00069923 | 0.00076736 | 0.00084627 | 0.00088194 | 0.00085552 | 0.00075337 | 0.00062072 | 0.00045483 | 0.00028988 | 0.00016177 | 7.4787e-05 | 3.092e-05 | 1.0942e-05 | 3.3349e-06 | 7.1079e-07 | 1.1469e-07 | 1.3531e-08 | 0 | 0 | 0 | 0 | 0 | 0 | 0.00043702 | 0.00095434 | 0.001551 | 0.0021994 | 0.0028817 | 0.0035996 | 0.0043108 | 0.0049573 | 0.0054604 | 0.0058347 | 0.0060329 | 0.0060989 | 0.0060529 | 0.005939 | 0.0058277 | 0.005706 | 0.0055925 | 0.0054897 | 0.0054076 | 0.0053318 | 0.0052737 | 0.005222 | 0.0051738 | 0 | 0 | 0 | 269.7966 | 331.0854 | 402.7623 | 467.7964 | 534.0222 | 616.4077 | 674.361 | 687.5086 | 637.606 | 550.1689 | 421.6839 | 279.1156 | 161.2514 | 76.947 | 32.5931 | 11.803 | 3.6724 | 0.7975 | 0.13064 | 0.015632 | 0 | 0 | 0 | 0 | 0 | 0 | 269.7966 | 600.882 | 1003.6443 | 1471.4407 | 2005.4629 | 2621.8706 | 3296.2315 | 3983.7401 | 4621.3461 | 5171.5151 | 5593.199 | 5872.3146 | 6033.566 | 6110.513 | 6143.1061 | 6154.9091 | 6158.5815 | 6159.379 | 6159.5097 | 6159.5253 | 6159.5253 | 6159.5253 | 6159.5253 | 6159.5253 | 6159.5253 | 6159.5253 | 0 | 0 | 0 | 0 | 0 | 0 | 0 | 0 | 0 | 0 | 0 | 0 | 0 | 0 | 0 | 0 | 0 | 0 | 0 | 0 | 0 | 0 | 0 | 0 | 0 | 0 | 0 | 0 | 0 | 0 | 0 | 0 | 0 | 0 | 0 | 0 | 0 | 0 | 0 | 0 | 0 | 0 | 0 | 0 | 0 | 0 | 0 | 0 | 0 | 0 | 0 | 0 | 0 | 0 | 0 | 0 | 0 | 0 | 0 | 0 | 0 | 0 | 0 | 0 | 0 | 0 | 0 | 0 | 0 | 0 | 0 | 0 | 0 | 0 | 0 | 0 | 0 | 0 | 0 | 0 | 0 | 0 | 0 | 0 | 0 | 0 | 0 | 0 | 0 | 0 | 0 | 0 | 0 | 0 | 0 | 0 | 0 | 0 | 0 | 0 | 0 | 0 | 0 | 0 | 0 | 0 | 0 | 0 | 0 | 0 | 0 | 0 | 0 | 0 | 0 | 0 | 0 | 0 | 0 | 0 | 0 | 0 | 0 | 0 | 0 | 0 | 0 | 0 | 0 | 0 | 0 | 0 | 0 | 0 | 0 | 0 | 0 | 0 | 0 | 0 | 0 | 0 | 0 | 0 | 0 | 0 | 0 | 0 | 0 | 0 | 0 | 0 | 0 | 0 | 0 | 0 | 0 | 0 | 0 | 0 | 0 | 0 | 0 | 0 | 0 | 0 | 0 | 0 | 0 | 0 | 0 | 0 | 0 | 0 | 0 | 0 | 0 | 0 | 0 | 0 | 0 | 0 | 0 | 0 | 0 | 0 | 0 | 0 | 0 | 0 | 0 | 0 | 0 | 0 | 0 | 0 | 0 | 0 | 0 | 0 | 0 | 0 | 0 | 0 | 0 | 0 | 0 | 0 | 84863.365 | 85636.2898 | 86640.1016 | 87683.2795 | 88756.1653 | 89831.4423 | 90923.8694 | 91976.5885 | 92989.8962 | 94035.2852 | 94968.9433 | 95867.0471 | 96725.6896 | 97547.9937 | 98393.9839 | 99227.8908 | 100071.4039 | 100955.7537 | 101820.0685 | 102665.8439 | 103470.8503 | 104236.4171 | 104963.9046 | 105654.6936 | 106310.1751 | 106931.742 | 61958.0665 | 62522.3728 | 63255.2478 | 64016.8637 | 64800.1691 | 65585.2202 | 66382.7926 | 67151.3743 | 67891.1823 | 68654.4124 | 69336.0688 | 69991.7672 | 70618.6552 | 71219.0129 | 71836.6636 | 72445.4924 | 73061.3346 | 73706.9913 | 74338.0207 | 74955.5146 | 75543.2433 | 76102.1775 | 76633.3104 | 77137.6499 | 77616.2117 | 78070.0128
WA_Industrial_Paper and Printing_Existing_Space Heating_Natural Gas_HVAC - Duct Repair and Sealing_A | WA | Industrial | Paper and Printing | Existing | Space Heating | Natural Gas | HVAC - Duct Repair and Sealing | A | IM404 | Poorly sealed/leaky ducts | 30% reduced duct leaking | 20 | 0.0039673 | 0 | 0 | 0.07 | 0 | 0 | 0 | 0.035 |  | sqft | 15% | 50% | Retrofit | RetroEven20 | 76.5% | TBD | 0.2% | 2048.2895 |  | 1326.8113 |  | 0.0041139 | MA TRM - 2019-2021 - COM-HVAC-DS | RS Means Cost Calculator 2019 IRP DSM TRM Extract | Building Energy Simulation Tool | Poorly sealed/leaky ducts | Poorly sealed/leaky ducts | Poorly sealed/leaky ducts | Poorly sealed/leaky ducts | Poorly sealed/leaky ducts | Poorly sealed/leaky ducts | Poorly sealed/leaky ducts | Poorly sealed/leaky ducts | Poorly sealed/leaky ducts | Poorly sealed/leaky ducts | Poorly sealed/leaky ducts | Poorly sealed/leaky ducts | Poorly sealed/leaky ducts | Poorly sealed/leaky ducts | Poorly sealed/leaky ducts | Poorly sealed/leaky ducts | Poorly sealed/leaky ducts | Poorly sealed/leaky ducts | Poorly sealed/leaky ducts | Poorly sealed/leaky ducts | Poorly sealed/leaky ducts | Poorly sealed/leaky ducts | Poorly sealed/leaky ducts | Poorly sealed/leaky ducts | Poorly sealed/leaky ducts | Poorly sealed/leaky ducts | Poorly sealed/leaky ducts | Poorly sealed/leaky ducts | Poorly sealed/leaky ducts | Poorly sealed/leaky ducts | Poorly sealed/leaky ducts | 30% reduced duct leaking | 30% reduced duct leaking | 30% reduced duct leaking | 30% reduced duct leaking | 30% reduced duct leaking | 30% reduced duct leaking | 30% reduced duct leaking | 30% reduced duct leaking | 30% reduced duct leaking | 30% reduced duct leaking | 30% reduced duct leaking | 30% reduced duct leaking | 30% reduced duct leaking | 30% reduced duct leaking | 30% reduced duct leaking | 30% reduced duct leaking | 30% reduced duct leaking | 30% reduced duct leaking | 30% reduced duct leaking | 30% reduced duct leaking | 30% reduced duct leaking | 30% reduced duct leaking | 30% reduced duct leaking | 30% reduced duct leaking | 30% reduced duct leaking | 30% reduced duct leaking | 30% reduced duct leaking | 30% reduced duct leaking | 30% reduced duct leaking | 30% reduced duct leaking | 30% reduced duct leaking | 0.07 | 0.07 | 0.07 | 0.07 | 0.07 | 0.07 | 0.07 | 0.07 | 0.07 | 0.07 | 0.07 | 0.07 | 0.07 | 0.07 | 0.07 | 0.07 | 0.07 | 0.07 | 0.07 | 0.07 | 0.07 | 0.07 | 0.07 | 0.07 | 0.07 | 0.07 | 0.07 | 0.07 | 0.07 | 0.07 | 0.07 | 0 | 0 | 0 | 0 | 0 | 0.0038084 | 0.0037291 | 0.0036213 | 0.0034948 | 0.0033512 | 0.0031925 | 0.0030314 | 0.0028741 | 0.0027175 | 0.0025844 | 0.0024599 | 0.0023594 | 0.0022721 | 0.0021954 | 0.0021392 | 0.0020873 | 0.002042 | 0.0020021 | 0.0019692 | 0.0019386 | 0.0019148 | 0.0018936 | 0.0018733 | 0.0030839 | 0.0030649 | 0.0030471 | 0.0024598 | 0.0024073 | 0.0023239 | 0.0022439 | 0.0021535 | 0.0020255 | 0.001918 | 0.0018148 | 0.0016887 | 0.001612 | 0.0015198 | 0.0014579 | 0.0013969 | 0.0013377 | 0.001305 | 0.0012681 | 0.0012357 | 0.0012071 | 0.0011833 | 0.0011612 | 0 | 0 | 0 | 0 | 0 | 0 | 0.0024598 | 0.0048158 | 0.0070004 | 0.0089998 | 0.010784 | 0.012299 | 0.013596 | 0.014705 | 0.015593 | 0.016441 | 0.017169 | 0.017925 | 0.018659 | 0.019366 | 0.020176 | 0.020955 | 0.021736 | 0.022518 | 0.023331 | 0.02413 | 0.023834 | 0.023569 | 0.023317 | 0 | 0 | 0 | 645.8879 | 645.5334 | 641.7265 | 642.0734 | 642.6043 | 634.4439 | 632.7102 | 631.4255 | 621.3987 | 623.7712 | 617.8228 | 617.9029 | 614.793 | 609.3091 | 610.0309 | 607.5082 | 605.1454 | 602.9405 | 600.8915 | 598.9966 | 0 | 0 | 0 | 0 | 0 | 0 | 645.8879 | 1291.4213 | 1933.1478 | 2575.2213 | 3217.8256 | 3852.2696 | 4484.9798 | 5116.4053 | 5737.804 | 6361.5752 | 6979.398 | 7597.301 | 8212.094 | 8821.4031 | 9431.4339 | 10038.9421 | 10644.0876 | 11247.0281 | 11847.9196 | 12446.9162 | 12446.9162 | 12446.9162 | 12446.9162 | 12446.9162 | 12446.9162 | 12446.9162 | 0.0020954 | 0.0020564 | 0.0019933 | 0.0019345 | 0.0018679 | 0.0017695 | 0.0016886 | 0.0016107 | 0.0015121 | 0.0014546 | 0.0013821 | 0.0013343 | 0.001285 | 0.001236 | 0.001209 | 0.0011777 | 0.0011499 | 0.0011251 | 0.0011049 | 0.0010864 | 0 | 0 | 0 | 0 | 0 | 0 | 0.0020954 | 0.0041139 | 0.0060047 | 0.0077588 | 0.0093534 | 0.010744 | 0.01197 | 0.013052 | 0.013962 | 0.014835 | 0.015613 | 0.016405 | 0.017165 | 0.017895 | 0.018692 | 0.019461 | 0.020225 | 0.020988 | 0.021786 | 0.022575 | 0.022332 | 0.022116 | 0.021914 | 0 | 0 | 0 | 549.0047 | 548.7034 | 545.4675 | 545.7624 | 546.2137 | 539.2773 | 537.8037 | 536.7117 | 528.1889 | 530.2056 | 525.1493 | 525.2175 | 522.5741 | 517.9127 | 518.5262 | 516.382 | 514.3736 | 512.4994 | 510.7578 | 509.1471 | 0 | 0 | 0 | 0 | 0 | 0 | 549.0047 | 1097.7081 | 1643.1757 | 2188.9381 | 2735.1518 | 3274.4291 | 3812.2328 | 4348.9445 | 4877.1334 | 5407.339 | 5932.4883 | 6457.7058 | 6980.2799 | 7498.1926 | 8016.7188 | 8533.1008 | 9047.4744 | 9559.9738 | 10070.7316 | 10579.8788 | 10579.8788 | 10579.8788 | 10579.8788 | 10579.8788 | 10579.8788 | 10579.8788 | 0 | 0 | 0 | 0 | 0 | 0 | 0 | 0 | 0 | 0 | 0 | 0 | 0 | 0 | 0 | 0 | 0 | 0 | 0 | 0 | 0 | 0 | 0 | 0 | 0 | 0 | 0 | 0 | 0 | 0 | 0 | 0 | 0 | 0 | 0 | 0 | 0 | 0 | 0 | 0 | 0 | 0 | 0 | 0 | 0 | 0 | 0 | 0 | 0 | 0 | 0 | 0 | 0 | 0 | 0 | 0 | 0 | 0 | 0 | 0 | 0 | 0 | 0 | 0 | 0 | 0 | 0 | 0 | 0 | 0 | 0 | 0 | 0 | 0 | 0 | 0 | 0 | 0 | 0 | 0 | 0 | 0 | 0 | 0 | 0 | 0 | 0 | 0 | 0 | 0 | 0 | 0 | 0 | 0 | 0 | 0 | 0 | 0 | 0 | 0 | 0 | 0 | 0 | 0 | 0 | 0 | 0 | 0 | 0 | 0 | 0 | 0 | 0 | 0 | 0 | 0 | 0 | 0 | 0 | 0 | 0 | 0 | 0 | 0 | 0 | 0 | 0 | 0 | 0 | 0 | 0 | 0 | 0 | 0 | 0 | 0 | 0 | 0 | 0 | 0 | 0 | 0 | 0 | 0 | 0 | 0 | 0 | 0 | 0 | 0 | 0 | 0 | 0 | 0 | 0 | 0 | 0 | 0 | 0 | 0 | 0 | 0 | 0 | 0 | 0 | 0 | 0 | 0 | 0 | 0 | 0 | 0 | 0 | 0 | 0 | 0 | 0 | 0 | 0 | 0 | 0 | 0 | 0 | 0 | 0 | 0 | 0 | 0 | 0 | 0 | 0 | 0 | 0 | 0 | 0 | 0 | 0 | 0 | 0 | 0 | 0 | 0 | 0 | 0 | 0 | 0 | 0 | 0 | 1871.0793 | 1888.1209 | 1910.2531 | 1933.2532 | 1956.9083 | 1980.6162 | 2004.7022 | 2027.9127 | 2050.2542 | 2073.3031 | 2093.8885 | 2113.6901 | 2132.6215 | 2150.7518 | 2169.4043 | 2187.7904 | 2206.3883 | 2225.8866 | 2244.9431 | 2263.5909 | 2281.3398 | 2298.2191 | 2314.2588 | 2329.4895 | 2343.9416 | 2357.646 | 1212.0207 | 1223.0596 | 1237.3961 | 1252.2948 | 1267.6178 | 1282.9749 | 1298.577 | 1313.6119 | 1328.084 | 1343.0143 | 1356.3488 | 1369.1756 | 1381.4387 | 1393.1829 | 1405.2653 | 1417.1752 | 1429.2223 | 1441.8526 | 1454.1968 | 1466.2762 | 1477.7733 | 1488.7071 | 1499.0971 | 1508.963 | 1518.3246 | 1527.2018
WA_Industrial_Paper and Printing_Existing_Space Heating_Natural Gas_Windows - High Efficiency_A | WA | Industrial | Paper and Printing | Existing | Space Heating | Natural Gas | Windows - High Efficiency | A | IM405 | U-.5 or worse | U-.22 or better | 45 | 0.0057775 | 0 | 0 | 0.23 | 0.01 | 0 | 0 | 0.11455 |  | sqft | 45% | 100% | Retrofit | Retro1Slow | 81.8% | TBD | 0.2% | 3978.3028 |  | 1999.1511 |  | 0.007229 | RTF Wkbk - ComWeatherizationSchool_v3_1 | RTF Wkbk - ComWeatherizationSchool_v3_1 | Building Energy Simulation Tool | U-.5 or worse | U-.5 or worse | U-.5 or worse | U-.5 or worse | U-.5 or worse | U-.5 or worse | U-.5 or worse | U-.5 or worse | U-.5 or worse | U-.5 or worse | U-.5 or worse | U-.5 or worse | U-.5 or worse | U-.5 or worse | U-.5 or worse | U-.5 or worse | U-.5 or worse | U-.5 or worse | U-.5 or worse | U-.5 or worse | U-.5 or worse | U-.5 or worse | U-.5 or worse | U-.5 or worse | U-.5 or worse | U-.5 or worse | U-.5 or worse | U-.5 or worse | U-.5 or worse | U-.5 or worse | U-.5 or worse | U-.22 or better | U-.22 or better | U-.22 or better | U-.22 or better | U-.22 or better | U-.22 or better | U-.22 or better | U-.22 or better | U-.22 or better | U-.22 or better | U-.22 or better | U-.22 or better | U-.22 or better | U-.22 or better | U-.22 or better | U-.22 or better | U-.22 or better | U-.22 or better | U-.22 or better | U-.22 or better | U-.22 or better | U-.22 or better | U-.22 or better | U-.22 or better | U-.22 or better | U-.22 or better | U-.22 or better | U-.22 or better | U-.22 or better | U-.22 or better | U-.22 or better | 0.23 | 0.23 | 0.23 | 0.23 | 0.23 | 0.23 | 0.23 | 0.23 | 0.23 | 0.23 | 0.23 | 0.23 | 0.23 | 0.23 | 0.23 | 0.23 | 0.23 | 0.23 | 0.23 | 0.23 | 0.23 | 0.23 | 0.23 | 0.23 | 0.23 | 0.23 | 0.23 | 0.23 | 0.23 | 0.23 | 0.23 | 0 | 0 | 0 | 0 | 0 | 0.00564 | 0.0055363 | 0.0053927 | 0.0052153 | 0.0050067 | 0.0047696 | 0.0045267 | 0.0042871 | 0.0040464 | 0.0038442 | 0.0036534 | 0.0035012 | 0.0033703 | 0.0032563 | 0.0031768 | 0.0031042 | 0.0030413 | 0.0029893 | 0.0029484 | 0.0029107 | 0.0028834 | 0.0028594 | 0.0028366 | 0 | 0 | 0 | 0.0028745 | 0.0056372 | 0.0096921 | 0.015255 | 0.022248 | 0.029969 | 0.038584 | 0.047275 | 0.054312 | 0.061079 | 0.064504 | 0.06577 | 0.063256 | 0.057099 | 0.049035 | 0.03946 | 0.029449 | 0.019966 | 0.012539 | 0.0080475 | 0 | 0 | 0 | 0 | 0 | 0 | 0.0028745 | 0.0084589 | 0.017932 | 0.032597 | 0.053541 | 0.080974 | 0.11543 | 0.1566 | 0.20212 | 0.2531 | 0.30504 | 0.3581 | 0.40797 | 0.45127 | 0.48929 | 0.51756 | 0.53652 | 0.54732 | 0.55236 | 0.55335 | 0.54815 | 0.54361 | 0.53927 | 0 | 0 | 0 | 509.671 | 1018.2398 | 1797.2689 | 2925.0848 | 4443.5414 | 6283.2833 | 8523.6347 | 11027.2734 | 13422.2567 | 15888.461 | 17655.8283 | 18784.9146 | 18768.3991 | 17534.5664 | 15435.0676 | 12711.8456 | 9683.0156 | 6679.2005 | 4252.7655 | 2764.7965 | 0 | 0 | 0 | 0 | 0 | 0 | 509.671 | 1527.9109 | 3325.1798 | 6250.2646 | 10693.8061 | 16977.0894 | 25500.7241 | 36527.9975 | 49950.2542 | 65838.7152 | 83494.5435 | 102279.4581 | 121047.8573 | 138582.4237 | 154017.4913 | 166729.337 | 176412.3526 | 183091.5531 | 187344.3186 | 190109.115 | 190109.115 | 190109.115 | 190109.115 | 190109.115 | 190109.115 | 190109.115 | 0.0024491 | 0.0048176 | 0.0083201 | 0.013169 | 0.019334 | 0.026253 | 0.034089 | 0.042142 | 0.048885 | 0.055437 | 0.059041 | 0.060612 | 0.058616 | 0.053164 | 0.045785 | 0.03694 | 0.027626 | 0.018763 | 0.011806 | 0.0075918 | 0 | 0 | 0 | 0 | 0 | 0 | 0.0024491 | 0.007229 | 0.015393 | 0.028139 | 0.046529 | 0.070933 | 0.10199 | 0.1396 | 0.18192 | 0.22972 | 0.27921 | 0.33002 | 0.37805 | 0.42018 | 0.45686 | 0.4845 | 0.50331 | 0.51434 | 0.52007 | 0.52201 | 0.51792 | 0.51438 | 0.5111 | 0 | 0 | 0 | 433.2204 | 865.5039 | 1527.6786 | 2486.3221 | 3777.0102 | 5340.7908 | 7245.0895 | 9373.1824 | 11408.9182 | 13505.1919 | 15007.4541 | 15967.1774 | 15953.1393 | 14904.3815 | 13119.8075 | 10805.0688 | 8230.5633 | 5677.3204 | 3614.8507 | 2350.077 | 0 | 0 | 0 | 0 | 0 | 0 | 433.2204 | 1298.7243 | 2826.4028 | 5312.7249 | 9089.7352 | 14430.526 | 21675.6155 | 31048.7979 | 42457.716 | 55962.9079 | 70970.362 | 86937.5394 | 102890.6787 | 117795.0601 | 130914.8676 | 141719.9364 | 149950.4997 | 155627.8201 | 159242.6708 | 161592.7478 | 161592.7478 | 161592.7478 | 161592.7478 | 161592.7478 | 161592.7478 | 161592.7478 | 0 | 0 | 0 | 0 | 0 | 0 | 0 | 0 | 0 | 0 | 0 | 0 | 0 | 0 | 0 | 0 | 0 | 0 | 0 | 0 | 0 | 0 | 0 | 0 | 0 | 0 | 0 | 0 | 0 | 0 | 0 | 0 | 0 | 0 | 0 | 0 | 0 | 0 | 0 | 0 | 0 | 0 | 0 | 0 | 0 | 0 | 0 | 0 | 0 | 0 | 0 | 0 | 0 | 0 | 0 | 0 | 0 | 0 | 0 | 0 | 0 | 0 | 0 | 0 | 0 | 0 | 0 | 0 | 0 | 0 | 0 | 0 | 0 | 0 | 0 | 0 | 0 | 0 | 0 | 0 | 0 | 0 | 0 | 0 | 0 | 0 | 0 | 0 | 0 | 0 | 0 | 0 | 0 | 0 | 0 | 0 | 0 | 0 | 0 | 0 | 0 | 0 | 0 | 0 | 0 | 0 | 0 | 0 | 0 | 0 | 0 | 0 | 0 | 0 | 0 | 0 | 0 | 0 | 0 | 0 | 0 | 0 | 0 | 0 | 0 | 0 | 0 | 0 | 0 | 0 | 0 | 0 | 0 | 0 | 0 | 0 | 0 | 0 | 0 | 0 | 0 | 0 | 0 | 0 | 0 | 0 | 0 | 0 | 0 | 0 | 0 | 0 | 0 | 0 | 0 | 0 | 0 | 0 | 0 | 0 | 0 | 0 | 0 | 0 | 0 | 0 | 0 | 0 | 0 | 0 | 0 | 0 | 0 | 0 | 0 | 0 | 0 | 0 | 0 | 0 | 0 | 0 | 0 | 0 | 0 | 0 | 0 | 0 | 0 | 0 | 0 | 0 | 0 | 0 | 0 | 0 | 0 | 0 | 0 | 0 | 0 | 0 | 0 | 0 | 0 | 0 | 0 | 0 | 3761.7885 | 3780.2686 | 3803.3796 | 3828.1285 | 3854.3863 | 3881.3749 | 3909.5108 | 3937.898 | 3966.5813 | 3998.0438 | 4027.5719 | 4057.1785 | 4085.0382 | 4111.3587 | 4137.3351 | 4162.1788 | 4187.8725 | 4211.3396 | 4233.7587 | 4255.304 | 4275.4397 | 4294.2497 | 4311.8145 | 0 | 0 | 0 | 1890.3497 | 1899.6362 | 1911.2498 | 1923.6865 | 1936.8814 | 1950.4435 | 1964.5822 | 1978.8471 | 1993.2609 | 2009.0712 | 2023.9095 | 2038.7872 | 2052.7871 | 2066.0135 | 2079.067 | 2091.5513 | 2104.4627 | 2116.2553 | 2127.5211 | 2138.348 | 2148.4664 | 2157.9187 | 2166.7452 | 0 | 0 | 0
WA_Industrial_Paper and Printing_Existing_Space Heating_Natural Gas_Gas Boiler - Maintenance_A | WA | Industrial | Paper and Printing | Existing | Space Heating | Natural Gas | Gas Boiler - Maintenance | A | IM406 | Degrade performance | General cleaning and maintenance | 3 | 101.6493 | 0 | 0 | 0.48 | 0 | 0 | 0 | 0.2399 |  | employee | 20% | 30% | Retrofit | Retro20Fast | 83.83% | TBD | 0.2% | 1.0746 |  | 0.96859 |  | 0.0039411 | IL TRM - 4.3.10 - CI-HWE-DBTU-V01-180101 | IL TRM - 4.3.10 - CI-HWE-DBTU-V01-180101 | IL TRM - 4.3.10 - CI-HWE-DBTU-V01-180101 | Degrade performance | Degrade performance | Degrade performance | Degrade performance | Degrade performance | Degrade performance | Degrade performance | Degrade performance | Degrade performance | Degrade performance | Degrade performance | Degrade performance | Degrade performance | Degrade performance | Degrade performance | Degrade performance | Degrade performance | Degrade performance | Degrade performance | Degrade performance | Degrade performance | Degrade performance | Degrade performance | Degrade performance | Degrade performance | Degrade performance | Degrade performance | Degrade performance | Degrade performance | Degrade performance | Degrade performance | General cleaning and maintenance | General cleaning and maintenance | General cleaning and maintenance | General cleaning and maintenance | General cleaning and maintenance | General cleaning and maintenance | General cleaning and maintenance | General cleaning and maintenance | General cleaning and maintenance | General cleaning and maintenance | General cleaning and maintenance | General cleaning and maintenance | General cleaning and maintenance | General cleaning and maintenance | General cleaning and maintenance | General cleaning and maintenance | General cleaning and maintenance | General cleaning and maintenance | General cleaning and maintenance | General cleaning and maintenance | General cleaning and maintenance | General cleaning and maintenance | General cleaning and maintenance | General cleaning and maintenance | General cleaning and maintenance | General cleaning and maintenance | General cleaning and maintenance | General cleaning and maintenance | General cleaning and maintenance | General cleaning and maintenance | General cleaning and maintenance | 0.48 | 0.48 | 0.48 | 0.48 | 0.48 | 0.48 | 0.48 | 0.48 | 0.48 | 0.48 | 0.48 | 0.48 | 0.48 | 0.48 | 0.48 | 0.48 | 0.48 | 0.48 | 0.48 | 0.48 | 0.48 | 0.48 | 0.48 | 0.48 | 0.48 | 0.48 | 0.48 | 0.48 | 0.48 | 0.48 | 0.48 | 0 | 0 | 0 | 0 | 0 | 99.7187 | 98.8607 | 97.9273 | 96.9545 | 95.9462 | 94.9172 | 93.876 | 92.8199 | 91.7145 | 90.5454 | 89.4074 | 88.2861 | 87.2515 | 86.2493 | 85.3185 | 84.4294 | 83.5157 | 82.6787 | 81.8824 | 81.0948 | 80.3647 | 79.7315 | 79.1298 | 86.2691 | 85.9148 | 85.5913 | 0.0027434 | 0.0019053 | 0.0012988 | 0.001002 | 0.00086952 | 0.0007349 | 0.00062097 | 0.00052058 | 0.00042709 | 0.00035499 | 0.0002897 | 0.00022282 | 0.00017064 | 0.00013019 | 0.00010042 | 9.0868e-05 | 7.0071e-05 | 5.9516e-05 | 4.9268e-05 | 3.9286e-05 | 0 | 0 | 0 | 0 | 0 | 0 | 0.0027434 | 0.0046252 | 0.0058803 | 0.006824 | 0.0076225 | 0.0082757 | 0.0088059 | 0.0092274 | 0.0095446 | 0.0097779 | 0.0099447 | 0.010043 | 0.010096 | 0.01011 | 0.010101 | 0.010087 | 0.010048 | 0.010007 | 0.0099595 | 0.009903 | 0.0098138 | 0.0097365 | 0.009663 | 0 | 0 | 0 | 0.027512 | 0.019273 | 0.013263 | 0.010335 | 0.0090626 | 0.0077426 | 0.0066148 | 0.0056085 | 0.0046568 | 0.0039206 | 0.0032403 | 0.0025238 | 0.0019557 | 0.0015095 | 0.001177 | 0.0010763 | 0.00083901 | 0.00071985 | 0.00060169 | 0.00048445 | 0 | 0 | 0 | 0 | 0 | 0 | 0.027512 | 0.046785 | 0.060048 | 0.070383 | 0.079446 | 0.087188 | 0.093803 | 0.099411 | 0.10407 | 0.10799 | 0.11123 | 0.11375 | 0.11571 | 0.11722 | 0.1184 | 0.11947 | 0.12031 | 0.12103 | 0.12163 | 0.12212 | 0.12212 | 0.12212 | 0.12212 | 0.12212 | 0.12212 | 0.12212 | 0.0023348 | 0.0016235 | 0.0011088 | 0.00085703 | 0.00074516 | 0.00063109 | 0.0005343 | 0.00044878 | 0.00036895 | 0.00030726 | 0.00025124 | 0.00019358 | 0.00014839 | 0.00011331 | 8.7436e-05 | 7.9148e-05 | 6.1056e-05 | 5.1881e-05 | 4.2994e-05 | 3.4325e-05 | 0 | 0 | 0 | 0 | 0 | 0 | 0.0023348 | 0.0039411 | 0.0050198 | 0.0058365 | 0.0065323 | 0.0071066 | 0.0075768 | 0.0079547 | 0.0082452 | 0.0084631 | 0.0086245 | 0.008725 | 0.0087797 | 0.0087992 | 0.0087954 | 0.0087859 | 0.0087552 | 0.0087228 | 0.0086912 | 0.0086523 | 0.0085855 | 0.0085283 | 0.0084755 | 0 | 0 | 0 | 0.023385 | 0.016382 | 0.011274 | 0.0087848 | 0.0077032 | 0.0065812 | 0.0056226 | 0.0047672 | 0.0039583 | 0.0033325 | 0.0027542 | 0.0021453 | 0.0016623 | 0.0012831 | 0.0010004 | 0.00091482 | 0.00071316 | 0.00061187 | 0.00051144 | 0.00041178 | 0 | 0 | 0 | 0 | 0 | 0 | 0.023385 | 0.039767 | 0.051041 | 0.059826 | 0.067529 | 0.07411 | 0.079733 | 0.0845 | 0.088458 | 0.091791 | 0.094545 | 0.09669 | 0.098352 | 0.099635 | 0.10064 | 0.10155 | 0.10226 | 0.10288 | 0.10339 | 0.1038 | 0.1038 | 0.1038 | 0.1038 | 0.1038 | 0.1038 | 0.1038 | 0.0023354 | 0.0016246 | 0.0011101 | 0.00085853 | 0.00074693 | 0.00063301 | 0.00053629 | 0.00045076 | 0.00037086 | 0.00030908 | 0.00025293 | 0.00019502 | 0.00014961 | 0.00011434 | 8.8295e-05 | 7.9989e-05 | 6.1759e-05 | 5.2522e-05 | 4.3533e-05 | 3.476e-05 | 0 | 0 | 0 | 0 | 0 | 0 | 0.0023354 | 0.0039438 | 0.0050257 | 0.0058467 | 0.0065478 | 0.0071282 | 0.007605 | 0.0079897 | 0.0082878 | 0.0085134 | 0.0086824 | 0.00879 | 0.008852 | 0.0088788 | 0.0088818 | 0.0088793 | 0.0088559 | 0.0088307 | 0.0088002 | 0.0087621 | 0.0086955 | 0.0086384 | 0.0085858 | 0 | 0 | 0 | 0.023385 | 0.016382 | 0.011274 | 0.0087848 | 0.0077032 | 0.0065812 | 0.0056226 | 0.0047672 | 0.0039583 | 0.0033325 | 0.0027542 | 0.0021453 | 0.0016623 | 0.0012831 | 0.0010004 | 0.00091482 | 0.00071316 | 0.00061187 | 0.00051144 | 0.00041178 | 0 | 0 | 0 | 0 | 0 | 0 | 0.023385 | 0.039767 | 0.051041 | 0.059826 | 0.067529 | 0.07411 | 0.079733 | 0.0845 | 0.088458 | 0.091791 | 0.094545 | 0.09669 | 0.098352 | 0.099635 | 0.10064 | 0.10155 | 0.10226 | 0.10288 | 0.10339 | 0.1038 | 0.1038 | 0.1038 | 0.1038 | 0.1038 | 0.1038 | 0.1038 | 0.0023348 | 0.0016235 | 0.0011088 | 0.00085703 | 0.00074516 | 0.00063109 | 0.0005343 | 0.00044878 | 0.00036895 | 0.00030726 | 0.00025124 | 0.00019358 | 0.00014839 | 0.00011331 | 8.7436e-05 | 7.9148e-05 | 6.1056e-05 | 5.1881e-05 | 4.2994e-05 | 3.4325e-05 | 0 | 0 | 0 | 0 | 0 | 0 | 0.0023348 | 0.0039411 | 0.0050198 | 0.0058365 | 0.0065323 | 0.0071066 | 0.0075768 | 0.0079547 | 0.0082452 | 0.0084631 | 0.0086245 | 0.008725 | 0.0087797 | 0.0087992 | 0.0087954 | 0.0087859 | 0.0087552 | 0.0087228 | 0.0086912 | 0.0086523 | 0.0085855 | 0.0085283 | 0.0084755 | 0 | 0 | 0 | 0.023385 | 0.016382 | 0.011274 | 0.0087848 | 0.0077032 | 0.0065812 | 0.0056226 | 0.0047672 | 0.0039583 | 0.0033325 | 0.0027542 | 0.0021453 | 0.0016623 | 0.0012831 | 0.0010004 | 0.00091482 | 0.00071316 | 0.00061187 | 0.00051144 | 0.00041178 | 0 | 0 | 0 | 0 | 0 | 0 | 0.023385 | 0.039767 | 0.051041 | 0.059826 | 0.067529 | 0.07411 | 0.079733 | 0.0845 | 0.088458 | 0.091791 | 0.094545 | 0.09669 | 0.098352 | 0.099635 | 0.10064 | 0.10155 | 0.10226 | 0.10288 | 0.10339 | 0.1038 | 0.1038 | 0.1038 | 0.1038 | 0.1038 | 0.1038 | 0.1038 | 1.0366 | 1.0411 | 1.0457 | 1.0503 | 1.0549 | 1.0594 | 1.064 | 1.0685 | 1.073 | 1.0778 | 1.0823 | 1.0867 | 1.0911 | 1.0955 | 1.0999 | 1.1042 | 1.1087 | 1.1131 | 1.1174 | 1.1217 | 1.1257 | 1.1294 | 1.1328 | 1.1359 | 1.1387 | 1.1413 | 0.93431 | 0.93839 | 0.94248 | 0.94662 | 0.95079 | 0.95488 | 0.95897 | 0.96304 | 0.9671 | 0.97144 | 0.97546 | 0.97946 | 0.98343 | 0.98737 | 0.99135 | 0.99523 | 0.9993 | 1.0033 | 1.0071 | 1.011 | 1.0146 | 1.018 | 1.021 | 1.0238 | 1.0263 | 1.0287
WA_Industrial_Paper and Printing_Existing_Process_Natural Gas_Gas Boiler - Maintenance_A | WA | Industrial | Paper and Printing | Existing | Process | Natural Gas | Gas Boiler - Maintenance | A | IM407 | Degrade performance | General cleaning and maintenance | 3 | 55.8015 | 0 | 0 | 0.48 | 0 | 0 | 0 | 0.2399 |  | sqft | 20% | 30% | Retrofit | Retro20Fast | 83.83% | TBD | 0.2% | 1.0746 |  | 0.96859 |  | 0.088547 | IL TRM - 4.3.10 - CI-HWE-DBTU-V01-180101 | IL TRM - 4.3.10 - CI-HWE-DBTU-V01-180101 | IL TRM - 4.3.10 - CI-HWE-DBTU-V01-180101 | Degrade performance | Degrade performance | Degrade performance | Degrade performance | Degrade performance | Degrade performance | Degrade performance | Degrade performance | Degrade performance | Degrade performance | Degrade performance | Degrade performance | Degrade performance | Degrade performance | Degrade performance | Degrade performance | Degrade performance | Degrade performance | Degrade performance | Degrade performance | Degrade performance | Degrade performance | Degrade performance | Degrade performance | Degrade performance | Degrade performance | Degrade performance | Degrade performance | Degrade performance | Degrade performance | Degrade performance | General cleaning and maintenance | General cleaning and maintenance | General cleaning and maintenance | General cleaning and maintenance | General cleaning and maintenance | General cleaning and maintenance | General cleaning and maintenance | General cleaning and maintenance | General cleaning and maintenance | General cleaning and maintenance | General cleaning and maintenance | General cleaning and maintenance | General cleaning and maintenance | General cleaning and maintenance | General cleaning and maintenance | General cleaning and maintenance | General cleaning and maintenance | General cleaning and maintenance | General cleaning and maintenance | General cleaning and maintenance | General cleaning and maintenance | General cleaning and maintenance | General cleaning and maintenance | General cleaning and maintenance | General cleaning and maintenance | General cleaning and maintenance | General cleaning and maintenance | General cleaning and maintenance | General cleaning and maintenance | General cleaning and maintenance | General cleaning and maintenance | 0.48 | 0.48 | 0.48 | 0.48 | 0.48 | 0.48 | 0.48 | 0.48 | 0.48 | 0.48 | 0.48 | 0.48 | 0.48 | 0.48 | 0.48 | 0.48 | 0.48 | 0.48 | 0.48 | 0.48 | 0.48 | 0.48 | 0.48 | 0.48 | 0.48 | 0.48 | 0.48 | 0.48 | 0.48 | 0.48 | 0.48 | 0 | 0 | 0 | 0 | 0 | 55.8015 | 55.8015 | 55.8015 | 55.8015 | 55.8015 | 55.8015 | 55.8015 | 55.8015 | 55.8015 | 55.8015 | 55.8015 | 55.8015 | 55.8015 | 55.8015 | 55.8015 | 55.8015 | 55.8015 | 55.8015 | 55.8015 | 55.8015 | 55.8015 | 55.8015 | 55.8015 | 55.8015 | 55.8015 | 55.8015 | 0.061259 | 0.042914 | 0.029533 | 0.023013 | 0.020179 | 0.01724 | 0.014729 | 0.012488 | 0.010369 | 0.0087297 | 0.0072149 | 0.0056197 | 0.0043546 | 0.0033611 | 0.0026207 | 0.0023964 | 0.0018682 | 0.0016029 | 0.0013398 | 0.0010787 | 0 | 0 | 0 | 0 | 0 | 0 | 0.061259 | 0.10417 | 0.13371 | 0.15672 | 0.1769 | 0.19414 | 0.20887 | 0.22135 | 0.23172 | 0.24045 | 0.24767 | 0.25329 | 0.25764 | 0.261 | 0.26362 | 0.26602 | 0.26789 | 0.26949 | 0.27083 | 0.27191 | 0.27191 | 0.27191 | 0.27191 | 0 | 0 | 0 | 1.0978 | 0.76905 | 0.52925 | 0.4124 | 0.36162 | 0.30895 | 0.26395 | 0.2238 | 0.18582 | 0.15644 | 0.1293 | 0.10071 | 0.078037 | 0.060233 | 0.046965 | 0.042946 | 0.033479 | 0.028724 | 0.024009 | 0.019331 | 0 | 0 | 0 | 0 | 0 | 0 | 1.0978 | 1.8668 | 2.3961 | 2.8085 | 3.1701 | 3.4791 | 3.743 | 3.9668 | 4.1526 | 4.3091 | 4.4384 | 4.5391 | 4.6171 | 4.6773 | 4.7243 | 4.7673 | 4.8007 | 4.8295 | 4.8535 | 4.8728 | 4.8728 | 4.8728 | 4.8728 | 4.8728 | 4.8728 | 4.8728 | 0.05207 | 0.036477 | 0.025103 | 0.019561 | 0.017152 | 0.014654 | 0.012519 | 0.010615 | 0.0088136 | 0.0074203 | 0.0061327 | 0.0047767 | 0.0037014 | 0.0028569 | 0.0022276 | 0.002037 | 0.001588 | 0.0013624 | 0.0011388 | 0.00091689 | 0 | 0 | 0 | 0 | 0 | 0 | 0.05207 | 0.088547 | 0.11365 | 0.13321 | 0.15036 | 0.16502 | 0.17754 | 0.18815 | 0.19696 | 0.20438 | 0.21052 | 0.21529 | 0.219 | 0.22185 | 0.22408 | 0.22612 | 0.2277 | 0.22907 | 0.23021 | 0.23112 | 0.23112 | 0.23112 | 0.23112 | 0 | 0 | 0 | 0.93313 | 0.65369 | 0.44986 | 0.35054 | 0.30738 | 0.26261 | 0.22436 | 0.19023 | 0.15795 | 0.13298 | 0.1099 | 0.085602 | 0.066332 | 0.051198 | 0.03992 | 0.036504 | 0.028457 | 0.024416 | 0.020408 | 0.016431 | 0 | 0 | 0 | 0 | 0 | 0 | 0.93313 | 1.5868 | 2.0367 | 2.3872 | 2.6946 | 2.9572 | 3.1816 | 3.3718 | 3.5297 | 3.6627 | 3.7726 | 3.8582 | 3.9245 | 3.9757 | 4.0157 | 4.0522 | 4.0806 | 4.105 | 4.1254 | 4.1419 | 4.1419 | 4.1419 | 4.1419 | 4.1419 | 4.1419 | 4.1419 | 0.05207 | 0.036477 | 0.025103 | 0.019561 | 0.017152 | 0.014654 | 0.012519 | 0.010615 | 0.0088136 | 0.0074203 | 0.0061327 | 0.0047767 | 0.0037014 | 0.0028569 | 0.0022276 | 0.002037 | 0.001588 | 0.0013624 | 0.0011388 | 0.00091689 | 0 | 0 | 0 | 0 | 0 | 0 | 0.05207 | 0.088547 | 0.11365 | 0.13321 | 0.15036 | 0.16502 | 0.17754 | 0.18815 | 0.19696 | 0.20438 | 0.21052 | 0.21529 | 0.219 | 0.22185 | 0.22408 | 0.22612 | 0.2277 | 0.22907 | 0.23021 | 0.23112 | 0.23112 | 0.23112 | 0.23112 | 0 | 0 | 0 | 0.93313 | 0.65369 | 0.44986 | 0.35054 | 0.30738 | 0.26261 | 0.22436 | 0.19023 | 0.15795 | 0.13298 | 0.1099 | 0.085602 | 0.066332 | 0.051198 | 0.03992 | 0.036504 | 0.028457 | 0.024416 | 0.020408 | 0.016431 | 0 | 0 | 0 | 0 | 0 | 0 | 0.93313 | 1.5868 | 2.0367 | 2.3872 | 2.6946 | 2.9572 | 3.1816 | 3.3718 | 3.5297 | 3.6627 | 3.7726 | 3.8582 | 3.9245 | 3.9757 | 4.0157 | 4.0522 | 4.0806 | 4.105 | 4.1254 | 4.1419 | 4.1419 | 4.1419 | 4.1419 | 4.1419 | 4.1419 | 4.1419 | 0.05207 | 0.036477 | 0.025103 | 0.019561 | 0.017152 | 0.014654 | 0.012519 | 0.010615 | 0.0088136 | 0.0074203 | 0.0061327 | 0.0047767 | 0.0037014 | 0.0028569 | 0.0022276 | 0.002037 | 0.001588 | 0.0013624 | 0.0011388 | 0.00091689 | 0 | 0 | 0 | 0 | 0 | 0 | 0.05207 | 0.088547 | 0.11365 | 0.13321 | 0.15036 | 0.16502 | 0.17754 | 0.18815 | 0.19696 | 0.20438 | 0.21052 | 0.21529 | 0.219 | 0.22185 | 0.22408 | 0.22612 | 0.2277 | 0.22907 | 0.23021 | 0.23112 | 0.23112 | 0.23112 | 0.23112 | 0 | 0 | 0 | 0.93313 | 0.65369 | 0.44986 | 0.35054 | 0.30738 | 0.26261 | 0.22436 | 0.19023 | 0.15795 | 0.13298 | 0.1099 | 0.085602 | 0.066332 | 0.051198 | 0.03992 | 0.036504 | 0.028457 | 0.024416 | 0.020408 | 0.016431 | 0 | 0 | 0 | 0 | 0 | 0 | 0.93313 | 1.5868 | 2.0367 | 2.3872 | 2.6946 | 2.9572 | 3.1816 | 3.3718 | 3.5297 | 3.6627 | 3.7726 | 3.8582 | 3.9245 | 3.9757 | 4.0157 | 4.0522 | 4.0806 | 4.105 | 4.1254 | 4.1419 | 4.1419 | 4.1419 | 4.1419 | 4.1419 | 4.1419 | 4.1419 | 1.0366 | 1.0411 | 1.0457 | 1.0503 | 1.0549 | 1.0594 | 1.064 | 1.0685 | 1.073 | 1.0778 | 1.0823 | 1.0867 | 1.0911 | 1.0955 | 1.0999 | 1.1042 | 1.1087 | 1.1131 | 1.1174 | 1.1217 | 1.1257 | 1.1294 | 1.1328 | 1.1359 | 1.1387 | 1.1413 | 0.93431 | 0.93839 | 0.94248 | 0.94662 | 0.95079 | 0.95488 | 0.95897 | 0.96304 | 0.9671 | 0.97144 | 0.97546 | 0.97946 | 0.98343 | 0.98737 | 0.99135 | 0.99523 | 0.9993 | 1.0033 | 1.0071 | 1.011 | 1.0146 | 1.018 | 1.021 | 1.0238 | 1.0263 | 1.0287
WA_Industrial_Paper and Printing_Existing_Space Heating_Natural Gas_Gas Furnace - Maintenance_A | WA | Industrial | Paper and Printing | Existing | Space Heating | Natural Gas | Gas Furnace - Maintenance | A | IM408 | Degrade performance | General cleaning and maintenance | 3 | 0.0095 | 0 | 0 | 0.12 | 0 | 0 | 0 | 0.0582 |  | sqft | 20% | 30% | Retrofit | Retro20Fast | 83.83% | TBD | 0.2% | 4803.6601 |  | 4329.6256 |  | 5.4118e-06 | IL TRM - 4.4.31 - CI-HVC-FTUN-V03-200101 | MN TRM 3.1 - Forced-Air Heating Maintenance v2.0 | MN TRM v3.1 - Forced-Air Heating Maintenance | Degrade performance | Degrade performance | Degrade performance | Degrade performance | Degrade performance | Degrade performance | Degrade performance | Degrade performance | Degrade performance | Degrade performance | Degrade performance | Degrade performance | Degrade performance | Degrade performance | Degrade performance | Degrade performance | Degrade performance | Degrade performance | Degrade performance | Degrade performance | Degrade performance | Degrade performance | Degrade performance | Degrade performance | Degrade performance | Degrade performance | Degrade performance | Degrade performance | Degrade performance | Degrade performance | Degrade performance | General cleaning and maintenance | General cleaning and maintenance | General cleaning and maintenance | General cleaning and maintenance | General cleaning and maintenance | General cleaning and maintenance | General cleaning and maintenance | General cleaning and maintenance | General cleaning and maintenance | General cleaning and maintenance | General cleaning and maintenance | General cleaning and maintenance | General cleaning and maintenance | General cleaning and maintenance | General cleaning and maintenance | General cleaning and maintenance | General cleaning and maintenance | General cleaning and maintenance | General cleaning and maintenance | General cleaning and maintenance | General cleaning and maintenance | General cleaning and maintenance | General cleaning and maintenance | General cleaning and maintenance | General cleaning and maintenance | General cleaning and maintenance | General cleaning and maintenance | General cleaning and maintenance | General cleaning and maintenance | General cleaning and maintenance | General cleaning and maintenance | 0.12 | 0.12 | 0.12 | 0.12 | 0.12 | 0.12 | 0.12 | 0.12 | 0.12 | 0.12 | 0.12 | 0.12 | 0.12 | 0.12 | 0.12 | 0.12 | 0.12 | 0.12 | 0.12 | 0.12 | 0.12 | 0.12 | 0.12 | 0.12 | 0.12 | 0.12 | 0.12 | 0.12 | 0.12 | 0.12 | 0.12 | 0 | 0 | 0 | 0 | 0 | 0.0091196 | 0.0089297 | 0.0086716 | 0.0083689 | 0.0080255 | 0.0076458 | 0.0072602 | 0.006884 | 0.0065095 | 0.006191 | 0.0058933 | 0.0056529 | 0.0054441 | 0.0052604 | 0.0051259 | 0.0050018 | 0.0048933 | 0.0047976 | 0.0047188 | 0.0046456 | 0.0045885 | 0.0045376 | 0.0044891 | 0.0073847 | 0.0073392 | 0.0072965 | 3.8046e-06 | 2.6098e-06 | 1.7441e-06 | 1.3116e-06 | 1.1029e-06 | 8.9768e-07 | 7.2825e-07 | 5.8546e-07 | 4.5967e-07 | 3.6806e-07 | 2.8957e-07 | 2.1634e-07 | 1.6145e-07 | 1.2041e-07 | 9.1486e-08 | 8.1631e-08 | 6.2256e-08 | 5.237e-08 | 4.3054e-08 | 3.4128e-08 | 0 | 0 | 0 | 0 | 0 | 0 | 3.8046e-06 | 6.3351e-06 | 7.8961e-06 | 8.932e-06 | 9.6684e-06 | 1.0109e-05 | 1.0327e-05 | 1.0377e-05 | 1.0273e-05 | 1.0138e-05 | 9.9401e-06 | 9.7509e-06 | 9.5522e-06 | 9.3503e-06 | 9.2027e-06 | 9.0615e-06 | 8.9272e-06 | 8.8051e-06 | 8.7034e-06 | 8.6027e-06 | 8.4969e-06 | 8.4026e-06 | 8.3128e-06 | 0 | 0 | 0 | 0.41719 | 0.29225 | 0.20112 | 0.15672 | 0.13742 | 0.11741 | 0.10031 | 0.085047 | 0.070615 | 0.059452 | 0.049135 | 0.038271 | 0.029656 | 0.02289 | 0.017848 | 0.01632 | 0.012723 | 0.010916 | 0.0091241 | 0.0073462 | 0 | 0 | 0 | 0 | 0 | 0 | 0.41719 | 0.70944 | 0.91057 | 1.0673 | 1.2047 | 1.3221 | 1.4224 | 1.5075 | 1.5781 | 1.6375 | 1.6867 | 1.7249 | 1.7546 | 1.7775 | 1.7953 | 1.8117 | 1.8244 | 1.8353 | 1.8444 | 1.8518 | 1.8518 | 1.8518 | 1.8518 | 1.8518 | 1.8518 | 1.8518 | 3.241e-06 | 2.2294e-06 | 1.496e-06 | 1.1307e-06 | 9.566e-07 | 7.8423e-07 | 6.4115e-07 | 5.1962e-07 | 4.1158e-07 | 3.321e-07 | 2.6332e-07 | 1.9799e-07 | 1.4851e-07 | 1.1125e-07 | 8.4751e-08 | 7.5803e-08 | 5.7925e-08 | 4.8807e-08 | 4.02e-08 | 3.1925e-08 | 0 | 0 | 0 | 0 | 0 | 0 | 3.241e-06 | 5.4118e-06 | 6.7729e-06 | 7.7004e-06 | 8.3859e-06 | 8.8311e-06 | 9.092e-06 | 9.2103e-06 | 9.1979e-06 | 9.1474e-06 | 9.039e-06 | 8.9235e-06 | 8.7864e-06 | 8.639e-06 | 8.5252e-06 | 8.4146e-06 | 8.3061e-06 | 8.206e-06 | 8.1263e-06 | 8.0473e-06 | 7.9606e-06 | 7.8837e-06 | 7.8117e-06 | 0 | 0 | 0 | 0.35461 | 0.24842 | 0.17096 | 0.13321 | 0.11681 | 0.099797 | 0.08526 | 0.07229 | 0.060023 | 0.050534 | 0.041765 | 0.032531 | 0.025207 | 0.019456 | 0.015171 | 0.013872 | 0.010814 | 0.0092784 | 0.0077555 | 0.0062443 | 0 | 0 | 0 | 0 | 0 | 0 | 0.35461 | 0.60302 | 0.77398 | 0.90719 | 1.024 | 1.1238 | 1.2091 | 1.2814 | 1.3414 | 1.3919 | 1.4337 | 1.4662 | 1.4914 | 1.5109 | 1.526 | 1.5399 | 1.5507 | 1.56 | 1.5678 | 1.574 | 1.574 | 1.574 | 1.574 | 1.574 | 1.574 | 1.574 | 0 | 0 | 0 | 0 | 0 | 0 | 0 | 0 | 0 | 0 | 0 | 0 | 0 | 0 | 0 | 0 | 0 | 0 | 0 | 0 | 0 | 0 | 0 | 0 | 0 | 0 | 0 | 0 | 0 | 0 | 0 | 0 | 0 | 0 | 0 | 0 | 0 | 0 | 0 | 0 | 0 | 0 | 0 | 0 | 0 | 0 | 0 | 0 | 0 | 0 | 0 | 0 | 0 | 0 | 0 | 0 | 0 | 0 | 0 | 0 | 0 | 0 | 0 | 0 | 0 | 0 | 0 | 0 | 0 | 0 | 0 | 0 | 0 | 0 | 0 | 0 | 0 | 0 | 0 | 0 | 0 | 0 | 0 | 0 | 0 | 0 | 0 | 0 | 0 | 0 | 0 | 0 | 0 | 0 | 0 | 0 | 0 | 0 | 0 | 0 | 0 | 0 | 0 | 0 | 0 | 0 | 0 | 0 | 0 | 0 | 0 | 0 | 0 | 0 | 0 | 0 | 0 | 0 | 0 | 0 | 0 | 0 | 0 | 0 | 0 | 0 | 0 | 0 | 0 | 0 | 0 | 0 | 0 | 0 | 0 | 0 | 0 | 0 | 0 | 0 | 0 | 0 | 0 | 0 | 0 | 0 | 0 | 0 | 0 | 0 | 0 | 0 | 0 | 0 | 0 | 0 | 0 | 0 | 0 | 0 | 0 | 0 | 0 | 0 | 0 | 0 | 0 | 0 | 0 | 0 | 0 | 0 | 0 | 0 | 0 | 0 | 0 | 0 | 0 | 0 | 0 | 0 | 0 | 0 | 0 | 0 | 0 | 0 | 0 | 0 | 0 | 0 | 0 | 0 | 0 | 0 | 0 | 0 | 0 | 0 | 0 | 0 | 0 | 0 | 0 | 0 | 0 | 0 | 4388.0659 | 4428.0318 | 4479.9363 | 4533.8764 | 4589.3525 | 4644.9523 | 4701.4389 | 4755.8723 | 4808.2678 | 4862.3222 | 4910.5993 | 4957.0379 | 5001.4361 | 5043.9553 | 5087.6993 | 5130.8185 | 5174.4343 | 5220.1618 | 5264.8533 | 5308.5862 | 5350.211 | 5389.7964 | 5427.4129 | 5463.1319 | 5497.0251 | 5529.1647 | 3955.043 | 3991.065 | 4037.8475 | 4086.4646 | 4136.4663 | 4186.5794 | 4237.4918 | 4286.5535 | 4333.7786 | 4382.4988 | 4426.0117 | 4467.8677 | 4507.8846 | 4546.208 | 4585.6352 | 4624.4993 | 4663.8111 | 4705.026 | 4745.3073 | 4784.7245 | 4822.2417 | 4857.9208 | 4891.8252 | 4924.0194 | 4954.568 | 4983.536
WA_Industrial_Paper and Printing_Existing_Space Heating_Natural Gas_Gas Boiler - Hot Water Reset_A | WA | Industrial | Paper and Printing | Existing | Space Heating | Natural Gas | Gas Boiler - Hot Water Reset | A | IM409 | No control | Reset control installed | 16 | 369.6336 | 0 | 0 | 939.67 | 0 | 0 | 0 | 469.8338 |  | employee | 20% | 45% | Retrofit | Retro5Med | 85.36% | TBD | 0.2% | 214.1953 |  | 161.4311 |  | 0.0091171 | IL TRM - 4.4.4 - CI-HVC-BLRC-V04-210101 | IL TRM - 4.4.4 - CI-HVC-BLRC-V04-210101 | IL TRM - 4.4.4 - CI-HVC-BLRC-V04-210101 | No control | No control | No control | No control | No control | No control | No control | No control | No control | No control | No control | No control | No control | No control | No control | No control | No control | No control | No control | No control | No control | No control | No control | No control | No control | No control | No control | No control | No control | No control | No control | Reset control installed | Reset control installed | Reset control installed | Reset control installed | Reset control installed | Reset control installed | Reset control installed | Reset control installed | Reset control installed | Reset control installed | Reset control installed | Reset control installed | Reset control installed | Reset control installed | Reset control installed | Reset control installed | Reset control installed | Reset control installed | Reset control installed | Reset control installed | Reset control installed | Reset control installed | Reset control installed | Reset control installed | Reset control installed | Reset control installed | Reset control installed | Reset control installed | Reset control installed | Reset control installed | Reset control installed | 939.67 | 939.67 | 939.67 | 939.67 | 939.67 | 939.67 | 939.67 | 939.67 | 939.67 | 939.67 | 939.67 | 939.67 | 939.67 | 939.67 | 939.67 | 939.67 | 939.67 | 939.67 | 939.67 | 939.67 | 939.67 | 939.67 | 939.67 | 939.67 | 939.67 | 939.67 | 939.67 | 939.67 | 939.67 | 939.67 | 939.67 | 0 | 0 | 0 | 0 | 0 | 362.5015 | 359.277 | 355.7828 | 352.1506 | 348.3927 | 344.5586 | 340.6941 | 336.7825 | 332.6879 | 328.3819 | 324.1821 | 320.0552 | 316.2406 | 312.5427 | 309.1163 | 305.8368 | 302.473 | 299.3881 | 296.4521 | 293.5488 | 290.9026 | 288.6076 | 286.4265 | 313.7059 | 312.4173 | 311.2412 | 0.0048468 | 0.0058949 | 0.0071013 | 0.0081638 | 0.0092201 | 0.010525 | 0.011386 | 0.011474 | 0.010512 | 0.0089533 | 0.0067746 | 0.0044271 | 0.0025271 | 0.0011918 | 0.00049929 | 0.00017889 | 5.5048e-05 | 1.1832e-05 | 1.9193e-06 | 2.274e-07 | 0 | 0 | 0 | 0 | 0 | 0 | 0.0048468 | 0.010699 | 0.017696 | 0.025679 | 0.034625 | 0.044769 | 0.055653 | 0.066488 | 0.076192 | 0.084159 | 0.089858 | 0.093141 | 0.094558 | 0.094644 | 0.094106 | 0.093286 | 0.092315 | 0.091385 | 0.090491 | 0.089605 | 0.088797 | 0.088097 | 0.087431 | 0 | 0 | 0 | 0.01337 | 0.016408 | 0.01996 | 0.023183 | 0.026465 | 0.030547 | 0.033419 | 0.034071 | 0.031598 | 0.027265 | 0.020897 | 0.013832 | 0.0079911 | 0.0038133 | 0.0016152 | 0.00058492 | 0.00018199 | 3.9522e-05 | 6.4742e-06 | 7.7467e-07 | 0 | 0 | 0 | 0 | 0 | 0 | 0.01337 | 0.029778 | 0.049738 | 0.07292 | 0.099385 | 0.12993 | 0.16335 | 0.19742 | 0.22902 | 0.25629 | 0.27718 | 0.29101 | 0.29901 | 0.30282 | 0.30443 | 0.30502 | 0.3052 | 0.30524 | 0.30525 | 0.30525 | 0.30525 | 0.30525 | 0.30525 | 0.30525 | 0.30525 | 0.30525 | 0.004125 | 0.0050235 | 0.0060629 | 0.0069836 | 0.0079031 | 0.0090408 | 0.0097996 | 0.0098952 | 0.0090844 | 0.0077525 | 0.0058778 | 0.0038479 | 0.0021988 | 0.0010378 | 0.00043498 | 0.00015591 | 4.7995e-05 | 1.0321e-05 | 1.676e-06 | 1.9882e-07 | 0 | 0 | 0 | 0 | 0 | 0 | 0.004125 | 0.0091171 | 0.015108 | 0.021967 | 0.029679 | 0.038455 | 0.0479 | 0.057337 | 0.065844 | 0.072872 | 0.077962 | 0.080956 | 0.082272 | 0.082416 | 0.081984 | 0.081301 | 0.080487 | 0.079711 | 0.07902 | 0.078342 | 0.077737 | 0.077218 | 0.07674 | 0 | 0 | 0 | 0.011365 | 0.013946 | 0.016966 | 0.019705 | 0.022495 | 0.025965 | 0.028406 | 0.02896 | 0.026858 | 0.023175 | 0.017763 | 0.011757 | 0.0067925 | 0.0032413 | 0.0013729 | 0.00049718 | 0.00015469 | 3.3593e-05 | 5.5031e-06 | 6.5847e-07 | 0 | 0 | 0 | 0 | 0 | 0 | 0.011365 | 0.025311 | 0.042277 | 0.061982 | 0.084477 | 0.11044 | 0.13885 | 0.16781 | 0.19467 | 0.21784 | 0.23561 | 0.24736 | 0.25415 | 0.2574 | 0.25877 | 0.25927 | 0.25942 | 0.25945 | 0.25946 | 0.25946 | 0.25946 | 0.25946 | 0.25946 | 0.25946 | 0.25946 | 0.25946 | 0.0041261 | 0.0050269 | 0.00607 | 0.0069958 | 0.0079218 | 0.0090683 | 0.009836 | 0.0099387 | 0.0091314 | 0.0077985 | 0.0059172 | 0.0038766 | 0.0022169 | 0.0010472 | 0.00043925 | 0.00015757 | 4.8547e-05 | 1.0448e-05 | 1.697e-06 | 2.0134e-07 | 0 | 0 | 0 | 0 | 0 | 0 | 0.0041261 | 0.0091232 | 0.015126 | 0.022005 | 0.02975 | 0.038572 | 0.048078 | 0.057589 | 0.066184 | 0.073305 | 0.078486 | 0.081559 | 0.082949 | 0.083162 | 0.08279 | 0.082166 | 0.081414 | 0.080697 | 0.080011 | 0.079336 | 0.078732 | 0.078215 | 0.077737 | 0 | 0 | 0 | 0.011365 | 0.013946 | 0.016966 | 0.019705 | 0.022495 | 0.025965 | 0.028406 | 0.02896 | 0.026858 | 0.023175 | 0.017763 | 0.011757 | 0.0067925 | 0.0032413 | 0.0013729 | 0.00049718 | 0.00015469 | 3.3593e-05 | 5.5031e-06 | 6.5847e-07 | 0 | 0 | 0 | 0 | 0 | 0 | 0.011365 | 0.025311 | 0.042277 | 0.061982 | 0.084477 | 0.11044 | 0.13885 | 0.16781 | 0.19467 | 0.21784 | 0.23561 | 0.24736 | 0.25415 | 0.2574 | 0.25877 | 0.25927 | 0.25942 | 0.25945 | 0.25946 | 0.25946 | 0.25946 | 0.25946 | 0.25946 | 0.25946 | 0.25946 | 0.25946 | 0.004125 | 0.0050235 | 0.0060629 | 0.0069836 | 0.0079031 | 0.0090408 | 0.0097996 | 0.0098952 | 0.0090844 | 0.0077525 | 0.0058778 | 0.0038479 | 0.0021988 | 0.0010378 | 0.00043498 | 0.00015591 | 4.7995e-05 | 1.0321e-05 | 1.676e-06 | 1.9882e-07 | 0 | 0 | 0 | 0 | 0 | 0 | 0.004125 | 0.0091171 | 0.015108 | 0.021967 | 0.029679 | 0.038455 | 0.0479 | 0.057337 | 0.065844 | 0.072872 | 0.077962 | 0.080956 | 0.082272 | 0.082416 | 0.081984 | 0.081301 | 0.080487 | 0.079711 | 0.07902 | 0.078342 | 0.077737 | 0.077218 | 0.07674 | 0 | 0 | 0 | 0.011365 | 0.013946 | 0.016966 | 0.019705 | 0.022495 | 0.025965 | 0.028406 | 0.02896 | 0.026858 | 0.023175 | 0.017763 | 0.011757 | 0.0067925 | 0.0032413 | 0.0013729 | 0.00049718 | 0.00015469 | 3.3593e-05 | 5.5031e-06 | 6.5847e-07 | 0 | 0 | 0 | 0 | 0 | 0 | 0.011365 | 0.025311 | 0.042277 | 0.061982 | 0.084477 | 0.11044 | 0.13885 | 0.16781 | 0.19467 | 0.21784 | 0.23561 | 0.24736 | 0.25415 | 0.2574 | 0.25877 | 0.25927 | 0.25942 | 0.25945 | 0.25946 | 0.25946 | 0.25946 | 0.25946 | 0.25946 | 0.25946 | 0.25946 | 0.25946 | 204.9588 | 206.0502 | 207.1462 | 208.2598 | 209.3822 | 210.4847 | 211.5878 | 212.6905 | 213.7919 | 214.9703 | 216.0633 | 217.155 | 218.2396 | 219.3188 | 220.4112 | 221.4766 | 222.5964 | 223.6882 | 224.7561 | 225.8411 | 226.8403 | 227.76 | 228.6058 | 229.3832 | 230.0973 | 230.7531 | 154.4699 | 155.2924 | 156.1184 | 156.9577 | 157.8037 | 158.6346 | 159.4659 | 160.297 | 161.1271 | 162.0152 | 162.839 | 163.6617 | 164.4791 | 165.2925 | 166.1158 | 166.9187 | 167.7627 | 168.5856 | 169.3904 | 170.2081 | 170.9612 | 171.6543 | 172.2917 | 172.8776 | 173.4159 | 173.9101
WA_Industrial_Paper and Printing_Existing_Process_Natural Gas_Gas Boiler - Hot Water Reset_A | WA | Industrial | Paper and Printing | Existing | Process | Natural Gas | Gas Boiler - Hot Water Reset | A | IM410 | No control | Reset control installed | 16 | 101.4573 | 0 | 0 | 939.67 | 0 | 0 | 0 | 469.8338 |  | sqft | 20% | 45% | Retrofit | Retro5Med | 85.36% | TBD | 0.2% | 214.1953 |  | 161.4311 |  | 0.10232 | IL TRM - 4.4.4 - CI-HVC-BLRC-V04-210101 | IL TRM - 4.4.4 - CI-HVC-BLRC-V04-210101 | XCEL CO 2019-2020 DSM Plan | No control | No control | No control | No control | No control | No control | No control | No control | No control | No control | No control | No control | No control | No control | No control | No control | No control | No control | No control | No control | No control | No control | No control | No control | No control | No control | No control | No control | No control | No control | No control | Reset control installed | Reset control installed | Reset control installed | Reset control installed | Reset control installed | Reset control installed | Reset control installed | Reset control installed | Reset control installed | Reset control installed | Reset control installed | Reset control installed | Reset control installed | Reset control installed | Reset control installed | Reset control installed | Reset control installed | Reset control installed | Reset control installed | Reset control installed | Reset control installed | Reset control installed | Reset control installed | Reset control installed | Reset control installed | Reset control installed | Reset control installed | Reset control installed | Reset control installed | Reset control installed | Reset control installed | 939.67 | 939.67 | 939.67 | 939.67 | 939.67 | 939.67 | 939.67 | 939.67 | 939.67 | 939.67 | 939.67 | 939.67 | 939.67 | 939.67 | 939.67 | 939.67 | 939.67 | 939.67 | 939.67 | 939.67 | 939.67 | 939.67 | 939.67 | 939.67 | 939.67 | 939.67 | 939.67 | 939.67 | 939.67 | 939.67 | 939.67 | 0 | 0 | 0 | 0 | 0 | 101.3641 | 101.278 | 101.196 | 101.1178 | 101.0409 | 100.9655 | 100.9061 | 100.8566 | 100.8064 | 100.7746 | 100.7389 | 100.7141 | 100.6889 | 100.6632 | 100.6475 | 100.6291 | 100.6169 | 100.6049 | 100.5933 | 100.5819 | 100.5794 | 100.577 | 100.5749 | 101.4573 | 101.4573 | 101.4573 | 0.054079 | 0.066308 | 0.080598 | 0.093539 | 0.1067 | 0.12307 | 0.13456 | 0.13712 | 0.1271 | 0.10964 | 0.084003 | 0.055588 | 0.032107 | 0.015317 | 0.0064869 | 0.0023487 | 0.00073068 | 0.00015866 | 2.5987e-05 | 3.1092e-06 | 0 | 0 | 0 | 0 | 0 | 0 | 0.054079 | 0.12034 | 0.20084 | 0.29423 | 0.4007 | 0.52347 | 0.65773 | 0.79452 | 0.92123 | 1.0306 | 1.1142 | 1.1695 | 1.2013 | 1.2164 | 1.2226 | 1.2248 | 1.2254 | 1.2254 | 1.2253 | 1.2251 | 1.2251 | 1.2251 | 1.225 | 0 | 0 | 0 | 0.53352 | 0.65471 | 0.79645 | 0.92505 | 1.056 | 1.2189 | 1.3335 | 1.3595 | 1.2608 | 1.0879 | 0.83387 | 0.55194 | 0.31887 | 0.15216 | 0.064452 | 0.02334 | 0.0072621 | 0.001577 | 0.00025834 | 3.0912e-05 | 0 | 0 | 0 | 0 | 0 | 0 | 0.53352 | 1.1882 | 1.9847 | 2.9097 | 3.9657 | 5.1847 | 6.5182 | 7.8777 | 9.1386 | 10.2265 | 11.0604 | 11.6123 | 11.9312 | 12.0834 | 12.1478 | 12.1712 | 12.1784 | 12.18 | 12.1803 | 12.1803 | 12.1803 | 12.1803 | 12.1803 | 12.1803 | 12.1803 | 12.1803 | 0.045974 | 0.056377 | 0.068535 | 0.079549 | 0.090751 | 0.10469 | 0.11447 | 0.11665 | 0.10814 | 0.093286 | 0.071479 | 0.047302 | 0.027322 | 0.013035 | 0.0055205 | 0.0019989 | 0.00062186 | 0.00013503 | 2.2117e-05 | 2.6462e-06 | 0 | 0 | 0 | 0 | 0 | 0 | 0.045974 | 0.10232 | 0.17078 | 0.25022 | 0.34081 | 0.44528 | 0.55952 | 0.67595 | 0.7838 | 0.87688 | 0.94809 | 0.9952 | 1.0223 | 1.0351 | 1.0405 | 1.0423 | 1.0429 | 1.0429 | 1.0428 | 1.0427 | 1.0427 | 1.0427 | 1.0426 | 0 | 0 | 0 | 0.45349 | 0.55651 | 0.67698 | 0.7863 | 0.89761 | 1.0361 | 1.1335 | 1.1556 | 1.0717 | 0.92475 | 0.70879 | 0.46915 | 0.27104 | 0.12934 | 0.054784 | 0.019839 | 0.0061727 | 0.0013405 | 0.00021959 | 2.6275e-05 | 0 | 0 | 0 | 0 | 0 | 0 | 0.45349 | 1.01 | 1.687 | 2.4733 | 3.3709 | 4.407 | 5.5405 | 6.6961 | 7.7678 | 8.6925 | 9.4013 | 9.8705 | 10.1415 | 10.2709 | 10.3256 | 10.3455 | 10.3517 | 10.353 | 10.3532 | 10.3532 | 10.3532 | 10.3532 | 10.3532 | 10.3532 | 10.3532 | 10.3532 | 0.045974 | 0.056377 | 0.068535 | 0.079549 | 0.090751 | 0.10469 | 0.11447 | 0.11665 | 0.10814 | 0.093286 | 0.071479 | 0.047302 | 0.027322 | 0.013035 | 0.0055205 | 0.0019989 | 0.00062186 | 0.00013503 | 2.2117e-05 | 2.6462e-06 | 0 | 0 | 0 | 0 | 0 | 0 | 0.045974 | 0.10232 | 0.17078 | 0.25022 | 0.34081 | 0.44528 | 0.55952 | 0.67595 | 0.7838 | 0.87688 | 0.94809 | 0.9952 | 1.0223 | 1.0351 | 1.0405 | 1.0423 | 1.0429 | 1.0429 | 1.0428 | 1.0427 | 1.0427 | 1.0427 | 1.0426 | 0 | 0 | 0 | 0.45349 | 0.55651 | 0.67698 | 0.7863 | 0.89761 | 1.0361 | 1.1335 | 1.1556 | 1.0717 | 0.92475 | 0.70879 | 0.46915 | 0.27104 | 0.12934 | 0.054784 | 0.019839 | 0.0061727 | 0.0013405 | 0.00021959 | 2.6275e-05 | 0 | 0 | 0 | 0 | 0 | 0 | 0.45349 | 1.01 | 1.687 | 2.4733 | 3.3709 | 4.407 | 5.5405 | 6.6961 | 7.7678 | 8.6925 | 9.4013 | 9.8705 | 10.1415 | 10.2709 | 10.3256 | 10.3455 | 10.3517 | 10.353 | 10.3532 | 10.3532 | 10.3532 | 10.3532 | 10.3532 | 10.3532 | 10.3532 | 10.3532 | 0.045974 | 0.056377 | 0.068535 | 0.079549 | 0.090751 | 0.10469 | 0.11447 | 0.11665 | 0.10814 | 0.093286 | 0.071479 | 0.047302 | 0.027322 | 0.013035 | 0.0055205 | 0.0019989 | 0.00062186 | 0.00013503 | 2.2117e-05 | 2.6462e-06 | 0 | 0 | 0 | 0 | 0 | 0 | 0.045974 | 0.10232 | 0.17078 | 0.25022 | 0.34081 | 0.44528 | 0.55952 | 0.67595 | 0.7838 | 0.87688 | 0.94809 | 0.9952 | 1.0223 | 1.0351 | 1.0405 | 1.0423 | 1.0429 | 1.0429 | 1.0428 | 1.0427 | 1.0427 | 1.0427 | 1.0426 | 0 | 0 | 0 | 0.45349 | 0.55651 | 0.67698 | 0.7863 | 0.89761 | 1.0361 | 1.1335 | 1.1556 | 1.0717 | 0.92475 | 0.70879 | 0.46915 | 0.27104 | 0.12934 | 0.054784 | 0.019839 | 0.0061727 | 0.0013405 | 0.00021959 | 2.6275e-05 | 0 | 0 | 0 | 0 | 0 | 0 | 0.45349 | 1.01 | 1.687 | 2.4733 | 3.3709 | 4.407 | 5.5405 | 6.6961 | 7.7678 | 8.6925 | 9.4013 | 9.8705 | 10.1415 | 10.2709 | 10.3256 | 10.3455 | 10.3517 | 10.353 | 10.3532 | 10.3532 | 10.3532 | 10.3532 | 10.3532 | 10.3532 | 10.3532 | 10.3532 | 204.9588 | 206.0502 | 207.1462 | 208.2598 | 209.3822 | 210.4847 | 211.5878 | 212.6905 | 213.7919 | 214.9703 | 216.0633 | 217.155 | 218.2396 | 219.3188 | 220.4112 | 221.4766 | 222.5964 | 223.6882 | 224.7561 | 225.8411 | 226.8403 | 227.76 | 228.6058 | 229.3832 | 230.0973 | 230.7531 | 154.4699 | 155.2924 | 156.1184 | 156.9577 | 157.8037 | 158.6346 | 159.4659 | 160.297 | 161.1271 | 162.0152 | 162.839 | 163.6617 | 164.4791 | 165.2925 | 166.1158 | 166.9187 | 167.7627 | 168.5856 | 169.3904 | 170.2081 | 170.9612 | 171.6543 | 172.2917 | 172.8776 | 173.4159 | 173.9101
WA_Industrial_Paper and Printing_Existing_Space Heating_Natural Gas_Steam Trap Maintenance_A | WA | Industrial | Paper and Printing | Existing | Space Heating | Natural Gas | Steam Trap Maintenance | A | IM411 | Degrade performance | Cleaning and maintenance | 6 | 130.5838 | 0 | 0 | 111.27 | 0 | 0 | 0 | 55.6375 |  | employee | 73% | 85% | Retrofit | RetroEven20 | 76.5% | TBD | 0.2% | 117.9575 |  | 93.8487 |  | 0.0016139 | IL TRM - 4.4.16 - CI-HVC-STRE-V07-210101 | IL TRM - 4.4.16 - CI-HVC-STRE-V07-210101 | IL TRM - 4.4.16 - CI-HVC-STRE-V07-210101 | Degrade performance | Degrade performance | Degrade performance | Degrade performance | Degrade performance | Degrade performance | Degrade performance | Degrade performance | Degrade performance | Degrade performance | Degrade performance | Degrade performance | Degrade performance | Degrade performance | Degrade performance | Degrade performance | Degrade performance | Degrade performance | Degrade performance | Degrade performance | Degrade performance | Degrade performance | Degrade performance | Degrade performance | Degrade performance | Degrade performance | Degrade performance | Degrade performance | Degrade performance | Degrade performance | Degrade performance | Cleaning and maintenance | Cleaning and maintenance | Cleaning and maintenance | Cleaning and maintenance | Cleaning and maintenance | Cleaning and maintenance | Cleaning and maintenance | Cleaning and maintenance | Cleaning and maintenance | Cleaning and maintenance | Cleaning and maintenance | Cleaning and maintenance | Cleaning and maintenance | Cleaning and maintenance | Cleaning and maintenance | Cleaning and maintenance | Cleaning and maintenance | Cleaning and maintenance | Cleaning and maintenance | Cleaning and maintenance | Cleaning and maintenance | Cleaning and maintenance | Cleaning and maintenance | Cleaning and maintenance | Cleaning and maintenance | Cleaning and maintenance | Cleaning and maintenance | Cleaning and maintenance | Cleaning and maintenance | Cleaning and maintenance | Cleaning and maintenance | 111.27 | 111.27 | 111.27 | 111.27 | 111.27 | 111.27 | 111.27 | 111.27 | 111.27 | 111.27 | 111.27 | 111.27 | 111.27 | 111.27 | 111.27 | 111.27 | 111.27 | 111.27 | 111.27 | 111.27 | 111.27 | 111.27 | 111.27 | 111.27 | 111.27 | 111.27 | 111.27 | 111.27 | 111.27 | 111.27 | 111.27 | 0 | 0 | 0 | 0 | 0 | 128.0664 | 126.9293 | 125.6971 | 124.4159 | 123.0903 | 121.738 | 120.3747 | 118.9947 | 117.5502 | 116.0307 | 114.5489 | 113.0926 | 111.7468 | 110.4422 | 109.2333 | 108.0764 | 106.8896 | 105.8013 | 104.7657 | 103.7415 | 102.8063 | 101.9953 | 101.2246 | 110.8257 | 110.3705 | 109.955 | 0.0009557 | 0.00094669 | 0.00093197 | 0.00092297 | 0.00091389 | 0.00089237 | 0.00087997 | 0.00086812 | 0.00084396 | 0.00083623 | 0.00081768 | 0.00080739 | 0.00079376 | 0.0007775 | 0.0007699 | 0.0007586 | 0.00074735 | 0.00073704 | 0.00072735 | 0.00071797 | 0 | 0 | 0 | 0 | 0 | 0 | 0.0009557 | 0.0018939 | 0.0028075 | 0.0037018 | 0.0045763 | 0.0054184 | 0.0062377 | 0.0070343 | 0.0077929 | 0.0085284 | 0.0092371 | 0.0099271 | 0.010603 | 0.011256 | 0.011903 | 0.012536 | 0.013145 | 0.013749 | 0.014341 | 0.014919 | 0.014785 | 0.014668 | 0.014557 | 0 | 0 | 0 | 0.0074625 | 0.0074584 | 0.0074144 | 0.0074184 | 0.0074246 | 0.0073303 | 0.0073103 | 0.0072954 | 0.0071796 | 0.007207 | 0.0071382 | 0.0071392 | 0.0071032 | 0.0070399 | 0.0070482 | 0.0070191 | 0.0069918 | 0.0069663 | 0.0069426 | 0.0069207 | 0 | 0 | 0 | 0 | 0 | 0 | 0.0074625 | 0.014921 | 0.022335 | 0.029754 | 0.037178 | 0.044509 | 0.051819 | 0.059114 | 0.066294 | 0.073501 | 0.080639 | 0.087778 | 0.094882 | 0.10192 | 0.10897 | 0.11599 | 0.12298 | 0.12995 | 0.13689 | 0.14381 | 0.14381 | 0.14381 | 0.14381 | 0.14381 | 0.14381 | 0.14381 | 0.00081337 | 0.00080675 | 0.00079569 | 0.00078954 | 0.00078335 | 0.0007665 | 0.00075736 | 0.00074861 | 0.00072931 | 0.00072406 | 0.00070942 | 0.00070175 | 0.00069061 | 0.00067702 | 0.00067071 | 0.00066111 | 0.00065157 | 0.00064286 | 0.00063511 | 0.00062769 | 0 | 0 | 0 | 0 | 0 | 0 | 0.00081337 | 0.0016139 | 0.0023969 | 0.0031667 | 0.0039226 | 0.0046541 | 0.0053686 | 0.006066 | 0.0067343 | 0.0073844 | 0.0080141 | 0.0086282 | 0.0092248 | 0.0098017 | 0.01037 | 0.010925 | 0.011461 | 0.011992 | 0.012523 | 0.013043 | 0.012942 | 0.012856 | 0.012776 | 0 | 0 | 0 | 0.0063431 | 0.0063397 | 0.0063023 | 0.0063057 | 0.0063109 | 0.0062307 | 0.0062137 | 0.0062011 | 0.0061026 | 0.0061259 | 0.0060675 | 0.0060683 | 0.0060378 | 0.0059839 | 0.005991 | 0.0059662 | 0.005943 | 0.0059214 | 0.0059012 | 0.0058826 | 0 | 0 | 0 | 0 | 0 | 0 | 0.0063431 | 0.012683 | 0.018985 | 0.025291 | 0.031602 | 0.037832 | 0.044046 | 0.050247 | 0.05635 | 0.062476 | 0.068543 | 0.074612 | 0.080649 | 0.086633 | 0.092624 | 0.09859 | 0.10453 | 0.11045 | 0.11636 | 0.12224 | 0.12224 | 0.12224 | 0.12224 | 0.12224 | 0.12224 | 0.12224 | 0.00081359 | 0.00080729 | 0.00079662 | 0.00079092 | 0.0007852 | 0.00076883 | 0.00076018 | 0.00075191 | 0.00073308 | 0.00072836 | 0.00071418 | 0.00070697 | 0.00069629 | 0.00068315 | 0.0006773 | 0.00066814 | 0.00065906 | 0.00065081 | 0.00064307 | 0.00063565 | 0 | 0 | 0 | 0 | 0 | 0 | 0.00081359 | 0.001615 | 0.0023997 | 0.0031722 | 0.0039319 | 0.0046682 | 0.0053885 | 0.0060927 | 0.0067691 | 0.0074282 | 0.0080679 | 0.0086924 | 0.0093007 | 0.0098904 | 0.010471 | 0.011041 | 0.011592 | 0.01214 | 0.01268 | 0.013209 | 0.013108 | 0.013022 | 0.012942 | 0 | 0 | 0 | 0.0063431 | 0.0063397 | 0.0063023 | 0.0063057 | 0.0063109 | 0.0062307 | 0.0062137 | 0.0062011 | 0.0061026 | 0.0061259 | 0.0060675 | 0.0060683 | 0.0060378 | 0.0059839 | 0.005991 | 0.0059662 | 0.005943 | 0.0059214 | 0.0059012 | 0.0058826 | 0 | 0 | 0 | 0 | 0 | 0 | 0.0063431 | 0.012683 | 0.018985 | 0.025291 | 0.031602 | 0.037832 | 0.044046 | 0.050247 | 0.05635 | 0.062476 | 0.068543 | 0.074612 | 0.080649 | 0.086633 | 0.092624 | 0.09859 | 0.10453 | 0.11045 | 0.11636 | 0.12224 | 0.12224 | 0.12224 | 0.12224 | 0.12224 | 0.12224 | 0.12224 | 0.00081337 | 0.00080675 | 0.00079569 | 0.00078954 | 0.00078335 | 0.0007665 | 0.00075736 | 0.00074861 | 0.00072931 | 0.00072406 | 0.00070942 | 0.00070175 | 0.00069061 | 0.00067702 | 0.00067071 | 0.00066111 | 0.00065157 | 0.00064286 | 0.00063511 | 0.00062769 | 0 | 0 | 0 | 0 | 0 | 0 | 0.00081337 | 0.0016139 | 0.0023969 | 0.0031667 | 0.0039226 | 0.0046541 | 0.0053686 | 0.006066 | 0.0067343 | 0.0073844 | 0.0080141 | 0.0086282 | 0.0092248 | 0.0098017 | 0.01037 | 0.010925 | 0.011461 | 0.011992 | 0.012523 | 0.013043 | 0.012942 | 0.012856 | 0.012776 | 0 | 0 | 0 | 0.0063431 | 0.0063397 | 0.0063023 | 0.0063057 | 0.0063109 | 0.0062307 | 0.0062137 | 0.0062011 | 0.0061026 | 0.0061259 | 0.0060675 | 0.0060683 | 0.0060378 | 0.0059839 | 0.005991 | 0.0059662 | 0.005943 | 0.0059214 | 0.0059012 | 0.0058826 | 0 | 0 | 0 | 0 | 0 | 0 | 0.0063431 | 0.012683 | 0.018985 | 0.025291 | 0.031602 | 0.037832 | 0.044046 | 0.050247 | 0.05635 | 0.062476 | 0.068543 | 0.074612 | 0.080649 | 0.086633 | 0.092624 | 0.09859 | 0.10453 | 0.11045 | 0.11636 | 0.12224 | 0.12224 | 0.12224 | 0.12224 | 0.12224 | 0.12224 | 0.12224 | 113.7826 | 114.2794 | 114.7773 | 115.2823 | 115.7903 | 116.2884 | 116.7857 | 117.2819 | 117.7766 | 118.3047 | 118.7937 | 119.2812 | 119.7645 | 120.2446 | 120.7296 | 121.2018 | 121.6971 | 122.1792 | 122.6497 | 123.127 | 123.5657 | 123.9689 | 124.3391 | 124.6789 | 124.9906 | 125.2765 | 90.5271 | 90.9224 | 91.3186 | 91.7203 | 92.1245 | 92.5207 | 92.9164 | 93.3112 | 93.7048 | 94.125 | 94.514 | 94.9019 | 95.2864 | 95.6684 | 96.0543 | 96.4299 | 96.824 | 97.2076 | 97.5819 | 97.9617 | 98.3107 | 98.6315 | 98.926 | 99.1964 | 99.4444 | 99.6719
WA_Industrial_Paper and Printing_Existing_Process_Natural Gas_Steam Trap Maintenance_A | WA | Industrial | Paper and Printing | Existing | Process | Natural Gas | Steam Trap Maintenance | A | IM412 | Degrade performance | Cleaning and maintenance | 6 | 71.6855 | 0 | 0 | 111.27 | 0 | 0 | 0 | 55.6375 |  | sqft | 73% | 85% | Retrofit | RetroEven20 | 76.5% | TBD | 0.2% | 117.9575 |  | 93.8487 |  | 0.036229 | IL TRM - 4.4.16 - CI-HVC-STRE-V07-210101 | IL TRM - 4.4.16 - CI-HVC-STRE-V07-210101 | IL TRM - 4.4.16 - CI-HVC-STRE-V07-210101 | Degrade performance | Degrade performance | Degrade performance | Degrade performance | Degrade performance | Degrade performance | Degrade performance | Degrade performance | Degrade performance | Degrade performance | Degrade performance | Degrade performance | Degrade performance | Degrade performance | Degrade performance | Degrade performance | Degrade performance | Degrade performance | Degrade performance | Degrade performance | Degrade performance | Degrade performance | Degrade performance | Degrade performance | Degrade performance | Degrade performance | Degrade performance | Degrade performance | Degrade performance | Degrade performance | Degrade performance | Cleaning and maintenance | Cleaning and maintenance | Cleaning and maintenance | Cleaning and maintenance | Cleaning and maintenance | Cleaning and maintenance | Cleaning and maintenance | Cleaning and maintenance | Cleaning and maintenance | Cleaning and maintenance | Cleaning and maintenance | Cleaning and maintenance | Cleaning and maintenance | Cleaning and maintenance | Cleaning and maintenance | Cleaning and maintenance | Cleaning and maintenance | Cleaning and maintenance | Cleaning and maintenance | Cleaning and maintenance | Cleaning and maintenance | Cleaning and maintenance | Cleaning and maintenance | Cleaning and maintenance | Cleaning and maintenance | Cleaning and maintenance | Cleaning and maintenance | Cleaning and maintenance | Cleaning and maintenance | Cleaning and maintenance | Cleaning and maintenance | 111.27 | 111.27 | 111.27 | 111.27 | 111.27 | 111.27 | 111.27 | 111.27 | 111.27 | 111.27 | 111.27 | 111.27 | 111.27 | 111.27 | 111.27 | 111.27 | 111.27 | 111.27 | 111.27 | 111.27 | 111.27 | 111.27 | 111.27 | 111.27 | 111.27 | 111.27 | 111.27 | 111.27 | 111.27 | 111.27 | 111.27 | 0 | 0 | 0 | 0 | 0 | 71.6255 | 71.5704 | 71.5184 | 71.4689 | 71.4203 | 71.3732 | 71.3371 | 71.308 | 71.279 | 71.2622 | 71.2433 | 71.2316 | 71.2199 | 71.2082 | 71.2028 | 71.1959 | 71.1934 | 71.1912 | 71.1891 | 71.1872 | 71.1857 | 71.1844 | 71.1832 | 71.6855 | 71.6855 | 71.6855 | 0.021328 | 0.0213 | 0.021159 | 0.021156 | 0.021159 | 0.020877 | 0.020809 | 0.020758 | 0.02042 | 0.020494 | 0.020293 | 0.020292 | 0.020187 | 0.020003 | 0.020025 | 0.019941 | 0.019862 | 0.019789 | 0.019722 | 0.019659 | 0 | 0 | 0 | 0 | 0 | 0 | 0.021328 | 0.042612 | 0.06374 | 0.084852 | 0.10595 | 0.12676 | 0.14751 | 0.1682 | 0.18856 | 0.209 | 0.22924 | 0.2495 | 0.26964 | 0.2896 | 0.3096 | 0.32952 | 0.34937 | 0.36914 | 0.38886 | 0.4085 | 0.4085 | 0.40849 | 0.40848 | 0 | 0 | 0 | 0.29778 | 0.29761 | 0.29586 | 0.29602 | 0.29626 | 0.2925 | 0.2917 | 0.29111 | 0.28649 | 0.28758 | 0.28484 | 0.28487 | 0.28344 | 0.28091 | 0.28124 | 0.28008 | 0.27899 | 0.27798 | 0.27703 | 0.27616 | 0 | 0 | 0 | 0 | 0 | 0 | 0.29778 | 0.59539 | 0.89125 | 1.1873 | 1.4835 | 1.776 | 2.0677 | 2.3588 | 2.6453 | 2.9329 | 3.2177 | 3.5026 | 3.786 | 4.067 | 4.3482 | 4.6283 | 4.9073 | 5.1853 | 5.4623 | 5.7384 | 5.7384 | 5.7384 | 5.7384 | 5.7384 | 5.7384 | 5.7384 | 0.018131 | 0.01811 | 0.017992 | 0.017991 | 0.017995 | 0.017757 | 0.017701 | 0.017659 | 0.017372 | 0.017435 | 0.017265 | 0.017265 | 0.017175 | 0.01702 | 0.017039 | 0.016967 | 0.016901 | 0.016838 | 0.016781 | 0.016728 | 0 | 0 | 0 | 0 | 0 | 0 | 0.018131 | 0.036229 | 0.054198 | 0.072157 | 0.090111 | 0.10782 | 0.12547 | 0.14309 | 0.16041 | 0.17781 | 0.19504 | 0.21227 | 0.22942 | 0.24641 | 0.26343 | 0.28038 | 0.29727 | 0.3141 | 0.33087 | 0.34759 | 0.34759 | 0.34758 | 0.34758 | 0 | 0 | 0 | 0.25311 | 0.25297 | 0.25148 | 0.25161 | 0.25182 | 0.24862 | 0.24795 | 0.24744 | 0.24351 | 0.24444 | 0.24211 | 0.24214 | 0.24092 | 0.23878 | 0.23906 | 0.23807 | 0.23714 | 0.23628 | 0.23548 | 0.23473 | 0 | 0 | 0 | 0 | 0 | 0 | 0.25311 | 0.50608 | 0.75756 | 1.0092 | 1.261 | 1.5096 | 1.7576 | 2.005 | 2.2485 | 2.493 | 2.7351 | 2.9772 | 3.2181 | 3.4569 | 3.696 | 3.934 | 4.1712 | 4.4075 | 4.6429 | 4.8777 | 4.8777 | 4.8777 | 4.8777 | 4.8777 | 4.8777 | 4.8777 | 0.018131 | 0.01811 | 0.017992 | 0.017991 | 0.017995 | 0.017757 | 0.017701 | 0.017659 | 0.017372 | 0.017435 | 0.017265 | 0.017265 | 0.017175 | 0.01702 | 0.017039 | 0.016967 | 0.016901 | 0.016838 | 0.016781 | 0.016728 | 0 | 0 | 0 | 0 | 0 | 0 | 0.018131 | 0.036229 | 0.054198 | 0.072157 | 0.090111 | 0.10782 | 0.12547 | 0.14309 | 0.16041 | 0.17781 | 0.19504 | 0.21227 | 0.22942 | 0.24641 | 0.26343 | 0.28038 | 0.29727 | 0.3141 | 0.33087 | 0.34759 | 0.34759 | 0.34758 | 0.34758 | 0 | 0 | 0 | 0.25311 | 0.25297 | 0.25148 | 0.25161 | 0.25182 | 0.24862 | 0.24795 | 0.24744 | 0.24351 | 0.24444 | 0.24211 | 0.24214 | 0.24092 | 0.23878 | 0.23906 | 0.23807 | 0.23714 | 0.23628 | 0.23548 | 0.23473 | 0 | 0 | 0 | 0 | 0 | 0 | 0.25311 | 0.50608 | 0.75756 | 1.0092 | 1.261 | 1.5096 | 1.7576 | 2.005 | 2.2485 | 2.493 | 2.7351 | 2.9772 | 3.2181 | 3.4569 | 3.696 | 3.934 | 4.1712 | 4.4075 | 4.6429 | 4.8777 | 4.8777 | 4.8777 | 4.8777 | 4.8777 | 4.8777 | 4.8777 | 0.018131 | 0.01811 | 0.017992 | 0.017991 | 0.017995 | 0.017757 | 0.017701 | 0.017659 | 0.017372 | 0.017435 | 0.017265 | 0.017265 | 0.017175 | 0.01702 | 0.017039 | 0.016967 | 0.016901 | 0.016838 | 0.016781 | 0.016728 | 0 | 0 | 0 | 0 | 0 | 0 | 0.018131 | 0.036229 | 0.054198 | 0.072157 | 0.090111 | 0.10782 | 0.12547 | 0.14309 | 0.16041 | 0.17781 | 0.19504 | 0.21227 | 0.22942 | 0.24641 | 0.26343 | 0.28038 | 0.29727 | 0.3141 | 0.33087 | 0.34759 | 0.34759 | 0.34758 | 0.34758 | 0 | 0 | 0 | 0.25311 | 0.25297 | 0.25148 | 0.25161 | 0.25182 | 0.24862 | 0.24795 | 0.24744 | 0.24351 | 0.24444 | 0.24211 | 0.24214 | 0.24092 | 0.23878 | 0.23906 | 0.23807 | 0.23714 | 0.23628 | 0.23548 | 0.23473 | 0 | 0 | 0 | 0 | 0 | 0 | 0.25311 | 0.50608 | 0.75756 | 1.0092 | 1.261 | 1.5096 | 1.7576 | 2.005 | 2.2485 | 2.493 | 2.7351 | 2.9772 | 3.2181 | 3.4569 | 3.696 | 3.934 | 4.1712 | 4.4075 | 4.6429 | 4.8777 | 4.8777 | 4.8777 | 4.8777 | 4.8777 | 4.8777 | 4.8777 | 113.7826 | 114.2794 | 114.7773 | 115.2823 | 115.7903 | 116.2884 | 116.7857 | 117.2819 | 117.7766 | 118.3047 | 118.7937 | 119.2812 | 119.7645 | 120.2446 | 120.7296 | 121.2018 | 121.6971 | 122.1792 | 122.6497 | 123.127 | 123.5657 | 123.9689 | 124.3391 | 124.6789 | 124.9906 | 125.2765 | 90.5271 | 90.9224 | 91.3186 | 91.7203 | 92.1245 | 92.5207 | 92.9164 | 93.3112 | 93.7048 | 94.125 | 94.514 | 94.9019 | 95.2864 | 95.6684 | 96.0543 | 96.4299 | 96.824 | 97.2076 | 97.5819 | 97.9617 | 98.3107 | 98.6315 | 98.926 | 99.1964 | 99.4444 | 99.6719
WA_Industrial_Paper and Printing_Existing_Space Heating_Natural Gas_Gas Boiler - High Turndown_A | WA | Industrial | Paper and Printing | Existing | Space Heating | Natural Gas | Gas Boiler - High Turndown | A | IM413 | No control | Turndown control installed | 15 | 138.6126 | 0 | 0 | 1591.86 | 0 | 0 | 0 | 795.9298 |  | employee | 35% | 50% | Retrofit | Retro12Med | 84.73% | TBD | 0.2% | 815.2408 |  | 619.8415 |  | 0.0046211 | MN TRM 3.1 - Boiler Modifications, Space Heating Only v4.0 | MN TRM 3.1 - Boiler Modifications, Space Heating Only v4.0 | MN TRM 3.1 - Boiler Modifications, Space Heating Only v4.0 | No control | No control | No control | No control | No control | No control | No control | No control | No control | No control | No control | No control | No control | No control | No control | No control | No control | No control | No control | No control | No control | No control | No control | No control | No control | No control | No control | No control | No control | No control | No control | Turndown control installed | Turndown control installed | Turndown control installed | Turndown control installed | Turndown control installed | Turndown control installed | Turndown control installed | Turndown control installed | Turndown control installed | Turndown control installed | Turndown control installed | Turndown control installed | Turndown control installed | Turndown control installed | Turndown control installed | Turndown control installed | Turndown control installed | Turndown control installed | Turndown control installed | Turndown control installed | Turndown control installed | Turndown control installed | Turndown control installed | Turndown control installed | Turndown control installed | Turndown control installed | Turndown control installed | Turndown control installed | Turndown control installed | Turndown control installed | Turndown control installed | 1591.86 | 1591.86 | 1591.86 | 1591.86 | 1591.86 | 1591.86 | 1591.86 | 1591.86 | 1591.86 | 1591.86 | 1591.86 | 1591.86 | 1591.86 | 1591.86 | 1591.86 | 1591.86 | 1591.86 | 1591.86 | 1591.86 | 1591.86 | 1591.86 | 1591.86 | 1591.86 | 1591.86 | 1591.86 | 1591.86 | 1591.86 | 1591.86 | 1591.86 | 1591.86 | 1591.86 | 0 | 0 | 0 | 0 | 0 | 135.0983 | 132.5925 | 129.3924 | 125.5178 | 121.0068 | 115.8976 | 110.6471 | 105.42 | 100.116 | 95.605 | 91.3102 | 87.8375 | 84.7995 | 82.1063 | 80.179 | 78.4056 | 76.8473 | 75.525 | 74.4524 | 73.4405 | 72.6827 | 72.022 | 71.3989 | 117.6397 | 117.1565 | 116.7155 | 0.0027567 | 0.0027041 | 0.0026233 | 0.0025461 | 0.0024566 | 0.0020907 | 0.0015924 | 0.0012113 | 0.00090567 | 0.00069453 | 0.00052561 | 0.00040454 | 0.00031087 | 0.00023865 | 0.00018666 | 0.00014542 | 9.6839e-07 | 3.3866e-07 | 1.1343e-07 | 3.6369e-08 | 3.0506e-08 | 3.0148e-08 | 2.9815e-08 | 4.9017e-08 | 4.8721e-08 | 4.8455e-08 | 0.0027567 | 0.0054097 | 0.0079024 | 0.010212 | 0.012301 | 0.013873 | 0.014837 | 0.015347 | 0.015481 | 0.015478 | 0.015308 | 0.01513 | 0.014918 | 0.014683 | 0.014525 | 0.014349 | 0.014065 | 0.013823 | 0.013627 | 0.013442 | 0.013303 | 0.013182 | 0.013068 | 0 | 0 | 0 | 0.020405 | 0.020394 | 0.020274 | 0.020285 | 0.020301 | 0.018039 | 0.014392 | 0.01149 | 0.0090462 | 0.0072646 | 0.0057563 | 0.0046056 | 0.0036659 | 0.0029066 | 0.002328 | 0.0018547 | 1.2601e-05 | 4.4841e-06 | 1.5235e-06 | 4.9522e-07 | 4.1971e-07 | 4.1859e-07 | 4.1758e-07 | 4.1667e-07 | 4.1586e-07 | 4.1515e-07 | 0.020405 | 0.040799 | 0.061073 | 0.081358 | 0.10166 | 0.1197 | 0.13409 | 0.14558 | 0.15463 | 0.16189 | 0.16765 | 0.17225 | 0.17592 | 0.17883 | 0.18115 | 0.18301 | 0.18302 | 0.18303 | 0.18303 | 0.18303 | 0.18303 | 0.18303 | 0.18303 | 0.18303 | 0.18303 | 0.18303 | 0.0023484 | 0.0023099 | 0.0022501 | 0.0021949 | 0.0021307 | 0.0018264 | 0.0014019 | 0.001075 | 0.00081088 | 0.00062663 | 0.00047793 | 0.00037019 | 0.00028593 | 0.00022048 | 0.00017291 | 0.00013503 | 9.0095e-07 | 3.156e-07 | 1.059e-07 | 3.4019e-08 | 2.8578e-08 | 2.8284e-08 | 2.8016e-08 | 4.1664e-08 | 4.1413e-08 | 4.1187e-08 | 0.0023484 | 0.0046211 | 0.0067782 | 0.0088035 | 0.010669 | 0.012119 | 0.013062 | 0.01362 | 0.01386 | 0.013964 | 0.013919 | 0.013846 | 0.013721 | 0.013565 | 0.013455 | 0.013324 | 0.013085 | 0.012882 | 0.012722 | 0.012573 | 0.012462 | 0.012367 | 0.01228 | 0 | 0 | 0 | 0.017344 | 0.017335 | 0.017233 | 0.017242 | 0.017256 | 0.015333 | 0.012233 | 0.0097667 | 0.0076893 | 0.0061749 | 0.0048928 | 0.0039148 | 0.0031161 | 0.0024706 | 0.0019788 | 0.0015765 | 1.0711e-05 | 3.8115e-06 | 1.295e-06 | 4.2094e-07 | 3.5676e-07 | 3.558e-07 | 3.5494e-07 | 3.5417e-07 | 3.5348e-07 | 3.5288e-07 | 0.017344 | 0.034679 | 0.051912 | 0.069154 | 0.08641 | 0.10174 | 0.11398 | 0.12374 | 0.13143 | 0.13761 | 0.1425 | 0.14642 | 0.14953 | 0.152 | 0.15398 | 0.15556 | 0.15557 | 0.15557 | 0.15557 | 0.15557 | 0.15557 | 0.15557 | 0.15557 | 0.15558 | 0.15558 | 0.15558 | 0.0023496 | 0.0023127 | 0.0022544 | 0.002201 | 0.0021384 | 0.0018348 | 0.0014096 | 0.0010819 | 0.00081693 | 0.00063194 | 0.00048247 | 0.00037408 | 0.00028923 | 0.00022326 | 0.00017526 | 0.00013702 | 9.1521e-07 | 3.2095e-07 | 1.0774e-07 | 3.4623e-08 | 2.9089e-08 | 2.8793e-08 | 2.8522e-08 | 4.1664e-08 | 4.1413e-08 | 4.1187e-08 | 0.0023496 | 0.0046266 | 0.0067913 | 0.0088278 | 0.010708 | 0.012174 | 0.013133 | 0.013708 | 0.013964 | 0.014083 | 0.014052 | 0.013991 | 0.013879 | 0.013736 | 0.013638 | 0.01352 | 0.013292 | 0.0131 | 0.012943 | 0.012796 | 0.012685 | 0.01259 | 0.012501 | 0 | 0 | 0 | 0.017344 | 0.017335 | 0.017233 | 0.017242 | 0.017256 | 0.015333 | 0.012233 | 0.0097667 | 0.0076893 | 0.0061749 | 0.0048928 | 0.0039148 | 0.0031161 | 0.0024706 | 0.0019788 | 0.0015765 | 1.0711e-05 | 3.8115e-06 | 1.295e-06 | 4.2094e-07 | 3.5676e-07 | 3.558e-07 | 3.5494e-07 | 3.5417e-07 | 3.5348e-07 | 3.5288e-07 | 0.017344 | 0.034679 | 0.051912 | 0.069154 | 0.08641 | 0.10174 | 0.11398 | 0.12374 | 0.13143 | 0.13761 | 0.1425 | 0.14642 | 0.14953 | 0.152 | 0.15398 | 0.15556 | 0.15557 | 0.15557 | 0.15557 | 0.15557 | 0.15557 | 0.15557 | 0.15557 | 0.15558 | 0.15558 | 0.15558 | 0.002349 | 0.0023105 | 0.0022507 | 0.0021955 | 0.0021312 | 0.0018269 | 0.0014023 | 0.0010753 | 0.00081108 | 0.00062679 | 0.00047805 | 0.00037029 | 0.000286 | 0.00022054 | 0.00017295 | 0.00013506 | 9.0118e-07 | 3.1568e-07 | 1.0593e-07 | 3.4028e-08 | 2.8579e-08 | 2.8285e-08 | 2.8016e-08 | 4.1664e-08 | 4.1413e-08 | 4.1187e-08 | 0.002349 | 0.0046223 | 0.0067799 | 0.0088057 | 0.010672 | 0.012122 | 0.013065 | 0.013624 | 0.013864 | 0.013968 | 0.013923 | 0.013849 | 0.013725 | 0.013568 | 0.013458 | 0.013327 | 0.013089 | 0.012885 | 0.012726 | 0.012576 | 0.012463 | 0.012367 | 0.01228 | 0 | 0 | 0 | 0.017344 | 0.017335 | 0.017233 | 0.017242 | 0.017256 | 0.015333 | 0.012233 | 0.0097667 | 0.0076893 | 0.0061749 | 0.0048928 | 0.0039148 | 0.0031161 | 0.0024706 | 0.0019788 | 0.0015765 | 1.0711e-05 | 3.8115e-06 | 1.295e-06 | 4.2094e-07 | 3.5676e-07 | 3.558e-07 | 3.5494e-07 | 3.5417e-07 | 3.5348e-07 | 3.5288e-07 | 0.017344 | 0.034679 | 0.051912 | 0.069154 | 0.08641 | 0.10174 | 0.11398 | 0.12374 | 0.13143 | 0.13761 | 0.1425 | 0.14642 | 0.14953 | 0.152 | 0.15398 | 0.15556 | 0.15557 | 0.15557 | 0.15557 | 0.15557 | 0.15557 | 0.15557 | 0.15557 | 0.15558 | 0.15558 | 0.15558 | 786.3866 | 789.8201 | 793.2617 | 796.7519 | 800.2628 | 803.7048 | 807.1419 | 810.5713 | 813.9902 | 817.6407 | 821.02 | 824.3889 | 827.7296 | 831.0476 | 834.3998 | 837.663 | 841.0865 | 844.418 | 847.6703 | 850.9687 | 854.0011 | 856.7873 | 859.3459 | 861.6943 | 863.8489 | 865.825 | 597.9032 | 600.5137 | 603.1304 | 605.7841 | 608.4535 | 611.0705 | 613.6838 | 616.2912 | 618.8906 | 621.6662 | 624.2356 | 626.797 | 629.3369 | 631.8597 | 634.4084 | 636.8895 | 639.4924 | 642.0255 | 644.4982 | 647.006 | 649.3116 | 651.43 | 653.3753 | 655.1609 | 656.7991 | 658.3015
WA_Industrial_Paper and Printing_Existing_Process_Natural Gas_Gas Boiler - High Turndown_A | WA | Industrial | Paper and Printing | Existing | Process | Natural Gas | Gas Boiler - High Turndown | A | IM414 | No control | Turndown control installed | 15 | 76.093 | 0 | 0 | 1591.86 | 0 | 0 | 0 | 795.9298 |  | sqft | 35% | 50% | Retrofit | Retro12Med | 84.73% | TBD | 0.2% | 815.2408 |  | 619.8415 |  | 0.10417 | MN TRM 3.1 - Boiler Modifications, Space Heating Only v4.0 | MN TRM 3.1 - Boiler Modifications, Space Heating Only v4.0 | MN TRM 3.1 - Boiler Modifications, Space Heating Only v4.0 | No control | No control | No control | No control | No control | No control | No control | No control | No control | No control | No control | No control | No control | No control | No control | No control | No control | No control | No control | No control | No control | No control | No control | No control | No control | No control | No control | No control | No control | No control | No control | Turndown control installed | Turndown control installed | Turndown control installed | Turndown control installed | Turndown control installed | Turndown control installed | Turndown control installed | Turndown control installed | Turndown control installed | Turndown control installed | Turndown control installed | Turndown control installed | Turndown control installed | Turndown control installed | Turndown control installed | Turndown control installed | Turndown control installed | Turndown control installed | Turndown control installed | Turndown control installed | Turndown control installed | Turndown control installed | Turndown control installed | Turndown control installed | Turndown control installed | Turndown control installed | Turndown control installed | Turndown control installed | Turndown control installed | Turndown control installed | Turndown control installed | 1591.86 | 1591.86 | 1591.86 | 1591.86 | 1591.86 | 1591.86 | 1591.86 | 1591.86 | 1591.86 | 1591.86 | 1591.86 | 1591.86 | 1591.86 | 1591.86 | 1591.86 | 1591.86 | 1591.86 | 1591.86 | 1591.86 | 1591.86 | 1591.86 | 1591.86 | 1591.86 | 1591.86 | 1591.86 | 1591.86 | 1591.86 | 1591.86 | 1591.86 | 1591.86 | 1591.86 | 0 | 0 | 0 | 0 | 0 | 75.6124 | 75.1355 | 74.6551 | 74.1815 | 73.7081 | 73.23 | 72.8259 | 72.4659 | 72.0925 | 71.8245 | 71.5308 | 71.3041 | 71.0742 | 70.8402 | 70.6679 | 70.4761 | 70.3128 | 70.1509 | 69.9902 | 69.8308 | 69.8131 | 69.7969 | 69.7822 | 76.093 | 76.093 | 76.093 | 0.061566 | 0.061144 | 0.060395 | 0.060044 | 0.05971 | 0.052712 | 0.041823 | 0.033225 | 0.026023 | 0.02082 | 0.01643 | 0.013104 | 0.010397 | 0.0082162 | 0.0065647 | 0.0052159 | 3.5356e-05 | 1.2552e-05 | 4.2548e-06 | 1.3799e-06 | 1.1692e-06 | 1.1658e-06 | 1.1628e-06 | 1.2651e-06 | 1.2627e-06 | 1.2605e-06 | 0.061566 | 0.12232 | 0.18193 | 0.24082 | 0.299 | 0.34977 | 0.38966 | 0.42096 | 0.44482 | 0.46398 | 0.47852 | 0.4901 | 0.49892 | 0.50549 | 0.51083 | 0.51466 | 0.5135 | 0.51233 | 0.51116 | 0.51 | 0.50987 | 0.50975 | 0.50965 | 0 | 0 | 0 | 0.81423 | 0.81378 | 0.80898 | 0.80942 | 0.81009 | 0.71982 | 0.57428 | 0.45849 | 0.36097 | 0.28988 | 0.22969 | 0.18378 | 0.14628 | 0.11598 | 0.092895 | 0.074009 | 0.00050283 | 0.00017893 | 6.0791e-05 | 1.9761e-05 | 1.6748e-05 | 1.6703e-05 | 1.6663e-05 | 1.6626e-05 | 1.6594e-05 | 1.6566e-05 | 0.81423 | 1.628 | 2.437 | 3.2464 | 4.0565 | 4.7763 | 5.3506 | 5.8091 | 6.1701 | 6.4599 | 6.6896 | 6.8734 | 7.0197 | 7.1357 | 7.2286 | 7.3026 | 7.3031 | 7.3033 | 7.3033 | 7.3033 | 7.3034 | 7.3034 | 7.3034 | 7.3034 | 7.3034 | 7.3034 | 0.052381 | 0.052071 | 0.051483 | 0.051233 | 0.050997 | 0.045065 | 0.035785 | 0.02845 | 0.022301 | 0.017852 | 0.014096 | 0.011248 | 0.0089288 | 0.0070595 | 0.0056427 | 0.0044851 | 3.0413e-05 | 1.0801e-05 | 3.6625e-06 | 1.1882e-06 | 1.0068e-06 | 1.004e-06 | 1.0014e-06 | 1.0754e-06 | 1.0733e-06 | 1.0715e-06 | 0.052381 | 0.10417 | 0.15509 | 0.20548 | 0.25537 | 0.29903 | 0.33341 | 0.36046 | 0.38118 | 0.39783 | 0.41055 | 0.42069 | 0.42847 | 0.43433 | 0.43908 | 0.44255 | 0.44171 | 0.44086 | 0.44001 | 0.43916 | 0.43907 | 0.43898 | 0.4389 | 0 | 0 | 0 | 0.69209 | 0.69171 | 0.68763 | 0.68801 | 0.68858 | 0.61185 | 0.48814 | 0.38972 | 0.30682 | 0.2464 | 0.19524 | 0.15621 | 0.12434 | 0.098584 | 0.078961 | 0.062907 | 0.00042741 | 0.00015209 | 5.1673e-05 | 1.6797e-05 | 1.4236e-05 | 1.4198e-05 | 1.4163e-05 | 1.4132e-05 | 1.4105e-05 | 1.4081e-05 | 0.69209 | 1.3838 | 2.0714 | 2.7594 | 3.448 | 4.0599 | 4.548 | 4.9377 | 5.2446 | 5.491 | 5.6862 | 5.8424 | 5.9667 | 6.0653 | 6.1443 | 6.2072 | 6.2076 | 6.2078 | 6.2078 | 6.2078 | 6.2079 | 6.2079 | 6.2079 | 6.2079 | 6.2079 | 6.2079 | 0.052406 | 0.052122 | 0.051559 | 0.051334 | 0.051123 | 0.045198 | 0.035903 | 0.028552 | 0.022387 | 0.017924 | 0.014156 | 0.011297 | 0.0089687 | 0.0070919 | 0.0056688 | 0.0045062 | 3.0557e-05 | 1.0852e-05 | 3.68e-06 | 1.1939e-06 | 1.0117e-06 | 1.0088e-06 | 1.0062e-06 | 1.0754e-06 | 1.0733e-06 | 1.0715e-06 | 0.052406 | 0.10427 | 0.15532 | 0.20589 | 0.256 | 0.29991 | 0.33451 | 0.36176 | 0.38267 | 0.39945 | 0.41229 | 0.42252 | 0.43039 | 0.43632 | 0.44112 | 0.44464 | 0.4438 | 0.44295 | 0.4421 | 0.44126 | 0.44117 | 0.44109 | 0.44102 | 0 | 0 | 0 | 0.69209 | 0.69171 | 0.68763 | 0.68801 | 0.68858 | 0.61185 | 0.48814 | 0.38972 | 0.30682 | 0.2464 | 0.19524 | 0.15621 | 0.12434 | 0.098584 | 0.078961 | 0.062907 | 0.00042741 | 0.00015209 | 5.1673e-05 | 1.6797e-05 | 1.4236e-05 | 1.4198e-05 | 1.4163e-05 | 1.4132e-05 | 1.4105e-05 | 1.4081e-05 | 0.69209 | 1.3838 | 2.0714 | 2.7594 | 3.448 | 4.0599 | 4.548 | 4.9377 | 5.2446 | 5.491 | 5.6862 | 5.8424 | 5.9667 | 6.0653 | 6.1443 | 6.2072 | 6.2076 | 6.2078 | 6.2078 | 6.2078 | 6.2079 | 6.2079 | 6.2079 | 6.2079 | 6.2079 | 6.2079 | 0.052381 | 0.052071 | 0.051483 | 0.051233 | 0.050997 | 0.045065 | 0.035785 | 0.02845 | 0.022301 | 0.017852 | 0.014096 | 0.011248 | 0.0089288 | 0.0070595 | 0.0056427 | 0.0044851 | 3.0413e-05 | 1.0801e-05 | 3.6625e-06 | 1.1882e-06 | 1.0068e-06 | 1.004e-06 | 1.0014e-06 | 1.0754e-06 | 1.0733e-06 | 1.0715e-06 | 0.052381 | 0.10417 | 0.15509 | 0.20548 | 0.25537 | 0.29903 | 0.33341 | 0.36046 | 0.38118 | 0.39783 | 0.41055 | 0.42069 | 0.42847 | 0.43433 | 0.43908 | 0.44255 | 0.44171 | 0.44086 | 0.44001 | 0.43916 | 0.43907 | 0.43898 | 0.4389 | 0 | 0 | 0 | 0.69209 | 0.69171 | 0.68763 | 0.68801 | 0.68858 | 0.61185 | 0.48814 | 0.38972 | 0.30682 | 0.2464 | 0.19524 | 0.15621 | 0.12434 | 0.098584 | 0.078961 | 0.062907 | 0.00042741 | 0.00015209 | 5.1673e-05 | 1.6797e-05 | 1.4236e-05 | 1.4198e-05 | 1.4163e-05 | 1.4132e-05 | 1.4105e-05 | 1.4081e-05 | 0.69209 | 1.3838 | 2.0714 | 2.7594 | 3.448 | 4.0599 | 4.548 | 4.9377 | 5.2446 | 5.491 | 5.6862 | 5.8424 | 5.9667 | 6.0653 | 6.1443 | 6.2072 | 6.2076 | 6.2078 | 6.2078 | 6.2078 | 6.2079 | 6.2079 | 6.2079 | 6.2079 | 6.2079 | 6.2079 | 786.3866 | 789.8201 | 793.2617 | 796.7519 | 800.2628 | 803.7048 | 807.1419 | 810.5713 | 813.9902 | 817.6407 | 821.02 | 824.3889 | 827.7296 | 831.0476 | 834.3998 | 837.663 | 841.0865 | 844.418 | 847.6703 | 850.9687 | 854.0011 | 856.7873 | 859.3459 | 861.6943 | 863.8489 | 865.825 | 597.9032 | 600.5137 | 603.1304 | 605.7841 | 608.4535 | 611.0705 | 613.6838 | 616.2912 | 618.8906 | 621.6662 | 624.2356 | 626.797 | 629.3369 | 631.8597 | 634.4084 | 636.8895 | 639.4924 | 642.0255 | 644.4982 | 647.006 | 649.3116 | 651.43 | 653.3753 | 655.1609 | 656.7991 | 658.3015
WA_Industrial_Paper and Printing_Existing_Space Heating_Natural Gas_Gas Boiler - Burner Control Optimization_A | WA | Industrial | Paper and Printing | Existing | Space Heating | Natural Gas | Gas Boiler - Burner Control Optimization | A | IM415 | Average performance | Optimized burner controls | 18 | 40.1977 | 0 | 0 | 534.81 | 0 | 0 | 0 | 267.4072 |  | employee | 5% | 85% | Retrofit | Retro3Slow | 83.58% | TBD | 0.2% | 860.3241 |  | 638.0211 |  | 0.00046481 | IL TRM - 4.4.22 - CI-HVC-O2TC-V01-140601 | GBLR_O2TRM-Heating-MEMD-2018-1 | IL TRM - 4.4.22 - CI-HVC-O2TC-V01-140601 | Average performance | Average performance | Average performance | Average performance | Average performance | Average performance | Average performance | Average performance | Average performance | Average performance | Average performance | Average performance | Average performance | Average performance | Average performance | Average performance | Average performance | Average performance | Average performance | Average performance | Average performance | Average performance | Average performance | Average performance | Average performance | Average performance | Average performance | Average performance | Average performance | Average performance | Average performance | Optimized burner controls | Optimized burner controls | Optimized burner controls | Optimized burner controls | Optimized burner controls | Optimized burner controls | Optimized burner controls | Optimized burner controls | Optimized burner controls | Optimized burner controls | Optimized burner controls | Optimized burner controls | Optimized burner controls | Optimized burner controls | Optimized burner controls | Optimized burner controls | Optimized burner controls | Optimized burner controls | Optimized burner controls | Optimized burner controls | Optimized burner controls | Optimized burner controls | Optimized burner controls | Optimized burner controls | Optimized burner controls | Optimized burner controls | Optimized burner controls | Optimized burner controls | Optimized burner controls | Optimized burner controls | Optimized burner controls | 534.81 | 534.81 | 534.81 | 534.81 | 534.81 | 534.81 | 534.81 | 534.81 | 534.81 | 534.81 | 534.81 | 534.81 | 534.81 | 534.81 | 534.81 | 534.81 | 534.81 | 534.81 | 534.81 | 534.81 | 534.81 | 534.81 | 534.81 | 534.81 | 534.81 | 534.81 | 534.81 | 534.81 | 534.81 | 534.81 | 534.81 | 0 | 0 | 0 | 0 | 0 | 39.1766 | 38.448 | 37.5182 | 36.3929 | 35.0833 | 33.6003 | 32.077 | 30.5607 | 29.0223 | 27.7141 | 26.4686 | 25.4617 | 24.5808 | 23.7998 | 23.241 | 22.7268 | 22.2751 | 21.8918 | 21.5808 | 21.2875 | 21.0678 | 20.8763 | 20.6957 | 34.1155 | 33.9754 | 33.8475 | 0.00021564 | 0.00033248 | 0.00064506 | 0.0010956 | 0.0016443 | 0.0021767 | 0.0026375 | 0.0029257 | 0.0029446 | 0.0028226 | 0.0024921 | 0.0020979 | 0.0016595 | 0.0012386 | 0.00089225 | 0.00060823 | 0.00039588 | 0.00024669 | 0.00014752 | 9.8217e-05 | 0 | 0 | 0 | 0 | 0 | 0 | 0.00021564 | 0.00054412 | 0.001176 | 0.0022363 | 0.0038001 | 0.0058162 | 0.00819 | 0.010729 | 0.013133 | 0.015364 | 0.017165 | 0.01861 | 0.019626 | 0.020241 | 0.020658 | 0.020809 | 0.020791 | 0.02068 | 0.020534 | 0.020353 | 0.020143 | 0.01996 | 0.019787 | 0 | 0 | 0 | 0.0055044 | 0.0086477 | 0.017193 | 0.030105 | 0.046868 | 0.064782 | 0.082225 | 0.095734 | 0.10146 | 0.10185 | 0.094152 | 0.082394 | 0.067512 | 0.052041 | 0.038391 | 0.026763 | 0.017772 | 0.011269 | 0.0068358 | 0.0046138 | 0 | 0 | 0 | 0 | 0 | 0 | 0.0055044 | 0.014152 | 0.031345 | 0.06145 | 0.10832 | 0.1731 | 0.25532 | 0.35106 | 0.45252 | 0.55437 | 0.64852 | 0.73091 | 0.79842 | 0.85047 | 0.88886 | 0.91562 | 0.93339 | 0.94466 | 0.9515 | 0.95611 | 0.95611 | 0.95611 | 0.95611 | 0.95611 | 0.95611 | 0.95611 | 0.0001837 | 0.00028402 | 0.00055331 | 0.00094452 | 0.0014262 | 0.0019016 | 0.0023221 | 0.0025967 | 0.0026366 | 0.0025468 | 0.0022662 | 0.0019199 | 0.0015265 | 0.0011443 | 0.00082657 | 0.00056481 | 0.00036834 | 0.00022991 | 0.00013774 | 9.1876e-05 | 0 | 0 | 0 | 0 | 0 | 0 | 0.0001837 | 0.00046481 | 0.0010087 | 0.001928 | 0.0032961 | 0.0050812 | 0.0072105 | 0.009522 | 0.011759 | 0.013863 | 0.015609 | 0.017031 | 0.018053 | 0.018701 | 0.019137 | 0.019324 | 0.019345 | 0.019273 | 0.019173 | 0.019039 | 0.018872 | 0.018727 | 0.018595 | 0 | 0 | 0 | 0.0046787 | 0.0073505 | 0.014614 | 0.025589 | 0.039838 | 0.055065 | 0.069891 | 0.081374 | 0.086242 | 0.086571 | 0.080029 | 0.070034 | 0.057385 | 0.044235 | 0.032633 | 0.022748 | 0.015107 | 0.0095783 | 0.0058104 | 0.0039217 | 0 | 0 | 0 | 0 | 0 | 0 | 0.0046787 | 0.012029 | 0.026644 | 0.052232 | 0.09207 | 0.14713 | 0.21703 | 0.2984 | 0.38464 | 0.47121 | 0.55124 | 0.62128 | 0.67866 | 0.7229 | 0.75553 | 0.77828 | 0.79338 | 0.80296 | 0.80877 | 0.81269 | 0.81269 | 0.81269 | 0.81269 | 0.81269 | 0.81269 | 0.81269 | 0.0001838 | 0.00028436 | 0.00055438 | 0.00094713 | 0.0014314 | 0.0019103 | 0.0023348 | 0.0026133 | 0.0026562 | 0.0025684 | 0.0022877 | 0.00194 | 0.0015441 | 0.0011588 | 0.00083784 | 0.00057312 | 0.00037417 | 0.0002338 | 0.00014013 | 9.3508e-05 | 0 | 0 | 0 | 0 | 0 | 0 | 0.0001838 | 0.00046536 | 0.0010107 | 0.0019333 | 0.003308 | 0.0051044 | 0.0072501 | 0.0095832 | 0.011847 | 0.01398 | 0.015758 | 0.01721 | 0.018261 | 0.018937 | 0.019398 | 0.019608 | 0.019651 | 0.0196 | 0.019506 | 0.019377 | 0.019209 | 0.019064 | 0.018931 | 0 | 0 | 0 | 0.0046787 | 0.0073505 | 0.014614 | 0.025589 | 0.039838 | 0.055065 | 0.069891 | 0.081374 | 0.086242 | 0.086571 | 0.080029 | 0.070034 | 0.057385 | 0.044235 | 0.032633 | 0.022748 | 0.015107 | 0.0095783 | 0.0058104 | 0.0039217 | 0 | 0 | 0 | 0 | 0 | 0 | 0.0046787 | 0.012029 | 0.026644 | 0.052232 | 0.09207 | 0.14713 | 0.21703 | 0.2984 | 0.38464 | 0.47121 | 0.55124 | 0.62128 | 0.67866 | 0.7229 | 0.75553 | 0.77828 | 0.79338 | 0.80296 | 0.80877 | 0.81269 | 0.81269 | 0.81269 | 0.81269 | 0.81269 | 0.81269 | 0.81269 | 0.00018375 | 0.0002841 | 0.00055345 | 0.00094476 | 0.0014265 | 0.0019021 | 0.0023227 | 0.0025973 | 0.0026372 | 0.0025475 | 0.0022667 | 0.0019204 | 0.0015268 | 0.0011446 | 0.00082678 | 0.00056496 | 0.00036844 | 0.00022997 | 0.00013778 | 9.19e-05 | 0 | 0 | 0 | 0 | 0 | 0 | 0.00018375 | 0.00046493 | 0.001009 | 0.0019285 | 0.0032969 | 0.0050825 | 0.0072123 | 0.0095245 | 0.011762 | 0.013866 | 0.015613 | 0.017035 | 0.018057 | 0.018706 | 0.019142 | 0.019329 | 0.01935 | 0.019278 | 0.019178 | 0.019044 | 0.018872 | 0.018728 | 0.018595 | 0 | 0 | 0 | 0.0046787 | 0.0073505 | 0.014614 | 0.025589 | 0.039838 | 0.055065 | 0.069891 | 0.081374 | 0.086242 | 0.086571 | 0.080029 | 0.070034 | 0.057385 | 0.044235 | 0.032633 | 0.022748 | 0.015107 | 0.0095783 | 0.0058104 | 0.0039217 | 0 | 0 | 0 | 0 | 0 | 0 | 0.0046787 | 0.012029 | 0.026644 | 0.052232 | 0.09207 | 0.14713 | 0.21703 | 0.2984 | 0.38464 | 0.47121 | 0.55124 | 0.62128 | 0.67866 | 0.7229 | 0.75553 | 0.77828 | 0.79338 | 0.80296 | 0.80877 | 0.81269 | 0.81269 | 0.81269 | 0.81269 | 0.81269 | 0.81269 | 0.81269 | 829.8743 | 833.4976 | 837.1296 | 840.8127 | 844.5178 | 848.1502 | 851.7773 | 855.3964 | 859.0044 | 862.8567 | 866.4229 | 869.9782 | 873.5035 | 877.0051 | 880.5426 | 883.9863 | 887.5991 | 891.1149 | 894.547 | 898.0278 | 901.2279 | 904.1681 | 906.8682 | 909.3465 | 911.6203 | 913.7056 | 615.4394 | 618.1264 | 620.8199 | 623.5514 | 626.2991 | 628.9928 | 631.6828 | 634.3667 | 637.0424 | 639.8993 | 642.544 | 645.1806 | 647.795 | 650.3918 | 653.0153 | 655.5691 | 658.2484 | 660.8557 | 663.401 | 665.9824 | 668.3556 | 670.5361 | 672.5385 | 674.3764 | 676.0626 | 677.6091
WA_Industrial_Paper and Printing_Existing_Process_Natural Gas_Gas Boiler - Burner Control Optimization_A | WA | Industrial | Paper and Printing | Existing | Process | Natural Gas | Gas Boiler - Burner Control Optimization | A | IM416 | Average performance | Optimized burner controls | 18 | 22.067 | 0 | 0 | 534.81 | 0 | 0 | 0 | 267.4072 |  | sqft | 5% | 85% | Retrofit | Retro3Slow | 83.58% | TBD | 0.2% | 860.3241 |  | 638.0211 |  | 0.010475 | IL TRM - 4.4.22 - CI-HVC-O2TC-V01-140601 | GBLR_O2TRM-Heating-MEMD-2018-1 | IL TRM - 4.4.22 - CI-HVC-O2TC-V01-140601 | Average performance | Average performance | Average performance | Average performance | Average performance | Average performance | Average performance | Average performance | Average performance | Average performance | Average performance | Average performance | Average performance | Average performance | Average performance | Average performance | Average performance | Average performance | Average performance | Average performance | Average performance | Average performance | Average performance | Average performance | Average performance | Average performance | Average performance | Average performance | Average performance | Average performance | Average performance | Optimized burner controls | Optimized burner controls | Optimized burner controls | Optimized burner controls | Optimized burner controls | Optimized burner controls | Optimized burner controls | Optimized burner controls | Optimized burner controls | Optimized burner controls | Optimized burner controls | Optimized burner controls | Optimized burner controls | Optimized burner controls | Optimized burner controls | Optimized burner controls | Optimized burner controls | Optimized burner controls | Optimized burner controls | Optimized burner controls | Optimized burner controls | Optimized burner controls | Optimized burner controls | Optimized burner controls | Optimized burner controls | Optimized burner controls | Optimized burner controls | Optimized burner controls | Optimized burner controls | Optimized burner controls | Optimized burner controls | 534.81 | 534.81 | 534.81 | 534.81 | 534.81 | 534.81 | 534.81 | 534.81 | 534.81 | 534.81 | 534.81 | 534.81 | 534.81 | 534.81 | 534.81 | 534.81 | 534.81 | 534.81 | 534.81 | 534.81 | 534.81 | 534.81 | 534.81 | 534.81 | 534.81 | 534.81 | 534.81 | 534.81 | 534.81 | 534.81 | 534.81 | 0 | 0 | 0 | 0 | 0 | 21.9224 | 21.779 | 21.6346 | 21.4923 | 21.3501 | 21.2068 | 21.0861 | 20.9789 | 20.868 | 20.7887 | 20.7019 | 20.6351 | 20.5675 | 20.4986 | 20.4483 | 20.3921 | 20.3447 | 20.2977 | 20.251 | 20.2047 | 20.1995 | 20.1947 | 20.1903 | 22.067 | 22.067 | 22.067 | 0.0048151 | 0.0075152 | 0.014843 | 0.025818 | 0.039928 | 0.054819 | 0.069183 | 0.080141 | 0.084486 | 0.084486 | 0.077776 | 0.067843 | 0.055407 | 0.042567 | 0.031325 | 0.021777 | 0.014428 | 0.0091268 | 0.0055238 | 0.0037198 | 0 | 0 | 0 | 0 | 0 | 0 | 0.0048151 | 0.012299 | 0.02706 | 0.0527 | 0.092279 | 0.14648 | 0.21483 | 0.29388 | 0.37681 | 0.45986 | 0.53572 | 0.60183 | 0.65527 | 0.69564 | 0.72526 | 0.74504 | 0.75774 | 0.76511 | 0.76888 | 0.77084 | 0.77064 | 0.77046 | 0.77029 | 0 | 0 | 0 | 0.21964 | 0.34507 | 0.68606 | 1.2013 | 1.8702 | 2.585 | 3.281 | 3.8201 | 4.0486 | 4.064 | 3.7569 | 3.2877 | 2.6939 | 2.0766 | 1.5319 | 1.0679 | 0.70917 | 0.44965 | 0.27277 | 0.1841 | 0 | 0 | 0 | 0 | 0 | 0 | 0.21964 | 0.56471 | 1.2508 | 2.452 | 4.3222 | 6.9072 | 10.1882 | 14.0082 | 18.0568 | 22.1209 | 25.8778 | 29.1655 | 31.8595 | 33.936 | 35.468 | 36.5359 | 37.2451 | 37.6947 | 37.9675 | 38.1516 | 38.1516 | 38.1516 | 38.1516 | 38.1516 | 38.1516 | 38.1516 | 0.0040968 | 0.0064005 | 0.012654 | 0.022032 | 0.034108 | 0.046876 | 0.05921 | 0.068641 | 0.07242 | 0.072462 | 0.066749 | 0.058253 | 0.047599 | 0.036587 | 0.026934 | 0.018732 | 0.012415 | 0.0078563 | 0.0047566 | 0.0032042 | 0 | 0 | 0 | 0 | 0 | 0 | 0.0040968 | 0.010475 | 0.023069 | 0.044973 | 0.078828 | 0.12526 | 0.18386 | 0.25171 | 0.323 | 0.39442 | 0.45977 | 0.51676 | 0.56292 | 0.59791 | 0.6236 | 0.64088 | 0.65203 | 0.65861 | 0.66208 | 0.664 | 0.66385 | 0.66372 | 0.6636 | 0 | 0 | 0 | 0.1867 | 0.29331 | 0.58315 | 1.0211 | 1.5896 | 2.1972 | 2.7888 | 3.247 | 3.4413 | 3.4544 | 3.1934 | 2.7946 | 2.2898 | 1.7651 | 1.3021 | 0.90773 | 0.6028 | 0.3822 | 0.23185 | 0.15649 | 0 | 0 | 0 | 0 | 0 | 0 | 0.1867 | 0.48 | 1.0632 | 2.0842 | 3.6739 | 5.8711 | 8.66 | 11.907 | 15.3483 | 18.8027 | 21.9961 | 24.7907 | 27.0805 | 28.8456 | 30.1478 | 31.0555 | 31.6583 | 32.0405 | 32.2724 | 32.4288 | 32.4288 | 32.4288 | 32.4288 | 32.4288 | 32.4288 | 32.4288 | 0.0040989 | 0.0064068 | 0.012673 | 0.022076 | 0.034192 | 0.047014 | 0.059406 | 0.068888 | 0.072702 | 0.072756 | 0.067032 | 0.058507 | 0.047812 | 0.036755 | 0.027059 | 0.018821 | 0.012474 | 0.0078936 | 0.0047792 | 0.0032195 | 0 | 0 | 0 | 0 | 0 | 0 | 0.0040989 | 0.010485 | 0.023104 | 0.045062 | 0.079023 | 0.12562 | 0.18447 | 0.25261 | 0.32425 | 0.39602 | 0.46172 | 0.51901 | 0.56544 | 0.60065 | 0.62649 | 0.64389 | 0.65511 | 0.66173 | 0.66523 | 0.66717 | 0.66703 | 0.66691 | 0.66679 | 0 | 0 | 0 | 0.1867 | 0.29331 | 0.58315 | 1.0211 | 1.5896 | 2.1972 | 2.7888 | 3.247 | 3.4413 | 3.4544 | 3.1934 | 2.7946 | 2.2898 | 1.7651 | 1.3021 | 0.90773 | 0.6028 | 0.3822 | 0.23185 | 0.15649 | 0 | 0 | 0 | 0 | 0 | 0 | 0.1867 | 0.48 | 1.0632 | 2.0842 | 3.6739 | 5.8711 | 8.66 | 11.907 | 15.3483 | 18.8027 | 21.9961 | 24.7907 | 27.0805 | 28.8456 | 30.1478 | 31.0555 | 31.6583 | 32.0405 | 32.2724 | 32.4288 | 32.4288 | 32.4288 | 32.4288 | 32.4288 | 32.4288 | 32.4288 | 0.0040968 | 0.0064005 | 0.012654 | 0.022032 | 0.034108 | 0.046876 | 0.05921 | 0.068641 | 0.07242 | 0.072462 | 0.066749 | 0.058253 | 0.047599 | 0.036587 | 0.026934 | 0.018732 | 0.012415 | 0.0078563 | 0.0047566 | 0.0032042 | 0 | 0 | 0 | 0 | 0 | 0 | 0.0040968 | 0.010475 | 0.023069 | 0.044973 | 0.078828 | 0.12526 | 0.18386 | 0.25171 | 0.323 | 0.39442 | 0.45977 | 0.51676 | 0.56292 | 0.59791 | 0.6236 | 0.64088 | 0.65203 | 0.65861 | 0.66208 | 0.664 | 0.66385 | 0.66372 | 0.6636 | 0 | 0 | 0 | 0.1867 | 0.29331 | 0.58315 | 1.0211 | 1.5896 | 2.1972 | 2.7888 | 3.247 | 3.4413 | 3.4544 | 3.1934 | 2.7946 | 2.2898 | 1.7651 | 1.3021 | 0.90773 | 0.6028 | 0.3822 | 0.23185 | 0.15649 | 0 | 0 | 0 | 0 | 0 | 0 | 0.1867 | 0.48 | 1.0632 | 2.0842 | 3.6739 | 5.8711 | 8.66 | 11.907 | 15.3483 | 18.8027 | 21.9961 | 24.7907 | 27.0805 | 28.8456 | 30.1478 | 31.0555 | 31.6583 | 32.0405 | 32.2724 | 32.4288 | 32.4288 | 32.4288 | 32.4288 | 32.4288 | 32.4288 | 32.4288 | 829.8743 | 833.4976 | 837.1296 | 840.8127 | 844.5178 | 848.1502 | 851.7773 | 855.3964 | 859.0044 | 862.8567 | 866.4229 | 869.9782 | 873.5035 | 877.0051 | 880.5426 | 883.9863 | 887.5991 | 891.1149 | 894.547 | 898.0278 | 901.2279 | 904.1681 | 906.8682 | 909.3465 | 911.6203 | 913.7056 | 615.4394 | 618.1264 | 620.8199 | 623.5514 | 626.2991 | 628.9928 | 631.6828 | 634.3667 | 637.0424 | 639.8993 | 642.544 | 645.1806 | 647.795 | 650.3918 | 653.0153 | 655.5691 | 658.2484 | 660.8557 | 663.401 | 665.9824 | 668.3556 | 670.5361 | 672.5385 | 674.3764 | 676.0626 | 677.6091
WA_Industrial_Paper and Printing_Existing_Space Heating_Natural Gas_HVAC - Demand Controlled Ventilation_A | WA | Industrial | Paper and Printing | Existing | Space Heating | Natural Gas | HVAC - Demand Controlled Ventilation | A | IM417 | Constant ventilation | DCV enabled | 6 | 0.047236 | 0 | 0 | 0.29 | 0.01 | 0 | 0 | 0.14435 |  | sqft | 55% | 75% | Retrofit | RetroEven20 | 76.5% | TBD | 0.2% | 1653.4557 |  | 1129.9365 |  | 0.028306 | IL TRM v11 - 4.4.19 - Demand Controlled Ventilation - CI-HVC-DCV-V06-220101 | IL TRM v11 - 4.4.19 - Demand Controlled Ventilation - CI-HVC-DCV-V06-220101 | IL TRM v11 - 4.4.19 - Demand Controlled Ventilation - CI-HVC-DCV-V06-220101 | Constant ventilation | Constant ventilation | Constant ventilation | Constant ventilation | Constant ventilation | Constant ventilation | Constant ventilation | Constant ventilation | Constant ventilation | Constant ventilation | Constant ventilation | Constant ventilation | Constant ventilation | Constant ventilation | Constant ventilation | Constant ventilation | Constant ventilation | Constant ventilation | Constant ventilation | Constant ventilation | Constant ventilation | Constant ventilation | Constant ventilation | Constant ventilation | Constant ventilation | Constant ventilation | Constant ventilation | Constant ventilation | Constant ventilation | Constant ventilation | Constant ventilation | DCV enabled | DCV enabled | DCV enabled | DCV enabled | DCV enabled | DCV enabled | DCV enabled | DCV enabled | DCV enabled | DCV enabled | DCV enabled | DCV enabled | DCV enabled | DCV enabled | DCV enabled | DCV enabled | DCV enabled | DCV enabled | DCV enabled | DCV enabled | DCV enabled | DCV enabled | DCV enabled | DCV enabled | DCV enabled | DCV enabled | DCV enabled | DCV enabled | DCV enabled | DCV enabled | DCV enabled | 0.29 | 0.29 | 0.29 | 0.29 | 0.29 | 0.29 | 0.29 | 0.29 | 0.29 | 0.29 | 0.29 | 0.29 | 0.29 | 0.29 | 0.29 | 0.29 | 0.29 | 0.29 | 0.29 | 0.29 | 0.29 | 0.29 | 0.29 | 0.29 | 0.29 | 0.29 | 0.29 | 0.29 | 0.29 | 0.29 | 0.29 | 0 | 0 | 0 | 0 | 0 | 0.045567 | 0.044991 | 0.044259 | 0.043491 | 0.04269 | 0.041856 | 0.041001 | 0.040143 | 0.039252 | 0.038347 | 0.037457 | 0.036606 | 0.035809 | 0.035054 | 0.034381 | 0.03375 | 0.03316 | 0.032622 | 0.032137 | 0.031686 | 0.031329 | 0.031012 | 0.030707 | 0.036718 | 0.036492 | 0.03628 | 0.016818 | 0.016596 | 0.01623 | 0.015957 | 0.015676 | 0.015175 | 0.014824 | 0.014484 | 0.013938 | 0.013668 | 0.013224 | 0.012925 | 0.01258 | 0.012205 | 0.011985 | 0.011716 | 0.011467 | 0.01124 | 0.011035 | 0.010845 | 0 | 0 | 0 | 0 | 0 | 0 | 0.016818 | 0.033202 | 0.04889 | 0.064 | 0.078496 | 0.092138 | 0.10508 | 0.11736 | 0.1287 | 0.1394 | 0.14939 | 0.15892 | 0.16804 | 0.1767 | 0.18529 | 0.19361 | 0.20169 | 0.20966 | 0.21757 | 0.22536 | 0.22283 | 0.22057 | 0.21841 | 0 | 0 | 0 | 369.0788 | 368.8762 | 366.7008 | 366.8991 | 367.2025 | 362.5394 | 361.5487 | 360.8146 | 355.085 | 356.4407 | 353.0416 | 353.0874 | 351.3103 | 348.1766 | 348.5891 | 347.1476 | 345.7974 | 344.5374 | 343.3666 | 342.2838 | 0 | 0 | 0 | 0 | 0 | 0 | 369.0788 | 737.9551 | 1104.6559 | 1471.555 | 1838.7575 | 2201.2969 | 2562.8456 | 2923.6602 | 3278.7451 | 3635.1859 | 3988.2274 | 4341.3148 | 4692.6251 | 5040.8017 | 5389.3908 | 5736.5384 | 6082.3358 | 6426.8732 | 6770.2398 | 7112.5235 | 7112.5235 | 7112.5235 | 7112.5235 | 7112.5235 | 7112.5235 | 7112.5235 | 0.014316 | 0.014149 | 0.013866 | 0.013664 | 0.013456 | 0.013059 | 0.012791 | 0.012531 | 0.012095 | 0.011896 | 0.011545 | 0.011317 | 0.011039 | 0.010732 | 0.010553 | 0.010329 | 0.010121 | 0.0099306 | 0.0097648 | 0.0096127 | 0 | 0 | 0 | 0 | 0 | 0 | 0.014316 | 0.028306 | 0.04177 | 0.054804 | 0.067379 | 0.079295 | 0.09067 | 0.10154 | 0.11168 | 0.12132 | 0.13042 | 0.13915 | 0.14746 | 0.15537 | 0.16315 | 0.17069 | 0.17802 | 0.18524 | 0.19253 | 0.19975 | 0.19777 | 0.19601 | 0.19436 | 0 | 0 | 0 | 313.717 | 313.5448 | 311.6957 | 311.8642 | 312.1221 | 308.1585 | 307.3164 | 306.6924 | 301.8222 | 302.9746 | 300.0853 | 300.1243 | 298.6137 | 295.9501 | 296.3007 | 295.0754 | 293.9278 | 292.8568 | 291.8616 | 290.9412 | 0 | 0 | 0 | 0 | 0 | 0 | 313.717 | 627.2618 | 938.9575 | 1250.8218 | 1562.9439 | 1871.1024 | 2178.4187 | 2485.1111 | 2786.9334 | 3089.908 | 3389.9933 | 3690.1176 | 3988.7314 | 4284.6815 | 4580.9822 | 4876.0576 | 5169.9854 | 5462.8422 | 5754.7038 | 6045.645 | 6045.645 | 6045.645 | 6045.645 | 6045.645 | 6045.645 | 6045.645 | 0 | 0 | 0 | 0 | 0 | 0 | 0 | 0 | 0 | 0 | 0 | 0 | 0 | 0 | 0 | 0 | 0 | 0 | 0 | 0 | 0 | 0 | 0 | 0 | 0 | 0 | 0 | 0 | 0 | 0 | 0 | 0 | 0 | 0 | 0 | 0 | 0 | 0 | 0 | 0 | 0 | 0 | 0 | 0 | 0 | 0 | 0 | 0 | 0 | 0 | 0 | 0 | 0 | 0 | 0 | 0 | 0 | 0 | 0 | 0 | 0 | 0 | 0 | 0 | 0 | 0 | 0 | 0 | 0 | 0 | 0 | 0 | 0 | 0 | 0 | 0 | 0 | 0 | 0 | 0 | 0 | 0 | 0 | 0 | 0 | 0 | 0 | 0 | 0 | 0 | 0 | 0 | 0 | 0 | 0 | 0 | 0 | 0 | 0 | 0 | 0 | 0 | 0 | 0 | 0 | 0.014149 | 0.013866 | 0.013664 | 0.013456 | 0.013059 | 0.012791 | 0.012531 | 0.012095 | 0.011896 | 0.011545 | 0.011317 | 0.011039 | 0.010732 | 0.010553 | 0.010329 | 0.010121 | 0.0099306 | 0.0097648 | 0.0096127 | 0.0094896 | 0 | 0 | 0 | 0 | 0 | 0 | 0.014149 | 0.027814 | 0.041059 | 0.053855 | 0.066 | 0.077612 | 0.088723 | 0.099109 | 0.109 | 0.11835 | 0.12732 | 0.13586 | 0.14399 | 0.15198 | 0.15971 | 0.16722 | 0.1746 | 0.18204 | 0.18938 | 0.19699 | 0.19524 | 0.1936 | 0 | 0 | 0 | 0 | 313.5448 | 311.6957 | 311.8642 | 312.1221 | 308.1585 | 307.3164 | 306.6924 | 301.8222 | 302.9746 | 300.0853 | 300.1243 | 298.6137 | 295.9501 | 296.3007 | 295.0754 | 293.9278 | 292.8568 | 291.8616 | 290.9412 | 290.0948 | 0 | 0 | 0 | 0 | 0 | 0 | 313.5448 | 625.2405 | 937.1048 | 1249.2269 | 1557.3854 | 1864.7018 | 2171.3942 | 2473.2164 | 2776.191 | 3076.2763 | 3376.4006 | 3675.0144 | 3970.9645 | 4267.2652 | 4562.3406 | 4856.2684 | 5149.1252 | 5440.9868 | 5731.928 | 6022.0228 | 6022.0228 | 6022.0228 | 6022.0228 | 6022.0228 | 6022.0228 | 1510.4051 | 1524.1617 | 1542.0276 | 1560.5942 | 1579.6895 | 1598.8273 | 1618.2704 | 1637.0068 | 1655.0418 | 1673.6477 | 1690.265 | 1706.2495 | 1721.5317 | 1736.1671 | 1751.2241 | 1766.0661 | 1781.079 | 1796.8187 | 1812.2019 | 1827.2551 | 1841.5826 | 1855.2082 | 1868.1561 | 1880.4508 | 1892.1172 | 1903.1799 | 1032.1787 | 1041.5797 | 1053.7889 | 1066.4769 | 1079.5262 | 1092.6046 | 1105.8916 | 1118.6957 | 1131.0203 | 1143.7352 | 1155.0912 | 1166.0146 | 1176.4582 | 1186.4597 | 1196.7493 | 1206.892 | 1217.1515 | 1227.9077 | 1238.4202 | 1248.7073 | 1258.4984 | 1267.8099 | 1276.6582 | 1285.0601 | 1293.0326 | 1300.5927
WA_Industrial_Paper and Printing_Existing_Space Heating_Natural Gas_Gas Boiler - Stack Economizer_A | WA | Industrial | Paper and Printing | Existing | Space Heating | Natural Gas | Gas Boiler - Stack Economizer | A | IM418 | None | Economizer installed | 15 | 101.1872 | 0 | 0 | 12.44 | 0 | 0 | 0 | 6.22 |  | employee | 15% | 55% | Retrofit | Retro12Med | 84.73% | TBD | 0.2% | 7.8126 |  | 5.94 |  | 0.0091228 | IL TRM - 4.4.28 - CI-HVC-BECO-V02-210101 | XCEL CO 2019-2020 DSM Plan | IL TRM - 4.4.28 - CI-HVC-BECO-V02-210101 | None | None | None | None | None | None | None | None | None | None | None | None | None | None | None | None | None | None | None | None | None | None | None | None | None | None | None | None | None | None | None | Economizer installed | Economizer installed | Economizer installed | Economizer installed | Economizer installed | Economizer installed | Economizer installed | Economizer installed | Economizer installed | Economizer installed | Economizer installed | Economizer installed | Economizer installed | Economizer installed | Economizer installed | Economizer installed | Economizer installed | Economizer installed | Economizer installed | Economizer installed | Economizer installed | Economizer installed | Economizer installed | Economizer installed | Economizer installed | Economizer installed | Economizer installed | Economizer installed | Economizer installed | Economizer installed | Economizer installed | 12.44 | 12.44 | 12.44 | 12.44 | 12.44 | 12.44 | 12.44 | 12.44 | 12.44 | 12.44 | 12.44 | 12.44 | 12.44 | 12.44 | 12.44 | 12.44 | 12.44 | 12.44 | 12.44 | 12.44 | 12.44 | 12.44 | 12.44 | 12.44 | 12.44 | 12.44 | 12.44 | 12.44 | 12.44 | 12.44 | 12.44 | 0 | 0 | 0 | 0 | 0 | 99.2606 | 98.4032 | 97.4717 | 96.5016 | 95.4965 | 94.4708 | 93.4334 | 92.3812 | 91.28 | 90.1158 | 88.9825 | 87.8661 | 86.836 | 85.8382 | 84.9117 | 84.0265 | 83.117 | 82.2838 | 81.4912 | 80.7072 | 79.9806 | 79.3504 | 78.7515 | 85.877 | 85.5242 | 85.2023 | 0.0054012 | 0.0053516 | 0.0052696 | 0.00522 | 0.0051699 | 0.0045445 | 0.0035859 | 0.0028306 | 0.002202 | 0.0017457 | 0.0013659 | 0.0010791 | 0.00084889 | 0.00066532 | 0.00052714 | 0.00041559 | 2.793e-06 | 9.8392e-07 | 3.3107e-07 | 1.0658e-07 | 8.9517e-08 | 8.8575e-08 | 8.7693e-08 | 9.5419e-08 | 9.4843e-08 | 9.4325e-08 | 0.0054012 | 0.010706 | 0.015874 | 0.020936 | 0.025888 | 0.030155 | 0.033409 | 0.035864 | 0.037638 | 0.038904 | 0.039781 | 0.040361 | 0.040736 | 0.040934 | 0.041019 | 0.041007 | 0.040566 | 0.04016 | 0.039774 | 0.039391 | 0.039037 | 0.038729 | 0.038437 | 0 | 0 | 0 | 0.054414 | 0.054384 | 0.054063 | 0.054093 | 0.054137 | 0.048105 | 0.038379 | 0.030641 | 0.024123 | 0.019372 | 0.01535 | 0.012282 | 0.0097758 | 0.0077509 | 0.0062081 | 0.0049459 | 3.3604e-05 | 1.1958e-05 | 4.0626e-06 | 1.3206e-06 | 1.1192e-06 | 1.1162e-06 | 1.1135e-06 | 1.1111e-06 | 1.109e-06 | 1.1071e-06 | 0.054414 | 0.1088 | 0.16286 | 0.21695 | 0.27109 | 0.3192 | 0.35757 | 0.38822 | 0.41234 | 0.43171 | 0.44706 | 0.45934 | 0.46912 | 0.47687 | 0.48308 | 0.48802 | 0.48806 | 0.48807 | 0.48807 | 0.48807 | 0.48808 | 0.48808 | 0.48808 | 0.48808 | 0.48808 | 0.48808 | 0.0045966 | 0.0045601 | 0.0044985 | 0.0044647 | 0.0044306 | 0.0039026 | 0.0030854 | 0.0024403 | 0.0019022 | 0.0015111 | 0.0011846 | 0.00093757 | 0.00073826 | 0.00057908 | 0.000459 | 0.000362 | 2.4338e-06 | 8.5772e-07 | 2.8892e-07 | 9.3124e-08 | 7.8316e-08 | 7.7586e-08 | 7.6919e-08 | 8.1106e-08 | 8.0617e-08 | 8.0176e-08 | 0.0045966 | 0.0091228 | 0.013552 | 0.017907 | 0.022186 | 0.025895 | 0.028747 | 0.030918 | 0.032515 | 0.033674 | 0.034501 | 0.035066 | 0.035427 | 0.035628 | 0.035717 | 0.035719 | 0.035348 | 0.035009 | 0.03471 | 0.034417 | 0.034152 | 0.033924 | 0.033715 | 0 | 0 | 0 | 0.046252 | 0.046226 | 0.045954 | 0.045979 | 0.046017 | 0.040889 | 0.032622 | 0.026045 | 0.020505 | 0.016466 | 0.013048 | 0.010439 | 0.0083095 | 0.0065883 | 0.0052769 | 0.004204 | 2.8563e-05 | 1.0164e-05 | 3.4532e-06 | 1.1225e-06 | 9.5135e-07 | 9.4881e-07 | 9.4651e-07 | 9.4445e-07 | 9.4262e-07 | 9.4101e-07 | 0.046252 | 0.092478 | 0.13843 | 0.18441 | 0.23043 | 0.27132 | 0.30394 | 0.32998 | 0.35049 | 0.36695 | 0.38 | 0.39044 | 0.39875 | 0.40534 | 0.41062 | 0.41482 | 0.41485 | 0.41486 | 0.41486 | 0.41486 | 0.41486 | 0.41487 | 0.41487 | 0.41487 | 0.41487 | 0.41487 | 0.0045979 | 0.0045632 | 0.0045038 | 0.0044725 | 0.0044411 | 0.0039145 | 0.0030969 | 0.002451 | 0.0019121 | 0.00152 | 0.0011925 | 0.00094455 | 0.00074434 | 0.00058432 | 0.00046351 | 0.00036585 | 2.4618e-06 | 8.6833e-07 | 2.9254e-07 | 9.4305e-08 | 7.9318e-08 | 7.8588e-08 | 7.792e-08 | 8.1106e-08 | 8.0617e-08 | 8.0176e-08 | 0.0045979 | 0.0091289 | 0.013567 | 0.017938 | 0.022239 | 0.025974 | 0.028854 | 0.031054 | 0.032683 | 0.033874 | 0.034732 | 0.035327 | 0.035719 | 0.03595 | 0.036068 | 0.036099 | 0.035755 | 0.035442 | 0.035145 | 0.034854 | 0.034589 | 0.034362 | 0.034153 | 0 | 0 | 0 | 0.046252 | 0.046226 | 0.045954 | 0.045979 | 0.046017 | 0.040889 | 0.032622 | 0.026045 | 0.020505 | 0.016466 | 0.013048 | 0.010439 | 0.0083095 | 0.0065883 | 0.0052769 | 0.004204 | 2.8563e-05 | 1.0164e-05 | 3.4532e-06 | 1.1225e-06 | 9.5135e-07 | 9.4881e-07 | 9.4651e-07 | 9.4445e-07 | 9.4262e-07 | 9.4101e-07 | 0.046252 | 0.092478 | 0.13843 | 0.18441 | 0.23043 | 0.27132 | 0.30394 | 0.32998 | 0.35049 | 0.36695 | 0.38 | 0.39044 | 0.39875 | 0.40534 | 0.41062 | 0.41482 | 0.41485 | 0.41486 | 0.41486 | 0.41486 | 0.41486 | 0.41487 | 0.41487 | 0.41487 | 0.41487 | 0.41487 | 0.0045966 | 0.0045601 | 0.0044985 | 0.0044647 | 0.0044306 | 0.0039026 | 0.0030854 | 0.0024403 | 0.0019022 | 0.0015111 | 0.0011846 | 0.00093757 | 0.00073826 | 0.00057908 | 0.000459 | 0.000362 | 2.4338e-06 | 8.5772e-07 | 2.8892e-07 | 9.3124e-08 | 7.8316e-08 | 7.7586e-08 | 7.6919e-08 | 8.1106e-08 | 8.0617e-08 | 8.0176e-08 | 0.0045966 | 0.0091228 | 0.013552 | 0.017907 | 0.022186 | 0.025895 | 0.028747 | 0.030918 | 0.032515 | 0.033674 | 0.034501 | 0.035066 | 0.035427 | 0.035628 | 0.035717 | 0.035719 | 0.035348 | 0.035009 | 0.03471 | 0.034417 | 0.034152 | 0.033924 | 0.033715 | 0 | 0 | 0 | 0.046252 | 0.046226 | 0.045954 | 0.045979 | 0.046017 | 0.040889 | 0.032622 | 0.026045 | 0.020505 | 0.016466 | 0.013048 | 0.010439 | 0.0083095 | 0.0065883 | 0.0052769 | 0.004204 | 2.8563e-05 | 1.0164e-05 | 3.4532e-06 | 1.1225e-06 | 9.5135e-07 | 9.4881e-07 | 9.4651e-07 | 9.4445e-07 | 9.4262e-07 | 9.4101e-07 | 0.046252 | 0.092478 | 0.13843 | 0.18441 | 0.23043 | 0.27132 | 0.30394 | 0.32998 | 0.35049 | 0.36695 | 0.38 | 0.39044 | 0.39875 | 0.40534 | 0.41062 | 0.41482 | 0.41485 | 0.41486 | 0.41486 | 0.41486 | 0.41486 | 0.41487 | 0.41487 | 0.41487 | 0.41487 | 0.41487 | 7.5641 | 7.5938 | 7.6235 | 7.6536 | 7.6838 | 7.7135 | 7.743 | 7.7725 | 7.8019 | 7.8332 | 7.8621 | 7.891 | 7.9195 | 7.9479 | 7.9765 | 8.0044 | 8.0336 | 8.062 | 8.0896 | 8.1177 | 8.1434 | 8.1671 | 8.1888 | 8.2087 | 8.227 | 8.2437 | 5.7511 | 5.7737 | 5.7963 | 5.8192 | 5.8422 | 5.8647 | 5.8872 | 5.9096 | 5.9319 | 5.9557 | 5.9777 | 5.9996 | 6.0214 | 6.0429 | 6.0647 | 6.0859 | 6.1081 | 6.1296 | 6.1507 | 6.172 | 6.1916 | 6.2096 | 6.2261 | 6.2412 | 6.2551 | 6.2678
WA_Industrial_Paper and Printing_Existing_Process_Natural Gas_Gas Boiler - Stack Economizer_A | WA | Industrial | Paper and Printing | Existing | Process | Natural Gas | Gas Boiler - Stack Economizer | A | IM419 | None | Economizer installed | 15 | 73.0493 | 0 | 0 | 12.44 | 0 | 0 | 0 | 6.22 |  | sqft | 15% | 55% | Retrofit | Retro12Med | 84.73% | TBD | 0.2% | 7.8126 |  | 5.94 |  | 0.26947 | IL TRM - 4.4.28 - CI-HVC-BECO-V02-210101 | XCEL CO 2019-2020 DSM Plan | IL TRM - 4.4.29 - CI-HVC-PECO-V01-150601 | None | None | None | None | None | None | None | None | None | None | None | None | None | None | None | None | None | None | None | None | None | None | None | None | None | None | None | None | None | None | None | Economizer installed | Economizer installed | Economizer installed | Economizer installed | Economizer installed | Economizer installed | Economizer installed | Economizer installed | Economizer installed | Economizer installed | Economizer installed | Economizer installed | Economizer installed | Economizer installed | Economizer installed | Economizer installed | Economizer installed | Economizer installed | Economizer installed | Economizer installed | Economizer installed | Economizer installed | Economizer installed | Economizer installed | Economizer installed | Economizer installed | Economizer installed | Economizer installed | Economizer installed | Economizer installed | Economizer installed | 12.44 | 12.44 | 12.44 | 12.44 | 12.44 | 12.44 | 12.44 | 12.44 | 12.44 | 12.44 | 12.44 | 12.44 | 12.44 | 12.44 | 12.44 | 12.44 | 12.44 | 12.44 | 12.44 | 12.44 | 12.44 | 12.44 | 12.44 | 12.44 | 12.44 | 12.44 | 12.44 | 12.44 | 12.44 | 12.44 | 12.44 | 0 | 0 | 0 | 0 | 0 | 73.0322 | 73.0203 | 73.0118 | 73.0054 | 72.9998 | 72.9943 | 72.9899 | 72.9863 | 72.9823 | 72.98 | 72.9772 | 72.9756 | 72.974 | 72.9723 | 72.9716 | 72.9706 | 72.9697 | 72.969 | 72.9683 | 72.9677 | 72.9675 | 72.9672 | 72.967 | 73.0493 | 73.0493 | 73.0493 | 0.15857 | 0.15846 | 0.15751 | 0.15758 | 0.1577 | 0.14011 | 0.11178 | 0.089237 | 0.070252 | 0.056414 | 0.044699 | 0.035763 | 0.028466 | 0.022569 | 0.018077 | 0.014401 | 9.7844e-05 | 3.4817e-05 | 1.1829e-05 | 3.8451e-06 | 3.2588e-06 | 3.2501e-06 | 3.2422e-06 | 3.2388e-06 | 3.2325e-06 | 3.227e-06 | 0.15857 | 0.31701 | 0.47448 | 0.63201 | 0.78966 | 0.92972 | 1.0414 | 1.1306 | 1.2008 | 1.2572 | 1.3018 | 1.3376 | 1.366 | 1.3886 | 1.4066 | 1.421 | 1.4211 | 1.4211 | 1.4211 | 1.4211 | 1.4211 | 1.4211 | 1.4211 | 0 | 0 | 0 | 2.1713 | 2.1701 | 2.1573 | 2.1585 | 2.1602 | 1.9195 | 1.5314 | 1.2226 | 0.96259 | 0.77301 | 0.61251 | 0.49007 | 0.39008 | 0.30928 | 0.24772 | 0.19736 | 0.0013409 | 0.00047714 | 0.00016211 | 5.2695e-05 | 4.4661e-05 | 4.4542e-05 | 4.4434e-05 | 4.4337e-05 | 4.4251e-05 | 4.4175e-05 | 2.1713 | 4.3414 | 6.4986 | 8.6571 | 10.8173 | 12.7369 | 14.2683 | 15.4909 | 16.4535 | 17.2265 | 17.839 | 18.3291 | 18.7192 | 19.0285 | 19.2762 | 19.4735 | 19.4749 | 19.4754 | 19.4755 | 19.4756 | 19.4756 | 19.4757 | 19.4757 | 19.4758 | 19.4758 | 19.4758 | 0.13479 | 0.1347 | 0.13389 | 0.13395 | 0.13406 | 0.11911 | 0.095023 | 0.075861 | 0.059722 | 0.047959 | 0.038 | 0.030403 | 0.0242 | 0.019187 | 0.015368 | 0.012243 | 8.3181e-05 | 2.9599e-05 | 1.0056e-05 | 3.2688e-06 | 2.7704e-06 | 2.763e-06 | 2.7563e-06 | 2.753e-06 | 2.7476e-06 | 2.7429e-06 | 0.13479 | 0.26947 | 0.40334 | 0.53726 | 0.67128 | 0.79035 | 0.88533 | 0.96116 | 1.0208 | 1.0688 | 1.1067 | 1.1371 | 1.1613 | 1.1805 | 1.1958 | 1.208 | 1.2081 | 1.2081 | 1.2081 | 1.2081 | 1.2081 | 1.2081 | 1.2081 | 0 | 0 | 0 | 1.8456 | 1.8446 | 1.8337 | 1.8347 | 1.8362 | 1.6316 | 1.3017 | 1.0393 | 0.8182 | 0.65706 | 0.52063 | 0.41656 | 0.33157 | 0.26289 | 0.21056 | 0.16775 | 0.0011398 | 0.00040557 | 0.00013779 | 4.4791e-05 | 3.7962e-05 | 3.786e-05 | 3.7769e-05 | 3.7686e-05 | 3.7613e-05 | 3.7549e-05 | 1.8456 | 3.6902 | 5.5238 | 7.3585 | 9.1947 | 10.8263 | 12.128 | 13.1673 | 13.9855 | 14.6425 | 15.1632 | 15.5797 | 15.9113 | 16.1742 | 16.3848 | 16.5525 | 16.5537 | 16.5541 | 16.5542 | 16.5542 | 16.5543 | 16.5543 | 16.5544 | 16.5544 | 16.5544 | 16.5545 | 0.13479 | 0.1347 | 0.13389 | 0.13395 | 0.13406 | 0.11911 | 0.095023 | 0.075861 | 0.059722 | 0.047959 | 0.038 | 0.030403 | 0.0242 | 0.019187 | 0.015368 | 0.012243 | 8.3181e-05 | 2.9599e-05 | 1.0056e-05 | 3.2688e-06 | 2.7704e-06 | 2.763e-06 | 2.7563e-06 | 2.753e-06 | 2.7476e-06 | 2.7429e-06 | 0.13479 | 0.26947 | 0.40334 | 0.53726 | 0.67128 | 0.79035 | 0.88533 | 0.96116 | 1.0208 | 1.0688 | 1.1067 | 1.1371 | 1.1613 | 1.1805 | 1.1958 | 1.208 | 1.2081 | 1.2081 | 1.2081 | 1.2081 | 1.2081 | 1.2081 | 1.2081 | 0 | 0 | 0 | 1.8456 | 1.8446 | 1.8337 | 1.8347 | 1.8362 | 1.6316 | 1.3017 | 1.0393 | 0.8182 | 0.65706 | 0.52063 | 0.41656 | 0.33157 | 0.26289 | 0.21056 | 0.16775 | 0.0011398 | 0.00040557 | 0.00013779 | 4.4791e-05 | 3.7962e-05 | 3.786e-05 | 3.7769e-05 | 3.7686e-05 | 3.7613e-05 | 3.7549e-05 | 1.8456 | 3.6902 | 5.5238 | 7.3585 | 9.1947 | 10.8263 | 12.128 | 13.1673 | 13.9855 | 14.6425 | 15.1632 | 15.5797 | 15.9113 | 16.1742 | 16.3848 | 16.5525 | 16.5537 | 16.5541 | 16.5542 | 16.5542 | 16.5543 | 16.5543 | 16.5544 | 16.5544 | 16.5544 | 16.5545 | 0.13479 | 0.1347 | 0.13389 | 0.13395 | 0.13406 | 0.11911 | 0.095023 | 0.075861 | 0.059722 | 0.047959 | 0.038 | 0.030403 | 0.0242 | 0.019187 | 0.015368 | 0.012243 | 8.3181e-05 | 2.9599e-05 | 1.0056e-05 | 3.2688e-06 | 2.7704e-06 | 2.763e-06 | 2.7563e-06 | 2.753e-06 | 2.7476e-06 | 2.7429e-06 | 0.13479 | 0.26947 | 0.40334 | 0.53726 | 0.67128 | 0.79035 | 0.88533 | 0.96116 | 1.0208 | 1.0688 | 1.1067 | 1.1371 | 1.1613 | 1.1805 | 1.1958 | 1.208 | 1.2081 | 1.2081 | 1.2081 | 1.2081 | 1.2081 | 1.2081 | 1.2081 | 0 | 0 | 0 | 1.8456 | 1.8446 | 1.8337 | 1.8347 | 1.8362 | 1.6316 | 1.3017 | 1.0393 | 0.8182 | 0.65706 | 0.52063 | 0.41656 | 0.33157 | 0.26289 | 0.21056 | 0.16775 | 0.0011398 | 0.00040557 | 0.00013779 | 4.4791e-05 | 3.7962e-05 | 3.786e-05 | 3.7769e-05 | 3.7686e-05 | 3.7613e-05 | 3.7549e-05 | 1.8456 | 3.6902 | 5.5238 | 7.3585 | 9.1947 | 10.8263 | 12.128 | 13.1673 | 13.9855 | 14.6425 | 15.1632 | 15.5797 | 15.9113 | 16.1742 | 16.3848 | 16.5525 | 16.5537 | 16.5541 | 16.5542 | 16.5542 | 16.5543 | 16.5543 | 16.5544 | 16.5544 | 16.5544 | 16.5545 | 7.5641 | 7.5938 | 7.6235 | 7.6536 | 7.6838 | 7.7135 | 7.743 | 7.7725 | 7.8019 | 7.8332 | 7.8621 | 7.891 | 7.9195 | 7.9479 | 7.9765 | 8.0044 | 8.0336 | 8.062 | 8.0896 | 8.1177 | 8.1434 | 8.1671 | 8.1888 | 8.2087 | 8.227 | 8.2437 | 5.7511 | 5.7737 | 5.7963 | 5.8192 | 5.8422 | 5.8647 | 5.8872 | 5.9096 | 5.9319 | 5.9557 | 5.9777 | 5.9996 | 6.0214 | 6.0429 | 6.0647 | 6.0859 | 6.1081 | 6.1296 | 6.1507 | 6.172 | 6.1916 | 6.2096 | 6.2261 | 6.2412 | 6.2551 | 6.2678
WA_Industrial_Paper and Printing_Existing_Space Heating_Natural Gas_Gas Furnace Tube Inserts_A | WA | Industrial | Paper and Printing | Existing | Space Heating | Natural Gas | Gas Furnace Tube Inserts | A | IM420 | None | Tube inserts installed | 5 | 0.089062 | 0 | 0 | 0.02 | 0 | 0 | 0 | 0.0086 |  | sqft | 0% | 0% | Retrofit | Retro3Slow | 83.58% | TBD | 0.2% | 54.6606 |  | 48.4408 |  | 0 | WI TRM - Radiant Tube Inserts, 2507 | WI TRM - Radiant Tube Inserts, 2507 | WI TRM - Radiant Tube Inserts, 2507 | None | None | None | None | None | None | None | None | None | None | None | None | None | None | None | None | None | None | None | None | None | None | None | None | None | None | None | None | None | None | None | Tube inserts installed | Tube inserts installed | Tube inserts installed | Tube inserts installed | Tube inserts installed | Tube inserts installed | Tube inserts installed | Tube inserts installed | Tube inserts installed | Tube inserts installed | Tube inserts installed | Tube inserts installed | Tube inserts installed | Tube inserts installed | Tube inserts installed | Tube inserts installed | Tube inserts installed | Tube inserts installed | Tube inserts installed | Tube inserts installed | Tube inserts installed | Tube inserts installed | Tube inserts installed | Tube inserts installed | Tube inserts installed | Tube inserts installed | Tube inserts installed | Tube inserts installed | Tube inserts installed | Tube inserts installed | Tube inserts installed | 0.02 | 0.02 | 0.02 | 0.02 | 0.02 | 0.02 | 0.02 | 0.02 | 0.02 | 0.02 | 0.02 | 0.02 | 0.02 | 0.02 | 0.02 | 0.02 | 0.02 | 0.02 | 0.02 | 0.02 | 0.02 | 0.02 | 0.02 | 0.02 | 0.02 | 0.02 | 0.02 | 0.02 | 0.02 | 0.02 | 0.02 | 0 | 0 | 0 | 0 | 0 | 0.086046 | 0.085101 | 0.08388 | 0.082616 | 0.08132 | 0.080015 | 0.078709 | 0.077446 | 0.076192 | 0.074913 | 0.073725 | 0.072591 | 0.071564 | 0.070596 | 0.069684 | 0.068809 | 0.067938 | 0.067097 | 0.0663 | 0.065535 | 0.064816 | 0.064174 | 0.063559 | 0.069231 | 0.068805 | 0.068405 | 0 | 0 | 0 | 0 | 0 | 0 | 0 | 0 | 0 | 0 | 0 | 0 | 0 | 0 | 0 | 0 | 0 | 0 | 0 | 0 | 0 | 0 | 0 | 0 | 0 | 0 | 0 | 0 | 0 | 0 | 0 | 0 | 0 | 0 | 0 | 0 | 0 | 0 | 0 | 0 | 0 | 0 | 0 | 0 | 0 | 0 | 0 | 0 | 0 | 0 | 0 | 0 | 0 | 0 | 0 | 0 | 0 | 0 | 0 | 0 | 0 | 0 | 0 | 0 | 0 | 0 | 0 | 0 | 0 | 0 | 0 | 0 | 0 | 0 | 0 | 0 | 0 | 0 | 0 | 0 | 0 | 0 | 0 | 0 | 0 | 0 | 0 | 0 | 0 | 0 | 0 | 0 | 0 | 0 | 0 | 0 | 0 | 0 | 0 | 0 | 0 | 0 | 0 | 0 | 0 | 0 | 0 | 0 | 0 | 0 | 0 | 0 | 0 | 0 | 0 | 0 | 0 | 0 | 0 | 0 | 0 | 0 | 0 | 0 | 0 | 0 | 0 | 0 | 0 | 0 | 0 | 0 | 0 | 0 | 0 | 0 | 0 | 0 | 0 | 0 | 0 | 0 | 0 | 0 | 0 | 0 | 0 | 0 | 0 | 0 | 0 | 0 | 0 | 0 | 0 | 0 | 0 | 0 | 0 | 0 | 0 | 0 | 0 | 0 | 0 | 0 | 0 | 0 | 0 | 0 | 0 | 0 | 0 | 0 | 0 | 0 | 0 | 0 | 0 | 0 | 0 | 0 | 0 | 0 | 0 | 0 | 0 | 0 | 0 | 0 | 0 | 0 | 0 | 0 | 0 | 0 | 0 | 0 | 0 | 0 | 0 | 0 | 0 | 0 | 0 | 0 | 0 | 0 | 0 | 0 | 0 | 0 | 0 | 0 | 0 | 0 | 0 | 0 | 0 | 0 | 0 | 0 | 0 | 0 | 0 | 0 | 0 | 0 | 0 | 0 | 0 | 0 | 0 | 0 | 0 | 0 | 0 | 0 | 0 | 0 | 0 | 0 | 0 | 0 | 0 | 0 | 0 | 0 | 0 | 0 | 0 | 0 | 0 | 0 | 0 | 0 | 0 | 0 | 0 | 0 | 0 | 0 | 0 | 0 | 0 | 0 | 0 | 0 | 0 | 0 | 0 | 0 | 0 | 0 | 0 | 0 | 0 | 0 | 0 | 0 | 0 | 0 | 0 | 0 | 0 | 0 | 0 | 0 | 0 | 0 | 0 | 0 | 0 | 0 | 0 | 0 | 0 | 0 | 0 | 0 | 0 | 0 | 0 | 0 | 0 | 0 | 0 | 0 | 0 | 0 | 0 | 0 | 0 | 0 | 0 | 0 | 0 | 0 | 0 | 0 | 0 | 0 | 0 | 0 | 0 | 0 | 0 | 0 | 0 | 0 | 0 | 0 | 0 | 0 | 0 | 0 | 0 | 0 | 0 | 0 | 0 | 0 | 0 | 0 | 0 | 0 | 0 | 0 | 0 | 0 | 0 | 0 | 0 | 0 | 0 | 0 | 0 | 0 | 0 | 0 | 0 | 0 | 0 | 0 | 0 | 0 | 0 | 0 | 0 | 0 | 0 | 0 | 0 | 0 | 0 | 0 | 0 | 0 | 0 | 0 | 0 | 0 | 0 | 0 | 0 | 0 | 0 | 0 | 0 | 0 | 0 | 0 | 0 | 0 | 0 | 0 | 0 | 0 | 0 | 0 | 0 | 0 | 0 | 0 | 0 | 0 | 0 | 0 | 0 | 0 | 0 | 0 | 0 | 0 | 0 | 0 | 49.9315 | 50.3863 | 50.9769 | 51.5907 | 52.222 | 52.8546 | 53.4974 | 54.1168 | 54.713 | 55.3281 | 55.8774 | 56.4058 | 56.911 | 57.3949 | 57.8926 | 58.3833 | 58.8796 | 59.3999 | 59.9085 | 60.4061 | 60.8797 | 61.3302 | 61.7582 | 62.1647 | 62.5503 | 62.916 | 44.2499 | 44.6529 | 45.1763 | 45.7203 | 46.2797 | 46.8404 | 47.41 | 47.9589 | 48.4873 | 49.0324 | 49.5192 | 49.9875 | 50.4352 | 50.864 | 51.3051 | 51.7399 | 52.1798 | 52.6409 | 53.0916 | 53.5326 | 53.9523 | 54.3515 | 54.7308 | 55.091 | 55.4328 | 55.7569
WA_Industrial_Paper and Printing_Existing_Space Heating_Natural Gas_Space Heating - Heat Recovery Ventilator_A | WA | Industrial | Paper and Printing | Existing | Space Heating | Natural Gas | Space Heating - Heat Recovery Ventilator | A | IM421 | None | HRV installed | 15 | 0.013423 | 0 | 0 | 0.28 | 0 | 0 | 0 | 0.139 |  | sqft | 5% | 10% | Retrofit | RetroEven20 | 76.5% | TBD | 0.2% | 2348.1101 |  | 1785.3082 |  | 0.019864 | IL TRM - 4.4.27 - CI-HVC-ERVE-V04-200101 | IL TRM - 4.4.27 - CI-HVC-ERVE-V04-200101 | IL TRM - 4.4.27 - CI-HVC-ERVE-V04-200101 | None | None | None | None | None | None | None | None | None | None | None | None | None | None | None | None | None | None | None | None | None | None | None | None | None | None | None | None | None | None | None | HRV installed | HRV installed | HRV installed | HRV installed | HRV installed | HRV installed | HRV installed | HRV installed | HRV installed | HRV installed | HRV installed | HRV installed | HRV installed | HRV installed | HRV installed | HRV installed | HRV installed | HRV installed | HRV installed | HRV installed | HRV installed | HRV installed | HRV installed | HRV installed | HRV installed | HRV installed | HRV installed | HRV installed | HRV installed | HRV installed | HRV installed | 0.28 | 0.28 | 0.28 | 0.28 | 0.28 | 0.28 | 0.28 | 0.28 | 0.28 | 0.28 | 0.28 | 0.28 | 0.28 | 0.28 | 0.28 | 0.28 | 0.28 | 0.28 | 0.28 | 0.28 | 0.28 | 0.28 | 0.28 | 0.28 | 0.28 | 0.28 | 0.28 | 0.28 | 0.28 | 0.28 | 0.28 | 0 | 0 | 0 | 0 | 0 | 0.013107 | 0.012869 | 0.012538 | 0.012128 | 0.011646 | 0.011097 | 0.010534 | 0.0099793 | 0.0094216 | 0.0089528 | 0.0085105 | 0.0081578 | 0.0078547 | 0.0075909 | 0.0074071 | 0.0072394 | 0.0070943 | 0.0069747 | 0.0068807 | 0.0067943 | 0.0067306 | 0.0066748 | 0.0066217 | 0 | 0 | 0 | 0.011841 | 0.011619 | 0.011254 | 0.010892 | 0.010467 | 0.0098475 | 0.0093226 | 0.0088135 | 0.0081888 | 0.007811 | 0.0073544 | 0.0070504 | 0.0067543 | 0.0064693 | 0.0063201 | 0.0061514 | 0.0060048 | 0.005882 | 0.005783 | 0.0056924 | 0 | 0 | 0 | 0 | 0 | 0 | 0.011841 | 0.023245 | 0.033901 | 0.043686 | 0.052415 | 0.059793 | 0.066084 | 0.071415 | 0.075613 | 0.079661 | 0.083081 | 0.086687 | 0.090221 | 0.09366 | 0.097713 | 0.10165 | 0.10562 | 0.10972 | 0.11402 | 0.11829 | 0.11718 | 0.11621 | 0.11528 | 0 | 0 | 0 | 903.404 | 902.9082 | 897.5834 | 898.0687 | 898.8113 | 887.3973 | 884.9723 | 883.1755 | 869.1509 | 872.4694 | 864.1492 | 864.2614 | 859.9115 | 852.2412 | 853.2507 | 849.7223 | 846.4174 | 843.3334 | 840.4675 | 837.8171 | 0 | 0 | 0 | 0 | 0 | 0 | 903.404 | 1806.3122 | 2703.8956 | 3601.9643 | 4500.7755 | 5388.1728 | 6273.1452 | 7156.3206 | 8025.4716 | 8897.9409 | 9762.0902 | 10626.3516 | 11486.2631 | 12338.5043 | 13191.755 | 14041.4773 | 14887.8947 | 15731.2281 | 16571.6956 | 17409.5127 | 17409.5127 | 17409.5127 | 17409.5127 | 17409.5127 | 17409.5127 | 17409.5127 | 0.010088 | 0.0099292 | 0.0096597 | 0.0094011 | 0.0090951 | 0.0086246 | 0.0082347 | 0.0078544 | 0.0073682 | 0.007087 | 0.0067289 | 0.0064948 | 0.0062561 | 0.0060205 | 0.0058982 | 0.0057553 | 0.0056296 | 0.0055241 | 0.0054413 | 0.0053663 | 0 | 0 | 0 | 0 | 0 | 0 | 0.010088 | 0.019864 | 0.029099 | 0.037706 | 0.045543 | 0.052368 | 0.058372 | 0.063644 | 0.068035 | 0.072277 | 0.076015 | 0.079855 | 0.083565 | 0.087163 | 0.091189 | 0.095106 | 0.099021 | 0.10304 | 0.10729 | 0.11151 | 0.11064 | 0.10988 | 0.10918 | 0 | 0 | 0 | 767.8934 | 767.472 | 762.9459 | 763.3584 | 763.9896 | 754.2877 | 752.2265 | 750.6991 | 738.7783 | 741.599 | 734.5269 | 734.6222 | 730.9248 | 724.405 | 725.2631 | 722.264 | 719.4548 | 716.8334 | 714.3974 | 712.1445 | 0 | 0 | 0 | 0 | 0 | 0 | 767.8934 | 1535.3654 | 2298.3113 | 3061.6696 | 3825.6592 | 4579.9469 | 5332.1734 | 6082.8725 | 6821.6508 | 7563.2498 | 8297.7767 | 9032.3988 | 9763.3236 | 10487.7286 | 11212.9917 | 11935.2557 | 12654.7105 | 13371.5439 | 14085.9413 | 14798.0858 | 14798.0858 | 14798.0858 | 14798.0858 | 14798.0858 | 14798.0858 | 14798.0858 | 0 | 0 | 0 | 0 | 0 | 0 | 0 | 0 | 0 | 0 | 0 | 0 | 0 | 0 | 0 | 0 | 0 | 0 | 0 | 0 | 0 | 0 | 0 | 0 | 0 | 0 | 0 | 0 | 0 | 0 | 0 | 0 | 0 | 0 | 0 | 0 | 0 | 0 | 0 | 0 | 0 | 0 | 0 | 0 | 0 | 0 | 0 | 0 | 0 | 0 | 0 | 0 | 0 | 0 | 0 | 0 | 0 | 0 | 0 | 0 | 0 | 0 | 0 | 0 | 0 | 0 | 0 | 0 | 0 | 0 | 0 | 0 | 0 | 0 | 0 | 0 | 0 | 0 | 0 | 0 | 0 | 0 | 0 | 0 | 0 | 0 | 0 | 0 | 0 | 0 | 0 | 0 | 0 | 0 | 0 | 0 | 0 | 0 | 0 | 0 | 0 | 0 | 0 | 0 | 0 | 0 | 0 | 0 | 0 | 0 | 0 | 0 | 0 | 0 | 0 | 0 | 0 | 0 | 0 | 0 | 0 | 0 | 0 | 0 | 0 | 0 | 0 | 0 | 0 | 0 | 0 | 0 | 0 | 0 | 0 | 0 | 0 | 0 | 0 | 0 | 0 | 0 | 0 | 0 | 0 | 0 | 0 | 0 | 0 | 0 | 0 | 0 | 0 | 0 | 0 | 0 | 0 | 0 | 0 | 0 | 0 | 0 | 0 | 0 | 0 | 0 | 0 | 0 | 0 | 0 | 0 | 0 | 0 | 0 | 0 | 0 | 0 | 0 | 0 | 0 | 0 | 0 | 0 | 0 | 0 | 0 | 0 | 0 | 0 | 0 | 0 | 0 | 0 | 0 | 0 | 0 | 0 | 0 | 0 | 0 | 0 | 0 | 0 | 0 | 0 | 0 | 0 | 0 | 2220.3171 | 2231.2246 | 2244.8654 | 2259.4729 | 2274.971 | 2290.9005 | 2307.5071 | 2324.262 | 2341.1918 | 2359.7618 | 2377.1902 | 2394.6649 | 2411.1085 | 2426.6436 | 2441.9756 | 2456.6391 | 2471.8043 | 2485.6553 | 2498.8876 | 2511.6043 | 2523.489 | 2534.5912 | 2544.9584 | 0 | 0 | 0 | 1688.145 | 1696.4381 | 1706.8095 | 1717.9158 | 1729.6993 | 1741.8107 | 1754.4371 | 1767.1761 | 1780.0481 | 1794.1672 | 1807.4183 | 1820.7046 | 1833.207 | 1845.0186 | 1856.6758 | 1867.8247 | 1879.355 | 1889.8861 | 1899.9469 | 1909.6156 | 1918.6518 | 1927.093 | 1934.9754 | 0 | 0 | 0
WA_Industrial_Paper and Printing_Existing_Space Heating_Natural Gas_Thermostat - Programmable_A | WA | Industrial | Paper and Printing | Existing | Space Heating | Natural Gas | Thermostat - Programmable | A | IM422 | Manual control | Programmable thermostat installed | 11 | 0.0066685 | 0 | 0 | 0.17 | 0.01 | 0 | 0 | 0.0859 |  | sqft | 25% | 40% | Retrofit | RetroEven20 | 76.5% | TBD | 0.2% | 4378.5124 |  | 2724.0299 |  | 0.029551 | IL TRM - 4.4.48 - CI-HVC-THST-V02-210101 | IL TRM - 4.4.48 - CI-HVC-THST-V02-210101 | BEST | Manual control | Manual control | Manual control | Manual control | Manual control | Manual control | Manual control | Manual control | Manual control | Manual control | Manual control | Manual control | Manual control | Manual control | Manual control | Manual control | Manual control | Manual control | Manual control | Manual control | Manual control | Manual control | Manual control | Manual control | Manual control | Manual control | Manual control | Manual control | Manual control | Manual control | Manual control | Programmable thermostat installed | Programmable thermostat installed | Programmable thermostat installed | Programmable thermostat installed | Programmable thermostat installed | Programmable thermostat installed | Programmable thermostat installed | Programmable thermostat installed | Programmable thermostat installed | Programmable thermostat installed | Programmable thermostat installed | Programmable thermostat installed | Programmable thermostat installed | Programmable thermostat installed | Programmable thermostat installed | Programmable thermostat installed | Programmable thermostat installed | Programmable thermostat installed | Programmable thermostat installed | Programmable thermostat installed | Programmable thermostat installed | Programmable thermostat installed | Programmable thermostat installed | Programmable thermostat installed | Programmable thermostat installed | Programmable thermostat installed | Programmable thermostat installed | Programmable thermostat installed | Programmable thermostat installed | Programmable thermostat installed | Programmable thermostat installed | 0.17 | 0.17 | 0.17 | 0.17 | 0.17 | 0.17 | 0.17 | 0.17 | 0.17 | 0.17 | 0.17 | 0.17 | 0.17 | 0.17 | 0.17 | 0.17 | 0.17 | 0.17 | 0.17 | 0.17 | 0.17 | 0.17 | 0.17 | 0.17 | 0.17 | 0.17 | 0.17 | 0.17 | 0.17 | 0.17 | 0.17 | 0 | 0 | 0 | 0 | 0 | 0.0065046 | 0.0063794 | 0.0062078 | 0.005997 | 0.0057497 | 0.0054687 | 0.0051807 | 0.004896 | 0.0046091 | 0.0043669 | 0.0041371 | 0.0039523 | 0.0037921 | 0.0036519 | 0.003553 | 0.0034629 | 0.0033854 | 0.0033217 | 0.0032714 | 0.0032256 | 0.0031949 | 0.0031681 | 0.0031425 | 0 | 0 | 0 | 0.017629 | 0.01728 | 0.016716 | 0.016157 | 0.015504 | 0.014559 | 0.013754 | 0.012972 | 0.012018 | 0.01143 | 0.010725 | 0.010247 | 0.0097825 | 0.0093368 | 0.0090948 | 0.0088275 | 0.0085965 | 0.0084039 | 0.0082486 | 0.0081074 | 0 | 0 | 0 | 0 | 0 | 0 | 0.017629 | 0.034569 | 0.050356 | 0.064803 | 0.077635 | 0.088399 | 0.097498 | 0.10511 | 0.11097 | 0.11657 | 0.12116 | 0.12599 | 0.13067 | 0.13518 | 0.14061 | 0.14587 | 0.15121 | 0.15676 | 0.16264 | 0.16847 | 0.16687 | 0.16546 | 0.16413 | 0 | 0 | 0 | 2710.212 | 2708.7245 | 2692.7502 | 2694.206 | 2696.4338 | 2662.1919 | 2654.917 | 2649.5264 | 2607.4528 | 2617.4081 | 2592.4477 | 2592.7842 | 2579.7346 | 2556.7235 | 2559.7521 | 2549.1669 | 2539.2523 | 2530.0002 | 2521.4025 | 2513.4513 | 0 | 0 | 0 | 0 | 0 | 0 | 2710.212 | 5418.9366 | 8111.6868 | 10805.8928 | 13502.3266 | 16164.5185 | 18819.4355 | 21468.9619 | 24076.4147 | 26693.8228 | 29286.2706 | 31879.0548 | 34458.7893 | 37015.5129 | 39575.2649 | 42124.4318 | 44663.6842 | 47193.6844 | 49715.0868 | 52228.5382 | 52228.5382 | 52228.5382 | 52228.5382 | 52228.5382 | 52228.5382 | 52228.5382 | 0.015022 | 0.014771 | 0.014355 | 0.013955 | 0.013484 | 0.012766 | 0.012168 | 0.011582 | 0.010839 | 0.010399 | 0.0098452 | 0.0094754 | 0.0091 | 0.0087313 | 0.0085326 | 0.0083064 | 0.0081085 | 0.007943 | 0.0078128 | 0.0076954 | 0 | 0 | 0 | 0 | 0 | 0 | 0.015022 | 0.029551 | 0.043245 | 0.055972 | 0.067519 | 0.077515 | 0.086251 | 0.09385 | 0.10008 | 0.10606 | 0.11122 | 0.1165 | 0.12155 | 0.12641 | 0.13192 | 0.13726 | 0.14262 | 0.14816 | 0.15405 | 0.15991 | 0.15864 | 0.15754 | 0.15652 | 0 | 0 | 0 | 2303.6802 | 2302.4159 | 2288.8377 | 2290.0751 | 2291.9687 | 2262.8631 | 2256.6794 | 2252.0974 | 2216.3349 | 2224.7969 | 2203.5806 | 2203.8666 | 2192.7744 | 2173.215 | 2175.7893 | 2166.7919 | 2158.3645 | 2150.5002 | 2143.1921 | 2136.4336 | 0 | 0 | 0 | 0 | 0 | 0 | 2303.6802 | 4606.0961 | 6894.9338 | 9185.0089 | 11476.9776 | 13739.8407 | 15996.5202 | 18248.6176 | 20464.9525 | 22689.7494 | 24893.33 | 27097.1965 | 29289.9709 | 31463.1859 | 33638.9752 | 35805.7671 | 37964.1316 | 40114.6317 | 42257.8238 | 44394.2574 | 44394.2574 | 44394.2574 | 44394.2574 | 44394.2574 | 44394.2574 | 44394.2574 | 0 | 0 | 0 | 0 | 0 | 0 | 0 | 0 | 0 | 0 | 0 | 0 | 0 | 0 | 0 | 0 | 0 | 0 | 0 | 0 | 0 | 0 | 0 | 0 | 0 | 0 | 0 | 0 | 0 | 0 | 0 | 0 | 0 | 0 | 0 | 0 | 0 | 0 | 0 | 0 | 0 | 0 | 0 | 0 | 0 | 0 | 0 | 0 | 0 | 0 | 0 | 0 | 0 | 0 | 0 | 0 | 0 | 0 | 0 | 0 | 0 | 0 | 0 | 0 | 0 | 0 | 0 | 0 | 0 | 0 | 0 | 0 | 0 | 0 | 0 | 0 | 0 | 0 | 0 | 0 | 0 | 0 | 0 | 0 | 0 | 0 | 0 | 0 | 0 | 0 | 0 | 0 | 0 | 0 | 0 | 0 | 0 | 0 | 0 | 0 | 0 | 0 | 0 | 0 | 0 | 0 | 0 | 0 | 0 | 0 | 0 | 0 | 0 | 0 | 0 | 0 | 0 | 0 | 0 | 0 | 0 | 0 | 0 | 0 | 0 | 0 | 0 | 0 | 0 | 0 | 0 | 0 | 0 | 0 | 0 | 0 | 0 | 0 | 0 | 0 | 0 | 0 | 0 | 0 | 0 | 0 | 0 | 0 | 0 | 0 | 0 | 0 | 0 | 0 | 0 | 0 | 0 | 0 | 0 | 0 | 0 | 0 | 0 | 0 | 0 | 0 | 0 | 0 | 0 | 0 | 0 | 0 | 0 | 0 | 0 | 0 | 0 | 0 | 0 | 0 | 0 | 0 | 0 | 0 | 0 | 0 | 0 | 0 | 0 | 0 | 0 | 0 | 0 | 0 | 0 | 0 | 0 | 0 | 0 | 0 | 0 | 0 | 0 | 0 | 0 | 0 | 0 | 0 | 4140.2172 | 4160.5564 | 4185.9923 | 4213.231 | 4242.1302 | 4271.8338 | 4302.8002 | 4334.043 | 4365.6118 | 4400.2394 | 4432.7379 | 4465.3229 | 4495.9852 | 4524.9535 | 4553.5431 | 4580.8861 | 4609.1645 | 4634.9924 | 4659.6667 | 4683.3794 | 4705.5407 | 4726.243 | 4745.5748 | 0 | 0 | 0 | 2575.7778 | 2588.4316 | 2604.2562 | 2621.2023 | 2639.1816 | 2657.6612 | 2676.9265 | 2696.3638 | 2716.0039 | 2737.547 | 2757.7655 | 2778.0378 | 2797.1139 | 2815.1361 | 2832.9227 | 2849.9338 | 2867.5268 | 2883.5952 | 2898.946 | 2913.6986 | 2927.4859 | 2940.3655 | 2952.3925 | 0 | 0 | 0
WA_Industrial_Paper and Printing_Existing_Space Heating_Natural Gas_ENERGY STAR Connected Thermostat_A | WA | Industrial | Paper and Printing | Existing | Space Heating | Natural Gas | ENERGY STAR Connected Thermostat | A | IM423 | Manual control | Wi-Fi/interactive thermostat installed | 5 | 0.015698 | 0 | 0 | 0.39 | 0.01 | 0 | 0 | 0.1927 |  | sqft | 5% | 20% | Retrofit | RetroEven20 | 76.5% | TBD | 0.2% | 6409.0444 |  | 5085.6741 |  | 0.069525 | ComConnectedThermostats_v1_1 | ComConnectedThermostats_v1_1 | ComConnectedThermostats_v1_1 | Manual control | Manual control | Manual control | Manual control | Manual control | Manual control | Manual control | Manual control | Manual control | Manual control | Manual control | Manual control | Manual control | Manual control | Manual control | Manual control | Manual control | Manual control | Manual control | Manual control | Manual control | Manual control | Manual control | Manual control | Manual control | Manual control | Manual control | Manual control | Manual control | Manual control | Manual control | Wi-Fi/interactive thermostat installed | Wi-Fi/interactive thermostat installed | Wi-Fi/interactive thermostat installed | Wi-Fi/interactive thermostat installed | Wi-Fi/interactive thermostat installed | Wi-Fi/interactive thermostat installed | Wi-Fi/interactive thermostat installed | Wi-Fi/interactive thermostat installed | Wi-Fi/interactive thermostat installed | Wi-Fi/interactive thermostat installed | Wi-Fi/interactive thermostat installed | Wi-Fi/interactive thermostat installed | Wi-Fi/interactive thermostat installed | Wi-Fi/interactive thermostat installed | Wi-Fi/interactive thermostat installed | Wi-Fi/interactive thermostat installed | Wi-Fi/interactive thermostat installed | Wi-Fi/interactive thermostat installed | Wi-Fi/interactive thermostat installed | Wi-Fi/interactive thermostat installed | Wi-Fi/interactive thermostat installed | Wi-Fi/interactive thermostat installed | Wi-Fi/interactive thermostat installed | Wi-Fi/interactive thermostat installed | Wi-Fi/interactive thermostat installed | Wi-Fi/interactive thermostat installed | Wi-Fi/interactive thermostat installed | Wi-Fi/interactive thermostat installed | Wi-Fi/interactive thermostat installed | Wi-Fi/interactive thermostat installed | Wi-Fi/interactive thermostat installed | 0.39 | 0.39 | 0.39 | 0.39 | 0.39 | 0.39 | 0.39 | 0.39 | 0.39 | 0.39 | 0.39 | 0.39 | 0.39 | 0.39 | 0.39 | 0.39 | 0.39 | 0.39 | 0.39 | 0.39 | 0.39 | 0.39 | 0.39 | 0.39 | 0.39 | 0.39 | 0.39 | 0.39 | 0.39 | 0.39 | 0.39 | 0 | 0 | 0 | 0 | 0 | 0.015307 | 0.015008 | 0.014599 | 0.014099 | 0.013513 | 0.012849 | 0.012168 | 0.011496 | 0.010818 | 0.010246 | 0.0097037 | 0.0092672 | 0.0088886 | 0.0085569 | 0.0083226 | 0.0081088 | 0.0079247 | 0.0077729 | 0.0076526 | 0.0075428 | 0.007471 | 0.0074081 | 0.0073481 | 0 | 0 | 0 | 0.041485 | 0.040651 | 0.039312 | 0.037986 | 0.036438 | 0.034205 | 0.032305 | 0.030458 | 0.028207 | 0.026819 | 0.025156 | 0.024028 | 0.02293 | 0.021878 | 0.021304 | 0.020671 | 0.020123 | 0.019665 | 0.019295 | 0.018959 | 0 | 0 | 0 | 0 | 0 | 0 | 0.041485 | 0.081325 | 0.11842 | 0.15235 | 0.18246 | 0.20769 | 0.22899 | 0.2468 | 0.26046 | 0.27352 | 0.28419 | 0.29543 | 0.30629 | 0.31674 | 0.32937 | 0.34158 | 0.35395 | 0.36683 | 0.38045 | 0.39395 | 0.3902 | 0.38691 | 0.38378 | 0 | 0 | 0 | 2710.212 | 2708.7245 | 2692.7502 | 2694.206 | 2696.4338 | 2662.1919 | 2654.917 | 2649.5264 | 2607.4528 | 2617.4081 | 2592.4477 | 2592.7842 | 2579.7346 | 2556.7235 | 2559.7521 | 2549.1669 | 2539.2523 | 2530.0002 | 2521.4025 | 2513.4513 | 0 | 0 | 0 | 0 | 0 | 0 | 2710.212 | 5418.9366 | 8111.6868 | 10805.8928 | 13502.3266 | 16164.5185 | 18819.4355 | 21468.9619 | 24076.4147 | 26693.8228 | 29286.2706 | 31879.0548 | 34458.7893 | 37015.5129 | 39575.2649 | 42124.4318 | 44663.6842 | 47193.6844 | 49715.0868 | 52228.5382 | 52228.5382 | 52228.5382 | 52228.5382 | 52228.5382 | 52228.5382 | 52228.5382 | 0.035352 | 0.034753 | 0.033766 | 0.032816 | 0.031698 | 0.030003 | 0.028588 | 0.027205 | 0.025451 | 0.024412 | 0.023105 | 0.022231 | 0.021344 | 0.020473 | 0.020002 | 0.019466 | 0.018997 | 0.018603 | 0.018293 | 0.018013 | 0 | 0 | 0 | 0 | 0 | 0 | 0.035352 | 0.069525 | 0.10172 | 0.13162 | 0.15873 | 0.18217 | 0.20265 | 0.22044 | 0.235 | 0.24897 | 0.26101 | 0.27334 | 0.2851 | 0.2964 | 0.30924 | 0.32167 | 0.33414 | 0.34702 | 0.36069 | 0.37431 | 0.37133 | 0.36875 | 0.36636 | 0 | 0 | 0 | 2303.6802 | 2302.4159 | 2288.8377 | 2290.0751 | 2291.9687 | 2262.8631 | 2256.6794 | 2252.0974 | 2216.3349 | 2224.7969 | 2203.5806 | 2203.8666 | 2192.7744 | 2173.215 | 2175.7893 | 2166.7919 | 2158.3645 | 2150.5002 | 2143.1921 | 2136.4336 | 0 | 0 | 0 | 0 | 0 | 0 | 2303.6802 | 4606.0961 | 6894.9338 | 9185.0089 | 11476.9776 | 13739.8407 | 15996.5202 | 18248.6176 | 20464.9525 | 22689.7494 | 24893.33 | 27097.1965 | 29289.9709 | 31463.1859 | 33638.9752 | 35805.7671 | 37964.1316 | 40114.6317 | 42257.8238 | 44394.2574 | 44394.2574 | 44394.2574 | 44394.2574 | 44394.2574 | 44394.2574 | 44394.2574 | 0 | 0 | 0 | 0 | 0 | 0 | 0 | 0 | 0 | 0 | 0 | 0 | 0 | 0 | 0 | 0 | 0 | 0 | 0 | 0 | 0 | 0 | 0 | 0 | 0 | 0 | 0 | 0 | 0 | 0 | 0 | 0 | 0 | 0 | 0 | 0 | 0 | 0 | 0 | 0 | 0 | 0 | 0 | 0 | 0 | 0 | 0 | 0 | 0 | 0 | 0 | 0 | 0 | 0 | 0 | 0 | 0 | 0 | 0 | 0 | 0 | 0 | 0 | 0 | 0 | 0 | 0 | 0 | 0 | 0 | 0 | 0 | 0 | 0 | 0 | 0 | 0 | 0 | 0 | 0 | 0 | 0 | 0 | 0 | 0 | 0 | 0 | 0 | 0 | 0 | 0 | 0 | 0 | 0 | 0 | 0 | 0 | 0 | 0 | 0 | 0 | 0 | 0 | 0 | 0 | 0 | 0 | 0 | 0 | 0 | 0 | 0 | 0 | 0 | 0 | 0 | 0 | 0 | 0 | 0 | 0 | 0 | 0 | 0 | 0 | 0 | 0 | 0 | 0 | 0 | 0 | 0 | 0 | 0 | 0 | 0 | 0 | 0 | 0 | 0 | 0 | 0 | 0 | 0 | 0 | 0 | 0 | 0 | 0 | 0 | 0 | 0 | 0 | 0 | 0 | 0 | 0 | 0 | 0 | 0 | 0 | 0 | 0 | 0 | 0 | 0 | 0 | 0 | 0 | 0 | 0 | 0 | 0 | 0 | 0 | 0 | 0 | 0 | 0 | 0 | 0 | 0 | 0 | 0 | 0 | 0 | 0 | 0 | 0 | 0 | 0 | 0 | 0 | 0 | 0 | 0 | 0 | 0 | 0 | 0 | 0 | 0 | 0 | 0 | 0 | 0 | 0 | 0 | 6060.2399 | 6090.0114 | 6127.2432 | 6167.1138 | 6209.415 | 6252.8936 | 6298.2207 | 6343.9523 | 6390.1611 | 6440.8472 | 6488.417 | 6536.1132 | 6580.9952 | 6623.3975 | 6665.2454 | 6705.2687 | 6746.6612 | 6784.4668 | 6820.5838 | 6855.2933 | 6887.7319 | 6918.0348 | 6946.3317 | 0 | 0 | 0 | 4808.8924 | 4832.5165 | 4862.0605 | 4893.6984 | 4927.2651 | 4961.766 | 4997.7337 | 5034.0225 | 5070.6899 | 5110.91 | 5148.6574 | 5186.505 | 5222.1196 | 5255.7664 | 5288.9734 | 5320.7325 | 5353.5781 | 5383.5774 | 5412.2368 | 5439.7793 | 5465.5198 | 5489.5657 | 5512.0197 | 0 | 0 | 0
WA_Industrial_Paper and Printing_Existing_Space Heating_Natural Gas_Destratification Fans (HVLS)_A | WA | Industrial | Paper and Printing | Existing | Space Heating | Natural Gas | Destratification Fans (HVLS) | A | IM424 | None/Standard ventilation | Fans installed | 10 | 0.015698 | 0 | 0 | 0.6 | 0.01 | 0 | 0 | 0.2991 |  | sqft | 15% | 30% | Retrofit | RetroEven20 | 76.5% | TBD | 0.2% | 6229.1369 |  | 4392.383 |  | 0.069653 | IL TRM - 4.4.34 - CI-HVC-DSFN-V05-210101 | IL TRM - 4.4.34 - CI-HVC-DSFN-V05-210101 | IL TRM - 4.4.34 - CI-HVC-DSFN-V05-210101 | None/Standard ventilation | None/Standard ventilation | None/Standard ventilation | None/Standard ventilation | None/Standard ventilation | None/Standard ventilation | None/Standard ventilation | None/Standard ventilation | None/Standard ventilation | None/Standard ventilation | None/Standard ventilation | None/Standard ventilation | None/Standard ventilation | None/Standard ventilation | None/Standard ventilation | None/Standard ventilation | None/Standard ventilation | None/Standard ventilation | None/Standard ventilation | None/Standard ventilation | None/Standard ventilation | None/Standard ventilation | None/Standard ventilation | None/Standard ventilation | None/Standard ventilation | None/Standard ventilation | None/Standard ventilation | None/Standard ventilation | None/Standard ventilation | None/Standard ventilation | None/Standard ventilation | Fans installed | Fans installed | Fans installed | Fans installed | Fans installed | Fans installed | Fans installed | Fans installed | Fans installed | Fans installed | Fans installed | Fans installed | Fans installed | Fans installed | Fans installed | Fans installed | Fans installed | Fans installed | Fans installed | Fans installed | Fans installed | Fans installed | Fans installed | Fans installed | Fans installed | Fans installed | Fans installed | Fans installed | Fans installed | Fans installed | Fans installed | 0.6 | 0.6 | 0.6 | 0.6 | 0.6 | 0.6 | 0.6 | 0.6 | 0.6 | 0.6 | 0.6 | 0.6 | 0.6 | 0.6 | 0.6 | 0.6 | 0.6 | 0.6 | 0.6 | 0.6 | 0.6 | 0.6 | 0.6 | 0.6 | 0.6 | 0.6 | 0.6 | 0.6 | 0.6 | 0.6 | 0.6 | 0 | 0 | 0 | 0 | 0 | 0.015324 | 0.01504 | 0.014647 | 0.014161 | 0.013589 | 0.012937 | 0.012267 | 0.011604 | 0.010936 | 0.010373 | 0.0098384 | 0.0094095 | 0.0090389 | 0.0087154 | 0.0084884 | 0.008282 | 0.008105 | 0.0079601 | 0.0078466 | 0.0077435 | 0.0076703 | 0.0076062 | 0.0075451 | 0 | 0 | 0 | 0.04153 | 0.04074 | 0.039442 | 0.038154 | 0.036641 | 0.03444 | 0.032567 | 0.030745 | 0.028516 | 0.027149 | 0.025506 | 0.024397 | 0.023318 | 0.022283 | 0.021728 | 0.021112 | 0.020581 | 0.020139 | 0.019785 | 0.019463 | 0 | 0 | 0 | 0 | 0 | 0 | 0.04153 | 0.081501 | 0.11881 | 0.15303 | 0.18348 | 0.20911 | 0.23085 | 0.24913 | 0.26331 | 0.27688 | 0.28813 | 0.29996 | 0.31147 | 0.3226 | 0.33593 | 0.34888 | 0.362 | 0.37566 | 0.3901 | 0.40443 | 0.40061 | 0.39726 | 0.39407 | 0 | 0 | 0 | 2710.212 | 2708.7245 | 2692.7502 | 2694.206 | 2696.4338 | 2662.1919 | 2654.917 | 2649.5264 | 2607.4528 | 2617.4081 | 2592.4477 | 2592.7842 | 2579.7346 | 2556.7235 | 2559.7521 | 2549.1669 | 2539.2523 | 2530.0002 | 2521.4025 | 2513.4513 | 0 | 0 | 0 | 0 | 0 | 0 | 2710.212 | 5418.9366 | 8111.6868 | 10805.8928 | 13502.3266 | 16164.5185 | 18819.4355 | 21468.9619 | 24076.4147 | 26693.8228 | 29286.2706 | 31879.0548 | 34458.7893 | 37015.5129 | 39575.2649 | 42124.4318 | 44663.6842 | 47193.6844 | 49715.0868 | 52228.5382 | 52228.5382 | 52228.5382 | 52228.5382 | 52228.5382 | 52228.5382 | 52228.5382 | 0.035384 | 0.034817 | 0.03386 | 0.032939 | 0.031848 | 0.030177 | 0.028785 | 0.027423 | 0.025687 | 0.024667 | 0.023377 | 0.022521 | 0.02165 | 0.020795 | 0.02034 | 0.019818 | 0.019363 | 0.018983 | 0.018687 | 0.018419 | 0 | 0 | 0 | 0 | 0 | 0 | 0.035384 | 0.069653 | 0.102 | 0.13211 | 0.15948 | 0.18323 | 0.20404 | 0.22221 | 0.23719 | 0.25157 | 0.26408 | 0.2769 | 0.28919 | 0.30106 | 0.31446 | 0.3275 | 0.34058 | 0.35411 | 0.36845 | 0.38275 | 0.37973 | 0.37711 | 0.37469 | 0 | 0 | 0 | 2303.6802 | 2302.4159 | 2288.8377 | 2290.0751 | 2291.9687 | 2262.8631 | 2256.6794 | 2252.0974 | 2216.3349 | 2224.7969 | 2203.5806 | 2203.8666 | 2192.7744 | 2173.215 | 2175.7893 | 2166.7919 | 2158.3645 | 2150.5002 | 2143.1921 | 2136.4336 | 0 | 0 | 0 | 0 | 0 | 0 | 2303.6802 | 4606.0961 | 6894.9338 | 9185.0089 | 11476.9776 | 13739.8407 | 15996.5202 | 18248.6176 | 20464.9525 | 22689.7494 | 24893.33 | 27097.1965 | 29289.9709 | 31463.1859 | 33638.9752 | 35805.7671 | 37964.1316 | 40114.6317 | 42257.8238 | 44394.2574 | 44394.2574 | 44394.2574 | 44394.2574 | 44394.2574 | 44394.2574 | 44394.2574 | 0 | 0 | 0 | 0 | 0 | 0 | 0 | 0 | 0 | 0 | 0 | 0 | 0 | 0 | 0 | 0 | 0 | 0 | 0 | 0 | 0 | 0 | 0 | 0 | 0 | 0 | 0 | 0 | 0 | 0 | 0 | 0 | 0 | 0 | 0 | 0 | 0 | 0 | 0 | 0 | 0 | 0 | 0 | 0 | 0 | 0 | 0 | 0 | 0 | 0 | 0 | 0 | 0 | 0 | 0 | 0 | 0 | 0 | 0 | 0 | 0 | 0 | 0 | 0 | 0 | 0 | 0 | 0 | 0 | 0 | 0 | 0 | 0 | 0 | 0 | 0 | 0 | 0 | 0 | 0 | 0 | 0 | 0 | 0 | 0 | 0 | 0 | 0 | 0 | 0 | 0 | 0 | 0 | 0 | 0 | 0 | 0 | 0 | 0 | 0 | 0 | 0 | 0 | 0 | 0 | 0 | 0 | 0 | 0 | 0 | 0 | 0 | 0 | 0 | 0 | 0 | 0 | 0 | 0 | 0 | 0 | 0 | 0 | 0 | 0 | 0 | 0 | 0 | 0 | 0 | 0 | 0 | 0 | 0 | 0 | 0 | 0 | 0 | 0 | 0 | 0 | 0 | 0 | 0 | 0 | 0 | 0 | 0 | 0 | 0 | 0 | 0 | 0 | 0 | 0 | 0 | 0 | 0 | 0 | 0 | 0 | 0 | 0 | 0 | 0 | 0 | 0 | 0 | 0 | 0 | 0 | 0 | 0 | 0 | 0 | 0 | 0 | 0 | 0 | 0 | 0 | 0 | 0 | 0 | 0 | 0 | 0 | 0 | 0 | 0 | 0 | 0 | 0 | 0 | 0 | 0 | 0 | 0 | 0 | 0 | 0 | 0 | 0 | 0 | 0 | 0 | 0 | 0 | 5890.1236 | 5919.0594 | 5955.246 | 5993.9974 | 6035.1112 | 6077.3693 | 6121.424 | 6165.8719 | 6210.7836 | 6260.0469 | 6306.2814 | 6352.6386 | 6396.2608 | 6437.4728 | 6478.146 | 6517.0458 | 6557.2764 | 6594.0207 | 6629.124 | 6662.8591 | 6694.3871 | 6723.8394 | 6751.342 | 0 | 0 | 0 | 4153.3329 | 4173.7365 | 4199.253 | 4226.578 | 4255.5687 | 4285.3664 | 4316.4309 | 4347.7727 | 4379.4415 | 4414.1788 | 4446.7803 | 4479.4685 | 4510.228 | 4539.288 | 4567.9682 | 4595.3978 | 4623.7658 | 4649.6755 | 4674.428 | 4698.2158 | 4720.4473 | 4741.2152 | 4760.6082 | 0 | 0 | 0
WA_Industrial_Paper and Printing_Existing_Space Heating_Natural Gas_Gas Boiler - Insulate Steam Lines/Condensate Tank_A | WA | Industrial | Paper and Printing | Existing | Space Heating | Natural Gas | Gas Boiler - Insulate Steam Lines/Condensate Tank | A | IM425 | No insulation | Lines and condenstate tank insulated | 20 | 1100.8468 | 0 | 0 | 6360.61 | 0 | 0 | 0 | 3180.3052 |  | employee | 30% | 35% | Retrofit | RetroEven20 | 76.5% | TBD | 0.2% | 355.6823 |  | 260.0072 |  | 0.0056523 | PGE Workpaper - SWWH017-01 | PGE Workpaper - SWWH017-01 | PGE Workpaper - SWWH017-01 | No insulation | No insulation | No insulation | No insulation | No insulation | No insulation | No insulation | No insulation | No insulation | No insulation | No insulation | No insulation | No insulation | No insulation | No insulation | No insulation | No insulation | No insulation | No insulation | No insulation | No insulation | No insulation | No insulation | No insulation | No insulation | No insulation | No insulation | No insulation | No insulation | No insulation | No insulation | Lines and condenstate tank insulated | Lines and condenstate tank insulated | Lines and condenstate tank insulated | Lines and condenstate tank insulated | Lines and condenstate tank insulated | Lines and condenstate tank insulated | Lines and condenstate tank insulated | Lines and condenstate tank insulated | Lines and condenstate tank insulated | Lines and condenstate tank insulated | Lines and condenstate tank insulated | Lines and condenstate tank insulated | Lines and condenstate tank insulated | Lines and condenstate tank insulated | Lines and condenstate tank insulated | Lines and condenstate tank insulated | Lines and condenstate tank insulated | Lines and condenstate tank insulated | Lines and condenstate tank insulated | Lines and condenstate tank insulated | Lines and condenstate tank insulated | Lines and condenstate tank insulated | Lines and condenstate tank insulated | Lines and condenstate tank insulated | Lines and condenstate tank insulated | Lines and condenstate tank insulated | Lines and condenstate tank insulated | Lines and condenstate tank insulated | Lines and condenstate tank insulated | Lines and condenstate tank insulated | Lines and condenstate tank insulated | 6360.61 | 6360.61 | 6360.61 | 6360.61 | 6360.61 | 6360.61 | 6360.61 | 6360.61 | 6360.61 | 6360.61 | 6360.61 | 6360.61 | 6360.61 | 6360.61 | 6360.61 | 6360.61 | 6360.61 | 6360.61 | 6360.61 | 6360.61 | 6360.61 | 6360.61 | 6360.61 | 6360.61 | 6360.61 | 6360.61 | 6360.61 | 6360.61 | 6360.61 | 6360.61 | 6360.61 | 0 | 0 | 0 | 0 | 0 | 1077.8295 | 1066.3007 | 1053.7169 | 1040.4212 | 1026.3226 | 1011.302 | 995.6684 | 979.2318 | 961.2824 | 942.6719 | 923.5656 | 904.9092 | 887.0966 | 869.8896 | 854.7785 | 840.6397 | 827.2327 | 815.528 | 804.9789 | 794.9929 | 787.6213 | 781.2212 | 775.1491 | 934.2822 | 930.4445 | 926.9418 | 0.0033514 | 0.0033137 | 0.0032553 | 0.003216 | 0.003175 | 0.0030888 | 0.0030327 | 0.0029766 | 0.0028757 | 0.0028308 | 0.0027469 | 0.0026918 | 0.0026255 | 0.0025516 | 0.0025103 | 0.0024585 | 0.0024099 | 0.0023672 | 0.0023286 | 0.0022925 | 0 | 0 | 0 | 0 | 0 | 0 | 0.0033514 | 0.0066292 | 0.0098063 | 0.012899 | 0.015899 | 0.018755 | 0.021498 | 0.024119 | 0.026553 | 0.02887 | 0.031031 | 0.033096 | 0.03507 | 0.036942 | 0.03881 | 0.040627 | 0.042389 | 0.044156 | 0.045914 | 0.047637 | 0.047195 | 0.046811 | 0.046448 | 0 | 0 | 0 | 0.0031094 | 0.0031077 | 0.0030893 | 0.003091 | 0.0030936 | 0.0030543 | 0.0030459 | 0.0030398 | 0.0029915 | 0.0030029 | 0.0029743 | 0.0029747 | 0.0029597 | 0.0029333 | 0.0029368 | 0.0029246 | 0.0029132 | 0.0029026 | 0.0028928 | 0.0028836 | 0 | 0 | 0 | 0 | 0 | 0 | 0.0031094 | 0.0062171 | 0.0093064 | 0.012397 | 0.015491 | 0.018545 | 0.021591 | 0.024631 | 0.027622 | 0.030625 | 0.0336 | 0.036574 | 0.039534 | 0.042467 | 0.045404 | 0.048329 | 0.051242 | 0.054144 | 0.057037 | 0.059921 | 0.059921 | 0.059921 | 0.059921 | 0.059921 | 0.059921 | 0.059921 | 0.002853 | 0.0028254 | 0.0027816 | 0.0027544 | 0.002726 | 0.002659 | 0.0026177 | 0.0025762 | 0.0024964 | 0.0024647 | 0.0023994 | 0.0023582 | 0.0023053 | 0.002245 | 0.0022118 | 0.0021691 | 0.0021287 | 0.0020932 | 0.0020624 | 0.0020337 | 0 | 0 | 0 | 0 | 0 | 0 | 0.002853 | 0.0056523 | 0.0083793 | 0.011047 | 0.01365 | 0.016145 | 0.018555 | 0.020875 | 0.023051 | 0.025137 | 0.027105 | 0.028994 | 0.030793 | 0.032502 | 0.034196 | 0.035844 | 0.037443 | 0.039045 | 0.040664 | 0.042259 | 0.041923 | 0.041635 | 0.04137 | 0 | 0 | 0 | 0.002643 | 0.0026415 | 0.0026259 | 0.0026274 | 0.0026295 | 0.0025961 | 0.002589 | 0.0025838 | 0.0025428 | 0.0025525 | 0.0025281 | 0.0025285 | 0.0025157 | 0.0024933 | 0.0024962 | 0.0024859 | 0.0024763 | 0.0024672 | 0.0024588 | 0.0024511 | 0 | 0 | 0 | 0 | 0 | 0 | 0.002643 | 0.0052845 | 0.0079104 | 0.010538 | 0.013167 | 0.015763 | 0.018353 | 0.020936 | 0.023479 | 0.026032 | 0.02856 | 0.031088 | 0.033604 | 0.036097 | 0.038593 | 0.041079 | 0.043556 | 0.046023 | 0.048482 | 0.050933 | 0.050933 | 0.050933 | 0.050933 | 0.050933 | 0.050933 | 0.050933 | 0.0028545 | 0.0028287 | 0.002787 | 0.002762 | 0.0027359 | 0.0026711 | 0.002632 | 0.0025928 | 0.0025151 | 0.0024856 | 0.0024222 | 0.0023829 | 0.0023318 | 0.0022733 | 0.002242 | 0.002201 | 0.0021624 | 0.0021286 | 0.0020982 | 0.0020698 | 0 | 0 | 0 | 0 | 0 | 0 | 0.0028545 | 0.005659 | 0.0083956 | 0.011078 | 0.0137 | 0.016219 | 0.018657 | 0.021009 | 0.023223 | 0.02535 | 0.027363 | 0.029299 | 0.031148 | 0.032912 | 0.034662 | 0.036371 | 0.038036 | 0.039707 | 0.04137 | 0.04301 | 0.042673 | 0.042384 | 0.042118 | 0 | 0 | 0 | 0.002643 | 0.0026415 | 0.0026259 | 0.0026274 | 0.0026295 | 0.0025961 | 0.002589 | 0.0025838 | 0.0025428 | 0.0025525 | 0.0025281 | 0.0025285 | 0.0025157 | 0.0024933 | 0.0024962 | 0.0024859 | 0.0024763 | 0.0024672 | 0.0024588 | 0.0024511 | 0 | 0 | 0 | 0 | 0 | 0 | 0.002643 | 0.0052845 | 0.0079104 | 0.010538 | 0.013167 | 0.015763 | 0.018353 | 0.020936 | 0.023479 | 0.026032 | 0.02856 | 0.031088 | 0.033604 | 0.036097 | 0.038593 | 0.041079 | 0.043556 | 0.046023 | 0.048482 | 0.050933 | 0.050933 | 0.050933 | 0.050933 | 0.050933 | 0.050933 | 0.050933 | 0.0028537 | 0.0028261 | 0.0027823 | 0.0027551 | 0.0027267 | 0.0026596 | 0.0026183 | 0.0025769 | 0.0024971 | 0.0024654 | 0.0024 | 0.0023588 | 0.0023059 | 0.0022456 | 0.0022124 | 0.0021696 | 0.0021293 | 0.0020937 | 0.0020629 | 0.0020342 | 0 | 0 | 0 | 0 | 0 | 0 | 0.0028537 | 0.0056537 | 0.0083815 | 0.01105 | 0.013654 | 0.016149 | 0.01856 | 0.02088 | 0.023057 | 0.025143 | 0.027112 | 0.029002 | 0.030801 | 0.03251 | 0.034205 | 0.035853 | 0.037452 | 0.039055 | 0.040675 | 0.04227 | 0.041924 | 0.041636 | 0.041371 | 0 | 0 | 0 | 0.002643 | 0.0026415 | 0.0026259 | 0.0026274 | 0.0026295 | 0.0025961 | 0.002589 | 0.0025838 | 0.0025428 | 0.0025525 | 0.0025281 | 0.0025285 | 0.0025157 | 0.0024933 | 0.0024962 | 0.0024859 | 0.0024763 | 0.0024672 | 0.0024588 | 0.0024511 | 0 | 0 | 0 | 0 | 0 | 0 | 0.002643 | 0.0052845 | 0.0079104 | 0.010538 | 0.013167 | 0.015763 | 0.018353 | 0.020936 | 0.023479 | 0.026032 | 0.02856 | 0.031088 | 0.033604 | 0.036097 | 0.038593 | 0.041079 | 0.043556 | 0.046023 | 0.048482 | 0.050933 | 0.050933 | 0.050933 | 0.050933 | 0.050933 | 0.050933 | 0.050933 | 343.0935 | 344.5915 | 346.093 | 347.6157 | 349.1475 | 350.6492 | 352.1488 | 353.645 | 355.1367 | 356.7293 | 358.2037 | 359.6735 | 361.131 | 362.5787 | 364.0412 | 365.4649 | 366.9585 | 368.4121 | 369.831 | 371.2701 | 372.5931 | 373.8087 | 374.9249 | 375.9495 | 376.8896 | 377.7517 | 250.8047 | 251.8997 | 252.9974 | 254.1105 | 255.2302 | 256.328 | 257.4242 | 258.518 | 259.6084 | 260.7726 | 261.8504 | 262.9249 | 263.9903 | 265.0485 | 266.1177 | 267.1584 | 268.2503 | 269.3128 | 270.35 | 271.402 | 272.3692 | 273.2578 | 274.0738 | 274.8228 | 275.51 | 276.1402
WA_Industrial_Paper and Printing_Existing_Process_Natural Gas_Gas Boiler - Insulate Steam Lines/Condensate Tank_A | WA | Industrial | Paper and Printing | Existing | Process | Natural Gas | Gas Boiler - Insulate Steam Lines/Condensate Tank | A | IM426 | No insulation | Lines and condenstate tank insulated | 20 | 604.3224 | 0 | 0 | 6360.61 | 0 | 0 | 0 | 3180.3052 |  | sqft | 30% | 35% | Retrofit | RetroEven20 | 76.5% | TBD | 0.2% | 355.6823 |  | 260.0072 |  | 0.12625 | PGE Workpaper - SWWH017-01 | PGE Workpaper - SWWH017-01 | PGE Workpaper - SWWH017-01 | No insulation | No insulation | No insulation | No insulation | No insulation | No insulation | No insulation | No insulation | No insulation | No insulation | No insulation | No insulation | No insulation | No insulation | No insulation | No insulation | No insulation | No insulation | No insulation | No insulation | No insulation | No insulation | No insulation | No insulation | No insulation | No insulation | No insulation | No insulation | No insulation | No insulation | No insulation | Lines and condenstate tank insulated | Lines and condenstate tank insulated | Lines and condenstate tank insulated | Lines and condenstate tank insulated | Lines and condenstate tank insulated | Lines and condenstate tank insulated | Lines and condenstate tank insulated | Lines and condenstate tank insulated | Lines and condenstate tank insulated | Lines and condenstate tank insulated | Lines and condenstate tank insulated | Lines and condenstate tank insulated | Lines and condenstate tank insulated | Lines and condenstate tank insulated | Lines and condenstate tank insulated | Lines and condenstate tank insulated | Lines and condenstate tank insulated | Lines and condenstate tank insulated | Lines and condenstate tank insulated | Lines and condenstate tank insulated | Lines and condenstate tank insulated | Lines and condenstate tank insulated | Lines and condenstate tank insulated | Lines and condenstate tank insulated | Lines and condenstate tank insulated | Lines and condenstate tank insulated | Lines and condenstate tank insulated | Lines and condenstate tank insulated | Lines and condenstate tank insulated | Lines and condenstate tank insulated | Lines and condenstate tank insulated | 6360.61 | 6360.61 | 6360.61 | 6360.61 | 6360.61 | 6360.61 | 6360.61 | 6360.61 | 6360.61 | 6360.61 | 6360.61 | 6360.61 | 6360.61 | 6360.61 | 6360.61 | 6360.61 | 6360.61 | 6360.61 | 6360.61 | 6360.61 | 6360.61 | 6360.61 | 6360.61 | 6360.61 | 6360.61 | 6360.61 | 6360.61 | 6360.61 | 6360.61 | 6360.61 | 6360.61 | 0 | 0 | 0 | 0 | 0 | 601.0243 | 597.7505 | 594.4483 | 591.1878 | 587.9217 | 584.6125 | 581.8038 | 579.2944 | 576.6897 | 574.8171 | 572.7718 | 571.1973 | 569.6061 | 567.9902 | 566.8045 | 565.4834 | 564.3579 | 563.2418 | 562.134 | 561.0345 | 560.9117 | 560.7988 | 560.6961 | 604.3224 | 604.3224 | 604.3224 | 0.074571 | 0.074124 | 0.07328 | 0.072917 | 0.072575 | 0.07125 | 0.070714 | 0.070266 | 0.068839 | 0.068877 | 0.067978 | 0.0678 | 0.06727 | 0.066481 | 0.066421 | 0.065992 | 0.065605 | 0.065236 | 0.064887 | 0.064556 | 0 | 0 | 0 | 0 | 0 | 0 | 0.074571 | 0.14829 | 0.22075 | 0.29246 | 0.36342 | 0.43262 | 0.50125 | 0.56936 | 0.63564 | 0.70245 | 0.76793 | 0.83362 | 0.89857 | 0.9625 | 1.0269 | 1.0905 | 1.1539 | 1.2169 | 1.2794 | 1.3414 | 1.3411 | 1.3409 | 1.3406 | 0 | 0 | 0 | 0.12407 | 0.12401 | 0.12327 | 0.12334 | 0.12344 | 0.12187 | 0.12154 | 0.1213 | 0.11937 | 0.11982 | 0.11868 | 0.1187 | 0.1181 | 0.11705 | 0.11719 | 0.1167 | 0.11625 | 0.11582 | 0.11543 | 0.11507 | 0 | 0 | 0 | 0 | 0 | 0 | 0.12407 | 0.24808 | 0.37135 | 0.49469 | 0.61814 | 0.74001 | 0.86155 | 0.98285 | 1.1022 | 1.222 | 1.3407 | 1.4594 | 1.5775 | 1.6946 | 1.8118 | 1.9285 | 2.0447 | 2.1605 | 2.276 | 2.391 | 2.391 | 2.391 | 2.391 | 2.391 | 2.391 | 2.391 | 0.063437 | 0.063109 | 0.062442 | 0.062185 | 0.061944 | 0.060865 | 0.060452 | 0.060108 | 0.058928 | 0.05899 | 0.058251 | 0.058122 | 0.057693 | 0.057041 | 0.057007 | 0.056659 | 0.056344 | 0.056044 | 0.05576 | 0.055492 | 0 | 0 | 0 | 0 | 0 | 0 | 0.063437 | 0.12625 | 0.1881 | 0.24941 | 0.31019 | 0.36957 | 0.42851 | 0.48705 | 0.54412 | 0.60161 | 0.65804 | 0.71463 | 0.77063 | 0.82582 | 0.88137 | 0.93628 | 0.99104 | 1.0454 | 1.0994 | 1.1531 | 1.1529 | 1.1527 | 1.1525 | 0 | 0 | 0 | 0.10546 | 0.1054 | 0.10478 | 0.10484 | 0.10493 | 0.10359 | 0.10331 | 0.1031 | 0.10146 | 0.10185 | 0.10088 | 0.10089 | 0.10039 | 0.09949 | 0.099607 | 0.099196 | 0.09881 | 0.09845 | 0.098115 | 0.097806 | 0 | 0 | 0 | 0 | 0 | 0 | 0.10546 | 0.21087 | 0.31565 | 0.42049 | 0.52541 | 0.62901 | 0.73232 | 0.83542 | 0.93688 | 1.0387 | 1.1396 | 1.2405 | 1.3409 | 1.4404 | 1.54 | 1.6392 | 1.738 | 1.8364 | 1.9346 | 2.0324 | 2.0324 | 2.0324 | 2.0324 | 2.0324 | 2.0324 | 2.0324 | 0.063437 | 0.063109 | 0.062442 | 0.062185 | 0.061944 | 0.060865 | 0.060452 | 0.060108 | 0.058928 | 0.05899 | 0.058251 | 0.058122 | 0.057693 | 0.057041 | 0.057007 | 0.056659 | 0.056344 | 0.056044 | 0.05576 | 0.055492 | 0 | 0 | 0 | 0 | 0 | 0 | 0.063437 | 0.12625 | 0.1881 | 0.24941 | 0.31019 | 0.36957 | 0.42851 | 0.48705 | 0.54412 | 0.60161 | 0.65804 | 0.71463 | 0.77063 | 0.82582 | 0.88137 | 0.93628 | 0.99104 | 1.0454 | 1.0994 | 1.1531 | 1.1529 | 1.1527 | 1.1525 | 0 | 0 | 0 | 0.10546 | 0.1054 | 0.10478 | 0.10484 | 0.10493 | 0.10359 | 0.10331 | 0.1031 | 0.10146 | 0.10185 | 0.10088 | 0.10089 | 0.10039 | 0.09949 | 0.099607 | 0.099196 | 0.09881 | 0.09845 | 0.098115 | 0.097806 | 0 | 0 | 0 | 0 | 0 | 0 | 0.10546 | 0.21087 | 0.31565 | 0.42049 | 0.52541 | 0.62901 | 0.73232 | 0.83542 | 0.93688 | 1.0387 | 1.1396 | 1.2405 | 1.3409 | 1.4404 | 1.54 | 1.6392 | 1.738 | 1.8364 | 1.9346 | 2.0324 | 2.0324 | 2.0324 | 2.0324 | 2.0324 | 2.0324 | 2.0324 | 0.063437 | 0.063109 | 0.062442 | 0.062185 | 0.061944 | 0.060865 | 0.060452 | 0.060108 | 0.058928 | 0.05899 | 0.058251 | 0.058122 | 0.057693 | 0.057041 | 0.057007 | 0.056659 | 0.056344 | 0.056044 | 0.05576 | 0.055492 | 0 | 0 | 0 | 0 | 0 | 0 | 0.063437 | 0.12625 | 0.1881 | 0.24941 | 0.31019 | 0.36957 | 0.42851 | 0.48705 | 0.54412 | 0.60161 | 0.65804 | 0.71463 | 0.77063 | 0.82582 | 0.88137 | 0.93628 | 0.99104 | 1.0454 | 1.0994 | 1.1531 | 1.1529 | 1.1527 | 1.1525 | 0 | 0 | 0 | 0.10546 | 0.1054 | 0.10478 | 0.10484 | 0.10493 | 0.10359 | 0.10331 | 0.1031 | 0.10146 | 0.10185 | 0.10088 | 0.10089 | 0.10039 | 0.09949 | 0.099607 | 0.099196 | 0.09881 | 0.09845 | 0.098115 | 0.097806 | 0 | 0 | 0 | 0 | 0 | 0 | 0.10546 | 0.21087 | 0.31565 | 0.42049 | 0.52541 | 0.62901 | 0.73232 | 0.83542 | 0.93688 | 1.0387 | 1.1396 | 1.2405 | 1.3409 | 1.4404 | 1.54 | 1.6392 | 1.738 | 1.8364 | 1.9346 | 2.0324 | 2.0324 | 2.0324 | 2.0324 | 2.0324 | 2.0324 | 2.0324 | 343.0935 | 344.5915 | 346.093 | 347.6157 | 349.1475 | 350.6492 | 352.1488 | 353.645 | 355.1367 | 356.7293 | 358.2037 | 359.6735 | 361.131 | 362.5787 | 364.0412 | 365.4649 | 366.9585 | 368.4121 | 369.831 | 371.2701 | 372.5931 | 373.8087 | 374.9249 | 375.9495 | 376.8896 | 377.7517 | 250.8047 | 251.8997 | 252.9974 | 254.1105 | 255.2302 | 256.328 | 257.4242 | 258.518 | 259.6084 | 260.7726 | 261.8504 | 262.9249 | 263.9903 | 265.0485 | 266.1177 | 267.1584 | 268.2503 | 269.3128 | 270.35 | 271.402 | 272.3692 | 273.2578 | 274.0738 | 274.8228 | 275.51 | 276.1402
WA_Industrial_Paper and Printing_Existing_Space Heating_Natural Gas_Gas Boiler - Insulate Hot Water Lines_A | WA | Industrial | Paper and Printing | Existing | Space Heating | Natural Gas | Gas Boiler - Insulate Hot Water Lines | A | IM427 | No insulation | Insulated water lines | 20 | 1244.3031 | 0 | 0 | 4515.97 | 0 | 0 | 0 | 2257.9859 |  | employee | 40% | 50% | Retrofit | RetroEven20 | 76.5% | TBD | 0.2% | 223.4165 |  | 163.3196 |  | 0.012813 | PGE Workpaper - SWWH017-01 | PGE Workpaper - SWWH017-01 | PGE Workpaper - SWWH017-01 | No insulation | No insulation | No insulation | No insulation | No insulation | No insulation | No insulation | No insulation | No insulation | No insulation | No insulation | No insulation | No insulation | No insulation | No insulation | No insulation | No insulation | No insulation | No insulation | No insulation | No insulation | No insulation | No insulation | No insulation | No insulation | No insulation | No insulation | No insulation | No insulation | No insulation | No insulation | Insulated water lines | Insulated water lines | Insulated water lines | Insulated water lines | Insulated water lines | Insulated water lines | Insulated water lines | Insulated water lines | Insulated water lines | Insulated water lines | Insulated water lines | Insulated water lines | Insulated water lines | Insulated water lines | Insulated water lines | Insulated water lines | Insulated water lines | Insulated water lines | Insulated water lines | Insulated water lines | Insulated water lines | Insulated water lines | Insulated water lines | Insulated water lines | Insulated water lines | Insulated water lines | Insulated water lines | Insulated water lines | Insulated water lines | Insulated water lines | Insulated water lines | 4515.97 | 4515.97 | 4515.97 | 4515.97 | 4515.97 | 4515.97 | 4515.97 | 4515.97 | 4515.97 | 4515.97 | 4515.97 | 4515.97 | 4515.97 | 4515.97 | 4515.97 | 4515.97 | 4515.97 | 4515.97 | 4515.97 | 4515.97 | 4515.97 | 4515.97 | 4515.97 | 4515.97 | 4515.97 | 4515.97 | 4515.97 | 4515.97 | 4515.97 | 4515.97 | 4515.97 | 0 | 0 | 0 | 0 | 0 | 1220.1881 | 1209.2055 | 1197.2883 | 1184.8863 | 1172.0404 | 1158.8986 | 1145.6439 | 1132.2309 | 1118.2018 | 1103.5316 | 1089.2434 | 1075.2744 | 1062.3894 | 1049.9192 | 1038.4005 | 1027.3715 | 1016.0628 | 1005.6938 | 995.8263 | 986.0696 | 977.1767 | 969.464 | 962.134 | 1056.0327 | 1051.695 | 1047.7358 | 0.0075881 | 0.0075156 | 0.0073977 | 0.007325 | 0.0072516 | 0.0070792 | 0.0069791 | 0.0068834 | 0.0066902 | 0.0066276 | 0.0064794 | 0.0063971 | 0.0062887 | 0.0061594 | 0.0060991 | 0.0060093 | 0.0059201 | 0.0058383 | 0.0057614 | 0.0056869 | 0 | 0 | 0 | 0 | 0 | 0 | 0.0075881 | 0.015035 | 0.022285 | 0.029379 | 0.036312 | 0.042984 | 0.049472 | 0.055776 | 0.061775 | 0.067592 | 0.073196 | 0.078655 | 0.084001 | 0.089174 | 0.094295 | 0.099303 | 0.10413 | 0.10891 | 0.1136 | 0.11817 | 0.11711 | 0.11618 | 0.1153 | 0 | 0 | 0 | 0.0062188 | 0.0062153 | 0.0061787 | 0.006182 | 0.0061871 | 0.0061086 | 0.0060919 | 0.0060795 | 0.005983 | 0.0060058 | 0.0059485 | 0.0059493 | 0.0059194 | 0.0058666 | 0.0058735 | 0.0058492 | 0.0058265 | 0.0058053 | 0.0057855 | 0.0057673 | 0 | 0 | 0 | 0 | 0 | 0 | 0.0062188 | 0.012434 | 0.018613 | 0.024795 | 0.030982 | 0.037091 | 0.043182 | 0.049262 | 0.055245 | 0.061251 | 0.067199 | 0.073149 | 0.079068 | 0.084935 | 0.090808 | 0.096657 | 0.10248 | 0.10829 | 0.11407 | 0.11984 | 0.11984 | 0.11984 | 0.11984 | 0.11984 | 0.11984 | 0.11984 | 0.0064581 | 0.0064049 | 0.0063162 | 0.0062666 | 0.0062164 | 0.0060815 | 0.0060078 | 0.0059372 | 0.0057828 | 0.0057402 | 0.0056233 | 0.0055619 | 0.0054733 | 0.0053653 | 0.0053151 | 0.0052389 | 0.0051632 | 0.0050941 | 0.0050326 | 0.0049737 | 0 | 0 | 0 | 0 | 0 | 0 | 0.0064581 | 0.012813 | 0.019027 | 0.025134 | 0.031128 | 0.036926 | 0.042586 | 0.048108 | 0.053397 | 0.058542 | 0.063525 | 0.068386 | 0.07311 | 0.077677 | 0.082175 | 0.086572 | 0.090817 | 0.095024 | 0.099229 | 0.10335 | 0.10255 | 0.10187 | 0.10124 | 0 | 0 | 0 | 0.0052859 | 0.005283 | 0.0052519 | 0.0052547 | 0.0052591 | 0.0051923 | 0.0051781 | 0.0051676 | 0.0050855 | 0.0051049 | 0.0050563 | 0.0050569 | 0.0050315 | 0.0049866 | 0.0049925 | 0.0049718 | 0.0049525 | 0.0049345 | 0.0049177 | 0.0049022 | 0 | 0 | 0 | 0 | 0 | 0 | 0.0052859 | 0.010569 | 0.015821 | 0.021076 | 0.026335 | 0.031527 | 0.036705 | 0.041873 | 0.046958 | 0.052063 | 0.057119 | 0.062176 | 0.067208 | 0.072194 | 0.077187 | 0.082159 | 0.087111 | 0.092046 | 0.096963 | 0.10187 | 0.10187 | 0.10187 | 0.10187 | 0.10187 | 0.10187 | 0.10187 | 0.0064599 | 0.0064092 | 0.0063236 | 0.0062775 | 0.0062311 | 0.0061 | 0.0060301 | 0.0059633 | 0.0058127 | 0.0057743 | 0.005661 | 0.0056034 | 0.0055183 | 0.0054139 | 0.0053674 | 0.0052947 | 0.0052226 | 0.0051571 | 0.0050957 | 0.0050368 | 0 | 0 | 0 | 0 | 0 | 0 | 0.0064599 | 0.012822 | 0.019049 | 0.025178 | 0.031202 | 0.037039 | 0.042745 | 0.04832 | 0.053673 | 0.058889 | 0.063951 | 0.068895 | 0.073711 | 0.07838 | 0.082983 | 0.087493 | 0.091863 | 0.096199 | 0.10047 | 0.10466 | 0.10387 | 0.10318 | 0.10255 | 0 | 0 | 0 | 0.0052859 | 0.005283 | 0.0052519 | 0.0052547 | 0.0052591 | 0.0051923 | 0.0051781 | 0.0051676 | 0.0050855 | 0.0051049 | 0.0050563 | 0.0050569 | 0.0050315 | 0.0049866 | 0.0049925 | 0.0049718 | 0.0049525 | 0.0049345 | 0.0049177 | 0.0049022 | 0 | 0 | 0 | 0 | 0 | 0 | 0.0052859 | 0.010569 | 0.015821 | 0.021076 | 0.026335 | 0.031527 | 0.036705 | 0.041873 | 0.046958 | 0.052063 | 0.057119 | 0.062176 | 0.067208 | 0.072194 | 0.077187 | 0.082159 | 0.087111 | 0.092046 | 0.096963 | 0.10187 | 0.10187 | 0.10187 | 0.10187 | 0.10187 | 0.10187 | 0.10187 | 0.0064581 | 0.0064049 | 0.0063162 | 0.0062666 | 0.0062164 | 0.0060815 | 0.0060078 | 0.0059372 | 0.0057828 | 0.0057402 | 0.0056233 | 0.0055619 | 0.0054733 | 0.0053653 | 0.0053151 | 0.0052389 | 0.0051632 | 0.0050941 | 0.0050326 | 0.0049737 | 0 | 0 | 0 | 0 | 0 | 0 | 0.0064581 | 0.012813 | 0.019027 | 0.025134 | 0.031128 | 0.036926 | 0.042586 | 0.048108 | 0.053397 | 0.058542 | 0.063525 | 0.068386 | 0.07311 | 0.077677 | 0.082175 | 0.086572 | 0.090817 | 0.095024 | 0.099229 | 0.10335 | 0.10255 | 0.10187 | 0.10124 | 0 | 0 | 0 | 0.0052859 | 0.005283 | 0.0052519 | 0.0052547 | 0.0052591 | 0.0051923 | 0.0051781 | 0.0051676 | 0.0050855 | 0.0051049 | 0.0050563 | 0.0050569 | 0.0050315 | 0.0049866 | 0.0049925 | 0.0049718 | 0.0049525 | 0.0049345 | 0.0049177 | 0.0049022 | 0 | 0 | 0 | 0 | 0 | 0 | 0.0052859 | 0.010569 | 0.015821 | 0.021076 | 0.026335 | 0.031527 | 0.036705 | 0.041873 | 0.046958 | 0.052063 | 0.057119 | 0.062176 | 0.067208 | 0.072194 | 0.077187 | 0.082159 | 0.087111 | 0.092046 | 0.096963 | 0.10187 | 0.10187 | 0.10187 | 0.10187 | 0.10187 | 0.10187 | 0.10187 | 215.509 | 216.45 | 217.3931 | 218.3496 | 219.3118 | 220.2551 | 221.197 | 222.1368 | 223.0738 | 224.0742 | 225.0003 | 225.9235 | 226.839 | 227.7484 | 228.667 | 229.5613 | 230.4995 | 231.4125 | 232.3038 | 233.2077 | 234.0387 | 234.8023 | 235.5035 | 236.1471 | 236.7375 | 237.2791 | 157.5392 | 158.227 | 158.9165 | 159.6157 | 160.319 | 161.0086 | 161.6971 | 162.3842 | 163.0691 | 163.8004 | 164.4774 | 165.1523 | 165.8215 | 166.4863 | 167.1578 | 167.8115 | 168.4974 | 169.1648 | 169.8163 | 170.4771 | 171.0846 | 171.6428 | 172.1553 | 172.6258 | 173.0574 | 173.4533
WA_Industrial_Paper and Printing_Existing_Process_Natural Gas_Gas Boiler - Insulate Hot Water Lines_A | WA | Industrial | Paper and Printing | Existing | Process | Natural Gas | Gas Boiler - Insulate Hot Water Lines | A | IM428 | No insulation | Insulated water lines | 20 | 683.0744 | 0 | 0 | 4515.97 | 0 | 0 | 0 | 2257.9859 |  | sqft | 40% | 50% | Retrofit | RetroEven20 | 76.5% | TBD | 0.2% | 223.4165 |  | 163.3196 |  | 0.28753 | PGE Workpaper - SWWH017-01 | PGE Workpaper - SWWH017-01 | PGE Workpaper - SWWH017-01 | No insulation | No insulation | No insulation | No insulation | No insulation | No insulation | No insulation | No insulation | No insulation | No insulation | No insulation | No insulation | No insulation | No insulation | No insulation | No insulation | No insulation | No insulation | No insulation | No insulation | No insulation | No insulation | No insulation | No insulation | No insulation | No insulation | No insulation | No insulation | No insulation | No insulation | No insulation | Insulated water lines | Insulated water lines | Insulated water lines | Insulated water lines | Insulated water lines | Insulated water lines | Insulated water lines | Insulated water lines | Insulated water lines | Insulated water lines | Insulated water lines | Insulated water lines | Insulated water lines | Insulated water lines | Insulated water lines | Insulated water lines | Insulated water lines | Insulated water lines | Insulated water lines | Insulated water lines | Insulated water lines | Insulated water lines | Insulated water lines | Insulated water lines | Insulated water lines | Insulated water lines | Insulated water lines | Insulated water lines | Insulated water lines | Insulated water lines | Insulated water lines | 4515.97 | 4515.97 | 4515.97 | 4515.97 | 4515.97 | 4515.97 | 4515.97 | 4515.97 | 4515.97 | 4515.97 | 4515.97 | 4515.97 | 4515.97 | 4515.97 | 4515.97 | 4515.97 | 4515.97 | 4515.97 | 4515.97 | 4515.97 | 4515.97 | 4515.97 | 4515.97 | 4515.97 | 4515.97 | 4515.97 | 4515.97 | 4515.97 | 4515.97 | 4515.97 | 4515.97 | 0 | 0 | 0 | 0 | 0 | 682.3065 | 681.5543 | 680.7897 | 680.019 | 679.2231 | 678.3769 | 677.6168 | 676.9162 | 676.2015 | 675.7028 | 675.2083 | 674.8915 | 674.6185 | 674.3746 | 674.2555 | 674.1115 | 674.0144 | 673.9216 | 673.8319 | 673.7449 | 673.7178 | 673.6929 | 673.6702 | 683.0744 | 683.0744 | 683.0744 | 0.16931 | 0.16903 | 0.16785 | 0.16775 | 0.16769 | 0.16535 | 0.16472 | 0.16421 | 0.16143 | 0.16193 | 0.16027 | 0.16022 | 0.15934 | 0.15787 | 0.15803 | 0.15734 | 0.1567 | 0.15611 | 0.15556 | 0.15505 | 0 | 0 | 0 | 0 | 0 | 0 | 0.16931 | 0.33816 | 0.50563 | 0.6728 | 0.8397 | 1.004 | 1.1676 | 1.3306 | 1.4906 | 1.6515 | 1.8105 | 1.9699 | 2.1284 | 2.2855 | 2.4432 | 2.6 | 2.7563 | 2.912 | 3.0672 | 3.2219 | 3.2217 | 3.2216 | 3.2215 | 0 | 0 | 0 | 0.24815 | 0.24801 | 0.24655 | 0.24668 | 0.24688 | 0.24375 | 0.24308 | 0.24259 | 0.23874 | 0.23965 | 0.23736 | 0.23739 | 0.2362 | 0.23409 | 0.23437 | 0.2334 | 0.23249 | 0.23165 | 0.23086 | 0.23013 | 0 | 0 | 0 | 0 | 0 | 0 | 0.24815 | 0.49616 | 0.7427 | 0.98939 | 1.2363 | 1.48 | 1.7231 | 1.9657 | 2.2044 | 2.4441 | 2.6814 | 2.9188 | 3.155 | 3.3891 | 3.6235 | 3.8569 | 4.0894 | 4.321 | 4.5519 | 4.782 | 4.782 | 4.782 | 4.782 | 4.782 | 4.782 | 4.782 | 0.14394 | 0.14373 | 0.14274 | 0.14268 | 0.14266 | 0.1407 | 0.14018 | 0.13977 | 0.13743 | 0.13787 | 0.13647 | 0.13643 | 0.1357 | 0.13445 | 0.13458 | 0.134 | 0.13347 | 0.13296 | 0.1325 | 0.13206 | 0 | 0 | 0 | 0 | 0 | 0 | 0.14394 | 0.28753 | 0.43 | 0.57227 | 0.71435 | 0.85429 | 0.99366 | 1.1326 | 1.269 | 1.406 | 1.5416 | 1.6775 | 1.8126 | 1.9465 | 2.0808 | 2.2144 | 2.3476 | 2.4803 | 2.6125 | 2.7443 | 2.7442 | 2.7441 | 2.744 | 0 | 0 | 0 | 0.21092 | 0.21081 | 0.20957 | 0.20968 | 0.20985 | 0.20719 | 0.20662 | 0.2062 | 0.20293 | 0.2037 | 0.20176 | 0.20179 | 0.20077 | 0.19898 | 0.19921 | 0.19839 | 0.19762 | 0.1969 | 0.19623 | 0.19561 | 0 | 0 | 0 | 0 | 0 | 0 | 0.21092 | 0.42173 | 0.6313 | 0.84098 | 1.0508 | 1.258 | 1.4646 | 1.6708 | 1.8738 | 2.0775 | 2.2792 | 2.481 | 2.6818 | 2.8808 | 3.08 | 3.2784 | 3.476 | 3.6729 | 3.8691 | 4.0647 | 4.0647 | 4.0647 | 4.0647 | 4.0647 | 4.0647 | 4.0647 | 0.14394 | 0.14373 | 0.14274 | 0.14268 | 0.14266 | 0.1407 | 0.14018 | 0.13977 | 0.13743 | 0.13787 | 0.13647 | 0.13643 | 0.1357 | 0.13445 | 0.13458 | 0.134 | 0.13347 | 0.13296 | 0.1325 | 0.13206 | 0 | 0 | 0 | 0 | 0 | 0 | 0.14394 | 0.28753 | 0.43 | 0.57227 | 0.71435 | 0.85429 | 0.99366 | 1.1326 | 1.269 | 1.406 | 1.5416 | 1.6775 | 1.8126 | 1.9465 | 2.0808 | 2.2144 | 2.3476 | 2.4803 | 2.6125 | 2.7443 | 2.7442 | 2.7441 | 2.744 | 0 | 0 | 0 | 0.21092 | 0.21081 | 0.20957 | 0.20968 | 0.20985 | 0.20719 | 0.20662 | 0.2062 | 0.20293 | 0.2037 | 0.20176 | 0.20179 | 0.20077 | 0.19898 | 0.19921 | 0.19839 | 0.19762 | 0.1969 | 0.19623 | 0.19561 | 0 | 0 | 0 | 0 | 0 | 0 | 0.21092 | 0.42173 | 0.6313 | 0.84098 | 1.0508 | 1.258 | 1.4646 | 1.6708 | 1.8738 | 2.0775 | 2.2792 | 2.481 | 2.6818 | 2.8808 | 3.08 | 3.2784 | 3.476 | 3.6729 | 3.8691 | 4.0647 | 4.0647 | 4.0647 | 4.0647 | 4.0647 | 4.0647 | 4.0647 | 0.14394 | 0.14373 | 0.14274 | 0.14268 | 0.14266 | 0.1407 | 0.14018 | 0.13977 | 0.13743 | 0.13787 | 0.13647 | 0.13643 | 0.1357 | 0.13445 | 0.13458 | 0.134 | 0.13347 | 0.13296 | 0.1325 | 0.13206 | 0 | 0 | 0 | 0 | 0 | 0 | 0.14394 | 0.28753 | 0.43 | 0.57227 | 0.71435 | 0.85429 | 0.99366 | 1.1326 | 1.269 | 1.406 | 1.5416 | 1.6775 | 1.8126 | 1.9465 | 2.0808 | 2.2144 | 2.3476 | 2.4803 | 2.6125 | 2.7443 | 2.7442 | 2.7441 | 2.744 | 0 | 0 | 0 | 0.21092 | 0.21081 | 0.20957 | 0.20968 | 0.20985 | 0.20719 | 0.20662 | 0.2062 | 0.20293 | 0.2037 | 0.20176 | 0.20179 | 0.20077 | 0.19898 | 0.19921 | 0.19839 | 0.19762 | 0.1969 | 0.19623 | 0.19561 | 0 | 0 | 0 | 0 | 0 | 0 | 0.21092 | 0.42173 | 0.6313 | 0.84098 | 1.0508 | 1.258 | 1.4646 | 1.6708 | 1.8738 | 2.0775 | 2.2792 | 2.481 | 2.6818 | 2.8808 | 3.08 | 3.2784 | 3.476 | 3.6729 | 3.8691 | 4.0647 | 4.0647 | 4.0647 | 4.0647 | 4.0647 | 4.0647 | 4.0647 | 215.509 | 216.45 | 217.3931 | 218.3496 | 219.3118 | 220.2551 | 221.197 | 222.1368 | 223.0738 | 224.0742 | 225.0003 | 225.9235 | 226.839 | 227.7484 | 228.667 | 229.5613 | 230.4995 | 231.4125 | 232.3038 | 233.2077 | 234.0387 | 234.8023 | 235.5035 | 236.1471 | 236.7375 | 237.2791 | 157.5392 | 158.227 | 158.9165 | 159.6157 | 160.319 | 161.0086 | 161.6971 | 162.3842 | 163.0691 | 163.8004 | 164.4774 | 165.1523 | 165.8215 | 166.4863 | 167.1578 | 167.8115 | 168.4974 | 169.1648 | 169.8163 | 170.4771 | 171.0846 | 171.6428 | 172.1553 | 172.6258 | 173.0574 | 173.4533
WA_Industrial_Paper and Printing_Existing_Process_Natural Gas_Process - Insulate Heated Process Fluids_A | WA | Industrial | Paper and Printing | Existing | Process | Natural Gas | Process - Insulate Heated Process Fluids | A | IM429 | No insulation | Insulated process fluid lines | 20 | 559.2448 | 0 | 0 | 6360.61 | 0 | 0 | 0 | 3180.3052 |  | employee | 5% | 10% | Retrofit | Retro12Med | 84.73% | TBD | 0.2% | 1034.3193 |  | 756.0975 |  | 0.25545 | PGE Workpaper - SWWH017-01 | PGE Workpaper - SWWH017-01 | PGE Workpaper - SWWH017-01 | No insulation | No insulation | No insulation | No insulation | No insulation | No insulation | No insulation | No insulation | No insulation | No insulation | No insulation | No insulation | No insulation | No insulation | No insulation | No insulation | No insulation | No insulation | No insulation | No insulation | No insulation | No insulation | No insulation | No insulation | No insulation | No insulation | No insulation | No insulation | No insulation | No insulation | No insulation | Insulated process fluid lines | Insulated process fluid lines | Insulated process fluid lines | Insulated process fluid lines | Insulated process fluid lines | Insulated process fluid lines | Insulated process fluid lines | Insulated process fluid lines | Insulated process fluid lines | Insulated process fluid lines | Insulated process fluid lines | Insulated process fluid lines | Insulated process fluid lines | Insulated process fluid lines | Insulated process fluid lines | Insulated process fluid lines | Insulated process fluid lines | Insulated process fluid lines | Insulated process fluid lines | Insulated process fluid lines | Insulated process fluid lines | Insulated process fluid lines | Insulated process fluid lines | Insulated process fluid lines | Insulated process fluid lines | Insulated process fluid lines | Insulated process fluid lines | Insulated process fluid lines | Insulated process fluid lines | Insulated process fluid lines | Insulated process fluid lines | 6360.61 | 6360.61 | 6360.61 | 6360.61 | 6360.61 | 6360.61 | 6360.61 | 6360.61 | 6360.61 | 6360.61 | 6360.61 | 6360.61 | 6360.61 | 6360.61 | 6360.61 | 6360.61 | 6360.61 | 6360.61 | 6360.61 | 6360.61 | 6360.61 | 6360.61 | 6360.61 | 6360.61 | 6360.61 | 6360.61 | 6360.61 | 6360.61 | 6360.61 | 6360.61 | 6360.61 | 0 | 0 | 0 | 0 | 0 | 556.0339 | 552.8472 | 549.6341 | 546.4635 | 543.2897 | 540.0672 | 537.3163 | 534.8436 | 532.2664 | 530.3915 | 528.3381 | 526.735 | 525.1079 | 523.4501 | 522.2102 | 520.834 | 519.6387 | 518.4527 | 517.275 | 516.1058 | 515.9838 | 515.8718 | 515.7697 | 559.2448 | 559.2448 | 559.2448 | 0.15091 | 0.14997 | 0.14821 | 0.14744 | 0.1467 | 0.12958 | 0.10286 | 0.081741 | 0.064044 | 0.05125 | 0.040452 | 0.032267 | 0.025605 | 0.020237 | 0.01617 | 0.012849 | 8.7097e-05 | 3.0922e-05 | 1.0482e-05 | 3.3995e-06 | 2.8805e-06 | 2.8722e-06 | 2.8647e-06 | 3.0994e-06 | 3.0934e-06 | 3.0881e-06 | 0.15091 | 0.30001 | 0.44648 | 0.59135 | 0.73462 | 0.85984 | 0.95832 | 1.0357 | 1.0947 | 1.1421 | 1.1781 | 1.2068 | 1.2287 | 1.2451 | 1.2583 | 1.2678 | 1.265 | 1.2621 | 1.2593 | 1.2564 | 1.2561 | 1.2559 | 1.2556 | 0 | 0 | 0 | 0.27141 | 0.27126 | 0.26966 | 0.26981 | 0.27003 | 0.23994 | 0.19143 | 0.15283 | 0.12032 | 0.096626 | 0.076564 | 0.061259 | 0.048761 | 0.038661 | 0.030965 | 0.02467 | 0.00016761 | 5.9643e-05 | 2.0264e-05 | 6.5869e-06 | 5.5826e-06 | 5.5677e-06 | 5.5542e-06 | 5.5421e-06 | 5.5313e-06 | 5.5219e-06 | 0.27141 | 0.54267 | 0.81233 | 1.0821 | 1.3522 | 1.5921 | 1.7835 | 1.9364 | 2.0567 | 2.1533 | 2.2299 | 2.2911 | 2.3399 | 2.3786 | 2.4095 | 2.4342 | 2.4344 | 2.4344 | 2.4344 | 2.4344 | 2.4345 | 2.4345 | 2.4345 | 2.4345 | 2.4345 | 2.4345 | 0.12839 | 0.12769 | 0.12631 | 0.12576 | 0.12524 | 0.11073 | 0.087957 | 0.069949 | 0.054845 | 0.043912 | 0.03468 | 0.027676 | 0.021972 | 0.017374 | 0.013888 | 0.011039 | 7.4859e-05 | 2.6586e-05 | 9.0153e-06 | 2.9249e-06 | 2.4784e-06 | 2.4714e-06 | 2.465e-06 | 2.6345e-06 | 2.6294e-06 | 2.6249e-06 | 0.12839 | 0.25545 | 0.3805 | 0.5044 | 0.62715 | 0.73472 | 0.8195 | 0.88625 | 0.93746 | 0.97857 | 1.01 | 1.0351 | 1.0544 | 1.0689 | 1.0807 | 1.0893 | 1.0872 | 1.0852 | 1.0831 | 1.081 | 1.0808 | 1.0806 | 1.0804 | 0 | 0 | 0 | 0.2307 | 0.23057 | 0.22921 | 0.22934 | 0.22953 | 0.20395 | 0.16271 | 0.12991 | 0.10227 | 0.082132 | 0.065079 | 0.05207 | 0.041446 | 0.032861 | 0.02632 | 0.020969 | 0.00014247 | 5.0697e-05 | 1.7224e-05 | 5.5989e-06 | 4.7452e-06 | 4.7325e-06 | 4.7211e-06 | 4.7108e-06 | 4.7016e-06 | 4.6936e-06 | 0.2307 | 0.46127 | 0.69048 | 0.91982 | 1.1493 | 1.3533 | 1.516 | 1.6459 | 1.7482 | 1.8303 | 1.8954 | 1.9475 | 1.9889 | 2.0218 | 2.0481 | 2.0691 | 2.0692 | 2.0693 | 2.0693 | 2.0693 | 2.0693 | 2.0693 | 2.0693 | 2.0693 | 2.0693 | 2.0693 | 0 | 0 | 0 | 0 | 0 | 0 | 0 | 0 | 0 | 0 | 0 | 0 | 0 | 0 | 0 | 0 | 0 | 0 | 0 | 0 | 0 | 0 | 0 | 0 | 0 | 0 | 0 | 0 | 0 | 0 | 0 | 0 | 0 | 0 | 0 | 0 | 0 | 0 | 0 | 0 | 0 | 0 | 0 | 0 | 0 | 0 | 0 | 0 | 0 | 0 | 0 | 0 | 0 | 0 | 0 | 0 | 0 | 0 | 0 | 0 | 0 | 0 | 0 | 0 | 0 | 0 | 0 | 0 | 0 | 0 | 0 | 0 | 0 | 0 | 0 | 0 | 0 | 0 | 0 | 0 | 0 | 0 | 0 | 0 | 0 | 0 | 0 | 0 | 0 | 0 | 0 | 0 | 0 | 0 | 0 | 0 | 0 | 0 | 0 | 0 | 0 | 0 | 0 | 0 | 0.12839 | 0.12769 | 0.12631 | 0.12576 | 0.12524 | 0.11073 | 0.087957 | 0.069949 | 0.054845 | 0.043912 | 0.03468 | 0.027676 | 0.021972 | 0.017374 | 0.013888 | 0.011039 | 7.4859e-05 | 2.6586e-05 | 9.0153e-06 | 2.9249e-06 | 2.4784e-06 | 2.4714e-06 | 2.465e-06 | 2.6345e-06 | 2.6294e-06 | 2.6249e-06 | 0.12839 | 0.25545 | 0.3805 | 0.5044 | 0.62715 | 0.73472 | 0.8195 | 0.88625 | 0.93746 | 0.97857 | 1.01 | 1.0351 | 1.0544 | 1.0689 | 1.0807 | 1.0893 | 1.0872 | 1.0852 | 1.0831 | 1.081 | 1.0808 | 1.0806 | 1.0804 | 0 | 0 | 0 | 0.2307 | 0.23057 | 0.22921 | 0.22934 | 0.22953 | 0.20395 | 0.16271 | 0.12991 | 0.10227 | 0.082132 | 0.065079 | 0.05207 | 0.041446 | 0.032861 | 0.02632 | 0.020969 | 0.00014247 | 5.0697e-05 | 1.7224e-05 | 5.5989e-06 | 4.7452e-06 | 4.7325e-06 | 4.7211e-06 | 4.7108e-06 | 4.7016e-06 | 4.6936e-06 | 0.2307 | 0.46127 | 0.69048 | 0.91982 | 1.1493 | 1.3533 | 1.516 | 1.6459 | 1.7482 | 1.8303 | 1.8954 | 1.9475 | 1.9889 | 2.0218 | 2.0481 | 2.0691 | 2.0692 | 2.0693 | 2.0693 | 2.0693 | 2.0693 | 2.0693 | 2.0693 | 2.0693 | 2.0693 | 2.0693 | 1034.3193 | 1034.3193 | 1034.3193 | 1034.3193 | 1034.3193 | 1034.3193 | 1034.3193 | 1034.3193 | 1034.3193 | 1034.3193 | 1034.3193 | 1034.3193 | 1034.3193 | 1034.3193 | 1034.3193 | 1034.3193 | 1034.3193 | 1034.3193 | 1034.3193 | 1034.3193 | 1034.3193 | 1034.3193 | 1034.3193 | 1034.3193 | 1034.3193 | 1034.3193 | 756.0975 | 756.0975 | 756.0975 | 756.0975 | 756.0975 | 756.0975 | 756.0975 | 756.0975 | 756.0975 | 756.0975 | 756.0975 | 756.0975 | 756.0975 | 756.0975 | 756.0975 | 756.0975 | 756.0975 | 756.0975 | 756.0975 | 756.0975 | 756.0975 | 756.0975 | 756.0975 | 756.0975 | 756.0975 | 756.0975
WA_Industrial_Paper and Printing_Existing_Process_Natural Gas_Process Heat Recovery_A | WA | Industrial | Paper and Printing | Existing | Process | Natural Gas | Process Heat Recovery | A | IM430 | No HR system | HR system installed | 15 | 73.39 | 0 | 0 | 400.74 | 0 | 0 | 0 | 200.3716 |  | hp air | 5% | 50% | Retrofit | Retro12Med | 84.73% | TBD | 0.2% | 572.6339 |  | 435.3833 |  | 1.2131 | MN TRM v3.1 - Exhaust Energy Recovery | WI TRM - Compressed Air and Vacuum Pump Heat Recovery, 2257, 4494, 3928, 4629 | WI TRM - Compressed Air and Vacuum Pump Heat Recovery, 2257, 4494, 3928, 4629 | No HR system | No HR system | No HR system | No HR system | No HR system | No HR system | No HR system | No HR system | No HR system | No HR system | No HR system | No HR system | No HR system | No HR system | No HR system | No HR system | No HR system | No HR system | No HR system | No HR system | No HR system | No HR system | No HR system | No HR system | No HR system | No HR system | No HR system | No HR system | No HR system | No HR system | No HR system | HR system installed | HR system installed | HR system installed | HR system installed | HR system installed | HR system installed | HR system installed | HR system installed | HR system installed | HR system installed | HR system installed | HR system installed | HR system installed | HR system installed | HR system installed | HR system installed | HR system installed | HR system installed | HR system installed | HR system installed | HR system installed | HR system installed | HR system installed | HR system installed | HR system installed | HR system installed | HR system installed | HR system installed | HR system installed | HR system installed | HR system installed | 400.74 | 400.74 | 400.74 | 400.74 | 400.74 | 400.74 | 400.74 | 400.74 | 400.74 | 400.74 | 400.74 | 400.74 | 400.74 | 400.74 | 400.74 | 400.74 | 400.74 | 400.74 | 400.74 | 400.74 | 400.74 | 400.74 | 400.74 | 400.74 | 400.74 | 400.74 | 400.74 | 400.74 | 400.74 | 400.74 | 400.74 | 0 | 0 | 0 | 0 | 0 | 73.1893 | 72.9906 | 72.7896 | 72.5898 | 72.388 | 72.1732 | 71.9736 | 71.7808 | 71.5734 | 71.4085 | 71.2288 | 71.0797 | 70.928 | 70.7729 | 70.6469 | 70.509 | 70.3761 | 70.2439 | 70.1122 | 69.9811 | 69.9713 | 69.9623 | 69.9541 | 0 | 0 | 0 | 0.71511 | 0.71278 | 0.70663 | 0.70507 | 0.70369 | 0.62342 | 0.496 | 0.39493 | 0.31003 | 0.2484 | 0.19633 | 0.15675 | 0.12451 | 0.0985 | 0.078753 | 0.062619 | 0.00042465 | 0.00015082 | 5.1146e-05 | 1.6595e-05 | 1.4062e-05 | 1.4023e-05 | 1.3987e-05 | 0 | 0 | 0 | 0.71511 | 1.426 | 2.1286 | 2.8279 | 3.5237 | 4.1367 | 4.6212 | 5.0038 | 5.2994 | 5.5355 | 5.7179 | 5.8627 | 5.9747 | 6.0601 | 6.1281 | 6.1788 | 6.1676 | 6.1561 | 6.1446 | 6.1331 | 6.1323 | 6.1315 | 6.1308 | 0 | 0 | 0 | 9.7707 | 9.7654 | 9.7078 | 9.713 | 9.7211 | 8.6379 | 6.8914 | 5.5019 | 4.3316 | 3.4785 | 2.7563 | 2.2053 | 1.7554 | 1.3918 | 1.1147 | 0.88811 | 0.006034 | 0.0021471 | 0.00072949 | 0.00023713 | 0.00020097 | 0.00020044 | 0.00019995 | 1.0948e-06 | 1.0948e-06 | 1.0948e-06 | 9.7707 | 19.5361 | 29.2439 | 38.9569 | 48.678 | 57.3158 | 64.2072 | 69.7091 | 74.0408 | 77.5193 | 80.2756 | 82.481 | 84.2363 | 85.6281 | 86.7429 | 87.631 | 87.637 | 87.6391 | 87.6399 | 87.6401 | 87.6403 | 87.6405 | 87.6407 | 87.6407 | 87.6407 | 87.6407 | 0.6081 | 0.60636 | 0.60137 | 0.60029 | 0.59937 | 0.53124 | 0.42284 | 0.33681 | 0.26452 | 0.21201 | 0.16763 | 0.13388 | 0.10637 | 0.084184 | 0.067325 | 0.053549 | 0.00036324 | 0.00012905 | 4.3775e-05 | 1.4207e-05 | 1.2039e-05 | 1.2006e-05 | 1.1976e-05 | 0 | 0 | 0 | 0.6081 | 1.2131 | 1.8116 | 2.4077 | 3.0013 | 3.525 | 3.9396 | 4.2674 | 4.5215 | 4.7246 | 4.8822 | 5.0074 | 5.1047 | 5.1794 | 5.2389 | 5.2837 | 5.2757 | 5.2674 | 5.2591 | 5.2507 | 5.2501 | 5.2496 | 5.249 | 0 | 0 | 0 | 8.3051 | 8.3006 | 8.2516 | 8.2561 | 8.2629 | 7.3422 | 5.8577 | 4.6766 | 3.6819 | 2.9568 | 2.3429 | 1.8745 | 1.4921 | 1.183 | 0.94753 | 0.75489 | 0.0051289 | 0.0018251 | 0.00062007 | 0.00020156 | 0.00017083 | 0.00017037 | 0.00016996 | 9.3059e-07 | 9.3059e-07 | 9.3059e-07 | 8.3051 | 16.6057 | 24.8573 | 33.1134 | 41.3763 | 48.7185 | 54.5761 | 59.2528 | 62.9347 | 65.8914 | 68.2343 | 70.1088 | 71.6009 | 72.7839 | 73.7314 | 74.4863 | 74.4915 | 74.4933 | 74.4939 | 74.4941 | 74.4943 | 74.4944 | 74.4946 | 74.4946 | 74.4946 | 74.4946 | 0.6081 | 0.60636 | 0.60137 | 0.60029 | 0.59937 | 0.53124 | 0.42284 | 0.33681 | 0.26452 | 0.21201 | 0.16763 | 0.13388 | 0.10637 | 0.084184 | 0.067325 | 0.053549 | 0.00036324 | 0.00012905 | 4.3775e-05 | 1.4207e-05 | 1.2039e-05 | 1.2006e-05 | 1.1976e-05 | 0 | 0 | 0 | 0.6081 | 1.2131 | 1.8116 | 2.4077 | 3.0013 | 3.525 | 3.9396 | 4.2674 | 4.5215 | 4.7246 | 4.8822 | 5.0074 | 5.1047 | 5.1794 | 5.2389 | 5.2837 | 5.2757 | 5.2674 | 5.2591 | 5.2507 | 5.2501 | 5.2496 | 5.249 | 0 | 0 | 0 | 8.3051 | 8.3006 | 8.2516 | 8.2561 | 8.2629 | 7.3422 | 5.8577 | 4.6766 | 3.6819 | 2.9568 | 2.3429 | 1.8745 | 1.4921 | 1.183 | 0.94753 | 0.75489 | 0.0051289 | 0.0018251 | 0.00062007 | 0.00020156 | 0.00017083 | 0.00017037 | 0.00016996 | 9.3059e-07 | 9.3059e-07 | 9.3059e-07 | 8.3051 | 16.6057 | 24.8573 | 33.1134 | 41.3763 | 48.7185 | 54.5761 | 59.2528 | 62.9347 | 65.8914 | 68.2343 | 70.1088 | 71.6009 | 72.7839 | 73.7314 | 74.4863 | 74.4915 | 74.4933 | 74.4939 | 74.4941 | 74.4943 | 74.4944 | 74.4946 | 74.4946 | 74.4946 | 74.4946 | 0.6081 | 0.60636 | 0.60137 | 0.60029 | 0.59937 | 0.53124 | 0.42284 | 0.33681 | 0.26452 | 0.21201 | 0.16763 | 0.13388 | 0.10637 | 0.084184 | 0.067325 | 0.053549 | 0.00036324 | 0.00012905 | 4.3775e-05 | 1.4207e-05 | 1.2039e-05 | 1.2006e-05 | 1.1976e-05 | 0 | 0 | 0 | 0.6081 | 1.2131 | 1.8116 | 2.4077 | 3.0013 | 3.525 | 3.9396 | 4.2674 | 4.5215 | 4.7246 | 4.8822 | 5.0074 | 5.1047 | 5.1794 | 5.2389 | 5.2837 | 5.2757 | 5.2674 | 5.2591 | 5.2507 | 5.2501 | 5.2496 | 5.249 | 0 | 0 | 0 | 8.3051 | 8.3006 | 8.2516 | 8.2561 | 8.2629 | 7.3422 | 5.8577 | 4.6766 | 3.6819 | 2.9568 | 2.3429 | 1.8745 | 1.4921 | 1.183 | 0.94753 | 0.75489 | 0.0051289 | 0.0018251 | 0.00062007 | 0.00020156 | 0.00017083 | 0.00017037 | 0.00016996 | 9.3059e-07 | 9.3059e-07 | 9.3059e-07 | 8.3051 | 16.6057 | 24.8573 | 33.1134 | 41.3763 | 48.7185 | 54.5761 | 59.2528 | 62.9347 | 65.8914 | 68.2343 | 70.1088 | 71.6009 | 72.7839 | 73.7314 | 74.4863 | 74.4915 | 74.4933 | 74.4939 | 74.4941 | 74.4943 | 74.4944 | 74.4946 | 74.4946 | 74.4946 | 74.4946 | 572.6339 | 572.6339 | 572.6339 | 572.6339 | 572.6339 | 572.6339 | 572.6339 | 572.6339 | 572.6339 | 572.6339 | 572.6339 | 572.6339 | 572.6339 | 572.6339 | 572.6339 | 572.6339 | 572.6339 | 572.6339 | 572.6339 | 572.6339 | 572.6339 | 572.6339 | 572.6339 | 0 | 0 | 0 | 435.3833 | 435.3833 | 435.3833 | 435.3833 | 435.3833 | 435.3833 | 435.3833 | 435.3833 | 435.3833 | 435.3833 | 435.3833 | 435.3833 | 435.3833 | 435.3833 | 435.3833 | 435.3833 | 435.3833 | 435.3833 | 435.3833 | 435.3833 | 435.3833 | 435.3833 | 435.3833 | 0 | 0 | 0
WA_Industrial_Paper and Printing_Existing_Space Heating_Natural Gas_Building Automation System_A | WA | Industrial | Paper and Printing | Existing | Space Heating | Natural Gas | Building Automation System | A | IM431 | No control system | Automation system installed and programmed | 15 | 0.015698 | 0 | 0 | 0.1 | 0.03 | 0 | 0 | 0.05225 |  | sqft | 5% | 65% | Retrofit | Retro1Slow | 81.8% | TBD | 0.2% | 2737.6837 |  | 545.2251 |  | 0.021729 | COM_EMS-All-XCELCO-2017-18-3 | BEHAV_EIS-All-CPUC-2018_PG-10 | COM_EMS-All-XCELCO-2017-18-3 | No control system | No control system | No control system | No control system | No control system | No control system | No control system | No control system | No control system | No control system | No control system | No control system | No control system | No control system | No control system | No control system | No control system | No control system | No control system | No control system | No control system | No control system | No control system | No control system | No control system | No control system | No control system | No control system | No control system | No control system | No control system | Automation system installed and programmed | Automation system installed and programmed | Automation system installed and programmed | Automation system installed and programmed | Automation system installed and programmed | Automation system installed and programmed | Automation system installed and programmed | Automation system installed and programmed | Automation system installed and programmed | Automation system installed and programmed | Automation system installed and programmed | Automation system installed and programmed | Automation system installed and programmed | Automation system installed and programmed | Automation system installed and programmed | Automation system installed and programmed | Automation system installed and programmed | Automation system installed and programmed | Automation system installed and programmed | Automation system installed and programmed | Automation system installed and programmed | Automation system installed and programmed | Automation system installed and programmed | Automation system installed and programmed | Automation system installed and programmed | Automation system installed and programmed | Automation system installed and programmed | Automation system installed and programmed | Automation system installed and programmed | Automation system installed and programmed | Automation system installed and programmed | 0.1 | 0.1 | 0.1 | 0.1 | 0.1 | 0.1 | 0.1 | 0.1 | 0.1 | 0.1 | 0.1 | 0.1 | 0.1 | 0.1 | 0.1 | 0.1 | 0.1 | 0.1 | 0.1 | 0.1 | 0.1 | 0.1 | 0.1 | 0.1 | 0.1 | 0.1 | 0.1 | 0.1 | 0.1 | 0.1 | 0.1 | 0 | 0 | 0 | 0 | 0 | 0.015419 | 0.015292 | 0.015135 | 0.014968 | 0.01479 | 0.014604 | 0.014414 | 0.014222 | 0.01402 | 0.01381 | 0.013604 | 0.013404 | 0.013223 | 0.013052 | 0.012897 | 0.012749 | 0.012599 | 0.012466 | 0.012341 | 0.012221 | 0.012123 | 0.012038 | 0.011956 | 0 | 0 | 0 | 0.0085728 | 0.016986 | 0.029675 | 0.047762 | 0.071696 | 0.1001 | 0.13403 | 0.17108 | 0.20528 | 0.23937 | 0.26203 | 0.27469 | 0.27074 | 0.24966 | 0.21716 | 0.17679 | 0.13309 | 0.090833 | 0.057254 | 0.03686 | 0 | 0 | 0 | 0 | 0 | 0 | 0.0085728 | 0.025489 | 0.054902 | 0.10206 | 0.17254 | 0.27047 | 0.40098 | 0.56671 | 0.76395 | 0.9919 | 1.2391 | 1.4956 | 1.7462 | 1.9732 | 2.1669 | 2.3188 | 2.4247 | 2.4899 | 2.5222 | 2.5345 | 2.5142 | 2.4966 | 2.4796 | 0 | 0 | 0 | 556.0048 | 1110.8071 | 1960.657 | 3191.0016 | 4847.4998 | 6854.4909 | 9298.5106 | 12029.7528 | 14642.4618 | 17332.8666 | 19260.9036 | 20492.6341 | 20474.6172 | 19128.6179 | 16838.2556 | 13867.4679 | 10563.2898 | 7286.4006 | 4639.3805 | 3016.1416 | 0 | 0 | 0 | 0 | 0 | 0 | 556.0048 | 1666.8119 | 3627.4689 | 6818.4705 | 11665.9703 | 18520.4611 | 27818.9717 | 39848.7245 | 54491.1864 | 71824.053 | 91084.9566 | 111577.5907 | 132052.2079 | 151180.8259 | 168019.0815 | 181886.5494 | 192449.8392 | 199736.2397 | 204375.6203 | 207391.7619 | 207391.7619 | 207391.7619 | 207391.7619 | 207391.7619 | 207391.7619 | 207391.7619 | 0.0072974 | 0.014481 | 0.025349 | 0.040888 | 0.061512 | 0.086082 | 0.11551 | 0.14776 | 0.17772 | 0.20767 | 0.22783 | 0.23932 | 0.23617 | 0.218 | 0.18974 | 0.15456 | 0.11642 | 0.079504 | 0.050178 | 0.03235 | 0 | 0 | 0 | 0 | 0 | 0 | 0.0072974 | 0.021729 | 0.046899 | 0.087368 | 0.14803 | 0.23259 | 0.34558 | 0.48947 | 0.66136 | 0.86056 | 1.0774 | 1.303 | 1.5232 | 1.723 | 1.8933 | 2.0272 | 2.121 | 2.1794 | 2.2104 | 2.2244 | 2.2095 | 2.1967 | 2.1848 | 0 | 0 | 0 | 472.6041 | 944.186 | 1666.5585 | 2712.3514 | 4120.3748 | 5826.3172 | 7903.734 | 10225.2899 | 12446.0925 | 14732.9366 | 16371.7681 | 17418.739 | 17403.4247 | 16259.3252 | 14312.5173 | 11787.3477 | 8978.7963 | 6193.4405 | 3943.4734 | 2563.7204 | 0 | 0 | 0 | 0 | 0 | 0 | 472.6041 | 1416.7901 | 3083.3486 | 5795.6999 | 9916.0747 | 15742.392 | 23646.126 | 33871.4159 | 46317.5084 | 61050.445 | 77422.2131 | 94840.9521 | 112244.3767 | 128503.702 | 142816.2193 | 154603.567 | 163582.3633 | 169775.8038 | 173719.2772 | 176282.9976 | 176282.9976 | 176282.9976 | 176282.9976 | 176282.9976 | 176282.9976 | 176282.9976 | 0.0072994 | 0.01449 | 0.025379 | 0.040959 | 0.061658 | 0.086344 | 0.11594 | 0.14841 | 0.17863 | 0.20891 | 0.22936 | 0.2411 | 0.23811 | 0.21998 | 0.19161 | 0.1562 | 0.11776 | 0.080487 | 0.050807 | 0.03276 | 0 | 0 | 0 | 0 | 0 | 0 | 0.0072994 | 0.021744 | 0.046954 | 0.08752 | 0.14839 | 0.2333 | 0.34686 | 0.49162 | 0.66478 | 0.86566 | 1.0847 | 1.3127 | 1.5357 | 1.7386 | 1.9119 | 2.0487 | 2.1454 | 2.2063 | 2.2382 | 2.2526 | 2.2378 | 2.2251 | 2.2132 | 0 | 0 | 0 | 472.6041 | 944.186 | 1666.5585 | 2712.3514 | 4120.3748 | 5826.3172 | 7903.734 | 10225.2899 | 12446.0925 | 14732.9366 | 16371.7681 | 17418.739 | 17403.4247 | 16259.3252 | 14312.5173 | 11787.3477 | 8978.7963 | 6193.4405 | 3943.4734 | 2563.7204 | 0 | 0 | 0 | 0 | 0 | 0 | 472.6041 | 1416.7901 | 3083.3486 | 5795.6999 | 9916.0747 | 15742.392 | 23646.126 | 33871.4159 | 46317.5084 | 61050.445 | 77422.2131 | 94840.9521 | 112244.3767 | 128503.702 | 142816.2193 | 154603.567 | 163582.3633 | 169775.8038 | 173719.2772 | 176282.9976 | 176282.9976 | 176282.9976 | 176282.9976 | 176282.9976 | 176282.9976 | 176282.9976 | 0.0072974 | 0.014481 | 0.025349 | 0.040888 | 0.061512 | 0.086082 | 0.11551 | 0.14776 | 0.17772 | 0.20767 | 0.22783 | 0.23932 | 0.23617 | 0.218 | 0.18974 | 0.15456 | 0.11642 | 0.079504 | 0.050178 | 0.03235 | 0 | 0 | 0 | 0 | 0 | 0 | 0.0072974 | 0.021729 | 0.046899 | 0.087368 | 0.14803 | 0.23259 | 0.34558 | 0.48947 | 0.66136 | 0.86056 | 1.0774 | 1.303 | 1.5232 | 1.723 | 1.8933 | 2.0272 | 2.121 | 2.1794 | 2.2104 | 2.2244 | 2.2095 | 2.1967 | 2.1848 | 0 | 0 | 0 | 472.6041 | 944.186 | 1666.5585 | 2712.3514 | 4120.3748 | 5826.3172 | 7903.734 | 10225.2899 | 12446.0925 | 14732.9366 | 16371.7681 | 17418.739 | 17403.4247 | 16259.3252 | 14312.5173 | 11787.3477 | 8978.7963 | 6193.4405 | 3943.4734 | 2563.7204 | 0 | 0 | 0 | 0 | 0 | 0 | 472.6041 | 1416.7901 | 3083.3486 | 5795.6999 | 9916.0747 | 15742.392 | 23646.126 | 33871.4159 | 46317.5084 | 61050.445 | 77422.2131 | 94840.9521 | 112244.3767 | 128503.702 | 142816.2193 | 154603.567 | 163582.3633 | 169775.8038 | 173719.2772 | 176282.9976 | 176282.9976 | 176282.9976 | 176282.9976 | 176282.9976 | 176282.9976 | 176282.9976 | 2588.6886 | 2601.4057 | 2617.3097 | 2634.3408 | 2652.4101 | 2670.9824 | 2690.3443 | 2709.879 | 2729.6175 | 2751.2686 | 2771.5884 | 2791.9623 | 2811.1341 | 2829.2466 | 2847.1224 | 2864.2187 | 2881.8999 | 2898.0489 | 2913.4766 | 2928.3031 | 2942.1596 | 2955.1037 | 2967.191 | 0 | 0 | 0 | 515.5519 | 518.0846 | 521.2519 | 524.6438 | 528.2424 | 531.9412 | 535.7972 | 539.6876 | 543.6187 | 547.9306 | 551.9774 | 556.035 | 559.8532 | 563.4604 | 567.0204 | 570.4253 | 573.9466 | 577.1627 | 580.2353 | 583.188 | 585.9476 | 588.5255 | 590.9328 | 0 | 0 | 0
WA_Industrial_Paper and Printing_Existing_Space Heating_Natural Gas_Steam System Efficiency Improvements_A | WA | Industrial | Paper and Printing | Existing | Space Heating | Natural Gas | Steam System Efficiency Improvements | A | IM432 | Average system efficiency | Optimized system | 5 | 0.14024 | 0 | 0 | 0.12 | 0 | 0 | 0 | 0.0594 |  | sqft | 30% | 60% | Retrofit | Retro1Slow | 81.8% | TBD | 0.2% | 508353.0167 |  | 450508.3137 |  | 0.0013485 | AEG Research | DOE - Improving Steam System Performance: A Sourcebook for Industry, Second Edition. October 2012. | DOE - Improving Steam System Performance: A Sourcebook for Industry, Second Edition. October 2012. | Average system efficiency | Average system efficiency | Average system efficiency | Average system efficiency | Average system efficiency | Average system efficiency | Average system efficiency | Average system efficiency | Average system efficiency | Average system efficiency | Average system efficiency | Average system efficiency | Average system efficiency | Average system efficiency | Average system efficiency | Average system efficiency | Average system efficiency | Average system efficiency | Average system efficiency | Average system efficiency | Average system efficiency | Average system efficiency | Average system efficiency | Average system efficiency | Average system efficiency | Average system efficiency | Average system efficiency | Average system efficiency | Average system efficiency | Average system efficiency | Average system efficiency | Optimized system | Optimized system | Optimized system | Optimized system | Optimized system | Optimized system | Optimized system | Optimized system | Optimized system | Optimized system | Optimized system | Optimized system | Optimized system | Optimized system | Optimized system | Optimized system | Optimized system | Optimized system | Optimized system | Optimized system | Optimized system | Optimized system | Optimized system | Optimized system | Optimized system | Optimized system | Optimized system | Optimized system | Optimized system | Optimized system | Optimized system | 0.12 | 0.12 | 0.12 | 0.12 | 0.12 | 0.12 | 0.12 | 0.12 | 0.12 | 0.12 | 0.12 | 0.12 | 0.12 | 0.12 | 0.12 | 0.12 | 0.12 | 0.12 | 0.12 | 0.12 | 0.12 | 0.12 | 0.12 | 0.12 | 0.12 | 0.12 | 0.12 | 0.12 | 0.12 | 0.12 | 0.12 | 0 | 0 | 0 | 0 | 0 | 0.13642 | 0.13355 | 0.12987 | 0.12542 | 0.12025 | 0.11441 | 0.10845 | 0.10257 | 0.096639 | 0.091661 | 0.086936 | 0.083147 | 0.079837 | 0.076913 | 0.07484 | 0.072939 | 0.07129 | 0.0699 | 0.068783 | 0.067738 | 0.067021 | 0.066396 | 0.065806 | 0.11902 | 0.11854 | 0.11809 | 0.00053758 | 0.0010513 | 0.0018046 | 0.0028363 | 0.004131 | 0.0055577 | 0.0071469 | 0.0087446 | 0.010029 | 0.01126 | 0.011867 | 0.012076 | 0.011585 | 0.010427 | 0.008931 | 0.0071684 | 0.005337 | 0.0036096 | 0.0022616 | 0.001448 | 0 | 0 | 0 | 0 | 0 | 0 | 0.00053758 | 0.0015776 | 0.0033387 | 0.0060605 | 0.0099416 | 0.015017 | 0.021382 | 0.028966 | 0.037321 | 0.046658 | 0.05612 | 0.06575 | 0.074717 | 0.082408 | 0.089117 | 0.094022 | 0.097233 | 0.098947 | 0.099628 | 0.099563 | 0.098509 | 0.097589 | 0.096723 | 0 | 0 | 0 | 3.9405 | 7.8724 | 13.8954 | 22.615 | 34.3548 | 48.5786 | 65.8997 | 85.2563 | 103.7729 | 122.8401 | 136.5044 | 145.2338 | 145.1061 | 135.5669 | 119.3348 | 98.2804 | 74.8633 | 51.6396 | 32.8799 | 21.3758 | 0 | 0 | 0 | 0 | 0 | 0 | 3.9405 | 11.8129 | 25.7083 | 48.3233 | 82.6782 | 131.2568 | 197.1565 | 282.4128 | 386.1857 | 509.0258 | 645.5302 | 790.764 | 935.8702 | 1071.437 | 1190.7718 | 1289.0522 | 1363.9156 | 1415.5552 | 1448.435 | 1469.8108 | 1469.8108 | 1469.8108 | 1469.8108 | 1469.8108 | 1469.8108 | 1469.8108 | 0.00045808 | 0.0008987 | 0.0015497 | 0.0024497 | 0.0035926 | 0.0048732 | 0.006322 | 0.0078068 | 0.009043 | 0.010242 | 0.010891 | 0.011163 | 0.010773 | 0.0097466 | 0.008375 | 0.0067418 | 0.0050313 | 0.0034097 | 0.0021409 | 0.0013736 | 0 | 0 | 0 | 0 | 0 | 0 | 0.00045808 | 0.0013485 | 0.0028672 | 0.0052345 | 0.008646 | 0.013167 | 0.018914 | 0.02586 | 0.033653 | 0.042441 | 0.051502 | 0.060778 | 0.069478 | 0.077031 | 0.083569 | 0.088426 | 0.091664 | 0.093467 | 0.09431 | 0.094448 | 0.093597 | 0.092861 | 0.092185 | 0 | 0 | 0 | 3.3494 | 6.6916 | 11.8111 | 19.2228 | 29.2016 | 41.2918 | 56.0147 | 72.4679 | 88.207 | 104.4141 | 116.0287 | 123.4487 | 123.3402 | 115.2318 | 101.4346 | 83.5384 | 63.6338 | 43.8937 | 27.9479 | 18.1694 | 0 | 0 | 0 | 0 | 0 | 0 | 3.3494 | 10.041 | 21.8521 | 41.0748 | 70.2764 | 111.5683 | 167.583 | 240.0509 | 328.2578 | 432.672 | 548.7007 | 672.1494 | 795.4896 | 910.7215 | 1012.156 | 1095.6944 | 1159.3282 | 1203.2219 | 1231.1698 | 1249.3392 | 1249.3392 | 1249.3392 | 1249.3392 | 1249.3392 | 1249.3392 | 1249.3392 | 0.00045874 | 0.00090145 | 0.0015572 | 0.0024664 | 0.0036248 | 0.0049288 | 0.0064105 | 0.0079383 | 0.0092257 | 0.010483 | 0.011188 | 0.011508 | 0.011147 | 0.010124 | 0.0087274 | 0.0070481 | 0.0052757 | 0.003585 | 0.002255 | 0.0014491 | 0 | 0 | 0 | 0 | 0 | 0 | 0.00045874 | 0.0013527 | 0.0028811 | 0.0052702 | 0.0087234 | 0.013317 | 0.019179 | 0.026296 | 0.034333 | 0.043439 | 0.052907 | 0.062658 | 0.071894 | 0.080011 | 0.087086 | 0.092443 | 0.096116 | 0.098273 | 0.099337 | 0.099643 | 0.098767 | 0.098009 | 0.097313 | 0 | 0 | 0 | 3.3494 | 6.6916 | 11.8111 | 19.2228 | 29.2016 | 41.2918 | 56.0147 | 72.4679 | 88.207 | 104.4141 | 116.0287 | 123.4487 | 123.3402 | 115.2318 | 101.4346 | 83.5384 | 63.6338 | 43.8937 | 27.9479 | 18.1694 | 0 | 0 | 0 | 0 | 0 | 0 | 3.3494 | 10.041 | 21.8521 | 41.0748 | 70.2764 | 111.5683 | 167.583 | 240.0509 | 328.2578 | 432.672 | 548.7007 | 672.1494 | 795.4896 | 910.7215 | 1012.156 | 1095.6944 | 1159.3282 | 1203.2219 | 1231.1698 | 1249.3392 | 1249.3392 | 1249.3392 | 1249.3392 | 1249.3392 | 1249.3392 | 1249.3392 | 0.00045893 | 0.00090231 | 0.0015605 | 0.002476 | 0.0036479 | 0.0049758 | 0.0064935 | 0.0080682 | 0.009408 | 0.010716 | 0.011461 | 0.011804 | 0.011444 | 0.010397 | 0.0089611 | 0.007234 | 0.0054114 | 0.0036745 | 0.0023106 | 0.0014845 | 0 | 0 | 0 | 0 | 0 | 0 | 0.00045893 | 0.001354 | 0.0028871 | 0.0052907 | 0.0087791 | 0.013444 | 0.019427 | 0.026726 | 0.035011 | 0.044405 | 0.054199 | 0.064271 | 0.073806 | 0.082175 | 0.089418 | 0.094882 | 0.098588 | 0.10073 | 0.10179 | 0.10208 | 0.10116 | 0.10038 | 0.09967 | 0 | 0 | 0 | 3.3494 | 6.6916 | 11.8111 | 19.2228 | 29.2016 | 41.2918 | 56.0147 | 72.4679 | 88.207 | 104.4141 | 116.0287 | 123.4487 | 123.3402 | 115.2318 | 101.4346 | 83.5384 | 63.6338 | 43.8937 | 27.9479 | 18.1694 | 0 | 0 | 0 | 0 | 0 | 0 | 3.3494 | 10.041 | 21.8521 | 41.0748 | 70.2764 | 111.5683 | 167.583 | 240.0509 | 328.2578 | 432.672 | 548.7007 | 672.1494 | 795.4896 | 910.7215 | 1012.156 | 1095.6944 | 1159.3282 | 1203.2219 | 1231.1698 | 1249.3392 | 1249.3392 | 1249.3392 | 1249.3392 | 1249.3392 | 1249.3392 | 1249.3392 | 490360.6852 | 492501.6505 | 494647.711 | 496824.0541 | 499013.3426 | 501159.6241 | 503302.8716 | 505441.3016 | 507573.2108 | 509849.5168 | 511956.7516 | 514057.4699 | 516140.5566 | 518209.5803 | 520299.8713 | 522334.6688 | 524469.4112 | 526546.851 | 528574.8203 | 530631.5996 | 532522.4796 | 534259.8285 | 535855.2643 | 537319.6702 | 538663.2161 | 539895.3847 | 434563.3018 | 436460.65 | 438362.5136 | 440291.2139 | 442231.3867 | 444133.4461 | 446032.8169 | 447927.9183 | 449817.2408 | 451834.5294 | 453701.9852 | 455563.666 | 457409.7215 | 459243.3143 | 461095.7542 | 462899.0153 | 464790.8487 | 466631.8998 | 468429.1096 | 470251.8512 | 471927.5709 | 473467.2295 | 474881.1232 | 476178.8966 | 477369.5625 | 478461.5245
WA_Industrial_Paper and Printing_Existing_Process_Natural Gas_Steam System Efficiency Improvements_A | WA | Industrial | Paper and Printing | Existing | Process | Natural Gas | Steam System Efficiency Improvements | A | IM433 | Average system efficiency | Optimized system | 5 | 0.076988 | 0 | 0 | 489.44 | 0 | 0 | 0 | 244.719 |  | sqft | 30% | 60% | Retrofit | Retro1Slow | 81.8% | TBD | 0.2% | 508353.0167 |  | 450508.3137 |  | 7.4068e-06 | AEG Research | DOE - Improving Steam System Performance: A Sourcebook for Industry, Second Edition. October 2012. | DOE - Improving Steam System Performance: A Sourcebook for Industry, Second Edition. October 2012. | Average system efficiency | Average system efficiency | Average system efficiency | Average system efficiency | Average system efficiency | Average system efficiency | Average system efficiency | Average system efficiency | Average system efficiency | Average system efficiency | Average system efficiency | Average system efficiency | Average system efficiency | Average system efficiency | Average system efficiency | Average system efficiency | Average system efficiency | Average system efficiency | Average system efficiency | Average system efficiency | Average system efficiency | Average system efficiency | Average system efficiency | Average system efficiency | Average system efficiency | Average system efficiency | Average system efficiency | Average system efficiency | Average system efficiency | Average system efficiency | Average system efficiency | Optimized system | Optimized system | Optimized system | Optimized system | Optimized system | Optimized system | Optimized system | Optimized system | Optimized system | Optimized system | Optimized system | Optimized system | Optimized system | Optimized system | Optimized system | Optimized system | Optimized system | Optimized system | Optimized system | Optimized system | Optimized system | Optimized system | Optimized system | Optimized system | Optimized system | Optimized system | Optimized system | Optimized system | Optimized system | Optimized system | Optimized system | 489.44 | 489.44 | 489.44 | 489.44 | 489.44 | 489.44 | 489.44 | 489.44 | 489.44 | 489.44 | 489.44 | 489.44 | 489.44 | 489.44 | 489.44 | 489.44 | 489.44 | 489.44 | 489.44 | 489.44 | 489.44 | 489.44 | 489.44 | 489.44 | 489.44 | 489.44 | 489.44 | 489.44 | 489.44 | 489.44 | 489.44 | 0 | 0 | 0 | 0 | 0 | 0.076483 | 0.07598 | 0.075472 | 0.074968 | 0.07446 | 0.073944 | 0.073502 | 0.073104 | 0.07269 | 0.072389 | 0.072062 | 0.071809 | 0.071555 | 0.071301 | 0.071116 | 0.070913 | 0.070742 | 0.070575 | 0.07041 | 0.070248 | 0.070229 | 0.070211 | 0.070195 | 0.076988 | 0.076988 | 0.076988 | 2.9202e-06 | 5.7957e-06 | 1.0161e-05 | 1.6427e-05 | 2.4786e-05 | 3.4805e-05 | 4.6933e-05 | 6.039e-05 | 7.309e-05 | 8.6161e-05 | 9.5312e-05 | 0.00010105 | 0.00010061 | 9.3658e-05 | 8.223e-05 | 6.7529e-05 | 5.1315e-05 | 3.5313e-05 | 2.2432e-05 | 1.455e-05 | 0 | 0 | 0 | 0 | 0 | 0 | 2.9202e-06 | 8.6967e-06 | 1.88e-05 | 3.5102e-05 | 5.965e-05 | 9.4041e-05 | 0.00014041 | 0.00020004 | 0.000272 | 0.00035703 | 0.00045073 | 0.0005502 | 0.00064886 | 0.00074021 | 0.00082052 | 0.00088571 | 0.0009349 | 0.000968 | 0.00098817 | 0.0010004 | 0.0010002 | 0.00099992 | 0.00099969 | 0 | 0 | 0 | 0.038181 | 0.076279 | 0.13464 | 0.21913 | 0.33288 | 0.4707 | 0.63853 | 0.82608 | 1.0055 | 1.1902 | 1.3226 | 1.4072 | 1.406 | 1.3136 | 1.1563 | 0.95228 | 0.72538 | 0.50036 | 0.31859 | 0.20712 | 0 | 0 | 0 | 0 | 0 | 0 | 0.038181 | 0.11446 | 0.2491 | 0.46822 | 0.8011 | 1.2718 | 1.9103 | 2.7364 | 3.7419 | 4.9321 | 6.2548 | 7.662 | 9.068 | 10.3816 | 11.5378 | 12.4901 | 13.2155 | 13.7159 | 14.0344 | 14.2416 | 14.2416 | 14.2416 | 14.2416 | 14.2416 | 14.2416 | 14.2416 | 2.4846e-06 | 4.9361e-06 | 8.663e-06 | 1.4019e-05 | 2.1174e-05 | 2.9765e-05 | 4.0172e-05 | 5.1734e-05 | 6.2667e-05 | 7.392e-05 | 8.1827e-05 | 8.68e-05 | 8.6464e-05 | 8.0536e-05 | 7.0737e-05 | 5.8116e-05 | 4.4179e-05 | 3.0413e-05 | 1.9326e-05 | 1.2539e-05 | 0 | 0 | 0 | 0 | 0 | 0 | 2.4846e-06 | 7.4068e-06 | 1.6028e-05 | 2.9956e-05 | 5.0958e-05 | 8.0422e-05 | 0.00012019 | 0.00017137 | 0.00023321 | 0.00030631 | 0.00038696 | 0.00047261 | 0.00055766 | 0.00063651 | 0.00070585 | 0.00076225 | 0.00080488 | 0.00083368 | 0.00085135 | 0.00086222 | 0.00086202 | 0.00086184 | 0.00086168 | 0 | 0 | 0 | 0.032454 | 0.064837 | 0.11444 | 0.18626 | 0.28295 | 0.40009 | 0.54275 | 0.70217 | 0.85467 | 1.0117 | 1.1242 | 1.1961 | 1.1951 | 1.1165 | 0.98284 | 0.80944 | 0.61657 | 0.4253 | 0.2708 | 0.17605 | 0 | 0 | 0 | 0 | 0 | 0 | 0.032454 | 0.097291 | 0.21173 | 0.39799 | 0.68094 | 1.081 | 1.6238 | 2.3259 | 3.1806 | 4.1923 | 5.3166 | 6.5127 | 7.7078 | 8.8243 | 9.8072 | 10.6166 | 11.2332 | 11.6585 | 11.9293 | 12.1053 | 12.1053 | 12.1053 | 12.1053 | 12.1053 | 12.1053 | 12.1053 | 0 | 0 | 0 | 0 | 0 | 0 | 0 | 0 | 0 | 0 | 0 | 0 | 0 | 0 | 0 | 0 | 0 | 0 | 0 | 0 | 0 | 0 | 0 | 0 | 0 | 0 | 0 | 0 | 0 | 0 | 0 | 0 | 0 | 0 | 0 | 0 | 0 | 0 | 0 | 0 | 0 | 0 | 0 | 0 | 0 | 0 | 0 | 0 | 0 | 0 | 0 | 0 | 0 | 0 | 0 | 0 | 0 | 0 | 0 | 0 | 0 | 0 | 0 | 0 | 0 | 0 | 0 | 0 | 0 | 0 | 0 | 0 | 0 | 0 | 0 | 0 | 0 | 0 | 0 | 0 | 0 | 0 | 0 | 0 | 0 | 0 | 0 | 0 | 0 | 0 | 0 | 0 | 0 | 0 | 0 | 0 | 0 | 0 | 0 | 0 | 0 | 0 | 0 | 0 | 0 | 0 | 0 | 0 | 0 | 0 | 0 | 0 | 0 | 0 | 0 | 0 | 0 | 0 | 0 | 0 | 0 | 0 | 0 | 0 | 0 | 0 | 0 | 0 | 0 | 0 | 0 | 0 | 0 | 0 | 0 | 0 | 0 | 0 | 0 | 0 | 0 | 0 | 0 | 0 | 0 | 0 | 0 | 0 | 0 | 0 | 0 | 0 | 0 | 0 | 0 | 0 | 0 | 0 | 0 | 0 | 0 | 0 | 0 | 0 | 0 | 0 | 0 | 0 | 0 | 0 | 0 | 0 | 0 | 0 | 0 | 0 | 0 | 0 | 0 | 0 | 0 | 0 | 0 | 0 | 0 | 0 | 0 | 0 | 0 | 0 | 0 | 0 | 0 | 0 | 0 | 0 | 0 | 0 | 0 | 0 | 0 | 0 | 0 | 0 | 0 | 0 | 0 | 0 | 490360.6852 | 492501.6505 | 494647.711 | 496824.0541 | 499013.3426 | 501159.6241 | 503302.8716 | 505441.3016 | 507573.2108 | 509849.5168 | 511956.7516 | 514057.4699 | 516140.5566 | 518209.5803 | 520299.8713 | 522334.6688 | 524469.4112 | 526546.851 | 528574.8203 | 530631.5996 | 532522.4796 | 534259.8285 | 535855.2643 | 537319.6702 | 538663.2161 | 539895.3847 | 434563.3018 | 436460.65 | 438362.5136 | 440291.2139 | 442231.3867 | 444133.4461 | 446032.8169 | 447927.9183 | 449817.2408 | 451834.5294 | 453701.9852 | 455563.666 | 457409.7215 | 459243.3143 | 461095.7542 | 462899.0153 | 464790.8487 | 466631.8998 | 468429.1096 | 470251.8512 | 471927.5709 | 473467.2295 | 474881.1232 | 476178.8966 | 477369.5625 | 478461.5245
WA_Industrial_Paper and Printing_Existing_Space Heating_Natural Gas_Strategic Energy Management_A | WA | Industrial | Paper and Printing | Existing | Space Heating | Natural Gas | Strategic Energy Management | A | IM434 | No energy management system | Energy management system installed and programmed | 5 | 56.9867 | 0 | 0 | 185.13 | 0 | 4.41 | 0 | 92.5645 |  | employee | 5% | 50% | Retrofit | RetroEven20 | 76.5% | TBD | 0.2% | 281.4097 |  | 275.8259 |  | 0.091279 | BEHAV_SEM-All-CPUC-2018_PG-26 | BEHAV_SEM-All-CPUC-2018_PG-26 | AEG Research | No energy management system | No energy management system | No energy management system | No energy management system | No energy management system | No energy management system | No energy management system | No energy management system | No energy management system | No energy management system | No energy management system | No energy management system | No energy management system | No energy management system | No energy management system | No energy management system | No energy management system | No energy management system | No energy management system | No energy management system | No energy management system | No energy management system | No energy management system | No energy management system | No energy management system | No energy management system | No energy management system | No energy management system | No energy management system | No energy management system | No energy management system | Energy management system installed and programmed | Energy management system installed and programmed | Energy management system installed and programmed | Energy management system installed and programmed | Energy management system installed and programmed | Energy management system installed and programmed | Energy management system installed and programmed | Energy management system installed and programmed | Energy management system installed and programmed | Energy management system installed and programmed | Energy management system installed and programmed | Energy management system installed and programmed | Energy management system installed and programmed | Energy management system installed and programmed | Energy management system installed and programmed | Energy management system installed and programmed | Energy management system installed and programmed | Energy management system installed and programmed | Energy management system installed and programmed | Energy management system installed and programmed | Energy management system installed and programmed | Energy management system installed and programmed | Energy management system installed and programmed | Energy management system installed and programmed | Energy management system installed and programmed | Energy management system installed and programmed | Energy management system installed and programmed | Energy management system installed and programmed | Energy management system installed and programmed | Energy management system installed and programmed | Energy management system installed and programmed | 185.13 | 185.13 | 185.13 | 185.13 | 185.13 | 185.13 | 185.13 | 185.13 | 185.13 | 185.13 | 185.13 | 185.13 | 185.13 | 185.13 | 185.13 | 185.13 | 185.13 | 185.13 | 185.13 | 185.13 | 185.13 | 185.13 | 185.13 | 185.13 | 185.13 | 185.13 | 185.13 | 185.13 | 185.13 | 185.13 | 185.13 | 0 | 0 | 0 | 0 | 0 | 56.0272 | 55.6209 | 55.1041 | 54.5477 | 53.9532 | 53.3292 | 52.6866 | 52.0356 | 51.3534 | 50.6336 | 49.9318 | 49.2466 | 48.632 | 48.0543 | 47.5298 | 47.0332 | 46.5298 | 46.0867 | 45.6712 | 45.2744 | 44.9151 | 44.6027 | 44.3014 | 0 | 0 | 0 | 0.053958 | 0.053538 | 0.052727 | 0.052223 | 0.051697 | 0.05045 | 0.049706 | 0.048992 | 0.047582 | 0.047094 | 0.045998 | 0.045373 | 0.044581 | 0.043659 | 0.043233 | 0.042605 | 0.041985 | 0.041434 | 0.04092 | 0.040437 | 0 | 0 | 0 | 0 | 0 | 0 | 0.053958 | 0.1071 | 0.15884 | 0.20946 | 0.25887 | 0.30633 | 0.35234 | 0.39698 | 0.43936 | 0.48029 | 0.51963 | 0.55788 | 0.5955 | 0.63208 | 0.66841 | 0.70404 | 0.73849 | 0.77289 | 0.80684 | 0.84027 | 0.8336 | 0.8278 | 0.82221 | 0 | 0 | 0 | 0.96307 | 0.96254 | 0.95687 | 0.95739 | 0.95818 | 0.94601 | 0.94342 | 0.94151 | 0.92656 | 0.93009 | 0.92123 | 0.92134 | 0.91671 | 0.90853 | 0.90961 | 0.90585 | 0.90232 | 0.89903 | 0.89598 | 0.89315 | 0 | 0 | 0 | 0 | 0 | 0 | 0.96307 | 1.9256 | 2.8825 | 3.8399 | 4.798 | 5.7441 | 6.6875 | 7.629 | 8.5555 | 9.4856 | 10.4069 | 11.3282 | 12.2449 | 13.1534 | 14.0631 | 14.9689 | 15.8712 | 16.7703 | 17.6662 | 18.5594 | 18.5594 | 18.5594 | 18.5594 | 18.5594 | 18.5594 | 18.5594 | 0.045924 | 0.045627 | 0.045022 | 0.044681 | 0.044321 | 0.043345 | 0.042794 | 0.042264 | 0.041137 | 0.040797 | 0.03993 | 0.039459 | 0.038812 | 0.038041 | 0.037689 | 0.037155 | 0.03663 | 0.036166 | 0.035759 | 0.035381 | 0 | 0 | 0 | 0 | 0 | 0 | 0.045924 | 0.091279 | 0.13563 | 0.1792 | 0.22194 | 0.26319 | 0.30335 | 0.34246 | 0.37984 | 0.41607 | 0.45108 | 0.48516 | 0.51843 | 0.55075 | 0.58269 | 0.61399 | 0.6443 | 0.67463 | 0.70506 | 0.7352 | 0.73031 | 0.72612 | 0.7222 | 0 | 0 | 0 | 0.81861 | 0.81816 | 0.81334 | 0.81378 | 0.81445 | 0.80411 | 0.80191 | 0.80028 | 0.78757 | 0.79058 | 0.78304 | 0.78314 | 0.7792 | 0.77225 | 0.77317 | 0.76997 | 0.76697 | 0.76418 | 0.76158 | 0.75918 | 0 | 0 | 0 | 0 | 0 | 0 | 0.81861 | 1.6368 | 2.4501 | 3.2639 | 4.0783 | 4.8824 | 5.6844 | 6.4846 | 7.2722 | 8.0628 | 8.8458 | 9.629 | 10.4082 | 11.1804 | 11.9536 | 12.7236 | 13.4905 | 14.2547 | 15.0163 | 15.7755 | 15.7755 | 15.7755 | 15.7755 | 15.7755 | 15.7755 | 15.7755 | 0.045937 | 0.045658 | 0.045075 | 0.044759 | 0.044426 | 0.043477 | 0.042953 | 0.04245 | 0.041349 | 0.041039 | 0.040198 | 0.039753 | 0.039131 | 0.038386 | 0.038059 | 0.037551 | 0.037052 | 0.036613 | 0.036207 | 0.035829 | 0 | 0 | 0 | 0 | 0 | 0 | 0.045937 | 0.09134 | 0.13578 | 0.17952 | 0.22246 | 0.26399 | 0.30447 | 0.34397 | 0.38181 | 0.41854 | 0.45411 | 0.48878 | 0.52269 | 0.55574 | 0.58841 | 0.62052 | 0.65172 | 0.68297 | 0.71391 | 0.74452 | 0.73966 | 0.73549 | 0.73159 | 0 | 0 | 0 | 0.81861 | 0.81816 | 0.81334 | 0.81378 | 0.81445 | 0.80411 | 0.80191 | 0.80028 | 0.78757 | 0.79058 | 0.78304 | 0.78314 | 0.7792 | 0.77225 | 0.77317 | 0.76997 | 0.76697 | 0.76418 | 0.76158 | 0.75918 | 0 | 0 | 0 | 0 | 0 | 0 | 0.81861 | 1.6368 | 2.4501 | 3.2639 | 4.0783 | 4.8824 | 5.6844 | 6.4846 | 7.2722 | 8.0628 | 8.8458 | 9.629 | 10.4082 | 11.1804 | 11.9536 | 12.7236 | 13.4905 | 14.2547 | 15.0163 | 15.7755 | 15.7755 | 15.7755 | 15.7755 | 15.7755 | 15.7755 | 15.7755 | 0.045924 | 0.045627 | 0.045022 | 0.044681 | 0.044321 | 0.043345 | 0.042794 | 0.042264 | 0.041137 | 0.040797 | 0.03993 | 0.039459 | 0.038812 | 0.038041 | 0.037689 | 0.037155 | 0.03663 | 0.036166 | 0.035759 | 0.035381 | 0 | 0 | 0 | 0 | 0 | 0 | 0.045924 | 0.091279 | 0.13563 | 0.1792 | 0.22194 | 0.26319 | 0.30335 | 0.34246 | 0.37984 | 0.41607 | 0.45108 | 0.48516 | 0.51843 | 0.55075 | 0.58269 | 0.61399 | 0.6443 | 0.67463 | 0.70506 | 0.7352 | 0.73031 | 0.72612 | 0.7222 | 0 | 0 | 0 | 0.81861 | 0.81816 | 0.81334 | 0.81378 | 0.81445 | 0.80411 | 0.80191 | 0.80028 | 0.78757 | 0.79058 | 0.78304 | 0.78314 | 0.7792 | 0.77225 | 0.77317 | 0.76997 | 0.76697 | 0.76418 | 0.76158 | 0.75918 | 0 | 0 | 0 | 0 | 0 | 0 | 0.81861 | 1.6368 | 2.4501 | 3.2639 | 4.0783 | 4.8824 | 5.6844 | 6.4846 | 7.2722 | 8.0628 | 8.8458 | 9.629 | 10.4082 | 11.1804 | 11.9536 | 12.7236 | 13.4905 | 14.2547 | 15.0163 | 15.7755 | 15.7755 | 15.7755 | 15.7755 | 15.7755 | 15.7755 | 15.7755 | 274.8483 | 275.4252 | 276.142 | 276.9042 | 277.7066 | 278.5248 | 279.3708 | 280.2172 | 281.0652 | 281.9872 | 282.8448 | 283.6973 | 284.4928 | 285.2385 | 285.9689 | 286.6624 | 287.3744 | 288.0202 | 288.6331 | 289.2185 | 289.7624 | 290.2677 | 290.7371 | 0 | 0 | 0 | 269.3947 | 269.9601 | 270.6627 | 271.4097 | 272.1962 | 272.9982 | 273.8274 | 274.657 | 275.4882 | 276.3919 | 277.2325 | 278.0681 | 278.8478 | 279.5787 | 280.2946 | 280.9743 | 281.6722 | 282.3052 | 282.906 | 283.4797 | 284.0128 | 284.508 | 284.9682 | 0 | 0 | 0
WA_Industrial_Paper and Printing_Existing_Process_Natural Gas_Strategic Energy Management_A | WA | Industrial | Paper and Printing | Existing | Process | Natural Gas | Strategic Energy Management | A | IM435 | No energy management system | Energy management system installed and programmed | 5 | 56.8877 | 0 | 0 | 185.13 | 0 | 4.41 | 0 | 92.5645 |  | employee | 5% | 50% | Retrofit | RetroEven20 | 76.5% | TBD | 0.2% | 281.4097 |  | 275.8259 |  | 0.43056 | BEHAV_SEM-All-CPUC-2018_PG-26 | BEHAV_SEM-All-CPUC-2018_PG-26 | AEG Research | No energy management system | No energy management system | No energy management system | No energy management system | No energy management system | No energy management system | No energy management system | No energy management system | No energy management system | No energy management system | No energy management system | No energy management system | No energy management system | No energy management system | No energy management system | No energy management system | No energy management system | No energy management system | No energy management system | No energy management system | No energy management system | No energy management system | No energy management system | No energy management system | No energy management system | No energy management system | No energy management system | No energy management system | No energy management system | No energy management system | No energy management system | Energy management system installed and programmed | Energy management system installed and programmed | Energy management system installed and programmed | Energy management system installed and programmed | Energy management system installed and programmed | Energy management system installed and programmed | Energy management system installed and programmed | Energy management system installed and programmed | Energy management system installed and programmed | Energy management system installed and programmed | Energy management system installed and programmed | Energy management system installed and programmed | Energy management system installed and programmed | Energy management system installed and programmed | Energy management system installed and programmed | Energy management system installed and programmed | Energy management system installed and programmed | Energy management system installed and programmed | Energy management system installed and programmed | Energy management system installed and programmed | Energy management system installed and programmed | Energy management system installed and programmed | Energy management system installed and programmed | Energy management system installed and programmed | Energy management system installed and programmed | Energy management system installed and programmed | Energy management system installed and programmed | Energy management system installed and programmed | Energy management system installed and programmed | Energy management system installed and programmed | Energy management system installed and programmed | 185.13 | 185.13 | 185.13 | 185.13 | 185.13 | 185.13 | 185.13 | 185.13 | 185.13 | 185.13 | 185.13 | 185.13 | 185.13 | 185.13 | 185.13 | 185.13 | 185.13 | 185.13 | 185.13 | 185.13 | 185.13 | 185.13 | 185.13 | 185.13 | 185.13 | 185.13 | 185.13 | 185.13 | 185.13 | 185.13 | 185.13 | 0 | 0 | 0 | 0 | 0 | 56.7871 | 56.6878 | 56.5872 | 56.4867 | 56.3842 | 56.2751 | 56.175 | 56.08 | 55.9797 | 55.9034 | 55.8226 | 55.7602 | 55.6991 | 55.6384 | 55.593 | 55.5425 | 55.496 | 55.4498 | 55.4039 | 55.3582 | 55.3538 | 55.3498 | 55.3461 | 0 | 0 | 0 | 0.25365 | 0.25307 | 0.25113 | 0.25082 | 0.25057 | 0.24691 | 0.24579 | 0.24488 | 0.24056 | 0.24115 | 0.23851 | 0.23827 | 0.23681 | 0.23444 | 0.23453 | 0.23335 | 0.23224 | 0.23121 | 0.23023 | 0.22931 | 0 | 0 | 0 | 0 | 0 | 0 | 0.25365 | 0.50627 | 0.7565 | 1.006 | 1.2547 | 1.4992 | 1.7423 | 1.9843 | 2.2213 | 2.4594 | 2.6943 | 2.9296 | 3.1632 | 3.3942 | 3.6259 | 3.856 | 4.085 | 4.3128 | 4.5395 | 4.7651 | 4.7647 | 4.7643 | 4.764 | 0 | 0 | 0 | 4.4666 | 4.4642 | 4.4379 | 4.4403 | 4.4439 | 4.3875 | 4.3755 | 4.3666 | 4.2973 | 4.3137 | 4.2726 | 4.2731 | 4.2516 | 4.2137 | 4.2187 | 4.2012 | 4.1849 | 4.1696 | 4.1555 | 4.1424 | 0 | 0 | 0 | 0 | 0 | 0 | 4.4666 | 8.9308 | 13.3687 | 17.8089 | 22.2529 | 26.6404 | 31.0159 | 35.3825 | 39.6798 | 43.9935 | 48.266 | 52.5391 | 56.7907 | 61.0044 | 65.2231 | 69.4243 | 73.6092 | 77.7788 | 81.9343 | 86.0766 | 86.0766 | 86.0766 | 86.0766 | 86.0766 | 86.0766 | 86.0766 | 0.21566 | 0.21522 | 0.21363 | 0.21342 | 0.21327 | 0.21021 | 0.20932 | 0.2086 | 0.20497 | 0.20552 | 0.20331 | 0.20314 | 0.20193 | 0.19994 | 0.20004 | 0.19906 | 0.19814 | 0.19728 | 0.19647 | 0.19572 | 0 | 0 | 0 | 0 | 0 | 0 | 0.21566 | 0.43056 | 0.64353 | 0.85598 | 1.0679 | 1.2764 | 1.4838 | 1.6902 | 1.8926 | 2.096 | 2.2967 | 2.4977 | 2.6973 | 2.8947 | 3.0927 | 3.2894 | 3.4852 | 3.68 | 3.8739 | 4.0669 | 4.0667 | 4.0664 | 4.0662 | 0 | 0 | 0 | 3.7966 | 3.7946 | 3.7722 | 3.7742 | 3.7773 | 3.7294 | 3.7192 | 3.7116 | 3.6527 | 3.6666 | 3.6317 | 3.6321 | 3.6139 | 3.5816 | 3.5859 | 3.571 | 3.5572 | 3.5442 | 3.5321 | 3.521 | 0 | 0 | 0 | 0 | 0 | 0 | 3.7966 | 7.5912 | 11.3634 | 15.1376 | 18.9149 | 22.6443 | 26.3635 | 30.0751 | 33.7278 | 37.3944 | 41.0261 | 44.6583 | 48.2721 | 51.8537 | 55.4396 | 59.0107 | 62.5678 | 66.112 | 69.6441 | 73.1651 | 73.1651 | 73.1651 | 73.1651 | 73.1651 | 73.1651 | 73.1651 | 0.21566 | 0.21522 | 0.21363 | 0.21342 | 0.21327 | 0.21021 | 0.20932 | 0.2086 | 0.20497 | 0.20552 | 0.20331 | 0.20314 | 0.20193 | 0.19994 | 0.20004 | 0.19906 | 0.19814 | 0.19728 | 0.19647 | 0.19572 | 0 | 0 | 0 | 0 | 0 | 0 | 0.21566 | 0.43056 | 0.64353 | 0.85598 | 1.0679 | 1.2764 | 1.4838 | 1.6902 | 1.8926 | 2.096 | 2.2967 | 2.4977 | 2.6973 | 2.8947 | 3.0927 | 3.2894 | 3.4852 | 3.68 | 3.8739 | 4.0669 | 4.0667 | 4.0664 | 4.0662 | 0 | 0 | 0 | 3.7966 | 3.7946 | 3.7722 | 3.7742 | 3.7773 | 3.7294 | 3.7192 | 3.7116 | 3.6527 | 3.6666 | 3.6317 | 3.6321 | 3.6139 | 3.5816 | 3.5859 | 3.571 | 3.5572 | 3.5442 | 3.5321 | 3.521 | 0 | 0 | 0 | 0 | 0 | 0 | 3.7966 | 7.5912 | 11.3634 | 15.1376 | 18.9149 | 22.6443 | 26.3635 | 30.0751 | 33.7278 | 37.3944 | 41.0261 | 44.6583 | 48.2721 | 51.8537 | 55.4396 | 59.0107 | 62.5678 | 66.112 | 69.6441 | 73.1651 | 73.1651 | 73.1651 | 73.1651 | 73.1651 | 73.1651 | 73.1651 | 0.21566 | 0.21522 | 0.21363 | 0.21342 | 0.21327 | 0.21021 | 0.20932 | 0.2086 | 0.20497 | 0.20552 | 0.20331 | 0.20314 | 0.20193 | 0.19994 | 0.20004 | 0.19906 | 0.19814 | 0.19728 | 0.19647 | 0.19572 | 0 | 0 | 0 | 0 | 0 | 0 | 0.21566 | 0.43056 | 0.64353 | 0.85598 | 1.0679 | 1.2764 | 1.4838 | 1.6902 | 1.8926 | 2.096 | 2.2967 | 2.4977 | 2.6973 | 2.8947 | 3.0927 | 3.2894 | 3.4852 | 3.68 | 3.8739 | 4.0669 | 4.0667 | 4.0664 | 4.0662 | 0 | 0 | 0 | 3.7966 | 3.7946 | 3.7722 | 3.7742 | 3.7773 | 3.7294 | 3.7192 | 3.7116 | 3.6527 | 3.6666 | 3.6317 | 3.6321 | 3.6139 | 3.5816 | 3.5859 | 3.571 | 3.5572 | 3.5442 | 3.5321 | 3.521 | 0 | 0 | 0 | 0 | 0 | 0 | 3.7966 | 7.5912 | 11.3634 | 15.1376 | 18.9149 | 22.6443 | 26.3635 | 30.0751 | 33.7278 | 37.3944 | 41.0261 | 44.6583 | 48.2721 | 51.8537 | 55.4396 | 59.0107 | 62.5678 | 66.112 | 69.6441 | 73.1651 | 73.1651 | 73.1651 | 73.1651 | 73.1651 | 73.1651 | 73.1651 | 274.8483 | 275.4252 | 276.142 | 276.9042 | 277.7066 | 278.5248 | 279.3708 | 280.2172 | 281.0652 | 281.9872 | 282.8448 | 283.6973 | 284.4928 | 285.2385 | 285.9689 | 286.6624 | 287.3744 | 288.0202 | 288.6331 | 289.2185 | 289.7624 | 290.2677 | 290.7371 | 0 | 0 | 0 | 269.3947 | 269.9601 | 270.6627 | 271.4097 | 272.1962 | 272.9982 | 273.8274 | 274.657 | 275.4882 | 276.3919 | 277.2325 | 278.0681 | 278.8478 | 279.5787 | 280.2946 | 280.9743 | 281.6722 | 282.3052 | 282.906 | 283.4797 | 284.0128 | 284.508 | 284.9682 | 0 | 0 | 0
WA_Industrial_Paper and Printing_Existing_Miscellaneous_Natural Gas_Strategic Energy Management_A | WA | Industrial | Paper and Printing | Existing | Miscellaneous | Natural Gas | Strategic Energy Management | A | IM436 | No energy management system | Energy management system installed and programmed | 5 | 18.0192 | 0 | 0 | 185.13 | 0 | 4.41 | 0 | 92.5645 |  | employee | 5% | 50% | Retrofit | RetroEven20 | 76.5% | TBD | 0.2% | 281.4097 |  | 275.8259 |  | 0.034197 | BEHAV_SEM-All-CPUC-2018_PG-26 | BEHAV_SEM-All-CPUC-2018_PG-26 | AEG Research | No energy management system | No energy management system | No energy management system | No energy management system | No energy management system | No energy management system | No energy management system | No energy management system | No energy management system | No energy management system | No energy management system | No energy management system | No energy management system | No energy management system | No energy management system | No energy management system | No energy management system | No energy management system | No energy management system | No energy management system | No energy management system | No energy management system | No energy management system | No energy management system | No energy management system | No energy management system | No energy management system | No energy management system | No energy management system | No energy management system | No energy management system | Energy management system installed and programmed | Energy management system installed and programmed | Energy management system installed and programmed | Energy management system installed and programmed | Energy management system installed and programmed | Energy management system installed and programmed | Energy management system installed and programmed | Energy management system installed and programmed | Energy management system installed and programmed | Energy management system installed and programmed | Energy management system installed and programmed | Energy management system installed and programmed | Energy management system installed and programmed | Energy management system installed and programmed | Energy management system installed and programmed | Energy management system installed and programmed | Energy management system installed and programmed | Energy management system installed and programmed | Energy management system installed and programmed | Energy management system installed and programmed | Energy management system installed and programmed | Energy management system installed and programmed | Energy management system installed and programmed | Energy management system installed and programmed | Energy management system installed and programmed | Energy management system installed and programmed | Energy management system installed and programmed | Energy management system installed and programmed | Energy management system installed and programmed | Energy management system installed and programmed | Energy management system installed and programmed | 185.13 | 185.13 | 185.13 | 185.13 | 185.13 | 185.13 | 185.13 | 185.13 | 185.13 | 185.13 | 185.13 | 185.13 | 185.13 | 185.13 | 185.13 | 185.13 | 185.13 | 185.13 | 185.13 | 185.13 | 185.13 | 185.13 | 185.13 | 185.13 | 185.13 | 185.13 | 185.13 | 185.13 | 185.13 | 185.13 | 185.13 | 0 | 0 | 0 | 0 | 0 | 18.0192 | 18.0192 | 18.0192 | 18.0192 | 18.0192 | 18.0192 | 18.0192 | 18.0192 | 18.0192 | 18.0192 | 18.0192 | 18.0192 | 18.0192 | 18.0192 | 18.0192 | 18.0192 | 18.0192 | 18.0192 | 18.0192 | 18.0192 | 18.0192 | 18.0192 | 18.0192 | 0 | 0 | 0 | 0.020121 | 0.02011 | 0.019992 | 0.020002 | 0.020019 | 0.019765 | 0.019711 | 0.019671 | 0.019358 | 0.019432 | 0.019247 | 0.019249 | 0.019153 | 0.018982 | 0.019004 | 0.018926 | 0.018852 | 0.018783 | 0.01872 | 0.018661 | 0 | 0 | 0 | 0 | 0 | 0 | 0.020121 | 0.040232 | 0.060223 | 0.080226 | 0.10024 | 0.12001 | 0.13972 | 0.15939 | 0.17875 | 0.19818 | 0.21743 | 0.23668 | 0.25583 | 0.27481 | 0.29382 | 0.31274 | 0.33159 | 0.35038 | 0.3691 | 0.38776 | 0.38776 | 0.38776 | 0.38776 | 0 | 0 | 0 | 1.1167 | 1.116 | 1.1095 | 1.1101 | 1.111 | 1.0969 | 1.0939 | 1.0917 | 1.0743 | 1.0784 | 1.0681 | 1.0683 | 1.0629 | 1.0534 | 1.0547 | 1.0503 | 1.0462 | 1.0424 | 1.0389 | 1.0356 | 0 | 0 | 0 | 0 | 0 | 0 | 1.1167 | 2.2327 | 3.3422 | 4.4522 | 5.5632 | 6.6601 | 7.754 | 8.8456 | 9.9199 | 10.9984 | 12.0665 | 13.1348 | 14.1977 | 15.2511 | 16.3058 | 17.3561 | 18.4023 | 19.4447 | 20.4836 | 21.5192 | 21.5192 | 21.5192 | 21.5192 | 21.5192 | 21.5192 | 21.5192 | 0.017103 | 0.017094 | 0.016993 | 0.017002 | 0.017016 | 0.0168 | 0.016754 | 0.01672 | 0.016455 | 0.016517 | 0.01636 | 0.016362 | 0.01628 | 0.016134 | 0.016154 | 0.016087 | 0.016024 | 0.015966 | 0.015912 | 0.015861 | 0 | 0 | 0 | 0 | 0 | 0 | 0.017103 | 0.034197 | 0.05119 | 0.068192 | 0.085208 | 0.10201 | 0.11876 | 0.13548 | 0.15194 | 0.16845 | 0.18481 | 0.20118 | 0.21746 | 0.23359 | 0.24974 | 0.26583 | 0.28186 | 0.29782 | 0.31373 | 0.32959 | 0.32959 | 0.32959 | 0.32959 | 0 | 0 | 0 | 0.94916 | 0.94864 | 0.94305 | 0.94355 | 0.94434 | 0.93234 | 0.9298 | 0.92791 | 0.91317 | 0.91666 | 0.90792 | 0.90804 | 0.90347 | 0.89541 | 0.89647 | 0.89276 | 0.88929 | 0.88605 | 0.88304 | 0.88025 | 0 | 0 | 0 | 0 | 0 | 0 | 0.94916 | 1.8978 | 2.8408 | 3.7844 | 4.7287 | 5.6611 | 6.5909 | 7.5188 | 8.432 | 9.3486 | 10.2565 | 11.1646 | 12.068 | 12.9634 | 13.8599 | 14.7527 | 15.642 | 16.528 | 17.411 | 18.2913 | 18.2913 | 18.2913 | 18.2913 | 18.2913 | 18.2913 | 18.2913 | 0.017103 | 0.017094 | 0.016993 | 0.017002 | 0.017016 | 0.0168 | 0.016754 | 0.01672 | 0.016455 | 0.016517 | 0.01636 | 0.016362 | 0.01628 | 0.016134 | 0.016154 | 0.016087 | 0.016024 | 0.015966 | 0.015912 | 0.015861 | 0 | 0 | 0 | 0 | 0 | 0 | 0.017103 | 0.034197 | 0.05119 | 0.068192 | 0.085208 | 0.10201 | 0.11876 | 0.13548 | 0.15194 | 0.16845 | 0.18481 | 0.20118 | 0.21746 | 0.23359 | 0.24974 | 0.26583 | 0.28186 | 0.29782 | 0.31373 | 0.32959 | 0.32959 | 0.32959 | 0.32959 | 0 | 0 | 0 | 0.94916 | 0.94864 | 0.94305 | 0.94355 | 0.94434 | 0.93234 | 0.9298 | 0.92791 | 0.91317 | 0.91666 | 0.90792 | 0.90804 | 0.90347 | 0.89541 | 0.89647 | 0.89276 | 0.88929 | 0.88605 | 0.88304 | 0.88025 | 0 | 0 | 0 | 0 | 0 | 0 | 0.94916 | 1.8978 | 2.8408 | 3.7844 | 4.7287 | 5.6611 | 6.5909 | 7.5188 | 8.432 | 9.3486 | 10.2565 | 11.1646 | 12.068 | 12.9634 | 13.8599 | 14.7527 | 15.642 | 16.528 | 17.411 | 18.2913 | 18.2913 | 18.2913 | 18.2913 | 18.2913 | 18.2913 | 18.2913 | 0.017103 | 0.017094 | 0.016993 | 0.017002 | 0.017016 | 0.0168 | 0.016754 | 0.01672 | 0.016455 | 0.016517 | 0.01636 | 0.016362 | 0.01628 | 0.016134 | 0.016154 | 0.016087 | 0.016024 | 0.015966 | 0.015912 | 0.015861 | 0 | 0 | 0 | 0 | 0 | 0 | 0.017103 | 0.034197 | 0.05119 | 0.068192 | 0.085208 | 0.10201 | 0.11876 | 0.13548 | 0.15194 | 0.16845 | 0.18481 | 0.20118 | 0.21746 | 0.23359 | 0.24974 | 0.26583 | 0.28186 | 0.29782 | 0.31373 | 0.32959 | 0.32959 | 0.32959 | 0.32959 | 0 | 0 | 0 | 0.94916 | 0.94864 | 0.94305 | 0.94355 | 0.94434 | 0.93234 | 0.9298 | 0.92791 | 0.91317 | 0.91666 | 0.90792 | 0.90804 | 0.90347 | 0.89541 | 0.89647 | 0.89276 | 0.88929 | 0.88605 | 0.88304 | 0.88025 | 0 | 0 | 0 | 0 | 0 | 0 | 0.94916 | 1.8978 | 2.8408 | 3.7844 | 4.7287 | 5.6611 | 6.5909 | 7.5188 | 8.432 | 9.3486 | 10.2565 | 11.1646 | 12.068 | 12.9634 | 13.8599 | 14.7527 | 15.642 | 16.528 | 17.411 | 18.2913 | 18.2913 | 18.2913 | 18.2913 | 18.2913 | 18.2913 | 18.2913 | 274.8483 | 275.4252 | 276.142 | 276.9042 | 277.7066 | 278.5248 | 279.3708 | 280.2172 | 281.0652 | 281.9872 | 282.8448 | 283.6973 | 284.4928 | 285.2385 | 285.9689 | 286.6624 | 287.3744 | 288.0202 | 288.6331 | 289.2185 | 289.7624 | 290.2677 | 290.7371 | 0 | 0 | 0 | 269.3947 | 269.9601 | 270.6627 | 271.4097 | 272.1962 | 272.9982 | 273.8274 | 274.657 | 275.4882 | 276.3919 | 277.2325 | 278.0681 | 278.8478 | 279.5787 | 280.2946 | 280.9743 | 281.6722 | 282.3052 | 282.906 | 283.4797 | 284.0128 | 284.508 | 284.9682 | 0 | 0 | 0
WA_Industrial_Paper and Printing_Existing_Space Heating_Natural Gas_Commissioning_A | WA | Industrial | Paper and Printing | Existing | Space Heating | Natural Gas | Commissioning | A | IM437 | New construction code | Optimized HVAC design and controls | 10 | 68.5796 | 0 | 0 | 0.27 | 0 | 0 | 0 | 0.1336 |  | employee | 0% | 0% | Retrofit | Retro12Med | 84.73% | TBD | 0.2% | 0.093111 |  | 0.075788 |  | 0 | DL20_COM_CX-Refrig-2021PLN-V11-3 | 2018 AMIL BUS Retro-Commissioning Initiative | U.S. Department of Energy. Lawrence Berkeley National Labs and Building Commissioning Association. https://www.bcxa.org/wp-content/uploads/2020/09/1-s2.0- S0378778819319553-main.pdf | New construction code | New construction code | New construction code | New construction code | New construction code | New construction code | New construction code | New construction code | New construction code | New construction code | New construction code | New construction code | New construction code | New construction code | New construction code | New construction code | New construction code | New construction code | New construction code | New construction code | New construction code | New construction code | New construction code | New construction code | New construction code | New construction code | New construction code | New construction code | New construction code | New construction code | New construction code | Optimized HVAC design and controls | Optimized HVAC design and controls | Optimized HVAC design and controls | Optimized HVAC design and controls | Optimized HVAC design and controls | Optimized HVAC design and controls | Optimized HVAC design and controls | Optimized HVAC design and controls | Optimized HVAC design and controls | Optimized HVAC design and controls | Optimized HVAC design and controls | Optimized HVAC design and controls | Optimized HVAC design and controls | Optimized HVAC design and controls | Optimized HVAC design and controls | Optimized HVAC design and controls | Optimized HVAC design and controls | Optimized HVAC design and controls | Optimized HVAC design and controls | Optimized HVAC design and controls | Optimized HVAC design and controls | Optimized HVAC design and controls | Optimized HVAC design and controls | Optimized HVAC design and controls | Optimized HVAC design and controls | Optimized HVAC design and controls | Optimized HVAC design and controls | Optimized HVAC design and controls | Optimized HVAC design and controls | Optimized HVAC design and controls | Optimized HVAC design and controls | 0.27 | 0.27 | 0.27 | 0.27 | 0.27 | 0.27 | 0.27 | 0.27 | 0.27 | 0.27 | 0.27 | 0.27 | 0.27 | 0.27 | 0.27 | 0.27 | 0.27 | 0.27 | 0.27 | 0.27 | 0.27 | 0.27 | 0.27 | 0.27 | 0.27 | 0.27 | 0.27 | 0.27 | 0.27 | 0.27 | 0.27 | 0 | 0 | 0 | 0 | 0 | 67.4608 | 67.0074 | 66.4217 | 65.7881 | 65.109 | 64.3969 | 63.66 | 62.9112 | 62.1263 | 61.2867 | 60.4696 | 59.6651 | 58.9448 | 58.2684 | 57.6505 | 57.0679 | 56.4759 | 55.9563 | 55.47 | 55.0057 | 54.5703 | 54.1918 | 53.8266 | 0 | 0 | 0 | 0 | 0 | 0 | 0 | 0 | 0 | 0 | 0 | 0 | 0 | 0 | 0 | 0 | 0 | 0 | 0 | 0 | 0 | 0 | 0 | 0 | 0 | 0 | 0 | 0 | 0 | 0 | 0 | 0 | 0 | 0 | 0 | 0 | 0 | 0 | 0 | 0 | 0 | 0 | 0 | 0 | 0 | 0 | 0 | 0 | 0 | 0 | 0 | 0 | 0 | 0 | 0 | 0 | 0 | 0 | 0 | 0 | 0 | 0 | 0 | 0 | 0 | 0 | 0 | 0 | 0 | 0 | 0 | 0 | 0 | 0 | 0 | 0 | 0 | 0 | 0 | 0 | 0 | 0 | 0 | 0 | 0 | 0 | 0 | 0 | 0 | 0 | 0 | 0 | 0 | 0 | 0 | 0 | 0 | 0 | 0 | 0 | 0 | 0 | 0 | 0 | 0 | 0 | 0 | 0 | 0 | 0 | 0 | 0 | 0 | 0 | 0 | 0 | 0 | 0 | 0 | 0 | 0 | 0 | 0 | 0 | 0 | 0 | 0 | 0 | 0 | 0 | 0 | 0 | 0 | 0 | 0 | 0 | 0 | 0 | 0 | 0 | 0 | 0 | 0 | 0 | 0 | 0 | 0 | 0 | 0 | 0 | 0 | 0 | 0 | 0 | 0 | 0 | 0 | 0 | 0 | 0 | 0 | 0 | 0 | 0 | 0 | 0 | 0 | 0 | 0 | 0 | 0 | 0 | 0 | 0 | 0 | 0 | 0 | 0 | 0 | 0 | 0 | 0 | 0 | 0 | 0 | 0 | 0 | 0 | 0 | 0 | 0 | 0 | 0 | 0 | 0 | 0 | 0 | 0 | 0 | 0 | 0 | 0 | 0 | 0 | 0 | 0 | 0 | 0 | 0 | 0 | 0 | 0 | 0 | 0 | 0 | 0 | 0 | 0 | 0 | 0 | 0 | 0 | 0 | 0 | 0 | 0 | 0 | 0 | 0 | 0 | 0 | 0 | 0 | 0 | 0 | 0 | 0 | 0 | 0 | 0 | 0 | 0 | 0 | 0 | 0 | 0 | 0 | 0 | 0 | 0 | 0 | 0 | 0 | 0 | 0 | 0 | 0 | 0 | 0 | 0 | 0 | 0 | 0 | 0 | 0 | 0 | 0 | 0 | 0 | 0 | 0 | 0 | 0 | 0 | 0 | 0 | 0 | 0 | 0 | 0 | 0 | 0 | 0 | 0 | 0 | 0 | 0 | 0 | 0 | 0 | 0 | 0 | 0 | 0 | 0 | 0 | 0 | 0 | 0 | 0 | 0 | 0 | 0 | 0 | 0 | 0 | 0 | 0 | 0 | 0 | 0 | 0 | 0 | 0 | 0 | 0 | 0 | 0 | 0 | 0 | 0 | 0 | 0 | 0 | 0 | 0 | 0 | 0 | 0 | 0 | 0 | 0 | 0 | 0 | 0 | 0 | 0 | 0 | 0 | 0 | 0 | 0 | 0 | 0 | 0 | 0 | 0 | 0 | 0 | 0 | 0 | 0 | 0 | 0 | 0 | 0 | 0 | 0 | 0 | 0 | 0 | 0 | 0 | 0 | 0 | 0 | 0 | 0 | 0 | 0 | 0 | 0 | 0 | 0 | 0 | 0 | 0 | 0 | 0 | 0 | 0 | 0 | 0 | 0 | 0 | 0 | 0 | 0 | 0 | 0 | 0 | 0 | 0 | 0 | 0 | 0 | 0 | 0 | 0 | 0 | 0 | 0 | 0 | 0 | 0 | 0 | 0 | 0 | 0 | 0 | 0 | 0 | 0 | 0 | 0 | 0 | 0 | 0 | 0 | 0.092221 | 0.092301 | 0.092399 | 0.092503 | 0.092612 | 0.092723 | 0.092837 | 0.092951 | 0.093064 | 0.093188 | 0.093302 | 0.093415 | 0.09352 | 0.093618 | 0.093714 | 0.093805 | 0.093898 | 0.093982 | 0.094061 | 0.094137 | 0.094207 | 0.094272 | 0.094333 | 0 | 0 | 0 | 0.075064 | 0.075129 | 0.075209 | 0.075293 | 0.075382 | 0.075472 | 0.075565 | 0.075658 | 0.07575 | 0.075851 | 0.075944 | 0.076036 | 0.076121 | 0.076201 | 0.076279 | 0.076353 | 0.076429 | 0.076497 | 0.076562 | 0.076623 | 0.076681 | 0.076734 | 0.076783 | 0 | 0 | 0
WA_Industrial_Paper and Printing_Existing_Process_Natural Gas_Commissioning_A | WA | Industrial | Paper and Printing | Existing | Process | Natural Gas | Commissioning | A | IM438 | New construction code | Optimized process design and controls | 10 | 317.5129 | 0 | 0 | 0.27 | 0 | 0 | 0 | 0.1336 |  | employee | 0% | 0% | Retrofit | Retro12Med | 84.73% | TBD | 0.2% | 0.093111 |  | 0.075788 |  | 0 | DL20_COM_CX-Refrig-2021PLN-V11-3 | 2018 AMIL BUS Retro-Commissioning Initiative | U.S. Department of Energy. Lawrence Berkeley National Labs and Building Commissioning Association. https://www.bcxa.org/wp-content/uploads/2020/09/1-s2.0- S0378778819319553-main.pdf | New construction code | New construction code | New construction code | New construction code | New construction code | New construction code | New construction code | New construction code | New construction code | New construction code | New construction code | New construction code | New construction code | New construction code | New construction code | New construction code | New construction code | New construction code | New construction code | New construction code | New construction code | New construction code | New construction code | New construction code | New construction code | New construction code | New construction code | New construction code | New construction code | New construction code | New construction code | Optimized process design and controls | Optimized process design and controls | Optimized process design and controls | Optimized process design and controls | Optimized process design and controls | Optimized process design and controls | Optimized process design and controls | Optimized process design and controls | Optimized process design and controls | Optimized process design and controls | Optimized process design and controls | Optimized process design and controls | Optimized process design and controls | Optimized process design and controls | Optimized process design and controls | Optimized process design and controls | Optimized process design and controls | Optimized process design and controls | Optimized process design and controls | Optimized process design and controls | Optimized process design and controls | Optimized process design and controls | Optimized process design and controls | Optimized process design and controls | Optimized process design and controls | Optimized process design and controls | Optimized process design and controls | Optimized process design and controls | Optimized process design and controls | Optimized process design and controls | Optimized process design and controls | 0.27 | 0.27 | 0.27 | 0.27 | 0.27 | 0.27 | 0.27 | 0.27 | 0.27 | 0.27 | 0.27 | 0.27 | 0.27 | 0.27 | 0.27 | 0.27 | 0.27 | 0.27 | 0.27 | 0.27 | 0.27 | 0.27 | 0.27 | 0.27 | 0.27 | 0.27 | 0.27 | 0.27 | 0.27 | 0.27 | 0.27 | 0 | 0 | 0 | 0 | 0 | 317.5129 | 317.5129 | 317.5129 | 317.5129 | 317.5129 | 317.5129 | 317.5129 | 317.5129 | 317.5129 | 317.5129 | 317.5129 | 317.5129 | 317.5129 | 317.5129 | 317.5129 | 317.5129 | 317.5129 | 317.5129 | 317.5129 | 317.5129 | 317.5129 | 317.5129 | 317.5129 | 0 | 0 | 0 | 0 | 0 | 0 | 0 | 0 | 0 | 0 | 0 | 0 | 0 | 0 | 0 | 0 | 0 | 0 | 0 | 0 | 0 | 0 | 0 | 0 | 0 | 0 | 0 | 0 | 0 | 0 | 0 | 0 | 0 | 0 | 0 | 0 | 0 | 0 | 0 | 0 | 0 | 0 | 0 | 0 | 0 | 0 | 0 | 0 | 0 | 0 | 0 | 0 | 0 | 0 | 0 | 0 | 0 | 0 | 0 | 0 | 0 | 0 | 0 | 0 | 0 | 0 | 0 | 0 | 0 | 0 | 0 | 0 | 0 | 0 | 0 | 0 | 0 | 0 | 0 | 0 | 0 | 0 | 0 | 0 | 0 | 0 | 0 | 0 | 0 | 0 | 0 | 0 | 0 | 0 | 0 | 0 | 0 | 0 | 0 | 0 | 0 | 0 | 0 | 0 | 0 | 0 | 0 | 0 | 0 | 0 | 0 | 0 | 0 | 0 | 0 | 0 | 0 | 0 | 0 | 0 | 0 | 0 | 0 | 0 | 0 | 0 | 0 | 0 | 0 | 0 | 0 | 0 | 0 | 0 | 0 | 0 | 0 | 0 | 0 | 0 | 0 | 0 | 0 | 0 | 0 | 0 | 0 | 0 | 0 | 0 | 0 | 0 | 0 | 0 | 0 | 0 | 0 | 0 | 0 | 0 | 0 | 0 | 0 | 0 | 0 | 0 | 0 | 0 | 0 | 0 | 0 | 0 | 0 | 0 | 0 | 0 | 0 | 0 | 0 | 0 | 0 | 0 | 0 | 0 | 0 | 0 | 0 | 0 | 0 | 0 | 0 | 0 | 0 | 0 | 0 | 0 | 0 | 0 | 0 | 0 | 0 | 0 | 0 | 0 | 0 | 0 | 0 | 0 | 0 | 0 | 0 | 0 | 0 | 0 | 0 | 0 | 0 | 0 | 0 | 0 | 0 | 0 | 0 | 0 | 0 | 0 | 0 | 0 | 0 | 0 | 0 | 0 | 0 | 0 | 0 | 0 | 0 | 0 | 0 | 0 | 0 | 0 | 0 | 0 | 0 | 0 | 0 | 0 | 0 | 0 | 0 | 0 | 0 | 0 | 0 | 0 | 0 | 0 | 0 | 0 | 0 | 0 | 0 | 0 | 0 | 0 | 0 | 0 | 0 | 0 | 0 | 0 | 0 | 0 | 0 | 0 | 0 | 0 | 0 | 0 | 0 | 0 | 0 | 0 | 0 | 0 | 0 | 0 | 0 | 0 | 0 | 0 | 0 | 0 | 0 | 0 | 0 | 0 | 0 | 0 | 0 | 0 | 0 | 0 | 0 | 0 | 0 | 0 | 0 | 0 | 0 | 0 | 0 | 0 | 0 | 0 | 0 | 0 | 0 | 0 | 0 | 0 | 0 | 0 | 0 | 0 | 0 | 0 | 0 | 0 | 0 | 0 | 0 | 0 | 0 | 0 | 0 | 0 | 0 | 0 | 0 | 0 | 0 | 0 | 0 | 0 | 0 | 0 | 0 | 0 | 0 | 0 | 0 | 0 | 0 | 0 | 0 | 0 | 0 | 0 | 0 | 0 | 0 | 0 | 0 | 0 | 0 | 0 | 0 | 0 | 0 | 0 | 0 | 0 | 0 | 0 | 0 | 0 | 0 | 0 | 0 | 0 | 0 | 0 | 0 | 0 | 0 | 0 | 0 | 0 | 0 | 0 | 0 | 0 | 0 | 0 | 0 | 0 | 0 | 0 | 0 | 0 | 0 | 0 | 0 | 0 | 0 | 0 | 0 | 0 | 0 | 0 | 0 | 0 | 0 | 0 | 0 | 0 | 0 | 0.092221 | 0.092301 | 0.092399 | 0.092503 | 0.092612 | 0.092723 | 0.092837 | 0.092951 | 0.093064 | 0.093188 | 0.093302 | 0.093415 | 0.09352 | 0.093618 | 0.093714 | 0.093805 | 0.093898 | 0.093982 | 0.094061 | 0.094137 | 0.094207 | 0.094272 | 0.094333 | 0 | 0 | 0 | 0.075064 | 0.075129 | 0.075209 | 0.075293 | 0.075382 | 0.075472 | 0.075565 | 0.075658 | 0.07575 | 0.075851 | 0.075944 | 0.076036 | 0.076121 | 0.076201 | 0.076279 | 0.076353 | 0.076429 | 0.076497 | 0.076562 | 0.076623 | 0.076681 | 0.076734 | 0.076783 | 0 | 0 | 0
WA_Industrial_Paper and Printing_Existing_Space Heating_Natural Gas_Retrocommissioning_A | WA | Industrial | Paper and Printing | Existing | Space Heating | Natural Gas | Retrocommissioning | A | IM439 | Vintage/existing building | Optimized HVAC flow and controls | 5 | 9.5252 | 0 | 0 | 6.47 | 0 | 0 | 0 | 3.2347 |  | employee | 15% | 50% | Retrofit | RetroEven20 | 76.5% | TBD | 0.2% | 156.8973 |  | 139.0442 |  | 0.013768 | COM_RCX-Heating-7PLN-v5-18 | COM_RCX-All-XCELCO-2017-18-1 | COM_RCX-All-XCELCO-2017-18-1 | Vintage/existing building | Vintage/existing building | Vintage/existing building | Vintage/existing building | Vintage/existing building | Vintage/existing building | Vintage/existing building | Vintage/existing building | Vintage/existing building | Vintage/existing building | Vintage/existing building | Vintage/existing building | Vintage/existing building | Vintage/existing building | Vintage/existing building | Vintage/existing building | Vintage/existing building | Vintage/existing building | Vintage/existing building | Vintage/existing building | Vintage/existing building | Vintage/existing building | Vintage/existing building | Vintage/existing building | Vintage/existing building | Vintage/existing building | Vintage/existing building | Vintage/existing building | Vintage/existing building | Vintage/existing building | Vintage/existing building | Optimized HVAC flow and controls | Optimized HVAC flow and controls | Optimized HVAC flow and controls | Optimized HVAC flow and controls | Optimized HVAC flow and controls | Optimized HVAC flow and controls | Optimized HVAC flow and controls | Optimized HVAC flow and controls | Optimized HVAC flow and controls | Optimized HVAC flow and controls | Optimized HVAC flow and controls | Optimized HVAC flow and controls | Optimized HVAC flow and controls | Optimized HVAC flow and controls | Optimized HVAC flow and controls | Optimized HVAC flow and controls | Optimized HVAC flow and controls | Optimized HVAC flow and controls | Optimized HVAC flow and controls | Optimized HVAC flow and controls | Optimized HVAC flow and controls | Optimized HVAC flow and controls | Optimized HVAC flow and controls | Optimized HVAC flow and controls | Optimized HVAC flow and controls | Optimized HVAC flow and controls | Optimized HVAC flow and controls | Optimized HVAC flow and controls | Optimized HVAC flow and controls | Optimized HVAC flow and controls | Optimized HVAC flow and controls | 6.47 | 6.47 | 6.47 | 6.47 | 6.47 | 6.47 | 6.47 | 6.47 | 6.47 | 6.47 | 6.47 | 6.47 | 6.47 | 6.47 | 6.47 | 6.47 | 6.47 | 6.47 | 6.47 | 6.47 | 6.47 | 6.47 | 6.47 | 6.47 | 6.47 | 6.47 | 6.47 | 6.47 | 6.47 | 6.47 | 6.47 | 0 | 0 | 0 | 0 | 0 | 9.3685 | 9.3043 | 9.2218 | 9.1328 | 9.0375 | 8.9377 | 8.8347 | 8.7302 | 8.6207 | 8.5038 | 8.3901 | 8.2782 | 8.1781 | 8.084 | 7.9982 | 7.9172 | 7.835 | 7.7629 | 7.6954 | 7.631 | 7.5706 | 7.518 | 7.4674 | 0 | 0 | 0 | 0.0081366 | 0.0080765 | 0.0079577 | 0.0078851 | 0.0078093 | 0.007625 | 0.0075165 | 0.0074125 | 0.0072033 | 0.0071328 | 0.0069703 | 0.0068782 | 0.0067608 | 0.0066234 | 0.0065609 | 0.0064676 | 0.0063756 | 0.0062939 | 0.006218 | 0.0061464 | 0 | 0 | 0 | 0 | 0 | 0 | 0.0081366 | 0.016157 | 0.023972 | 0.031626 | 0.039105 | 0.046298 | 0.053281 | 0.060063 | 0.066513 | 0.072744 | 0.078741 | 0.08457 | 0.090307 | 0.095892 | 0.10143 | 0.10688 | 0.11214 | 0.1174 | 0.1226 | 0.12772 | 0.12671 | 0.12583 | 0.12498 | 0 | 0 | 0 | 0.86851 | 0.86804 | 0.86292 | 0.86338 | 0.8641 | 0.85312 | 0.85079 | 0.84907 | 0.83558 | 0.83877 | 0.83077 | 0.83088 | 0.8267 | 0.81933 | 0.8203 | 0.8169 | 0.81373 | 0.81076 | 0.80801 | 0.80546 | 0 | 0 | 0 | 0 | 0 | 0 | 0.86851 | 1.7365 | 2.5995 | 3.4628 | 4.3269 | 5.1801 | 6.0309 | 6.8799 | 7.7155 | 8.5543 | 9.3851 | 10.2159 | 11.0426 | 11.862 | 12.6823 | 13.4992 | 14.3129 | 15.1237 | 15.9317 | 16.7371 | 16.7371 | 16.7371 | 16.7371 | 16.7371 | 16.7371 | 16.7371 | 0.0069247 | 0.0068823 | 0.0067935 | 0.0067446 | 0.006693 | 0.0065485 | 0.0064682 | 0.006391 | 0.0062235 | 0.0061746 | 0.0060459 | 0.0059766 | 0.0058805 | 0.0057656 | 0.0057136 | 0.0056344 | 0.0055563 | 0.0054874 | 0.0054271 | 0.0053711 | 0 | 0 | 0 | 0 | 0 | 0 | 0.0069247 | 0.013768 | 0.020465 | 0.027051 | 0.033515 | 0.039762 | 0.04585 | 0.051786 | 0.057466 | 0.062972 | 0.068299 | 0.073485 | 0.078548 | 0.083473 | 0.088336 | 0.093107 | 0.097732 | 0.10236 | 0.10701 | 0.11161 | 0.11087 | 0.11024 | 0.10964 | 0 | 0 | 0 | 0.73824 | 0.73783 | 0.73348 | 0.73388 | 0.73448 | 0.72516 | 0.72317 | 0.72171 | 0.71025 | 0.71296 | 0.70616 | 0.70625 | 0.7027 | 0.69643 | 0.69725 | 0.69437 | 0.69167 | 0.68915 | 0.68681 | 0.68464 | 0 | 0 | 0 | 0 | 0 | 0 | 0.73824 | 1.4761 | 2.2095 | 2.9434 | 3.6779 | 4.4031 | 5.1262 | 5.8479 | 6.5582 | 7.2711 | 7.9773 | 8.6836 | 9.3862 | 10.0827 | 10.7799 | 11.4743 | 12.166 | 12.8551 | 13.5419 | 14.2266 | 14.2266 | 14.2266 | 14.2266 | 14.2266 | 14.2266 | 14.2266 | 0.0069266 | 0.0068869 | 0.0068015 | 0.0067564 | 0.0067089 | 0.0065685 | 0.0064922 | 0.0064191 | 0.0062557 | 0.0062113 | 0.0060865 | 0.0060211 | 0.0059288 | 0.0058178 | 0.0057698 | 0.0056943 | 0.0056203 | 0.0055552 | 0.0054951 | 0.0054393 | 0 | 0 | 0 | 0 | 0 | 0 | 0.0069266 | 0.013778 | 0.020489 | 0.027098 | 0.033595 | 0.039883 | 0.04602 | 0.052014 | 0.057763 | 0.063346 | 0.068757 | 0.074032 | 0.079195 | 0.084229 | 0.089204 | 0.094097 | 0.098857 | 0.10363 | 0.10835 | 0.11303 | 0.11229 | 0.11166 | 0.11107 | 0 | 0 | 0 | 0.73824 | 0.73783 | 0.73348 | 0.73388 | 0.73448 | 0.72516 | 0.72317 | 0.72171 | 0.71025 | 0.71296 | 0.70616 | 0.70625 | 0.7027 | 0.69643 | 0.69725 | 0.69437 | 0.69167 | 0.68915 | 0.68681 | 0.68464 | 0 | 0 | 0 | 0 | 0 | 0 | 0.73824 | 1.4761 | 2.2095 | 2.9434 | 3.6779 | 4.4031 | 5.1262 | 5.8479 | 6.5582 | 7.2711 | 7.9773 | 8.6836 | 9.3862 | 10.0827 | 10.7799 | 11.4743 | 12.166 | 12.8551 | 13.5419 | 14.2266 | 14.2266 | 14.2266 | 14.2266 | 14.2266 | 14.2266 | 14.2266 | 0.0069247 | 0.0068823 | 0.0067935 | 0.0067446 | 0.006693 | 0.0065485 | 0.0064682 | 0.006391 | 0.0062235 | 0.0061746 | 0.0060459 | 0.0059766 | 0.0058805 | 0.0057656 | 0.0057136 | 0.0056344 | 0.0055563 | 0.0054874 | 0.0054271 | 0.0053711 | 0 | 0 | 0 | 0 | 0 | 0 | 0.0069247 | 0.013768 | 0.020465 | 0.027051 | 0.033515 | 0.039762 | 0.04585 | 0.051786 | 0.057466 | 0.062972 | 0.068299 | 0.073485 | 0.078548 | 0.083473 | 0.088336 | 0.093107 | 0.097732 | 0.10236 | 0.10701 | 0.11161 | 0.11087 | 0.11024 | 0.10964 | 0 | 0 | 0 | 0.73824 | 0.73783 | 0.73348 | 0.73388 | 0.73448 | 0.72516 | 0.72317 | 0.72171 | 0.71025 | 0.71296 | 0.70616 | 0.70625 | 0.7027 | 0.69643 | 0.69725 | 0.69437 | 0.69167 | 0.68915 | 0.68681 | 0.68464 | 0 | 0 | 0 | 0 | 0 | 0 | 0.73824 | 1.4761 | 2.2095 | 2.9434 | 3.6779 | 4.4031 | 5.1262 | 5.8479 | 6.5582 | 7.2711 | 7.9773 | 8.6836 | 9.3862 | 10.0827 | 10.7799 | 11.4743 | 12.166 | 12.8551 | 13.5419 | 14.2266 | 14.2266 | 14.2266 | 14.2266 | 14.2266 | 14.2266 | 14.2266 | 148.3583 | 149.0871 | 149.9986 | 150.9747 | 152.0102 | 153.0746 | 154.1842 | 155.3038 | 156.435 | 157.6758 | 158.8404 | 160.008 | 161.1067 | 162.1448 | 163.1692 | 164.149 | 165.1623 | 166.0878 | 166.972 | 167.8217 | 168.6158 | 169.3577 | 170.0504 | 0 | 0 | 0 | 131.4769 | 132.1227 | 132.9305 | 133.7955 | 134.7132 | 135.6565 | 136.6398 | 137.632 | 138.6345 | 139.7341 | 140.7662 | 141.8009 | 142.7746 | 143.6946 | 144.6024 | 145.4707 | 146.3688 | 147.189 | 147.9725 | 148.7255 | 149.4293 | 150.0867 | 150.7006 | 0 | 0 | 0
WA_Industrial_Paper and Printing_Existing_Process_Natural Gas_Retrocommissioning_A | WA | Industrial | Paper and Printing | Existing | Process | Natural Gas | Retrocommissioning | A | IM440 | Vintage/existing building | Optimized process design and controls | 5 | 0 | 0 | 0 | 6.47 | 0 | 0 | 0 | 3.2347 |  | employee | 15% | 50% | Retrofit | RetroEven20 | 76.5% | TBD | 0.2% | 156.8973 |  | 139.0442 |  | 0 | COM_RCX-Heating-7PLN-v5-18 | COM_RCX-All-XCELCO-2017-18-1 | n/a | Vintage/existing building | Vintage/existing building | Vintage/existing building | Vintage/existing building | Vintage/existing building | Vintage/existing building | Vintage/existing building | Vintage/existing building | Vintage/existing building | Vintage/existing building | Vintage/existing building | Vintage/existing building | Vintage/existing building | Vintage/existing building | Vintage/existing building | Vintage/existing building | Vintage/existing building | Vintage/existing building | Vintage/existing building | Vintage/existing building | Vintage/existing building | Vintage/existing building | Vintage/existing building | Vintage/existing building | Vintage/existing building | Vintage/existing building | Vintage/existing building | Vintage/existing building | Vintage/existing building | Vintage/existing building | Vintage/existing building | Optimized process design and controls | Optimized process design and controls | Optimized process design and controls | Optimized process design and controls | Optimized process design and controls | Optimized process design and controls | Optimized process design and controls | Optimized process design and controls | Optimized process design and controls | Optimized process design and controls | Optimized process design and controls | Optimized process design and controls | Optimized process design and controls | Optimized process design and controls | Optimized process design and controls | Optimized process design and controls | Optimized process design and controls | Optimized process design and controls | Optimized process design and controls | Optimized process design and controls | Optimized process design and controls | Optimized process design and controls | Optimized process design and controls | Optimized process design and controls | Optimized process design and controls | Optimized process design and controls | Optimized process design and controls | Optimized process design and controls | Optimized process design and controls | Optimized process design and controls | Optimized process design and controls | 6.47 | 6.47 | 6.47 | 6.47 | 6.47 | 6.47 | 6.47 | 6.47 | 6.47 | 6.47 | 6.47 | 6.47 | 6.47 | 6.47 | 6.47 | 6.47 | 6.47 | 6.47 | 6.47 | 6.47 | 6.47 | 6.47 | 6.47 | 6.47 | 6.47 | 6.47 | 6.47 | 6.47 | 6.47 | 6.47 | 6.47 | 0 | 0 | 0 | 0 | 0 | 0 | 0 | 0 | 0 | 0 | 0 | 0 | 0 | 0 | 0 | 0 | 0 | 0 | 0 | 0 | 0 | 0 | 0 | 0 | 0 | 0 | 0 | 0 | 0 | 0 | 0 | 0 | 0 | 0 | 0 | 0 | 0 | 0 | 0 | 0 | 0 | 0 | 0 | 0 | 0 | 0 | 0 | 0 | 0 | 0 | 0 | 0 | 0 | 0 | 0 | 0 | 0 | 0 | 0 | 0 | 0 | 0 | 0 | 0 | 0 | 0 | 0 | 0 | 0 | 0 | 0 | 0 | 0 | 0 | 0 | 0 | 0 | 0 | 0 | 0 | 0 | 0 | 0 | 0.86851 | 0.86804 | 0.86292 | 0.86338 | 0.8641 | 0.85312 | 0.85079 | 0.84907 | 0.83558 | 0.83877 | 0.83077 | 0.83088 | 0.8267 | 0.81933 | 0.8203 | 0.8169 | 0.81373 | 0.81076 | 0.80801 | 0.80546 | 0 | 0 | 0 | 0 | 0 | 0 | 0.86851 | 1.7365 | 2.5995 | 3.4628 | 4.3269 | 5.1801 | 6.0309 | 6.8799 | 7.7155 | 8.5543 | 9.3851 | 10.2159 | 11.0426 | 11.862 | 12.6823 | 13.4992 | 14.3129 | 15.1237 | 15.9317 | 16.7371 | 16.7371 | 16.7371 | 16.7371 | 16.7371 | 16.7371 | 16.7371 | 0 | 0 | 0 | 0 | 0 | 0 | 0 | 0 | 0 | 0 | 0 | 0 | 0 | 0 | 0 | 0 | 0 | 0 | 0 | 0 | 0 | 0 | 0 | 0 | 0 | 0 | 0 | 0 | 0 | 0 | 0 | 0 | 0 | 0 | 0 | 0 | 0 | 0 | 0 | 0 | 0 | 0 | 0 | 0 | 0 | 0 | 0 | 0 | 0 | 0 | 0 | 0 | 0.73824 | 0.73783 | 0.73348 | 0.73388 | 0.73448 | 0.72516 | 0.72317 | 0.72171 | 0.71025 | 0.71296 | 0.70616 | 0.70625 | 0.7027 | 0.69643 | 0.69725 | 0.69437 | 0.69167 | 0.68915 | 0.68681 | 0.68464 | 0 | 0 | 0 | 0 | 0 | 0 | 0.73824 | 1.4761 | 2.2095 | 2.9434 | 3.6779 | 4.4031 | 5.1262 | 5.8479 | 6.5582 | 7.2711 | 7.9773 | 8.6836 | 9.3862 | 10.0827 | 10.7799 | 11.4743 | 12.166 | 12.8551 | 13.5419 | 14.2266 | 14.2266 | 14.2266 | 14.2266 | 14.2266 | 14.2266 | 14.2266 | 0 | 0 | 0 | 0 | 0 | 0 | 0 | 0 | 0 | 0 | 0 | 0 | 0 | 0 | 0 | 0 | 0 | 0 | 0 | 0 | 0 | 0 | 0 | 0 | 0 | 0 | 0 | 0 | 0 | 0 | 0 | 0 | 0 | 0 | 0 | 0 | 0 | 0 | 0 | 0 | 0 | 0 | 0 | 0 | 0 | 0 | 0 | 0 | 0 | 0 | 0 | 0 | 0.73824 | 0.73783 | 0.73348 | 0.73388 | 0.73448 | 0.72516 | 0.72317 | 0.72171 | 0.71025 | 0.71296 | 0.70616 | 0.70625 | 0.7027 | 0.69643 | 0.69725 | 0.69437 | 0.69167 | 0.68915 | 0.68681 | 0.68464 | 0 | 0 | 0 | 0 | 0 | 0 | 0.73824 | 1.4761 | 2.2095 | 2.9434 | 3.6779 | 4.4031 | 5.1262 | 5.8479 | 6.5582 | 7.2711 | 7.9773 | 8.6836 | 9.3862 | 10.0827 | 10.7799 | 11.4743 | 12.166 | 12.8551 | 13.5419 | 14.2266 | 14.2266 | 14.2266 | 14.2266 | 14.2266 | 14.2266 | 14.2266 | 0 | 0 | 0 | 0 | 0 | 0 | 0 | 0 | 0 | 0 | 0 | 0 | 0 | 0 | 0 | 0 | 0 | 0 | 0 | 0 | 0 | 0 | 0 | 0 | 0 | 0 | 0 | 0 | 0 | 0 | 0 | 0 | 0 | 0 | 0 | 0 | 0 | 0 | 0 | 0 | 0 | 0 | 0 | 0 | 0 | 0 | 0 | 0 | 0 | 0 | 0 | 0 | 0.73824 | 0.73783 | 0.73348 | 0.73388 | 0.73448 | 0.72516 | 0.72317 | 0.72171 | 0.71025 | 0.71296 | 0.70616 | 0.70625 | 0.7027 | 0.69643 | 0.69725 | 0.69437 | 0.69167 | 0.68915 | 0.68681 | 0.68464 | 0 | 0 | 0 | 0 | 0 | 0 | 0.73824 | 1.4761 | 2.2095 | 2.9434 | 3.6779 | 4.4031 | 5.1262 | 5.8479 | 6.5582 | 7.2711 | 7.9773 | 8.6836 | 9.3862 | 10.0827 | 10.7799 | 11.4743 | 12.166 | 12.8551 | 13.5419 | 14.2266 | 14.2266 | 14.2266 | 14.2266 | 14.2266 | 14.2266 | 14.2266 | 148.3583 | 149.0871 | 149.9986 | 150.9747 | 152.0102 | 153.0746 | 154.1842 | 155.3038 | 156.435 | 157.6758 | 158.8404 | 160.008 | 161.1067 | 162.1448 | 163.1692 | 164.149 | 165.1623 | 166.0878 | 166.972 | 167.8217 | 168.6158 | 169.3577 | 170.0504 | 0 | 0 | 0 | 131.4769 | 132.1227 | 132.9305 | 133.7955 | 134.7132 | 135.6565 | 136.6398 | 137.632 | 138.6345 | 139.7341 | 140.7662 | 141.8009 | 142.7746 | 143.6946 | 144.6024 | 145.4707 | 146.3688 | 147.189 | 147.9725 | 148.7255 | 149.4293 | 150.0867 | 150.7006 | 0 | 0 | 0
WA_Industrial_Paper and Printing_New_Space Heating_Natural Gas_Insulation - Roof/Ceiling_A | WA | Industrial | Paper and Printing | New | Space Heating | Natural Gas | Insulation - Roof/Ceiling | A | IM441 | R-13 | R-38 | 45 | 0.095693 | 0 | 0 | 1.11 | 0 | 0 | 0 | 0.55475 |  | sqft | 0% | 0% | Retrofit | Retro3Slow | 83.42% | TBD | 0.2% | 919.2948 |  | 584.266 |  | 0 | RTF Wkbk - ComWeatherizationSchool_v3_1 | RTF Wkbk - ComWeatherizationSchool_v3_1 | Building Energy Simulation Tool | R-13 | R-13 | R-13 | R-13 | R-13 | R-13 | R-13 | R-13 | R-13 | R-13 | R-13 | R-13 | R-13 | R-13 | R-13 | R-13 | R-13 | R-13 | R-13 | R-13 | R-13 | R-13 | R-13 | R-13 | R-13 | R-13 | R-13 | R-13 | R-13 | R-13 | R-13 | R-38 | R-38 | R-38 | R-38 | R-38 | R-38 | R-38 | R-38 | R-38 | R-38 | R-38 | R-38 | R-38 | R-38 | R-38 | R-38 | R-38 | R-38 | R-38 | R-38 | R-38 | R-38 | R-38 | R-38 | R-38 | R-38 | R-38 | R-38 | R-38 | R-38 | R-38 | 1.11 | 1.11 | 1.11 | 1.11 | 1.11 | 1.11 | 1.11 | 1.11 | 1.11 | 1.11 | 1.11 | 1.11 | 1.11 | 1.11 | 1.11 | 1.11 | 1.11 | 1.11 | 1.11 | 1.11 | 1.11 | 1.11 | 1.11 | 1.11 | 1.11 | 1.11 | 1.11 | 1.11 | 1.11 | 1.11 | 1.11 | 0 | 0 | 0 | 0 | 0 | 0.091584 | 0.088792 | 0.086722 | 0.085112 | 0.08379 | 0.082699 | 0.081406 | 0.080014 | 0.078595 | 0.077179 | 0.075866 | 0.074657 | 0.074229 | 0.073417 | 0.072812 | 0.072387 | 0.072076 | 0.071979 | 0.072013 | 0.072131 | 0.072299 | 0.072461 | 0.072622 | 0 | 0 | 0 | 0 | 0 | 0 | 0 | 0 | 0 | 0 | 0 | 0 | 0 | 0 | 0 | 0 | 0 | 0 | 0 | 0 | 0 | 0 | 0 | 0 | 0 | 0 | 0 | 0 | 0 | 0 | 0 | 0 | 0 | 0 | 0 | 0 | 0 | 0 | 0 | 0 | 0 | 0 | 0 | 0 | 0 | 0 | 0 | 0 | 0 | 0 | 0 | 0 | 0 | 0 | 0 | 0 | 0 | 0 | 0 | 0 | 0 | 0 | 0 | 0 | 0 | 0 | 0 | 0 | 0 | 0 | 0 | 0 | 0 | 0 | 0 | 0 | 0 | 0 | 0 | 0 | 0 | 0 | 0 | 0 | 0 | 0 | 0 | 0 | 0 | 0 | 0 | 0 | 0 | 0 | 0 | 0 | 0 | 0 | 0 | 0 | 0 | 0 | 0 | 0 | 0 | 0 | 0 | 0 | 0 | 0 | 0 | 0 | 0 | 0 | 0 | 0 | 0 | 0 | 0 | 0 | 0 | 0 | 0 | 0 | 0 | 0 | 0 | 0 | 0 | 0 | 0 | 0 | 0 | 0 | 0 | 0 | 0 | 0 | 0 | 0 | 0 | 0 | 0 | 0 | 0 | 0 | 0 | 0 | 0 | 0 | 0 | 0 | 0 | 0 | 0 | 0 | 0 | 0 | 0 | 0 | 0 | 0 | 0 | 0 | 0 | 0 | 0 | 0 | 0 | 0 | 0 | 0 | 0 | 0 | 0 | 0 | 0 | 0 | 0 | 0 | 0 | 0 | 0 | 0 | 0 | 0 | 0 | 0 | 0 | 0 | 0 | 0 | 0 | 0 | 0 | 0 | 0 | 0 | 0 | 0 | 0 | 0 | 0 | 0 | 0 | 0 | 0 | 0 | 0 | 0 | 0 | 0 | 0 | 0 | 0 | 0 | 0 | 0 | 0 | 0 | 0 | 0 | 0 | 0 | 0 | 0 | 0 | 0 | 0 | 0 | 0 | 0 | 0 | 0 | 0 | 0 | 0 | 0 | 0 | 0 | 0 | 0 | 0 | 0 | 0 | 0 | 0 | 0 | 0 | 0 | 0 | 0 | 0 | 0 | 0 | 0 | 0 | 0 | 0 | 0 | 0 | 0 | 0 | 0 | 0 | 0 | 0 | 0 | 0 | 0 | 0 | 0 | 0 | 0 | 0 | 0 | 0 | 0 | 0 | 0 | 0 | 0 | 0 | 0 | 0 | 0 | 0 | 0 | 0 | 0 | 0 | 0 | 0 | 0 | 0 | 0 | 0 | 0 | 0 | 0 | 0 | 0 | 0 | 0 | 0 | 0 | 0 | 0 | 0 | 0 | 0 | 0 | 0 | 0 | 0 | 0 | 0 | 0 | 0 | 0 | 0 | 0 | 0 | 0 | 0 | 0 | 0 | 0 | 0 | 0 | 0 | 0 | 0 | 0 | 0 | 0 | 0 | 0 | 0 | 0 | 0 | 0 | 0 | 0 | 0 | 0 | 0 | 0 | 0 | 0 | 0 | 0 | 0 | 0 | 0 | 0 | 0 | 0 | 0 | 0 | 0 | 0 | 0 | 0 | 0 | 0 | 0 | 0 | 0 | 0 | 0 | 0 | 0 | 0 | 0 | 0 | 0 | 0 | 0 | 0 | 0 | 0 | 0 | 0 | 0 | 0 | 0 | 0 | 0 | 0 | 0 | 0 | 0 | 0 | 0 | 0 | 0 | 0 | 0 | 0 | 0 | 0 | 0 | 0 | 0 | 0 | 0 | 0 | 0 | 0 | 0 | 0 | 0 | 0 | 0 | 0 | 0 | 0 | 0 | 870.2094 | 881.5988 | 890.1016 | 896.6605 | 901.9039 | 906.1928 | 911.262 | 916.6444 | 922.0154 | 927.2693 | 931.4398 | 934.7521 | 937.4019 | 941.6309 | 944.7604 | 947.0354 | 948.8239 | 948.8239 | 948.8239 | 948.8239 | 948.8239 | 948.8239 | 948.8239 | 0 | 0 | 0 | 553.0693 | 560.308 | 565.712 | 569.8806 | 573.2131 | 575.9389 | 579.1607 | 582.5815 | 585.9951 | 589.3343 | 591.9848 | 594.09 | 595.7741 | 598.4619 | 600.4509 | 601.8968 | 603.0335 | 603.0335 | 603.0335 | 603.0335 | 603.0335 | 603.0335 | 603.0335 | 0 | 0 | 0
WA_Industrial_Paper and Printing_New_Space Heating_Natural Gas_Insulation - Wall Cavity_A | WA | Industrial | Paper and Printing | New | Space Heating | Natural Gas | Insulation - Wall Cavity | A | IM442 | R-11 or less | R-21 | 45 | 0.017233 | 0 | 0 | 0.36 | 0 | 0 | 0 | 0.1823 |  | sqft | 0% | 0% | Retrofit | Retro3Slow | 83.42% | TBD | 0.2% | 1655.5473 |  | 1052.1979 |  | 0 | RTF Wkbk - ComWeatherizationSchool_v4_0 | RTF Wkbk - ComWeatherizationSchool_v4_0 | Building Energy Simulation Tool | R-11 or less | R-11 or less | R-11 or less | R-11 or less | R-11 or less | R-11 or less | R-11 or less | R-11 or less | R-11 or less | R-11 or less | R-11 or less | R-11 or less | R-11 or less | R-11 or less | R-11 or less | R-11 or less | R-11 or less | R-11 or less | R-11 or less | R-11 or less | R-11 or less | R-11 or less | R-11 or less | R-11 or less | R-11 or less | R-11 or less | R-11 or less | R-11 or less | R-11 or less | R-11 or less | R-11 or less | R-21 | R-21 | R-21 | R-21 | R-21 | R-21 | R-21 | R-21 | R-21 | R-21 | R-21 | R-21 | R-21 | R-21 | R-21 | R-21 | R-21 | R-21 | R-21 | R-21 | R-21 | R-21 | R-21 | R-21 | R-21 | R-21 | R-21 | R-21 | R-21 | R-21 | R-21 | 0.36 | 0.36 | 0.36 | 0.36 | 0.36 | 0.36 | 0.36 | 0.36 | 0.36 | 0.36 | 0.36 | 0.36 | 0.36 | 0.36 | 0.36 | 0.36 | 0.36 | 0.36 | 0.36 | 0.36 | 0.36 | 0.36 | 0.36 | 0.36 | 0.36 | 0.36 | 0.36 | 0.36 | 0.36 | 0.36 | 0.36 | 0 | 0 | 0 | 0 | 0 | 0.016494 | 0.015991 | 0.015618 | 0.015328 | 0.01509 | 0.014893 | 0.01466 | 0.01441 | 0.014154 | 0.013899 | 0.013663 | 0.013445 | 0.013368 | 0.013222 | 0.013113 | 0.013036 | 0.01298 | 0.012963 | 0.012969 | 0.01299 | 0.01302 | 0.01305 | 0.013079 | 0 | 0 | 0 | 0 | 0 | 0 | 0 | 0 | 0 | 0 | 0 | 0 | 0 | 0 | 0 | 0 | 0 | 0 | 0 | 0 | 0 | 0 | 0 | 0 | 0 | 0 | 0 | 0 | 0 | 0 | 0 | 0 | 0 | 0 | 0 | 0 | 0 | 0 | 0 | 0 | 0 | 0 | 0 | 0 | 0 | 0 | 0 | 0 | 0 | 0 | 0 | 0 | 0 | 0 | 0 | 0 | 0 | 0 | 0 | 0 | 0 | 0 | 0 | 0 | 0 | 0 | 0 | 0 | 0 | 0 | 0 | 0 | 0 | 0 | 0 | 0 | 0 | 0 | 0 | 0 | 0 | 0 | 0 | 0 | 0 | 0 | 0 | 0 | 0 | 0 | 0 | 0 | 0 | 0 | 0 | 0 | 0 | 0 | 0 | 0 | 0 | 0 | 0 | 0 | 0 | 0 | 0 | 0 | 0 | 0 | 0 | 0 | 0 | 0 | 0 | 0 | 0 | 0 | 0 | 0 | 0 | 0 | 0 | 0 | 0 | 0 | 0 | 0 | 0 | 0 | 0 | 0 | 0 | 0 | 0 | 0 | 0 | 0 | 0 | 0 | 0 | 0 | 0 | 0 | 0 | 0 | 0 | 0 | 0 | 0 | 0 | 0 | 0 | 0 | 0 | 0 | 0 | 0 | 0 | 0 | 0 | 0 | 0 | 0 | 0 | 0 | 0 | 0 | 0 | 0 | 0 | 0 | 0 | 0 | 0 | 0 | 0 | 0 | 0 | 0 | 0 | 0 | 0 | 0 | 0 | 0 | 0 | 0 | 0 | 0 | 0 | 0 | 0 | 0 | 0 | 0 | 0 | 0 | 0 | 0 | 0 | 0 | 0 | 0 | 0 | 0 | 0 | 0 | 0 | 0 | 0 | 0 | 0 | 0 | 0 | 0 | 0 | 0 | 0 | 0 | 0 | 0 | 0 | 0 | 0 | 0 | 0 | 0 | 0 | 0 | 0 | 0 | 0 | 0 | 0 | 0 | 0 | 0 | 0 | 0 | 0 | 0 | 0 | 0 | 0 | 0 | 0 | 0 | 0 | 0 | 0 | 0 | 0 | 0 | 0 | 0 | 0 | 0 | 0 | 0 | 0 | 0 | 0 | 0 | 0 | 0 | 0 | 0 | 0 | 0 | 0 | 0 | 0 | 0 | 0 | 0 | 0 | 0 | 0 | 0 | 0 | 0 | 0 | 0 | 0 | 0 | 0 | 0 | 0 | 0 | 0 | 0 | 0 | 0 | 0 | 0 | 0 | 0 | 0 | 0 | 0 | 0 | 0 | 0 | 0 | 0 | 0 | 0 | 0 | 0 | 0 | 0 | 0 | 0 | 0 | 0 | 0 | 0 | 0 | 0 | 0 | 0 | 0 | 0 | 0 | 0 | 0 | 0 | 0 | 0 | 0 | 0 | 0 | 0 | 0 | 0 | 0 | 0 | 0 | 0 | 0 | 0 | 0 | 0 | 0 | 0 | 0 | 0 | 0 | 0 | 0 | 0 | 0 | 0 | 0 | 0 | 0 | 0 | 0 | 0 | 0 | 0 | 0 | 0 | 0 | 0 | 0 | 0 | 0 | 0 | 0 | 0 | 0 | 0 | 0 | 0 | 0 | 0 | 0 | 0 | 0 | 0 | 0 | 0 | 0 | 0 | 0 | 0 | 0 | 0 | 0 | 0 | 0 | 0 | 0 | 0 | 0 | 0 | 0 | 0 | 0 | 0 | 0 | 0 | 0 | 0 | 0 | 0 | 0 | 0 | 0 | 0 | 0 | 0 | 0 | 0 | 0 | 0 | 0 | 1567.15 | 1587.661 | 1602.9737 | 1614.7854 | 1624.2283 | 1631.952 | 1641.0811 | 1650.7742 | 1660.4467 | 1669.9086 | 1677.419 | 1683.3843 | 1688.1562 | 1695.7722 | 1701.4081 | 1705.505 | 1708.726 | 1708.726 | 1708.726 | 1708.726 | 1708.726 | 1708.726 | 1708.726 | 0 | 0 | 0 | 996.0162 | 1009.0521 | 1018.7842 | 1026.2913 | 1032.2928 | 1037.2016 | 1043.0037 | 1049.1642 | 1055.3117 | 1061.3253 | 1066.0986 | 1069.8899 | 1072.9227 | 1077.7631 | 1081.3451 | 1083.9489 | 1085.996 | 1085.996 | 1085.996 | 1085.996 | 1085.996 | 1085.996 | 1085.996 | 0 | 0 | 0
WA_Industrial_Paper and Printing_New_Space Heating_Natural Gas_Insulation - Ducting_A | WA | Industrial | Paper and Printing | New | Space Heating | Natural Gas | Insulation - Ducting | A | IM443 | ~2°F thermal losses | 50% reduction in thermal losses | 20 | 0.0014746 | 0 | 0 | 1.52 | 0 | 0 | 0 | 0.76105 |  | sqft | 0% | 0% | Retrofit | Retro5Med | 85.36% | TBD | 0.2% | 0 |  | 0 |  | 0 | MA TRM - 2019-2021 - COM-HVAC-DI | MEMD - MMD8.25.01.FESH23.v01 | Building Energy Simulation Tool | ~2°F thermal losses | ~2°F thermal losses | ~2°F thermal losses | ~2°F thermal losses | ~2°F thermal losses | ~2°F thermal losses | ~2°F thermal losses | ~2°F thermal losses | ~2°F thermal losses | ~2°F thermal losses | ~2°F thermal losses | ~2°F thermal losses | ~2°F thermal losses | ~2°F thermal losses | ~2°F thermal losses | ~2°F thermal losses | ~2°F thermal losses | ~2°F thermal losses | ~2°F thermal losses | ~2°F thermal losses | ~2°F thermal losses | ~2°F thermal losses | ~2°F thermal losses | ~2°F thermal losses | ~2°F thermal losses | ~2°F thermal losses | ~2°F thermal losses | ~2°F thermal losses | ~2°F thermal losses | ~2°F thermal losses | ~2°F thermal losses | 50% reduction in thermal losses | 50% reduction in thermal losses | 50% reduction in thermal losses | 50% reduction in thermal losses | 50% reduction in thermal losses | 50% reduction in thermal losses | 50% reduction in thermal losses | 50% reduction in thermal losses | 50% reduction in thermal losses | 50% reduction in thermal losses | 50% reduction in thermal losses | 50% reduction in thermal losses | 50% reduction in thermal losses | 50% reduction in thermal losses | 50% reduction in thermal losses | 50% reduction in thermal losses | 50% reduction in thermal losses | 50% reduction in thermal losses | 50% reduction in thermal losses | 50% reduction in thermal losses | 50% reduction in thermal losses | 50% reduction in thermal losses | 50% reduction in thermal losses | 50% reduction in thermal losses | 50% reduction in thermal losses | 50% reduction in thermal losses | 50% reduction in thermal losses | 50% reduction in thermal losses | 50% reduction in thermal losses | 50% reduction in thermal losses | 50% reduction in thermal losses | 1.52 | 1.52 | 1.52 | 1.52 | 1.52 | 1.52 | 1.52 | 1.52 | 1.52 | 1.52 | 1.52 | 1.52 | 1.52 | 1.52 | 1.52 | 1.52 | 1.52 | 1.52 | 1.52 | 1.52 | 1.52 | 1.52 | 1.52 | 1.52 | 1.52 | 1.52 | 1.52 | 1.52 | 1.52 | 1.52 | 1.52 | 0 | 0 | 0 | 0 | 0 | 0 | 0 | 0 | 0 | 0 | 0 | 0 | 0 | 0 | 0 | 0 | 0 | 0 | 0 | 0 | 0 | 0 | 0 | 0 | 0 | 0 | 0 | 0 | 0 | 0 | 0 | 0 | 0 | 0 | 0 | 0 | 0 | 0 | 0 | 0 | 0 | 0 | 0 | 0 | 0 | 0 | 0 | 0 | 0 | 0 | 0 | 0 | 0 | 0 | 0 | 0 | 0 | 0 | 0 | 0 | 0 | 0 | 0 | 0 | 0 | 0 | 0 | 0 | 0 | 0 | 0 | 0 | 0 | 0 | 0 | 0 | 0 | 0 | 0 | 0 | 0 | 0 | 0 | 0 | 0 | 0 | 0 | 0 | 0 | 0 | 0 | 0 | 0 | 0 | 0 | 0 | 0 | 0 | 0 | 0 | 0 | 0 | 0 | 0 | 0 | 0 | 0 | 0 | 0 | 0 | 0 | 0 | 0 | 0 | 0 | 0 | 0 | 0 | 0 | 0 | 0 | 0 | 0 | 0 | 0 | 0 | 0 | 0 | 0 | 0 | 0 | 0 | 0 | 0 | 0 | 0 | 0 | 0 | 0 | 0 | 0 | 0 | 0 | 0 | 0 | 0 | 0 | 0 | 0 | 0 | 0 | 0 | 0 | 0 | 0 | 0 | 0 | 0 | 0 | 0 | 0 | 0 | 0 | 0 | 0 | 0 | 0 | 0 | 0 | 0 | 0 | 0 | 0 | 0 | 0 | 0 | 0 | 0 | 0 | 0 | 0 | 0 | 0 | 0 | 0 | 0 | 0 | 0 | 0 | 0 | 0 | 0 | 0 | 0 | 0 | 0 | 0 | 0 | 0 | 0 | 0 | 0 | 0 | 0 | 0 | 0 | 0 | 0 | 0 | 0 | 0 | 0 | 0 | 0 | 0 | 0 | 0 | 0 | 0 | 0 | 0 | 0 | 0 | 0 | 0 | 0 | 0 | 0 | 0 | 0 | 0 | 0 | 0 | 0 | 0 | 0 | 0 | 0 | 0 | 0 | 0 | 0 | 0 | 0 | 0 | 0 | 0 | 0 | 0 | 0 | 0 | 0 | 0 | 0 | 0 | 0 | 0 | 0 | 0 | 0 | 0 | 0 | 0 | 0 | 0 | 0 | 0 | 0 | 0 | 0 | 0 | 0 | 0 | 0 | 0 | 0 | 0 | 0 | 0 | 0 | 0 | 0 | 0 | 0 | 0 | 0 | 0 | 0 | 0 | 0 | 0 | 0 | 0 | 0 | 0 | 0 | 0 | 0 | 0 | 0 | 0 | 0 | 0 | 0 | 0 | 0 | 0 | 0 | 0 | 0 | 0 | 0 | 0 | 0 | 0 | 0 | 0 | 0 | 0 | 0 | 0 | 0 | 0 | 0 | 0 | 0 | 0 | 0 | 0 | 0 | 0 | 0 | 0 | 0 | 0 | 0 | 0 | 0 | 0 | 0 | 0 | 0 | 0 | 0 | 0 | 0 | 0 | 0 | 0 | 0 | 0 | 0 | 0 | 0 | 0 | 0 | 0 | 0 | 0 | 0 | 0 | 0 | 0 | 0 | 0 | 0 | 0 | 0 | 0 | 0 | 0 | 0 | 0 | 0 | 0 | 0 | 0 | 0 | 0 | 0 | 0 | 0 | 0 | 0 | 0 | 0 | 0 | 0 | 0 | 0 | 0 | 0 | 0 | 0 | 0 | 0 | 0 | 0 | 0 | 0 | 0 | 0 | 0 | 0 | 0 | 0 | 0 | 0 | 0 | 0 | 0 | 0 | 0 | 0 | 0 | 0 | 0 | 0 | 0 | 0 | 0 | 0 | 0 | 0 | 0 | 0 | 0 | 0 | 0 | 0 | 0 | 0 | 0 | 0 | 0 | 0 | 0 | 0 | 0 | 0 | 0 | 0 | 0 | 0 | 0 | 0 | 0 | 0 | 0 | 0 | 0 | 0 | 0 | 0 | 0 | 0 | 0 | 0 | 0 | 0 | 0 | 0 | 0 | 0 | 0 | 0 | 0 | 0 | 0 | 0 | 0 | 0 | 0 | 0 | 0 | 0 | 0 | 0 | 0 | 0 | 0 | 0 | 0 | 0 | 0 | 0 | 0 | 0 | 0 | 0 | 0 | 0 | 0 | 0 | 0 | 0 | 0 | 0 | 0
WA_Industrial_Paper and Printing_New_Space Heating_Natural Gas_HVAC - Duct Repair and Sealing_A | WA | Industrial | Paper and Printing | New | Space Heating | Natural Gas | HVAC - Duct Repair and Sealing | A | IM444 | Poorly sealed/leaky ducts | 30% reduced duct leaking | 20 | 0.0034715 | 0 | 0 | 0 | 0 | 0 | 0 | 0 |  | sqft | 0% | 0% | Retrofit | RetroEven20 | 76.5% | TBD | 0.2% | 0 |  | 0 |  | 0 | MA TRM - 2019-2021 - COM-HVAC-DS | N/A | Building Energy Simulation Tool | Poorly sealed/leaky ducts | Poorly sealed/leaky ducts | Poorly sealed/leaky ducts | Poorly sealed/leaky ducts | Poorly sealed/leaky ducts | Poorly sealed/leaky ducts | Poorly sealed/leaky ducts | Poorly sealed/leaky ducts | Poorly sealed/leaky ducts | Poorly sealed/leaky ducts | Poorly sealed/leaky ducts | Poorly sealed/leaky ducts | Poorly sealed/leaky ducts | Poorly sealed/leaky ducts | Poorly sealed/leaky ducts | Poorly sealed/leaky ducts | Poorly sealed/leaky ducts | Poorly sealed/leaky ducts | Poorly sealed/leaky ducts | Poorly sealed/leaky ducts | Poorly sealed/leaky ducts | Poorly sealed/leaky ducts | Poorly sealed/leaky ducts | Poorly sealed/leaky ducts | Poorly sealed/leaky ducts | Poorly sealed/leaky ducts | Poorly sealed/leaky ducts | Poorly sealed/leaky ducts | Poorly sealed/leaky ducts | Poorly sealed/leaky ducts | Poorly sealed/leaky ducts | 30% reduced duct leaking | 30% reduced duct leaking | 30% reduced duct leaking | 30% reduced duct leaking | 30% reduced duct leaking | 30% reduced duct leaking | 30% reduced duct leaking | 30% reduced duct leaking | 30% reduced duct leaking | 30% reduced duct leaking | 30% reduced duct leaking | 30% reduced duct leaking | 30% reduced duct leaking | 30% reduced duct leaking | 30% reduced duct leaking | 30% reduced duct leaking | 30% reduced duct leaking | 30% reduced duct leaking | 30% reduced duct leaking | 30% reduced duct leaking | 30% reduced duct leaking | 30% reduced duct leaking | 30% reduced duct leaking | 30% reduced duct leaking | 30% reduced duct leaking | 30% reduced duct leaking | 30% reduced duct leaking | 30% reduced duct leaking | 30% reduced duct leaking | 30% reduced duct leaking | 30% reduced duct leaking | 0 | 0 | 0 | 0 | 0 | 0 | 0 | 0 | 0 | 0 | 0 | 0 | 0 | 0 | 0 | 0 | 0 | 0 | 0 | 0 | 0 | 0 | 0 | 0 | 0 | 0 | 0 | 0 | 0 | 0 | 0 | 0 | 0 | 0 | 0 | 0 | 0 | 0 | 0 | 0 | 0 | 0 | 0 | 0 | 0 | 0 | 0 | 0 | 0 | 0 | 0 | 0 | 0 | 0 | 0 | 0 | 0 | 0 | 0 | 0 | 0 | 0 | 0 | 0 | 0 | 0 | 0 | 0 | 0 | 0 | 0 | 0 | 0 | 0 | 0 | 0 | 0 | 0 | 0 | 0 | 0 | 0 | 0 | 0 | 0 | 0 | 0 | 0 | 0 | 0 | 0 | 0 | 0 | 0 | 0 | 0 | 0 | 0 | 0 | 0 | 0 | 0 | 0 | 0 | 0 | 0 | 0 | 0 | 0 | 0 | 0 | 0 | 0 | 0 | 0 | 0 | 0 | 0 | 0 | 0 | 0 | 0 | 0 | 0 | 0 | 0 | 0 | 0 | 0 | 0 | 0 | 0 | 0 | 0 | 0 | 0 | 0 | 0 | 0 | 0 | 0 | 0 | 0 | 0 | 0 | 0 | 0 | 0 | 0 | 0 | 0 | 0 | 0 | 0 | 0 | 0 | 0 | 0 | 0 | 0 | 0 | 0 | 0 | 0 | 0 | 0 | 0 | 0 | 0 | 0 | 0 | 0 | 0 | 0 | 0 | 0 | 0 | 0 | 0 | 0 | 0 | 0 | 0 | 0 | 0 | 0 | 0 | 0 | 0 | 0 | 0 | 0 | 0 | 0 | 0 | 0 | 0 | 0 | 0 | 0 | 0 | 0 | 0 | 0 | 0 | 0 | 0 | 0 | 0 | 0 | 0 | 0 | 0 | 0 | 0 | 0 | 0 | 0 | 0 | 0 | 0 | 0 | 0 | 0 | 0 | 0 | 0 | 0 | 0 | 0 | 0 | 0 | 0 | 0 | 0 | 0 | 0 | 0 | 0 | 0 | 0 | 0 | 0 | 0 | 0 | 0 | 0 | 0 | 0 | 0 | 0 | 0 | 0 | 0 | 0 | 0 | 0 | 0 | 0 | 0 | 0 | 0 | 0 | 0 | 0 | 0 | 0 | 0 | 0 | 0 | 0 | 0 | 0 | 0 | 0 | 0 | 0 | 0 | 0 | 0 | 0 | 0 | 0 | 0 | 0 | 0 | 0 | 0 | 0 | 0 | 0 | 0 | 0 | 0 | 0 | 0 | 0 | 0 | 0 | 0 | 0 | 0 | 0 | 0 | 0 | 0 | 0 | 0 | 0 | 0 | 0 | 0 | 0 | 0 | 0 | 0 | 0 | 0 | 0 | 0 | 0 | 0 | 0 | 0 | 0 | 0 | 0 | 0 | 0 | 0 | 0 | 0 | 0 | 0 | 0 | 0 | 0 | 0 | 0 | 0 | 0 | 0 | 0 | 0 | 0 | 0 | 0 | 0 | 0 | 0 | 0 | 0 | 0 | 0 | 0 | 0 | 0 | 0 | 0 | 0 | 0 | 0 | 0 | 0 | 0 | 0 | 0 | 0 | 0 | 0 | 0 | 0 | 0 | 0 | 0 | 0 | 0 | 0 | 0 | 0 | 0 | 0 | 0 | 0 | 0 | 0 | 0 | 0 | 0 | 0 | 0 | 0 | 0 | 0 | 0 | 0 | 0 | 0 | 0 | 0 | 0 | 0 | 0 | 0 | 0 | 0 | 0 | 0 | 0 | 0 | 0 | 0 | 0 | 0 | 0 | 0 | 0 | 0 | 0 | 0 | 0 | 0 | 0 | 0 | 0 | 0 | 0 | 0 | 0 | 0 | 0 | 0 | 0 | 0 | 0 | 0 | 0 | 0 | 0 | 0 | 0 | 0 | 0 | 0 | 0 | 0 | 0 | 0 | 0 | 0 | 0 | 0 | 0 | 0 | 0 | 0 | 0 | 0 | 0 | 0 | 0 | 0 | 0 | 0 | 0 | 0 | 0 | 0 | 0 | 0 | 0 | 0 | 0 | 0 | 0 | 0 | 0 | 0 | 0 | 0 | 0 | 0 | 0 | 0 | 0 | 0 | 0 | 0 | 0 | 0 | 0 | 0 | 0 | 0 | 0 | 0 | 0 | 0 | 0 | 0 | 0 | 0 | 0 | 0 | 0 | 0 | 0 | 0 | 0 | 0 | 0 | 0 | 0 | 0 | 0 | 0 | 0 | 0 | 0 | 0 | 0 | 0 | 0 | 0 | 0 | 0 | 0 | 0 | 0 | 0
WA_Industrial_Paper and Printing_New_Space Heating_Natural Gas_Windows - High Efficiency_A | WA | Industrial | Paper and Printing | New | Space Heating | Natural Gas | Windows - High Efficiency | A | IM445 | U-.5 or worse | U-.22 or better | 45 | 0.0054693 | 0 | 0 | 0 | 0 | 0 | 0 | 0 |  | sqft | 0% | 0% | Retrofit | Retro1Slow | 81.8% | TBD | 0.2% | 0 |  | 0 |  | 0 | RTF Wkbk - ComWeatherizationSchool_v3_1 | N/A | Building Energy Simulation Tool | U-.5 or worse | U-.5 or worse | U-.5 or worse | U-.5 or worse | U-.5 or worse | U-.5 or worse | U-.5 or worse | U-.5 or worse | U-.5 or worse | U-.5 or worse | U-.5 or worse | U-.5 or worse | U-.5 or worse | U-.5 or worse | U-.5 or worse | U-.5 or worse | U-.5 or worse | U-.5 or worse | U-.5 or worse | U-.5 or worse | U-.5 or worse | U-.5 or worse | U-.5 or worse | U-.5 or worse | U-.5 or worse | U-.5 or worse | U-.5 or worse | U-.5 or worse | U-.5 or worse | U-.5 or worse | U-.5 or worse | U-.22 or better | U-.22 or better | U-.22 or better | U-.22 or better | U-.22 or better | U-.22 or better | U-.22 or better | U-.22 or better | U-.22 or better | U-.22 or better | U-.22 or better | U-.22 or better | U-.22 or better | U-.22 or better | U-.22 or better | U-.22 or better | U-.22 or better | U-.22 or better | U-.22 or better | U-.22 or better | U-.22 or better | U-.22 or better | U-.22 or better | U-.22 or better | U-.22 or better | U-.22 or better | U-.22 or better | U-.22 or better | U-.22 or better | U-.22 or better | U-.22 or better | 0 | 0 | 0 | 0 | 0 | 0 | 0 | 0 | 0 | 0 | 0 | 0 | 0 | 0 | 0 | 0 | 0 | 0 | 0 | 0 | 0 | 0 | 0 | 0 | 0 | 0 | 0 | 0 | 0 | 0 | 0 | 0 | 0 | 0 | 0 | 0 | 0.0052334 | 0.0050729 | 0.0049539 | 0.0048612 | 0.004785 | 0.0047221 | 0.0046477 | 0.0045676 | 0.0044861 | 0.0044047 | 0.0043293 | 0.0042598 | 0.0042349 | 0.0041881 | 0.0041531 | 0.0041286 | 0.0041107 | 0.0041049 | 0.0041067 | 0.0041133 | 0.0041232 | 0.0041328 | 0.0041422 | 0 | 0 | 0 | 0 | 0 | 0 | 0 | 0 | 0 | 0 | 0 | 0 | 0 | 0 | 0 | 0 | 0 | 0 | 0 | 0 | 0 | 0 | 0 | 0 | 0 | 0 | 0 | 0 | 0 | 0 | 0 | 0 | 0 | 0 | 0 | 0 | 0 | 0 | 0 | 0 | 0 | 0 | 0 | 0 | 0 | 0 | 0 | 0 | 0 | 0 | 0 | 0 | 0 | 0 | 0 | 0 | 0 | 0 | 0 | 0 | 0 | 0 | 0 | 0 | 0 | 0 | 0 | 0 | 0 | 0 | 0 | 0 | 0 | 0 | 0 | 0 | 0 | 0 | 0 | 0 | 0 | 0 | 0 | 0 | 0 | 0 | 0 | 0 | 0 | 0 | 0 | 0 | 0 | 0 | 0 | 0 | 0 | 0 | 0 | 0 | 0 | 0 | 0 | 0 | 0 | 0 | 0 | 0 | 0 | 0 | 0 | 0 | 0 | 0 | 0 | 0 | 0 | 0 | 0 | 0 | 0 | 0 | 0 | 0 | 0 | 0 | 0 | 0 | 0 | 0 | 0 | 0 | 0 | 0 | 0 | 0 | 0 | 0 | 0 | 0 | 0 | 0 | 0 | 0 | 0 | 0 | 0 | 0 | 0 | 0 | 0 | 0 | 0 | 0 | 0 | 0 | 0 | 0 | 0 | 0 | 0 | 0 | 0 | 0 | 0 | 0 | 0 | 0 | 0 | 0 | 0 | 0 | 0 | 0 | 0 | 0 | 0 | 0 | 0 | 0 | 0 | 0 | 0 | 0 | 0 | 0 | 0 | 0 | 0 | 0 | 0 | 0 | 0 | 0 | 0 | 0 | 0 | 0 | 0 | 0 | 0 | 0 | 0 | 0 | 0 | 0 | 0 | 0 | 0 | 0 | 0 | 0 | 0 | 0 | 0 | 0 | 0 | 0 | 0 | 0 | 0 | 0 | 0 | 0 | 0 | 0 | 0 | 0 | 0 | 0 | 0 | 0 | 0 | 0 | 0 | 0 | 0 | 0 | 0 | 0 | 0 | 0 | 0 | 0 | 0 | 0 | 0 | 0 | 0 | 0 | 0 | 0 | 0 | 0 | 0 | 0 | 0 | 0 | 0 | 0 | 0 | 0 | 0 | 0 | 0 | 0 | 0 | 0 | 0 | 0 | 0 | 0 | 0 | 0 | 0 | 0 | 0 | 0 | 0 | 0 | 0 | 0 | 0 | 0 | 0 | 0 | 0 | 0 | 0 | 0 | 0 | 0 | 0 | 0 | 0 | 0 | 0 | 0 | 0 | 0 | 0 | 0 | 0 | 0 | 0 | 0 | 0 | 0 | 0 | 0 | 0 | 0 | 0 | 0 | 0 | 0 | 0 | 0 | 0 | 0 | 0 | 0 | 0 | 0 | 0 | 0 | 0 | 0 | 0 | 0 | 0 | 0 | 0 | 0 | 0 | 0 | 0 | 0 | 0 | 0 | 0 | 0 | 0 | 0 | 0 | 0 | 0 | 0 | 0 | 0 | 0 | 0 | 0 | 0 | 0 | 0 | 0 | 0 | 0 | 0 | 0 | 0 | 0 | 0 | 0 | 0 | 0 | 0 | 0 | 0 | 0 | 0 | 0 | 0 | 0 | 0 | 0 | 0 | 0 | 0 | 0 | 0 | 0 | 0 | 0 | 0 | 0 | 0 | 0 | 0 | 0 | 0 | 0 | 0 | 0 | 0 | 0 | 0 | 0 | 0 | 0 | 0 | 0 | 0 | 0 | 0 | 0 | 0 | 0 | 0 | 0 | 0 | 0 | 0 | 0 | 0 | 0 | 0 | 0 | 0 | 0 | 0 | 0 | 0 | 0 | 0 | 0 | 0 | 0 | 0 | 0 | 0 | 0 | 0 | 0 | 0 | 0 | 0 | 0 | 0 | 0 | 0 | 0 | 0 | 0 | 0 | 0 | 0 | 0 | 0 | 0 | 0 | 0 | 0 | 0 | 0 | 0 | 0 | 0 | 0 | 0 | 0 | 0 | 0 | 0 | 0 | 0 | 0 | 0 | 0 | 0
WA_Industrial_Paper and Printing_New_Space Heating_Natural Gas_Gas Boiler - Maintenance_A | WA | Industrial | Paper and Printing | New | Space Heating | Natural Gas | Gas Boiler - Maintenance | A | IM446 | Degrade performance | General cleaning and maintenance | 3 | 96.5603 | 0 | 0 | 0.46 | 0 | 0 | 0 | 0.23215 |  | sqft | 5% | 10% | Retrofit | Retro20Fast | 83.83% | TBD | 0.2% | 2.7714 |  | 2.4979 |  | 0 | IL TRM - 4.3.10 - CI-HWE-DBTU-V01-180101 | IL TRM - 4.3.10 - CI-HWE-DBTU-V01-180101 | IL TRM - 4.3.10 - CI-HWE-DBTU-V01-180101 | Degrade performance | Degrade performance | Degrade performance | Degrade performance | Degrade performance | Degrade performance | Degrade performance | Degrade performance | Degrade performance | Degrade performance | Degrade performance | Degrade performance | Degrade performance | Degrade performance | Degrade performance | Degrade performance | Degrade performance | Degrade performance | Degrade performance | Degrade performance | Degrade performance | Degrade performance | Degrade performance | Degrade performance | Degrade performance | Degrade performance | Degrade performance | Degrade performance | Degrade performance | Degrade performance | Degrade performance | General cleaning and maintenance | General cleaning and maintenance | General cleaning and maintenance | General cleaning and maintenance | General cleaning and maintenance | General cleaning and maintenance | General cleaning and maintenance | General cleaning and maintenance | General cleaning and maintenance | General cleaning and maintenance | General cleaning and maintenance | General cleaning and maintenance | General cleaning and maintenance | General cleaning and maintenance | General cleaning and maintenance | General cleaning and maintenance | General cleaning and maintenance | General cleaning and maintenance | General cleaning and maintenance | General cleaning and maintenance | General cleaning and maintenance | General cleaning and maintenance | General cleaning and maintenance | General cleaning and maintenance | General cleaning and maintenance | General cleaning and maintenance | General cleaning and maintenance | General cleaning and maintenance | General cleaning and maintenance | General cleaning and maintenance | General cleaning and maintenance | 0.46 | 0.46 | 0.46 | 0.46 | 0.46 | 0.46 | 0.46 | 0.46 | 0.46 | 0.46 | 0.46 | 0.46 | 0.46 | 0.46 | 0.46 | 0.46 | 0.46 | 0.46 | 0.46 | 0.46 | 0.46 | 0.46 | 0.46 | 0.46 | 0.46 | 0.46 | 0.46 | 0.46 | 0.46 | 0.46 | 0.46 | 0 | 0 | 0 | 0 | 0 | 0 | 0 | 0 | 0 | 0 | 0 | 0 | 0 | 0 | 0 | 0 | 0 | 0 | 0 | 0 | 0 | 0 | 0 | 0 | 0 | 0 | 0 | 0 | 0 | 0 | 0 | 0 | 0 | 0 | 0 | 0 | 0 | 0 | 0 | 0 | 0 | 0 | 0 | 0 | 0 | 0 | 0 | 0 | 0 | 0 | 0 | 0 | 0 | 0 | 0 | 0 | 0 | 0 | 0 | 0 | 0 | 0 | 0 | 0 | 0 | 0 | 0 | 0 | 0 | 0 | 0 | 0 | 0 | 0 | 0 | 0 | 0 | 0 | 0 | 0 | 0 | 0 | 0 | 0 | 0 | 0 | 0 | 0 | 0 | 0 | 0 | 0 | 0 | 0 | 0 | 0 | 0 | 0 | 0 | 0 | 0 | 0 | 0 | 0 | 0 | 0 | 0 | 0 | 0 | 0 | 0 | 0 | 0 | 0 | 0 | 0 | 0 | 0 | 0 | 0 | 0 | 0 | 0 | 0 | 0 | 0 | 0 | 0 | 0 | 0 | 0 | 0 | 0 | 0 | 0 | 0 | 0 | 0 | 0 | 0 | 0 | 0 | 0 | 0 | 0 | 0 | 0 | 0 | 0 | 0 | 0 | 0 | 0 | 0 | 0 | 0 | 0 | 0 | 0 | 0 | 0 | 0 | 0 | 0 | 0 | 0 | 0 | 0 | 0 | 0 | 0 | 0 | 0 | 0 | 0 | 0 | 0 | 0 | 0 | 0 | 0 | 0 | 0 | 0 | 0 | 0 | 0 | 0 | 0 | 0 | 0 | 0 | 0 | 0 | 0 | 0 | 0 | 0 | 0 | 0 | 0 | 0 | 0 | 0 | 0 | 0 | 0 | 0 | 0 | 0 | 0 | 0 | 0 | 0 | 0 | 0 | 0 | 0 | 0 | 0 | 0 | 0 | 0 | 0 | 0 | 0 | 0 | 0 | 0 | 0 | 0 | 0 | 0 | 0 | 0 | 0 | 0 | 0 | 0 | 0 | 0 | 0 | 0 | 0 | 0 | 0 | 0 | 0 | 0 | 0 | 0 | 0 | 0 | 0 | 0 | 0 | 0 | 0 | 0 | 0 | 0 | 0 | 0 | 0 | 0 | 0 | 0 | 0 | 0 | 0 | 0 | 0 | 0 | 0 | 0 | 0 | 0 | 0 | 0 | 0 | 0 | 0 | 0 | 0 | 0 | 0 | 0 | 0 | 0 | 0 | 0 | 0 | 0 | 0 | 0 | 0 | 0 | 0 | 0 | 0 | 0 | 0 | 0 | 0 | 0 | 0 | 0 | 0 | 0 | 0 | 0 | 0 | 0 | 0 | 0 | 0 | 0 | 0 | 0 | 0 | 0 | 0 | 0 | 0 | 0 | 0 | 0 | 0 | 0 | 0 | 0 | 0 | 0 | 0 | 0 | 0 | 0 | 0 | 0 | 0 | 0 | 0 | 0 | 0 | 0 | 0 | 0 | 0 | 0 | 0 | 0 | 0 | 0 | 0 | 0 | 0 | 0 | 0 | 0 | 0 | 0 | 0 | 0 | 0 | 0 | 0 | 0 | 0 | 0 | 0 | 0 | 0 | 0 | 0 | 0 | 0 | 0 | 0 | 0 | 0 | 0 | 0 | 0 | 0 | 0 | 0 | 0 | 0 | 0 | 0 | 0 | 0 | 0 | 0 | 0 | 0 | 0 | 0 | 0 | 0 | 0 | 0 | 0 | 0 | 0 | 0 | 0 | 0 | 0 | 0 | 0 | 0 | 0 | 0 | 0 | 0 | 0 | 0 | 0 | 0 | 0 | 0 | 0 | 0 | 0 | 0 | 0 | 0 | 0 | 0 | 0 | 0 | 0 | 0 | 0 | 0 | 0 | 0 | 0 | 0 | 0 | 0 | 0 | 0 | 0 | 0 | 0 | 2.7714 | 2.7714 | 2.7714 | 2.7714 | 2.7714 | 2.7714 | 2.7714 | 2.7714 | 2.7714 | 2.7714 | 2.7714 | 2.7714 | 2.7714 | 2.7714 | 2.7714 | 2.7714 | 2.7714 | 2.7714 | 2.7714 | 2.7714 | 2.7714 | 2.7714 | 2.7714 | 2.7714 | 2.7714 | 2.7714 | 2.4979 | 2.4979 | 2.4979 | 2.4979 | 2.4979 | 2.4979 | 2.4979 | 2.4979 | 2.4979 | 2.4979 | 2.4979 | 2.4979 | 2.4979 | 2.4979 | 2.4979 | 2.4979 | 2.4979 | 2.4979 | 2.4979 | 2.4979 | 2.4979 | 2.4979 | 2.4979 | 2.4979 | 2.4979 | 2.4979
WA_Industrial_Paper and Printing_New_Process_Natural Gas_Gas Boiler - Maintenance_A | WA | Industrial | Paper and Printing | New | Process | Natural Gas | Gas Boiler - Maintenance | A | IM447 | Degrade performance | General cleaning and maintenance | 3 | 55.8015 | 0 | 0 | 0.46 | 0 | 0 | 0 | 0.23215 |  | sqft | 5% | 10% | Retrofit | Retro20Fast | 83.83% | TBD | 0.2% | 2.7714 |  | 2.4979 |  | 0.0051594 | IL TRM - 4.3.10 - CI-HWE-DBTU-V01-180101 | IL TRM - 4.3.10 - CI-HWE-DBTU-V01-180101 | IL TRM - 4.3.10 - CI-HWE-DBTU-V01-180101 | Degrade performance | Degrade performance | Degrade performance | Degrade performance | Degrade performance | Degrade performance | Degrade performance | Degrade performance | Degrade performance | Degrade performance | Degrade performance | Degrade performance | Degrade performance | Degrade performance | Degrade performance | Degrade performance | Degrade performance | Degrade performance | Degrade performance | Degrade performance | Degrade performance | Degrade performance | Degrade performance | Degrade performance | Degrade performance | Degrade performance | Degrade performance | Degrade performance | Degrade performance | Degrade performance | Degrade performance | General cleaning and maintenance | General cleaning and maintenance | General cleaning and maintenance | General cleaning and maintenance | General cleaning and maintenance | General cleaning and maintenance | General cleaning and maintenance | General cleaning and maintenance | General cleaning and maintenance | General cleaning and maintenance | General cleaning and maintenance | General cleaning and maintenance | General cleaning and maintenance | General cleaning and maintenance | General cleaning and maintenance | General cleaning and maintenance | General cleaning and maintenance | General cleaning and maintenance | General cleaning and maintenance | General cleaning and maintenance | General cleaning and maintenance | General cleaning and maintenance | General cleaning and maintenance | General cleaning and maintenance | General cleaning and maintenance | General cleaning and maintenance | General cleaning and maintenance | General cleaning and maintenance | General cleaning and maintenance | General cleaning and maintenance | General cleaning and maintenance | 0.46 | 0.46 | 0.46 | 0.46 | 0.46 | 0.46 | 0.46 | 0.46 | 0.46 | 0.46 | 0.46 | 0.46 | 0.46 | 0.46 | 0.46 | 0.46 | 0.46 | 0.46 | 0.46 | 0.46 | 0.46 | 0.46 | 0.46 | 0.46 | 0.46 | 0.46 | 0.46 | 0.46 | 0.46 | 0.46 | 0.46 | 0 | 0 | 0 | 0 | 0 | 55.8015 | 55.8015 | 55.8015 | 55.8015 | 55.8015 | 55.8015 | 55.8015 | 55.8015 | 55.8015 | 55.8015 | 55.8015 | 55.8015 | 55.8015 | 55.8015 | 55.8015 | 55.8015 | 55.8015 | 55.8015 | 55.8015 | 55.8015 | 55.8015 | 55.8015 | 55.8015 | 55.8015 | 55.8015 | 55.8015 | 0.0033162 | 0.0027537 | 0.0022034 | 0.0033162 | 0.0027537 | 0.0022034 | 0.0033162 | 0.0027537 | 0.0022034 | 0.0033162 | 0.0027537 | 0.0022034 | 0.0033162 | 0.0027537 | 0.0022034 | 0.0033162 | 0.0027537 | 0.0022034 | 0.0033162 | 0.0027537 | 0.0022034 | 0.0033162 | 0.0027537 | 0.0022034 | 0.0033162 | 0.0027537 | 0.0033162 | 0.0060699 | 0.0082733 | 0.0082733 | 0.0082733 | 0.0082733 | 0.0082733 | 0.0082733 | 0.0082733 | 0.0082733 | 0.0082733 | 0.0082733 | 0.0082733 | 0.0082733 | 0.0082733 | 0.0082733 | 0.0082733 | 0.0082733 | 0.0082733 | 0.0082733 | 0.0082733 | 0.0082733 | 0.0082733 | 0 | 0 | 0 | 0.059428 | 0.049349 | 0.039487 | 0.059428 | 0.049349 | 0.039487 | 0.059428 | 0.049349 | 0.039487 | 0.059428 | 0.049349 | 0.039487 | 0.059428 | 0.049349 | 0.039487 | 0.059428 | 0.049349 | 0.039487 | 0.059428 | 0.049349 | 0.039487 | 0.059428 | 0.049349 | 0.039487 | 0.059428 | 0.049349 | 0.059428 | 0.10878 | 0.14826 | 0.14826 | 0.14826 | 0.14826 | 0.14826 | 0.14826 | 0.14826 | 0.14826 | 0.14826 | 0.14826 | 0.14826 | 0.14826 | 0.14826 | 0.14826 | 0.14826 | 0.14826 | 0.14826 | 0.14826 | 0.14826 | 0.14826 | 0.14826 | 0.14826 | 0.14826 | 0.14826 | 0.0028187 | 0.0023407 | 0.0018729 | 0.0028187 | 0.0023407 | 0.0018729 | 0.0028187 | 0.0023407 | 0.0018729 | 0.0028187 | 0.0023407 | 0.0018729 | 0.0028187 | 0.0023407 | 0.0018729 | 0.0028187 | 0.0023407 | 0.0018729 | 0.0028187 | 0.0023407 | 0.0018729 | 0.0028187 | 0.0023407 | 0.0018729 | 0.0028187 | 0.0023407 | 0.0028187 | 0.0051594 | 0.0070323 | 0.0070323 | 0.0070323 | 0.0070323 | 0.0070323 | 0.0070323 | 0.0070323 | 0.0070323 | 0.0070323 | 0.0070323 | 0.0070323 | 0.0070323 | 0.0070323 | 0.0070323 | 0.0070323 | 0.0070323 | 0.0070323 | 0.0070323 | 0.0070323 | 0.0070323 | 0.0070323 | 0 | 0 | 0 | 0.050514 | 0.041947 | 0.033564 | 0.050514 | 0.041947 | 0.033564 | 0.050514 | 0.041947 | 0.033564 | 0.050514 | 0.041947 | 0.033564 | 0.050514 | 0.041947 | 0.033564 | 0.050514 | 0.041947 | 0.033564 | 0.050514 | 0.041947 | 0.033564 | 0.050514 | 0.041947 | 0.033564 | 0.050514 | 0.041947 | 0.050514 | 0.09246 | 0.12602 | 0.12602 | 0.12602 | 0.12602 | 0.12602 | 0.12602 | 0.12602 | 0.12602 | 0.12602 | 0.12602 | 0.12602 | 0.12602 | 0.12602 | 0.12602 | 0.12602 | 0.12602 | 0.12602 | 0.12602 | 0.12602 | 0.12602 | 0.12602 | 0.12602 | 0.12602 | 0.12602 | 0.0028187 | 0.0023407 | 0.0018729 | 0.0028187 | 0.0023407 | 0.0018729 | 0.0028187 | 0.0023407 | 0.0018729 | 0.0028187 | 0.0023407 | 0.0018729 | 0.0028187 | 0.0023407 | 0.0018729 | 0.0028187 | 0.0023407 | 0.0018729 | 0.0028187 | 0.0023407 | 0.0018729 | 0.0028187 | 0.0023407 | 0.0018729 | 0.0028187 | 0.0023407 | 0.0028187 | 0.0051594 | 0.0070323 | 0.0070323 | 0.0070323 | 0.0070323 | 0.0070323 | 0.0070323 | 0.0070323 | 0.0070323 | 0.0070323 | 0.0070323 | 0.0070323 | 0.0070323 | 0.0070323 | 0.0070323 | 0.0070323 | 0.0070323 | 0.0070323 | 0.0070323 | 0.0070323 | 0.0070323 | 0.0070323 | 0 | 0 | 0 | 0.050514 | 0.041947 | 0.033564 | 0.050514 | 0.041947 | 0.033564 | 0.050514 | 0.041947 | 0.033564 | 0.050514 | 0.041947 | 0.033564 | 0.050514 | 0.041947 | 0.033564 | 0.050514 | 0.041947 | 0.033564 | 0.050514 | 0.041947 | 0.033564 | 0.050514 | 0.041947 | 0.033564 | 0.050514 | 0.041947 | 0.050514 | 0.09246 | 0.12602 | 0.12602 | 0.12602 | 0.12602 | 0.12602 | 0.12602 | 0.12602 | 0.12602 | 0.12602 | 0.12602 | 0.12602 | 0.12602 | 0.12602 | 0.12602 | 0.12602 | 0.12602 | 0.12602 | 0.12602 | 0.12602 | 0.12602 | 0.12602 | 0.12602 | 0.12602 | 0.12602 | 0.0028187 | 0.0023407 | 0.0018729 | 0.0028187 | 0.0023407 | 0.0018729 | 0.0028187 | 0.0023407 | 0.0018729 | 0.0028187 | 0.0023407 | 0.0018729 | 0.0028187 | 0.0023407 | 0.0018729 | 0.0028187 | 0.0023407 | 0.0018729 | 0.0028187 | 0.0023407 | 0.0018729 | 0.0028187 | 0.0023407 | 0.0018729 | 0.0028187 | 0.0023407 | 0.0028187 | 0.0051594 | 0.0070323 | 0.0070323 | 0.0070323 | 0.0070323 | 0.0070323 | 0.0070323 | 0.0070323 | 0.0070323 | 0.0070323 | 0.0070323 | 0.0070323 | 0.0070323 | 0.0070323 | 0.0070323 | 0.0070323 | 0.0070323 | 0.0070323 | 0.0070323 | 0.0070323 | 0.0070323 | 0.0070323 | 0 | 0 | 0 | 0.050514 | 0.041947 | 0.033564 | 0.050514 | 0.041947 | 0.033564 | 0.050514 | 0.041947 | 0.033564 | 0.050514 | 0.041947 | 0.033564 | 0.050514 | 0.041947 | 0.033564 | 0.050514 | 0.041947 | 0.033564 | 0.050514 | 0.041947 | 0.033564 | 0.050514 | 0.041947 | 0.033564 | 0.050514 | 0.041947 | 0.050514 | 0.09246 | 0.12602 | 0.12602 | 0.12602 | 0.12602 | 0.12602 | 0.12602 | 0.12602 | 0.12602 | 0.12602 | 0.12602 | 0.12602 | 0.12602 | 0.12602 | 0.12602 | 0.12602 | 0.12602 | 0.12602 | 0.12602 | 0.12602 | 0.12602 | 0.12602 | 0.12602 | 0.12602 | 0.12602 | 2.7714 | 2.7714 | 2.7714 | 2.7714 | 2.7714 | 2.7714 | 2.7714 | 2.7714 | 2.7714 | 2.7714 | 2.7714 | 2.7714 | 2.7714 | 2.7714 | 2.7714 | 2.7714 | 2.7714 | 2.7714 | 2.7714 | 2.7714 | 2.7714 | 2.7714 | 2.7714 | 2.7714 | 2.7714 | 2.7714 | 2.4979 | 2.4979 | 2.4979 | 2.4979 | 2.4979 | 2.4979 | 2.4979 | 2.4979 | 2.4979 | 2.4979 | 2.4979 | 2.4979 | 2.4979 | 2.4979 | 2.4979 | 2.4979 | 2.4979 | 2.4979 | 2.4979 | 2.4979 | 2.4979 | 2.4979 | 2.4979 | 2.4979 | 2.4979 | 2.4979
WA_Industrial_Paper and Printing_New_Space Heating_Natural Gas_Gas Furnace - Maintenance_A | WA | Industrial | Paper and Printing | New | Space Heating | Natural Gas | Gas Furnace - Maintenance | A | IM448 | Degrade performance | General cleaning and maintenance | 3 | 0.0083129 | 0 | 0 | 0.1 | 0 | 0 | 0 | 0.05095 |  | sqft | 5% | 10% | Retrofit | Retro20Fast | 83.83% | TBD | 0.2% | 0 |  | 0 |  | 0 | IL TRM - 4.4.31 - CI-HVC-FTUN-V03-200101 | MN TRM 3.1 - Forced-Air Heating Maintenance v2.0 | MN TRM v3.1 - Forced-Air Heating Maintenance | Degrade performance | Degrade performance | Degrade performance | Degrade performance | Degrade performance | Degrade performance | Degrade performance | Degrade performance | Degrade performance | Degrade performance | Degrade performance | Degrade performance | Degrade performance | Degrade performance | Degrade performance | Degrade performance | Degrade performance | Degrade performance | Degrade performance | Degrade performance | Degrade performance | Degrade performance | Degrade performance | Degrade performance | Degrade performance | Degrade performance | Degrade performance | Degrade performance | Degrade performance | Degrade performance | Degrade performance | General cleaning and maintenance | General cleaning and maintenance | General cleaning and maintenance | General cleaning and maintenance | General cleaning and maintenance | General cleaning and maintenance | General cleaning and maintenance | General cleaning and maintenance | General cleaning and maintenance | General cleaning and maintenance | General cleaning and maintenance | General cleaning and maintenance | General cleaning and maintenance | General cleaning and maintenance | General cleaning and maintenance | General cleaning and maintenance | General cleaning and maintenance | General cleaning and maintenance | General cleaning and maintenance | General cleaning and maintenance | General cleaning and maintenance | General cleaning and maintenance | General cleaning and maintenance | General cleaning and maintenance | General cleaning and maintenance | General cleaning and maintenance | General cleaning and maintenance | General cleaning and maintenance | General cleaning and maintenance | General cleaning and maintenance | General cleaning and maintenance | 0.1 | 0.1 | 0.1 | 0.1 | 0.1 | 0.1 | 0.1 | 0.1 | 0.1 | 0.1 | 0.1 | 0.1 | 0.1 | 0.1 | 0.1 | 0.1 | 0.1 | 0.1 | 0.1 | 0.1 | 0.1 | 0.1 | 0.1 | 0.1 | 0.1 | 0.1 | 0.1 | 0.1 | 0.1 | 0.1 | 0.1 | 0 | 0 | 0 | 0 | 0 | 0 | 0 | 0 | 0 | 0 | 0 | 0 | 0 | 0 | 0 | 0 | 0 | 0 | 0 | 0 | 0 | 0 | 0 | 0 | 0 | 0 | 0 | 0 | 0 | 0 | 0 | 0 | 0 | 0 | 0 | 0 | 0 | 0 | 0 | 0 | 0 | 0 | 0 | 0 | 0 | 0 | 0 | 0 | 0 | 0 | 0 | 0 | 0 | 0 | 0 | 0 | 0 | 0 | 0 | 0 | 0 | 0 | 0 | 0 | 0 | 0 | 0 | 0 | 0 | 0 | 0 | 0 | 0 | 0 | 0 | 0 | 0 | 0 | 0 | 0 | 0 | 0 | 0 | 0 | 0 | 0 | 0 | 0 | 0 | 0 | 0 | 0 | 0 | 0 | 0 | 0 | 0 | 0 | 0 | 0 | 0 | 0 | 0 | 0 | 0 | 0 | 0 | 0 | 0 | 0 | 0 | 0 | 0 | 0 | 0 | 0 | 0 | 0 | 0 | 0 | 0 | 0 | 0 | 0 | 0 | 0 | 0 | 0 | 0 | 0 | 0 | 0 | 0 | 0 | 0 | 0 | 0 | 0 | 0 | 0 | 0 | 0 | 0 | 0 | 0 | 0 | 0 | 0 | 0 | 0 | 0 | 0 | 0 | 0 | 0 | 0 | 0 | 0 | 0 | 0 | 0 | 0 | 0 | 0 | 0 | 0 | 0 | 0 | 0 | 0 | 0 | 0 | 0 | 0 | 0 | 0 | 0 | 0 | 0 | 0 | 0 | 0 | 0 | 0 | 0 | 0 | 0 | 0 | 0 | 0 | 0 | 0 | 0 | 0 | 0 | 0 | 0 | 0 | 0 | 0 | 0 | 0 | 0 | 0 | 0 | 0 | 0 | 0 | 0 | 0 | 0 | 0 | 0 | 0 | 0 | 0 | 0 | 0 | 0 | 0 | 0 | 0 | 0 | 0 | 0 | 0 | 0 | 0 | 0 | 0 | 0 | 0 | 0 | 0 | 0 | 0 | 0 | 0 | 0 | 0 | 0 | 0 | 0 | 0 | 0 | 0 | 0 | 0 | 0 | 0 | 0 | 0 | 0 | 0 | 0 | 0 | 0 | 0 | 0 | 0 | 0 | 0 | 0 | 0 | 0 | 0 | 0 | 0 | 0 | 0 | 0 | 0 | 0 | 0 | 0 | 0 | 0 | 0 | 0 | 0 | 0 | 0 | 0 | 0 | 0 | 0 | 0 | 0 | 0 | 0 | 0 | 0 | 0 | 0 | 0 | 0 | 0 | 0 | 0 | 0 | 0 | 0 | 0 | 0 | 0 | 0 | 0 | 0 | 0 | 0 | 0 | 0 | 0 | 0 | 0 | 0 | 0 | 0 | 0 | 0 | 0 | 0 | 0 | 0 | 0 | 0 | 0 | 0 | 0 | 0 | 0 | 0 | 0 | 0 | 0 | 0 | 0 | 0 | 0 | 0 | 0 | 0 | 0 | 0 | 0 | 0 | 0 | 0 | 0 | 0 | 0 | 0 | 0 | 0 | 0 | 0 | 0 | 0 | 0 | 0 | 0 | 0 | 0 | 0 | 0 | 0 | 0 | 0 | 0 | 0 | 0 | 0 | 0 | 0 | 0 | 0 | 0 | 0 | 0 | 0 | 0 | 0 | 0 | 0 | 0 | 0 | 0 | 0 | 0 | 0 | 0 | 0 | 0 | 0 | 0 | 0 | 0 | 0 | 0 | 0 | 0 | 0 | 0 | 0 | 0 | 0 | 0 | 0 | 0 | 0 | 0 | 0 | 0 | 0 | 0 | 0 | 0 | 0 | 0 | 0 | 0 | 0 | 0 | 0 | 0 | 0 | 0 | 0 | 0 | 0 | 0 | 0 | 0 | 0 | 0 | 0 | 0 | 0 | 0 | 0 | 0 | 0 | 0 | 0 | 0 | 0 | 0 | 0 | 0 | 0 | 0 | 0 | 0 | 0 | 0 | 0 | 0 | 0 | 0 | 0 | 0 | 0 | 0 | 0 | 0 | 0 | 0 | 0 | 0 | 0 | 0 | 0 | 0 | 0 | 0 | 0 | 0 | 0 | 0 | 0 | 0 | 0 | 0 | 0 | 0 | 0 | 0 | 0 | 0 | 0 | 0 | 0 | 0 | 0 | 0 | 0 | 0 | 0 | 0
WA_Industrial_Paper and Printing_New_Space Heating_Natural Gas_Gas Boiler - Hot Water Reset_A | WA | Industrial | Paper and Printing | New | Space Heating | Natural Gas | Gas Boiler - Hot Water Reset | A | IM449 | No control | Reset control installed | 16 | 351.1284 | 0 | 0 | 902.76 | 0 | 0 | 0 | 451.3779 |  | sqft | 20% | 45% | Retrofit | Retro5Med | 85.36% | TBD | 0.2% | 901.7664 |  | 679.6281 |  | 0 | IL TRM - 4.4.4 - CI-HVC-BLRC-V04-210101 | IL TRM - 4.4.4 - CI-HVC-BLRC-V04-210101 | IL TRM - 4.4.4 - CI-HVC-BLRC-V04-210101 | No control | No control | No control | No control | No control | No control | No control | No control | No control | No control | No control | No control | No control | No control | No control | No control | No control | No control | No control | No control | No control | No control | No control | No control | No control | No control | No control | No control | No control | No control | No control | Reset control installed | Reset control installed | Reset control installed | Reset control installed | Reset control installed | Reset control installed | Reset control installed | Reset control installed | Reset control installed | Reset control installed | Reset control installed | Reset control installed | Reset control installed | Reset control installed | Reset control installed | Reset control installed | Reset control installed | Reset control installed | Reset control installed | Reset control installed | Reset control installed | Reset control installed | Reset control installed | Reset control installed | Reset control installed | Reset control installed | Reset control installed | Reset control installed | Reset control installed | Reset control installed | Reset control installed | 902.76 | 902.76 | 902.76 | 902.76 | 902.76 | 902.76 | 902.76 | 902.76 | 902.76 | 902.76 | 902.76 | 902.76 | 902.76 | 902.76 | 902.76 | 902.76 | 902.76 | 902.76 | 902.76 | 902.76 | 902.76 | 902.76 | 902.76 | 902.76 | 902.76 | 902.76 | 902.76 | 902.76 | 902.76 | 902.76 | 902.76 | 0 | 0 | 0 | 0 | 0 | 0 | 0 | 0 | 0 | 0 | 0 | 0 | 0 | 0 | 0 | 0 | 0 | 0 | 0 | 0 | 0 | 0 | 0 | 0 | 0 | 0 | 0 | 0 | 0 | 0 | 0 | 0 | 0 | 0 | 0 | 0 | 0 | 0 | 0 | 0 | 0 | 0 | 0 | 0 | 0 | 0 | 0 | 0 | 0 | 0 | 0 | 0 | 0 | 0 | 0 | 0 | 0 | 0 | 0 | 0 | 0 | 0 | 0 | 0 | 0 | 0 | 0 | 0 | 0 | 0 | 0 | 0 | 0 | 0 | 0 | 0 | 0 | 0 | 0 | 0 | 0 | 0 | 0 | 0 | 0 | 0 | 0 | 0 | 0 | 0 | 0 | 0 | 0 | 0 | 0 | 0 | 0 | 0 | 0 | 0 | 0 | 0 | 0 | 0 | 0 | 0 | 0 | 0 | 0 | 0 | 0 | 0 | 0 | 0 | 0 | 0 | 0 | 0 | 0 | 0 | 0 | 0 | 0 | 0 | 0 | 0 | 0 | 0 | 0 | 0 | 0 | 0 | 0 | 0 | 0 | 0 | 0 | 0 | 0 | 0 | 0 | 0 | 0 | 0 | 0 | 0 | 0 | 0 | 0 | 0 | 0 | 0 | 0 | 0 | 0 | 0 | 0 | 0 | 0 | 0 | 0 | 0 | 0 | 0 | 0 | 0 | 0 | 0 | 0 | 0 | 0 | 0 | 0 | 0 | 0 | 0 | 0 | 0 | 0 | 0 | 0 | 0 | 0 | 0 | 0 | 0 | 0 | 0 | 0 | 0 | 0 | 0 | 0 | 0 | 0 | 0 | 0 | 0 | 0 | 0 | 0 | 0 | 0 | 0 | 0 | 0 | 0 | 0 | 0 | 0 | 0 | 0 | 0 | 0 | 0 | 0 | 0 | 0 | 0 | 0 | 0 | 0 | 0 | 0 | 0 | 0 | 0 | 0 | 0 | 0 | 0 | 0 | 0 | 0 | 0 | 0 | 0 | 0 | 0 | 0 | 0 | 0 | 0 | 0 | 0 | 0 | 0 | 0 | 0 | 0 | 0 | 0 | 0 | 0 | 0 | 0 | 0 | 0 | 0 | 0 | 0 | 0 | 0 | 0 | 0 | 0 | 0 | 0 | 0 | 0 | 0 | 0 | 0 | 0 | 0 | 0 | 0 | 0 | 0 | 0 | 0 | 0 | 0 | 0 | 0 | 0 | 0 | 0 | 0 | 0 | 0 | 0 | 0 | 0 | 0 | 0 | 0 | 0 | 0 | 0 | 0 | 0 | 0 | 0 | 0 | 0 | 0 | 0 | 0 | 0 | 0 | 0 | 0 | 0 | 0 | 0 | 0 | 0 | 0 | 0 | 0 | 0 | 0 | 0 | 0 | 0 | 0 | 0 | 0 | 0 | 0 | 0 | 0 | 0 | 0 | 0 | 0 | 0 | 0 | 0 | 0 | 0 | 0 | 0 | 0 | 0 | 0 | 0 | 0 | 0 | 0 | 0 | 0 | 0 | 0 | 0 | 0 | 0 | 0 | 0 | 0 | 0 | 0 | 0 | 0 | 0 | 0 | 0 | 0 | 0 | 0 | 0 | 0 | 0 | 0 | 0 | 0 | 0 | 0 | 0 | 0 | 0 | 0 | 0 | 0 | 0 | 0 | 0 | 0 | 0 | 0 | 0 | 0 | 0 | 0 | 0 | 0 | 0 | 0 | 0 | 0 | 0 | 0 | 0 | 0 | 0 | 0 | 0 | 0 | 0 | 0 | 0 | 0 | 0 | 0 | 0 | 0 | 0 | 0 | 0 | 0 | 0 | 0 | 0 | 0 | 0 | 0 | 0 | 0 | 0 | 0 | 0 | 0 | 0 | 0 | 0 | 0 | 0 | 0 | 0 | 0 | 0 | 0 | 0 | 0 | 0 | 0 | 901.7664 | 901.7664 | 901.7664 | 901.7664 | 901.7664 | 901.7664 | 901.7664 | 901.7664 | 901.7664 | 901.7664 | 901.7664 | 901.7664 | 901.7664 | 901.7664 | 901.7664 | 901.7664 | 901.7664 | 901.7664 | 901.7664 | 901.7664 | 901.7664 | 901.7664 | 901.7664 | 901.7664 | 901.7664 | 901.7664 | 679.6281 | 679.6281 | 679.6281 | 679.6281 | 679.6281 | 679.6281 | 679.6281 | 679.6281 | 679.6281 | 679.6281 | 679.6281 | 679.6281 | 679.6281 | 679.6281 | 679.6281 | 679.6281 | 679.6281 | 679.6281 | 679.6281 | 679.6281 | 679.6281 | 679.6281 | 679.6281 | 679.6281 | 679.6281 | 679.6281
WA_Industrial_Paper and Printing_New_Process_Natural Gas_Gas Boiler - Hot Water Reset_A | WA | Industrial | Paper and Printing | New | Process | Natural Gas | Gas Boiler - Hot Water Reset | A | IM450 | No control | Reset control installed | 16 | 101.4573 | 0 | 0 | 902.76 | 0 | 0 | 0 | 451.3779 |  | sqft | 20% | 45% | Retrofit | Retro5Med | 85.36% | TBD | 0.2% | 901.7664 |  | 679.6281 |  | 0.012214 | IL TRM - 4.4.4 - CI-HVC-BLRC-V04-210101 | IL TRM - 4.4.4 - CI-HVC-BLRC-V04-210101 | XCEL CO 2019-2020 DSM Plan | No control | No control | No control | No control | No control | No control | No control | No control | No control | No control | No control | No control | No control | No control | No control | No control | No control | No control | No control | No control | No control | No control | No control | No control | No control | No control | No control | No control | No control | No control | No control | Reset control installed | Reset control installed | Reset control installed | Reset control installed | Reset control installed | Reset control installed | Reset control installed | Reset control installed | Reset control installed | Reset control installed | Reset control installed | Reset control installed | Reset control installed | Reset control installed | Reset control installed | Reset control installed | Reset control installed | Reset control installed | Reset control installed | Reset control installed | Reset control installed | Reset control installed | Reset control installed | Reset control installed | Reset control installed | Reset control installed | Reset control installed | Reset control installed | Reset control installed | Reset control installed | Reset control installed | 902.76 | 902.76 | 902.76 | 902.76 | 902.76 | 902.76 | 902.76 | 902.76 | 902.76 | 902.76 | 902.76 | 902.76 | 902.76 | 902.76 | 902.76 | 902.76 | 902.76 | 902.76 | 902.76 | 902.76 | 902.76 | 902.76 | 902.76 | 902.76 | 902.76 | 902.76 | 902.76 | 902.76 | 902.76 | 902.76 | 902.76 | 0 | 0 | 0 | 0 | 0 | 101.3842 | 101.326 | 101.2767 | 101.2368 | 101.1989 | 101.1685 | 101.1493 | 101.1384 | 101.1336 | 101.1328 | 101.1352 | 101.1398 | 101.1459 | 101.153 | 101.1606 | 101.1746 | 101.1873 | 101.1989 | 101.2094 | 101.2191 | 101.2281 | 101.2364 | 101.244 | 101.4573 | 101.4573 | 101.4573 | 0.0058562 | 0.0085139 | 0.012036 | 0.015839 | 0.020195 | 0.026101 | 0.031333 | 0.034761 | 0.035348 | 0.032576 | 0.026913 | 0.018928 | 0.01164 | 0.0059153 | 0.0026331 | 0.001005 | 0.0058448 | 0.0085032 | 0.012028 | 0.015836 | 0.020201 | 0.026119 | 0.031362 | 0.034871 | 0.035461 | 0.032681 | 0.0058562 | 0.014367 | 0.026396 | 0.042224 | 0.062403 | 0.088485 | 0.1198 | 0.15455 | 0.18989 | 0.22247 | 0.24938 | 0.26832 | 0.27998 | 0.28591 | 0.28857 | 0.28961 | 0.28965 | 0.28968 | 0.28971 | 0.28974 | 0.28977 | 0.28979 | 0.28981 | 0 | 0 | 0 | 0.057762 | 0.084025 | 0.11884 | 0.15645 | 0.19956 | 0.258 | 0.30977 | 0.3437 | 0.34952 | 0.32212 | 0.2661 | 0.18715 | 0.11508 | 0.058479 | 0.026028 | 0.0099336 | 0.057762 | 0.084025 | 0.11884 | 0.15645 | 0.19956 | 0.258 | 0.30977 | 0.3437 | 0.34952 | 0.32212 | 0.057762 | 0.14179 | 0.26063 | 0.41708 | 0.61664 | 0.87464 | 1.1844 | 1.5281 | 1.8776 | 2.1997 | 2.4658 | 2.653 | 2.7681 | 2.8265 | 2.8526 | 2.8625 | 2.8625 | 2.8625 | 2.8625 | 2.8625 | 2.8625 | 2.8625 | 2.8625 | 2.8625 | 2.8625 | 2.8625 | 0.0049783 | 0.0072382 | 0.010234 | 0.013467 | 0.017172 | 0.022195 | 0.026645 | 0.029561 | 0.03006 | 0.027703 | 0.022887 | 0.016097 | 0.0098983 | 0.0050303 | 0.0022391 | 0.00085464 | 0.0049701 | 0.0072305 | 0.010228 | 0.013465 | 0.017176 | 0.022208 | 0.026666 | 0.02964 | 0.030142 | 0.027779 | 0.0049783 | 0.012214 | 0.022443 | 0.035902 | 0.053063 | 0.075245 | 0.10188 | 0.13143 | 0.16148 | 0.18919 | 0.21208 | 0.22818 | 0.23809 | 0.24314 | 0.24539 | 0.24627 | 0.2463 | 0.24632 | 0.24635 | 0.24637 | 0.24639 | 0.2464 | 0.24642 | 0 | 0 | 0 | 0.049098 | 0.071421 | 0.10102 | 0.13298 | 0.16962 | 0.2193 | 0.2633 | 0.29214 | 0.29709 | 0.2738 | 0.22619 | 0.15908 | 0.097816 | 0.049707 | 0.022124 | 0.0084436 | 0.049098 | 0.071421 | 0.10102 | 0.13298 | 0.16962 | 0.2193 | 0.2633 | 0.29214 | 0.29709 | 0.2738 | 0.049098 | 0.12052 | 0.22154 | 0.35452 | 0.52414 | 0.74344 | 1.0067 | 1.2989 | 1.596 | 1.8698 | 2.096 | 2.255 | 2.3529 | 2.4026 | 2.4247 | 2.4331 | 2.4331 | 2.4331 | 2.4331 | 2.4331 | 2.4331 | 2.4331 | 2.4331 | 2.4331 | 2.4331 | 2.4331 | 0 | 0 | 0.0068109 | 0.0094804 | 0.012969 | 0.016644 | 0.020775 | 0.026378 | 0.031225 | 0.034199 | 0.034407 | 0.03143 | 0.025758 | 0.017993 | 0.010992 | 0.0055551 | 0.002461 | 0.00093499 | 0.0068071 | 0.009479 | 0.012972 | 0.016654 | 0.020792 | 0.026448 | 0.03131 | 0.034293 | 0 | 0 | 0.0068109 | 0.016289 | 0.029253 | 0.04589 | 0.066657 | 0.093029 | 0.12425 | 0.15845 | 0.19286 | 0.2243 | 0.25006 | 0.26807 | 0.27908 | 0.28467 | 0.28716 | 0.28812 | 0.28815 | 0.28817 | 0.28819 | 0.28821 | 0.28823 | 0 | 0 | 0 | 0 | 0 | 0.067233 | 0.093615 | 0.1281 | 0.16445 | 0.2053 | 0.26068 | 0.3086 | 0.338 | 0.34004 | 0.31061 | 0.25454 | 0.1778 | 0.10861 | 0.054883 | 0.024311 | 0.0092356 | 0.067233 | 0.093615 | 0.1281 | 0.16445 | 0.2053 | 0.26068 | 0.3086 | 0.338 | 0 | 0 | 0.067233 | 0.16085 | 0.28895 | 0.4534 | 0.6587 | 0.91938 | 1.228 | 1.566 | 1.906 | 2.2166 | 2.4712 | 2.649 | 2.7576 | 2.8125 | 2.8368 | 2.846 | 2.846 | 2.846 | 2.846 | 2.846 | 2.846 | 2.846 | 2.846 | 2.846 | 0.0049783 | 0.0072382 | 0.010234 | 0.013467 | 0.017172 | 0.022195 | 0.026645 | 0.029561 | 0.03006 | 0.027703 | 0.022887 | 0.016097 | 0.0098983 | 0.0050303 | 0.0022391 | 0.00085464 | 0.0049701 | 0.0072305 | 0.010228 | 0.013465 | 0.017176 | 0.022208 | 0.026666 | 0.02964 | 0.030142 | 0.027779 | 0.0049783 | 0.012214 | 0.022443 | 0.035902 | 0.053063 | 0.075245 | 0.10188 | 0.13143 | 0.16148 | 0.18919 | 0.21208 | 0.22818 | 0.23809 | 0.24314 | 0.24539 | 0.24627 | 0.2463 | 0.24632 | 0.24635 | 0.24637 | 0.24639 | 0.2464 | 0.24642 | 0 | 0 | 0 | 0.049098 | 0.071421 | 0.10102 | 0.13298 | 0.16962 | 0.2193 | 0.2633 | 0.29214 | 0.29709 | 0.2738 | 0.22619 | 0.15908 | 0.097816 | 0.049707 | 0.022124 | 0.0084436 | 0.049098 | 0.071421 | 0.10102 | 0.13298 | 0.16962 | 0.2193 | 0.2633 | 0.29214 | 0.29709 | 0.2738 | 0.049098 | 0.12052 | 0.22154 | 0.35452 | 0.52414 | 0.74344 | 1.0067 | 1.2989 | 1.596 | 1.8698 | 2.096 | 2.255 | 2.3529 | 2.4026 | 2.4247 | 2.4331 | 2.4331 | 2.4331 | 2.4331 | 2.4331 | 2.4331 | 2.4331 | 2.4331 | 2.4331 | 2.4331 | 2.4331 | 901.7664 | 901.7664 | 901.7664 | 901.7664 | 901.7664 | 901.7664 | 901.7664 | 901.7664 | 901.7664 | 901.7664 | 901.7664 | 901.7664 | 901.7664 | 901.7664 | 901.7664 | 901.7664 | 901.7664 | 901.7664 | 901.7664 | 901.7664 | 901.7664 | 901.7664 | 901.7664 | 901.7664 | 901.7664 | 901.7664 | 679.6281 | 679.6281 | 679.6281 | 679.6281 | 679.6281 | 679.6281 | 679.6281 | 679.6281 | 679.6281 | 679.6281 | 679.6281 | 679.6281 | 679.6281 | 679.6281 | 679.6281 | 679.6281 | 679.6281 | 679.6281 | 679.6281 | 679.6281 | 679.6281 | 679.6281 | 679.6281 | 679.6281 | 679.6281 | 679.6281
WA_Industrial_Paper and Printing_New_Space Heating_Natural Gas_Steam Trap Maintenance_A | WA | Industrial | Paper and Printing | New | Space Heating | Natural Gas | Steam Trap Maintenance | A | IM451 | Degrade performance | Cleaning and maintenance | 6 | 124.0463 | 0 | 0 | 107.68 | 0 | 0 | 0 | 53.8392 |  | sqft | 0% | 0% | Retrofit | RetroEven20 | 76.5% | TBD | 0.2% | 307.1908 |  | 244.4055 |  | 0 | IL TRM - 4.4.16 - CI-HVC-STRE-V07-210101 | IL TRM - 4.4.16 - CI-HVC-STRE-V07-210101 | IL TRM - 4.4.16 - CI-HVC-STRE-V07-210101 | Degrade performance | Degrade performance | Degrade performance | Degrade performance | Degrade performance | Degrade performance | Degrade performance | Degrade performance | Degrade performance | Degrade performance | Degrade performance | Degrade performance | Degrade performance | Degrade performance | Degrade performance | Degrade performance | Degrade performance | Degrade performance | Degrade performance | Degrade performance | Degrade performance | Degrade performance | Degrade performance | Degrade performance | Degrade performance | Degrade performance | Degrade performance | Degrade performance | Degrade performance | Degrade performance | Degrade performance | Cleaning and maintenance | Cleaning and maintenance | Cleaning and maintenance | Cleaning and maintenance | Cleaning and maintenance | Cleaning and maintenance | Cleaning and maintenance | Cleaning and maintenance | Cleaning and maintenance | Cleaning and maintenance | Cleaning and maintenance | Cleaning and maintenance | Cleaning and maintenance | Cleaning and maintenance | Cleaning and maintenance | Cleaning and maintenance | Cleaning and maintenance | Cleaning and maintenance | Cleaning and maintenance | Cleaning and maintenance | Cleaning and maintenance | Cleaning and maintenance | Cleaning and maintenance | Cleaning and maintenance | Cleaning and maintenance | Cleaning and maintenance | Cleaning and maintenance | Cleaning and maintenance | Cleaning and maintenance | Cleaning and maintenance | Cleaning and maintenance | 107.68 | 107.68 | 107.68 | 107.68 | 107.68 | 107.68 | 107.68 | 107.68 | 107.68 | 107.68 | 107.68 | 107.68 | 107.68 | 107.68 | 107.68 | 107.68 | 107.68 | 107.68 | 107.68 | 107.68 | 107.68 | 107.68 | 107.68 | 107.68 | 107.68 | 107.68 | 107.68 | 107.68 | 107.68 | 107.68 | 107.68 | 0 | 0 | 0 | 0 | 0 | 0 | 0 | 0 | 0 | 0 | 0 | 0 | 0 | 0 | 0 | 0 | 0 | 0 | 0 | 0 | 0 | 0 | 0 | 0 | 0 | 0 | 0 | 0 | 0 | 0 | 0 | 0 | 0 | 0 | 0 | 0 | 0 | 0 | 0 | 0 | 0 | 0 | 0 | 0 | 0 | 0 | 0 | 0 | 0 | 0 | 0 | 0 | 0 | 0 | 0 | 0 | 0 | 0 | 0 | 0 | 0 | 0 | 0 | 0 | 0 | 0 | 0 | 0 | 0 | 0 | 0 | 0 | 0 | 0 | 0 | 0 | 0 | 0 | 0 | 0 | 0 | 0 | 0 | 0 | 0 | 0 | 0 | 0 | 0 | 0 | 0 | 0 | 0 | 0 | 0 | 0 | 0 | 0 | 0 | 0 | 0 | 0 | 0 | 0 | 0 | 0 | 0 | 0 | 0 | 0 | 0 | 0 | 0 | 0 | 0 | 0 | 0 | 0 | 0 | 0 | 0 | 0 | 0 | 0 | 0 | 0 | 0 | 0 | 0 | 0 | 0 | 0 | 0 | 0 | 0 | 0 | 0 | 0 | 0 | 0 | 0 | 0 | 0 | 0 | 0 | 0 | 0 | 0 | 0 | 0 | 0 | 0 | 0 | 0 | 0 | 0 | 0 | 0 | 0 | 0 | 0 | 0 | 0 | 0 | 0 | 0 | 0 | 0 | 0 | 0 | 0 | 0 | 0 | 0 | 0 | 0 | 0 | 0 | 0 | 0 | 0 | 0 | 0 | 0 | 0 | 0 | 0 | 0 | 0 | 0 | 0 | 0 | 0 | 0 | 0 | 0 | 0 | 0 | 0 | 0 | 0 | 0 | 0 | 0 | 0 | 0 | 0 | 0 | 0 | 0 | 0 | 0 | 0 | 0 | 0 | 0 | 0 | 0 | 0 | 0 | 0 | 0 | 0 | 0 | 0 | 0 | 0 | 0 | 0 | 0 | 0 | 0 | 0 | 0 | 0 | 0 | 0 | 0 | 0 | 0 | 0 | 0 | 0 | 0 | 0 | 0 | 0 | 0 | 0 | 0 | 0 | 0 | 0 | 0 | 0 | 0 | 0 | 0 | 0 | 0 | 0 | 0 | 0 | 0 | 0 | 0 | 0 | 0 | 0 | 0 | 0 | 0 | 0 | 0 | 0 | 0 | 0 | 0 | 0 | 0 | 0 | 0 | 0 | 0 | 0 | 0 | 0 | 0 | 0 | 0 | 0 | 0 | 0 | 0 | 0 | 0 | 0 | 0 | 0 | 0 | 0 | 0 | 0 | 0 | 0 | 0 | 0 | 0 | 0 | 0 | 0 | 0 | 0 | 0 | 0 | 0 | 0 | 0 | 0 | 0 | 0 | 0 | 0 | 0 | 0 | 0 | 0 | 0 | 0 | 0 | 0 | 0 | 0 | 0 | 0 | 0 | 0 | 0 | 0 | 0 | 0 | 0 | 0 | 0 | 0 | 0 | 0 | 0 | 0 | 0 | 0 | 0 | 0 | 0 | 0 | 0 | 0 | 0 | 0 | 0 | 0 | 0 | 0 | 0 | 0 | 0 | 0 | 0 | 0 | 0 | 0 | 0 | 0 | 0 | 0 | 0 | 0 | 0 | 0 | 0 | 0 | 0 | 0 | 0 | 0 | 0 | 0 | 0 | 0 | 0 | 0 | 0 | 0 | 0 | 0 | 0 | 0 | 0 | 0 | 0 | 0 | 0 | 0 | 0 | 0 | 0 | 0 | 0 | 0 | 0 | 0 | 0 | 0 | 0 | 0 | 0 | 0 | 0 | 0 | 0 | 0 | 0 | 0 | 0 | 0 | 0 | 0 | 0 | 0 | 0 | 0 | 0 | 0 | 0 | 0 | 0 | 0 | 0 | 0 | 0 | 0 | 0 | 0 | 0 | 0 | 0 | 0 | 307.1908 | 307.1908 | 307.1908 | 307.1908 | 307.1908 | 307.1908 | 307.1908 | 307.1908 | 307.1908 | 307.1908 | 307.1908 | 307.1908 | 307.1908 | 307.1908 | 307.1908 | 307.1908 | 307.1908 | 307.1908 | 307.1908 | 307.1908 | 307.1908 | 307.1908 | 307.1908 | 307.1908 | 307.1908 | 307.1908 | 244.4055 | 244.4055 | 244.4055 | 244.4055 | 244.4055 | 244.4055 | 244.4055 | 244.4055 | 244.4055 | 244.4055 | 244.4055 | 244.4055 | 244.4055 | 244.4055 | 244.4055 | 244.4055 | 244.4055 | 244.4055 | 244.4055 | 244.4055 | 244.4055 | 244.4055 | 244.4055 | 244.4055 | 244.4055 | 244.4055
WA_Industrial_Paper and Printing_New_Process_Natural Gas_Steam Trap Maintenance_A | WA | Industrial | Paper and Printing | New | Process | Natural Gas | Steam Trap Maintenance | A | IM452 | Degrade performance | Cleaning and maintenance | 6 | 71.6855 | 0 | 0 | 107.68 | 0 | 0 | 0 | 53.8392 |  | sqft | 0% | 0% | Retrofit | RetroEven20 | 76.5% | TBD | 0.2% | 307.1908 |  | 244.4055 |  | 0 | IL TRM - 4.4.16 - CI-HVC-STRE-V07-210101 | IL TRM - 4.4.16 - CI-HVC-STRE-V07-210101 | IL TRM - 4.4.16 - CI-HVC-STRE-V07-210101 | Degrade performance | Degrade performance | Degrade performance | Degrade performance | Degrade performance | Degrade performance | Degrade performance | Degrade performance | Degrade performance | Degrade performance | Degrade performance | Degrade performance | Degrade performance | Degrade performance | Degrade performance | Degrade performance | Degrade performance | Degrade performance | Degrade performance | Degrade performance | Degrade performance | Degrade performance | Degrade performance | Degrade performance | Degrade performance | Degrade performance | Degrade performance | Degrade performance | Degrade performance | Degrade performance | Degrade performance | Cleaning and maintenance | Cleaning and maintenance | Cleaning and maintenance | Cleaning and maintenance | Cleaning and maintenance | Cleaning and maintenance | Cleaning and maintenance | Cleaning and maintenance | Cleaning and maintenance | Cleaning and maintenance | Cleaning and maintenance | Cleaning and maintenance | Cleaning and maintenance | Cleaning and maintenance | Cleaning and maintenance | Cleaning and maintenance | Cleaning and maintenance | Cleaning and maintenance | Cleaning and maintenance | Cleaning and maintenance | Cleaning and maintenance | Cleaning and maintenance | Cleaning and maintenance | Cleaning and maintenance | Cleaning and maintenance | Cleaning and maintenance | Cleaning and maintenance | Cleaning and maintenance | Cleaning and maintenance | Cleaning and maintenance | Cleaning and maintenance | 107.68 | 107.68 | 107.68 | 107.68 | 107.68 | 107.68 | 107.68 | 107.68 | 107.68 | 107.68 | 107.68 | 107.68 | 107.68 | 107.68 | 107.68 | 107.68 | 107.68 | 107.68 | 107.68 | 107.68 | 107.68 | 107.68 | 107.68 | 107.68 | 107.68 | 107.68 | 107.68 | 107.68 | 107.68 | 107.68 | 107.68 | 0 | 0 | 0 | 0 | 0 | 71.6338 | 71.5927 | 71.5579 | 71.5297 | 71.5029 | 71.4814 | 71.4678 | 71.4602 | 71.4567 | 71.4562 | 71.4579 | 71.4611 | 71.4654 | 71.4704 | 71.4759 | 71.4857 | 71.4947 | 71.5029 | 71.5103 | 71.5172 | 71.5235 | 71.5294 | 71.5348 | 71.6855 | 71.6855 | 71.6855 | 0 | 0 | 0 | 0 | 0 | 0 | 0 | 0 | 0 | 0 | 0 | 0 | 0 | 0 | 0 | 0 | 0 | 0 | 0 | 0 | 0 | 0 | 0 | 0 | 0 | 0 | 0 | 0 | 0 | 0 | 0 | 0 | 0 | 0 | 0 | 0 | 0 | 0 | 0 | 0 | 0 | 0 | 0 | 0 | 0 | 0 | 0 | 0 | 0 | 0 | 0 | 0 | 0 | 0 | 0 | 0 | 0 | 0 | 0 | 0 | 0 | 0 | 0 | 0 | 0 | 0 | 0 | 0 | 0 | 0 | 0 | 0 | 0 | 0 | 0 | 0 | 0 | 0 | 0 | 0 | 0 | 0 | 0 | 0 | 0 | 0 | 0 | 0 | 0 | 0 | 0 | 0 | 0 | 0 | 0 | 0 | 0 | 0 | 0 | 0 | 0 | 0 | 0 | 0 | 0 | 0 | 0 | 0 | 0 | 0 | 0 | 0 | 0 | 0 | 0 | 0 | 0 | 0 | 0 | 0 | 0 | 0 | 0 | 0 | 0 | 0 | 0 | 0 | 0 | 0 | 0 | 0 | 0 | 0 | 0 | 0 | 0 | 0 | 0 | 0 | 0 | 0 | 0 | 0 | 0 | 0 | 0 | 0 | 0 | 0 | 0 | 0 | 0 | 0 | 0 | 0 | 0 | 0 | 0 | 0 | 0 | 0 | 0 | 0 | 0 | 0 | 0 | 0 | 0 | 0 | 0 | 0 | 0 | 0 | 0 | 0 | 0 | 0 | 0 | 0 | 0 | 0 | 0 | 0 | 0 | 0 | 0 | 0 | 0 | 0 | 0 | 0 | 0 | 0 | 0 | 0 | 0 | 0 | 0 | 0 | 0 | 0 | 0 | 0 | 0 | 0 | 0 | 0 | 0 | 0 | 0 | 0 | 0 | 0 | 0 | 0 | 0 | 0 | 0 | 0 | 0 | 0 | 0 | 0 | 0 | 0 | 0 | 0 | 0 | 0 | 0 | 0 | 0 | 0 | 0 | 0 | 0 | 0 | 0 | 0 | 0 | 0 | 0 | 0 | 0 | 0 | 0 | 0 | 0 | 0 | 0 | 0 | 0 | 0 | 0 | 0 | 0 | 0 | 0 | 0 | 0 | 0 | 0 | 0 | 0 | 0 | 0 | 0 | 0 | 0 | 0 | 0 | 0 | 0 | 0 | 0 | 0 | 0 | 0 | 0 | 0 | 0 | 0 | 0 | 0 | 0 | 0 | 0 | 0 | 0 | 0 | 0 | 0 | 0 | 0 | 0 | 0 | 0 | 0 | 0 | 0 | 0 | 0 | 0 | 0 | 0 | 0 | 0 | 0 | 0 | 0 | 0 | 0 | 0 | 0 | 0 | 0 | 0 | 0 | 0 | 0 | 0 | 0 | 0 | 0 | 0 | 0 | 0 | 0 | 0 | 0 | 0 | 0 | 0 | 0 | 0 | 0 | 0 | 0 | 0 | 0 | 0 | 0 | 0 | 0 | 0 | 0 | 0 | 0 | 0 | 0 | 0 | 0 | 0 | 0 | 0 | 0 | 0 | 0 | 0 | 0 | 0 | 0 | 0 | 0 | 0 | 0 | 0 | 0 | 0 | 0 | 0 | 0 | 0 | 0 | 0 | 0 | 0 | 0 | 0 | 0 | 0 | 0 | 0 | 0 | 0 | 0 | 0 | 0 | 0 | 0 | 0 | 0 | 0 | 0 | 0 | 0 | 0 | 0 | 0 | 0 | 0 | 0 | 0 | 0 | 0 | 0 | 0 | 0 | 0 | 0 | 0 | 0 | 0 | 0 | 0 | 307.1908 | 307.1908 | 307.1908 | 307.1908 | 307.1908 | 307.1908 | 307.1908 | 307.1908 | 307.1908 | 307.1908 | 307.1908 | 307.1908 | 307.1908 | 307.1908 | 307.1908 | 307.1908 | 307.1908 | 307.1908 | 307.1908 | 307.1908 | 307.1908 | 307.1908 | 307.1908 | 307.1908 | 307.1908 | 307.1908 | 244.4055 | 244.4055 | 244.4055 | 244.4055 | 244.4055 | 244.4055 | 244.4055 | 244.4055 | 244.4055 | 244.4055 | 244.4055 | 244.4055 | 244.4055 | 244.4055 | 244.4055 | 244.4055 | 244.4055 | 244.4055 | 244.4055 | 244.4055 | 244.4055 | 244.4055 | 244.4055 | 244.4055 | 244.4055 | 244.4055
WA_Industrial_Paper and Printing_New_Space Heating_Natural Gas_Gas Boiler - High Turndown_A | WA | Industrial | Paper and Printing | New | Space Heating | Natural Gas | Gas Boiler - High Turndown | A | IM453 | No control | Turndown control installed | 15 | 131.6731 | 0 | 0 | 1540.41 | 0 | 0 | 0 | 770.2046 |  | sqft | 35% | 50% | Retrofit | Retro12Med | 84.73% | TBD | 0.2% | 2122.9659 |  | 1614.1272 |  | 0 | MN TRM 3.1 - Boiler Modifications, Space Heating Only v4.0 | MN TRM 3.1 - Boiler Modifications, Space Heating Only v4.0 | MN TRM 3.1 - Boiler Modifications, Space Heating Only v4.0 | No control | No control | No control | No control | No control | No control | No control | No control | No control | No control | No control | No control | No control | No control | No control | No control | No control | No control | No control | No control | No control | No control | No control | No control | No control | No control | No control | No control | No control | No control | No control | Turndown control installed | Turndown control installed | Turndown control installed | Turndown control installed | Turndown control installed | Turndown control installed | Turndown control installed | Turndown control installed | Turndown control installed | Turndown control installed | Turndown control installed | Turndown control installed | Turndown control installed | Turndown control installed | Turndown control installed | Turndown control installed | Turndown control installed | Turndown control installed | Turndown control installed | Turndown control installed | Turndown control installed | Turndown control installed | Turndown control installed | Turndown control installed | Turndown control installed | Turndown control installed | Turndown control installed | Turndown control installed | Turndown control installed | Turndown control installed | Turndown control installed | 1540.41 | 1540.41 | 1540.41 | 1540.41 | 1540.41 | 1540.41 | 1540.41 | 1540.41 | 1540.41 | 1540.41 | 1540.41 | 1540.41 | 1540.41 | 1540.41 | 1540.41 | 1540.41 | 1540.41 | 1540.41 | 1540.41 | 1540.41 | 1540.41 | 1540.41 | 1540.41 | 1540.41 | 1540.41 | 1540.41 | 1540.41 | 1540.41 | 1540.41 | 1540.41 | 1540.41 | 0 | 0 | 0 | 0 | 0 | 0 | 0 | 0 | 0 | 0 | 0 | 0 | 0 | 0 | 0 | 0 | 0 | 0 | 0 | 0 | 0 | 0 | 0 | 0 | 0 | 0 | 0 | 0 | 0 | 0 | 0 | 0 | 0 | 0 | 0 | 0 | 0 | 0 | 0 | 0 | 0 | 0 | 0 | 0 | 0 | 0 | 0 | 0 | 0 | 0 | 0 | 0 | 0 | 0 | 0 | 0 | 0 | 0 | 0 | 0 | 0 | 0 | 0 | 0 | 0 | 0 | 0 | 0 | 0 | 0 | 0 | 0 | 0 | 0 | 0 | 0 | 0 | 0 | 0 | 0 | 0 | 0 | 0 | 0 | 0 | 0 | 0 | 0 | 0 | 0 | 0 | 0 | 0 | 0 | 0 | 0 | 0 | 0 | 0 | 0 | 0 | 0 | 0 | 0 | 0 | 0 | 0 | 0 | 0 | 0 | 0 | 0 | 0 | 0 | 0 | 0 | 0 | 0 | 0 | 0 | 0 | 0 | 0 | 0 | 0 | 0 | 0 | 0 | 0 | 0 | 0 | 0 | 0 | 0 | 0 | 0 | 0 | 0 | 0 | 0 | 0 | 0 | 0 | 0 | 0 | 0 | 0 | 0 | 0 | 0 | 0 | 0 | 0 | 0 | 0 | 0 | 0 | 0 | 0 | 0 | 0 | 0 | 0 | 0 | 0 | 0 | 0 | 0 | 0 | 0 | 0 | 0 | 0 | 0 | 0 | 0 | 0 | 0 | 0 | 0 | 0 | 0 | 0 | 0 | 0 | 0 | 0 | 0 | 0 | 0 | 0 | 0 | 0 | 0 | 0 | 0 | 0 | 0 | 0 | 0 | 0 | 0 | 0 | 0 | 0 | 0 | 0 | 0 | 0 | 0 | 0 | 0 | 0 | 0 | 0 | 0 | 0 | 0 | 0 | 0 | 0 | 0 | 0 | 0 | 0 | 0 | 0 | 0 | 0 | 0 | 0 | 0 | 0 | 0 | 0 | 0 | 0 | 0 | 0 | 0 | 0 | 0 | 0 | 0 | 0 | 0 | 0 | 0 | 0 | 0 | 0 | 0 | 0 | 0 | 0 | 0 | 0 | 0 | 0 | 0 | 0 | 0 | 0 | 0 | 0 | 0 | 0 | 0 | 0 | 0 | 0 | 0 | 0 | 0 | 0 | 0 | 0 | 0 | 0 | 0 | 0 | 0 | 0 | 0 | 0 | 0 | 0 | 0 | 0 | 0 | 0 | 0 | 0 | 0 | 0 | 0 | 0 | 0 | 0 | 0 | 0 | 0 | 0 | 0 | 0 | 0 | 0 | 0 | 0 | 0 | 0 | 0 | 0 | 0 | 0 | 0 | 0 | 0 | 0 | 0 | 0 | 0 | 0 | 0 | 0 | 0 | 0 | 0 | 0 | 0 | 0 | 0 | 0 | 0 | 0 | 0 | 0 | 0 | 0 | 0 | 0 | 0 | 0 | 0 | 0 | 0 | 0 | 0 | 0 | 0 | 0 | 0 | 0 | 0 | 0 | 0 | 0 | 0 | 0 | 0 | 0 | 0 | 0 | 0 | 0 | 0 | 0 | 0 | 0 | 0 | 0 | 0 | 0 | 0 | 0 | 0 | 0 | 0 | 0 | 0 | 0 | 0 | 0 | 0 | 0 | 0 | 0 | 0 | 0 | 0 | 0 | 0 | 0 | 0 | 0 | 0 | 0 | 0 | 0 | 0 | 0 | 0 | 0 | 0 | 0 | 0 | 0 | 0 | 0 | 0 | 0 | 0 | 0 | 0 | 0 | 0 | 0 | 0 | 0 | 0 | 0 | 0 | 0 | 0 | 0 | 0 | 0 | 0 | 0 | 0 | 0 | 0 | 0 | 0 | 0 | 0 | 0 | 0 | 0 | 0 | 0 | 0 | 0 | 0 | 0 | 0 | 0 | 2122.9659 | 2122.9659 | 2122.9659 | 2122.9659 | 2122.9659 | 2122.9659 | 2122.9659 | 2122.9659 | 2122.9659 | 2122.9659 | 2122.9659 | 2122.9659 | 2122.9659 | 2122.9659 | 2122.9659 | 2122.9659 | 2122.9659 | 2122.9659 | 2122.9659 | 2122.9659 | 2122.9659 | 2122.9659 | 2122.9659 | 2122.9659 | 2122.9659 | 2122.9659 | 1614.1272 | 1614.1272 | 1614.1272 | 1614.1272 | 1614.1272 | 1614.1272 | 1614.1272 | 1614.1272 | 1614.1272 | 1614.1272 | 1614.1272 | 1614.1272 | 1614.1272 | 1614.1272 | 1614.1272 | 1614.1272 | 1614.1272 | 1614.1272 | 1614.1272 | 1614.1272 | 1614.1272 | 1614.1272 | 1614.1272 | 1614.1272 | 1614.1272 | 1614.1272
WA_Industrial_Paper and Printing_New_Process_Natural Gas_Gas Boiler - High Turndown_A | WA | Industrial | Paper and Printing | New | Process | Natural Gas | Gas Boiler - High Turndown | A | IM454 | No control | Turndown control installed | 15 | 76.093 | 0 | 0 | 1540.41 | 0 | 0 | 0 | 770.2046 |  | sqft | 35% | 50% | Retrofit | Retro12Med | 84.73% | TBD | 0.2% | 2122.9659 |  | 1614.1272 |  | 0.012344 | MN TRM 3.1 - Boiler Modifications, Space Heating Only v4.0 | MN TRM 3.1 - Boiler Modifications, Space Heating Only v4.0 | MN TRM 3.1 - Boiler Modifications, Space Heating Only v4.0 | No control | No control | No control | No control | No control | No control | No control | No control | No control | No control | No control | No control | No control | No control | No control | No control | No control | No control | No control | No control | No control | No control | No control | No control | No control | No control | No control | No control | No control | No control | No control | Turndown control installed | Turndown control installed | Turndown control installed | Turndown control installed | Turndown control installed | Turndown control installed | Turndown control installed | Turndown control installed | Turndown control installed | Turndown control installed | Turndown control installed | Turndown control installed | Turndown control installed | Turndown control installed | Turndown control installed | Turndown control installed | Turndown control installed | Turndown control installed | Turndown control installed | Turndown control installed | Turndown control installed | Turndown control installed | Turndown control installed | Turndown control installed | Turndown control installed | Turndown control installed | Turndown control installed | Turndown control installed | Turndown control installed | Turndown control installed | Turndown control installed | 1540.41 | 1540.41 | 1540.41 | 1540.41 | 1540.41 | 1540.41 | 1540.41 | 1540.41 | 1540.41 | 1540.41 | 1540.41 | 1540.41 | 1540.41 | 1540.41 | 1540.41 | 1540.41 | 1540.41 | 1540.41 | 1540.41 | 1540.41 | 1540.41 | 1540.41 | 1540.41 | 1540.41 | 1540.41 | 1540.41 | 1540.41 | 1540.41 | 1540.41 | 1540.41 | 1540.41 | 0 | 0 | 0 | 0 | 0 | 75.6518 | 75.2799 | 74.9476 | 74.6426 | 74.3528 | 74.1386 | 73.9794 | 73.8633 | 73.7815 | 73.726 | 73.6953 | 73.6835 | 73.6865 | 73.6989 | 73.7158 | 73.7598 | 73.802 | 73.8384 | 73.8697 | 73.8964 | 73.978 | 74.0536 | 74.1237 | 76.093 | 76.093 | 76.093 | 0.0066691 | 0.0078622 | 0.0090473 | 0.010218 | 0.011382 | 0.011295 | 0.009869 | 0.0085615 | 0.0073829 | 0.0063277 | 0.0054018 | 0.0045916 | 0.0038901 | 0.0032851 | 0.0027655 | 0.0065023 | 0.0077078 | 0.0089134 | 0.010112 | 0.011312 | 0.011271 | 0.0098789 | 0.0085917 | 0.0076142 | 0.0065308 | 0.0055776 | 0.0066691 | 0.014498 | 0.023482 | 0.033604 | 0.044856 | 0.056022 | 0.065771 | 0.074229 | 0.08153 | 0.087796 | 0.093162 | 0.097738 | 0.10163 | 0.10493 | 0.10772 | 0.10779 | 0.10785 | 0.1079 | 0.10795 | 0.10799 | 0.10811 | 0.10822 | 0.10832 | 0 | 0 | 0 | 0.088155 | 0.10444 | 0.12071 | 0.13689 | 0.15308 | 0.15236 | 0.1334 | 0.11591 | 0.10006 | 0.085827 | 0.073299 | 0.062315 | 0.052792 | 0.044574 | 0.037515 | 0.088155 | 0.10444 | 0.12071 | 0.13689 | 0.15308 | 0.15236 | 0.1334 | 0.11591 | 0.10006 | 0.085827 | 0.073299 | 0.088155 | 0.19259 | 0.31331 | 0.4502 | 0.60329 | 0.75564 | 0.88904 | 1.005 | 1.105 | 1.1908 | 1.2641 | 1.3265 | 1.3793 | 1.4238 | 1.4613 | 1.4613 | 1.4613 | 1.4613 | 1.4613 | 1.4613 | 1.4613 | 1.4613 | 1.4613 | 1.4613 | 1.4613 | 1.4613 | 0.0056736 | 0.0066936 | 0.0077077 | 0.0087106 | 0.0097085 | 0.0096388 | 0.0084243 | 0.0073099 | 0.0063046 | 0.0054042 | 0.0046137 | 0.0039218 | 0.0033226 | 0.0028058 | 0.0023619 | 0.0055529 | 0.0065818 | 0.0076107 | 0.0086339 | 0.0096579 | 0.009621 | 0.0084314 | 0.0073318 | 0.006472 | 0.0055512 | 0.0047409 | 0.0056736 | 0.012344 | 0.020005 | 0.028646 | 0.03826 | 0.047806 | 0.056143 | 0.063378 | 0.069623 | 0.074983 | 0.07957 | 0.083481 | 0.086806 | 0.089624 | 0.092004 | 0.09205 | 0.092095 | 0.092133 | 0.092167 | 0.092195 | 0.092281 | 0.092361 | 0.092436 | 0 | 0 | 0 | 0.074931 | 0.088773 | 0.10261 | 0.11636 | 0.13012 | 0.1295 | 0.11339 | 0.098524 | 0.085054 | 0.072953 | 0.062305 | 0.052967 | 0.044873 | 0.037888 | 0.031888 | 0.074931 | 0.088773 | 0.10261 | 0.11636 | 0.13012 | 0.1295 | 0.11339 | 0.098524 | 0.085054 | 0.072953 | 0.062305 | 0.074931 | 0.1637 | 0.26631 | 0.38267 | 0.51279 | 0.6423 | 0.75569 | 0.85421 | 0.93927 | 1.0122 | 1.0745 | 1.1275 | 1.1724 | 1.2103 | 1.2421 | 1.2421 | 1.2421 | 1.2421 | 1.2421 | 1.2421 | 1.2421 | 1.2421 | 1.2421 | 1.2421 | 1.2421 | 1.2421 | 0 | 0 | 0 | 0 | 0 | 0 | 0 | 0 | 0 | 0 | 0 | 0 | 0 | 0 | 0 | 0 | 0 | 0 | 0 | 0 | 0 | 0 | 0 | 0 | 0 | 0 | 0 | 0 | 0 | 0 | 0 | 0 | 0 | 0 | 0 | 0 | 0 | 0 | 0 | 0 | 0 | 0 | 0 | 0 | 0 | 0 | 0 | 0 | 0 | 0 | 0 | 0 | 0 | 0 | 0 | 0 | 0 | 0 | 0 | 0 | 0 | 0 | 0 | 0 | 0 | 0 | 0 | 0 | 0 | 0 | 0 | 0 | 0 | 0 | 0 | 0 | 0 | 0 | 0 | 0 | 0 | 0 | 0 | 0 | 0 | 0 | 0 | 0 | 0 | 0 | 0 | 0 | 0 | 0 | 0 | 0 | 0 | 0 | 0 | 0 | 0 | 0 | 0 | 0 | 0 | 0 | 0 | 0 | 0 | 0 | 0 | 0 | 0 | 0 | 0 | 0 | 0 | 0 | 0 | 0 | 0 | 0 | 0 | 0 | 0 | 0 | 0 | 0 | 0 | 0 | 0 | 0 | 0 | 0 | 0 | 0 | 0 | 0 | 0 | 0 | 0 | 0 | 0 | 0 | 0 | 0 | 0 | 0 | 0 | 0 | 0 | 0 | 0 | 0 | 0 | 0 | 0 | 0 | 0 | 0 | 0 | 0 | 0 | 0 | 0 | 0 | 0 | 0 | 0 | 0 | 0 | 0 | 0 | 0 | 0 | 0 | 0 | 0 | 0 | 0 | 0 | 0 | 0 | 0 | 0 | 0 | 0 | 0 | 0 | 0 | 0 | 0 | 0 | 0 | 0 | 0 | 0 | 0 | 0 | 0 | 0 | 0 | 0 | 0 | 0 | 0 | 0 | 0 | 2122.9659 | 2122.9659 | 2122.9659 | 2122.9659 | 2122.9659 | 2122.9659 | 2122.9659 | 2122.9659 | 2122.9659 | 2122.9659 | 2122.9659 | 2122.9659 | 2122.9659 | 2122.9659 | 2122.9659 | 2122.9659 | 2122.9659 | 2122.9659 | 2122.9659 | 2122.9659 | 2122.9659 | 2122.9659 | 2122.9659 | 2122.9659 | 2122.9659 | 2122.9659 | 1614.1272 | 1614.1272 | 1614.1272 | 1614.1272 | 1614.1272 | 1614.1272 | 1614.1272 | 1614.1272 | 1614.1272 | 1614.1272 | 1614.1272 | 1614.1272 | 1614.1272 | 1614.1272 | 1614.1272 | 1614.1272 | 1614.1272 | 1614.1272 | 1614.1272 | 1614.1272 | 1614.1272 | 1614.1272 | 1614.1272 | 1614.1272 | 1614.1272 | 1614.1272
WA_Industrial_Paper and Printing_New_Space Heating_Natural Gas_Gas Boiler - Burner Control Optimization_A | WA | Industrial | Paper and Printing | New | Space Heating | Natural Gas | Gas Boiler - Burner Control Optimization | A | IM455 | Average performance | Optimized burner controls | 18 | 38.1852 | 0 | 0 | 517.53 | 0 | 0 | 0 | 258.7644 |  | sqft | 5% | 85% | Retrofit | Retro3Slow | 83.58% | TBD | 0.2% | 2240.3907 |  | 1661.4861 |  | 0 | IL TRM - 4.4.22 - CI-HVC-O2TC-V01-140601 | GBLR_O2TRM-Heating-MEMD-2018-1 | IL TRM - 4.4.22 - CI-HVC-O2TC-V01-140601 | Average performance | Average performance | Average performance | Average performance | Average performance | Average performance | Average performance | Average performance | Average performance | Average performance | Average performance | Average performance | Average performance | Average performance | Average performance | Average performance | Average performance | Average performance | Average performance | Average performance | Average performance | Average performance | Average performance | Average performance | Average performance | Average performance | Average performance | Average performance | Average performance | Average performance | Average performance | Optimized burner controls | Optimized burner controls | Optimized burner controls | Optimized burner controls | Optimized burner controls | Optimized burner controls | Optimized burner controls | Optimized burner controls | Optimized burner controls | Optimized burner controls | Optimized burner controls | Optimized burner controls | Optimized burner controls | Optimized burner controls | Optimized burner controls | Optimized burner controls | Optimized burner controls | Optimized burner controls | Optimized burner controls | Optimized burner controls | Optimized burner controls | Optimized burner controls | Optimized burner controls | Optimized burner controls | Optimized burner controls | Optimized burner controls | Optimized burner controls | Optimized burner controls | Optimized burner controls | Optimized burner controls | Optimized burner controls | 517.53 | 517.53 | 517.53 | 517.53 | 517.53 | 517.53 | 517.53 | 517.53 | 517.53 | 517.53 | 517.53 | 517.53 | 517.53 | 517.53 | 517.53 | 517.53 | 517.53 | 517.53 | 517.53 | 517.53 | 517.53 | 517.53 | 517.53 | 517.53 | 517.53 | 517.53 | 517.53 | 517.53 | 517.53 | 517.53 | 517.53 | 0 | 0 | 0 | 0 | 0 | 0 | 0 | 0 | 0 | 0 | 0 | 0 | 0 | 0 | 0 | 0 | 0 | 0 | 0 | 0 | 0 | 0 | 0 | 0 | 0 | 0 | 0 | 0 | 0 | 0 | 0 | 0 | 0 | 0 | 0 | 0 | 0 | 0 | 0 | 0 | 0 | 0 | 0 | 0 | 0 | 0 | 0 | 0 | 0 | 0 | 0 | 0 | 0 | 0 | 0 | 0 | 0 | 0 | 0 | 0 | 0 | 0 | 0 | 0 | 0 | 0 | 0 | 0 | 0 | 0 | 0 | 0 | 0 | 0 | 0 | 0 | 0 | 0 | 0 | 0 | 0 | 0 | 0 | 0 | 0 | 0 | 0 | 0 | 0 | 0 | 0 | 0 | 0 | 0 | 0 | 0 | 0 | 0 | 0 | 0 | 0 | 0 | 0 | 0 | 0 | 0 | 0 | 0 | 0 | 0 | 0 | 0 | 0 | 0 | 0 | 0 | 0 | 0 | 0 | 0 | 0 | 0 | 0 | 0 | 0 | 0 | 0 | 0 | 0 | 0 | 0 | 0 | 0 | 0 | 0 | 0 | 0 | 0 | 0 | 0 | 0 | 0 | 0 | 0 | 0 | 0 | 0 | 0 | 0 | 0 | 0 | 0 | 0 | 0 | 0 | 0 | 0 | 0 | 0 | 0 | 0 | 0 | 0 | 0 | 0 | 0 | 0 | 0 | 0 | 0 | 0 | 0 | 0 | 0 | 0 | 0 | 0 | 0 | 0 | 0 | 0 | 0 | 0 | 0 | 0 | 0 | 0 | 0 | 0 | 0 | 0 | 0 | 0 | 0 | 0 | 0 | 0 | 0 | 0 | 0 | 0 | 0 | 0 | 0 | 0 | 0 | 0 | 0 | 0 | 0 | 0 | 0 | 0 | 0 | 0 | 0 | 0 | 0 | 0 | 0 | 0 | 0 | 0 | 0 | 0 | 0 | 0 | 0 | 0 | 0 | 0 | 0 | 0 | 0 | 0 | 0 | 0 | 0 | 0 | 0 | 0 | 0 | 0 | 0 | 0 | 0 | 0 | 0 | 0 | 0 | 0 | 0 | 0 | 0 | 0 | 0 | 0 | 0 | 0 | 0 | 0 | 0 | 0 | 0 | 0 | 0 | 0 | 0 | 0 | 0 | 0 | 0 | 0 | 0 | 0 | 0 | 0 | 0 | 0 | 0 | 0 | 0 | 0 | 0 | 0 | 0 | 0 | 0 | 0 | 0 | 0 | 0 | 0 | 0 | 0 | 0 | 0 | 0 | 0 | 0 | 0 | 0 | 0 | 0 | 0 | 0 | 0 | 0 | 0 | 0 | 0 | 0 | 0 | 0 | 0 | 0 | 0 | 0 | 0 | 0 | 0 | 0 | 0 | 0 | 0 | 0 | 0 | 0 | 0 | 0 | 0 | 0 | 0 | 0 | 0 | 0 | 0 | 0 | 0 | 0 | 0 | 0 | 0 | 0 | 0 | 0 | 0 | 0 | 0 | 0 | 0 | 0 | 0 | 0 | 0 | 0 | 0 | 0 | 0 | 0 | 0 | 0 | 0 | 0 | 0 | 0 | 0 | 0 | 0 | 0 | 0 | 0 | 0 | 0 | 0 | 0 | 0 | 0 | 0 | 0 | 0 | 0 | 0 | 0 | 0 | 0 | 0 | 0 | 0 | 0 | 0 | 0 | 0 | 0 | 0 | 0 | 0 | 0 | 0 | 0 | 0 | 0 | 0 | 0 | 0 | 0 | 0 | 0 | 0 | 0 | 0 | 0 | 0 | 0 | 0 | 0 | 0 | 0 | 0 | 0 | 0 | 0 | 0 | 0 | 0 | 0 | 0 | 0 | 0 | 0 | 0 | 0 | 0 | 0 | 0 | 0 | 0 | 0 | 0 | 0 | 0 | 0 | 0 | 0 | 0 | 0 | 0 | 2240.3907 | 2240.3907 | 2240.3907 | 2240.3907 | 2240.3907 | 2240.3907 | 2240.3907 | 2240.3907 | 2240.3907 | 2240.3907 | 2240.3907 | 2240.3907 | 2240.3907 | 2240.3907 | 2240.3907 | 2240.3907 | 2240.3907 | 2240.3907 | 2240.3907 | 2240.3907 | 2240.3907 | 2240.3907 | 2240.3907 | 2240.3907 | 2240.3907 | 2240.3907 | 1661.4861 | 1661.4861 | 1661.4861 | 1661.4861 | 1661.4861 | 1661.4861 | 1661.4861 | 1661.4861 | 1661.4861 | 1661.4861 | 1661.4861 | 1661.4861 | 1661.4861 | 1661.4861 | 1661.4861 | 1661.4861 | 1661.4861 | 1661.4861 | 1661.4861 | 1661.4861 | 1661.4861 | 1661.4861 | 1661.4861 | 1661.4861 | 1661.4861 | 1661.4861
WA_Industrial_Paper and Printing_New_Process_Natural Gas_Gas Boiler - Burner Control Optimization_A | WA | Industrial | Paper and Printing | New | Process | Natural Gas | Gas Boiler - Burner Control Optimization | A | IM456 | Average performance | Optimized burner controls | 18 | 22.067 | 0 | 0 | 517.53 | 0 | 0 | 0 | 258.7644 |  | sqft | 5% | 85% | Retrofit | Retro3Slow | 83.58% | TBD | 0.2% | 2240.3907 |  | 1661.4861 |  | 0.0012646 | IL TRM - 4.4.22 - CI-HVC-O2TC-V01-140601 | GBLR_O2TRM-Heating-MEMD-2018-1 | IL TRM - 4.4.22 - CI-HVC-O2TC-V01-140601 | Average performance | Average performance | Average performance | Average performance | Average performance | Average performance | Average performance | Average performance | Average performance | Average performance | Average performance | Average performance | Average performance | Average performance | Average performance | Average performance | Average performance | Average performance | Average performance | Average performance | Average performance | Average performance | Average performance | Average performance | Average performance | Average performance | Average performance | Average performance | Average performance | Average performance | Average performance | Optimized burner controls | Optimized burner controls | Optimized burner controls | Optimized burner controls | Optimized burner controls | Optimized burner controls | Optimized burner controls | Optimized burner controls | Optimized burner controls | Optimized burner controls | Optimized burner controls | Optimized burner controls | Optimized burner controls | Optimized burner controls | Optimized burner controls | Optimized burner controls | Optimized burner controls | Optimized burner controls | Optimized burner controls | Optimized burner controls | Optimized burner controls | Optimized burner controls | Optimized burner controls | Optimized burner controls | Optimized burner controls | Optimized burner controls | Optimized burner controls | Optimized burner controls | Optimized burner controls | Optimized burner controls | Optimized burner controls | 517.53 | 517.53 | 517.53 | 517.53 | 517.53 | 517.53 | 517.53 | 517.53 | 517.53 | 517.53 | 517.53 | 517.53 | 517.53 | 517.53 | 517.53 | 517.53 | 517.53 | 517.53 | 517.53 | 517.53 | 517.53 | 517.53 | 517.53 | 517.53 | 517.53 | 517.53 | 517.53 | 517.53 | 517.53 | 517.53 | 517.53 | 0 | 0 | 0 | 0 | 0 | 21.9338 | 21.8217 | 21.7215 | 21.6296 | 21.5423 | 21.4776 | 21.4298 | 21.3951 | 21.3709 | 21.3547 | 21.346 | 21.3429 | 21.3442 | 21.3484 | 21.3539 | 21.3677 | 21.381 | 21.3924 | 21.4023 | 21.4109 | 21.4352 | 21.4578 | 21.4787 | 22.067 | 22.067 | 22.067 | 0.00052159 | 0.00096638 | 0.0022237 | 0.0043944 | 0.0076132 | 0.011751 | 0.016333 | 0.020662 | 0.023985 | 0.025696 | 0.025592 | 0.023793 | 0.020751 | 0.017038 | 0.013211 | 0.0097118 | 0.006783 | 0.0045118 | 0.0028648 | 0.0020195 | 0.0021944 | 0.0043595 | 0.0075907 | 0.012074 | 0.016818 | 0.021311 | 0.00052159 | 0.0014853 | 0.0037022 | 0.0080809 | 0.015661 | 0.027366 | 0.043637 | 0.064229 | 0.088141 | 0.11377 | 0.13932 | 0.16309 | 0.18385 | 0.20092 | 0.21419 | 0.22404 | 0.23096 | 0.23559 | 0.23806 | 0.23922 | 0.2395 | 0.23975 | 0.23998 | 0 | 0 | 0 | 0.02378 | 0.044285 | 0.10237 | 0.20317 | 0.35341 | 0.54713 | 0.76215 | 0.96574 | 1.1223 | 1.2033 | 1.1989 | 1.1148 | 0.97222 | 0.79808 | 0.61866 | 0.45451 | 0.31724 | 0.21091 | 0.13385 | 0.094323 | 0.10237 | 0.20317 | 0.35341 | 0.54713 | 0.76215 | 0.96574 | 0.02378 | 0.068065 | 0.17044 | 0.3736 | 0.72701 | 1.2741 | 2.0363 | 3.002 | 4.1243 | 5.3276 | 6.5265 | 7.6413 | 8.6135 | 9.4116 | 10.0303 | 10.4848 | 10.802 | 11.0129 | 11.123 | 11.173 | 11.173 | 11.173 | 11.173 | 11.173 | 11.173 | 11.173 | 0.00044375 | 0.0008228 | 0.0018946 | 0.0037465 | 0.0064947 | 0.010029 | 0.013944 | 0.017645 | 0.020485 | 0.021949 | 0.021862 | 0.020326 | 0.017727 | 0.014554 | 0.011285 | 0.0082951 | 0.005793 | 0.003853 | 0.0024463 | 0.0017244 | 0.0018734 | 0.0037212 | 0.0064784 | 0.010263 | 0.014296 | 0.018114 | 0.00044375 | 0.0012646 | 0.0031543 | 0.0068895 | 0.01336 | 0.023356 | 0.037256 | 0.054849 | 0.075282 | 0.097183 | 0.11901 | 0.13932 | 0.15706 | 0.17164 | 0.18296 | 0.19136 | 0.19725 | 0.20119 | 0.20328 | 0.20427 | 0.20446 | 0.20465 | 0.20482 | 0 | 0 | 0 | 0.020213 | 0.037642 | 0.087017 | 0.17269 | 0.3004 | 0.46506 | 0.64783 | 0.82087 | 0.95396 | 1.0228 | 1.0191 | 0.94758 | 0.82639 | 0.67836 | 0.52586 | 0.38633 | 0.26966 | 0.17927 | 0.11378 | 0.080175 | 0.087017 | 0.17269 | 0.3004 | 0.46506 | 0.64783 | 0.82087 | 0.020213 | 0.057856 | 0.14487 | 0.31756 | 0.61796 | 1.083 | 1.7309 | 2.5517 | 3.5057 | 4.5285 | 5.5475 | 6.4951 | 7.3215 | 7.9999 | 8.5257 | 8.9121 | 9.1817 | 9.361 | 9.4546 | 9.4971 | 9.4971 | 9.4971 | 9.4971 | 9.4971 | 9.4971 | 9.4971 | 0 | 0 | 0 | 0 | 0 | 0 | 0 | 0 | 0 | 0 | 0 | 0 | 0 | 0 | 0 | 0 | 0 | 0 | 0 | 0 | 0 | 0 | 0 | 0 | 0 | 0 | 0 | 0 | 0 | 0 | 0 | 0 | 0 | 0 | 0 | 0 | 0 | 0 | 0 | 0 | 0 | 0 | 0 | 0 | 0 | 0 | 0 | 0 | 0 | 0 | 0 | 0 | 0 | 0 | 0 | 0 | 0 | 0 | 0 | 0 | 0 | 0 | 0 | 0 | 0 | 0 | 0 | 0 | 0 | 0 | 0 | 0 | 0 | 0 | 0 | 0 | 0 | 0 | 0 | 0 | 0 | 0 | 0 | 0 | 0 | 0 | 0 | 0 | 0 | 0 | 0 | 0 | 0 | 0 | 0 | 0 | 0 | 0 | 0 | 0 | 0 | 0 | 0 | 0 | 0 | 0 | 0 | 0 | 0 | 0 | 0 | 0 | 0 | 0 | 0 | 0 | 0 | 0 | 0 | 0 | 0 | 0 | 0 | 0 | 0 | 0 | 0 | 0 | 0 | 0 | 0 | 0 | 0 | 0 | 0 | 0 | 0 | 0 | 0 | 0 | 0 | 0 | 0 | 0 | 0 | 0 | 0 | 0 | 0 | 0 | 0 | 0 | 0 | 0 | 0 | 0 | 0 | 0 | 0 | 0 | 0 | 0 | 0 | 0 | 0 | 0 | 0 | 0 | 0 | 0 | 0 | 0 | 0 | 0 | 0 | 0 | 0 | 0 | 0 | 0 | 0 | 0 | 0 | 0 | 0 | 0 | 0 | 0 | 0 | 0 | 0 | 0 | 0 | 0 | 0 | 0 | 0 | 0 | 0 | 0 | 0 | 0 | 0 | 0 | 0 | 0 | 0 | 0 | 2240.3907 | 2240.3907 | 2240.3907 | 2240.3907 | 2240.3907 | 2240.3907 | 2240.3907 | 2240.3907 | 2240.3907 | 2240.3907 | 2240.3907 | 2240.3907 | 2240.3907 | 2240.3907 | 2240.3907 | 2240.3907 | 2240.3907 | 2240.3907 | 2240.3907 | 2240.3907 | 2240.3907 | 2240.3907 | 2240.3907 | 2240.3907 | 2240.3907 | 2240.3907 | 1661.4861 | 1661.4861 | 1661.4861 | 1661.4861 | 1661.4861 | 1661.4861 | 1661.4861 | 1661.4861 | 1661.4861 | 1661.4861 | 1661.4861 | 1661.4861 | 1661.4861 | 1661.4861 | 1661.4861 | 1661.4861 | 1661.4861 | 1661.4861 | 1661.4861 | 1661.4861 | 1661.4861 | 1661.4861 | 1661.4861 | 1661.4861 | 1661.4861 | 1661.4861
WA_Industrial_Paper and Printing_New_Space Heating_Natural Gas_HVAC - Demand Controlled Ventilation_A | WA | Industrial | Paper and Printing | New | Space Heating | Natural Gas | HVAC - Demand Controlled Ventilation | A | IM457 | Constant ventilation | DCV enabled | 6 | 0.041334 | 0 | 0 | 0.29 | 0.01 | 0 | 0 | 0.14435 |  | sqft | 55% | 75% | Retrofit | RetroEven20 | 76.5% | TBD | 0.2% | 0 |  | 0 |  | 0 | IL TRM v11 - 4.4.19 - Demand Controlled Ventilation - CI-HVC-DCV-V06-220101 | IL TRM v11 - 4.4.19 - Demand Controlled Ventilation - CI-HVC-DCV-V06-220101 | IL TRM v11 - 4.4.19 - Demand Controlled Ventilation - CI-HVC-DCV-V06-220101 | Constant ventilation | Constant ventilation | Constant ventilation | Constant ventilation | Constant ventilation | Constant ventilation | Constant ventilation | Constant ventilation | Constant ventilation | Constant ventilation | Constant ventilation | Constant ventilation | Constant ventilation | Constant ventilation | Constant ventilation | Constant ventilation | Constant ventilation | Constant ventilation | Constant ventilation | Constant ventilation | Constant ventilation | Constant ventilation | Constant ventilation | Constant ventilation | Constant ventilation | Constant ventilation | Constant ventilation | Constant ventilation | Constant ventilation | Constant ventilation | Constant ventilation | DCV enabled | DCV enabled | DCV enabled | DCV enabled | DCV enabled | DCV enabled | DCV enabled | DCV enabled | DCV enabled | DCV enabled | DCV enabled | DCV enabled | DCV enabled | DCV enabled | DCV enabled | DCV enabled | DCV enabled | DCV enabled | DCV enabled | DCV enabled | DCV enabled | DCV enabled | DCV enabled | DCV enabled | DCV enabled | DCV enabled | DCV enabled | DCV enabled | DCV enabled | DCV enabled | DCV enabled | 0.29 | 0.29 | 0.29 | 0.29 | 0.29 | 0.29 | 0.29 | 0.29 | 0.29 | 0.29 | 0.29 | 0.29 | 0.29 | 0.29 | 0.29 | 0.29 | 0.29 | 0.29 | 0.29 | 0.29 | 0.29 | 0.29 | 0.29 | 0.29 | 0.29 | 0.29 | 0.29 | 0.29 | 0.29 | 0.29 | 0.29 | 0 | 0 | 0 | 0 | 0 | 0 | 0 | 0 | 0 | 0 | 0 | 0 | 0 | 0 | 0 | 0 | 0 | 0 | 0 | 0 | 0 | 0 | 0 | 0 | 0 | 0 | 0 | 0 | 0 | 0 | 0 | 0 | 0 | 0 | 0 | 0 | 0 | 0 | 0 | 0 | 0 | 0 | 0 | 0 | 0 | 0 | 0 | 0 | 0 | 0 | 0 | 0 | 0 | 0 | 0 | 0 | 0 | 0 | 0 | 0 | 0 | 0 | 0 | 0 | 0 | 0 | 0 | 0 | 0 | 0 | 0 | 0 | 0 | 0 | 0 | 0 | 0 | 0 | 0 | 0 | 0 | 0 | 0 | 0 | 0 | 0 | 0 | 0 | 0 | 0 | 0 | 0 | 0 | 0 | 0 | 0 | 0 | 0 | 0 | 0 | 0 | 0 | 0 | 0 | 0 | 0 | 0 | 0 | 0 | 0 | 0 | 0 | 0 | 0 | 0 | 0 | 0 | 0 | 0 | 0 | 0 | 0 | 0 | 0 | 0 | 0 | 0 | 0 | 0 | 0 | 0 | 0 | 0 | 0 | 0 | 0 | 0 | 0 | 0 | 0 | 0 | 0 | 0 | 0 | 0 | 0 | 0 | 0 | 0 | 0 | 0 | 0 | 0 | 0 | 0 | 0 | 0 | 0 | 0 | 0 | 0 | 0 | 0 | 0 | 0 | 0 | 0 | 0 | 0 | 0 | 0 | 0 | 0 | 0 | 0 | 0 | 0 | 0 | 0 | 0 | 0 | 0 | 0 | 0 | 0 | 0 | 0 | 0 | 0 | 0 | 0 | 0 | 0 | 0 | 0 | 0 | 0 | 0 | 0 | 0 | 0 | 0 | 0 | 0 | 0 | 0 | 0 | 0 | 0 | 0 | 0 | 0 | 0 | 0 | 0 | 0 | 0 | 0 | 0 | 0 | 0 | 0 | 0 | 0 | 0 | 0 | 0 | 0 | 0 | 0 | 0 | 0 | 0 | 0 | 0 | 0 | 0 | 0 | 0 | 0 | 0 | 0 | 0 | 0 | 0 | 0 | 0 | 0 | 0 | 0 | 0 | 0 | 0 | 0 | 0 | 0 | 0 | 0 | 0 | 0 | 0 | 0 | 0 | 0 | 0 | 0 | 0 | 0 | 0 | 0 | 0 | 0 | 0 | 0 | 0 | 0 | 0 | 0 | 0 | 0 | 0 | 0 | 0 | 0 | 0 | 0 | 0 | 0 | 0 | 0 | 0 | 0 | 0 | 0 | 0 | 0 | 0 | 0 | 0 | 0 | 0 | 0 | 0 | 0 | 0 | 0 | 0 | 0 | 0 | 0 | 0 | 0 | 0 | 0 | 0 | 0 | 0 | 0 | 0 | 0 | 0 | 0 | 0 | 0 | 0 | 0 | 0 | 0 | 0 | 0 | 0 | 0 | 0 | 0 | 0 | 0 | 0 | 0 | 0 | 0 | 0 | 0 | 0 | 0 | 0 | 0 | 0 | 0 | 0 | 0 | 0 | 0 | 0 | 0 | 0 | 0 | 0 | 0 | 0 | 0 | 0 | 0 | 0 | 0 | 0 | 0 | 0 | 0 | 0 | 0 | 0 | 0 | 0 | 0 | 0 | 0 | 0 | 0 | 0 | 0 | 0 | 0 | 0 | 0 | 0 | 0 | 0 | 0 | 0 | 0 | 0 | 0 | 0 | 0 | 0 | 0 | 0 | 0 | 0 | 0 | 0 | 0 | 0 | 0 | 0 | 0 | 0 | 0 | 0 | 0 | 0 | 0 | 0 | 0 | 0 | 0 | 0 | 0 | 0 | 0 | 0 | 0 | 0 | 0 | 0 | 0 | 0 | 0 | 0 | 0 | 0 | 0 | 0 | 0 | 0 | 0 | 0 | 0 | 0 | 0 | 0 | 0 | 0 | 0 | 0 | 0 | 0 | 0 | 0 | 0 | 0 | 0 | 0 | 0 | 0 | 0 | 0 | 0 | 0 | 0 | 0 | 0 | 0 | 0 | 0 | 0 | 0 | 0 | 0 | 0 | 0 | 0 | 0 | 0 | 0 | 0 | 0 | 0 | 0 | 0 | 0 | 0 | 0 | 0 | 0 | 0 | 0 | 0 | 0 | 0 | 0 | 0 | 0 | 0 | 0 | 0 | 0 | 0 | 0
WA_Industrial_Paper and Printing_New_Space Heating_Natural Gas_Gas Boiler - Stack Economizer_A | WA | Industrial | Paper and Printing | New | Space Heating | Natural Gas | Gas Boiler - Stack Economizer | A | IM458 | None | Economizer installed | 15 | 96.1214 | 0 | 0 | 12.08 | 0 | 0 | 0 | 6.0392 |  | sqft | 15% | 55% | Retrofit | Retro12Med | 84.73% | TBD | 0.2% | 17.3421 |  | 13.1855 |  | 0 | IL TRM - 4.4.28 - CI-HVC-BECO-V02-210101 | XCEL CO 2019-2020 DSM Plan | IL TRM - 4.4.28 - CI-HVC-BECO-V02-210101 | None | None | None | None | None | None | None | None | None | None | None | None | None | None | None | None | None | None | None | None | None | None | None | None | None | None | None | None | None | None | None | Economizer installed | Economizer installed | Economizer installed | Economizer installed | Economizer installed | Economizer installed | Economizer installed | Economizer installed | Economizer installed | Economizer installed | Economizer installed | Economizer installed | Economizer installed | Economizer installed | Economizer installed | Economizer installed | Economizer installed | Economizer installed | Economizer installed | Economizer installed | Economizer installed | Economizer installed | Economizer installed | Economizer installed | Economizer installed | Economizer installed | Economizer installed | Economizer installed | Economizer installed | Economizer installed | Economizer installed | 12.08 | 12.08 | 12.08 | 12.08 | 12.08 | 12.08 | 12.08 | 12.08 | 12.08 | 12.08 | 12.08 | 12.08 | 12.08 | 12.08 | 12.08 | 12.08 | 12.08 | 12.08 | 12.08 | 12.08 | 12.08 | 12.08 | 12.08 | 12.08 | 12.08 | 12.08 | 12.08 | 12.08 | 12.08 | 12.08 | 12.08 | 0 | 0 | 0 | 0 | 0 | 0 | 0 | 0 | 0 | 0 | 0 | 0 | 0 | 0 | 0 | 0 | 0 | 0 | 0 | 0 | 0 | 0 | 0 | 0 | 0 | 0 | 0 | 0 | 0 | 0 | 0 | 0 | 0 | 0 | 0 | 0 | 0 | 0 | 0 | 0 | 0 | 0 | 0 | 0 | 0 | 0 | 0 | 0 | 0 | 0 | 0 | 0 | 0 | 0 | 0 | 0 | 0 | 0 | 0 | 0 | 0 | 0 | 0 | 0 | 0 | 0 | 0 | 0 | 0 | 0 | 0 | 0 | 0 | 0 | 0 | 0 | 0 | 0 | 0 | 0 | 0 | 0 | 0 | 0 | 0 | 0 | 0 | 0 | 0 | 0 | 0 | 0 | 0 | 0 | 0 | 0 | 0 | 0 | 0 | 0 | 0 | 0 | 0 | 0 | 0 | 0 | 0 | 0 | 0 | 0 | 0 | 0 | 0 | 0 | 0 | 0 | 0 | 0 | 0 | 0 | 0 | 0 | 0 | 0 | 0 | 0 | 0 | 0 | 0 | 0 | 0 | 0 | 0 | 0 | 0 | 0 | 0 | 0 | 0 | 0 | 0 | 0 | 0 | 0 | 0 | 0 | 0 | 0 | 0 | 0 | 0 | 0 | 0 | 0 | 0 | 0 | 0 | 0 | 0 | 0 | 0 | 0 | 0 | 0 | 0 | 0 | 0 | 0 | 0 | 0 | 0 | 0 | 0 | 0 | 0 | 0 | 0 | 0 | 0 | 0 | 0 | 0 | 0 | 0 | 0 | 0 | 0 | 0 | 0 | 0 | 0 | 0 | 0 | 0 | 0 | 0 | 0 | 0 | 0 | 0 | 0 | 0 | 0 | 0 | 0 | 0 | 0 | 0 | 0 | 0 | 0 | 0 | 0 | 0 | 0 | 0 | 0 | 0 | 0 | 0 | 0 | 0 | 0 | 0 | 0 | 0 | 0 | 0 | 0 | 0 | 0 | 0 | 0 | 0 | 0 | 0 | 0 | 0 | 0 | 0 | 0 | 0 | 0 | 0 | 0 | 0 | 0 | 0 | 0 | 0 | 0 | 0 | 0 | 0 | 0 | 0 | 0 | 0 | 0 | 0 | 0 | 0 | 0 | 0 | 0 | 0 | 0 | 0 | 0 | 0 | 0 | 0 | 0 | 0 | 0 | 0 | 0 | 0 | 0 | 0 | 0 | 0 | 0 | 0 | 0 | 0 | 0 | 0 | 0 | 0 | 0 | 0 | 0 | 0 | 0 | 0 | 0 | 0 | 0 | 0 | 0 | 0 | 0 | 0 | 0 | 0 | 0 | 0 | 0 | 0 | 0 | 0 | 0 | 0 | 0 | 0 | 0 | 0 | 0 | 0 | 0 | 0 | 0 | 0 | 0 | 0 | 0 | 0 | 0 | 0 | 0 | 0 | 0 | 0 | 0 | 0 | 0 | 0 | 0 | 0 | 0 | 0 | 0 | 0 | 0 | 0 | 0 | 0 | 0 | 0 | 0 | 0 | 0 | 0 | 0 | 0 | 0 | 0 | 0 | 0 | 0 | 0 | 0 | 0 | 0 | 0 | 0 | 0 | 0 | 0 | 0 | 0 | 0 | 0 | 0 | 0 | 0 | 0 | 0 | 0 | 0 | 0 | 0 | 0 | 0 | 0 | 0 | 0 | 0 | 0 | 0 | 0 | 0 | 0 | 0 | 0 | 0 | 0 | 0 | 0 | 0 | 0 | 0 | 0 | 0 | 0 | 0 | 0 | 0 | 0 | 0 | 0 | 0 | 0 | 0 | 0 | 0 | 0 | 0 | 0 | 0 | 0 | 0 | 0 | 0 | 0 | 0 | 0 | 0 | 0 | 0 | 0 | 0 | 0 | 0 | 0 | 0 | 0 | 0 | 0 | 0 | 0 | 0 | 0 | 0 | 0 | 0 | 17.3421 | 17.3421 | 17.3421 | 17.3421 | 17.3421 | 17.3421 | 17.3421 | 17.3421 | 17.3421 | 17.3421 | 17.3421 | 17.3421 | 17.3421 | 17.3421 | 17.3421 | 17.3421 | 17.3421 | 17.3421 | 17.3421 | 17.3421 | 17.3421 | 17.3421 | 17.3421 | 17.3421 | 17.3421 | 17.3421 | 13.1855 | 13.1855 | 13.1855 | 13.1855 | 13.1855 | 13.1855 | 13.1855 | 13.1855 | 13.1855 | 13.1855 | 13.1855 | 13.1855 | 13.1855 | 13.1855 | 13.1855 | 13.1855 | 13.1855 | 13.1855 | 13.1855 | 13.1855 | 13.1855 | 13.1855 | 13.1855 | 13.1855 | 13.1855 | 13.1855
WA_Industrial_Paper and Printing_New_Process_Natural Gas_Gas Boiler - Stack Economizer_A | WA | Industrial | Paper and Printing | New | Process | Natural Gas | Gas Boiler - Stack Economizer | A | IM459 | None | Economizer installed | 15 | 73.0493 | 0 | 0 | 12.08 | 0 | 0 | 0 | 6.0392 |  | sqft | 15% | 55% | Retrofit | Retro12Med | 84.73% | TBD | 0.2% | 17.3421 |  | 13.1855 |  | 0.031884 | IL TRM - 4.4.28 - CI-HVC-BECO-V02-210101 | XCEL CO 2019-2020 DSM Plan | IL TRM - 4.4.29 - CI-HVC-PECO-V01-150601 | None | None | None | None | None | None | None | None | None | None | None | None | None | None | None | None | None | None | None | None | None | None | None | None | None | None | None | None | None | None | None | Economizer installed | Economizer installed | Economizer installed | Economizer installed | Economizer installed | Economizer installed | Economizer installed | Economizer installed | Economizer installed | Economizer installed | Economizer installed | Economizer installed | Economizer installed | Economizer installed | Economizer installed | Economizer installed | Economizer installed | Economizer installed | Economizer installed | Economizer installed | Economizer installed | Economizer installed | Economizer installed | Economizer installed | Economizer installed | Economizer installed | Economizer installed | Economizer installed | Economizer installed | Economizer installed | Economizer installed | 12.08 | 12.08 | 12.08 | 12.08 | 12.08 | 12.08 | 12.08 | 12.08 | 12.08 | 12.08 | 12.08 | 12.08 | 12.08 | 12.08 | 12.08 | 12.08 | 12.08 | 12.08 | 12.08 | 12.08 | 12.08 | 12.08 | 12.08 | 12.08 | 12.08 | 12.08 | 12.08 | 12.08 | 12.08 | 12.08 | 12.08 | 0 | 0 | 0 | 0 | 0 | 73.0407 | 73.0361 | 73.0337 | 73.0356 | 73.037 | 73.0382 | 73.0391 | 73.0399 | 73.0406 | 73.0412 | 73.0417 | 73.0422 | 73.0426 | 73.0429 | 73.0432 | 73.0435 | 73.0438 | 73.044 | 73.0442 | 73.0444 | 73.0446 | 73.0448 | 73.0449 | 73.0493 | 73.0493 | 73.0493 | 0.01717 | 0.020341 | 0.02351 | 0.026662 | 0.029815 | 0.029674 | 0.025983 | 0.022576 | 0.01949 | 0.016717 | 0.014277 | 0.012138 | 0.010283 | 0.0086822 | 0.0073073 | 0.017171 | 0.020343 | 0.023513 | 0.026665 | 0.029818 | 0.029677 | 0.025985 | 0.022578 | 0.019492 | 0.016719 | 0.014279 | 0.01717 | 0.03751 | 0.061019 | 0.087682 | 0.1175 | 0.14718 | 0.17316 | 0.19574 | 0.21523 | 0.23195 | 0.24623 | 0.25837 | 0.26865 | 0.27733 | 0.28464 | 0.28464 | 0.28464 | 0.28465 | 0.28465 | 0.28465 | 0.28465 | 0.28465 | 0.28465 | 0 | 0 | 0 | 0.23508 | 0.2785 | 0.32191 | 0.36505 | 0.40822 | 0.40628 | 0.35574 | 0.30909 | 0.26684 | 0.22887 | 0.19547 | 0.16617 | 0.14078 | 0.11886 | 0.10004 | 0.23508 | 0.2785 | 0.32191 | 0.36505 | 0.40822 | 0.40628 | 0.35574 | 0.30909 | 0.26684 | 0.22887 | 0.19547 | 0.23508 | 0.51358 | 0.83549 | 1.2005 | 1.6088 | 2.015 | 2.3708 | 2.6799 | 2.9467 | 3.1756 | 3.3711 | 3.5372 | 3.678 | 3.7969 | 3.8969 | 3.8969 | 3.8969 | 3.8969 | 3.8969 | 3.8969 | 3.8969 | 3.8969 | 3.8969 | 3.8969 | 3.8969 | 3.8969 | 0.014595 | 0.01729 | 0.019984 | 0.022663 | 0.025344 | 0.025224 | 0.022086 | 0.01919 | 0.016567 | 0.01421 | 0.012136 | 0.010317 | 0.0087406 | 0.00738 | 0.0062112 | 0.014596 | 0.017292 | 0.019987 | 0.022665 | 0.025346 | 0.025226 | 0.022087 | 0.019191 | 0.016568 | 0.014211 | 0.012137 | 0.014595 | 0.031884 | 0.051868 | 0.074532 | 0.099877 | 0.1251 | 0.14719 | 0.16638 | 0.18295 | 0.19716 | 0.2093 | 0.21961 | 0.22836 | 0.23574 | 0.24195 | 0.24195 | 0.24195 | 0.24195 | 0.24195 | 0.24195 | 0.24195 | 0.24195 | 0.24195 | 0 | 0 | 0 | 0.19982 | 0.23673 | 0.27362 | 0.31029 | 0.34699 | 0.34534 | 0.30238 | 0.26273 | 0.22681 | 0.19454 | 0.16615 | 0.14125 | 0.11966 | 0.10103 | 0.085034 | 0.19982 | 0.23673 | 0.27362 | 0.31029 | 0.34699 | 0.34534 | 0.30238 | 0.26273 | 0.22681 | 0.19454 | 0.16615 | 0.19982 | 0.43655 | 0.71017 | 1.0205 | 1.3674 | 1.7128 | 2.0152 | 2.2779 | 2.5047 | 2.6992 | 2.8654 | 3.0066 | 3.1263 | 3.2273 | 3.3124 | 3.3124 | 3.3124 | 3.3124 | 3.3124 | 3.3124 | 3.3124 | 3.3124 | 3.3124 | 3.3124 | 3.3124 | 3.3124 | 0.014595 | 0.01729 | 0.019984 | 0.022663 | 0.025344 | 0.025224 | 0.022086 | 0.01919 | 0.016567 | 0.01421 | 0.012136 | 0.010317 | 0.0087406 | 0.00738 | 0.0062112 | 0.014596 | 0.017292 | 0.019987 | 0.022665 | 0.025346 | 0.025226 | 0.022087 | 0.019191 | 0.016568 | 0.014211 | 0.012137 | 0.014595 | 0.031884 | 0.051868 | 0.074532 | 0.099877 | 0.1251 | 0.14719 | 0.16638 | 0.18295 | 0.19716 | 0.2093 | 0.21961 | 0.22836 | 0.23574 | 0.24195 | 0.24195 | 0.24195 | 0.24195 | 0.24195 | 0.24195 | 0.24195 | 0.24195 | 0.24195 | 0 | 0 | 0 | 0.19982 | 0.23673 | 0.27362 | 0.31029 | 0.34699 | 0.34534 | 0.30238 | 0.26273 | 0.22681 | 0.19454 | 0.16615 | 0.14125 | 0.11966 | 0.10103 | 0.085034 | 0.19982 | 0.23673 | 0.27362 | 0.31029 | 0.34699 | 0.34534 | 0.30238 | 0.26273 | 0.22681 | 0.19454 | 0.16615 | 0.19982 | 0.43655 | 0.71017 | 1.0205 | 1.3674 | 1.7128 | 2.0152 | 2.2779 | 2.5047 | 2.6992 | 2.8654 | 3.0066 | 3.1263 | 3.2273 | 3.3124 | 3.3124 | 3.3124 | 3.3124 | 3.3124 | 3.3124 | 3.3124 | 3.3124 | 3.3124 | 3.3124 | 3.3124 | 3.3124 | 0.014595 | 0.01729 | 0.019984 | 0.022663 | 0.025344 | 0.025224 | 0.022086 | 0.01919 | 0.016567 | 0.01421 | 0.012136 | 0.010317 | 0.0087406 | 0.00738 | 0.0062112 | 0.014596 | 0.017292 | 0.019987 | 0.022665 | 0.025346 | 0.025226 | 0.022087 | 0.019191 | 0.016568 | 0.014211 | 0.012137 | 0.014595 | 0.031884 | 0.051868 | 0.074532 | 0.099877 | 0.1251 | 0.14719 | 0.16638 | 0.18295 | 0.19716 | 0.2093 | 0.21961 | 0.22836 | 0.23574 | 0.24195 | 0.24195 | 0.24195 | 0.24195 | 0.24195 | 0.24195 | 0.24195 | 0.24195 | 0.24195 | 0 | 0 | 0 | 0.19982 | 0.23673 | 0.27362 | 0.31029 | 0.34699 | 0.34534 | 0.30238 | 0.26273 | 0.22681 | 0.19454 | 0.16615 | 0.14125 | 0.11966 | 0.10103 | 0.085034 | 0.19982 | 0.23673 | 0.27362 | 0.31029 | 0.34699 | 0.34534 | 0.30238 | 0.26273 | 0.22681 | 0.19454 | 0.16615 | 0.19982 | 0.43655 | 0.71017 | 1.0205 | 1.3674 | 1.7128 | 2.0152 | 2.2779 | 2.5047 | 2.6992 | 2.8654 | 3.0066 | 3.1263 | 3.2273 | 3.3124 | 3.3124 | 3.3124 | 3.3124 | 3.3124 | 3.3124 | 3.3124 | 3.3124 | 3.3124 | 3.3124 | 3.3124 | 3.3124 | 17.3421 | 17.3421 | 17.3421 | 17.3421 | 17.3421 | 17.3421 | 17.3421 | 17.3421 | 17.3421 | 17.3421 | 17.3421 | 17.3421 | 17.3421 | 17.3421 | 17.3421 | 17.3421 | 17.3421 | 17.3421 | 17.3421 | 17.3421 | 17.3421 | 17.3421 | 17.3421 | 17.3421 | 17.3421 | 17.3421 | 13.1855 | 13.1855 | 13.1855 | 13.1855 | 13.1855 | 13.1855 | 13.1855 | 13.1855 | 13.1855 | 13.1855 | 13.1855 | 13.1855 | 13.1855 | 13.1855 | 13.1855 | 13.1855 | 13.1855 | 13.1855 | 13.1855 | 13.1855 | 13.1855 | 13.1855 | 13.1855 | 13.1855 | 13.1855 | 13.1855
WA_Industrial_Paper and Printing_New_Space Heating_Natural Gas_Gas Furnace Tube Inserts_A | WA | Industrial | Paper and Printing | New | Space Heating | Natural Gas | Gas Furnace Tube Inserts | A | IM460 | None | Tube inserts installed | 5 | 0.077933 | 0 | 0 | 0.02 | 0 | 0 | 0 | 0.0086 |  | sqft | 0% | 0% | Retrofit | Retro3Slow | 83.58% | TBD | 0.2% | 0 |  | 0 |  | 0 | WI TRM - Radiant Tube Inserts, 2507 | WI TRM - Radiant Tube Inserts, 2507 | WI TRM - Radiant Tube Inserts, 2507 | None | None | None | None | None | None | None | None | None | None | None | None | None | None | None | None | None | None | None | None | None | None | None | None | None | None | None | None | None | None | None | Tube inserts installed | Tube inserts installed | Tube inserts installed | Tube inserts installed | Tube inserts installed | Tube inserts installed | Tube inserts installed | Tube inserts installed | Tube inserts installed | Tube inserts installed | Tube inserts installed | Tube inserts installed | Tube inserts installed | Tube inserts installed | Tube inserts installed | Tube inserts installed | Tube inserts installed | Tube inserts installed | Tube inserts installed | Tube inserts installed | Tube inserts installed | Tube inserts installed | Tube inserts installed | Tube inserts installed | Tube inserts installed | Tube inserts installed | Tube inserts installed | Tube inserts installed | Tube inserts installed | Tube inserts installed | Tube inserts installed | 0.02 | 0.02 | 0.02 | 0.02 | 0.02 | 0.02 | 0.02 | 0.02 | 0.02 | 0.02 | 0.02 | 0.02 | 0.02 | 0.02 | 0.02 | 0.02 | 0.02 | 0.02 | 0.02 | 0.02 | 0.02 | 0.02 | 0.02 | 0.02 | 0.02 | 0.02 | 0.02 | 0.02 | 0.02 | 0.02 | 0.02 | 0 | 0 | 0 | 0 | 0 | 0 | 0 | 0 | 0 | 0 | 0 | 0 | 0 | 0 | 0 | 0 | 0 | 0 | 0 | 0 | 0 | 0 | 0 | 0 | 0 | 0 | 0 | 0 | 0 | 0 | 0 | 0 | 0 | 0 | 0 | 0 | 0 | 0 | 0 | 0 | 0 | 0 | 0 | 0 | 0 | 0 | 0 | 0 | 0 | 0 | 0 | 0 | 0 | 0 | 0 | 0 | 0 | 0 | 0 | 0 | 0 | 0 | 0 | 0 | 0 | 0 | 0 | 0 | 0 | 0 | 0 | 0 | 0 | 0 | 0 | 0 | 0 | 0 | 0 | 0 | 0 | 0 | 0 | 0 | 0 | 0 | 0 | 0 | 0 | 0 | 0 | 0 | 0 | 0 | 0 | 0 | 0 | 0 | 0 | 0 | 0 | 0 | 0 | 0 | 0 | 0 | 0 | 0 | 0 | 0 | 0 | 0 | 0 | 0 | 0 | 0 | 0 | 0 | 0 | 0 | 0 | 0 | 0 | 0 | 0 | 0 | 0 | 0 | 0 | 0 | 0 | 0 | 0 | 0 | 0 | 0 | 0 | 0 | 0 | 0 | 0 | 0 | 0 | 0 | 0 | 0 | 0 | 0 | 0 | 0 | 0 | 0 | 0 | 0 | 0 | 0 | 0 | 0 | 0 | 0 | 0 | 0 | 0 | 0 | 0 | 0 | 0 | 0 | 0 | 0 | 0 | 0 | 0 | 0 | 0 | 0 | 0 | 0 | 0 | 0 | 0 | 0 | 0 | 0 | 0 | 0 | 0 | 0 | 0 | 0 | 0 | 0 | 0 | 0 | 0 | 0 | 0 | 0 | 0 | 0 | 0 | 0 | 0 | 0 | 0 | 0 | 0 | 0 | 0 | 0 | 0 | 0 | 0 | 0 | 0 | 0 | 0 | 0 | 0 | 0 | 0 | 0 | 0 | 0 | 0 | 0 | 0 | 0 | 0 | 0 | 0 | 0 | 0 | 0 | 0 | 0 | 0 | 0 | 0 | 0 | 0 | 0 | 0 | 0 | 0 | 0 | 0 | 0 | 0 | 0 | 0 | 0 | 0 | 0 | 0 | 0 | 0 | 0 | 0 | 0 | 0 | 0 | 0 | 0 | 0 | 0 | 0 | 0 | 0 | 0 | 0 | 0 | 0 | 0 | 0 | 0 | 0 | 0 | 0 | 0 | 0 | 0 | 0 | 0 | 0 | 0 | 0 | 0 | 0 | 0 | 0 | 0 | 0 | 0 | 0 | 0 | 0 | 0 | 0 | 0 | 0 | 0 | 0 | 0 | 0 | 0 | 0 | 0 | 0 | 0 | 0 | 0 | 0 | 0 | 0 | 0 | 0 | 0 | 0 | 0 | 0 | 0 | 0 | 0 | 0 | 0 | 0 | 0 | 0 | 0 | 0 | 0 | 0 | 0 | 0 | 0 | 0 | 0 | 0 | 0 | 0 | 0 | 0 | 0 | 0 | 0 | 0 | 0 | 0 | 0 | 0 | 0 | 0 | 0 | 0 | 0 | 0 | 0 | 0 | 0 | 0 | 0 | 0 | 0 | 0 | 0 | 0 | 0 | 0 | 0 | 0 | 0 | 0 | 0 | 0 | 0 | 0 | 0 | 0 | 0 | 0 | 0 | 0 | 0 | 0 | 0 | 0 | 0 | 0 | 0 | 0 | 0 | 0 | 0 | 0 | 0 | 0 | 0 | 0 | 0 | 0 | 0 | 0 | 0 | 0 | 0 | 0 | 0 | 0 | 0 | 0 | 0 | 0 | 0 | 0 | 0 | 0 | 0 | 0 | 0 | 0 | 0 | 0 | 0 | 0 | 0 | 0 | 0 | 0 | 0 | 0 | 0 | 0 | 0 | 0 | 0 | 0 | 0 | 0 | 0 | 0 | 0 | 0 | 0 | 0 | 0 | 0 | 0 | 0 | 0 | 0 | 0 | 0 | 0 | 0 | 0 | 0 | 0 | 0 | 0 | 0 | 0 | 0 | 0 | 0 | 0 | 0 | 0 | 0 | 0 | 0 | 0 | 0 | 0 | 0 | 0 | 0 | 0 | 0 | 0 | 0 | 0 | 0 | 0 | 0 | 0 | 0 | 0 | 0 | 0 | 0 | 0 | 0 | 0 | 0 | 0 | 0 | 0 | 0
WA_Industrial_Paper and Printing_New_Space Heating_Natural Gas_Space Heating - Heat Recovery Ventilator_A | WA | Industrial | Paper and Printing | New | Space Heating | Natural Gas | Space Heating - Heat Recovery Ventilator | A | IM461 | None | HRV installed | 15 | 0.012707 | 0 | 0 | 0.28 | 0 | 0 | 0 | 0.139 |  | sqft | 5% | 10% | Retrofit | RetroEven20 | 76.5% | TBD | 0.2% | 2487.9248 |  | 1891.6117 |  | 0.00023534 | IL TRM - 4.4.27 - CI-HVC-ERVE-V04-200101 | IL TRM - 4.4.27 - CI-HVC-ERVE-V04-200101 | IL TRM - 4.4.27 - CI-HVC-ERVE-V04-200101 | None | None | None | None | None | None | None | None | None | None | None | None | None | None | None | None | None | None | None | None | None | None | None | None | None | None | None | None | None | None | None | HRV installed | HRV installed | HRV installed | HRV installed | HRV installed | HRV installed | HRV installed | HRV installed | HRV installed | HRV installed | HRV installed | HRV installed | HRV installed | HRV installed | HRV installed | HRV installed | HRV installed | HRV installed | HRV installed | HRV installed | HRV installed | HRV installed | HRV installed | HRV installed | HRV installed | HRV installed | HRV installed | HRV installed | HRV installed | HRV installed | HRV installed | 0.28 | 0.28 | 0.28 | 0.28 | 0.28 | 0.28 | 0.28 | 0.28 | 0.28 | 0.28 | 0.28 | 0.28 | 0.28 | 0.28 | 0.28 | 0.28 | 0.28 | 0.28 | 0.28 | 0.28 | 0.28 | 0.28 | 0.28 | 0.28 | 0.28 | 0.28 | 0.28 | 0.28 | 0.28 | 0.28 | 0.28 | 0 | 0 | 0 | 0 | 0 | 0.012162 | 0.011791 | 0.011516 | 0.011302 | 0.011127 | 0.010982 | 0.01081 | 0.010625 | 0.010437 | 0.010249 | 0.010074 | 0.0099139 | 0.0098571 | 0.0097493 | 0.0096689 | 0.0096125 | 0.0095712 | 0.0095583 | 0.0095628 | 0.0095785 | 0.0096008 | 0.0096223 | 0.0096436 | 0 | 0 | 0 | 0.00012617 | 0.00014491 | 0.00016359 | 0.00018208 | 0.00020044 | 0.00021877 | 0.0002357 | 0.00025162 | 0.00026671 | 0.0002808 | 0.00029467 | 0.00030815 | 0.00032445 | 0.00033869 | 0.00035337 | 0.00036871 | 0.00038438 | 0.00040102 | 0.00041832 | 0.00043608 | 0.00019126 | 0.0002098 | 0.00022837 | 0 | 0 | 0 | 0.00012617 | 0.00026723 | 0.0004246 | 0.00059879 | 0.00078993 | 0.00099842 | 0.0012185 | 0.0014493 | 0.0016903 | 0.0019406 | 0.0022023 | 0.0024754 | 0.0027856 | 0.0030938 | 0.0034217 | 0.0036707 | 0.0039217 | 0.0041816 | 0.0044479 | 0.0047187 | 0.0047297 | 0.0047403 | 0.0047508 | 0 | 0 | 0 | 10.374 | 12.2904 | 14.2057 | 16.1097 | 18.0147 | 19.9214 | 21.8038 | 23.681 | 25.5545 | 27.3982 | 29.2489 | 31.082 | 32.9153 | 34.7394 | 36.5473 | 38.3572 | 40.1597 | 41.9552 | 43.7441 | 45.527 | 19.9214 | 21.8038 | 23.681 | 25.5545 | 27.3982 | 29.2489 | 10.374 | 22.6644 | 36.8701 | 52.9798 | 70.9945 | 90.9159 | 112.7196 | 136.4006 | 161.9551 | 189.3533 | 218.6022 | 249.6842 | 282.5996 | 317.339 | 353.8863 | 381.8695 | 409.7389 | 437.4884 | 465.1229 | 492.6351 | 492.6351 | 492.6351 | 492.6351 | 492.6351 | 492.6351 | 492.6351 | 0.0001096 | 0.00012762 | 0.00014535 | 0.00016267 | 0.00017967 | 0.00019644 | 0.00021202 | 0.00022671 | 0.00024065 | 0.00025369 | 0.0002665 | 0.00027893 | 0.00029147 | 0.00030264 | 0.00031434 | 0.00032674 | 0.00033964 | 0.00035354 | 0.00036799 | 0.00038286 | 0.00016764 | 0.00018364 | 0.00019967 | 0 | 0 | 0 | 0.0001096 | 0.00023534 | 0.00037725 | 0.00053497 | 0.00070808 | 0.00089648 | 0.0010961 | 0.0013058 | 0.0015252 | 0.0017533 | 0.0019918 | 0.0022407 | 0.0025025 | 0.0027645 | 0.0030437 | 0.0032529 | 0.0034652 | 0.0036866 | 0.0039128 | 0.0041428 | 0.0041455 | 0.0041491 | 0.0041537 | 0 | 0 | 0 | 8.8179 | 10.4468 | 12.0748 | 13.6932 | 15.3125 | 16.9332 | 18.5332 | 20.1289 | 21.7213 | 23.2885 | 24.8616 | 26.4197 | 27.978 | 29.5285 | 31.0652 | 32.6037 | 34.1358 | 35.6619 | 37.1825 | 38.698 | 16.9332 | 18.5332 | 20.1289 | 21.7213 | 23.2885 | 24.8616 | 8.8179 | 19.2647 | 31.3396 | 45.0328 | 60.3453 | 77.2785 | 95.8117 | 115.9405 | 137.6619 | 160.9503 | 185.8119 | 212.2316 | 240.2096 | 269.7382 | 300.8034 | 324.5891 | 348.2781 | 371.8652 | 395.3544 | 418.7399 | 418.7399 | 418.7399 | 418.7399 | 418.7399 | 418.7399 | 418.7399 | 0 | 0 | 0 | 0 | 0 | 0 | 0 | 0 | 0 | 0 | 0 | 0 | 0 | 0 | 0 | 0 | 0 | 0 | 0 | 0 | 0 | 0 | 0 | 0 | 0 | 0 | 0 | 0 | 0 | 0 | 0 | 0 | 0 | 0 | 0 | 0 | 0 | 0 | 0 | 0 | 0 | 0 | 0 | 0 | 0 | 0 | 0 | 0 | 0 | 0 | 0 | 0 | 0 | 0 | 0 | 0 | 0 | 0 | 0 | 0 | 0 | 0 | 0 | 0 | 0 | 0 | 0 | 0 | 0 | 0 | 0 | 0 | 0 | 0 | 0 | 0 | 0 | 0 | 0 | 0 | 0 | 0 | 0 | 0 | 0 | 0 | 0 | 0 | 0 | 0 | 0 | 0 | 0 | 0 | 0 | 0 | 0 | 0 | 0 | 0 | 0 | 0 | 0 | 0 | 0 | 0 | 0 | 0 | 0 | 0 | 0 | 0 | 0 | 0 | 0 | 0 | 0 | 0 | 0 | 0 | 0 | 0 | 0 | 0 | 0 | 0 | 0 | 0 | 0 | 0 | 0 | 0 | 0 | 0 | 0 | 0 | 0 | 0 | 0 | 0 | 0 | 0 | 0 | 0 | 0 | 0 | 0 | 0 | 0 | 0 | 0 | 0 | 0 | 0 | 0 | 0 | 0 | 0 | 0 | 0 | 0 | 0 | 0 | 0 | 0 | 0 | 0 | 0 | 0 | 0 | 0 | 0 | 0 | 0 | 0 | 0 | 0 | 0 | 0 | 0 | 0 | 0 | 0 | 0 | 0 | 0 | 0 | 0 | 0 | 0 | 0 | 0 | 0 | 0 | 0 | 0 | 0 | 0 | 0 | 0 | 0 | 0 | 0 | 0 | 0 | 0 | 0 | 0 | 2355.083 | 2385.9065 | 2408.918 | 2426.6685 | 2440.8591 | 2452.4661 | 2466.1852 | 2480.7518 | 2495.2875 | 2509.5065 | 2520.7931 | 2529.7575 | 2536.9287 | 2548.3739 | 2556.8434 | 2563.0002 | 2567.8406 | 2567.8406 | 2567.8406 | 2567.8406 | 2567.8406 | 2567.8406 | 2567.8406 | 0 | 0 | 0 | 1790.6098 | 1814.0455 | 1831.5415 | 1845.0375 | 1855.8269 | 1864.6519 | 1875.0827 | 1886.1579 | 1897.2097 | 1908.0207 | 1916.6021 | 1923.4179 | 1928.8702 | 1937.5722 | 1944.0117 | 1948.6928 | 1952.3731 | 1952.3731 | 1952.3731 | 1952.3731 | 1952.3731 | 1952.3731 | 1952.3731 | 0 | 0 | 0
WA_Industrial_Paper and Printing_New_Space Heating_Natural Gas_Thermostat - Programmable_A | WA | Industrial | Paper and Printing | New | Space Heating | Natural Gas | Thermostat - Programmable | A | IM462 | Manual control | Programmable thermostat installed | 11 | 0.0063128 | 0 | 0 | 0.17 | 0.01 | 0 | 0 | 0.0859 |  | sqft | 25% | 40% | Retrofit | RetroEven20 | 76.5% | TBD | 0.2% | 4632.5491 |  | 2886.2281 |  | 0.00035063 | IL TRM - 4.4.48 - CI-HVC-THST-V02-210101 | IL TRM - 4.4.48 - CI-HVC-THST-V02-210101 | BEST | Manual control | Manual control | Manual control | Manual control | Manual control | Manual control | Manual control | Manual control | Manual control | Manual control | Manual control | Manual control | Manual control | Manual control | Manual control | Manual control | Manual control | Manual control | Manual control | Manual control | Manual control | Manual control | Manual control | Manual control | Manual control | Manual control | Manual control | Manual control | Manual control | Manual control | Manual control | Programmable thermostat installed | Programmable thermostat installed | Programmable thermostat installed | Programmable thermostat installed | Programmable thermostat installed | Programmable thermostat installed | Programmable thermostat installed | Programmable thermostat installed | Programmable thermostat installed | Programmable thermostat installed | Programmable thermostat installed | Programmable thermostat installed | Programmable thermostat installed | Programmable thermostat installed | Programmable thermostat installed | Programmable thermostat installed | Programmable thermostat installed | Programmable thermostat installed | Programmable thermostat installed | Programmable thermostat installed | Programmable thermostat installed | Programmable thermostat installed | Programmable thermostat installed | Programmable thermostat installed | Programmable thermostat installed | Programmable thermostat installed | Programmable thermostat installed | Programmable thermostat installed | Programmable thermostat installed | Programmable thermostat installed | Programmable thermostat installed | 0.17 | 0.17 | 0.17 | 0.17 | 0.17 | 0.17 | 0.17 | 0.17 | 0.17 | 0.17 | 0.17 | 0.17 | 0.17 | 0.17 | 0.17 | 0.17 | 0.17 | 0.17 | 0.17 | 0.17 | 0.17 | 0.17 | 0.17 | 0.17 | 0.17 | 0.17 | 0.17 | 0.17 | 0.17 | 0.17 | 0.17 | 0 | 0 | 0 | 0 | 0 | 0.0060405 | 0.0058553 | 0.0057179 | 0.0056109 | 0.005523 | 0.0054504 | 0.0053645 | 0.0052721 | 0.005178 | 0.0050841 | 0.004997 | 0.0049168 | 0.0048881 | 0.0048341 | 0.0047937 | 0.0047654 | 0.0047447 | 0.004738 | 0.0047401 | 0.0047477 | 0.0047592 | 0.0047702 | 0.0047811 | 0 | 0 | 0 | 0.00018799 | 0.00021589 | 0.00024368 | 0.00027117 | 0.00029849 | 0.00032574 | 0.0003509 | 0.00037455 | 0.00039697 | 0.00041788 | 0.00043847 | 0.00045847 | 0.00048268 | 0.0005038 | 0.00052559 | 0.00054836 | 0.00057163 | 0.00059636 | 0.00062206 | 0.00064845 | 0.00039118 | 0.00041857 | 0.00044582 | 0 | 0 | 0 | 0.00018799 | 0.00039812 | 0.00063246 | 0.00089179 | 0.0011763 | 0.0014866 | 0.001814 | 0.0021574 | 0.0025158 | 0.0028881 | 0.0032771 | 0.0035299 | 0.0038117 | 0.0040674 | 0.0043273 | 0.0045926 | 0.0048607 | 0.0051404 | 0.0054279 | 0.0057211 | 0.0057349 | 0.0057482 | 0.0057613 | 0 | 0 | 0 | 31.122 | 36.8711 | 42.617 | 48.3291 | 54.0442 | 59.7641 | 65.4113 | 71.0431 | 76.6634 | 82.1945 | 87.7468 | 93.246 | 98.746 | 104.2183 | 109.6418 | 115.0717 | 120.4792 | 125.8656 | 131.2324 | 136.581 | 82.1945 | 87.7468 | 93.246 | 98.746 | 104.2183 | 109.6418 | 31.122 | 67.9931 | 110.6102 | 158.9393 | 212.9835 | 272.7476 | 338.1589 | 409.2019 | 485.8654 | 568.0599 | 655.8067 | 717.9307 | 779.8056 | 841.4069 | 902.7196 | 963.7471 | 1024.4623 | 1084.9166 | 1145.106 | 1205.0236 | 1205.0236 | 1205.0236 | 1205.0236 | 1205.0236 | 1205.0236 | 1205.0236 | 0.00016332 | 0.00019014 | 0.00021652 | 0.0002423 | 0.00026759 | 0.00029252 | 0.00031569 | 0.00033753 | 0.00035825 | 0.00037762 | 0.00039665 | 0.00041511 | 0.00043373 | 0.00045031 | 0.00046767 | 0.0004861 | 0.00050526 | 0.00052593 | 0.0005474 | 0.0005695 | 0.00034297 | 0.00036648 | 0.0003899 | 0 | 0 | 0 | 0.00016332 | 0.00035063 | 0.00056197 | 0.00079683 | 0.0010545 | 0.001335 | 0.001632 | 0.0019442 | 0.0022705 | 0.0026098 | 0.0029645 | 0.0031961 | 0.0034252 | 0.0036355 | 0.0038505 | 0.0040712 | 0.0042964 | 0.0045333 | 0.0047765 | 0.0050246 | 0.0050282 | 0.0050328 | 0.0050388 | 0 | 0 | 0 | 26.4537 | 31.3404 | 36.2245 | 41.0797 | 45.9376 | 50.7995 | 55.5996 | 60.3866 | 65.1639 | 69.8654 | 74.5847 | 79.2591 | 83.9341 | 88.5856 | 93.1956 | 97.811 | 102.4073 | 106.9858 | 111.5476 | 116.0939 | 69.8654 | 74.5847 | 79.2591 | 83.9341 | 88.5856 | 93.1956 | 26.4537 | 57.7942 | 94.0187 | 135.0984 | 181.036 | 231.8354 | 287.435 | 347.8216 | 412.9856 | 482.8509 | 557.4357 | 610.2411 | 662.8347 | 715.1958 | 767.3117 | 819.1851 | 870.7929 | 922.1791 | 973.3401 | 1024.27 | 1024.27 | 1024.27 | 1024.27 | 1024.27 | 1024.27 | 1024.27 | 0 | 0 | 0 | 0 | 0 | 0 | 0 | 0 | 0 | 0 | 0 | 0 | 0 | 0 | 0 | 0 | 0 | 0 | 0 | 0 | 0 | 0 | 0 | 0 | 0 | 0 | 0 | 0 | 0 | 0 | 0 | 0 | 0 | 0 | 0 | 0 | 0 | 0 | 0 | 0 | 0 | 0 | 0 | 0 | 0 | 0 | 0 | 0 | 0 | 0 | 0 | 0 | 0 | 0 | 0 | 0 | 0 | 0 | 0 | 0 | 0 | 0 | 0 | 0 | 0 | 0 | 0 | 0 | 0 | 0 | 0 | 0 | 0 | 0 | 0 | 0 | 0 | 0 | 0 | 0 | 0 | 0 | 0 | 0 | 0 | 0 | 0 | 0 | 0 | 0 | 0 | 0 | 0 | 0 | 0 | 0 | 0 | 0 | 0 | 0 | 0 | 0 | 0 | 0 | 0 | 0 | 0 | 0 | 0 | 0 | 0 | 0 | 0 | 0 | 0 | 0 | 0 | 0 | 0 | 0 | 0 | 0 | 0 | 0 | 0 | 0 | 0 | 0 | 0 | 0 | 0 | 0 | 0 | 0 | 0 | 0 | 0 | 0 | 0 | 0 | 0 | 0 | 0 | 0 | 0 | 0 | 0 | 0 | 0 | 0 | 0 | 0 | 0 | 0 | 0 | 0 | 0 | 0 | 0 | 0 | 0 | 0 | 0 | 0 | 0 | 0 | 0 | 0 | 0 | 0 | 0 | 0 | 0 | 0 | 0 | 0 | 0 | 0 | 0 | 0 | 0 | 0 | 0 | 0 | 0 | 0 | 0 | 0 | 0 | 0 | 0 | 0 | 0 | 0 | 0 | 0 | 0 | 0 | 0 | 0 | 0 | 0 | 0 | 0 | 0 | 0 | 0 | 0 | 4385.1958 | 4442.5897 | 4485.4375 | 4518.4891 | 4544.9122 | 4566.5246 | 4592.0697 | 4619.1928 | 4646.2585 | 4672.7346 | 4693.7504 | 4710.4422 | 4723.7951 | 4745.1062 | 4760.8765 | 4772.3405 | 4781.3534 | 4781.3534 | 4781.3534 | 4781.3534 | 4781.3534 | 4781.3534 | 4781.3534 | 0 | 0 | 0 | 2732.119 | 2767.8773 | 2794.5728 | 2815.1651 | 2831.6275 | 2845.0927 | 2861.0081 | 2877.9067 | 2894.7695 | 2911.2649 | 2924.3585 | 2934.758 | 2943.0773 | 2956.3548 | 2966.1802 | 2973.3226 | 2978.938 | 2978.938 | 2978.938 | 2978.938 | 2978.938 | 2978.938 | 2978.938 | 0 | 0 | 0
WA_Industrial_Paper and Printing_New_Space Heating_Natural Gas_ENERGY STAR Connected Thermostat_A | WA | Industrial | Paper and Printing | New | Space Heating | Natural Gas | ENERGY STAR Connected Thermostat | A | IM463 | Manual control | Wi-Fi/interactive thermostat installed | 5 | 0.01486 | 0 | 0 | 0.39 | 0.01 | 0 | 0 | 0.1927 |  | sqft | 5% | 20% | Retrofit | RetroEven20 | 76.5% | TBD | 0.2% | 6790.6546 |  | 5388.4928 |  | 0.00082499 | ComConnectedThermostats_v1_1 | ComConnectedThermostats_v1_1 | ComConnectedThermostats_v1_1 | Manual control | Manual control | Manual control | Manual control | Manual control | Manual control | Manual control | Manual control | Manual control | Manual control | Manual control | Manual control | Manual control | Manual control | Manual control | Manual control | Manual control | Manual control | Manual control | Manual control | Manual control | Manual control | Manual control | Manual control | Manual control | Manual control | Manual control | Manual control | Manual control | Manual control | Manual control | Wi-Fi/interactive thermostat installed | Wi-Fi/interactive thermostat installed | Wi-Fi/interactive thermostat installed | Wi-Fi/interactive thermostat installed | Wi-Fi/interactive thermostat installed | Wi-Fi/interactive thermostat installed | Wi-Fi/interactive thermostat installed | Wi-Fi/interactive thermostat installed | Wi-Fi/interactive thermostat installed | Wi-Fi/interactive thermostat installed | Wi-Fi/interactive thermostat installed | Wi-Fi/interactive thermostat installed | Wi-Fi/interactive thermostat installed | Wi-Fi/interactive thermostat installed | Wi-Fi/interactive thermostat installed | Wi-Fi/interactive thermostat installed | Wi-Fi/interactive thermostat installed | Wi-Fi/interactive thermostat installed | Wi-Fi/interactive thermostat installed | Wi-Fi/interactive thermostat installed | Wi-Fi/interactive thermostat installed | Wi-Fi/interactive thermostat installed | Wi-Fi/interactive thermostat installed | Wi-Fi/interactive thermostat installed | Wi-Fi/interactive thermostat installed | Wi-Fi/interactive thermostat installed | Wi-Fi/interactive thermostat installed | Wi-Fi/interactive thermostat installed | Wi-Fi/interactive thermostat installed | Wi-Fi/interactive thermostat installed | Wi-Fi/interactive thermostat installed | 0.39 | 0.39 | 0.39 | 0.39 | 0.39 | 0.39 | 0.39 | 0.39 | 0.39 | 0.39 | 0.39 | 0.39 | 0.39 | 0.39 | 0.39 | 0.39 | 0.39 | 0.39 | 0.39 | 0.39 | 0.39 | 0.39 | 0.39 | 0.39 | 0.39 | 0.39 | 0.39 | 0.39 | 0.39 | 0.39 | 0.39 | 0 | 0 | 0 | 0 | 0 | 0.014215 | 0.013776 | 0.013449 | 0.013195 | 0.012985 | 0.012812 | 0.012608 | 0.012388 | 0.012165 | 0.011942 | 0.011736 | 0.011546 | 0.011478 | 0.011351 | 0.011255 | 0.011189 | 0.011139 | 0.011123 | 0.011128 | 0.011145 | 0.011173 | 0.0112 | 0.011227 | 0 | 0 | 0 | 0.0004424 | 0.00050792 | 0.00057316 | 0.00063768 | 0.00070178 | 0.0007657 | 0.00082469 | 0.0008801 | 0.00093261 | 0.00098158 | 0.0010298 | 0.0010767 | 0.0011334 | 0.001183 | 0.0012341 | 0.0012875 | 0.0013421 | 0.0014001 | 0.0014603 | 0.0015222 | 0.0012857 | 0.0013494 | 0.0014131 | 0 | 0 | 0 | 0.0004424 | 0.00093664 | 0.0014876 | 0.0020971 | 0.0027657 | 0.0030957 | 0.0034062 | 0.003699 | 0.0039771 | 0.0042404 | 0.0044954 | 0.0047444 | 0.0050343 | 0.0052912 | 0.0055556 | 0.0058284 | 0.0061061 | 0.006399 | 0.0067022 | 0.007013 | 0.0070307 | 0.0070476 | 0.0070644 | 0 | 0 | 0 | 31.122 | 36.8711 | 42.617 | 48.3291 | 54.0442 | 59.7641 | 65.4113 | 71.0431 | 76.6634 | 82.1945 | 87.7468 | 93.246 | 98.746 | 104.2183 | 109.6418 | 115.0717 | 120.4792 | 125.8656 | 131.2324 | 136.581 | 115.0717 | 120.4792 | 125.8656 | 131.2324 | 136.581 | 115.0717 | 31.122 | 67.9931 | 110.6102 | 158.9393 | 212.9835 | 241.6255 | 270.1657 | 298.5917 | 326.9261 | 355.0764 | 383.0591 | 410.8939 | 438.5968 | 466.1517 | 493.599 | 520.924 | 548.1571 | 575.2767 | 602.2909 | 629.23 | 629.23 | 629.23 | 629.23 | 629.23 | 629.23 | 629.23 | 0.00038434 | 0.00044737 | 0.00050935 | 0.00056987 | 0.00062925 | 0.00068777 | 0.00074212 | 0.00079334 | 0.00084192 | 0.00088729 | 0.00093186 | 0.00097519 | 0.0010189 | 0.0010578 | 0.0010985 | 0.0011418 | 0.0011867 | 0.0012352 | 0.0012856 | 0.0013375 | 0.0011277 | 0.0011819 | 0.0012363 | 0 | 0 | 0 | 0.00038434 | 0.00082499 | 0.001322 | 0.0018741 | 0.0024798 | 0.0027806 | 0.0030651 | 0.0033344 | 0.0035903 | 0.003833 | 0.004068 | 0.0042972 | 0.0045255 | 0.0047312 | 0.0049453 | 0.0051687 | 0.0053993 | 0.0056456 | 0.0059003 | 0.0061618 | 0.0061667 | 0.006173 | 0.0061807 | 0 | 0 | 0 | 26.4537 | 31.3404 | 36.2245 | 41.0797 | 45.9376 | 50.7995 | 55.5996 | 60.3866 | 65.1639 | 69.8654 | 74.5847 | 79.2591 | 83.9341 | 88.5856 | 93.1956 | 97.811 | 102.4073 | 106.9858 | 111.5476 | 116.0939 | 97.811 | 102.4073 | 106.9858 | 111.5476 | 116.0939 | 97.811 | 26.4537 | 57.7942 | 94.0187 | 135.0984 | 181.036 | 205.3817 | 229.6409 | 253.803 | 277.8872 | 301.815 | 325.6002 | 349.2598 | 372.8073 | 396.2289 | 419.5591 | 442.7854 | 465.9336 | 488.9852 | 511.9472 | 534.8455 | 534.8455 | 534.8455 | 534.8455 | 534.8455 | 534.8455 | 534.8455 | 0 | 0 | 0 | 0 | 0 | 0 | 0 | 0 | 0 | 0 | 0 | 0 | 0 | 0 | 0 | 0 | 0 | 0 | 0 | 0 | 0 | 0 | 0 | 0 | 0 | 0 | 0 | 0 | 0 | 0 | 0 | 0 | 0 | 0 | 0 | 0 | 0 | 0 | 0 | 0 | 0 | 0 | 0 | 0 | 0 | 0 | 0 | 0 | 0 | 0 | 0 | 0 | 0 | 0 | 0 | 0 | 0 | 0 | 0 | 0 | 0 | 0 | 0 | 0 | 0 | 0 | 0 | 0 | 0 | 0 | 0 | 0 | 0 | 0 | 0 | 0 | 0 | 0 | 0 | 0 | 0 | 0 | 0 | 0 | 0 | 0 | 0 | 0 | 0 | 0 | 0 | 0 | 0 | 0 | 0 | 0 | 0 | 0 | 0 | 0 | 0 | 0 | 0 | 0 | 0 | 0 | 0 | 0 | 0 | 0 | 0 | 0 | 0 | 0 | 0 | 0 | 0 | 0 | 0 | 0 | 0 | 0 | 0 | 0 | 0 | 0 | 0 | 0 | 0 | 0 | 0 | 0 | 0 | 0 | 0 | 0 | 0 | 0 | 0 | 0 | 0 | 0 | 0 | 0 | 0 | 0 | 0 | 0 | 0 | 0 | 0 | 0 | 0 | 0 | 0 | 0 | 0 | 0 | 0 | 0 | 0 | 0 | 0 | 0 | 0 | 0 | 0 | 0 | 0 | 0 | 0 | 0 | 0 | 0 | 0 | 0 | 0 | 0 | 0 | 0 | 0 | 0 | 0 | 0 | 0 | 0 | 0 | 0 | 0 | 0 | 0 | 0 | 0 | 0 | 0 | 0 | 0 | 0 | 0 | 0 | 0 | 0 | 0 | 0 | 0 | 0 | 0 | 0 | 6428.0701 | 6512.2014 | 6575.01 | 6623.459 | 6662.1915 | 6693.8722 | 6731.3176 | 6771.0763 | 6810.7507 | 6849.5608 | 6880.3669 | 6904.8348 | 6924.4082 | 6955.6472 | 6978.7642 | 6995.5688 | 7008.7805 | 7008.7805 | 7008.7805 | 7008.7805 | 7008.7805 | 7008.7805 | 7008.7805 | 0 | 0 | 0 | 5100.7762 | 5167.5357 | 5217.3754 | 5255.8205 | 5286.5553 | 5311.6944 | 5341.408 | 5372.9571 | 5404.4394 | 5435.2358 | 5459.681 | 5479.0966 | 5494.6284 | 5519.4171 | 5537.7608 | 5551.0955 | 5561.5792 | 5561.5792 | 5561.5792 | 5561.5792 | 5561.5792 | 5561.5792 | 5561.5792 | 0 | 0 | 0
WA_Industrial_Paper and Printing_New_Space Heating_Natural Gas_Destratification Fans (HVLS)_A | WA | Industrial | Paper and Printing | New | Space Heating | Natural Gas | Destratification Fans (HVLS) | A | IM464 | None/Standard ventilation | Fans installed | 10 | 0.01486 | 0 | 0 | 0.6 | 0.01 | 0 | 0 | 0.2991 |  | sqft | 15% | 30% | Retrofit | RetroEven20 | 76.5% | TBD | 0.2% | 6593.3661 |  | 4653.9208 |  | 0.00082404 | IL TRM - 4.4.34 - CI-HVC-DSFN-V05-210101 | IL TRM - 4.4.34 - CI-HVC-DSFN-V05-210101 | IL TRM - 4.4.34 - CI-HVC-DSFN-V05-210101 | None/Standard ventilation | None/Standard ventilation | None/Standard ventilation | None/Standard ventilation | None/Standard ventilation | None/Standard ventilation | None/Standard ventilation | None/Standard ventilation | None/Standard ventilation | None/Standard ventilation | None/Standard ventilation | None/Standard ventilation | None/Standard ventilation | None/Standard ventilation | None/Standard ventilation | None/Standard ventilation | None/Standard ventilation | None/Standard ventilation | None/Standard ventilation | None/Standard ventilation | None/Standard ventilation | None/Standard ventilation | None/Standard ventilation | None/Standard ventilation | None/Standard ventilation | None/Standard ventilation | None/Standard ventilation | None/Standard ventilation | None/Standard ventilation | None/Standard ventilation | None/Standard ventilation | Fans installed | Fans installed | Fans installed | Fans installed | Fans installed | Fans installed | Fans installed | Fans installed | Fans installed | Fans installed | Fans installed | Fans installed | Fans installed | Fans installed | Fans installed | Fans installed | Fans installed | Fans installed | Fans installed | Fans installed | Fans installed | Fans installed | Fans installed | Fans installed | Fans installed | Fans installed | Fans installed | Fans installed | Fans installed | Fans installed | Fans installed | 0.6 | 0.6 | 0.6 | 0.6 | 0.6 | 0.6 | 0.6 | 0.6 | 0.6 | 0.6 | 0.6 | 0.6 | 0.6 | 0.6 | 0.6 | 0.6 | 0.6 | 0.6 | 0.6 | 0.6 | 0.6 | 0.6 | 0.6 | 0.6 | 0.6 | 0.6 | 0.6 | 0.6 | 0.6 | 0.6 | 0.6 | 0 | 0 | 0 | 0 | 0 | 0.014205 | 0.013757 | 0.013424 | 0.013163 | 0.012948 | 0.012774 | 0.012569 | 0.01235 | 0.012127 | 0.011904 | 0.011698 | 0.011509 | 0.011441 | 0.011313 | 0.011218 | 0.011151 | 0.011102 | 0.011086 | 0.01109 | 0.011108 | 0.011137 | 0.011165 | 0.011193 | 0 | 0 | 0 | 0.00044208 | 0.00050723 | 0.00057207 | 0.00063614 | 0.00069975 | 0.00076343 | 0.00082218 | 0.00087739 | 0.00092969 | 0.00097847 | 0.0010265 | 0.0010732 | 0.0011297 | 0.0011791 | 0.00123 | 0.0012832 | 0.0013376 | 0.0013954 | 0.0014554 | 0.0015171 | 0.00097724 | 0.0010411 | 0.0011053 | 0 | 0 | 0 | 0.00044208 | 0.00093537 | 0.0014848 | 0.0020921 | 0.0027576 | 0.0034841 | 0.0042505 | 0.0050537 | 0.0058921 | 0.0067623 | 0.0073075 | 0.0078384 | 0.008434 | 0.0089725 | 0.0095205 | 0.010081 | 0.010648 | 0.01124 | 0.011849 | 0.012472 | 0.012505 | 0.012537 | 0.012568 | 0 | 0 | 0 | 31.122 | 36.8711 | 42.617 | 48.3291 | 54.0442 | 59.7641 | 65.4113 | 71.0431 | 76.6634 | 82.1945 | 87.7468 | 93.246 | 98.746 | 104.2183 | 109.6418 | 115.0717 | 120.4792 | 125.8656 | 131.2324 | 136.581 | 87.7468 | 93.246 | 98.746 | 104.2183 | 109.6418 | 115.0717 | 31.122 | 67.9931 | 110.6102 | 158.9393 | 212.9835 | 272.7476 | 338.1589 | 409.2019 | 485.8654 | 568.0599 | 624.6846 | 681.0596 | 737.1885 | 793.0778 | 848.6754 | 903.9831 | 959.051 | 1013.8735 | 1068.4425 | 1122.829 | 1122.829 | 1122.829 | 1122.829 | 1122.829 | 1122.829 | 1122.829 | 0.0003841 | 0.00044686 | 0.00050852 | 0.0005687 | 0.0006277 | 0.00068603 | 0.00074021 | 0.00079126 | 0.00083968 | 0.0008849 | 0.00092932 | 0.00097251 | 0.001016 | 0.0010548 | 0.0010954 | 0.0011385 | 0.0011833 | 0.0012317 | 0.0012819 | 0.0013336 | 0.00085757 | 0.00091233 | 0.00096744 | 0 | 0 | 0 | 0.0003841 | 0.00082404 | 0.0013198 | 0.0018703 | 0.0024737 | 0.0031309 | 0.0038267 | 0.0045576 | 0.0053216 | 0.0061157 | 0.006616 | 0.0071031 | 0.0075853 | 0.0080268 | 0.0084789 | 0.0089441 | 0.0094197 | 0.0099215 | 0.010437 | 0.010964 | 0.010974 | 0.010986 | 0.011001 | 0 | 0 | 0 | 26.4537 | 31.3404 | 36.2245 | 41.0797 | 45.9376 | 50.7995 | 55.5996 | 60.3866 | 65.1639 | 69.8654 | 74.5847 | 79.2591 | 83.9341 | 88.5856 | 93.1956 | 97.811 | 102.4073 | 106.9858 | 111.5476 | 116.0939 | 74.5847 | 79.2591 | 83.9341 | 88.5856 | 93.1956 | 97.811 | 26.4537 | 57.7942 | 94.0187 | 135.0984 | 181.036 | 231.8354 | 287.435 | 347.8216 | 412.9856 | 482.8509 | 530.9819 | 578.9006 | 626.6103 | 674.1161 | 721.3741 | 768.3856 | 815.1933 | 861.7925 | 908.1762 | 954.4047 | 954.4047 | 954.4047 | 954.4047 | 954.4047 | 954.4047 | 954.4047 | 0 | 0 | 0 | 0 | 0 | 0 | 0 | 0 | 0 | 0 | 0 | 0 | 0 | 0 | 0 | 0 | 0 | 0 | 0 | 0 | 0 | 0 | 0 | 0 | 0 | 0 | 0 | 0 | 0 | 0 | 0 | 0 | 0 | 0 | 0 | 0 | 0 | 0 | 0 | 0 | 0 | 0 | 0 | 0 | 0 | 0 | 0 | 0 | 0 | 0 | 0 | 0 | 0 | 0 | 0 | 0 | 0 | 0 | 0 | 0 | 0 | 0 | 0 | 0 | 0 | 0 | 0 | 0 | 0 | 0 | 0 | 0 | 0 | 0 | 0 | 0 | 0 | 0 | 0 | 0 | 0 | 0 | 0 | 0 | 0 | 0 | 0 | 0 | 0 | 0 | 0 | 0 | 0 | 0 | 0 | 0 | 0 | 0 | 0 | 0 | 0 | 0 | 0 | 0 | 0 | 0 | 0 | 0 | 0 | 0 | 0 | 0 | 0 | 0 | 0 | 0 | 0 | 0 | 0 | 0 | 0 | 0 | 0 | 0 | 0 | 0 | 0 | 0 | 0 | 0 | 0 | 0 | 0 | 0 | 0 | 0 | 0 | 0 | 0 | 0 | 0 | 0 | 0 | 0 | 0 | 0 | 0 | 0 | 0 | 0 | 0 | 0 | 0 | 0 | 0 | 0 | 0 | 0 | 0 | 0 | 0 | 0 | 0 | 0 | 0 | 0 | 0 | 0 | 0 | 0 | 0 | 0 | 0 | 0 | 0 | 0 | 0 | 0 | 0 | 0 | 0 | 0 | 0 | 0 | 0 | 0 | 0 | 0 | 0 | 0 | 0 | 0 | 0 | 0 | 0 | 0 | 0 | 0 | 0 | 0 | 0 | 0 | 0 | 0 | 0 | 0 | 0 | 0 | 6241.3158 | 6323.0028 | 6383.9866 | 6431.0281 | 6468.6352 | 6499.3955 | 6535.7531 | 6574.3566 | 6612.8784 | 6650.5609 | 6680.4721 | 6704.2291 | 6723.2338 | 6753.5652 | 6776.0106 | 6792.327 | 6805.1548 | 6805.1548 | 6805.1548 | 6805.1548 | 6805.1548 | 6805.1548 | 6805.1548 | 0 | 0 | 0 | 4405.4265 | 4463.0851 | 4506.1305 | 4539.3347 | 4565.8797 | 4587.5918 | 4613.2547 | 4640.503 | 4667.6935 | 4694.2917 | 4715.4045 | 4732.1733 | 4745.5878 | 4766.9972 | 4782.8403 | 4794.3571 | 4803.4116 | 4803.4116 | 4803.4116 | 4803.4116 | 4803.4116 | 4803.4116 | 4803.4116 | 0 | 0 | 0
WA_Industrial_Paper and Printing_New_Space Heating_Natural Gas_Gas Boiler - Insulate Steam Lines/Condensate Tank_A | WA | Industrial | Paper and Printing | New | Space Heating | Natural Gas | Gas Boiler - Insulate Steam Lines/Condensate Tank | A | IM465 | No insulation | Lines and condenstate tank insulated | 20 | 1045.7342 | 0 | 0 | 6155.03 | 0 | 0 | 0 | 3077.5148 |  | sqft | 30% | 35% | Retrofit | RetroEven20 | 76.5% | TBD | 0.2% | 926.231 |  | 677.0839 |  | 0 | PGE Workpaper - SWWH017-01 | PGE Workpaper - SWWH017-01 | PGE Workpaper - SWWH017-01 | No insulation | No insulation | No insulation | No insulation | No insulation | No insulation | No insulation | No insulation | No insulation | No insulation | No insulation | No insulation | No insulation | No insulation | No insulation | No insulation | No insulation | No insulation | No insulation | No insulation | No insulation | No insulation | No insulation | No insulation | No insulation | No insulation | No insulation | No insulation | No insulation | No insulation | No insulation | Lines and condenstate tank insulated | Lines and condenstate tank insulated | Lines and condenstate tank insulated | Lines and condenstate tank insulated | Lines and condenstate tank insulated | Lines and condenstate tank insulated | Lines and condenstate tank insulated | Lines and condenstate tank insulated | Lines and condenstate tank insulated | Lines and condenstate tank insulated | Lines and condenstate tank insulated | Lines and condenstate tank insulated | Lines and condenstate tank insulated | Lines and condenstate tank insulated | Lines and condenstate tank insulated | Lines and condenstate tank insulated | Lines and condenstate tank insulated | Lines and condenstate tank insulated | Lines and condenstate tank insulated | Lines and condenstate tank insulated | Lines and condenstate tank insulated | Lines and condenstate tank insulated | Lines and condenstate tank insulated | Lines and condenstate tank insulated | Lines and condenstate tank insulated | Lines and condenstate tank insulated | Lines and condenstate tank insulated | Lines and condenstate tank insulated | Lines and condenstate tank insulated | Lines and condenstate tank insulated | Lines and condenstate tank insulated | 6155.03 | 6155.03 | 6155.03 | 6155.03 | 6155.03 | 6155.03 | 6155.03 | 6155.03 | 6155.03 | 6155.03 | 6155.03 | 6155.03 | 6155.03 | 6155.03 | 6155.03 | 6155.03 | 6155.03 | 6155.03 | 6155.03 | 6155.03 | 6155.03 | 6155.03 | 6155.03 | 6155.03 | 6155.03 | 6155.03 | 6155.03 | 6155.03 | 6155.03 | 6155.03 | 6155.03 | 0 | 0 | 0 | 0 | 0 | 0 | 0 | 0 | 0 | 0 | 0 | 0 | 0 | 0 | 0 | 0 | 0 | 0 | 0 | 0 | 0 | 0 | 0 | 0 | 0 | 0 | 0 | 0 | 0 | 0 | 0 | 0 | 0 | 0 | 0 | 0 | 0 | 0 | 0 | 0 | 0 | 0 | 0 | 0 | 0 | 0 | 0 | 0 | 0 | 0 | 0 | 0 | 0 | 0 | 0 | 0 | 0 | 0 | 0 | 0 | 0 | 0 | 0 | 0 | 0 | 0 | 0 | 0 | 0 | 0 | 0 | 0 | 0 | 0 | 0 | 0 | 0 | 0 | 0 | 0 | 0 | 0 | 0 | 0 | 0 | 0 | 0 | 0 | 0 | 0 | 0 | 0 | 0 | 0 | 0 | 0 | 0 | 0 | 0 | 0 | 0 | 0 | 0 | 0 | 0 | 0 | 0 | 0 | 0 | 0 | 0 | 0 | 0 | 0 | 0 | 0 | 0 | 0 | 0 | 0 | 0 | 0 | 0 | 0 | 0 | 0 | 0 | 0 | 0 | 0 | 0 | 0 | 0 | 0 | 0 | 0 | 0 | 0 | 0 | 0 | 0 | 0 | 0 | 0 | 0 | 0 | 0 | 0 | 0 | 0 | 0 | 0 | 0 | 0 | 0 | 0 | 0 | 0 | 0 | 0 | 0 | 0 | 0 | 0 | 0 | 0 | 0 | 0 | 0 | 0 | 0 | 0 | 0 | 0 | 0 | 0 | 0 | 0 | 0 | 0 | 0 | 0 | 0 | 0 | 0 | 0 | 0 | 0 | 0 | 0 | 0 | 0 | 0 | 0 | 0 | 0 | 0 | 0 | 0 | 0 | 0 | 0 | 0 | 0 | 0 | 0 | 0 | 0 | 0 | 0 | 0 | 0 | 0 | 0 | 0 | 0 | 0 | 0 | 0 | 0 | 0 | 0 | 0 | 0 | 0 | 0 | 0 | 0 | 0 | 0 | 0 | 0 | 0 | 0 | 0 | 0 | 0 | 0 | 0 | 0 | 0 | 0 | 0 | 0 | 0 | 0 | 0 | 0 | 0 | 0 | 0 | 0 | 0 | 0 | 0 | 0 | 0 | 0 | 0 | 0 | 0 | 0 | 0 | 0 | 0 | 0 | 0 | 0 | 0 | 0 | 0 | 0 | 0 | 0 | 0 | 0 | 0 | 0 | 0 | 0 | 0 | 0 | 0 | 0 | 0 | 0 | 0 | 0 | 0 | 0 | 0 | 0 | 0 | 0 | 0 | 0 | 0 | 0 | 0 | 0 | 0 | 0 | 0 | 0 | 0 | 0 | 0 | 0 | 0 | 0 | 0 | 0 | 0 | 0 | 0 | 0 | 0 | 0 | 0 | 0 | 0 | 0 | 0 | 0 | 0 | 0 | 0 | 0 | 0 | 0 | 0 | 0 | 0 | 0 | 0 | 0 | 0 | 0 | 0 | 0 | 0 | 0 | 0 | 0 | 0 | 0 | 0 | 0 | 0 | 0 | 0 | 0 | 0 | 0 | 0 | 0 | 0 | 0 | 0 | 0 | 0 | 0 | 0 | 0 | 0 | 0 | 0 | 0 | 0 | 0 | 0 | 0 | 0 | 0 | 0 | 0 | 0 | 0 | 0 | 0 | 0 | 0 | 0 | 0 | 0 | 0 | 0 | 0 | 0 | 0 | 0 | 0 | 0 | 0 | 0 | 0 | 0 | 0 | 0 | 0 | 0 | 0 | 0 | 0 | 0 | 0 | 0 | 0 | 0 | 0 | 0 | 0 | 0 | 0 | 0 | 0 | 0 | 0 | 0 | 0 | 0 | 0 | 0 | 0 | 0 | 0 | 0 | 0 | 0 | 0 | 0 | 0 | 0 | 0 | 0 | 0 | 0 | 0 | 0 | 0 | 0 | 0 | 0 | 0 | 0 | 0 | 0 | 926.231 | 926.231 | 926.231 | 926.231 | 926.231 | 926.231 | 926.231 | 926.231 | 926.231 | 926.231 | 926.231 | 926.231 | 926.231 | 926.231 | 926.231 | 926.231 | 926.231 | 926.231 | 926.231 | 926.231 | 926.231 | 926.231 | 926.231 | 926.231 | 926.231 | 926.231 | 677.0839 | 677.0839 | 677.0839 | 677.0839 | 677.0839 | 677.0839 | 677.0839 | 677.0839 | 677.0839 | 677.0839 | 677.0839 | 677.0839 | 677.0839 | 677.0839 | 677.0839 | 677.0839 | 677.0839 | 677.0839 | 677.0839 | 677.0839 | 677.0839 | 677.0839 | 677.0839 | 677.0839 | 677.0839 | 677.0839
WA_Industrial_Paper and Printing_New_Process_Natural Gas_Gas Boiler - Insulate Steam Lines/Condensate Tank_A | WA | Industrial | Paper and Printing | New | Process | Natural Gas | Gas Boiler - Insulate Steam Lines/Condensate Tank | A | IM466 | No insulation | Lines and condenstate tank insulated | 20 | 604.3224 | 0 | 0 | 6155.03 | 0 | 0 | 0 | 3077.5148 |  | sqft | 30% | 35% | Retrofit | RetroEven20 | 76.5% | TBD | 0.2% | 926.231 |  | 677.0839 |  | 0.015023 | PGE Workpaper - SWWH017-01 | PGE Workpaper - SWWH017-01 | PGE Workpaper - SWWH017-01 | No insulation | No insulation | No insulation | No insulation | No insulation | No insulation | No insulation | No insulation | No insulation | No insulation | No insulation | No insulation | No insulation | No insulation | No insulation | No insulation | No insulation | No insulation | No insulation | No insulation | No insulation | No insulation | No insulation | No insulation | No insulation | No insulation | No insulation | No insulation | No insulation | No insulation | No insulation | Lines and condenstate tank insulated | Lines and condenstate tank insulated | Lines and condenstate tank insulated | Lines and condenstate tank insulated | Lines and condenstate tank insulated | Lines and condenstate tank insulated | Lines and condenstate tank insulated | Lines and condenstate tank insulated | Lines and condenstate tank insulated | Lines and condenstate tank insulated | Lines and condenstate tank insulated | Lines and condenstate tank insulated | Lines and condenstate tank insulated | Lines and condenstate tank insulated | Lines and condenstate tank insulated | Lines and condenstate tank insulated | Lines and condenstate tank insulated | Lines and condenstate tank insulated | Lines and condenstate tank insulated | Lines and condenstate tank insulated | Lines and condenstate tank insulated | Lines and condenstate tank insulated | Lines and condenstate tank insulated | Lines and condenstate tank insulated | Lines and condenstate tank insulated | Lines and condenstate tank insulated | Lines and condenstate tank insulated | Lines and condenstate tank insulated | Lines and condenstate tank insulated | Lines and condenstate tank insulated | Lines and condenstate tank insulated | 6155.03 | 6155.03 | 6155.03 | 6155.03 | 6155.03 | 6155.03 | 6155.03 | 6155.03 | 6155.03 | 6155.03 | 6155.03 | 6155.03 | 6155.03 | 6155.03 | 6155.03 | 6155.03 | 6155.03 | 6155.03 | 6155.03 | 6155.03 | 6155.03 | 6155.03 | 6155.03 | 6155.03 | 6155.03 | 6155.03 | 6155.03 | 6155.03 | 6155.03 | 6155.03 | 6155.03 | 0 | 0 | 0 | 0 | 0 | 602.9837 | 601.8482 | 600.8198 | 599.8771 | 598.9612 | 598.3868 | 597.8745 | 597.4277 | 597.0535 | 596.7549 | 596.5455 | 596.4173 | 596.3543 | 596.3326 | 596.3284 | 596.3673 | 596.3985 | 596.4179 | 596.4271 | 596.4273 | 596.7225 | 596.9957 | 597.2493 | 604.3224 | 604.3224 | 604.3224 | 0.0081 | 0.0095782 | 0.011052 | 0.012514 | 0.013972 | 0.015436 | 0.01688 | 0.01832 | 0.019757 | 0.021171 | 0.022594 | 0.024004 | 0.025418 | 0.026825 | 0.028221 | 0.02962 | 0.031014 | 0.032402 | 0.033784 | 0.035161 | 0.0080159 | 0.0095009 | 0.010986 | 0.012606 | 0.014097 | 0.015589 | 0.0081 | 0.017663 | 0.028685 | 0.041153 | 0.055062 | 0.070445 | 0.087265 | 0.10552 | 0.12521 | 0.14632 | 0.16886 | 0.19283 | 0.21823 | 0.24504 | 0.27326 | 0.3029 | 0.33393 | 0.36634 | 0.40013 | 0.43529 | 0.43551 | 0.43571 | 0.43589 | 0 | 0 | 0 | 0.013433 | 0.015915 | 0.018395 | 0.02086 | 0.023327 | 0.025796 | 0.028233 | 0.030664 | 0.03309 | 0.035477 | 0.037874 | 0.040248 | 0.042622 | 0.044984 | 0.047324 | 0.049668 | 0.052002 | 0.054327 | 0.056644 | 0.058952 | 0.013433 | 0.015915 | 0.018395 | 0.02086 | 0.023327 | 0.025796 | 0.013433 | 0.029348 | 0.047742 | 0.068603 | 0.09193 | 0.11773 | 0.14596 | 0.17662 | 0.20971 | 0.24519 | 0.28306 | 0.32331 | 0.36593 | 0.41092 | 0.45824 | 0.50791 | 0.55991 | 0.61424 | 0.67088 | 0.72983 | 0.72983 | 0.72983 | 0.72983 | 0.72983 | 0.72983 | 0.72983 | 0.0068873 | 0.0081465 | 0.0094023 | 0.010648 | 0.011892 | 0.01314 | 0.014371 | 0.015599 | 0.016824 | 0.01803 | 0.019242 | 0.020444 | 0.021648 | 0.022847 | 0.024036 | 0.025228 | 0.026414 | 0.027596 | 0.028773 | 0.029946 | 0.0068264 | 0.0080906 | 0.0093548 | 0.010715 | 0.011982 | 0.013251 | 0.0068873 | 0.015023 | 0.024403 | 0.035019 | 0.046866 | 0.059967 | 0.074295 | 0.089846 | 0.10662 | 0.12461 | 0.14381 | 0.16423 | 0.18586 | 0.2087 | 0.23274 | 0.25798 | 0.2844 | 0.31201 | 0.34079 | 0.37073 | 0.37089 | 0.37103 | 0.37117 | 0 | 0 | 0 | 0.011418 | 0.013527 | 0.015636 | 0.017731 | 0.019828 | 0.021926 | 0.023998 | 0.026065 | 0.028127 | 0.030156 | 0.032193 | 0.03421 | 0.036228 | 0.038236 | 0.040226 | 0.042218 | 0.044202 | 0.046178 | 0.048147 | 0.050109 | 0.011418 | 0.013527 | 0.015636 | 0.017731 | 0.019828 | 0.021926 | 0.011418 | 0.024946 | 0.040581 | 0.058312 | 0.07814 | 0.10007 | 0.12406 | 0.15013 | 0.17826 | 0.20841 | 0.2406 | 0.27482 | 0.31104 | 0.34928 | 0.38951 | 0.43172 | 0.47593 | 0.5221 | 0.57025 | 0.62036 | 0.62036 | 0.62036 | 0.62036 | 0.62036 | 0.62036 | 0.62036 | 0.0068885 | 0.0081494 | 0.0094061 | 0.010653 | 0.011898 | 0.013147 | 0.01438 | 0.015608 | 0.016833 | 0.018037 | 0.019247 | 0.020445 | 0.021645 | 0.022841 | 0.024028 | 0.025218 | 0.026404 | 0.027586 | 0.028763 | 0.029936 | 0.0068242 | 0.0080881 | 0.009352 | 0.010715 | 0.011982 | 0.013251 | 0.0068885 | 0.015028 | 0.024413 | 0.035035 | 0.046888 | 0.06 | 0.074339 | 0.0899 | 0.10668 | 0.12466 | 0.14385 | 0.16424 | 0.18584 | 0.20865 | 0.23266 | 0.25788 | 0.2843 | 0.31189 | 0.34067 | 0.37061 | 0.37077 | 0.37092 | 0.37105 | 0 | 0 | 0 | 0.011418 | 0.013527 | 0.015636 | 0.017731 | 0.019828 | 0.021926 | 0.023998 | 0.026065 | 0.028127 | 0.030156 | 0.032193 | 0.03421 | 0.036228 | 0.038236 | 0.040226 | 0.042218 | 0.044202 | 0.046178 | 0.048147 | 0.050109 | 0.011418 | 0.013527 | 0.015636 | 0.017731 | 0.019828 | 0.021926 | 0.011418 | 0.024946 | 0.040581 | 0.058312 | 0.07814 | 0.10007 | 0.12406 | 0.15013 | 0.17826 | 0.20841 | 0.2406 | 0.27482 | 0.31104 | 0.34928 | 0.38951 | 0.43172 | 0.47593 | 0.5221 | 0.57025 | 0.62036 | 0.62036 | 0.62036 | 0.62036 | 0.62036 | 0.62036 | 0.62036 | 0.0068873 | 0.0081465 | 0.0094023 | 0.010648 | 0.011892 | 0.01314 | 0.014371 | 0.015599 | 0.016824 | 0.01803 | 0.019242 | 0.020444 | 0.021648 | 0.022847 | 0.024036 | 0.025228 | 0.026414 | 0.027596 | 0.028773 | 0.029946 | 0.0068264 | 0.0080906 | 0.0093548 | 0.010715 | 0.011982 | 0.013251 | 0.0068873 | 0.015023 | 0.024403 | 0.035019 | 0.046866 | 0.059967 | 0.074295 | 0.089846 | 0.10662 | 0.12461 | 0.14381 | 0.16423 | 0.18586 | 0.2087 | 0.23274 | 0.25798 | 0.2844 | 0.31201 | 0.34079 | 0.37073 | 0.37089 | 0.37103 | 0.37117 | 0 | 0 | 0 | 0.011418 | 0.013527 | 0.015636 | 0.017731 | 0.019828 | 0.021926 | 0.023998 | 0.026065 | 0.028127 | 0.030156 | 0.032193 | 0.03421 | 0.036228 | 0.038236 | 0.040226 | 0.042218 | 0.044202 | 0.046178 | 0.048147 | 0.050109 | 0.011418 | 0.013527 | 0.015636 | 0.017731 | 0.019828 | 0.021926 | 0.011418 | 0.024946 | 0.040581 | 0.058312 | 0.07814 | 0.10007 | 0.12406 | 0.15013 | 0.17826 | 0.20841 | 0.2406 | 0.27482 | 0.31104 | 0.34928 | 0.38951 | 0.43172 | 0.47593 | 0.5221 | 0.57025 | 0.62036 | 0.62036 | 0.62036 | 0.62036 | 0.62036 | 0.62036 | 0.62036 | 926.231 | 926.231 | 926.231 | 926.231 | 926.231 | 926.231 | 926.231 | 926.231 | 926.231 | 926.231 | 926.231 | 926.231 | 926.231 | 926.231 | 926.231 | 926.231 | 926.231 | 926.231 | 926.231 | 926.231 | 926.231 | 926.231 | 926.231 | 926.231 | 926.231 | 926.231 | 677.0839 | 677.0839 | 677.0839 | 677.0839 | 677.0839 | 677.0839 | 677.0839 | 677.0839 | 677.0839 | 677.0839 | 677.0839 | 677.0839 | 677.0839 | 677.0839 | 677.0839 | 677.0839 | 677.0839 | 677.0839 | 677.0839 | 677.0839 | 677.0839 | 677.0839 | 677.0839 | 677.0839 | 677.0839 | 677.0839
WA_Industrial_Paper and Printing_New_Space Heating_Natural Gas_Gas Boiler - Insulate Hot Water Lines_A | WA | Industrial | Paper and Printing | New | Space Heating | Natural Gas | Gas Boiler - Insulate Hot Water Lines | A | IM467 | No insulation | Insulated water lines | 20 | 1182.0085 | 0 | 0 | 4370.01 | 0 | 0 | 0 | 2185.0057 |  | sqft | 45% | 50% | Retrofit | RetroEven20 | 76.5% | TBD | 0.2% | 581.798 |  | 425.3 |  | 0 | PGE Workpaper - SWWH017-01 | PGE Workpaper - SWWH017-01 | PGE Workpaper - SWWH017-01 | No insulation | No insulation | No insulation | No insulation | No insulation | No insulation | No insulation | No insulation | No insulation | No insulation | No insulation | No insulation | No insulation | No insulation | No insulation | No insulation | No insulation | No insulation | No insulation | No insulation | No insulation | No insulation | No insulation | No insulation | No insulation | No insulation | No insulation | No insulation | No insulation | No insulation | No insulation | Insulated water lines | Insulated water lines | Insulated water lines | Insulated water lines | Insulated water lines | Insulated water lines | Insulated water lines | Insulated water lines | Insulated water lines | Insulated water lines | Insulated water lines | Insulated water lines | Insulated water lines | Insulated water lines | Insulated water lines | Insulated water lines | Insulated water lines | Insulated water lines | Insulated water lines | Insulated water lines | Insulated water lines | Insulated water lines | Insulated water lines | Insulated water lines | Insulated water lines | Insulated water lines | Insulated water lines | Insulated water lines | Insulated water lines | Insulated water lines | Insulated water lines | 4370.01 | 4370.01 | 4370.01 | 4370.01 | 4370.01 | 4370.01 | 4370.01 | 4370.01 | 4370.01 | 4370.01 | 4370.01 | 4370.01 | 4370.01 | 4370.01 | 4370.01 | 4370.01 | 4370.01 | 4370.01 | 4370.01 | 4370.01 | 4370.01 | 4370.01 | 4370.01 | 4370.01 | 4370.01 | 4370.01 | 4370.01 | 4370.01 | 4370.01 | 4370.01 | 4370.01 | 0 | 0 | 0 | 0 | 0 | 0 | 0 | 0 | 0 | 0 | 0 | 0 | 0 | 0 | 0 | 0 | 0 | 0 | 0 | 0 | 0 | 0 | 0 | 0 | 0 | 0 | 0 | 0 | 0 | 0 | 0 | 0 | 0 | 0 | 0 | 0 | 0 | 0 | 0 | 0 | 0 | 0 | 0 | 0 | 0 | 0 | 0 | 0 | 0 | 0 | 0 | 0 | 0 | 0 | 0 | 0 | 0 | 0 | 0 | 0 | 0 | 0 | 0 | 0 | 0 | 0 | 0 | 0 | 0 | 0 | 0 | 0 | 0 | 0 | 0 | 0 | 0 | 0 | 0 | 0 | 0 | 0 | 0 | 0 | 0 | 0 | 0 | 0 | 0 | 0 | 0 | 0 | 0 | 0 | 0 | 0 | 0 | 0 | 0 | 0 | 0 | 0 | 0 | 0 | 0 | 0 | 0 | 0 | 0 | 0 | 0 | 0 | 0 | 0 | 0 | 0 | 0 | 0 | 0 | 0 | 0 | 0 | 0 | 0 | 0 | 0 | 0 | 0 | 0 | 0 | 0 | 0 | 0 | 0 | 0 | 0 | 0 | 0 | 0 | 0 | 0 | 0 | 0 | 0 | 0 | 0 | 0 | 0 | 0 | 0 | 0 | 0 | 0 | 0 | 0 | 0 | 0 | 0 | 0 | 0 | 0 | 0 | 0 | 0 | 0 | 0 | 0 | 0 | 0 | 0 | 0 | 0 | 0 | 0 | 0 | 0 | 0 | 0 | 0 | 0 | 0 | 0 | 0 | 0 | 0 | 0 | 0 | 0 | 0 | 0 | 0 | 0 | 0 | 0 | 0 | 0 | 0 | 0 | 0 | 0 | 0 | 0 | 0 | 0 | 0 | 0 | 0 | 0 | 0 | 0 | 0 | 0 | 0 | 0 | 0 | 0 | 0 | 0 | 0 | 0 | 0 | 0 | 0 | 0 | 0 | 0 | 0 | 0 | 0 | 0 | 0 | 0 | 0 | 0 | 0 | 0 | 0 | 0 | 0 | 0 | 0 | 0 | 0 | 0 | 0 | 0 | 0 | 0 | 0 | 0 | 0 | 0 | 0 | 0 | 0 | 0 | 0 | 0 | 0 | 0 | 0 | 0 | 0 | 0 | 0 | 0 | 0 | 0 | 0 | 0 | 0 | 0 | 0 | 0 | 0 | 0 | 0 | 0 | 0 | 0 | 0 | 0 | 0 | 0 | 0 | 0 | 0 | 0 | 0 | 0 | 0 | 0 | 0 | 0 | 0 | 0 | 0 | 0 | 0 | 0 | 0 | 0 | 0 | 0 | 0 | 0 | 0 | 0 | 0 | 0 | 0 | 0 | 0 | 0 | 0 | 0 | 0 | 0 | 0 | 0 | 0 | 0 | 0 | 0 | 0 | 0 | 0 | 0 | 0 | 0 | 0 | 0 | 0 | 0 | 0 | 0 | 0 | 0 | 0 | 0 | 0 | 0 | 0 | 0 | 0 | 0 | 0 | 0 | 0 | 0 | 0 | 0 | 0 | 0 | 0 | 0 | 0 | 0 | 0 | 0 | 0 | 0 | 0 | 0 | 0 | 0 | 0 | 0 | 0 | 0 | 0 | 0 | 0 | 0 | 0 | 0 | 0 | 0 | 0 | 0 | 0 | 0 | 0 | 0 | 0 | 0 | 0 | 0 | 0 | 0 | 0 | 0 | 0 | 0 | 0 | 0 | 0 | 0 | 0 | 0 | 0 | 0 | 0 | 0 | 0 | 0 | 0 | 0 | 0 | 0 | 0 | 0 | 0 | 0 | 0 | 0 | 0 | 0 | 0 | 0 | 0 | 0 | 0 | 0 | 0 | 0 | 0 | 0 | 0 | 0 | 0 | 0 | 0 | 0 | 0 | 0 | 0 | 0 | 0 | 0 | 0 | 0 | 0 | 0 | 0 | 0 | 0 | 581.798 | 581.798 | 581.798 | 581.798 | 581.798 | 581.798 | 581.798 | 581.798 | 581.798 | 581.798 | 581.798 | 581.798 | 581.798 | 581.798 | 581.798 | 581.798 | 581.798 | 581.798 | 581.798 | 581.798 | 581.798 | 581.798 | 581.798 | 581.798 | 581.798 | 581.798 | 425.3 | 425.3 | 425.3 | 425.3 | 425.3 | 425.3 | 425.3 | 425.3 | 425.3 | 425.3 | 425.3 | 425.3 | 425.3 | 425.3 | 425.3 | 425.3 | 425.3 | 425.3 | 425.3 | 425.3 | 425.3 | 425.3 | 425.3 | 425.3 | 425.3 | 425.3
WA_Industrial_Paper and Printing_New_Process_Natural Gas_Gas Boiler - Insulate Hot Water Lines_A | WA | Industrial | Paper and Printing | New | Process | Natural Gas | Gas Boiler - Insulate Hot Water Lines | A | IM468 | No insulation | Insulated water lines | 20 | 683.0744 | 0 | 0 | 4370.01 | 0 | 0 | 0 | 2185.0057 |  | sqft | 45% | 50% | Retrofit | RetroEven20 | 76.5% | TBD | 0.2% | 581.798 |  | 425.3 |  | 0.017015 | PGE Workpaper - SWWH017-01 | PGE Workpaper - SWWH017-01 | PGE Workpaper - SWWH017-01 | No insulation | No insulation | No insulation | No insulation | No insulation | No insulation | No insulation | No insulation | No insulation | No insulation | No insulation | No insulation | No insulation | No insulation | No insulation | No insulation | No insulation | No insulation | No insulation | No insulation | No insulation | No insulation | No insulation | No insulation | No insulation | No insulation | No insulation | No insulation | No insulation | No insulation | No insulation | Insulated water lines | Insulated water lines | Insulated water lines | Insulated water lines | Insulated water lines | Insulated water lines | Insulated water lines | Insulated water lines | Insulated water lines | Insulated water lines | Insulated water lines | Insulated water lines | Insulated water lines | Insulated water lines | Insulated water lines | Insulated water lines | Insulated water lines | Insulated water lines | Insulated water lines | Insulated water lines | Insulated water lines | Insulated water lines | Insulated water lines | Insulated water lines | Insulated water lines | Insulated water lines | Insulated water lines | Insulated water lines | Insulated water lines | Insulated water lines | Insulated water lines | 4370.01 | 4370.01 | 4370.01 | 4370.01 | 4370.01 | 4370.01 | 4370.01 | 4370.01 | 4370.01 | 4370.01 | 4370.01 | 4370.01 | 4370.01 | 4370.01 | 4370.01 | 4370.01 | 4370.01 | 4370.01 | 4370.01 | 4370.01 | 4370.01 | 4370.01 | 4370.01 | 4370.01 | 4370.01 | 4370.01 | 4370.01 | 4370.01 | 4370.01 | 4370.01 | 4370.01 | 0 | 0 | 0 | 0 | 0 | 682.4415 | 681.8994 | 681.3957 | 680.9368 | 680.4712 | 680.0228 | 679.6313 | 679.301 | 679.0429 | 678.8658 | 678.7811 | 678.7851 | 678.8579 | 678.9744 | 679.1093 | 679.2896 | 679.4592 | 679.6137 | 679.7551 | 679.8849 | 680.0046 | 680.1153 | 680.2181 | 683.0744 | 683.0744 | 683.0744 | 0.0091673 | 0.010852 | 0.012534 | 0.014204 | 0.015873 | 0.017542 | 0.019188 | 0.02083 | 0.02247 | 0.024084 | 0.025708 | 0.027319 | 0.028934 | 0.030543 | 0.032138 | 0.033739 | 0.035333 | 0.036921 | 0.038504 | 0.040081 | 0.0091346 | 0.010824 | 0.012512 | 0.014249 | 0.015934 | 0.01762 | 0.0091673 | 0.020012 | 0.032531 | 0.046714 | 0.062555 | 0.080056 | 0.099198 | 0.11998 | 0.1424 | 0.16645 | 0.19214 | 0.21946 | 0.24842 | 0.279 | 0.3112 | 0.34502 | 0.38044 | 0.41745 | 0.45604 | 0.4962 | 0.49629 | 0.49637 | 0.49645 | 0 | 0 | 0 | 0.013433 | 0.015915 | 0.018395 | 0.02086 | 0.023327 | 0.025796 | 0.028233 | 0.030664 | 0.03309 | 0.035477 | 0.037874 | 0.040248 | 0.042622 | 0.044984 | 0.047324 | 0.049668 | 0.052002 | 0.054327 | 0.056644 | 0.058952 | 0.013433 | 0.015915 | 0.018395 | 0.02086 | 0.023327 | 0.025796 | 0.013433 | 0.029348 | 0.047742 | 0.068603 | 0.09193 | 0.11773 | 0.14596 | 0.17662 | 0.20971 | 0.24519 | 0.28306 | 0.32331 | 0.36593 | 0.41092 | 0.45824 | 0.50791 | 0.55991 | 0.61424 | 0.67088 | 0.72983 | 0.72983 | 0.72983 | 0.72983 | 0.72983 | 0.72983 | 0.72983 | 0.0077933 | 0.0092267 | 0.010658 | 0.012079 | 0.0135 | 0.014921 | 0.016322 | 0.01772 | 0.019116 | 0.020491 | 0.021873 | 0.023244 | 0.024617 | 0.025985 | 0.027342 | 0.028702 | 0.030057 | 0.031407 | 0.032752 | 0.034093 | 0.0077697 | 0.0092062 | 0.010642 | 0.012112 | 0.013544 | 0.014977 | 0.0077933 | 0.017015 | 0.027662 | 0.039726 | 0.053203 | 0.068093 | 0.084382 | 0.10207 | 0.12115 | 0.14162 | 0.16347 | 0.18672 | 0.21135 | 0.23737 | 0.26475 | 0.29351 | 0.32363 | 0.3551 | 0.38791 | 0.42207 | 0.42213 | 0.42219 | 0.42225 | 0 | 0 | 0 | 0.011418 | 0.013527 | 0.015636 | 0.017731 | 0.019828 | 0.021926 | 0.023998 | 0.026065 | 0.028127 | 0.030156 | 0.032193 | 0.03421 | 0.036228 | 0.038236 | 0.040226 | 0.042218 | 0.044202 | 0.046178 | 0.048147 | 0.050109 | 0.011418 | 0.013527 | 0.015636 | 0.017731 | 0.019828 | 0.021926 | 0.011418 | 0.024946 | 0.040581 | 0.058312 | 0.07814 | 0.10007 | 0.12406 | 0.15013 | 0.17826 | 0.20841 | 0.2406 | 0.27482 | 0.31104 | 0.34928 | 0.38951 | 0.43172 | 0.47593 | 0.5221 | 0.57025 | 0.62036 | 0.62036 | 0.62036 | 0.62036 | 0.62036 | 0.62036 | 0.62036 | 0.0077947 | 0.0092301 | 0.010662 | 0.012085 | 0.013507 | 0.014929 | 0.016332 | 0.017731 | 0.019126 | 0.020499 | 0.021878 | 0.023245 | 0.024613 | 0.025978 | 0.027332 | 0.028692 | 0.030046 | 0.031396 | 0.032741 | 0.034081 | 0.0077671 | 0.0092033 | 0.010639 | 0.012112 | 0.013544 | 0.014977 | 0.0077947 | 0.017021 | 0.027673 | 0.039743 | 0.053228 | 0.06813 | 0.084432 | 0.10213 | 0.12122 | 0.14167 | 0.16351 | 0.18673 | 0.21132 | 0.2373 | 0.26466 | 0.2934 | 0.32351 | 0.35497 | 0.38778 | 0.42193 | 0.422 | 0.42206 | 0.42212 | 0 | 0 | 0 | 0.011418 | 0.013527 | 0.015636 | 0.017731 | 0.019828 | 0.021926 | 0.023998 | 0.026065 | 0.028127 | 0.030156 | 0.032193 | 0.03421 | 0.036228 | 0.038236 | 0.040226 | 0.042218 | 0.044202 | 0.046178 | 0.048147 | 0.050109 | 0.011418 | 0.013527 | 0.015636 | 0.017731 | 0.019828 | 0.021926 | 0.011418 | 0.024946 | 0.040581 | 0.058312 | 0.07814 | 0.10007 | 0.12406 | 0.15013 | 0.17826 | 0.20841 | 0.2406 | 0.27482 | 0.31104 | 0.34928 | 0.38951 | 0.43172 | 0.47593 | 0.5221 | 0.57025 | 0.62036 | 0.62036 | 0.62036 | 0.62036 | 0.62036 | 0.62036 | 0.62036 | 0.0077933 | 0.0092267 | 0.010658 | 0.012079 | 0.0135 | 0.014921 | 0.016322 | 0.01772 | 0.019116 | 0.020491 | 0.021873 | 0.023244 | 0.024617 | 0.025985 | 0.027342 | 0.028702 | 0.030057 | 0.031407 | 0.032752 | 0.034093 | 0.0077697 | 0.0092062 | 0.010642 | 0.012112 | 0.013544 | 0.014977 | 0.0077933 | 0.017015 | 0.027662 | 0.039726 | 0.053203 | 0.068093 | 0.084382 | 0.10207 | 0.12115 | 0.14162 | 0.16347 | 0.18672 | 0.21135 | 0.23737 | 0.26475 | 0.29351 | 0.32363 | 0.3551 | 0.38791 | 0.42207 | 0.42213 | 0.42219 | 0.42225 | 0 | 0 | 0 | 0.011418 | 0.013527 | 0.015636 | 0.017731 | 0.019828 | 0.021926 | 0.023998 | 0.026065 | 0.028127 | 0.030156 | 0.032193 | 0.03421 | 0.036228 | 0.038236 | 0.040226 | 0.042218 | 0.044202 | 0.046178 | 0.048147 | 0.050109 | 0.011418 | 0.013527 | 0.015636 | 0.017731 | 0.019828 | 0.021926 | 0.011418 | 0.024946 | 0.040581 | 0.058312 | 0.07814 | 0.10007 | 0.12406 | 0.15013 | 0.17826 | 0.20841 | 0.2406 | 0.27482 | 0.31104 | 0.34928 | 0.38951 | 0.43172 | 0.47593 | 0.5221 | 0.57025 | 0.62036 | 0.62036 | 0.62036 | 0.62036 | 0.62036 | 0.62036 | 0.62036 | 581.798 | 581.798 | 581.798 | 581.798 | 581.798 | 581.798 | 581.798 | 581.798 | 581.798 | 581.798 | 581.798 | 581.798 | 581.798 | 581.798 | 581.798 | 581.798 | 581.798 | 581.798 | 581.798 | 581.798 | 581.798 | 581.798 | 581.798 | 581.798 | 581.798 | 581.798 | 425.3 | 425.3 | 425.3 | 425.3 | 425.3 | 425.3 | 425.3 | 425.3 | 425.3 | 425.3 | 425.3 | 425.3 | 425.3 | 425.3 | 425.3 | 425.3 | 425.3 | 425.3 | 425.3 | 425.3 | 425.3 | 425.3 | 425.3 | 425.3 | 425.3 | 425.3
WA_Industrial_Paper and Printing_New_Process_Natural Gas_Process - Insulate Heated Process Fluids_A | WA | Industrial | Paper and Printing | New | Process | Natural Gas | Process - Insulate Heated Process Fluids | A | IM469 | No insulation | Insulated process fluid lines | 20 | 559.2448 | 0 | 0 | 6155.03 | 0 | 0 | 0 | 3077.5148 |  | employee | 5% | 10% | Retrofit | Retro12Med | 84.73% | TBD | 0.2% | 1000.8893 |  | 731.6598 |  | 0.030267 | PGE Workpaper - SWWH017-01 | PGE Workpaper - SWWH017-01 | PGE Workpaper - SWWH017-01 | No insulation | No insulation | No insulation | No insulation | No insulation | No insulation | No insulation | No insulation | No insulation | No insulation | No insulation | No insulation | No insulation | No insulation | No insulation | No insulation | No insulation | No insulation | No insulation | No insulation | No insulation | No insulation | No insulation | No insulation | No insulation | No insulation | No insulation | No insulation | No insulation | No insulation | No insulation | Insulated process fluid lines | Insulated process fluid lines | Insulated process fluid lines | Insulated process fluid lines | Insulated process fluid lines | Insulated process fluid lines | Insulated process fluid lines | Insulated process fluid lines | Insulated process fluid lines | Insulated process fluid lines | Insulated process fluid lines | Insulated process fluid lines | Insulated process fluid lines | Insulated process fluid lines | Insulated process fluid lines | Insulated process fluid lines | Insulated process fluid lines | Insulated process fluid lines | Insulated process fluid lines | Insulated process fluid lines | Insulated process fluid lines | Insulated process fluid lines | Insulated process fluid lines | Insulated process fluid lines | Insulated process fluid lines | Insulated process fluid lines | Insulated process fluid lines | Insulated process fluid lines | Insulated process fluid lines | Insulated process fluid lines | Insulated process fluid lines | 6155.03 | 6155.03 | 6155.03 | 6155.03 | 6155.03 | 6155.03 | 6155.03 | 6155.03 | 6155.03 | 6155.03 | 6155.03 | 6155.03 | 6155.03 | 6155.03 | 6155.03 | 6155.03 | 6155.03 | 6155.03 | 6155.03 | 6155.03 | 6155.03 | 6155.03 | 6155.03 | 6155.03 | 6155.03 | 6155.03 | 6155.03 | 6155.03 | 6155.03 | 6155.03 | 6155.03 | 0 | 0 | 0 | 0 | 0 | 556.3236 | 553.8591 | 551.6543 | 549.6299 | 547.7025 | 546.2904 | 545.2234 | 544.4292 | 543.8557 | 543.4551 | 543.2202 | 543.1128 | 543.1063 | 543.1634 | 543.2513 | 543.5359 | 543.7825 | 543.9915 | 544.1678 | 544.3156 | 544.8708 | 545.3848 | 545.8621 | 559.2448 | 559.2448 | 559.2448 | 0.016348 | 0.019282 | 0.022198 | 0.02508 | 0.027948 | 0.027744 | 0.024245 | 0.021035 | 0.01814 | 0.015548 | 0.013273 | 0.011281 | 0.0095572 | 0.0080704 | 0.0067934 | 0.0057068 | 4.0773e-05 | 1.5219e-05 | 5.4111e-06 | 1.8369e-06 | 0.016011 | 0.018987 | 0.021965 | 0.025519 | 0.028537 | 0.028401 | 0.016348 | 0.035557 | 0.057613 | 0.082482 | 0.11014 | 0.1376 | 0.16158 | 0.18238 | 0.20032 | 0.21572 | 0.2289 | 0.24014 | 0.24969 | 0.25779 | 0.26463 | 0.27047 | 0.27063 | 0.27075 | 0.27085 | 0.27092 | 0.2712 | 0.27145 | 0.27169 | 0 | 0 | 0 | 0.029385 | 0.034813 | 0.040238 | 0.045631 | 0.051028 | 0.050785 | 0.044467 | 0.038637 | 0.033355 | 0.028609 | 0.024433 | 0.020772 | 0.017597 | 0.014858 | 0.012505 | 0.010499 | 7.498e-05 | 2.7976e-05 | 9.9438e-06 | 3.3747e-06 | 0.029385 | 0.034813 | 0.040238 | 0.045631 | 0.051028 | 0.050785 | 0.029385 | 0.064198 | 0.10444 | 0.15007 | 0.2011 | 0.25188 | 0.29635 | 0.33498 | 0.36834 | 0.39695 | 0.42138 | 0.44215 | 0.45975 | 0.47461 | 0.48711 | 0.49761 | 0.49769 | 0.49772 | 0.49773 | 0.49773 | 0.49773 | 0.49773 | 0.49773 | 0.49773 | 0.49773 | 0.49773 | 0.013906 | 0.016413 | 0.018907 | 0.021374 | 0.02383 | 0.023665 | 0.020687 | 0.017952 | 0.015484 | 0.013273 | 0.011331 | 0.0096314 | 0.0081595 | 0.00689 | 0.0057996 | 0.0048716 | 3.4803e-05 | 1.299e-05 | 4.6184e-06 | 1.5677e-06 | 0.013663 | 0.0162 | 0.018738 | 0.021691 | 0.024256 | 0.024141 | 0.013906 | 0.030267 | 0.049071 | 0.070292 | 0.093914 | 0.11737 | 0.13787 | 0.15565 | 0.17099 | 0.18416 | 0.19542 | 0.20502 | 0.21318 | 0.22009 | 0.22592 | 0.23089 | 0.23101 | 0.2311 | 0.23117 | 0.23122 | 0.23142 | 0.23161 | 0.23178 | 0 | 0 | 0 | 0.024977 | 0.029591 | 0.034203 | 0.038787 | 0.043373 | 0.043168 | 0.037797 | 0.032841 | 0.028351 | 0.024318 | 0.020768 | 0.017656 | 0.014958 | 0.012629 | 0.010629 | 0.0089245 | 6.3733e-05 | 2.3779e-05 | 8.4522e-06 | 2.8685e-06 | 0.024977 | 0.029591 | 0.034203 | 0.038787 | 0.043373 | 0.043168 | 0.024977 | 0.054568 | 0.088771 | 0.12756 | 0.17093 | 0.2141 | 0.2519 | 0.28474 | 0.31309 | 0.33741 | 0.35817 | 0.37583 | 0.39079 | 0.40342 | 0.41405 | 0.42297 | 0.42303 | 0.42306 | 0.42307 | 0.42307 | 0.42307 | 0.42307 | 0.42307 | 0.42307 | 0.42307 | 0.42307 | 0 | 0 | 0 | 0 | 0 | 0 | 0 | 0 | 0 | 0 | 0 | 0 | 0 | 0 | 0 | 0 | 0 | 0 | 0 | 0 | 0 | 0 | 0 | 0 | 0 | 0 | 0 | 0 | 0 | 0 | 0 | 0 | 0 | 0 | 0 | 0 | 0 | 0 | 0 | 0 | 0 | 0 | 0 | 0 | 0 | 0 | 0 | 0 | 0 | 0 | 0 | 0 | 0 | 0 | 0 | 0 | 0 | 0 | 0 | 0 | 0 | 0 | 0 | 0 | 0 | 0 | 0 | 0 | 0 | 0 | 0 | 0 | 0 | 0 | 0 | 0 | 0 | 0 | 0 | 0 | 0 | 0 | 0 | 0 | 0 | 0 | 0 | 0 | 0 | 0 | 0 | 0 | 0 | 0 | 0 | 0 | 0 | 0 | 0 | 0 | 0 | 0 | 0 | 0 | 0.013906 | 0.016413 | 0.018907 | 0.021374 | 0.02383 | 0.023665 | 0.020687 | 0.017952 | 0.015484 | 0.013273 | 0.011331 | 0.0096314 | 0.0081595 | 0.00689 | 0.0057996 | 0.0048716 | 3.4803e-05 | 1.299e-05 | 4.6184e-06 | 1.5677e-06 | 0.013663 | 0.0162 | 0.018738 | 0.021691 | 0.024256 | 0.024141 | 0.013906 | 0.030267 | 0.049071 | 0.070292 | 0.093914 | 0.11737 | 0.13787 | 0.15565 | 0.17099 | 0.18416 | 0.19542 | 0.20502 | 0.21318 | 0.22009 | 0.22592 | 0.23089 | 0.23101 | 0.2311 | 0.23117 | 0.23122 | 0.23142 | 0.23161 | 0.23178 | 0 | 0 | 0 | 0.024977 | 0.029591 | 0.034203 | 0.038787 | 0.043373 | 0.043168 | 0.037797 | 0.032841 | 0.028351 | 0.024318 | 0.020768 | 0.017656 | 0.014958 | 0.012629 | 0.010629 | 0.0089245 | 6.3733e-05 | 2.3779e-05 | 8.4522e-06 | 2.8685e-06 | 0.024977 | 0.029591 | 0.034203 | 0.038787 | 0.043373 | 0.043168 | 0.024977 | 0.054568 | 0.088771 | 0.12756 | 0.17093 | 0.2141 | 0.2519 | 0.28474 | 0.31309 | 0.33741 | 0.35817 | 0.37583 | 0.39079 | 0.40342 | 0.41405 | 0.42297 | 0.42303 | 0.42306 | 0.42307 | 0.42307 | 0.42307 | 0.42307 | 0.42307 | 0.42307 | 0.42307 | 0.42307 | 1000.8893 | 1000.8893 | 1000.8893 | 1000.8893 | 1000.8893 | 1000.8893 | 1000.8893 | 1000.8893 | 1000.8893 | 1000.8893 | 1000.8893 | 1000.8893 | 1000.8893 | 1000.8893 | 1000.8893 | 1000.8893 | 1000.8893 | 1000.8893 | 1000.8893 | 1000.8893 | 1000.8893 | 1000.8893 | 1000.8893 | 1000.8893 | 1000.8893 | 1000.8893 | 731.6598 | 731.6598 | 731.6598 | 731.6598 | 731.6598 | 731.6598 | 731.6598 | 731.6598 | 731.6598 | 731.6598 | 731.6598 | 731.6598 | 731.6598 | 731.6598 | 731.6598 | 731.6598 | 731.6598 | 731.6598 | 731.6598 | 731.6598 | 731.6598 | 731.6598 | 731.6598 | 731.6598 | 731.6598 | 731.6598
WA_Industrial_Paper and Printing_New_Process_Natural Gas_Process Heat Recovery_A | WA | Industrial | Paper and Printing | New | Process | Natural Gas | Process Heat Recovery | A | IM470 | No HR system | HR system installed | 15 | 73.39 | 0 | 0 | 687.24 | 0 | 0 | 0 | 343.6215 |  | hp air | 5% | 50% | Retrofit | Retro12Med | 84.73% | TBD | 0.2% | 982.0255 |  | 746.6508 |  | 0.14361 | MN TRM v3.1 - Exhaust Energy Recovery | WI TRM - Process Exhaust Filtration, 3244 | WI TRM - Compressed Air and Vacuum Pump Heat Recovery, 2257, 4494, 3928, 4629 | No HR system | No HR system | No HR system | No HR system | No HR system | No HR system | No HR system | No HR system | No HR system | No HR system | No HR system | No HR system | No HR system | No HR system | No HR system | No HR system | No HR system | No HR system | No HR system | No HR system | No HR system | No HR system | No HR system | No HR system | No HR system | No HR system | No HR system | No HR system | No HR system | No HR system | No HR system | HR system installed | HR system installed | HR system installed | HR system installed | HR system installed | HR system installed | HR system installed | HR system installed | HR system installed | HR system installed | HR system installed | HR system installed | HR system installed | HR system installed | HR system installed | HR system installed | HR system installed | HR system installed | HR system installed | HR system installed | HR system installed | HR system installed | HR system installed | HR system installed | HR system installed | HR system installed | HR system installed | HR system installed | HR system installed | HR system installed | HR system installed | 687.24 | 687.24 | 687.24 | 687.24 | 687.24 | 687.24 | 687.24 | 687.24 | 687.24 | 687.24 | 687.24 | 687.24 | 687.24 | 687.24 | 687.24 | 687.24 | 687.24 | 687.24 | 687.24 | 687.24 | 687.24 | 687.24 | 687.24 | 687.24 | 687.24 | 687.24 | 687.24 | 687.24 | 687.24 | 687.24 | 687.24 | 0 | 0 | 0 | 0 | 0 | 73.2065 | 73.051 | 72.9106 | 72.7818 | 72.6571 | 72.5745 | 72.4998 | 72.4334 | 72.3761 | 72.328 | 72.291 | 72.2639 | 72.2448 | 72.2308 | 72.219 | 72.2125 | 72.2051 | 72.1963 | 72.1863 | 72.1752 | 72.2206 | 72.2625 | 72.3015 | 0 | 0 | 0 | 0.077442 | 0.091553 | 0.10562 | 0.11956 | 0.13347 | 0.13269 | 0.11606 | 0.10075 | 0.086907 | 0.074492 | 0.063587 | 0.054037 | 0.045768 | 0.038636 | 0.032512 | 0.07639 | 0.090492 | 0.10458 | 0.11858 | 0.13259 | 0.13204 | 0.11568 | 0.10057 | 0 | 0 | 0 | 0.077442 | 0.16883 | 0.27412 | 0.3932 | 0.526 | 0.65808 | 0.77347 | 0.87351 | 0.95972 | 1.0336 | 1.0966 | 1.1503 | 1.1957 | 1.2341 | 1.2664 | 1.2663 | 1.2662 | 1.266 | 1.2659 | 1.2657 | 1.2665 | 1.2672 | 1.2679 | 0 | 0 | 0 | 1.0579 | 1.2533 | 1.4486 | 1.6427 | 1.837 | 1.8283 | 1.6008 | 1.3909 | 1.2008 | 1.0299 | 0.87959 | 0.74778 | 0.63351 | 0.53489 | 0.45018 | 1.0579 | 1.2533 | 1.4486 | 1.6427 | 1.837 | 1.8283 | 1.6008 | 1.3909 | 1.2008 | 1.0299 | 0.87959 | 1.0579 | 2.3111 | 3.7597 | 5.4024 | 7.2394 | 9.0677 | 10.6685 | 12.0595 | 13.2602 | 14.2901 | 15.1697 | 15.9175 | 16.551 | 17.0859 | 17.5361 | 17.5361 | 17.5361 | 17.5361 | 17.5361 | 17.5361 | 17.5361 | 17.5361 | 17.5361 | 17.5361 | 17.5361 | 17.5361 | 0.06585 | 0.077874 | 0.089863 | 0.10175 | 0.11362 | 0.11297 | 0.098831 | 0.085806 | 0.074025 | 0.063457 | 0.054171 | 0.046038 | 0.038994 | 0.032919 | 0.027702 | 0.06509 | 0.077107 | 0.089114 | 0.10105 | 0.11298 | 0.1125 | 0.098557 | 0.085673 | 0 | 0 | 0 | 0.06585 | 0.14361 | 0.23323 | 0.33464 | 0.44777 | 0.56031 | 0.65865 | 0.74395 | 0.81747 | 0.88047 | 0.93425 | 0.98 | 1.0188 | 1.0515 | 1.0791 | 1.079 | 1.0789 | 1.0788 | 1.0787 | 1.0785 | 1.0791 | 1.0796 | 1.0801 | 0 | 0 | 0 | 0.89918 | 1.0653 | 1.2313 | 1.3963 | 1.5614 | 1.554 | 1.3607 | 1.1823 | 1.0207 | 0.87543 | 0.74765 | 0.63561 | 0.53848 | 0.45466 | 0.38265 | 0.89918 | 1.0653 | 1.2313 | 1.3963 | 1.5614 | 1.554 | 1.3607 | 1.1823 | 1.0207 | 0.87543 | 0.74765 | 0.89918 | 1.9645 | 3.1957 | 4.5921 | 6.1535 | 7.7075 | 9.0682 | 10.2505 | 11.2712 | 12.1466 | 12.8943 | 13.5299 | 14.0684 | 14.523 | 14.9057 | 14.9057 | 14.9057 | 14.9057 | 14.9057 | 14.9057 | 14.9057 | 14.9057 | 14.9057 | 14.9057 | 14.9057 | 14.9057 | 0 | 0 | 0 | 0 | 0 | 0 | 0 | 0 | 0 | 0 | 0 | 0 | 0 | 0 | 0 | 0 | 0 | 0 | 0 | 0 | 0 | 0 | 0 | 0 | 0 | 0 | 0 | 0 | 0 | 0 | 0 | 0 | 0 | 0 | 0 | 0 | 0 | 0 | 0 | 0 | 0 | 0 | 0 | 0 | 0 | 0 | 0 | 0 | 0 | 0 | 0 | 0 | 0 | 0 | 0 | 0 | 0 | 0 | 0 | 0 | 0 | 0 | 0 | 0 | 0 | 0 | 0 | 0 | 0 | 0 | 0 | 0 | 0 | 0 | 0 | 0 | 0 | 0 | 0 | 0 | 0 | 0 | 0 | 0 | 0 | 0 | 0 | 0 | 0 | 0 | 0 | 0 | 0 | 0 | 0 | 0 | 0 | 0 | 0 | 0 | 0 | 0 | 0 | 0 | 0.06585 | 0.077874 | 0.089863 | 0.10175 | 0.11362 | 0.11297 | 0.098831 | 0.085806 | 0.074025 | 0.063457 | 0.054171 | 0.046038 | 0.038994 | 0.032919 | 0.027702 | 0.06509 | 0.077107 | 0.089114 | 0.10105 | 0.11298 | 0.1125 | 0.098557 | 0.085673 | 0 | 0 | 0 | 0.06585 | 0.14361 | 0.23323 | 0.33464 | 0.44777 | 0.56031 | 0.65865 | 0.74395 | 0.81747 | 0.88047 | 0.93425 | 0.98 | 1.0188 | 1.0515 | 1.0791 | 1.079 | 1.0789 | 1.0788 | 1.0787 | 1.0785 | 1.0791 | 1.0796 | 1.0801 | 0 | 0 | 0 | 0.89918 | 1.0653 | 1.2313 | 1.3963 | 1.5614 | 1.554 | 1.3607 | 1.1823 | 1.0207 | 0.87543 | 0.74765 | 0.63561 | 0.53848 | 0.45466 | 0.38265 | 0.89918 | 1.0653 | 1.2313 | 1.3963 | 1.5614 | 1.554 | 1.3607 | 1.1823 | 1.0207 | 0.87543 | 0.74765 | 0.89918 | 1.9645 | 3.1957 | 4.5921 | 6.1535 | 7.7075 | 9.0682 | 10.2505 | 11.2712 | 12.1466 | 12.8943 | 13.5299 | 14.0684 | 14.523 | 14.9057 | 14.9057 | 14.9057 | 14.9057 | 14.9057 | 14.9057 | 14.9057 | 14.9057 | 14.9057 | 14.9057 | 14.9057 | 14.9057 | 982.0255 | 982.0255 | 982.0255 | 982.0255 | 982.0255 | 982.0255 | 982.0255 | 982.0255 | 982.0255 | 982.0255 | 982.0255 | 982.0255 | 982.0255 | 982.0255 | 982.0255 | 982.0255 | 982.0255 | 982.0255 | 982.0255 | 982.0255 | 982.0255 | 982.0255 | 982.0255 | 0 | 0 | 0 | 746.6508 | 746.6508 | 746.6508 | 746.6508 | 746.6508 | 746.6508 | 746.6508 | 746.6508 | 746.6508 | 746.6508 | 746.6508 | 746.6508 | 746.6508 | 746.6508 | 746.6508 | 746.6508 | 746.6508 | 746.6508 | 746.6508 | 746.6508 | 746.6508 | 746.6508 | 746.6508 | 0 | 0 | 0
WA_Industrial_Paper and Printing_New_Space Heating_Natural Gas_Building Automation System_A | WA | Industrial | Paper and Printing | New | Space Heating | Natural Gas | Building Automation System | A | IM471 | No control system | Automation system installed and programmed | 15 | 0.01486 | 0 | 0 | 0.09 | 0.03 | 0 | 0 | 0.04595 |  | sqft | 5% | 65% | Retrofit | Retro1Slow | 81.8% | TBD | 0.2% | 2818.0396 |  | 519.9207 |  | 0.00026124 | COM_EMS-All-XCELCO-2017-18-3 | BEHAV_EIS-All-CPUC-2018_PG-10 | COM_EMS-All-XCELCO-2017-18-3 | No control system | No control system | No control system | No control system | No control system | No control system | No control system | No control system | No control system | No control system | No control system | No control system | No control system | No control system | No control system | No control system | No control system | No control system | No control system | No control system | No control system | No control system | No control system | No control system | No control system | No control system | No control system | No control system | No control system | No control system | No control system | Automation system installed and programmed | Automation system installed and programmed | Automation system installed and programmed | Automation system installed and programmed | Automation system installed and programmed | Automation system installed and programmed | Automation system installed and programmed | Automation system installed and programmed | Automation system installed and programmed | Automation system installed and programmed | Automation system installed and programmed | Automation system installed and programmed | Automation system installed and programmed | Automation system installed and programmed | Automation system installed and programmed | Automation system installed and programmed | Automation system installed and programmed | Automation system installed and programmed | Automation system installed and programmed | Automation system installed and programmed | Automation system installed and programmed | Automation system installed and programmed | Automation system installed and programmed | Automation system installed and programmed | Automation system installed and programmed | Automation system installed and programmed | Automation system installed and programmed | Automation system installed and programmed | Automation system installed and programmed | Automation system installed and programmed | Automation system installed and programmed | 0.09 | 0.09 | 0.09 | 0.09 | 0.09 | 0.09 | 0.09 | 0.09 | 0.09 | 0.09 | 0.09 | 0.09 | 0.09 | 0.09 | 0.09 | 0.09 | 0.09 | 0.09 | 0.09 | 0.09 | 0.09 | 0.09 | 0.09 | 0.09 | 0.09 | 0.09 | 0.09 | 0.09 | 0.09 | 0.09 | 0.09 | 0 | 0 | 0 | 0 | 0 | 0.014225 | 0.013795 | 0.01348 | 0.013239 | 0.013049 | 0.0129 | 0.012726 | 0.012544 | 0.012365 | 0.012191 | 0.012037 | 0.011901 | 0.011886 | 0.011804 | 0.011745 | 0.011703 | 0.011667 | 0.011654 | 0.011652 | 0.011656 | 0.011666 | 0.011675 | 0.011686 | 0 | 0 | 0 | 9.082e-05 | 0.00020858 | 0.00041828 | 0.00075783 | 0.0012678 | 0.001985 | 0.0029155 | 0.0040462 | 0.0053231 | 0.0066356 | 0.0078475 | 0.008771 | 0.0093156 | 0.009204 | 0.0084709 | 0.0073261 | 0.0058476 | 0.0042245 | 0.0028135 | 0.0019104 | 0.0017951 | 0.0026747 | 0.0037694 | 0 | 0 | 0 | 9.082e-05 | 0.00029666 | 0.00070816 | 0.0014534 | 0.0027002 | 0.0046544 | 0.0075072 | 0.011446 | 0.016605 | 0.023008 | 0.030566 | 0.03899 | 0.048258 | 0.057128 | 0.065313 | 0.072331 | 0.077781 | 0.081555 | 0.083686 | 0.084495 | 0.084563 | 0.084633 | 0.08471 | 0 | 0 | 0 | 6.3847 | 15.1203 | 31.0305 | 57.2407 | 97.1577 | 153.8778 | 229.0948 | 322.5598 | 430.5127 | 544.3045 | 651.9252 | 736.9903 | 783.719 | 779.7294 | 721.2328 | 625.9903 | 501.1935 | 362.493 | 241.4677 | 163.8972 | 153.8778 | 229.0948 | 322.5598 | 430.5127 | 544.3045 | 651.9252 | 6.3847 | 21.505 | 52.5355 | 109.7762 | 206.9339 | 360.8117 | 589.9065 | 912.4663 | 1342.979 | 1887.2835 | 2539.2086 | 3276.1989 | 4059.918 | 4839.6474 | 5560.8802 | 6180.4857 | 6666.5589 | 6998.0214 | 7182.2485 | 7248.988 | 7248.988 | 7248.988 | 7248.988 | 7248.988 | 7248.988 | 7248.988 | 7.8894e-05 | 0.00018368 | 0.00037158 | 0.0006769 | 0.0011359 | 0.0017811 | 0.0026199 | 0.0036405 | 0.0047937 | 0.0059796 | 0.0070742 | 0.007908 | 0.0083298 | 0.008181 | 0.0074916 | 0.0064525 | 0.0051343 | 0.0037007 | 0.0024596 | 0.0016671 | 0.0015642 | 0.002328 | 0.0032778 | 0 | 0 | 0 | 7.8894e-05 | 0.00026124 | 0.0006291 | 0.0012982 | 0.0024194 | 0.0041764 | 0.0067461 | 0.010298 | 0.014954 | 0.020733 | 0.027554 | 0.035154 | 0.043151 | 0.050778 | 0.057762 | 0.063706 | 0.068294 | 0.071443 | 0.073158 | 0.073735 | 0.073687 | 0.073663 | 0.073663 | 0 | 0 | 0 | 5.427 | 12.8522 | 26.3759 | 48.6546 | 82.5841 | 130.7961 | 194.7306 | 274.1758 | 365.9358 | 462.6588 | 554.1364 | 626.4418 | 666.1612 | 662.77 | 613.0478 | 532.0917 | 426.0145 | 308.1191 | 205.2475 | 139.3126 | 130.7961 | 194.7306 | 274.1758 | 365.9358 | 462.6588 | 554.1364 | 5.427 | 18.2793 | 44.6552 | 93.3098 | 175.8938 | 306.69 | 501.4205 | 775.5964 | 1141.5321 | 1604.1909 | 2158.3273 | 2784.7691 | 3450.9303 | 4113.7003 | 4726.7481 | 5253.4128 | 5666.5751 | 5948.3182 | 6104.9112 | 6161.6398 | 6161.6398 | 6161.6398 | 6161.6398 | 6161.6398 | 6161.6398 | 6161.6398 | 7.8894e-05 | 0.00018368 | 0.00037158 | 0.0006769 | 0.0011359 | 0.0017811 | 0.0026199 | 0.0036405 | 0.0047937 | 0.0059796 | 0.0070742 | 0.007908 | 0.0083298 | 0.008181 | 0.0074916 | 0.0064525 | 0.0051343 | 0.0037007 | 0.0024596 | 0.0016671 | 0.0015642 | 0.002328 | 0.0032778 | 0 | 0 | 0 | 7.8894e-05 | 0.00026124 | 0.0006291 | 0.0012982 | 0.0024194 | 0.0041764 | 0.0067461 | 0.010298 | 0.014954 | 0.020733 | 0.027554 | 0.035154 | 0.043151 | 0.050778 | 0.057762 | 0.063706 | 0.068294 | 0.071443 | 0.073158 | 0.073735 | 0.073687 | 0.073663 | 0.073663 | 0 | 0 | 0 | 5.427 | 12.8522 | 26.3759 | 48.6546 | 82.5841 | 130.7961 | 194.7306 | 274.1758 | 365.9358 | 462.6588 | 554.1364 | 626.4418 | 666.1612 | 662.77 | 613.0478 | 532.0917 | 426.0145 | 308.1191 | 205.2475 | 139.3126 | 130.7961 | 194.7306 | 274.1758 | 365.9358 | 462.6588 | 554.1364 | 5.427 | 18.2793 | 44.6552 | 93.3098 | 175.8938 | 306.69 | 501.4205 | 775.5964 | 1141.5321 | 1604.1909 | 2158.3273 | 2784.7691 | 3450.9303 | 4113.7003 | 4726.7481 | 5253.4128 | 5666.5751 | 5948.3182 | 6104.9112 | 6161.6398 | 6161.6398 | 6161.6398 | 6161.6398 | 6161.6398 | 6161.6398 | 6161.6398 | 7.8894e-05 | 0.00018368 | 0.00037158 | 0.0006769 | 0.0011359 | 0.0017811 | 0.0026199 | 0.0036405 | 0.0047937 | 0.0059796 | 0.0070742 | 0.007908 | 0.0083298 | 0.008181 | 0.0074916 | 0.0064525 | 0.0051343 | 0.0037007 | 0.0024596 | 0.0016671 | 0.0015642 | 0.002328 | 0.0032778 | 0 | 0 | 0 | 7.8894e-05 | 0.00026124 | 0.0006291 | 0.0012982 | 0.0024194 | 0.0041764 | 0.0067461 | 0.010298 | 0.014954 | 0.020733 | 0.027554 | 0.035154 | 0.043151 | 0.050778 | 0.057762 | 0.063706 | 0.068294 | 0.071443 | 0.073158 | 0.073735 | 0.073687 | 0.073663 | 0.073663 | 0 | 0 | 0 | 5.427 | 12.8522 | 26.3759 | 48.6546 | 82.5841 | 130.7961 | 194.7306 | 274.1758 | 365.9358 | 462.6588 | 554.1364 | 626.4418 | 666.1612 | 662.77 | 613.0478 | 532.0917 | 426.0145 | 308.1191 | 205.2475 | 139.3126 | 130.7961 | 194.7306 | 274.1758 | 365.9358 | 462.6588 | 554.1364 | 5.427 | 18.2793 | 44.6552 | 93.3098 | 175.8938 | 306.69 | 501.4205 | 775.5964 | 1141.5321 | 1604.1909 | 2158.3273 | 2784.7691 | 3450.9303 | 4113.7003 | 4726.7481 | 5253.4128 | 5666.5751 | 5948.3182 | 6104.9112 | 6161.6398 | 6161.6398 | 6161.6398 | 6161.6398 | 6161.6398 | 6161.6398 | 6161.6398 | 2667.5714 | 2702.4849 | 2728.5497 | 2748.6555 | 2764.729 | 2777.8761 | 2793.4155 | 2809.9148 | 2826.3792 | 2842.4849 | 2855.2691 | 2865.423 | 2873.5457 | 2886.5095 | 2896.1028 | 2903.0765 | 2908.5592 | 2908.5592 | 2908.5592 | 2908.5592 | 2908.5592 | 2908.5592 | 2908.5592 | 0 | 0 | 0 | 492.1598 | 498.6012 | 503.4101 | 507.1195 | 510.0851 | 512.5107 | 515.3776 | 518.4217 | 521.4594 | 524.4308 | 526.7895 | 528.6628 | 530.1615 | 532.5533 | 534.3232 | 535.6098 | 536.6214 | 536.6214 | 536.6214 | 536.6214 | 536.6214 | 536.6214 | 536.6214 | 0 | 0 | 0
WA_Industrial_Paper and Printing_New_Space Heating_Natural Gas_Steam System Efficiency Improvements_A | WA | Industrial | Paper and Printing | New | Space Heating | Natural Gas | Steam System Efficiency Improvements | A | IM472 | Average system efficiency | Optimized system | 5 | 0.13322 | 0 | 0 | 0.11 | 0 | 0 | 0 | 0.05645 |  | sqft | 30% | 60% | Retrofit | Retro1Slow | 81.8% | TBD | 0.2% | 1299508.678 |  | 1151639.597 |  | 0 | AEG Research | DOE - Improving Steam System Performance: A Sourcebook for Industry, Second Edition. October 2012. | DOE - Improving Steam System Performance: A Sourcebook for Industry, Second Edition. October 2012. | Average system efficiency | Average system efficiency | Average system efficiency | Average system efficiency | Average system efficiency | Average system efficiency | Average system efficiency | Average system efficiency | Average system efficiency | Average system efficiency | Average system efficiency | Average system efficiency | Average system efficiency | Average system efficiency | Average system efficiency | Average system efficiency | Average system efficiency | Average system efficiency | Average system efficiency | Average system efficiency | Average system efficiency | Average system efficiency | Average system efficiency | Average system efficiency | Average system efficiency | Average system efficiency | Average system efficiency | Average system efficiency | Average system efficiency | Average system efficiency | Average system efficiency | Optimized system | Optimized system | Optimized system | Optimized system | Optimized system | Optimized system | Optimized system | Optimized system | Optimized system | Optimized system | Optimized system | Optimized system | Optimized system | Optimized system | Optimized system | Optimized system | Optimized system | Optimized system | Optimized system | Optimized system | Optimized system | Optimized system | Optimized system | Optimized system | Optimized system | Optimized system | Optimized system | Optimized system | Optimized system | Optimized system | Optimized system | 0.11 | 0.11 | 0.11 | 0.11 | 0.11 | 0.11 | 0.11 | 0.11 | 0.11 | 0.11 | 0.11 | 0.11 | 0.11 | 0.11 | 0.11 | 0.11 | 0.11 | 0.11 | 0.11 | 0.11 | 0.11 | 0.11 | 0.11 | 0.11 | 0.11 | 0.11 | 0.11 | 0.11 | 0.11 | 0.11 | 0.11 | 0 | 0 | 0 | 0 | 0 | 0 | 0 | 0 | 0 | 0 | 0 | 0 | 0 | 0 | 0 | 0 | 0 | 0 | 0 | 0 | 0 | 0 | 0 | 0 | 0 | 0 | 0 | 0 | 0 | 0 | 0 | 0 | 0 | 0 | 0 | 0 | 0 | 0 | 0 | 0 | 0 | 0 | 0 | 0 | 0 | 0 | 0 | 0 | 0 | 0 | 0 | 0 | 0 | 0 | 0 | 0 | 0 | 0 | 0 | 0 | 0 | 0 | 0 | 0 | 0 | 0 | 0 | 0 | 0 | 0 | 0 | 0 | 0 | 0 | 0 | 0 | 0 | 0 | 0 | 0 | 0 | 0 | 0 | 0 | 0 | 0 | 0 | 0 | 0 | 0 | 0 | 0 | 0 | 0 | 0 | 0 | 0 | 0 | 0 | 0 | 0 | 0 | 0 | 0 | 0 | 0 | 0 | 0 | 0 | 0 | 0 | 0 | 0 | 0 | 0 | 0 | 0 | 0 | 0 | 0 | 0 | 0 | 0 | 0 | 0 | 0 | 0 | 0 | 0 | 0 | 0 | 0 | 0 | 0 | 0 | 0 | 0 | 0 | 0 | 0 | 0 | 0 | 0 | 0 | 0 | 0 | 0 | 0 | 0 | 0 | 0 | 0 | 0 | 0 | 0 | 0 | 0 | 0 | 0 | 0 | 0 | 0 | 0 | 0 | 0 | 0 | 0 | 0 | 0 | 0 | 0 | 0 | 0 | 0 | 0 | 0 | 0 | 0 | 0 | 0 | 0 | 0 | 0 | 0 | 0 | 0 | 0 | 0 | 0 | 0 | 0 | 0 | 0 | 0 | 0 | 0 | 0 | 0 | 0 | 0 | 0 | 0 | 0 | 0 | 0 | 0 | 0 | 0 | 0 | 0 | 0 | 0 | 0 | 0 | 0 | 0 | 0 | 0 | 0 | 0 | 0 | 0 | 0 | 0 | 0 | 0 | 0 | 0 | 0 | 0 | 0 | 0 | 0 | 0 | 0 | 0 | 0 | 0 | 0 | 0 | 0 | 0 | 0 | 0 | 0 | 0 | 0 | 0 | 0 | 0 | 0 | 0 | 0 | 0 | 0 | 0 | 0 | 0 | 0 | 0 | 0 | 0 | 0 | 0 | 0 | 0 | 0 | 0 | 0 | 0 | 0 | 0 | 0 | 0 | 0 | 0 | 0 | 0 | 0 | 0 | 0 | 0 | 0 | 0 | 0 | 0 | 0 | 0 | 0 | 0 | 0 | 0 | 0 | 0 | 0 | 0 | 0 | 0 | 0 | 0 | 0 | 0 | 0 | 0 | 0 | 0 | 0 | 0 | 0 | 0 | 0 | 0 | 0 | 0 | 0 | 0 | 0 | 0 | 0 | 0 | 0 | 0 | 0 | 0 | 0 | 0 | 0 | 0 | 0 | 0 | 0 | 0 | 0 | 0 | 0 | 0 | 0 | 0 | 0 | 0 | 0 | 0 | 0 | 0 | 0 | 0 | 0 | 0 | 0 | 0 | 0 | 0 | 0 | 0 | 0 | 0 | 0 | 0 | 0 | 0 | 0 | 0 | 0 | 0 | 0 | 0 | 0 | 0 | 0 | 0 | 0 | 0 | 0 | 0 | 0 | 0 | 0 | 0 | 0 | 0 | 0 | 0 | 0 | 0 | 0 | 0 | 0 | 0 | 0 | 0 | 0 | 0 | 0 | 0 | 0 | 0 | 0 | 0 | 0 | 0 | 0 | 0 | 0 | 0 | 0 | 0 | 0 | 0 | 0 | 0 | 0 | 0 | 0 | 0 | 0 | 0 | 0 | 0 | 0 | 0 | 0 | 0 | 0 | 0 | 0 | 0 | 0 | 0 | 0 | 0 | 0 | 0 | 0 | 0 | 0 | 0 | 0 | 0 | 0 | 0 | 0 | 0 | 0 | 0 | 0 | 0 | 0 | 1299508.678 | 1299508.678 | 1299508.678 | 1299508.678 | 1299508.678 | 1299508.678 | 1299508.678 | 1299508.678 | 1299508.678 | 1299508.678 | 1299508.678 | 1299508.678 | 1299508.678 | 1299508.678 | 1299508.678 | 1299508.678 | 1299508.678 | 1299508.678 | 1299508.678 | 1299508.678 | 1299508.678 | 1299508.678 | 1299508.678 | 1299508.678 | 1299508.678 | 1299508.678 | 1151639.597 | 1151639.597 | 1151639.597 | 1151639.597 | 1151639.597 | 1151639.597 | 1151639.597 | 1151639.597 | 1151639.597 | 1151639.597 | 1151639.597 | 1151639.597 | 1151639.597 | 1151639.597 | 1151639.597 | 1151639.597 | 1151639.597 | 1151639.597 | 1151639.597 | 1151639.597 | 1151639.597 | 1151639.597 | 1151639.597 | 1151639.597 | 1151639.597 | 1151639.597
WA_Industrial_Paper and Printing_New_Process_Natural Gas_Steam System Efficiency Improvements_A | WA | Industrial | Paper and Printing | New | Process | Natural Gas | Steam System Efficiency Improvements | A | IM473 | Average system efficiency | Optimized system | 5 | 0.076988 | 0 | 0 | 464.93 | 0 | 0 | 0 | 232.4674 |  | sqft | 30% | 60% | Retrofit | Retro1Slow | 81.8% | TBD | 0.2% | 1299508.678 |  | 1151639.597 |  | 9.0249e-07 | AEG Research | DOE - Improving Steam System Performance: A Sourcebook for Industry, Second Edition. October 2012. | DOE - Improving Steam System Performance: A Sourcebook for Industry, Second Edition. October 2012. | Average system efficiency | Average system efficiency | Average system efficiency | Average system efficiency | Average system efficiency | Average system efficiency | Average system efficiency | Average system efficiency | Average system efficiency | Average system efficiency | Average system efficiency | Average system efficiency | Average system efficiency | Average system efficiency | Average system efficiency | Average system efficiency | Average system efficiency | Average system efficiency | Average system efficiency | Average system efficiency | Average system efficiency | Average system efficiency | Average system efficiency | Average system efficiency | Average system efficiency | Average system efficiency | Average system efficiency | Average system efficiency | Average system efficiency | Average system efficiency | Average system efficiency | Optimized system | Optimized system | Optimized system | Optimized system | Optimized system | Optimized system | Optimized system | Optimized system | Optimized system | Optimized system | Optimized system | Optimized system | Optimized system | Optimized system | Optimized system | Optimized system | Optimized system | Optimized system | Optimized system | Optimized system | Optimized system | Optimized system | Optimized system | Optimized system | Optimized system | Optimized system | Optimized system | Optimized system | Optimized system | Optimized system | Optimized system | 464.93 | 464.93 | 464.93 | 464.93 | 464.93 | 464.93 | 464.93 | 464.93 | 464.93 | 464.93 | 464.93 | 464.93 | 464.93 | 464.93 | 464.93 | 464.93 | 464.93 | 464.93 | 464.93 | 464.93 | 464.93 | 464.93 | 464.93 | 464.93 | 464.93 | 464.93 | 464.93 | 464.93 | 464.93 | 464.93 | 464.93 | 0 | 0 | 0 | 0 | 0 | 0.076522 | 0.076129 | 0.075776 | 0.075448 | 0.075133 | 0.074893 | 0.074709 | 0.074568 | 0.074463 | 0.074387 | 0.074339 | 0.074315 | 0.07431 | 0.074319 | 0.074336 | 0.074385 | 0.074433 | 0.074477 | 0.074517 | 0.074552 | 0.074642 | 0.074726 | 0.074804 | 0.076988 | 0.076988 | 0.076988 | 3.1632e-07 | 7.4527e-07 | 1.5224e-06 | 2.7961e-06 | 4.7262e-06 | 7.4614e-06 | 1.1081e-05 | 1.5573e-05 | 2.0755e-05 | 2.6214e-05 | 3.1377e-05 | 3.546e-05 | 3.7706e-05 | 3.7518e-05 | 3.4712e-05 | 3.1397e-05 | 3.5517e-05 | 3.7791e-05 | 3.7618e-05 | 3.4812e-05 | 3.1505e-05 | 3.5656e-05 | 3.7956e-05 | 3.8866e-05 | 3.595e-05 | 3.2496e-05 | 3.1632e-07 | 1.06e-06 | 2.5774e-06 | 5.3624e-06 | 1.0066e-05 | 1.7186e-05 | 2.7493e-05 | 4.1516e-05 | 5.9453e-05 | 8.0928e-05 | 0.00010485 | 0.00012925 | 0.00015143 | 0.00016825 | 0.0001768 | 0.00017692 | 0.00017704 | 0.00017714 | 0.00017723 | 0.00017732 | 0.00017753 | 0.00017773 | 0.00017792 | 0 | 0 | 0 | 0.0041337 | 0.0097895 | 0.02009 | 0.03706 | 0.062904 | 0.099627 | 0.14833 | 0.20884 | 0.27873 | 0.35241 | 0.42208 | 0.47716 | 0.50741 | 0.50483 | 0.46696 | 0.42208 | 0.47716 | 0.50741 | 0.50483 | 0.46696 | 0.42208 | 0.47716 | 0.50741 | 0.50483 | 0.46696 | 0.42208 | 0.0041337 | 0.013923 | 0.034014 | 0.071074 | 0.13398 | 0.22947 | 0.36801 | 0.55676 | 0.79843 | 1.0879 | 1.4104 | 1.7392 | 2.0378 | 2.2639 | 2.3784 | 2.3784 | 2.3784 | 2.3784 | 2.3784 | 2.3784 | 2.3784 | 2.3784 | 2.3784 | 2.3784 | 2.3784 | 2.3784 | 2.6912e-07 | 6.3455e-07 | 1.2971e-06 | 2.3839e-06 | 4.032e-06 | 6.3686e-06 | 9.4618e-06 | 1.3301e-05 | 1.7731e-05 | 2.2398e-05 | 2.6812e-05 | 3.0302e-05 | 3.2221e-05 | 3.206e-05 | 2.9661e-05 | 2.6826e-05 | 3.0343e-05 | 3.2283e-05 | 3.2133e-05 | 2.9734e-05 | 2.6904e-05 | 3.0444e-05 | 3.2403e-05 | 3.3036e-05 | 3.0558e-05 | 2.7621e-05 | 2.6912e-07 | 9.0249e-07 | 2.196e-06 | 4.5719e-06 | 8.5877e-06 | 1.4669e-05 | 2.3475e-05 | 3.5459e-05 | 5.079e-05 | 6.9145e-05 | 8.9591e-05 | 0.00011045 | 0.0001294 | 0.00014377 | 0.00015108 | 0.00015116 | 0.00015125 | 0.00015132 | 0.00015139 | 0.00015145 | 0.00015161 | 0.00015175 | 0.00015188 | 0 | 0 | 0 | 0.0035137 | 0.0083211 | 0.017077 | 0.031501 | 0.053468 | 0.084683 | 0.12608 | 0.17751 | 0.23692 | 0.29954 | 0.35877 | 0.40558 | 0.4313 | 0.42911 | 0.39691 | 0.35877 | 0.40558 | 0.4313 | 0.42911 | 0.39691 | 0.35877 | 0.40558 | 0.4313 | 0.42911 | 0.39691 | 0.35877 | 0.0035137 | 0.011835 | 0.028912 | 0.060413 | 0.11388 | 0.19505 | 0.31281 | 0.47324 | 0.67866 | 0.92474 | 1.1988 | 1.4783 | 1.7321 | 1.9243 | 2.0217 | 2.0217 | 2.0217 | 2.0217 | 2.0217 | 2.0217 | 2.0217 | 2.0217 | 2.0217 | 2.0217 | 2.0217 | 2.0217 | 0 | 0 | 0 | 0 | 0 | 0 | 0 | 0 | 0 | 0 | 0 | 0 | 0 | 0 | 0 | 0 | 0 | 0 | 0 | 0 | 0 | 0 | 0 | 0 | 0 | 0 | 0 | 0 | 0 | 0 | 0 | 0 | 0 | 0 | 0 | 0 | 0 | 0 | 0 | 0 | 0 | 0 | 0 | 0 | 0 | 0 | 0 | 0 | 0 | 0 | 0 | 0 | 0 | 0 | 0 | 0 | 0 | 0 | 0 | 0 | 0 | 0 | 0 | 0 | 0 | 0 | 0 | 0 | 0 | 0 | 0 | 0 | 0 | 0 | 0 | 0 | 0 | 0 | 0 | 0 | 0 | 0 | 0 | 0 | 0 | 0 | 0 | 0 | 0 | 0 | 0 | 0 | 0 | 0 | 0 | 0 | 0 | 0 | 0 | 0 | 0 | 0 | 0 | 0 | 0 | 0 | 0 | 0 | 0 | 0 | 0 | 0 | 0 | 0 | 0 | 0 | 0 | 0 | 0 | 0 | 0 | 0 | 0 | 0 | 0 | 0 | 0 | 0 | 0 | 0 | 0 | 0 | 0 | 0 | 0 | 0 | 0 | 0 | 0 | 0 | 0 | 0 | 0 | 0 | 0 | 0 | 0 | 0 | 0 | 0 | 0 | 0 | 0 | 0 | 0 | 0 | 0 | 0 | 0 | 0 | 0 | 0 | 0 | 0 | 0 | 0 | 0 | 0 | 0 | 0 | 0 | 0 | 0 | 0 | 0 | 0 | 0 | 0 | 0 | 0 | 0 | 0 | 0 | 0 | 0 | 0 | 0 | 0 | 0 | 0 | 0 | 0 | 0 | 0 | 0 | 0 | 0 | 0 | 0 | 0 | 0 | 0 | 0 | 0 | 0 | 0 | 0 | 0 | 1299508.678 | 1299508.678 | 1299508.678 | 1299508.678 | 1299508.678 | 1299508.678 | 1299508.678 | 1299508.678 | 1299508.678 | 1299508.678 | 1299508.678 | 1299508.678 | 1299508.678 | 1299508.678 | 1299508.678 | 1299508.678 | 1299508.678 | 1299508.678 | 1299508.678 | 1299508.678 | 1299508.678 | 1299508.678 | 1299508.678 | 1299508.678 | 1299508.678 | 1299508.678 | 1151639.597 | 1151639.597 | 1151639.597 | 1151639.597 | 1151639.597 | 1151639.597 | 1151639.597 | 1151639.597 | 1151639.597 | 1151639.597 | 1151639.597 | 1151639.597 | 1151639.597 | 1151639.597 | 1151639.597 | 1151639.597 | 1151639.597 | 1151639.597 | 1151639.597 | 1151639.597 | 1151639.597 | 1151639.597 | 1151639.597 | 1151639.597 | 1151639.597 | 1151639.597
WA_Industrial_Paper and Printing_New_Space Heating_Natural Gas_Strategic Energy Management_A | WA | Industrial | Paper and Printing | New | Space Heating | Natural Gas | Strategic Energy Management | A | IM474 | No energy management system | Energy management system installed and programmed | 5 | 53.9469 | 0 | 0 | 185.13 | 0 | 4.41 | 0 | 92.5645 |  | employee | 5% | 50% | Retrofit | RetroEven20 | 76.5% | TBD | 0.2% | 288.1256 |  | 282.4085 |  | 0.0010671 | BEHAV_SEM-All-CPUC-2018_PG-26 | BEHAV_SEM-All-CPUC-2018_PG-26 | AEG Research | No energy management system | No energy management system | No energy management system | No energy management system | No energy management system | No energy management system | No energy management system | No energy management system | No energy management system | No energy management system | No energy management system | No energy management system | No energy management system | No energy management system | No energy management system | No energy management system | No energy management system | No energy management system | No energy management system | No energy management system | No energy management system | No energy management system | No energy management system | No energy management system | No energy management system | No energy management system | No energy management system | No energy management system | No energy management system | No energy management system | No energy management system | Energy management system installed and programmed | Energy management system installed and programmed | Energy management system installed and programmed | Energy management system installed and programmed | Energy management system installed and programmed | Energy management system installed and programmed | Energy management system installed and programmed | Energy management system installed and programmed | Energy management system installed and programmed | Energy management system installed and programmed | Energy management system installed and programmed | Energy management system installed and programmed | Energy management system installed and programmed | Energy management system installed and programmed | Energy management system installed and programmed | Energy management system installed and programmed | Energy management system installed and programmed | Energy management system installed and programmed | Energy management system installed and programmed | Energy management system installed and programmed | Energy management system installed and programmed | Energy management system installed and programmed | Energy management system installed and programmed | Energy management system installed and programmed | Energy management system installed and programmed | Energy management system installed and programmed | Energy management system installed and programmed | Energy management system installed and programmed | Energy management system installed and programmed | Energy management system installed and programmed | Energy management system installed and programmed | 185.13 | 185.13 | 185.13 | 185.13 | 185.13 | 185.13 | 185.13 | 185.13 | 185.13 | 185.13 | 185.13 | 185.13 | 185.13 | 185.13 | 185.13 | 185.13 | 185.13 | 185.13 | 185.13 | 185.13 | 185.13 | 185.13 | 185.13 | 185.13 | 185.13 | 185.13 | 185.13 | 185.13 | 185.13 | 185.13 | 185.13 | 0 | 0 | 0 | 0 | 0 | 51.6876 | 50.1656 | 49.0548 | 48.2123 | 47.5476 | 47.0097 | 46.3804 | 45.7198 | 45.0683 | 44.4383 | 43.8802 | 43.3848 | 43.3329 | 43.0339 | 42.8199 | 42.6683 | 42.5386 | 42.4908 | 42.4836 | 42.5001 | 42.5272 | 42.5559 | 42.5887 | 0 | 0 | 0 | 0.00057162 | 0.00065728 | 0.00074288 | 0.00082799 | 0.00091313 | 0.00099835 | 0.0010781 | 0.0011542 | 0.0012278 | 0.0012979 | 0.0013682 | 0.0014376 | 0.0015205 | 0.0015937 | 0.0016683 | 0.0017447 | 0.0018212 | 0.0019005 | 0.0019812 | 0.0020627 | 0.001739 | 0.0018219 | 0.0019048 | 0 | 0 | 0 | 0.00057162 | 0.0012121 | 0.0019281 | 0.002723 | 0.0035986 | 0.0040363 | 0.0044527 | 0.0048511 | 0.0052357 | 0.0056071 | 0.005973 | 0.0063347 | 0.0067537 | 0.0071284 | 0.0075106 | 0.0078983 | 0.008286 | 0.0086861 | 0.0090925 | 0.0095029 | 0.0095089 | 0.0095154 | 0.0095227 | 0 | 0 | 0 | 0.011059 | 0.013102 | 0.015144 | 0.017174 | 0.019205 | 0.021237 | 0.023244 | 0.025245 | 0.027242 | 0.029208 | 0.031181 | 0.033135 | 0.035089 | 0.037034 | 0.038961 | 0.040891 | 0.042812 | 0.044726 | 0.046633 | 0.048534 | 0.040891 | 0.042812 | 0.044726 | 0.046633 | 0.048534 | 0.040891 | 0.011059 | 0.024161 | 0.039305 | 0.056479 | 0.075684 | 0.085862 | 0.096003 | 0.1061 | 0.11617 | 0.12618 | 0.13612 | 0.14601 | 0.15586 | 0.16565 | 0.1754 | 0.18511 | 0.19479 | 0.20442 | 0.21402 | 0.2236 | 0.2236 | 0.2236 | 0.2236 | 0.2236 | 0.2236 | 0.2236 | 0.00049649 | 0.00057865 | 0.0006597 | 0.00073921 | 0.0008177 | 0.0008953 | 0.00096819 | 0.0010378 | 0.001105 | 0.0011689 | 0.0012326 | 0.0012953 | 0.0013587 | 0.0014157 | 0.0014745 | 0.0015357 | 0.001598 | 0.0016637 | 0.0017308 | 0.0017988 | 0.0015143 | 0.0015848 | 0.0016555 | 0 | 0 | 0 | 0.00049649 | 0.0010671 | 0.0017122 | 0.002431 | 0.0032225 | 0.0036197 | 0.0039989 | 0.004362 | 0.0047121 | 0.0050496 | 0.0053811 | 0.0057078 | 0.0060351 | 0.0063321 | 0.0066381 | 0.006952 | 0.0072706 | 0.0076042 | 0.0079434 | 0.0082872 | 0.0082807 | 0.0082769 | 0.008276 | 0 | 0 | 0 | 0.0094003 | 0.011137 | 0.012872 | 0.014598 | 0.016324 | 0.018052 | 0.019757 | 0.021458 | 0.023156 | 0.024827 | 0.026504 | 0.028165 | 0.029826 | 0.031479 | 0.033117 | 0.034757 | 0.03639 | 0.038017 | 0.039638 | 0.041254 | 0.034757 | 0.03639 | 0.038017 | 0.039638 | 0.041254 | 0.034757 | 0.0094003 | 0.020537 | 0.033409 | 0.048007 | 0.064331 | 0.072982 | 0.081603 | 0.090189 | 0.098747 | 0.10725 | 0.1157 | 0.12411 | 0.13248 | 0.1408 | 0.14909 | 0.15734 | 0.16557 | 0.17376 | 0.18192 | 0.19006 | 0.19006 | 0.19006 | 0.19006 | 0.19006 | 0.19006 | 0.19006 | 0.00049649 | 0.00057865 | 0.0006597 | 0.00073921 | 0.0008177 | 0.0008953 | 0.00096819 | 0.0010378 | 0.001105 | 0.0011689 | 0.0012326 | 0.0012953 | 0.0013587 | 0.0014157 | 0.0014745 | 0.0015357 | 0.001598 | 0.0016637 | 0.0017308 | 0.0017988 | 0.0015143 | 0.0015848 | 0.0016555 | 0 | 0 | 0 | 0.00049649 | 0.0010671 | 0.0017122 | 0.002431 | 0.0032225 | 0.0036197 | 0.0039989 | 0.004362 | 0.0047121 | 0.0050496 | 0.0053811 | 0.0057078 | 0.0060351 | 0.0063321 | 0.0066381 | 0.006952 | 0.0072706 | 0.0076042 | 0.0079434 | 0.0082872 | 0.0082807 | 0.0082769 | 0.008276 | 0 | 0 | 0 | 0.0094003 | 0.011137 | 0.012872 | 0.014598 | 0.016324 | 0.018052 | 0.019757 | 0.021458 | 0.023156 | 0.024827 | 0.026504 | 0.028165 | 0.029826 | 0.031479 | 0.033117 | 0.034757 | 0.03639 | 0.038017 | 0.039638 | 0.041254 | 0.034757 | 0.03639 | 0.038017 | 0.039638 | 0.041254 | 0.034757 | 0.0094003 | 0.020537 | 0.033409 | 0.048007 | 0.064331 | 0.072982 | 0.081603 | 0.090189 | 0.098747 | 0.10725 | 0.1157 | 0.12411 | 0.13248 | 0.1408 | 0.14909 | 0.15734 | 0.16557 | 0.17376 | 0.18192 | 0.19006 | 0.19006 | 0.19006 | 0.19006 | 0.19006 | 0.19006 | 0.19006 | 0.00049649 | 0.00057865 | 0.0006597 | 0.00073921 | 0.0008177 | 0.0008953 | 0.00096819 | 0.0010378 | 0.001105 | 0.0011689 | 0.0012326 | 0.0012953 | 0.0013587 | 0.0014157 | 0.0014745 | 0.0015357 | 0.001598 | 0.0016637 | 0.0017308 | 0.0017988 | 0.0015143 | 0.0015848 | 0.0016555 | 0 | 0 | 0 | 0.00049649 | 0.0010671 | 0.0017122 | 0.002431 | 0.0032225 | 0.0036197 | 0.0039989 | 0.004362 | 0.0047121 | 0.0050496 | 0.0053811 | 0.0057078 | 0.0060351 | 0.0063321 | 0.0066381 | 0.006952 | 0.0072706 | 0.0076042 | 0.0079434 | 0.0082872 | 0.0082807 | 0.0082769 | 0.008276 | 0 | 0 | 0 | 0.0094003 | 0.011137 | 0.012872 | 0.014598 | 0.016324 | 0.018052 | 0.019757 | 0.021458 | 0.023156 | 0.024827 | 0.026504 | 0.028165 | 0.029826 | 0.031479 | 0.033117 | 0.034757 | 0.03639 | 0.038017 | 0.039638 | 0.041254 | 0.034757 | 0.03639 | 0.038017 | 0.039638 | 0.041254 | 0.034757 | 0.0094003 | 0.020537 | 0.033409 | 0.048007 | 0.064331 | 0.072982 | 0.081603 | 0.090189 | 0.098747 | 0.10725 | 0.1157 | 0.12411 | 0.13248 | 0.1408 | 0.14909 | 0.15734 | 0.16557 | 0.17376 | 0.18192 | 0.19006 | 0.19006 | 0.19006 | 0.19006 | 0.19006 | 0.19006 | 0.19006 | 281.7557 | 283.271 | 284.3872 | 285.2397 | 285.9159 | 286.4656 | 287.1112 | 287.7921 | 288.4668 | 289.1222 | 289.6393 | 290.048 | 290.3737 | 290.8912 | 291.2724 | 291.5485 | 291.765 | 291.765 | 291.765 | 291.765 | 291.765 | 291.765 | 291.765 | 0 | 0 | 0 | 276.165 | 277.6502 | 278.7443 | 279.5799 | 280.2427 | 280.7814 | 281.4142 | 282.0816 | 282.7429 | 283.3853 | 283.8921 | 284.2927 | 284.612 | 285.1192 | 285.4928 | 285.7635 | 285.9757 | 285.9757 | 285.9757 | 285.9757 | 285.9757 | 285.9757 | 285.9757 | 0 | 0 | 0
WA_Industrial_Paper and Printing_New_Process_Natural Gas_Strategic Energy Management_A | WA | Industrial | Paper and Printing | New | Process | Natural Gas | Strategic Energy Management | A | IM475 | No energy management system | Energy management system installed and programmed | 5 | 56.8877 | 0 | 0 | 185.13 | 0 | 4.41 | 0 | 92.5645 |  | employee | 5% | 50% | Retrofit | RetroEven20 | 76.5% | TBD | 0.2% | 288.1256 |  | 282.4085 |  | 0.050987 | BEHAV_SEM-All-CPUC-2018_PG-26 | BEHAV_SEM-All-CPUC-2018_PG-26 | AEG Research | No energy management system | No energy management system | No energy management system | No energy management system | No energy management system | No energy management system | No energy management system | No energy management system | No energy management system | No energy management system | No energy management system | No energy management system | No energy management system | No energy management system | No energy management system | No energy management system | No energy management system | No energy management system | No energy management system | No energy management system | No energy management system | No energy management system | No energy management system | No energy management system | No energy management system | No energy management system | No energy management system | No energy management system | No energy management system | No energy management system | No energy management system | Energy management system installed and programmed | Energy management system installed and programmed | Energy management system installed and programmed | Energy management system installed and programmed | Energy management system installed and programmed | Energy management system installed and programmed | Energy management system installed and programmed | Energy management system installed and programmed | Energy management system installed and programmed | Energy management system installed and programmed | Energy management system installed and programmed | Energy management system installed and programmed | Energy management system installed and programmed | Energy management system installed and programmed | Energy management system installed and programmed | Energy management system installed and programmed | Energy management system installed and programmed | Energy management system installed and programmed | Energy management system installed and programmed | Energy management system installed and programmed | Energy management system installed and programmed | Energy management system installed and programmed | Energy management system installed and programmed | Energy management system installed and programmed | Energy management system installed and programmed | Energy management system installed and programmed | Energy management system installed and programmed | Energy management system installed and programmed | Energy management system installed and programmed | Energy management system installed and programmed | Energy management system installed and programmed | 185.13 | 185.13 | 185.13 | 185.13 | 185.13 | 185.13 | 185.13 | 185.13 | 185.13 | 185.13 | 185.13 | 185.13 | 185.13 | 185.13 | 185.13 | 185.13 | 185.13 | 185.13 | 185.13 | 185.13 | 185.13 | 185.13 | 185.13 | 185.13 | 185.13 | 185.13 | 185.13 | 185.13 | 185.13 | 185.13 | 185.13 | 0 | 0 | 0 | 0 | 0 | 56.8167 | 56.7561 | 56.7004 | 56.6495 | 56.5989 | 56.5502 | 56.5066 | 56.4683 | 56.4363 | 56.4111 | 56.3938 | 56.384 | 56.3799 | 56.3796 | 56.3808 | 56.3858 | 56.39 | 56.393 | 56.3949 | 56.3959 | 56.4143 | 56.4314 | 56.4472 | 0 | 0 | 0 | 0.027476 | 0.032517 | 0.037548 | 0.042542 | 0.04753 | 0.052515 | 0.057433 | 0.062336 | 0.067229 | 0.072048 | 0.076891 | 0.081695 | 0.086508 | 0.091302 | 0.096055 | 0.10082 | 0.10557 | 0.11029 | 0.115 | 0.11969 | 0.10087 | 0.10564 | 0.1104 | 0 | 0 | 0 | 0.027476 | 0.059964 | 0.097453 | 0.13991 | 0.18731 | 0.21232 | 0.23721 | 0.262 | 0.2867 | 0.31124 | 0.33567 | 0.36 | 0.38424 | 0.40838 | 0.43243 | 0.45641 | 0.48031 | 0.5041 | 0.52779 | 0.5514 | 0.55158 | 0.55175 | 0.5519 | 0 | 0 | 0 | 0.48359 | 0.57293 | 0.66221 | 0.75097 | 0.83977 | 0.92865 | 1.0164 | 1.1039 | 1.1912 | 1.2772 | 1.3635 | 1.4489 | 1.5344 | 1.6194 | 1.7037 | 1.7881 | 1.8721 | 1.9558 | 2.0392 | 2.1223 | 1.7881 | 1.8721 | 1.9558 | 2.0392 | 2.1223 | 1.7881 | 0.48359 | 1.0565 | 1.7187 | 2.4697 | 3.3095 | 3.7545 | 4.198 | 4.6397 | 5.08 | 5.5174 | 5.9522 | 6.3847 | 6.8152 | 7.2433 | 7.6698 | 8.0944 | 8.5176 | 8.939 | 9.3588 | 9.7774 | 9.7774 | 9.7774 | 9.7774 | 9.7774 | 9.7774 | 9.7774 | 0.023359 | 0.027649 | 0.031931 | 0.036183 | 0.040431 | 0.044678 | 0.048868 | 0.053044 | 0.057213 | 0.061318 | 0.065443 | 0.069534 | 0.073631 | 0.077711 | 0.081756 | 0.085812 | 0.08985 | 0.093871 | 0.097877 | 0.10187 | 0.085849 | 0.089906 | 0.093948 | 0 | 0 | 0 | 0.023359 | 0.050987 | 0.082876 | 0.119 | 0.15934 | 0.18063 | 0.20184 | 0.22294 | 0.24398 | 0.26489 | 0.28569 | 0.30641 | 0.32704 | 0.34759 | 0.36806 | 0.38847 | 0.4088 | 0.42904 | 0.44921 | 0.4693 | 0.46943 | 0.46955 | 0.46967 | 0 | 0 | 0 | 0.41105 | 0.48699 | 0.56288 | 0.63832 | 0.71381 | 0.78935 | 0.86394 | 0.93832 | 1.0126 | 1.0856 | 1.1589 | 1.2316 | 1.3042 | 1.3765 | 1.4481 | 1.5198 | 1.5913 | 1.6624 | 1.7333 | 1.8039 | 1.5198 | 1.5913 | 1.6624 | 1.7333 | 1.8039 | 1.5198 | 0.41105 | 0.89804 | 1.4609 | 2.0992 | 2.813 | 3.1913 | 3.5683 | 3.9437 | 4.318 | 4.6898 | 5.0594 | 5.427 | 5.7929 | 6.1568 | 6.5194 | 6.8803 | 7.24 | 7.5981 | 7.9549 | 8.3108 | 8.3108 | 8.3108 | 8.3108 | 8.3108 | 8.3108 | 8.3108 | 0.023363 | 0.027659 | 0.031944 | 0.0362 | 0.040451 | 0.044702 | 0.048897 | 0.053076 | 0.057244 | 0.061343 | 0.065459 | 0.069537 | 0.073621 | 0.07769 | 0.081729 | 0.08578 | 0.089817 | 0.093837 | 0.097843 | 0.10183 | 0.085821 | 0.089878 | 0.09392 | 0 | 0 | 0 | 0.023363 | 0.051006 | 0.082909 | 0.11905 | 0.15941 | 0.18073 | 0.20196 | 0.22308 | 0.24411 | 0.265 | 0.28576 | 0.30642 | 0.327 | 0.3475 | 0.36794 | 0.38832 | 0.40865 | 0.42889 | 0.44905 | 0.46915 | 0.46928 | 0.46941 | 0.46953 | 0 | 0 | 0 | 0.41105 | 0.48699 | 0.56288 | 0.63832 | 0.71381 | 0.78935 | 0.86394 | 0.93832 | 1.0126 | 1.0856 | 1.1589 | 1.2316 | 1.3042 | 1.3765 | 1.4481 | 1.5198 | 1.5913 | 1.6624 | 1.7333 | 1.8039 | 1.5198 | 1.5913 | 1.6624 | 1.7333 | 1.8039 | 1.5198 | 0.41105 | 0.89804 | 1.4609 | 2.0992 | 2.813 | 3.1913 | 3.5683 | 3.9437 | 4.318 | 4.6898 | 5.0594 | 5.427 | 5.7929 | 6.1568 | 6.5194 | 6.8803 | 7.24 | 7.5981 | 7.9549 | 8.3108 | 8.3108 | 8.3108 | 8.3108 | 8.3108 | 8.3108 | 8.3108 | 0.023359 | 0.027649 | 0.031931 | 0.036183 | 0.040431 | 0.044678 | 0.048868 | 0.053044 | 0.057213 | 0.061318 | 0.065443 | 0.069534 | 0.073631 | 0.077711 | 0.081756 | 0.085812 | 0.08985 | 0.093871 | 0.097877 | 0.10187 | 0.085849 | 0.089906 | 0.093948 | 0 | 0 | 0 | 0.023359 | 0.050987 | 0.082876 | 0.119 | 0.15934 | 0.18063 | 0.20184 | 0.22294 | 0.24398 | 0.26489 | 0.28569 | 0.30641 | 0.32704 | 0.34759 | 0.36806 | 0.38847 | 0.4088 | 0.42904 | 0.44921 | 0.4693 | 0.46943 | 0.46955 | 0.46967 | 0 | 0 | 0 | 0.41105 | 0.48699 | 0.56288 | 0.63832 | 0.71381 | 0.78935 | 0.86394 | 0.93832 | 1.0126 | 1.0856 | 1.1589 | 1.2316 | 1.3042 | 1.3765 | 1.4481 | 1.5198 | 1.5913 | 1.6624 | 1.7333 | 1.8039 | 1.5198 | 1.5913 | 1.6624 | 1.7333 | 1.8039 | 1.5198 | 0.41105 | 0.89804 | 1.4609 | 2.0992 | 2.813 | 3.1913 | 3.5683 | 3.9437 | 4.318 | 4.6898 | 5.0594 | 5.427 | 5.7929 | 6.1568 | 6.5194 | 6.8803 | 7.24 | 7.5981 | 7.9549 | 8.3108 | 8.3108 | 8.3108 | 8.3108 | 8.3108 | 8.3108 | 8.3108 | 281.7557 | 283.271 | 284.3872 | 285.2397 | 285.9159 | 286.4656 | 287.1112 | 287.7921 | 288.4668 | 289.1222 | 289.6393 | 290.048 | 290.3737 | 290.8912 | 291.2724 | 291.5485 | 291.765 | 291.765 | 291.765 | 291.765 | 291.765 | 291.765 | 291.765 | 0 | 0 | 0 | 276.165 | 277.6502 | 278.7443 | 279.5799 | 280.2427 | 280.7814 | 281.4142 | 282.0816 | 282.7429 | 283.3853 | 283.8921 | 284.2927 | 284.612 | 285.1192 | 285.4928 | 285.7635 | 285.9757 | 285.9757 | 285.9757 | 285.9757 | 285.9757 | 285.9757 | 285.9757 | 0 | 0 | 0
WA_Industrial_Paper and Printing_New_Miscellaneous_Natural Gas_Strategic Energy Management_A | WA | Industrial | Paper and Printing | New | Miscellaneous | Natural Gas | Strategic Energy Management | A | IM476 | No energy management system | Energy management system installed and programmed | 5 | 18.0192 | 0 | 0 | 185.13 | 0 | 4.41 | 0 | 92.5645 |  | employee | 5% | 50% | Retrofit | RetroEven20 | 76.5% | TBD | 0.2% | 288.1256 |  | 282.4085 |  | 0.0040455 | BEHAV_SEM-All-CPUC-2018_PG-26 | BEHAV_SEM-All-CPUC-2018_PG-26 | AEG Research | No energy management system | No energy management system | No energy management system | No energy management system | No energy management system | No energy management system | No energy management system | No energy management system | No energy management system | No energy management system | No energy management system | No energy management system | No energy management system | No energy management system | No energy management system | No energy management system | No energy management system | No energy management system | No energy management system | No energy management system | No energy management system | No energy management system | No energy management system | No energy management system | No energy management system | No energy management system | No energy management system | No energy management system | No energy management system | No energy management system | No energy management system | Energy management system installed and programmed | Energy management system installed and programmed | Energy management system installed and programmed | Energy management system installed and programmed | Energy management system installed and programmed | Energy management system installed and programmed | Energy management system installed and programmed | Energy management system installed and programmed | Energy management system installed and programmed | Energy management system installed and programmed | Energy management system installed and programmed | Energy management system installed and programmed | Energy management system installed and programmed | Energy management system installed and programmed | Energy management system installed and programmed | Energy management system installed and programmed | Energy management system installed and programmed | Energy management system installed and programmed | Energy management system installed and programmed | Energy management system installed and programmed | Energy management system installed and programmed | Energy management system installed and programmed | Energy management system installed and programmed | Energy management system installed and programmed | Energy management system installed and programmed | Energy management system installed and programmed | Energy management system installed and programmed | Energy management system installed and programmed | Energy management system installed and programmed | Energy management system installed and programmed | Energy management system installed and programmed | 185.13 | 185.13 | 185.13 | 185.13 | 185.13 | 185.13 | 185.13 | 185.13 | 185.13 | 185.13 | 185.13 | 185.13 | 185.13 | 185.13 | 185.13 | 185.13 | 185.13 | 185.13 | 185.13 | 185.13 | 185.13 | 185.13 | 185.13 | 185.13 | 185.13 | 185.13 | 185.13 | 185.13 | 185.13 | 185.13 | 185.13 | 0 | 0 | 0 | 0 | 0 | 18.0192 | 18.0192 | 18.0192 | 18.0192 | 18.0192 | 18.0192 | 18.0192 | 18.0192 | 18.0192 | 18.0192 | 18.0192 | 18.0192 | 18.0192 | 18.0192 | 18.0192 | 18.0192 | 18.0192 | 18.0192 | 18.0192 | 18.0192 | 18.0192 | 18.0192 | 18.0192 | 0 | 0 | 0 | 0.0021785 | 0.0025809 | 0.0029831 | 0.003383 | 0.003783 | 0.0041834 | 0.0045787 | 0.0049729 | 0.0053663 | 0.0057535 | 0.0061421 | 0.0065271 | 0.0069121 | 0.0072951 | 0.0076747 | 0.0080548 | 0.0084333 | 0.0088104 | 0.009186 | 0.0095604 | 0.0080548 | 0.0084333 | 0.0088104 | 0 | 0 | 0 | 0.0021785 | 0.0047594 | 0.0077425 | 0.011125 | 0.014908 | 0.016913 | 0.018911 | 0.020901 | 0.022884 | 0.024855 | 0.026813 | 0.028762 | 0.030701 | 0.03263 | 0.034551 | 0.036464 | 0.03837 | 0.040268 | 0.042159 | 0.044045 | 0.044045 | 0.044045 | 0.044045 | 0 | 0 | 0 | 0.1209 | 0.14323 | 0.16555 | 0.18774 | 0.20994 | 0.23216 | 0.2541 | 0.27598 | 0.29781 | 0.3193 | 0.34087 | 0.36223 | 0.38359 | 0.40485 | 0.42592 | 0.44701 | 0.46802 | 0.48894 | 0.50979 | 0.53057 | 0.44701 | 0.46802 | 0.48894 | 0.50979 | 0.53057 | 0.44701 | 0.1209 | 0.26413 | 0.42968 | 0.61742 | 0.82737 | 0.93863 | 1.0495 | 1.1599 | 1.27 | 1.3793 | 1.4881 | 1.5962 | 1.7038 | 1.8108 | 1.9175 | 2.0236 | 2.1294 | 2.2347 | 2.3397 | 2.4443 | 2.4443 | 2.4443 | 2.4443 | 2.4443 | 2.4443 | 2.4443 | 0.0018517 | 0.0021938 | 0.0025357 | 0.0028755 | 0.0032156 | 0.0035559 | 0.0038919 | 0.004227 | 0.0045614 | 0.0048905 | 0.0052208 | 0.005548 | 0.0058752 | 0.0062008 | 0.0065235 | 0.0068466 | 0.0071683 | 0.0074888 | 0.0078081 | 0.0081264 | 0.0068466 | 0.0071683 | 0.0074888 | 0 | 0 | 0 | 0.0018517 | 0.0040455 | 0.0065811 | 0.0094567 | 0.012672 | 0.014376 | 0.016074 | 0.017766 | 0.019452 | 0.021127 | 0.022791 | 0.024448 | 0.026096 | 0.027735 | 0.029368 | 0.030994 | 0.032615 | 0.034228 | 0.035835 | 0.037438 | 0.037438 | 0.037438 | 0.037438 | 0 | 0 | 0 | 0.10276 | 0.12175 | 0.14072 | 0.15958 | 0.17845 | 0.19734 | 0.21599 | 0.23458 | 0.25314 | 0.2714 | 0.28974 | 0.30789 | 0.32605 | 0.34412 | 0.36203 | 0.37996 | 0.39782 | 0.4156 | 0.43332 | 0.45098 | 0.37996 | 0.39782 | 0.4156 | 0.43332 | 0.45098 | 0.37996 | 0.10276 | 0.22451 | 0.36523 | 0.52481 | 0.70326 | 0.79784 | 0.89207 | 0.98594 | 1.0795 | 1.1724 | 1.2648 | 1.3568 | 1.4482 | 1.5392 | 1.6298 | 1.7201 | 1.81 | 1.8995 | 1.9887 | 2.0777 | 2.0777 | 2.0777 | 2.0777 | 2.0777 | 2.0777 | 2.0777 | 0.0018517 | 0.0021938 | 0.0025357 | 0.0028755 | 0.0032156 | 0.0035559 | 0.0038919 | 0.004227 | 0.0045614 | 0.0048905 | 0.0052208 | 0.005548 | 0.0058752 | 0.0062008 | 0.0065235 | 0.0068466 | 0.0071683 | 0.0074888 | 0.0078081 | 0.0081264 | 0.0068466 | 0.0071683 | 0.0074888 | 0 | 0 | 0 | 0.0018517 | 0.0040455 | 0.0065811 | 0.0094567 | 0.012672 | 0.014376 | 0.016074 | 0.017766 | 0.019452 | 0.021127 | 0.022791 | 0.024448 | 0.026096 | 0.027735 | 0.029368 | 0.030994 | 0.032615 | 0.034228 | 0.035835 | 0.037438 | 0.037438 | 0.037438 | 0.037438 | 0 | 0 | 0 | 0.10276 | 0.12175 | 0.14072 | 0.15958 | 0.17845 | 0.19734 | 0.21599 | 0.23458 | 0.25314 | 0.2714 | 0.28974 | 0.30789 | 0.32605 | 0.34412 | 0.36203 | 0.37996 | 0.39782 | 0.4156 | 0.43332 | 0.45098 | 0.37996 | 0.39782 | 0.4156 | 0.43332 | 0.45098 | 0.37996 | 0.10276 | 0.22451 | 0.36523 | 0.52481 | 0.70326 | 0.79784 | 0.89207 | 0.98594 | 1.0795 | 1.1724 | 1.2648 | 1.3568 | 1.4482 | 1.5392 | 1.6298 | 1.7201 | 1.81 | 1.8995 | 1.9887 | 2.0777 | 2.0777 | 2.0777 | 2.0777 | 2.0777 | 2.0777 | 2.0777 | 0.0018517 | 0.0021938 | 0.0025357 | 0.0028755 | 0.0032156 | 0.0035559 | 0.0038919 | 0.004227 | 0.0045614 | 0.0048905 | 0.0052208 | 0.005548 | 0.0058752 | 0.0062008 | 0.0065235 | 0.0068466 | 0.0071683 | 0.0074888 | 0.0078081 | 0.0081264 | 0.0068466 | 0.0071683 | 0.0074888 | 0 | 0 | 0 | 0.0018517 | 0.0040455 | 0.0065811 | 0.0094567 | 0.012672 | 0.014376 | 0.016074 | 0.017766 | 0.019452 | 0.021127 | 0.022791 | 0.024448 | 0.026096 | 0.027735 | 0.029368 | 0.030994 | 0.032615 | 0.034228 | 0.035835 | 0.037438 | 0.037438 | 0.037438 | 0.037438 | 0 | 0 | 0 | 0.10276 | 0.12175 | 0.14072 | 0.15958 | 0.17845 | 0.19734 | 0.21599 | 0.23458 | 0.25314 | 0.2714 | 0.28974 | 0.30789 | 0.32605 | 0.34412 | 0.36203 | 0.37996 | 0.39782 | 0.4156 | 0.43332 | 0.45098 | 0.37996 | 0.39782 | 0.4156 | 0.43332 | 0.45098 | 0.37996 | 0.10276 | 0.22451 | 0.36523 | 0.52481 | 0.70326 | 0.79784 | 0.89207 | 0.98594 | 1.0795 | 1.1724 | 1.2648 | 1.3568 | 1.4482 | 1.5392 | 1.6298 | 1.7201 | 1.81 | 1.8995 | 1.9887 | 2.0777 | 2.0777 | 2.0777 | 2.0777 | 2.0777 | 2.0777 | 2.0777 | 281.7557 | 283.271 | 284.3872 | 285.2397 | 285.9159 | 286.4656 | 287.1112 | 287.7921 | 288.4668 | 289.1222 | 289.6393 | 290.048 | 290.3737 | 290.8912 | 291.2724 | 291.5485 | 291.765 | 291.765 | 291.765 | 291.765 | 291.765 | 291.765 | 291.765 | 0 | 0 | 0 | 276.165 | 277.6502 | 278.7443 | 279.5799 | 280.2427 | 280.7814 | 281.4142 | 282.0816 | 282.7429 | 283.3853 | 283.8921 | 284.2927 | 284.612 | 285.1192 | 285.4928 | 285.7635 | 285.9757 | 285.9757 | 285.9757 | 285.9757 | 285.9757 | 285.9757 | 285.9757 | 0 | 0 | 0
WA_Industrial_Paper and Printing_New_Space Heating_Natural Gas_Commissioning_A | WA | Industrial | Paper and Printing | New | Space Heating | Natural Gas | Commissioning | A | IM477 | New construction code | Optimized HVAC design and controls | 10 | 64.9213 | 0 | 0 | 0.27 | 0 | 0 | 0 | 0.1336 |  | employee | 0% | 0% | Retrofit | Retro12Med | 84.73% | TBD | 0.2% | 0.093995 |  | 0.076508 |  | 0 | DL20_COM_CX-Refrig-2021PLN-V11-3 | 2018 AMIL BUS Retro-Commissioning Initiative | U.S. Department of Energy. Lawrence Berkeley National Labs and Building Commissioning Association. https://www.bcxa.org/wp-content/uploads/2020/09/1-s2.0- S0378778819319553-main.pdf | New construction code | New construction code | New construction code | New construction code | New construction code | New construction code | New construction code | New construction code | New construction code | New construction code | New construction code | New construction code | New construction code | New construction code | New construction code | New construction code | New construction code | New construction code | New construction code | New construction code | New construction code | New construction code | New construction code | New construction code | New construction code | New construction code | New construction code | New construction code | New construction code | New construction code | New construction code | Optimized HVAC design and controls | Optimized HVAC design and controls | Optimized HVAC design and controls | Optimized HVAC design and controls | Optimized HVAC design and controls | Optimized HVAC design and controls | Optimized HVAC design and controls | Optimized HVAC design and controls | Optimized HVAC design and controls | Optimized HVAC design and controls | Optimized HVAC design and controls | Optimized HVAC design and controls | Optimized HVAC design and controls | Optimized HVAC design and controls | Optimized HVAC design and controls | Optimized HVAC design and controls | Optimized HVAC design and controls | Optimized HVAC design and controls | Optimized HVAC design and controls | Optimized HVAC design and controls | Optimized HVAC design and controls | Optimized HVAC design and controls | Optimized HVAC design and controls | Optimized HVAC design and controls | Optimized HVAC design and controls | Optimized HVAC design and controls | Optimized HVAC design and controls | Optimized HVAC design and controls | Optimized HVAC design and controls | Optimized HVAC design and controls | Optimized HVAC design and controls | 0.27 | 0.27 | 0.27 | 0.27 | 0.27 | 0.27 | 0.27 | 0.27 | 0.27 | 0.27 | 0.27 | 0.27 | 0.27 | 0.27 | 0.27 | 0.27 | 0.27 | 0.27 | 0.27 | 0.27 | 0.27 | 0.27 | 0.27 | 0.27 | 0.27 | 0.27 | 0.27 | 0.27 | 0.27 | 0.27 | 0.27 | 0 | 0 | 0 | 0 | 0 | 62.2024 | 60.3709 | 59.0341 | 58.0202 | 57.2203 | 56.5729 | 55.8156 | 55.0206 | 54.2366 | 53.4784 | 52.8068 | 52.2106 | 52.1482 | 51.7883 | 51.5307 | 51.3484 | 51.1923 | 51.1347 | 51.126 | 51.146 | 51.1786 | 51.2131 | 51.2525 | 0 | 0 | 0 | 0 | 0 | 0 | 0 | 0 | 0 | 0 | 0 | 0 | 0 | 0 | 0 | 0 | 0 | 0 | 0 | 0 | 0 | 0 | 0 | 0 | 0 | 0 | 0 | 0 | 0 | 0 | 0 | 0 | 0 | 0 | 0 | 0 | 0 | 0 | 0 | 0 | 0 | 0 | 0 | 0 | 0 | 0 | 0 | 0 | 0 | 0 | 0 | 0 | 0 | 0 | 0 | 0 | 0 | 0 | 0 | 0 | 0 | 0 | 0 | 0 | 0 | 0 | 0 | 0 | 0 | 0 | 0 | 0 | 0 | 0 | 0 | 0 | 0 | 0 | 0 | 0 | 0 | 0 | 0 | 0 | 0 | 0 | 0 | 0 | 0 | 0 | 0 | 0 | 0 | 0 | 0 | 0 | 0 | 0 | 0 | 0 | 0 | 0 | 0 | 0 | 0 | 0 | 0 | 0 | 0 | 0 | 0 | 0 | 0 | 0 | 0 | 0 | 0 | 0 | 0 | 0 | 0 | 0 | 0 | 0 | 0 | 0 | 0 | 0 | 0 | 0 | 0 | 0 | 0 | 0 | 0 | 0 | 0 | 0 | 0 | 0 | 0 | 0 | 0 | 0 | 0 | 0 | 0 | 0 | 0 | 0 | 0 | 0 | 0 | 0 | 0 | 0 | 0 | 0 | 0 | 0 | 0 | 0 | 0 | 0 | 0 | 0 | 0 | 0 | 0 | 0 | 0 | 0 | 0 | 0 | 0 | 0 | 0 | 0 | 0 | 0 | 0 | 0 | 0 | 0 | 0 | 0 | 0 | 0 | 0 | 0 | 0 | 0 | 0 | 0 | 0 | 0 | 0 | 0 | 0 | 0 | 0 | 0 | 0 | 0 | 0 | 0 | 0 | 0 | 0 | 0 | 0 | 0 | 0 | 0 | 0 | 0 | 0 | 0 | 0 | 0 | 0 | 0 | 0 | 0 | 0 | 0 | 0 | 0 | 0 | 0 | 0 | 0 | 0 | 0 | 0 | 0 | 0 | 0 | 0 | 0 | 0 | 0 | 0 | 0 | 0 | 0 | 0 | 0 | 0 | 0 | 0 | 0 | 0 | 0 | 0 | 0 | 0 | 0 | 0 | 0 | 0 | 0 | 0 | 0 | 0 | 0 | 0 | 0 | 0 | 0 | 0 | 0 | 0 | 0 | 0 | 0 | 0 | 0 | 0 | 0 | 0 | 0 | 0 | 0 | 0 | 0 | 0 | 0 | 0 | 0 | 0 | 0 | 0 | 0 | 0 | 0 | 0 | 0 | 0 | 0 | 0 | 0 | 0 | 0 | 0 | 0 | 0 | 0 | 0 | 0 | 0 | 0 | 0 | 0 | 0 | 0 | 0 | 0 | 0 | 0 | 0 | 0 | 0 | 0 | 0 | 0 | 0 | 0 | 0 | 0 | 0 | 0 | 0 | 0 | 0 | 0 | 0 | 0 | 0 | 0 | 0 | 0 | 0 | 0 | 0 | 0 | 0 | 0 | 0 | 0 | 0 | 0 | 0 | 0 | 0 | 0 | 0 | 0 | 0 | 0 | 0 | 0 | 0 | 0 | 0 | 0 | 0 | 0 | 0 | 0 | 0 | 0 | 0 | 0 | 0 | 0 | 0 | 0 | 0 | 0 | 0 | 0 | 0 | 0 | 0 | 0 | 0 | 0 | 0 | 0 | 0 | 0 | 0 | 0 | 0 | 0 | 0 | 0 | 0 | 0 | 0 | 0 | 0 | 0 | 0 | 0 | 0 | 0 | 0 | 0 | 0 | 0 | 0 | 0 | 0 | 0 | 0 | 0 | 0 | 0.093157 | 0.093358 | 0.093506 | 0.093618 | 0.093707 | 0.093779 | 0.093863 | 0.093952 | 0.09404 | 0.094125 | 0.094191 | 0.094244 | 0.094286 | 0.094353 | 0.094401 | 0.094437 | 0.094465 | 0.094465 | 0.094465 | 0.094465 | 0.094465 | 0.094465 | 0.094465 | 0 | 0 | 0 | 0.075826 | 0.07599 | 0.07611 | 0.076201 | 0.076273 | 0.076332 | 0.076401 | 0.076473 | 0.076544 | 0.076613 | 0.076668 | 0.076711 | 0.076745 | 0.076799 | 0.076839 | 0.076868 | 0.07689 | 0.07689 | 0.07689 | 0.07689 | 0.07689 | 0.07689 | 0.07689 | 0 | 0 | 0
WA_Industrial_Paper and Printing_New_Process_Natural Gas_Commissioning_A | WA | Industrial | Paper and Printing | New | Process | Natural Gas | Commissioning | A | IM478 | New construction code | Optimized process design and controls | 10 | 317.5129 | 0 | 0 | 0.27 | 0 | 0 | 0 | 0.1336 |  | employee | 0% | 0% | Retrofit | Retro12Med | 84.73% | TBD | 0.2% | 0.093995 |  | 0.076508 |  | 0 | DL20_COM_CX-Refrig-2021PLN-V11-3 | 2018 AMIL BUS Retro-Commissioning Initiative | U.S. Department of Energy. Lawrence Berkeley National Labs and Building Commissioning Association. https://www.bcxa.org/wp-content/uploads/2020/09/1-s2.0- S0378778819319553-main.pdf | New construction code | New construction code | New construction code | New construction code | New construction code | New construction code | New construction code | New construction code | New construction code | New construction code | New construction code | New construction code | New construction code | New construction code | New construction code | New construction code | New construction code | New construction code | New construction code | New construction code | New construction code | New construction code | New construction code | New construction code | New construction code | New construction code | New construction code | New construction code | New construction code | New construction code | New construction code | Optimized process design and controls | Optimized process design and controls | Optimized process design and controls | Optimized process design and controls | Optimized process design and controls | Optimized process design and controls | Optimized process design and controls | Optimized process design and controls | Optimized process design and controls | Optimized process design and controls | Optimized process design and controls | Optimized process design and controls | Optimized process design and controls | Optimized process design and controls | Optimized process design and controls | Optimized process design and controls | Optimized process design and controls | Optimized process design and controls | Optimized process design and controls | Optimized process design and controls | Optimized process design and controls | Optimized process design and controls | Optimized process design and controls | Optimized process design and controls | Optimized process design and controls | Optimized process design and controls | Optimized process design and controls | Optimized process design and controls | Optimized process design and controls | Optimized process design and controls | Optimized process design and controls | 0.27 | 0.27 | 0.27 | 0.27 | 0.27 | 0.27 | 0.27 | 0.27 | 0.27 | 0.27 | 0.27 | 0.27 | 0.27 | 0.27 | 0.27 | 0.27 | 0.27 | 0.27 | 0.27 | 0.27 | 0.27 | 0.27 | 0.27 | 0.27 | 0.27 | 0.27 | 0.27 | 0.27 | 0.27 | 0.27 | 0.27 | 0 | 0 | 0 | 0 | 0 | 317.5129 | 317.5129 | 317.5129 | 317.5129 | 317.5129 | 317.5129 | 317.5129 | 317.5129 | 317.5129 | 317.5129 | 317.5129 | 317.5129 | 317.5129 | 317.5129 | 317.5129 | 317.5129 | 317.5129 | 317.5129 | 317.5129 | 317.5129 | 317.5129 | 317.5129 | 317.5129 | 0 | 0 | 0 | 0 | 0 | 0 | 0 | 0 | 0 | 0 | 0 | 0 | 0 | 0 | 0 | 0 | 0 | 0 | 0 | 0 | 0 | 0 | 0 | 0 | 0 | 0 | 0 | 0 | 0 | 0 | 0 | 0 | 0 | 0 | 0 | 0 | 0 | 0 | 0 | 0 | 0 | 0 | 0 | 0 | 0 | 0 | 0 | 0 | 0 | 0 | 0 | 0 | 0 | 0 | 0 | 0 | 0 | 0 | 0 | 0 | 0 | 0 | 0 | 0 | 0 | 0 | 0 | 0 | 0 | 0 | 0 | 0 | 0 | 0 | 0 | 0 | 0 | 0 | 0 | 0 | 0 | 0 | 0 | 0 | 0 | 0 | 0 | 0 | 0 | 0 | 0 | 0 | 0 | 0 | 0 | 0 | 0 | 0 | 0 | 0 | 0 | 0 | 0 | 0 | 0 | 0 | 0 | 0 | 0 | 0 | 0 | 0 | 0 | 0 | 0 | 0 | 0 | 0 | 0 | 0 | 0 | 0 | 0 | 0 | 0 | 0 | 0 | 0 | 0 | 0 | 0 | 0 | 0 | 0 | 0 | 0 | 0 | 0 | 0 | 0 | 0 | 0 | 0 | 0 | 0 | 0 | 0 | 0 | 0 | 0 | 0 | 0 | 0 | 0 | 0 | 0 | 0 | 0 | 0 | 0 | 0 | 0 | 0 | 0 | 0 | 0 | 0 | 0 | 0 | 0 | 0 | 0 | 0 | 0 | 0 | 0 | 0 | 0 | 0 | 0 | 0 | 0 | 0 | 0 | 0 | 0 | 0 | 0 | 0 | 0 | 0 | 0 | 0 | 0 | 0 | 0 | 0 | 0 | 0 | 0 | 0 | 0 | 0 | 0 | 0 | 0 | 0 | 0 | 0 | 0 | 0 | 0 | 0 | 0 | 0 | 0 | 0 | 0 | 0 | 0 | 0 | 0 | 0 | 0 | 0 | 0 | 0 | 0 | 0 | 0 | 0 | 0 | 0 | 0 | 0 | 0 | 0 | 0 | 0 | 0 | 0 | 0 | 0 | 0 | 0 | 0 | 0 | 0 | 0 | 0 | 0 | 0 | 0 | 0 | 0 | 0 | 0 | 0 | 0 | 0 | 0 | 0 | 0 | 0 | 0 | 0 | 0 | 0 | 0 | 0 | 0 | 0 | 0 | 0 | 0 | 0 | 0 | 0 | 0 | 0 | 0 | 0 | 0 | 0 | 0 | 0 | 0 | 0 | 0 | 0 | 0 | 0 | 0 | 0 | 0 | 0 | 0 | 0 | 0 | 0 | 0 | 0 | 0 | 0 | 0 | 0 | 0 | 0 | 0 | 0 | 0 | 0 | 0 | 0 | 0 | 0 | 0 | 0 | 0 | 0 | 0 | 0 | 0 | 0 | 0 | 0 | 0 | 0 | 0 | 0 | 0 | 0 | 0 | 0 | 0 | 0 | 0 | 0 | 0 | 0 | 0 | 0 | 0 | 0 | 0 | 0 | 0 | 0 | 0 | 0 | 0 | 0 | 0 | 0 | 0 | 0 | 0 | 0 | 0 | 0 | 0 | 0 | 0 | 0 | 0 | 0 | 0 | 0 | 0 | 0 | 0 | 0 | 0 | 0 | 0 | 0 | 0 | 0 | 0 | 0 | 0 | 0 | 0 | 0 | 0 | 0 | 0 | 0 | 0 | 0 | 0 | 0 | 0 | 0 | 0 | 0 | 0 | 0 | 0 | 0 | 0 | 0 | 0 | 0 | 0 | 0 | 0 | 0 | 0 | 0 | 0 | 0 | 0 | 0 | 0 | 0 | 0 | 0 | 0 | 0.093157 | 0.093358 | 0.093506 | 0.093618 | 0.093707 | 0.093779 | 0.093863 | 0.093952 | 0.09404 | 0.094125 | 0.094191 | 0.094244 | 0.094286 | 0.094353 | 0.094401 | 0.094437 | 0.094465 | 0.094465 | 0.094465 | 0.094465 | 0.094465 | 0.094465 | 0.094465 | 0 | 0 | 0 | 0.075826 | 0.07599 | 0.07611 | 0.076201 | 0.076273 | 0.076332 | 0.076401 | 0.076473 | 0.076544 | 0.076613 | 0.076668 | 0.076711 | 0.076745 | 0.076799 | 0.076839 | 0.076868 | 0.07689 | 0.07689 | 0.07689 | 0.07689 | 0.07689 | 0.07689 | 0.07689 | 0 | 0 | 0
WA_Industrial_Paper and Printing_New_Space Heating_Natural Gas_Retrocommissioning_A | WA | Industrial | Paper and Printing | New | Space Heating | Natural Gas | Retrocommissioning | A | IM479 | Vintage/existing building | Optimized HVAC flow and controls | 5 | 0 | 0 | 0 | 0 | 0 | 0 | 0 | 0 |  | employee | 0% | 0% | Retrofit | RetroEven20 | 76.5% | TBD | 0.2% | 0 |  | 0 |  | 0 | COM_RCX-Heating-7PLN-v5-18 | COM_RCX-Heating-7PLN-v5-18 | n/a | Vintage/existing building | Vintage/existing building | Vintage/existing building | Vintage/existing building | Vintage/existing building | Vintage/existing building | Vintage/existing building | Vintage/existing building | Vintage/existing building | Vintage/existing building | Vintage/existing building | Vintage/existing building | Vintage/existing building | Vintage/existing building | Vintage/existing building | Vintage/existing building | Vintage/existing building | Vintage/existing building | Vintage/existing building | Vintage/existing building | Vintage/existing building | Vintage/existing building | Vintage/existing building | Vintage/existing building | Vintage/existing building | Vintage/existing building | Vintage/existing building | Vintage/existing building | Vintage/existing building | Vintage/existing building | Vintage/existing building | Optimized HVAC flow and controls | Optimized HVAC flow and controls | Optimized HVAC flow and controls | Optimized HVAC flow and controls | Optimized HVAC flow and controls | Optimized HVAC flow and controls | Optimized HVAC flow and controls | Optimized HVAC flow and controls | Optimized HVAC flow and controls | Optimized HVAC flow and controls | Optimized HVAC flow and controls | Optimized HVAC flow and controls | Optimized HVAC flow and controls | Optimized HVAC flow and controls | Optimized HVAC flow and controls | Optimized HVAC flow and controls | Optimized HVAC flow and controls | Optimized HVAC flow and controls | Optimized HVAC flow and controls | Optimized HVAC flow and controls | Optimized HVAC flow and controls | Optimized HVAC flow and controls | Optimized HVAC flow and controls | Optimized HVAC flow and controls | Optimized HVAC flow and controls | Optimized HVAC flow and controls | Optimized HVAC flow and controls | Optimized HVAC flow and controls | Optimized HVAC flow and controls | Optimized HVAC flow and controls | Optimized HVAC flow and controls | 0 | 0 | 0 | 0 | 0 | 0 | 0 | 0 | 0 | 0 | 0 | 0 | 0 | 0 | 0 | 0 | 0 | 0 | 0 | 0 | 0 | 0 | 0 | 0 | 0 | 0 | 0 | 0 | 0 | 0 | 0 | 0 | 0 | 0 | 0 | 0 | 0 | 0 | 0 | 0 | 0 | 0 | 0 | 0 | 0 | 0 | 0 | 0 | 0 | 0 | 0 | 0 | 0 | 0 | 0 | 0 | 0 | 0 | 0 | 0 | 0 | 0 | 0 | 0 | 0 | 0 | 0 | 0 | 0 | 0 | 0 | 0 | 0 | 0 | 0 | 0 | 0 | 0 | 0 | 0 | 0 | 0 | 0 | 0 | 0 | 0 | 0 | 0 | 0 | 0 | 0 | 0 | 0 | 0 | 0 | 0 | 0 | 0 | 0 | 0 | 0 | 0 | 0 | 0 | 0 | 0 | 0 | 0 | 0 | 0 | 0 | 0 | 0 | 0 | 0 | 0 | 0 | 0 | 0 | 0 | 0 | 0 | 0 | 0 | 0 | 0 | 0 | 0 | 0 | 0 | 0 | 0 | 0 | 0 | 0 | 0 | 0 | 0 | 0 | 0 | 0 | 0 | 0 | 0 | 0 | 0 | 0 | 0 | 0 | 0 | 0 | 0 | 0 | 0 | 0 | 0 | 0 | 0 | 0 | 0 | 0 | 0 | 0 | 0 | 0 | 0 | 0 | 0 | 0 | 0 | 0 | 0 | 0 | 0 | 0 | 0 | 0 | 0 | 0 | 0 | 0 | 0 | 0 | 0 | 0 | 0 | 0 | 0 | 0 | 0 | 0 | 0 | 0 | 0 | 0 | 0 | 0 | 0 | 0 | 0 | 0 | 0 | 0 | 0 | 0 | 0 | 0 | 0 | 0 | 0 | 0 | 0 | 0 | 0 | 0 | 0 | 0 | 0 | 0 | 0 | 0 | 0 | 0 | 0 | 0 | 0 | 0 | 0 | 0 | 0 | 0 | 0 | 0 | 0 | 0 | 0 | 0 | 0 | 0 | 0 | 0 | 0 | 0 | 0 | 0 | 0 | 0 | 0 | 0 | 0 | 0 | 0 | 0 | 0 | 0 | 0 | 0 | 0 | 0 | 0 | 0 | 0 | 0 | 0 | 0 | 0 | 0 | 0 | 0 | 0 | 0 | 0 | 0 | 0 | 0 | 0 | 0 | 0 | 0 | 0 | 0 | 0 | 0 | 0 | 0 | 0 | 0 | 0 | 0 | 0 | 0 | 0 | 0 | 0 | 0 | 0 | 0 | 0 | 0 | 0 | 0 | 0 | 0 | 0 | 0 | 0 | 0 | 0 | 0 | 0 | 0 | 0 | 0 | 0 | 0 | 0 | 0 | 0 | 0 | 0 | 0 | 0 | 0 | 0 | 0 | 0 | 0 | 0 | 0 | 0 | 0 | 0 | 0 | 0 | 0 | 0 | 0 | 0 | 0 | 0 | 0 | 0 | 0 | 0 | 0 | 0 | 0 | 0 | 0 | 0 | 0 | 0 | 0 | 0 | 0 | 0 | 0 | 0 | 0 | 0 | 0 | 0 | 0 | 0 | 0 | 0 | 0 | 0 | 0 | 0 | 0 | 0 | 0 | 0 | 0 | 0 | 0 | 0 | 0 | 0 | 0 | 0 | 0 | 0 | 0 | 0 | 0 | 0 | 0 | 0 | 0 | 0 | 0 | 0 | 0 | 0 | 0 | 0 | 0 | 0 | 0 | 0 | 0 | 0 | 0 | 0 | 0 | 0 | 0 | 0 | 0 | 0 | 0 | 0 | 0 | 0 | 0 | 0 | 0 | 0 | 0 | 0 | 0 | 0 | 0 | 0 | 0 | 0 | 0 | 0 | 0 | 0 | 0 | 0 | 0 | 0 | 0 | 0 | 0 | 0 | 0 | 0 | 0 | 0 | 0 | 0 | 0 | 0 | 0 | 0 | 0 | 0 | 0 | 0 | 0 | 0 | 0 | 0 | 0 | 0 | 0 | 0 | 0 | 0 | 0 | 0 | 0 | 0 | 0 | 0 | 0 | 0 | 0 | 0 | 0 | 0 | 0 | 0 | 0 | 0 | 0 | 0 | 0 | 0 | 0 | 0 | 0 | 0 | 0 | 0 | 0 | 0 | 0 | 0 | 0 | 0 | 0 | 0 | 0 | 0 | 0 | 0 | 0 | 0 | 0 | 0 | 0 | 0 | 0 | 0 | 0 | 0 | 0 | 0 | 0 | 0 | 0 | 0 | 0 | 0 | 0 | 0 | 0 | 0 | 0 | 0 | 0 | 0 | 0 | 0
WA_Industrial_Paper and Printing_New_Process_Natural Gas_Retrocommissioning_A | WA | Industrial | Paper and Printing | New | Process | Natural Gas | Retrocommissioning | A | IM480 | Vintage/existing building | Optimized process design and controls | 5 | 0 | 0 | 0 | 0 | 0 | 0 | 0 | 0 |  | employee | 0% | 0% | Retrofit | RetroEven20 | 76.5% | TBD | 0.2% | 0 |  | 0 |  | 0 | COM_RCX-Heating-7PLN-v5-18 | COM_RCX-Heating-7PLN-v5-18 | n/a | Vintage/existing building | Vintage/existing building | Vintage/existing building | Vintage/existing building | Vintage/existing building | Vintage/existing building | Vintage/existing building | Vintage/existing building | Vintage/existing building | Vintage/existing building | Vintage/existing building | Vintage/existing building | Vintage/existing building | Vintage/existing building | Vintage/existing building | Vintage/existing building | Vintage/existing building | Vintage/existing building | Vintage/existing building | Vintage/existing building | Vintage/existing building | Vintage/existing building | Vintage/existing building | Vintage/existing building | Vintage/existing building | Vintage/existing building | Vintage/existing building | Vintage/existing building | Vintage/existing building | Vintage/existing building | Vintage/existing building | Optimized process design and controls | Optimized process design and controls | Optimized process design and controls | Optimized process design and controls | Optimized process design and controls | Optimized process design and controls | Optimized process design and controls | Optimized process design and controls | Optimized process design and controls | Optimized process design and controls | Optimized process design and controls | Optimized process design and controls | Optimized process design and controls | Optimized process design and controls | Optimized process design and controls | Optimized process design and controls | Optimized process design and controls | Optimized process design and controls | Optimized process design and controls | Optimized process design and controls | Optimized process design and controls | Optimized process design and controls | Optimized process design and controls | Optimized process design and controls | Optimized process design and controls | Optimized process design and controls | Optimized process design and controls | Optimized process design and controls | Optimized process design and controls | Optimized process design and controls | Optimized process design and controls | 0 | 0 | 0 | 0 | 0 | 0 | 0 | 0 | 0 | 0 | 0 | 0 | 0 | 0 | 0 | 0 | 0 | 0 | 0 | 0 | 0 | 0 | 0 | 0 | 0 | 0 | 0 | 0 | 0 | 0 | 0 | 0 | 0 | 0 | 0 | 0 | 0 | 0 | 0 | 0 | 0 | 0 | 0 | 0 | 0 | 0 | 0 | 0 | 0 | 0 | 0 | 0 | 0 | 0 | 0 | 0 | 0 | 0 | 0 | 0 | 0 | 0 | 0 | 0 | 0 | 0 | 0 | 0 | 0 | 0 | 0 | 0 | 0 | 0 | 0 | 0 | 0 | 0 | 0 | 0 | 0 | 0 | 0 | 0 | 0 | 0 | 0 | 0 | 0 | 0 | 0 | 0 | 0 | 0 | 0 | 0 | 0 | 0 | 0 | 0 | 0 | 0 | 0 | 0 | 0 | 0 | 0 | 0 | 0 | 0 | 0 | 0 | 0 | 0 | 0 | 0 | 0 | 0 | 0 | 0 | 0 | 0 | 0 | 0 | 0 | 0 | 0 | 0 | 0 | 0 | 0 | 0 | 0 | 0 | 0 | 0 | 0 | 0 | 0 | 0 | 0 | 0 | 0 | 0 | 0 | 0 | 0 | 0 | 0 | 0 | 0 | 0 | 0 | 0 | 0 | 0 | 0 | 0 | 0 | 0 | 0 | 0 | 0 | 0 | 0 | 0 | 0 | 0 | 0 | 0 | 0 | 0 | 0 | 0 | 0 | 0 | 0 | 0 | 0 | 0 | 0 | 0 | 0 | 0 | 0 | 0 | 0 | 0 | 0 | 0 | 0 | 0 | 0 | 0 | 0 | 0 | 0 | 0 | 0 | 0 | 0 | 0 | 0 | 0 | 0 | 0 | 0 | 0 | 0 | 0 | 0 | 0 | 0 | 0 | 0 | 0 | 0 | 0 | 0 | 0 | 0 | 0 | 0 | 0 | 0 | 0 | 0 | 0 | 0 | 0 | 0 | 0 | 0 | 0 | 0 | 0 | 0 | 0 | 0 | 0 | 0 | 0 | 0 | 0 | 0 | 0 | 0 | 0 | 0 | 0 | 0 | 0 | 0 | 0 | 0 | 0 | 0 | 0 | 0 | 0 | 0 | 0 | 0 | 0 | 0 | 0 | 0 | 0 | 0 | 0 | 0 | 0 | 0 | 0 | 0 | 0 | 0 | 0 | 0 | 0 | 0 | 0 | 0 | 0 | 0 | 0 | 0 | 0 | 0 | 0 | 0 | 0 | 0 | 0 | 0 | 0 | 0 | 0 | 0 | 0 | 0 | 0 | 0 | 0 | 0 | 0 | 0 | 0 | 0 | 0 | 0 | 0 | 0 | 0 | 0 | 0 | 0 | 0 | 0 | 0 | 0 | 0 | 0 | 0 | 0 | 0 | 0 | 0 | 0 | 0 | 0 | 0 | 0 | 0 | 0 | 0 | 0 | 0 | 0 | 0 | 0 | 0 | 0 | 0 | 0 | 0 | 0 | 0 | 0 | 0 | 0 | 0 | 0 | 0 | 0 | 0 | 0 | 0 | 0 | 0 | 0 | 0 | 0 | 0 | 0 | 0 | 0 | 0 | 0 | 0 | 0 | 0 | 0 | 0 | 0 | 0 | 0 | 0 | 0 | 0 | 0 | 0 | 0 | 0 | 0 | 0 | 0 | 0 | 0 | 0 | 0 | 0 | 0 | 0 | 0 | 0 | 0 | 0 | 0 | 0 | 0 | 0 | 0 | 0 | 0 | 0 | 0 | 0 | 0 | 0 | 0 | 0 | 0 | 0 | 0 | 0 | 0 | 0 | 0 | 0 | 0 | 0 | 0 | 0 | 0 | 0 | 0 | 0 | 0 | 0 | 0 | 0 | 0 | 0 | 0 | 0 | 0 | 0 | 0 | 0 | 0 | 0 | 0 | 0 | 0 | 0 | 0 | 0 | 0 | 0 | 0 | 0 | 0 | 0 | 0 | 0 | 0 | 0 | 0 | 0 | 0 | 0 | 0 | 0 | 0 | 0 | 0 | 0 | 0 | 0 | 0 | 0 | 0 | 0 | 0 | 0 | 0 | 0 | 0 | 0 | 0 | 0 | 0 | 0 | 0 | 0 | 0 | 0 | 0 | 0 | 0 | 0 | 0 | 0 | 0 | 0 | 0 | 0 | 0 | 0 | 0 | 0 | 0 | 0 | 0 | 0 | 0 | 0 | 0 | 0 | 0 | 0 | 0 | 0 | 0 | 0 | 0 | 0 | 0 | 0 | 0 | 0 | 0 | 0 | 0 | 0 | 0 | 0 | 0 | 0
WA_Industrial_Instruments_Existing_Space Heating_Natural Gas_Insulation - Roof/Ceiling_A | WA | Industrial | Instruments | Existing | Space Heating | Natural Gas | Insulation - Roof/Ceiling | A | IM481 | R-13 | R-38 | 45 | 0.10108 | 0 | 0 | 1.11 | 0.09 | 0 | 0 | 0.55255 |  | sqft | 60% | 100% | Retrofit | Retro3Slow | 83.42% | TBD | 0.2% | 1700.4349 |  | 551.4318 |  | 3.7091 | RTF Wkbk - ComWeatherizationSchool_v3_1 | RTF Wkbk - ComWeatherizationSchool_v3_1 | Building Energy Simulation Tool | R-13 | R-13 | R-13 | R-13 | R-13 | R-13 | R-13 | R-13 | R-13 | R-13 | R-13 | R-13 | R-13 | R-13 | R-13 | R-13 | R-13 | R-13 | R-13 | R-13 | R-13 | R-13 | R-13 | R-13 | R-13 | R-13 | R-13 | R-13 | R-13 | R-13 | R-13 | R-38 | R-38 | R-38 | R-38 | R-38 | R-38 | R-38 | R-38 | R-38 | R-38 | R-38 | R-38 | R-38 | R-38 | R-38 | R-38 | R-38 | R-38 | R-38 | R-38 | R-38 | R-38 | R-38 | R-38 | R-38 | R-38 | R-38 | R-38 | R-38 | R-38 | R-38 | 1.11 | 1.11 | 1.11 | 1.11 | 1.11 | 1.11 | 1.11 | 1.11 | 1.11 | 1.11 | 1.11 | 1.11 | 1.11 | 1.11 | 1.11 | 1.11 | 1.11 | 1.11 | 1.11 | 1.11 | 1.11 | 1.11 | 1.11 | 1.11 | 1.11 | 1.11 | 1.11 | 1.11 | 1.11 | 1.11 | 1.11 | 0 | 0 | 0 | 0 | 0 | 0.099235 | 0.098354 | 0.097256 | 0.096062 | 0.094762 | 0.093349 | 0.091856 | 0.090287 | 0.088575 | 0.086788 | 0.084957 | 0.083172 | 0.0815 | 0.079915 | 0.078537 | 0.077258 | 0.076055 | 0.075037 | 0.074131 | 0.0733 | 0.072699 | 0.072177 | 0.071674 | 0 | 0 | 0 | 1.5966 | 2.7677 | 4.2321 | 5.8554 | 7.3575 | 8.3484 | 8.8226 | 8.6543 | 7.7984 | 6.7114 | 5.3589 | 4.081 | 2.9318 | 1.9944 | 1.3082 | 0.81554 | 0.48679 | 0.324 | 0 | 0 | 0 | 0 | 0 | 0 | 0 | 0 | 1.5966 | 4.3501 | 8.5337 | 14.2842 | 21.4484 | 29.477 | 37.8283 | 45.8365 | 52.7659 | 58.4125 | 62.5393 | 65.3059 | 66.9252 | 67.6176 | 67.7599 | 67.4717 | 66.9082 | 66.3361 | 65.536 | 64.8006 | 64.2701 | 63.8082 | 63.3638 | 0 | 0 | 0 | 16088.8089 | 28139.9629 | 43515.1288 | 60954.1169 | 77642.1147 | 89432.163 | 96048.3724 | 95853.3528 | 88042.4856 | 77331.3055 | 63077.2888 | 49066.4803 | 35972.2827 | 24955.9885 | 16657.0335 | 10556.0971 | 6400.4597 | 4317.8567 | 0 | 0 | 0 | 0 | 0 | 0 | 0 | 0 | 16088.8089 | 44228.7718 | 87743.9007 | 148698.0176 | 226340.1323 | 315772.2952 | 411820.6676 | 507674.0204 | 595716.506 | 673047.8115 | 736125.1003 | 785191.5806 | 821163.8633 | 846119.8518 | 862776.8853 | 873332.9824 | 879733.4421 | 884051.2988 | 884051.2988 | 884051.2988 | 884051.2988 | 884051.2988 | 884051.2988 | 884051.2988 | 884051.2988 | 884051.2988 | 1.3592 | 2.3598 | 3.6164 | 5.0151 | 6.3172 | 7.187 | 7.6156 | 7.4907 | 6.7706 | 5.8442 | 4.6813 | 3.5756 | 2.5745 | 1.7549 | 1.1528 | 0.71963 | 0.43005 | 0.28654 | 0 | 0 | 0 | 0 | 0 | 0 | 0 | 0 | 1.3592 | 3.7091 | 7.2921 | 12.2344 | 18.4158 | 25.3764 | 32.6529 | 39.6736 | 45.8114 | 50.8647 | 54.6316 | 57.2181 | 58.7689 | 59.499 | 59.7119 | 59.5367 | 59.11 | 58.6671 | 58.0533 | 57.4965 | 57.1021 | 56.7633 | 56.4473 | 0 | 0 | 0 | 13675.4876 | 23918.9685 | 36987.8595 | 51810.9994 | 65995.7975 | 76017.3385 | 81641.1165 | 81475.3499 | 74836.1128 | 65731.6097 | 53615.6955 | 41706.5083 | 30576.4403 | 21212.5902 | 14158.4784 | 8972.6826 | 5440.3908 | 3670.1782 | 0 | 0 | 0 | 0 | 0 | 0 | 0 | 0 | 13675.4876 | 37594.456 | 74582.3156 | 126393.3149 | 192389.1124 | 268406.4509 | 350047.5675 | 431522.9173 | 506359.0301 | 572090.6397 | 625706.3352 | 667412.8435 | 697989.2838 | 719201.874 | 733360.3525 | 742333.035 | 747773.4258 | 751443.604 | 751443.604 | 751443.604 | 751443.604 | 751443.604 | 751443.604 | 751443.604 | 751443.604 | 751443.604 | 1.3599 | 2.3626 | 3.6234 | 5.029 | 6.3402 | 7.2199 | 7.6574 | 7.5388 | 6.8211 | 5.8937 | 4.7258 | 3.6131 | 2.6041 | 1.7771 | 1.1685 | 0.73021 | 0.43686 | 0.2914 | 0 | 0 | 0 | 0 | 0 | 0 | 0 | 0 | 1.3599 | 3.7135 | 7.3062 | 12.2682 | 18.4827 | 25.4924 | 32.8322 | 39.9285 | 46.1534 | 51.2954 | 55.1513 | 57.8184 | 59.4465 | 60.2503 | 60.5264 | 60.4122 | 60.0462 | 59.6615 | 59.0616 | 58.5176 | 58.1231 | 57.7842 | 57.4676 | 0 | 0 | 0 | 13675.4876 | 23918.9685 | 36987.8595 | 51810.9994 | 65995.7975 | 76017.3385 | 81641.1165 | 81475.3499 | 74836.1128 | 65731.6097 | 53615.6955 | 41706.5083 | 30576.4403 | 21212.5902 | 14158.4784 | 8972.6826 | 5440.3908 | 3670.1782 | 0 | 0 | 0 | 0 | 0 | 0 | 0 | 0 | 13675.4876 | 37594.456 | 74582.3156 | 126393.3149 | 192389.1124 | 268406.4509 | 350047.5675 | 431522.9173 | 506359.0301 | 572090.6397 | 625706.3352 | 667412.8435 | 697989.2838 | 719201.874 | 733360.3525 | 742333.035 | 747773.4258 | 751443.604 | 751443.604 | 751443.604 | 751443.604 | 751443.604 | 751443.604 | 751443.604 | 751443.604 | 751443.604 | 1.3595 | 2.3604 | 3.6173 | 5.0164 | 6.3188 | 7.1889 | 7.6175 | 7.4926 | 6.7723 | 5.8457 | 4.6825 | 3.5765 | 2.5751 | 1.7554 | 1.1531 | 0.71981 | 0.43016 | 0.28661 | 0 | 0 | 0 | 0 | 0 | 0 | 0 | 0 | 1.3595 | 3.71 | 7.294 | 12.2376 | 18.4205 | 25.3829 | 32.6612 | 39.6837 | 45.8232 | 50.8777 | 54.6456 | 57.2328 | 58.784 | 59.5144 | 59.7274 | 59.5521 | 59.1254 | 58.6823 | 58.0684 | 57.5115 | 57.1032 | 56.7644 | 56.4484 | 0 | 0 | 0 | 13675.4876 | 23918.9685 | 36987.8595 | 51810.9994 | 65995.7975 | 76017.3385 | 81641.1165 | 81475.3499 | 74836.1128 | 65731.6097 | 53615.6955 | 41706.5083 | 30576.4403 | 21212.5902 | 14158.4784 | 8972.6826 | 5440.3908 | 3670.1782 | 0 | 0 | 0 | 0 | 0 | 0 | 0 | 0 | 13675.4876 | 37594.456 | 74582.3156 | 126393.3149 | 192389.1124 | 268406.4509 | 350047.5675 | 431522.9173 | 506359.0301 | 572090.6397 | 625706.3352 | 667412.8435 | 697989.2838 | 719201.874 | 733360.3525 | 742333.035 | 747773.4258 | 751443.604 | 751443.604 | 751443.604 | 751443.604 | 751443.604 | 751443.604 | 751443.604 | 751443.604 | 751443.604 | 1607.8908 | 1615.7897 | 1625.6679 | 1636.2463 | 1647.4696 | 1659.0052 | 1671.0313 | 1683.1648 | 1695.4248 | 1708.8727 | 1721.4938 | 1734.1485 | 1746.0565 | 1757.3066 | 1768.4096 | 1779.0285 | 1790.0107 | 1800.0412 | 1809.6237 | 1818.8327 | 1827.4393 | 1835.4792 | 1842.9868 | 0 | 0 | 0 | 521.4208 | 523.9824 | 527.1858 | 530.6162 | 534.2558 | 537.9967 | 541.8966 | 545.8313 | 549.8071 | 554.1681 | 558.261 | 562.3648 | 566.2264 | 569.8747 | 573.4753 | 576.9189 | 580.4803 | 583.733 | 586.8405 | 589.8269 | 592.6179 | 595.2252 | 597.6598 | 0 | 0 | 0
WA_Industrial_Instruments_Existing_Space Heating_Natural Gas_Insulation - Wall Cavity_A | WA | Industrial | Instruments | Existing | Space Heating | Natural Gas | Insulation - Wall Cavity | A | IM482 | R-11 or less | R-21 | 45 | 0.018204 | 0 | 0 | 0.36 | 0.02 | 0 | 0 | 0.1823 |  | sqft | 60% | 100% | Retrofit | Retro3Slow | 83.42% | TBD | 0.2% | 2395.312 |  | 993.0672 |  | 0.66086 | RTF Wkbk - ComWeatherizationSchool_v4_0 | RTF Wkbk - ComWeatherizationSchool_v4_0 | Building Energy Simulation Tool | R-11 or less | R-11 or less | R-11 or less | R-11 or less | R-11 or less | R-11 or less | R-11 or less | R-11 or less | R-11 or less | R-11 or less | R-11 or less | R-11 or less | R-11 or less | R-11 or less | R-11 or less | R-11 or less | R-11 or less | R-11 or less | R-11 or less | R-11 or less | R-11 or less | R-11 or less | R-11 or less | R-11 or less | R-11 or less | R-11 or less | R-11 or less | R-11 or less | R-11 or less | R-11 or less | R-11 or less | R-21 | R-21 | R-21 | R-21 | R-21 | R-21 | R-21 | R-21 | R-21 | R-21 | R-21 | R-21 | R-21 | R-21 | R-21 | R-21 | R-21 | R-21 | R-21 | R-21 | R-21 | R-21 | R-21 | R-21 | R-21 | R-21 | R-21 | R-21 | R-21 | R-21 | R-21 | 0.36 | 0.36 | 0.36 | 0.36 | 0.36 | 0.36 | 0.36 | 0.36 | 0.36 | 0.36 | 0.36 | 0.36 | 0.36 | 0.36 | 0.36 | 0.36 | 0.36 | 0.36 | 0.36 | 0.36 | 0.36 | 0.36 | 0.36 | 0.36 | 0.36 | 0.36 | 0.36 | 0.36 | 0.36 | 0.36 | 0.36 | 0 | 0 | 0 | 0 | 0 | 0.01779 | 0.017491 | 0.017079 | 0.016572 | 0.015976 | 0.015296 | 0.014594 | 0.013896 | 0.013187 | 0.012581 | 0.012005 | 0.011538 | 0.011134 | 0.010779 | 0.010528 | 0.010297 | 0.010097 | 0.0099305 | 0.0097983 | 0.0096769 | 0.0095875 | 0.0095093 | 0.0094347 | 0 | 0 | 0 | 0.28621 | 0.4922 | 0.7432 | 1.0102 | 1.2404 | 1.368 | 1.4017 | 1.3319 | 1.161 | 0.97292 | 0.75724 | 0.56614 | 0.40051 | 0.26901 | 0.17536 | 0.1087 | 0.064623 | 0.042879 | 0 | 0 | 0 | 0 | 0 | 0 | 0 | 0 | 0.28621 | 0.77361 | 1.4986 | 2.4643 | 3.616 | 4.8301 | 6.0102 | 7.0544 | 7.8556 | 8.4677 | 8.8372 | 9.0597 | 9.1428 | 9.1206 | 9.0829 | 8.9929 | 8.8823 | 8.7791 | 8.6622 | 8.5548 | 8.4758 | 8.4067 | 8.3408 | 0 | 0 | 0 | 16088.8089 | 28139.9629 | 43515.1288 | 60954.1169 | 77642.1147 | 89432.163 | 96048.3724 | 95853.3528 | 88042.4856 | 77331.3055 | 63077.2888 | 49066.4803 | 35972.2827 | 24955.9885 | 16657.0335 | 10556.0971 | 6400.4597 | 4317.8567 | 0 | 0 | 0 | 0 | 0 | 0 | 0 | 0 | 16088.8089 | 44228.7718 | 87743.9007 | 148698.0176 | 226340.1323 | 315772.2952 | 411820.6676 | 507674.0204 | 595716.506 | 673047.8115 | 736125.1003 | 785191.5806 | 821163.8633 | 846119.8518 | 862776.8853 | 873332.9824 | 879733.4421 | 884051.2988 | 884051.2988 | 884051.2988 | 884051.2988 | 884051.2988 | 884051.2988 | 884051.2988 | 884051.2988 | 884051.2988 | 0.24382 | 0.42047 | 0.6375 | 0.8709 | 1.0759 | 1.1952 | 1.2342 | 1.1822 | 1.0397 | 0.87796 | 0.6887 | 0.51818 | 0.36847 | 0.24859 | 0.16248 | 0.10096 | 0.06014 | 0.03997 | 0 | 0 | 0 | 0 | 0 | 0 | 0 | 0 | 0.24382 | 0.66086 | 1.2855 | 2.1246 | 3.1365 | 4.2199 | 5.2917 | 6.2616 | 7.0345 | 7.6413 | 8.0372 | 8.2923 | 8.4113 | 8.4284 | 8.4159 | 8.3527 | 8.2661 | 8.1837 | 8.0897 | 8.0045 | 7.9428 | 7.8895 | 7.8399 | 0 | 0 | 0 | 13675.4876 | 23918.9685 | 36987.8595 | 51810.9994 | 65995.7975 | 76017.3385 | 81641.1165 | 81475.3499 | 74836.1128 | 65731.6097 | 53615.6955 | 41706.5083 | 30576.4403 | 21212.5902 | 14158.4784 | 8972.6826 | 5440.3908 | 3670.1782 | 0 | 0 | 0 | 0 | 0 | 0 | 0 | 0 | 13675.4876 | 37594.456 | 74582.3156 | 126393.3149 | 192389.1124 | 268406.4509 | 350047.5675 | 431522.9173 | 506359.0301 | 572090.6397 | 625706.3352 | 667412.8435 | 697989.2838 | 719201.874 | 733360.3525 | 742333.035 | 747773.4258 | 751443.604 | 751443.604 | 751443.604 | 751443.604 | 751443.604 | 751443.604 | 751443.604 | 751443.604 | 751443.604 | 0.24396 | 0.421 | 0.63881 | 0.87343 | 1.08 | 1.2009 | 1.2413 | 1.1902 | 1.0478 | 0.88572 | 0.69553 | 0.52385 | 0.3729 | 0.25186 | 0.16479 | 0.10251 | 0.06113 | 0.040675 | 0 | 0 | 0 | 0 | 0 | 0 | 0 | 0 | 0.24396 | 0.6617 | 1.2881 | 2.1307 | 3.1485 | 4.2401 | 5.3222 | 6.3037 | 7.0894 | 7.7088 | 8.117 | 8.383 | 8.5124 | 8.5393 | 8.5354 | 8.4805 | 8.4023 | 8.3279 | 8.236 | 8.1526 | 8.0907 | 8.0372 | 7.9875 | 0 | 0 | 0 | 13675.4876 | 23918.9685 | 36987.8595 | 51810.9994 | 65995.7975 | 76017.3385 | 81641.1165 | 81475.3499 | 74836.1128 | 65731.6097 | 53615.6955 | 41706.5083 | 30576.4403 | 21212.5902 | 14158.4784 | 8972.6826 | 5440.3908 | 3670.1782 | 0 | 0 | 0 | 0 | 0 | 0 | 0 | 0 | 13675.4876 | 37594.456 | 74582.3156 | 126393.3149 | 192389.1124 | 268406.4509 | 350047.5675 | 431522.9173 | 506359.0301 | 572090.6397 | 625706.3352 | 667412.8435 | 697989.2838 | 719201.874 | 733360.3525 | 742333.035 | 747773.4258 | 751443.604 | 751443.604 | 751443.604 | 751443.604 | 751443.604 | 751443.604 | 751443.604 | 751443.604 | 751443.604 | 0 | 0 | 0 | 0 | 0 | 0 | 0 | 0 | 0 | 0 | 0 | 0 | 0 | 0 | 0 | 0 | 0 | 0 | 0 | 0 | 0 | 0 | 0 | 0 | 0 | 0 | 0 | 0 | 0 | 0 | 0 | 0 | 0 | 0 | 0 | 0 | 0 | 0 | 0 | 0 | 0 | 0 | 0 | 0 | 0 | 0 | 0 | 0 | 0 | 0 | 0 | 0 | 0 | 0 | 0 | 0 | 0 | 0 | 0 | 0 | 0 | 0 | 0 | 0 | 0 | 0 | 0 | 0 | 0 | 0 | 0 | 0 | 0 | 0 | 0 | 0 | 0 | 0 | 0 | 0 | 0 | 0 | 0 | 0 | 0 | 0 | 0 | 0 | 0 | 0 | 0 | 0 | 0 | 0 | 0 | 0 | 0 | 0 | 0 | 0 | 0 | 0 | 0 | 0 | 2264.95 | 2276.0768 | 2289.9918 | 2304.893 | 2320.7026 | 2336.9523 | 2353.8928 | 2370.9845 | 2388.2546 | 2407.1979 | 2424.9766 | 2442.8026 | 2459.5768 | 2475.4241 | 2491.0644 | 2506.0226 | 2521.4927 | 2535.6221 | 2549.1204 | 2562.0927 | 2574.2163 | 2585.5417 | 2596.1174 | 0 | 0 | 0 | 939.0207 | 943.6337 | 949.4027 | 955.5806 | 962.1351 | 968.872 | 975.8953 | 982.9813 | 990.1413 | 997.995 | 1005.3658 | 1012.7562 | 1019.7106 | 1026.2807 | 1032.765 | 1038.9665 | 1045.3802 | 1051.238 | 1056.8343 | 1062.2125 | 1067.2387 | 1071.9341 | 1076.3187 | 0 | 0 | 0
WA_Industrial_Instruments_Existing_Space Heating_Natural Gas_Insulation - Ducting_A | WA | Industrial | Instruments | Existing | Space Heating | Natural Gas | Insulation - Ducting | A | IM483 | ~2°F thermal losses | 50% reduction in thermal losses | 20 | 0.0016852 | 0 | 0 | 1.52 | 0 | 0 | 0 | 0.76105 |  | sqft | 40% | 60% | Retrofit | Retro5Med | 85.36% | TBD | 0.2% | 92900.7848 |  | 67826.1227 |  | 0.0061078 | MA TRM - 2019-2021 - COM-HVAC-DI | MEMD - MMD8.25.01.FESH23.v01 | Building Energy Simulation Tool | ~2°F thermal losses | ~2°F thermal losses | ~2°F thermal losses | ~2°F thermal losses | ~2°F thermal losses | ~2°F thermal losses | ~2°F thermal losses | ~2°F thermal losses | ~2°F thermal losses | ~2°F thermal losses | ~2°F thermal losses | ~2°F thermal losses | ~2°F thermal losses | ~2°F thermal losses | ~2°F thermal losses | ~2°F thermal losses | ~2°F thermal losses | ~2°F thermal losses | ~2°F thermal losses | ~2°F thermal losses | ~2°F thermal losses | ~2°F thermal losses | ~2°F thermal losses | ~2°F thermal losses | ~2°F thermal losses | ~2°F thermal losses | ~2°F thermal losses | ~2°F thermal losses | ~2°F thermal losses | ~2°F thermal losses | ~2°F thermal losses | 50% reduction in thermal losses | 50% reduction in thermal losses | 50% reduction in thermal losses | 50% reduction in thermal losses | 50% reduction in thermal losses | 50% reduction in thermal losses | 50% reduction in thermal losses | 50% reduction in thermal losses | 50% reduction in thermal losses | 50% reduction in thermal losses | 50% reduction in thermal losses | 50% reduction in thermal losses | 50% reduction in thermal losses | 50% reduction in thermal losses | 50% reduction in thermal losses | 50% reduction in thermal losses | 50% reduction in thermal losses | 50% reduction in thermal losses | 50% reduction in thermal losses | 50% reduction in thermal losses | 50% reduction in thermal losses | 50% reduction in thermal losses | 50% reduction in thermal losses | 50% reduction in thermal losses | 50% reduction in thermal losses | 50% reduction in thermal losses | 50% reduction in thermal losses | 50% reduction in thermal losses | 50% reduction in thermal losses | 50% reduction in thermal losses | 50% reduction in thermal losses | 1.52 | 1.52 | 1.52 | 1.52 | 1.52 | 1.52 | 1.52 | 1.52 | 1.52 | 1.52 | 1.52 | 1.52 | 1.52 | 1.52 | 1.52 | 1.52 | 1.52 | 1.52 | 1.52 | 1.52 | 1.52 | 1.52 | 1.52 | 1.52 | 1.52 | 1.52 | 1.52 | 1.52 | 1.52 | 1.52 | 1.52 | 0 | 0 | 0 | 0 | 0 | 0.001616 | 0.0015797 | 0.0015302 | 0.0014718 | 0.0014055 | 0.0013322 | 0.0012582 | 0.0011866 | 0.0011158 | 0.0010566 | 0.0010017 | 0.00095794 | 0.00092023 | 0.0008873 | 0.00086361 | 0.00084179 | 0.00082284 | 0.00080619 | 0.00079258 | 0.00077996 | 0.00077025 | 0.00076159 | 0.00075335 | 0.00131 | 0.0013019 | 0.0012943 | 0.0032827 | 0.003938 | 0.0046404 | 0.0051841 | 0.0056512 | 0.0061828 | 0.0063886 | 0.0061423 | 0.0053569 | 0.004377 | 0.0031803 | 0.0020132 | 0.0011173 | 0.00051407 | 0.00021194 | 7.481e-05 | 2.2752e-05 | 4.8409e-06 | 7.7962e-07 | 9.1801e-08 | 0 | 0 | 0 | 0 | 0 | 0 | 0.0032827 | 0.0071469 | 0.011564 | 0.016306 | 0.021222 | 0.026298 | 0.031227 | 0.035591 | 0.038827 | 0.041143 | 0.042184 | 0.042355 | 0.041805 | 0.040823 | 0.039945 | 0.039011 | 0.038155 | 0.037388 | 0.036758 | 0.036173 | 0.035722 | 0.035321 | 0.034938 | 0 | 0 | 0 | 2031.4049 | 2492.8723 | 3032.556 | 3522.223 | 4020.8633 | 4641.1763 | 5077.5293 | 5176.5228 | 4800.7866 | 4142.4385 | 3175.0243 | 2101.5711 | 1214.1255 | 579.3645 | 245.4061 | 88.8696 | 27.6509 | 6.0047 | 0.98365 | 0.1177 | 0 | 0 | 0 | 0 | 0 | 0 | 2031.4049 | 4524.2772 | 7556.8333 | 11079.0562 | 15099.9196 | 19741.0959 | 24818.6251 | 29995.148 | 34795.9346 | 38938.3731 | 42113.3974 | 44214.9686 | 45429.094 | 46008.4585 | 46253.8646 | 46342.7342 | 46370.3851 | 46376.3898 | 46377.3734 | 46377.4911 | 46377.4911 | 46377.4911 | 46377.4911 | 46377.4911 | 46377.4911 | 46377.4911 | 0.0027969 | 0.0033654 | 0.0039835 | 0.004475 | 0.0049111 | 0.0054161 | 0.0056444 | 0.0054753 | 0.0048215 | 0.0039726 | 0.0029109 | 0.0018552 | 0.0010353 | 0.00047863 | 0.00019788 | 7.003e-05 | 2.1343e-05 | 4.5491e-06 | 7.3403e-07 | 8.6599e-08 | 0 | 0 | 0 | 0 | 0 | 0 | 0.0027969 | 0.0061078 | 0.0099265 | 0.014076 | 0.018443 | 0.023037 | 0.027589 | 0.031726 | 0.034946 | 0.037342 | 0.03861 | 0.039033 | 0.038738 | 0.038009 | 0.037297 | 0.036518 | 0.035792 | 0.035134 | 0.034608 | 0.034123 | 0.033751 | 0.033421 | 0.033112 | 0 | 0 | 0 | 1726.6942 | 2118.9415 | 2577.6726 | 2993.8895 | 3417.7338 | 3944.9999 | 4315.8999 | 4400.0444 | 4080.6686 | 3521.0728 | 2698.7707 | 1786.3355 | 1032.0066 | 492.4598 | 208.5952 | 75.5391 | 23.5033 | 5.104 | 0.8361 | 0.10004 | 0 | 0 | 0 | 0 | 0 | 0 | 1726.6942 | 3845.6356 | 6423.3083 | 9417.1978 | 12834.9316 | 16779.9315 | 21095.8314 | 25495.8758 | 29576.5444 | 33097.6171 | 35796.3878 | 37582.7233 | 38614.7299 | 39107.1898 | 39315.785 | 39391.3241 | 39414.8273 | 39419.9313 | 39420.7674 | 39420.8675 | 39420.8675 | 39420.8675 | 39420.8675 | 39420.8675 | 39420.8675 | 39420.8675 | 0 | 0 | 0 | 0 | 0 | 0 | 0 | 0 | 0 | 0 | 0 | 0 | 0 | 0 | 0 | 0 | 0 | 0 | 0 | 0 | 0 | 0 | 0 | 0 | 0 | 0 | 0 | 0 | 0 | 0 | 0 | 0 | 0 | 0 | 0 | 0 | 0 | 0 | 0 | 0 | 0 | 0 | 0 | 0 | 0 | 0 | 0 | 0 | 0 | 0 | 0 | 0 | 0 | 0 | 0 | 0 | 0 | 0 | 0 | 0 | 0 | 0 | 0 | 0 | 0 | 0 | 0 | 0 | 0 | 0 | 0 | 0 | 0 | 0 | 0 | 0 | 0 | 0 | 0 | 0 | 0 | 0 | 0 | 0 | 0 | 0 | 0 | 0 | 0 | 0 | 0 | 0 | 0 | 0 | 0 | 0 | 0 | 0 | 0 | 0 | 0 | 0 | 0 | 0 | 0 | 0 | 0 | 0 | 0 | 0 | 0 | 0 | 0 | 0 | 0 | 0 | 0 | 0 | 0 | 0 | 0 | 0 | 0 | 0 | 0 | 0 | 0 | 0 | 0 | 0 | 0 | 0 | 0 | 0 | 0 | 0 | 0 | 0 | 0 | 0 | 0 | 0 | 0 | 0 | 0 | 0 | 0 | 0 | 0 | 0 | 0 | 0 | 0 | 0 | 0 | 0 | 0 | 0 | 0 | 0 | 0 | 0 | 0 | 0 | 0 | 0 | 0 | 0 | 0 | 0 | 0 | 0 | 0 | 0 | 0 | 0 | 0 | 0 | 0 | 0 | 0 | 0 | 0 | 0 | 0 | 0 | 0 | 0 | 0 | 0 | 0 | 0 | 0 | 0 | 0 | 0 | 0 | 0 | 0 | 0 | 0 | 0 | 0 | 0 | 0 | 0 | 0 | 0 | 84863.365 | 85636.2898 | 86640.1016 | 87683.2795 | 88756.1653 | 89831.4423 | 90923.8694 | 91976.5885 | 92989.8962 | 94035.2852 | 94968.9433 | 95867.0471 | 96725.6896 | 97547.9937 | 98393.9839 | 99227.8908 | 100071.4039 | 100955.7537 | 101820.0685 | 102665.8439 | 103470.8503 | 104236.4171 | 104963.9046 | 105654.6936 | 106310.1751 | 106931.742 | 61958.0665 | 62522.3728 | 63255.2478 | 64016.8637 | 64800.1691 | 65585.2202 | 66382.7926 | 67151.3743 | 67891.1823 | 68654.4124 | 69336.0688 | 69991.7672 | 70618.6552 | 71219.0129 | 71836.6636 | 72445.4924 | 73061.3346 | 73706.9913 | 74338.0207 | 74955.5146 | 75543.2433 | 76102.1775 | 76633.3104 | 77137.6499 | 77616.2117 | 78070.0128
WA_Industrial_Instruments_Existing_Space Heating_Natural Gas_HVAC - Duct Repair and Sealing_A | WA | Industrial | Instruments | Existing | Space Heating | Natural Gas | HVAC - Duct Repair and Sealing | A | IM484 | Poorly sealed/leaky ducts | 30% reduced duct leaking | 20 | 0.0039673 | 0 | 0 | 0.07 | 0 | 0 | 0 | 0.035 |  | sqft | 15% | 50% | Retrofit | RetroEven20 | 76.5% | TBD | 0.2% | 2048.2895 |  | 1326.8113 |  | 0.026329 | MA TRM - 2019-2021 - COM-HVAC-DS | RS Means Cost Calculator 2019 IRP DSM TRM Extract | Building Energy Simulation Tool | Poorly sealed/leaky ducts | Poorly sealed/leaky ducts | Poorly sealed/leaky ducts | Poorly sealed/leaky ducts | Poorly sealed/leaky ducts | Poorly sealed/leaky ducts | Poorly sealed/leaky ducts | Poorly sealed/leaky ducts | Poorly sealed/leaky ducts | Poorly sealed/leaky ducts | Poorly sealed/leaky ducts | Poorly sealed/leaky ducts | Poorly sealed/leaky ducts | Poorly sealed/leaky ducts | Poorly sealed/leaky ducts | Poorly sealed/leaky ducts | Poorly sealed/leaky ducts | Poorly sealed/leaky ducts | Poorly sealed/leaky ducts | Poorly sealed/leaky ducts | Poorly sealed/leaky ducts | Poorly sealed/leaky ducts | Poorly sealed/leaky ducts | Poorly sealed/leaky ducts | Poorly sealed/leaky ducts | Poorly sealed/leaky ducts | Poorly sealed/leaky ducts | Poorly sealed/leaky ducts | Poorly sealed/leaky ducts | Poorly sealed/leaky ducts | Poorly sealed/leaky ducts | 30% reduced duct leaking | 30% reduced duct leaking | 30% reduced duct leaking | 30% reduced duct leaking | 30% reduced duct leaking | 30% reduced duct leaking | 30% reduced duct leaking | 30% reduced duct leaking | 30% reduced duct leaking | 30% reduced duct leaking | 30% reduced duct leaking | 30% reduced duct leaking | 30% reduced duct leaking | 30% reduced duct leaking | 30% reduced duct leaking | 30% reduced duct leaking | 30% reduced duct leaking | 30% reduced duct leaking | 30% reduced duct leaking | 30% reduced duct leaking | 30% reduced duct leaking | 30% reduced duct leaking | 30% reduced duct leaking | 30% reduced duct leaking | 30% reduced duct leaking | 30% reduced duct leaking | 30% reduced duct leaking | 30% reduced duct leaking | 30% reduced duct leaking | 30% reduced duct leaking | 30% reduced duct leaking | 0.07 | 0.07 | 0.07 | 0.07 | 0.07 | 0.07 | 0.07 | 0.07 | 0.07 | 0.07 | 0.07 | 0.07 | 0.07 | 0.07 | 0.07 | 0.07 | 0.07 | 0.07 | 0.07 | 0.07 | 0.07 | 0.07 | 0.07 | 0.07 | 0.07 | 0.07 | 0.07 | 0.07 | 0.07 | 0.07 | 0.07 | 0 | 0 | 0 | 0 | 0 | 0.0038084 | 0.0037291 | 0.0036212 | 0.0034947 | 0.0033512 | 0.0031925 | 0.0030314 | 0.0028741 | 0.0027175 | 0.0025843 | 0.0024599 | 0.0023594 | 0.0022721 | 0.0021954 | 0.0021392 | 0.0020873 | 0.002042 | 0.0020021 | 0.0019692 | 0.0019386 | 0.0019148 | 0.0018935 | 0.0018733 | 0.0030839 | 0.0030649 | 0.0030471 | 0.015743 | 0.015406 | 0.014873 | 0.014361 | 0.013782 | 0.012963 | 0.012275 | 0.011614 | 0.010807 | 0.010317 | 0.0097265 | 0.0093304 | 0.00894 | 0.008561 | 0.0083517 | 0.0081157 | 0.0079086 | 0.0077257 | 0.0075728 | 0.0074319 | 0 | 0 | 0 | 0 | 0 | 0 | 0.015743 | 0.030821 | 0.044802 | 0.057598 | 0.069015 | 0.07871 | 0.087012 | 0.094111 | 0.099792 | 0.10522 | 0.10988 | 0.11472 | 0.11942 | 0.12394 | 0.12912 | 0.13411 | 0.13911 | 0.14411 | 0.14931 | 0.15443 | 0.15253 | 0.15084 | 0.14923 | 0 | 0 | 0 | 4133.6728 | 4131.4041 | 4107.0397 | 4109.2601 | 4112.658 | 4060.4315 | 4049.3356 | 4041.1137 | 3976.9422 | 3992.1264 | 3954.0562 | 3954.5694 | 3934.6658 | 3899.5689 | 3904.1881 | 3888.0434 | 3872.9215 | 3858.8099 | 3845.6964 | 3833.5692 | 0 | 0 | 0 | 0 | 0 | 0 | 4133.6728 | 8265.0768 | 12372.1165 | 16481.3766 | 20594.0346 | 24654.4661 | 28703.8017 | 32744.9155 | 36721.8577 | 40713.9841 | 44668.0403 | 48622.6096 | 52557.2755 | 56456.8443 | 60361.0324 | 64249.0758 | 68121.9973 | 71980.8072 | 75826.5036 | 79660.0728 | 79660.0728 | 79660.0728 | 79660.0728 | 79660.0728 | 79660.0728 | 79660.0728 | 0.013411 | 0.013161 | 0.012757 | 0.012381 | 0.011954 | 0.011325 | 0.010807 | 0.010309 | 0.0096773 | 0.0093095 | 0.0088454 | 0.0085394 | 0.0082241 | 0.0079105 | 0.0077377 | 0.0075371 | 0.0073591 | 0.0072008 | 0.0070715 | 0.0069529 | 0 | 0 | 0 | 0 | 0 | 0 | 0.013411 | 0.026329 | 0.03843 | 0.049656 | 0.059861 | 0.068764 | 0.076607 | 0.08353 | 0.089357 | 0.094943 | 0.099925 | 0.10499 | 0.10985 | 0.11453 | 0.11963 | 0.12455 | 0.12944 | 0.13432 | 0.13943 | 0.14448 | 0.14292 | 0.14154 | 0.14025 | 0 | 0 | 0 | 3513.6219 | 3511.6934 | 3490.9837 | 3492.8711 | 3495.7593 | 3451.3667 | 3441.9353 | 3434.9467 | 3380.4009 | 3393.3074 | 3360.9478 | 3361.384 | 3344.466 | 3314.6335 | 3318.5599 | 3304.8369 | 3291.9832 | 3279.9884 | 3268.842 | 3258.5338 | 0 | 0 | 0 | 0 | 0 | 0 | 3513.6219 | 7025.3153 | 10516.299 | 14009.1701 | 17504.9294 | 20956.2962 | 24398.2315 | 27833.1781 | 31213.5791 | 34606.8865 | 37967.8342 | 41329.2182 | 44673.6842 | 47988.3177 | 51306.8776 | 54611.7144 | 57903.6977 | 61183.6861 | 64452.5281 | 67711.0619 | 67711.0619 | 67711.0619 | 67711.0619 | 67711.0619 | 67711.0619 | 67711.0619 | 0 | 0 | 0 | 0 | 0 | 0 | 0 | 0 | 0 | 0 | 0 | 0 | 0 | 0 | 0 | 0 | 0 | 0 | 0 | 0 | 0 | 0 | 0 | 0 | 0 | 0 | 0 | 0 | 0 | 0 | 0 | 0 | 0 | 0 | 0 | 0 | 0 | 0 | 0 | 0 | 0 | 0 | 0 | 0 | 0 | 0 | 0 | 0 | 0 | 0 | 0 | 0 | 0 | 0 | 0 | 0 | 0 | 0 | 0 | 0 | 0 | 0 | 0 | 0 | 0 | 0 | 0 | 0 | 0 | 0 | 0 | 0 | 0 | 0 | 0 | 0 | 0 | 0 | 0 | 0 | 0 | 0 | 0 | 0 | 0 | 0 | 0 | 0 | 0 | 0 | 0 | 0 | 0 | 0 | 0 | 0 | 0 | 0 | 0 | 0 | 0 | 0 | 0 | 0 | 0 | 0 | 0 | 0 | 0 | 0 | 0 | 0 | 0 | 0 | 0 | 0 | 0 | 0 | 0 | 0 | 0 | 0 | 0 | 0 | 0 | 0 | 0 | 0 | 0 | 0 | 0 | 0 | 0 | 0 | 0 | 0 | 0 | 0 | 0 | 0 | 0 | 0 | 0 | 0 | 0 | 0 | 0 | 0 | 0 | 0 | 0 | 0 | 0 | 0 | 0 | 0 | 0 | 0 | 0 | 0 | 0 | 0 | 0 | 0 | 0 | 0 | 0 | 0 | 0 | 0 | 0 | 0 | 0 | 0 | 0 | 0 | 0 | 0 | 0 | 0 | 0 | 0 | 0 | 0 | 0 | 0 | 0 | 0 | 0 | 0 | 0 | 0 | 0 | 0 | 0 | 0 | 0 | 0 | 0 | 0 | 0 | 0 | 0 | 0 | 0 | 0 | 0 | 0 | 1871.0793 | 1888.1209 | 1910.2531 | 1933.2532 | 1956.9083 | 1980.6162 | 2004.7022 | 2027.9127 | 2050.2542 | 2073.3031 | 2093.8885 | 2113.6901 | 2132.6215 | 2150.7518 | 2169.4043 | 2187.7904 | 2206.3883 | 2225.8866 | 2244.9431 | 2263.5909 | 2281.3398 | 2298.2191 | 2314.2588 | 2329.4895 | 2343.9416 | 2357.646 | 1212.0207 | 1223.0596 | 1237.3961 | 1252.2948 | 1267.6178 | 1282.9749 | 1298.577 | 1313.6119 | 1328.084 | 1343.0143 | 1356.3488 | 1369.1756 | 1381.4387 | 1393.1829 | 1405.2653 | 1417.1752 | 1429.2223 | 1441.8526 | 1454.1968 | 1466.2762 | 1477.7733 | 1488.7071 | 1499.0971 | 1508.963 | 1518.3246 | 1527.2018
WA_Industrial_Instruments_Existing_Space Heating_Natural Gas_Windows - High Efficiency_A | WA | Industrial | Instruments | Existing | Space Heating | Natural Gas | Windows - High Efficiency | A | IM485 | U-.5 or worse | U-.22 or better | 45 | 0.0057775 | 0 | 0 | 0.23 | 0.01 | 0 | 0 | 0.11455 |  | sqft | 45% | 100% | Retrofit | Retro1Slow | 81.8% | TBD | 0.2% | 3978.3028 |  | 1999.1511 |  | 0.046265 | RTF Wkbk - ComWeatherizationSchool_v3_1 | RTF Wkbk - ComWeatherizationSchool_v3_1 | Building Energy Simulation Tool | U-.5 or worse | U-.5 or worse | U-.5 or worse | U-.5 or worse | U-.5 or worse | U-.5 or worse | U-.5 or worse | U-.5 or worse | U-.5 or worse | U-.5 or worse | U-.5 or worse | U-.5 or worse | U-.5 or worse | U-.5 or worse | U-.5 or worse | U-.5 or worse | U-.5 or worse | U-.5 or worse | U-.5 or worse | U-.5 or worse | U-.5 or worse | U-.5 or worse | U-.5 or worse | U-.5 or worse | U-.5 or worse | U-.5 or worse | U-.5 or worse | U-.5 or worse | U-.5 or worse | U-.5 or worse | U-.5 or worse | U-.22 or better | U-.22 or better | U-.22 or better | U-.22 or better | U-.22 or better | U-.22 or better | U-.22 or better | U-.22 or better | U-.22 or better | U-.22 or better | U-.22 or better | U-.22 or better | U-.22 or better | U-.22 or better | U-.22 or better | U-.22 or better | U-.22 or better | U-.22 or better | U-.22 or better | U-.22 or better | U-.22 or better | U-.22 or better | U-.22 or better | U-.22 or better | U-.22 or better | U-.22 or better | U-.22 or better | U-.22 or better | U-.22 or better | U-.22 or better | U-.22 or better | 0.23 | 0.23 | 0.23 | 0.23 | 0.23 | 0.23 | 0.23 | 0.23 | 0.23 | 0.23 | 0.23 | 0.23 | 0.23 | 0.23 | 0.23 | 0.23 | 0.23 | 0.23 | 0.23 | 0.23 | 0.23 | 0.23 | 0.23 | 0.23 | 0.23 | 0.23 | 0.23 | 0.23 | 0.23 | 0.23 | 0.23 | 0 | 0 | 0 | 0 | 0 | 0.00564 | 0.0055362 | 0.0053927 | 0.0052153 | 0.0050067 | 0.0047696 | 0.0045266 | 0.0042871 | 0.0040464 | 0.0038442 | 0.0036534 | 0.0035012 | 0.0033703 | 0.0032563 | 0.0031768 | 0.0031042 | 0.0030413 | 0.0029893 | 0.0029483 | 0.0029107 | 0.0028833 | 0.0028594 | 0.0028366 | 0 | 0 | 0 | 0.018397 | 0.036078 | 0.062029 | 0.097633 | 0.14238 | 0.1918 | 0.24693 | 0.30256 | 0.3476 | 0.3909 | 0.41282 | 0.42092 | 0.40483 | 0.36543 | 0.31382 | 0.25254 | 0.18847 | 0.12778 | 0.080247 | 0.051504 | 0 | 0 | 0 | 0 | 0 | 0 | 0.018397 | 0.054137 | 0.11476 | 0.20862 | 0.34266 | 0.51823 | 0.73877 | 1.0022 | 1.2936 | 1.6198 | 1.9522 | 2.2918 | 2.611 | 2.8881 | 3.1314 | 3.3123 | 3.4337 | 3.5028 | 3.5351 | 3.5414 | 3.5081 | 3.479 | 3.4513 | 0 | 0 | 0 | 3261.8869 | 6516.7194 | 11502.4936 | 18720.498 | 28438.5971 | 40212.9168 | 54551.1314 | 70574.3809 | 85902.237 | 101685.9072 | 112997.0305 | 120223.1656 | 120117.4668 | 112220.9564 | 98784.1964 | 81355.617 | 61971.1515 | 42746.781 | 27217.6339 | 17694.655 | 0 | 0 | 0 | 0 | 0 | 0 | 3261.8869 | 9778.6063 | 21281.0999 | 40001.5979 | 68440.195 | 108653.1118 | 163204.2433 | 233778.6241 | 319680.8611 | 421366.7682 | 534363.7988 | 654586.9643 | 774704.4311 | 886925.3875 | 985709.5839 | 1067065.2009 | 1129036.3523 | 1171783.1333 | 1199000.7672 | 1216695.4222 | 1216695.4222 | 1216695.4222 | 1216695.4222 | 1216695.4222 | 1216695.4222 | 1216695.4222 | 0.015674 | 0.030832 | 0.053248 | 0.08428 | 0.12374 | 0.16802 | 0.21817 | 0.26971 | 0.31286 | 0.35479 | 0.37786 | 0.38791 | 0.37514 | 0.34025 | 0.29302 | 0.23641 | 0.1768 | 0.12008 | 0.075556 | 0.048587 | 0 | 0 | 0 | 0 | 0 | 0 | 0.015674 | 0.046265 | 0.098516 | 0.18009 | 0.29778 | 0.45397 | 0.65272 | 0.89342 | 1.1643 | 1.4702 | 1.7869 | 2.1121 | 2.4195 | 2.6891 | 2.9239 | 3.1008 | 3.2211 | 3.2918 | 3.3284 | 3.3409 | 3.3147 | 3.292 | 3.271 | 0 | 0 | 0 | 2772.6039 | 5539.2115 | 9777.1196 | 15912.4233 | 24172.8076 | 34180.9793 | 46368.4617 | 59988.2237 | 73016.9014 | 86433.0211 | 96047.4759 | 102189.6907 | 102099.8468 | 95387.8129 | 83966.5669 | 69152.2744 | 52675.4788 | 36334.7638 | 23134.9888 | 15040.4568 | 0 | 0 | 0 | 0 | 0 | 0 | 2772.6039 | 8311.8153 | 18088.9349 | 34001.3582 | 58174.1658 | 92355.145 | 138723.6068 | 198711.8305 | 271728.7319 | 358161.753 | 454209.2289 | 556398.9197 | 658498.7664 | 753886.5794 | 837853.1463 | 907005.4207 | 959680.8995 | 996015.6633 | 1019150.6521 | 1034191.1089 | 1034191.1089 | 1034191.1089 | 1034191.1089 | 1034191.1089 | 1034191.1089 | 1034191.1089 | 0 | 0 | 0 | 0 | 0 | 0 | 0 | 0 | 0 | 0 | 0 | 0 | 0 | 0 | 0 | 0 | 0 | 0 | 0 | 0 | 0 | 0 | 0 | 0 | 0 | 0 | 0 | 0 | 0 | 0 | 0 | 0 | 0 | 0 | 0 | 0 | 0 | 0 | 0 | 0 | 0 | 0 | 0 | 0 | 0 | 0 | 0 | 0 | 0 | 0 | 0 | 0 | 0 | 0 | 0 | 0 | 0 | 0 | 0 | 0 | 0 | 0 | 0 | 0 | 0 | 0 | 0 | 0 | 0 | 0 | 0 | 0 | 0 | 0 | 0 | 0 | 0 | 0 | 0 | 0 | 0 | 0 | 0 | 0 | 0 | 0 | 0 | 0 | 0 | 0 | 0 | 0 | 0 | 0 | 0 | 0 | 0 | 0 | 0 | 0 | 0 | 0 | 0 | 0 | 0 | 0 | 0 | 0 | 0 | 0 | 0 | 0 | 0 | 0 | 0 | 0 | 0 | 0 | 0 | 0 | 0 | 0 | 0 | 0 | 0 | 0 | 0 | 0 | 0 | 0 | 0 | 0 | 0 | 0 | 0 | 0 | 0 | 0 | 0 | 0 | 0 | 0 | 0 | 0 | 0 | 0 | 0 | 0 | 0 | 0 | 0 | 0 | 0 | 0 | 0 | 0 | 0 | 0 | 0 | 0 | 0 | 0 | 0 | 0 | 0 | 0 | 0 | 0 | 0 | 0 | 0 | 0 | 0 | 0 | 0 | 0 | 0 | 0 | 0 | 0 | 0 | 0 | 0 | 0 | 0 | 0 | 0 | 0 | 0 | 0 | 0 | 0 | 0 | 0 | 0 | 0 | 0 | 0 | 0 | 0 | 0 | 0 | 0 | 0 | 0 | 0 | 0 | 0 | 3761.7885 | 3780.2686 | 3803.3796 | 3828.1285 | 3854.3863 | 3881.3749 | 3909.5108 | 3937.898 | 3966.5813 | 3998.0438 | 4027.5719 | 4057.1785 | 4085.0382 | 4111.3587 | 4137.3351 | 4162.1788 | 4187.8725 | 4211.3396 | 4233.7587 | 4255.304 | 4275.4397 | 4294.2497 | 4311.8145 | 0 | 0 | 0 | 1890.3497 | 1899.6362 | 1911.2498 | 1923.6865 | 1936.8814 | 1950.4435 | 1964.5822 | 1978.8471 | 1993.2609 | 2009.0712 | 2023.9095 | 2038.7872 | 2052.7871 | 2066.0135 | 2079.067 | 2091.5513 | 2104.4627 | 2116.2553 | 2127.5211 | 2138.348 | 2148.4664 | 2157.9187 | 2166.7452 | 0 | 0 | 0
WA_Industrial_Instruments_Existing_Space Heating_Natural Gas_Gas Boiler - Maintenance_A | WA | Industrial | Instruments | Existing | Space Heating | Natural Gas | Gas Boiler - Maintenance | A | IM486 | Degrade performance | General cleaning and maintenance | 3 | 4.1538 | 0 | 0 | 0.02 | 0 | 0 | 0 | 0.01025 |  | employee | 20% | 30% | Retrofit | Retro20Fast | 83.83% | TBD | 0.2% | 1.0447 |  | 0.94162 |  | 0.025223 | IL TRM - 4.3.10 - CI-HWE-DBTU-V01-180101 | IL TRM - 4.3.10 - CI-HWE-DBTU-V01-180101 | IL TRM - 4.3.10 - CI-HWE-DBTU-V01-180101 | Degrade performance | Degrade performance | Degrade performance | Degrade performance | Degrade performance | Degrade performance | Degrade performance | Degrade performance | Degrade performance | Degrade performance | Degrade performance | Degrade performance | Degrade performance | Degrade performance | Degrade performance | Degrade performance | Degrade performance | Degrade performance | Degrade performance | Degrade performance | Degrade performance | Degrade performance | Degrade performance | Degrade performance | Degrade performance | Degrade performance | Degrade performance | Degrade performance | Degrade performance | Degrade performance | Degrade performance | General cleaning and maintenance | General cleaning and maintenance | General cleaning and maintenance | General cleaning and maintenance | General cleaning and maintenance | General cleaning and maintenance | General cleaning and maintenance | General cleaning and maintenance | General cleaning and maintenance | General cleaning and maintenance | General cleaning and maintenance | General cleaning and maintenance | General cleaning and maintenance | General cleaning and maintenance | General cleaning and maintenance | General cleaning and maintenance | General cleaning and maintenance | General cleaning and maintenance | General cleaning and maintenance | General cleaning and maintenance | General cleaning and maintenance | General cleaning and maintenance | General cleaning and maintenance | General cleaning and maintenance | General cleaning and maintenance | General cleaning and maintenance | General cleaning and maintenance | General cleaning and maintenance | General cleaning and maintenance | General cleaning and maintenance | General cleaning and maintenance | 0.02 | 0.02 | 0.02 | 0.02 | 0.02 | 0.02 | 0.02 | 0.02 | 0.02 | 0.02 | 0.02 | 0.02 | 0.02 | 0.02 | 0.02 | 0.02 | 0.02 | 0.02 | 0.02 | 0.02 | 0.02 | 0.02 | 0.02 | 0.02 | 0.02 | 0.02 | 0.02 | 0.02 | 0.02 | 0.02 | 0.02 | 0 | 0 | 0 | 0 | 0 | 4.0749 | 4.0398 | 4.0017 | 3.9619 | 3.9207 | 3.8787 | 3.8361 | 3.793 | 3.7478 | 3.7 | 3.6535 | 3.6077 | 3.5654 | 3.5245 | 3.4865 | 3.4501 | 3.4128 | 3.3786 | 3.346 | 3.3139 | 3.284 | 3.2581 | 3.2336 | 3.5253 | 3.5108 | 3.4976 | 0.017558 | 0.012194 | 0.0083126 | 0.006413 | 0.0055649 | 0.0047034 | 0.0039742 | 0.0033317 | 0.0027334 | 0.0022719 | 0.0018541 | 0.001426 | 0.0010921 | 0.00083323 | 0.00064268 | 0.00058155 | 0.00044845 | 0.0003809 | 0.00031532 | 0.00025143 | 0 | 0 | 0 | 0 | 0 | 0 | 0.017558 | 0.029601 | 0.037634 | 0.043673 | 0.048784 | 0.052964 | 0.056357 | 0.059055 | 0.061085 | 0.062578 | 0.063646 | 0.064274 | 0.064613 | 0.064704 | 0.064648 | 0.064556 | 0.064306 | 0.064042 | 0.063741 | 0.063379 | 0.062808 | 0.062314 | 0.061843 | 0 | 0 | 0 | 4.3088 | 3.0185 | 2.0773 | 1.6186 | 1.4194 | 1.2126 | 1.036 | 0.87839 | 0.72933 | 0.61403 | 0.50748 | 0.39528 | 0.30629 | 0.23641 | 0.18434 | 0.16856 | 0.1314 | 0.11274 | 0.094235 | 0.075873 | 0 | 0 | 0 | 0 | 0 | 0 | 4.3088 | 7.3273 | 9.4045 | 11.0232 | 12.4425 | 13.6551 | 14.6911 | 15.5695 | 16.2988 | 16.9129 | 17.4203 | 17.8156 | 18.1219 | 18.3583 | 18.5427 | 18.7112 | 18.8426 | 18.9554 | 19.0496 | 19.1255 | 19.1255 | 19.1255 | 19.1255 | 19.1255 | 19.1255 | 19.1255 | 0.014942 | 0.010391 | 0.0070961 | 0.005485 | 0.004769 | 0.0040389 | 0.0034195 | 0.0028722 | 0.0023613 | 0.0019664 | 0.001608 | 0.0012389 | 0.00094971 | 0.0007252 | 0.00055959 | 0.00050654 | 0.00039076 | 0.00033204 | 0.00027516 | 0.00021968 | 0 | 0 | 0 | 0 | 0 | 0 | 0.014942 | 0.025223 | 0.032127 | 0.037353 | 0.041807 | 0.045482 | 0.048491 | 0.05091 | 0.052769 | 0.054164 | 0.055197 | 0.05584 | 0.05619 | 0.056315 | 0.05629 | 0.05623 | 0.056033 | 0.055826 | 0.055624 | 0.055375 | 0.054947 | 0.054581 | 0.054243 | 0 | 0 | 0 | 3.6625 | 2.5657 | 1.7657 | 1.3759 | 1.2064 | 1.0307 | 0.88059 | 0.74663 | 0.61993 | 0.52193 | 0.43136 | 0.33598 | 0.26035 | 0.20095 | 0.15669 | 0.14328 | 0.11169 | 0.09583 | 0.0801 | 0.064492 | 0 | 0 | 0 | 0 | 0 | 0 | 3.6625 | 6.2282 | 7.9938 | 9.3697 | 10.5761 | 11.6069 | 12.4875 | 13.2341 | 13.854 | 14.3759 | 14.8073 | 15.1433 | 15.4036 | 15.6046 | 15.7613 | 15.9045 | 16.0162 | 16.1121 | 16.1922 | 16.2567 | 16.2567 | 16.2567 | 16.2567 | 16.2567 | 16.2567 | 16.2567 | 0.014946 | 0.010398 | 0.0071044 | 0.0054946 | 0.0047803 | 0.0040512 | 0.0034322 | 0.0028848 | 0.0023735 | 0.0019781 | 0.0016188 | 0.0012481 | 0.00095752 | 0.00073176 | 0.00056509 | 0.00051193 | 0.00039526 | 0.00033614 | 0.00027861 | 0.00022246 | 0 | 0 | 0 | 0 | 0 | 0 | 0.014946 | 0.02524 | 0.032164 | 0.037419 | 0.041906 | 0.04562 | 0.048672 | 0.051134 | 0.053042 | 0.054485 | 0.055567 | 0.056256 | 0.056652 | 0.056824 | 0.056843 | 0.056828 | 0.056678 | 0.056516 | 0.056321 | 0.056077 | 0.055651 | 0.055286 | 0.054949 | 0 | 0 | 0 | 3.6625 | 2.5657 | 1.7657 | 1.3759 | 1.2064 | 1.0307 | 0.88059 | 0.74663 | 0.61993 | 0.52193 | 0.43136 | 0.33598 | 0.26035 | 0.20095 | 0.15669 | 0.14328 | 0.11169 | 0.09583 | 0.0801 | 0.064492 | 0 | 0 | 0 | 0 | 0 | 0 | 3.6625 | 6.2282 | 7.9938 | 9.3697 | 10.5761 | 11.6069 | 12.4875 | 13.2341 | 13.854 | 14.3759 | 14.8073 | 15.1433 | 15.4036 | 15.6046 | 15.7613 | 15.9045 | 16.0162 | 16.1121 | 16.1922 | 16.2567 | 16.2567 | 16.2567 | 16.2567 | 16.2567 | 16.2567 | 16.2567 | 0.014942 | 0.010391 | 0.0070961 | 0.005485 | 0.004769 | 0.0040389 | 0.0034195 | 0.0028722 | 0.0023613 | 0.0019664 | 0.001608 | 0.0012389 | 0.00094971 | 0.0007252 | 0.00055959 | 0.00050654 | 0.00039076 | 0.00033204 | 0.00027516 | 0.00021968 | 0 | 0 | 0 | 0 | 0 | 0 | 0.014942 | 0.025223 | 0.032127 | 0.037353 | 0.041807 | 0.045482 | 0.048491 | 0.05091 | 0.052769 | 0.054164 | 0.055197 | 0.05584 | 0.05619 | 0.056315 | 0.05629 | 0.05623 | 0.056033 | 0.055826 | 0.055624 | 0.055375 | 0.054947 | 0.054581 | 0.054243 | 0 | 0 | 0 | 3.6625 | 2.5657 | 1.7657 | 1.3759 | 1.2064 | 1.0307 | 0.88059 | 0.74663 | 0.61993 | 0.52193 | 0.43136 | 0.33598 | 0.26035 | 0.20095 | 0.15669 | 0.14328 | 0.11169 | 0.09583 | 0.0801 | 0.064492 | 0 | 0 | 0 | 0 | 0 | 0 | 3.6625 | 6.2282 | 7.9938 | 9.3697 | 10.5761 | 11.6069 | 12.4875 | 13.2341 | 13.854 | 14.3759 | 14.8073 | 15.1433 | 15.4036 | 15.6046 | 15.7613 | 15.9045 | 16.0162 | 16.1121 | 16.1922 | 16.2567 | 16.2567 | 16.2567 | 16.2567 | 16.2567 | 16.2567 | 16.2567 | 1.0094 | 1.0136 | 1.0178 | 1.0221 | 1.0264 | 1.0306 | 1.0348 | 1.039 | 1.0432 | 1.0476 | 1.0518 | 1.0559 | 1.06 | 1.064 | 1.0681 | 1.0721 | 1.0762 | 1.0803 | 1.0843 | 1.0883 | 1.092 | 1.0954 | 1.0985 | 1.1013 | 1.1039 | 1.1063 | 0.90979 | 0.91359 | 0.91739 | 0.92124 | 0.92511 | 0.92891 | 0.9327 | 0.93648 | 0.94024 | 0.94426 | 0.94798 | 0.95169 | 0.95536 | 0.95901 | 0.9627 | 0.96628 | 0.97004 | 0.9737 | 0.97727 | 0.98089 | 0.98421 | 0.98726 | 0.99007 | 0.99264 | 0.995 | 0.99716
WA_Industrial_Instruments_Existing_Process_Natural Gas_Gas Boiler - Maintenance_A | WA | Industrial | Instruments | Existing | Process | Natural Gas | Gas Boiler - Maintenance | A | IM487 | Degrade performance | General cleaning and maintenance | 3 | 2.58 | 0 | 0 | 0.02 | 0 | 0 | 0 | 0.01025 |  | sqft | 20% | 30% | Retrofit | Retro20Fast | 83.83% | TBD | 0.2% | 1.0447 |  | 0.94162 |  | 0.48744 | IL TRM - 4.3.10 - CI-HWE-DBTU-V01-180101 | IL TRM - 4.3.10 - CI-HWE-DBTU-V01-180101 | IL TRM - 4.3.10 - CI-HWE-DBTU-V01-180101 | Degrade performance | Degrade performance | Degrade performance | Degrade performance | Degrade performance | Degrade performance | Degrade performance | Degrade performance | Degrade performance | Degrade performance | Degrade performance | Degrade performance | Degrade performance | Degrade performance | Degrade performance | Degrade performance | Degrade performance | Degrade performance | Degrade performance | Degrade performance | Degrade performance | Degrade performance | Degrade performance | Degrade performance | Degrade performance | Degrade performance | Degrade performance | Degrade performance | Degrade performance | Degrade performance | Degrade performance | General cleaning and maintenance | General cleaning and maintenance | General cleaning and maintenance | General cleaning and maintenance | General cleaning and maintenance | General cleaning and maintenance | General cleaning and maintenance | General cleaning and maintenance | General cleaning and maintenance | General cleaning and maintenance | General cleaning and maintenance | General cleaning and maintenance | General cleaning and maintenance | General cleaning and maintenance | General cleaning and maintenance | General cleaning and maintenance | General cleaning and maintenance | General cleaning and maintenance | General cleaning and maintenance | General cleaning and maintenance | General cleaning and maintenance | General cleaning and maintenance | General cleaning and maintenance | General cleaning and maintenance | General cleaning and maintenance | General cleaning and maintenance | General cleaning and maintenance | General cleaning and maintenance | General cleaning and maintenance | General cleaning and maintenance | General cleaning and maintenance | 0.02 | 0.02 | 0.02 | 0.02 | 0.02 | 0.02 | 0.02 | 0.02 | 0.02 | 0.02 | 0.02 | 0.02 | 0.02 | 0.02 | 0.02 | 0.02 | 0.02 | 0.02 | 0.02 | 0.02 | 0.02 | 0.02 | 0.02 | 0.02 | 0.02 | 0.02 | 0.02 | 0.02 | 0.02 | 0.02 | 0.02 | 0 | 0 | 0 | 0 | 0 | 2.58 | 2.58 | 2.58 | 2.58 | 2.58 | 2.58 | 2.58 | 2.58 | 2.58 | 2.58 | 2.58 | 2.58 | 2.58 | 2.58 | 2.58 | 2.58 | 2.58 | 2.58 | 2.58 | 2.58 | 2.58 | 2.58 | 2.58 | 2.58 | 2.58 | 2.58 | 0.33722 | 0.23624 | 0.16258 | 0.12668 | 0.11108 | 0.094905 | 0.081081 | 0.068746 | 0.05708 | 0.048057 | 0.039717 | 0.030936 | 0.023972 | 0.018503 | 0.014427 | 0.013192 | 0.010284 | 0.0088236 | 0.0073753 | 0.0059382 | 0 | 0 | 0 | 0 | 0 | 0 | 0.33722 | 0.57346 | 0.73604 | 0.86272 | 0.9738 | 1.0687 | 1.1498 | 1.2185 | 1.2756 | 1.3237 | 1.3634 | 1.3943 | 1.4183 | 1.4368 | 1.4512 | 1.4644 | 1.4747 | 1.4835 | 1.4909 | 1.4968 | 1.4968 | 1.4968 | 1.4968 | 0 | 0 | 0 | 130.7063 | 91.5645 | 63.0133 | 49.1013 | 43.0557 | 36.7845 | 31.4264 | 26.6457 | 22.124 | 18.6265 | 15.3942 | 11.9906 | 9.2913 | 7.1715 | 5.5918 | 5.1132 | 3.9861 | 3.42 | 2.8586 | 2.3016 | 0 | 0 | 0 | 0 | 0 | 0 | 130.7063 | 222.2708 | 285.2841 | 334.3855 | 377.4412 | 414.2257 | 445.6521 | 472.2978 | 494.4219 | 513.0483 | 528.4426 | 540.4332 | 549.7245 | 556.896 | 562.4878 | 567.601 | 571.5871 | 575.0071 | 577.8657 | 580.1673 | 580.1673 | 580.1673 | 580.1673 | 580.1673 | 580.1673 | 580.1673 | 0.28664 | 0.2008 | 0.13819 | 0.10768 | 0.094422 | 0.080669 | 0.068919 | 0.058434 | 0.048518 | 0.040848 | 0.03376 | 0.026296 | 0.020376 | 0.015727 | 0.012263 | 0.011213 | 0.0087416 | 0.0075 | 0.006269 | 0.0050474 | 0 | 0 | 0 | 0 | 0 | 0 | 0.28664 | 0.48744 | 0.62563 | 0.73331 | 0.82773 | 0.9084 | 0.97732 | 1.0358 | 1.0843 | 1.1251 | 1.1589 | 1.1852 | 1.2056 | 1.2213 | 1.2335 | 1.2448 | 1.2535 | 1.261 | 1.2673 | 1.2723 | 1.2723 | 1.2723 | 1.2723 | 0 | 0 | 0 | 111.1004 | 77.8298 | 53.5613 | 41.7361 | 36.5974 | 31.2668 | 26.7125 | 22.6489 | 18.8054 | 15.8325 | 13.0851 | 10.192 | 7.8976 | 6.0958 | 4.753 | 4.3463 | 3.3882 | 2.907 | 2.4298 | 1.9564 | 0 | 0 | 0 | 0 | 0 | 0 | 111.1004 | 188.9302 | 242.4915 | 284.2276 | 320.825 | 352.0918 | 378.8043 | 401.4532 | 420.2586 | 436.0911 | 449.1762 | 459.3682 | 467.2658 | 473.3616 | 478.1146 | 482.4609 | 485.8491 | 488.756 | 491.1859 | 493.1422 | 493.1422 | 493.1422 | 493.1422 | 493.1422 | 493.1422 | 493.1422 | 0.28664 | 0.2008 | 0.13819 | 0.10768 | 0.094422 | 0.080669 | 0.068919 | 0.058434 | 0.048518 | 0.040848 | 0.03376 | 0.026296 | 0.020376 | 0.015727 | 0.012263 | 0.011213 | 0.0087416 | 0.0075 | 0.006269 | 0.0050474 | 0 | 0 | 0 | 0 | 0 | 0 | 0.28664 | 0.48744 | 0.62563 | 0.73331 | 0.82773 | 0.9084 | 0.97732 | 1.0358 | 1.0843 | 1.1251 | 1.1589 | 1.1852 | 1.2056 | 1.2213 | 1.2335 | 1.2448 | 1.2535 | 1.261 | 1.2673 | 1.2723 | 1.2723 | 1.2723 | 1.2723 | 0 | 0 | 0 | 111.1004 | 77.8298 | 53.5613 | 41.7361 | 36.5974 | 31.2668 | 26.7125 | 22.6489 | 18.8054 | 15.8325 | 13.0851 | 10.192 | 7.8976 | 6.0958 | 4.753 | 4.3463 | 3.3882 | 2.907 | 2.4298 | 1.9564 | 0 | 0 | 0 | 0 | 0 | 0 | 111.1004 | 188.9302 | 242.4915 | 284.2276 | 320.825 | 352.0918 | 378.8043 | 401.4532 | 420.2586 | 436.0911 | 449.1762 | 459.3682 | 467.2658 | 473.3616 | 478.1146 | 482.4609 | 485.8491 | 488.756 | 491.1859 | 493.1422 | 493.1422 | 493.1422 | 493.1422 | 493.1422 | 493.1422 | 493.1422 | 0.28664 | 0.2008 | 0.13819 | 0.10768 | 0.094422 | 0.080669 | 0.068919 | 0.058434 | 0.048518 | 0.040848 | 0.03376 | 0.026296 | 0.020376 | 0.015727 | 0.012263 | 0.011213 | 0.0087416 | 0.0075 | 0.006269 | 0.0050474 | 0 | 0 | 0 | 0 | 0 | 0 | 0.28664 | 0.48744 | 0.62563 | 0.73331 | 0.82773 | 0.9084 | 0.97732 | 1.0358 | 1.0843 | 1.1251 | 1.1589 | 1.1852 | 1.2056 | 1.2213 | 1.2335 | 1.2448 | 1.2535 | 1.261 | 1.2673 | 1.2723 | 1.2723 | 1.2723 | 1.2723 | 0 | 0 | 0 | 111.1004 | 77.8298 | 53.5613 | 41.7361 | 36.5974 | 31.2668 | 26.7125 | 22.6489 | 18.8054 | 15.8325 | 13.0851 | 10.192 | 7.8976 | 6.0958 | 4.753 | 4.3463 | 3.3882 | 2.907 | 2.4298 | 1.9564 | 0 | 0 | 0 | 0 | 0 | 0 | 111.1004 | 188.9302 | 242.4915 | 284.2276 | 320.825 | 352.0918 | 378.8043 | 401.4532 | 420.2586 | 436.0911 | 449.1762 | 459.3682 | 467.2658 | 473.3616 | 478.1146 | 482.4609 | 485.8491 | 488.756 | 491.1859 | 493.1422 | 493.1422 | 493.1422 | 493.1422 | 493.1422 | 493.1422 | 493.1422 | 1.0094 | 1.0136 | 1.0178 | 1.0221 | 1.0264 | 1.0306 | 1.0348 | 1.039 | 1.0432 | 1.0476 | 1.0518 | 1.0559 | 1.06 | 1.064 | 1.0681 | 1.0721 | 1.0762 | 1.0803 | 1.0843 | 1.0883 | 1.092 | 1.0954 | 1.0985 | 1.1013 | 1.1039 | 1.1063 | 0.90979 | 0.91359 | 0.91739 | 0.92124 | 0.92511 | 0.92891 | 0.9327 | 0.93648 | 0.94024 | 0.94426 | 0.94798 | 0.95169 | 0.95536 | 0.95901 | 0.9627 | 0.96628 | 0.97004 | 0.9737 | 0.97727 | 0.98089 | 0.98421 | 0.98726 | 0.99007 | 0.99264 | 0.995 | 0.99716
WA_Industrial_Instruments_Existing_Space Heating_Natural Gas_Gas Furnace - Maintenance_A | WA | Industrial | Instruments | Existing | Space Heating | Natural Gas | Gas Furnace - Maintenance | A | IM488 | Degrade performance | General cleaning and maintenance | 3 | 0.0095 | 0 | 0 | 0.01 | 0 | 0 | 0 | 0.003 |  | sqft | 20% | 30% | Retrofit | Retro20Fast | 83.83% | TBD | 0.2% | 400.305 |  | 360.8021 |  | 0.000683 | IL TRM - 4.4.31 - CI-HVC-FTUN-V03-200101 | MN TRM 3.1 - Forced-Air Heating Maintenance v2.0 | MN TRM v3.1 - Forced-Air Heating Maintenance | Degrade performance | Degrade performance | Degrade performance | Degrade performance | Degrade performance | Degrade performance | Degrade performance | Degrade performance | Degrade performance | Degrade performance | Degrade performance | Degrade performance | Degrade performance | Degrade performance | Degrade performance | Degrade performance | Degrade performance | Degrade performance | Degrade performance | Degrade performance | Degrade performance | Degrade performance | Degrade performance | Degrade performance | Degrade performance | Degrade performance | Degrade performance | Degrade performance | Degrade performance | Degrade performance | Degrade performance | General cleaning and maintenance | General cleaning and maintenance | General cleaning and maintenance | General cleaning and maintenance | General cleaning and maintenance | General cleaning and maintenance | General cleaning and maintenance | General cleaning and maintenance | General cleaning and maintenance | General cleaning and maintenance | General cleaning and maintenance | General cleaning and maintenance | General cleaning and maintenance | General cleaning and maintenance | General cleaning and maintenance | General cleaning and maintenance | General cleaning and maintenance | General cleaning and maintenance | General cleaning and maintenance | General cleaning and maintenance | General cleaning and maintenance | General cleaning and maintenance | General cleaning and maintenance | General cleaning and maintenance | General cleaning and maintenance | General cleaning and maintenance | General cleaning and maintenance | General cleaning and maintenance | General cleaning and maintenance | General cleaning and maintenance | General cleaning and maintenance | 0.01 | 0.01 | 0.01 | 0.01 | 0.01 | 0.01 | 0.01 | 0.01 | 0.01 | 0.01 | 0.01 | 0.01 | 0.01 | 0.01 | 0.01 | 0.01 | 0.01 | 0.01 | 0.01 | 0.01 | 0.01 | 0.01 | 0.01 | 0.01 | 0.01 | 0.01 | 0.01 | 0.01 | 0.01 | 0.01 | 0.01 | 0 | 0 | 0 | 0 | 0 | 0.0091769 | 0.0090748 | 0.0089432 | 0.0088072 | 0.0086677 | 0.0085274 | 0.008387 | 0.0082511 | 0.0081162 | 0.0079789 | 0.0078511 | 0.0077291 | 0.0076186 | 0.0075144 | 0.0074162 | 0.007322 | 0.0072281 | 0.0071375 | 0.0070517 | 0.0069692 | 0.0068927 | 0.0068244 | 0.0067589 | 0.0073847 | 0.0073392 | 0.0072965 | 0.00047661 | 0.00033017 | 0.00022392 | 0.00017183 | 0.00014829 | 0.00012464 | 0.00010473 | 8.7359e-05 | 7.1349e-05 | 5.9053e-05 | 4.8024e-05 | 3.6825e-05 | 2.8127e-05 | 2.1413e-05 | 1.6478e-05 | 1.4876e-05 | 1.1448e-05 | 9.6992e-06 | 8.0097e-06 | 6.3736e-06 | 0 | 0 | 0 | 0 | 0 | 0 | 0.00047661 | 0.00080147 | 0.0010138 | 0.0011702 | 0.0012999 | 0.0014035 | 0.0014851 | 0.0015485 | 0.0015945 | 0.0016266 | 0.0016485 | 0.0016597 | 0.0016641 | 0.0016628 | 0.0016575 | 0.0016514 | 0.0016416 | 0.0016308 | 0.0016191 | 0.0016066 | 0.0015889 | 0.0015732 | 0.0015581 | 0 | 0 | 0 | 51.9355 | 36.3827 | 25.038 | 19.5102 | 17.108 | 14.6161 | 12.4871 | 10.5875 | 8.7909 | 7.4011 | 6.1168 | 4.7644 | 3.6918 | 2.8496 | 2.2219 | 2.0317 | 1.5839 | 1.3589 | 1.1359 | 0.91453 | 0 | 0 | 0 | 0 | 0 | 0 | 51.9355 | 88.3182 | 113.3562 | 132.8663 | 149.9743 | 164.5904 | 177.0776 | 187.6651 | 196.456 | 203.8571 | 209.9739 | 214.7383 | 218.4302 | 221.2797 | 223.5016 | 225.5333 | 227.1172 | 228.4761 | 229.612 | 230.5265 | 230.5265 | 230.5265 | 230.5265 | 230.5265 | 230.5265 | 230.5265 | 0.00040563 | 0.00028136 | 0.00019118 | 0.00014699 | 0.00012711 | 0.00010706 | 9.0137e-05 | 7.5334e-05 | 6.1657e-05 | 5.1131e-05 | 4.1665e-05 | 3.2006e-05 | 2.4471e-05 | 1.8645e-05 | 1.4355e-05 | 1.2964e-05 | 9.9811e-06 | 8.4598e-06 | 6.9939e-06 | 5.5721e-06 | 0 | 0 | 0 | 0 | 0 | 0 | 0.00040563 | 0.000683 | 0.00086552 | 0.001001 | 0.0011142 | 0.0012055 | 0.0012782 | 0.0013353 | 0.0013779 | 0.0014084 | 0.0014302 | 0.0014426 | 0.0014479 | 0.0014479 | 0.001444 | 0.0014391 | 0.0014312 | 0.0014224 | 0.0014138 | 0.0014046 | 0.0013909 | 0.0013789 | 0.0013675 | 0 | 0 | 0 | 44.1452 | 30.9253 | 21.2823 | 16.5836 | 14.5418 | 12.4237 | 10.6141 | 8.9994 | 7.4722 | 6.291 | 5.1993 | 4.0497 | 3.1381 | 2.4221 | 1.8886 | 1.727 | 1.3463 | 1.1551 | 0.96548 | 0.77735 | 0 | 0 | 0 | 0 | 0 | 0 | 44.1452 | 75.0704 | 96.3527 | 112.9364 | 127.4782 | 139.9019 | 150.5159 | 159.5153 | 166.9876 | 173.2785 | 178.4778 | 182.5276 | 185.6657 | 188.0878 | 189.9764 | 191.7033 | 193.0496 | 194.2047 | 195.1702 | 195.9475 | 195.9475 | 195.9475 | 195.9475 | 195.9475 | 195.9475 | 195.9475 | 0.00040574 | 0.00028155 | 0.0001914 | 0.00014725 | 0.00012741 | 0.00010738 | 9.0472e-05 | 7.5665e-05 | 6.1975e-05 | 5.1435e-05 | 4.1945e-05 | 3.2245e-05 | 2.4673e-05 | 1.8814e-05 | 1.4496e-05 | 1.3102e-05 | 1.0096e-05 | 8.5645e-06 | 7.0816e-06 | 5.6428e-06 | 0 | 0 | 0 | 0 | 0 | 0 | 0.00040574 | 0.00068346 | 0.00086654 | 0.0010028 | 0.0011169 | 0.0012092 | 0.001283 | 0.0013412 | 0.001385 | 0.0014167 | 0.0014399 | 0.0014533 | 0.0014598 | 0.001461 | 0.0014582 | 0.0014544 | 0.0014477 | 0.00144 | 0.0014315 | 0.0014224 | 0.0014088 | 0.0013967 | 0.0013853 | 0 | 0 | 0 | 44.1452 | 30.9253 | 21.2823 | 16.5836 | 14.5418 | 12.4237 | 10.6141 | 8.9994 | 7.4722 | 6.291 | 5.1993 | 4.0497 | 3.1381 | 2.4221 | 1.8886 | 1.727 | 1.3463 | 1.1551 | 0.96548 | 0.77735 | 0 | 0 | 0 | 0 | 0 | 0 | 44.1452 | 75.0704 | 96.3527 | 112.9364 | 127.4782 | 139.9019 | 150.5159 | 159.5153 | 166.9876 | 173.2785 | 178.4778 | 182.5276 | 185.6657 | 188.0878 | 189.9764 | 191.7033 | 193.0496 | 194.2047 | 195.1702 | 195.9475 | 195.9475 | 195.9475 | 195.9475 | 195.9475 | 195.9475 | 195.9475 | 0.00040563 | 0.00028136 | 0.00019118 | 0.00014699 | 0.00012711 | 0.00010706 | 9.0137e-05 | 7.5334e-05 | 6.1657e-05 | 5.1131e-05 | 4.1665e-05 | 3.2006e-05 | 2.4471e-05 | 1.8645e-05 | 1.4355e-05 | 1.2964e-05 | 9.9811e-06 | 8.4598e-06 | 6.9939e-06 | 5.5721e-06 | 0 | 0 | 0 | 0 | 0 | 0 | 0.00040563 | 0.000683 | 0.00086552 | 0.001001 | 0.0011142 | 0.0012055 | 0.0012782 | 0.0013353 | 0.0013779 | 0.0014084 | 0.0014302 | 0.0014426 | 0.0014479 | 0.0014479 | 0.001444 | 0.0014391 | 0.0014312 | 0.0014224 | 0.0014138 | 0.0014046 | 0.0013909 | 0.0013789 | 0.0013675 | 0 | 0 | 0 | 44.1452 | 30.9253 | 21.2823 | 16.5836 | 14.5418 | 12.4237 | 10.6141 | 8.9994 | 7.4722 | 6.291 | 5.1993 | 4.0497 | 3.1381 | 2.4221 | 1.8886 | 1.727 | 1.3463 | 1.1551 | 0.96548 | 0.77735 | 0 | 0 | 0 | 0 | 0 | 0 | 44.1452 | 75.0704 | 96.3527 | 112.9364 | 127.4782 | 139.9019 | 150.5159 | 159.5153 | 166.9876 | 173.2785 | 178.4778 | 182.5276 | 185.6657 | 188.0878 | 189.9764 | 191.7033 | 193.0496 | 194.2047 | 195.1702 | 195.9475 | 195.9475 | 195.9475 | 195.9475 | 195.9475 | 195.9475 | 195.9475 | 365.6722 | 369.0027 | 373.328 | 377.823 | 382.446 | 387.0794 | 391.7866 | 396.3227 | 400.689 | 405.1935 | 409.2166 | 413.0865 | 416.7863 | 420.3296 | 423.9749 | 427.5682 | 431.2029 | 435.0135 | 438.7378 | 442.3822 | 445.8509 | 449.1497 | 452.2844 | 455.261 | 458.0854 | 460.7637 | 329.5869 | 332.5887 | 336.4873 | 340.5387 | 344.7055 | 348.8816 | 353.1243 | 357.2128 | 361.1482 | 365.2082 | 368.8343 | 372.3223 | 375.6571 | 378.8507 | 382.1363 | 385.3749 | 388.6509 | 392.0855 | 395.4423 | 398.727 | 401.8535 | 404.8267 | 407.6521 | 410.3349 | 412.8807 | 415.2947
WA_Industrial_Instruments_Existing_Space Heating_Natural Gas_Gas Boiler - Hot Water Reset_A | WA | Industrial | Instruments | Existing | Space Heating | Natural Gas | Gas Boiler - Hot Water Reset | A | IM489 | No control | Reset control installed | 16 | 15.1047 | 0 | 0 | 39.49 | 0 | 0 | 0 | 19.7428 |  | employee | 20% | 45% | Retrofit | Retro5Med | 85.36% | TBD | 0.2% | 213.8677 |  | 161.1842 |  | 0.058349 | IL TRM - 4.4.4 - CI-HVC-BLRC-V04-210101 | IL TRM - 4.4.4 - CI-HVC-BLRC-V04-210101 | IL TRM - 4.4.4 - CI-HVC-BLRC-V04-210101 | No control | No control | No control | No control | No control | No control | No control | No control | No control | No control | No control | No control | No control | No control | No control | No control | No control | No control | No control | No control | No control | No control | No control | No control | No control | No control | No control | No control | No control | No control | No control | Reset control installed | Reset control installed | Reset control installed | Reset control installed | Reset control installed | Reset control installed | Reset control installed | Reset control installed | Reset control installed | Reset control installed | Reset control installed | Reset control installed | Reset control installed | Reset control installed | Reset control installed | Reset control installed | Reset control installed | Reset control installed | Reset control installed | Reset control installed | Reset control installed | Reset control installed | Reset control installed | Reset control installed | Reset control installed | Reset control installed | Reset control installed | Reset control installed | Reset control installed | Reset control installed | Reset control installed | 39.49 | 39.49 | 39.49 | 39.49 | 39.49 | 39.49 | 39.49 | 39.49 | 39.49 | 39.49 | 39.49 | 39.49 | 39.49 | 39.49 | 39.49 | 39.49 | 39.49 | 39.49 | 39.49 | 39.49 | 39.49 | 39.49 | 39.49 | 39.49 | 39.49 | 39.49 | 39.49 | 39.49 | 39.49 | 39.49 | 39.49 | 0 | 0 | 0 | 0 | 0 | 14.8132 | 14.6814 | 14.5387 | 14.3902 | 14.2367 | 14.08 | 13.9221 | 13.7622 | 13.5949 | 13.4189 | 13.2473 | 13.0787 | 12.9228 | 12.7717 | 12.6316 | 12.4976 | 12.3602 | 12.2341 | 12.1141 | 11.9955 | 11.8874 | 11.7936 | 11.7045 | 12.8193 | 12.7666 | 12.7186 | 0.031019 | 0.037727 | 0.045448 | 0.052248 | 0.059008 | 0.067362 | 0.072868 | 0.073436 | 0.067278 | 0.0573 | 0.043357 | 0.028333 | 0.016173 | 0.0076275 | 0.0031954 | 0.0011449 | 0.0003523 | 7.5726e-05 | 1.2283e-05 | 1.4554e-06 | 0 | 0 | 0 | 0 | 0 | 0 | 0.031019 | 0.06847 | 0.11325 | 0.16434 | 0.2216 | 0.28652 | 0.35618 | 0.42552 | 0.48763 | 0.53862 | 0.57508 | 0.5961 | 0.60517 | 0.60572 | 0.60227 | 0.59703 | 0.59081 | 0.58486 | 0.57914 | 0.57347 | 0.5683 | 0.56382 | 0.55955 | 0 | 0 | 0 | 2.094 | 2.5697 | 3.126 | 3.6308 | 4.1448 | 4.7842 | 5.234 | 5.3361 | 4.9488 | 4.2701 | 3.2729 | 2.1663 | 1.2515 | 0.59722 | 0.25297 | 0.091609 | 0.028503 | 0.0061898 | 0.001014 | 0.00012133 | 0 | 0 | 0 | 0 | 0 | 0 | 2.094 | 4.6637 | 7.7898 | 11.4205 | 15.5653 | 20.3496 | 25.5836 | 30.9197 | 35.8684 | 40.1386 | 43.4114 | 45.5778 | 46.8293 | 47.4266 | 47.6795 | 47.7711 | 47.7996 | 47.8058 | 47.8069 | 47.807 | 47.807 | 47.807 | 47.807 | 47.807 | 47.807 | 47.807 | 0.0264 | 0.03215 | 0.038802 | 0.044695 | 0.05058 | 0.057861 | 0.062717 | 0.063329 | 0.05814 | 0.049615 | 0.037617 | 0.024627 | 0.014072 | 0.006642 | 0.0027838 | 0.0009978 | 0.00030717 | 6.6053e-05 | 1.0726e-05 | 1.2724e-06 | 0 | 0 | 0 | 0 | 0 | 0 | 0.0264 | 0.058349 | 0.096692 | 0.14059 | 0.18995 | 0.24611 | 0.30656 | 0.36695 | 0.4214 | 0.46638 | 0.49896 | 0.51812 | 0.52654 | 0.52746 | 0.5247 | 0.52032 | 0.51512 | 0.51015 | 0.50572 | 0.50139 | 0.49751 | 0.49419 | 0.49113 | 0 | 0 | 0 | 1.7799 | 2.1843 | 2.6571 | 3.0862 | 3.5231 | 4.0666 | 4.4489 | 4.5357 | 4.2064 | 3.6296 | 2.782 | 1.8414 | 1.0638 | 0.50764 | 0.21502 | 0.077867 | 0.024228 | 0.0052613 | 0.00086187 | 0.00010313 | 0 | 0 | 0 | 0 | 0 | 0 | 1.7799 | 3.9642 | 6.6213 | 9.7075 | 13.2305 | 17.2971 | 21.7461 | 26.2817 | 30.4882 | 34.1178 | 36.8997 | 38.7411 | 39.8049 | 40.3126 | 40.5276 | 40.6055 | 40.6297 | 40.635 | 40.6358 | 40.6359 | 40.6359 | 40.6359 | 40.6359 | 40.6359 | 40.6359 | 40.6359 | 0.026407 | 0.032172 | 0.038848 | 0.044773 | 0.0507 | 0.058037 | 0.06295 | 0.063607 | 0.058441 | 0.04991 | 0.03787 | 0.02481 | 0.014188 | 0.0067022 | 0.0028112 | 0.0010084 | 0.0003107 | 6.687e-05 | 1.0861e-05 | 1.2886e-06 | 0 | 0 | 0 | 0 | 0 | 0 | 0.026407 | 0.058388 | 0.096805 | 0.14083 | 0.1904 | 0.24686 | 0.30769 | 0.36857 | 0.42357 | 0.46915 | 0.50231 | 0.52198 | 0.53087 | 0.53223 | 0.52985 | 0.52586 | 0.52104 | 0.51646 | 0.51206 | 0.50775 | 0.50388 | 0.50057 | 0.49752 | 0 | 0 | 0 | 1.7799 | 2.1843 | 2.6571 | 3.0862 | 3.5231 | 4.0666 | 4.4489 | 4.5357 | 4.2064 | 3.6296 | 2.782 | 1.8414 | 1.0638 | 0.50764 | 0.21502 | 0.077867 | 0.024228 | 0.0052613 | 0.00086187 | 0.00010313 | 0 | 0 | 0 | 0 | 0 | 0 | 1.7799 | 3.9642 | 6.6213 | 9.7075 | 13.2305 | 17.2971 | 21.7461 | 26.2817 | 30.4882 | 34.1178 | 36.8997 | 38.7411 | 39.8049 | 40.3126 | 40.5276 | 40.6055 | 40.6297 | 40.635 | 40.6358 | 40.6359 | 40.6359 | 40.6359 | 40.6359 | 40.6359 | 40.6359 | 40.6359 | 0.0264 | 0.03215 | 0.038802 | 0.044695 | 0.05058 | 0.057861 | 0.062717 | 0.063329 | 0.05814 | 0.049615 | 0.037617 | 0.024627 | 0.014072 | 0.006642 | 0.0027838 | 0.0009978 | 0.00030717 | 6.6053e-05 | 1.0726e-05 | 1.2724e-06 | 0 | 0 | 0 | 0 | 0 | 0 | 0.0264 | 0.058349 | 0.096692 | 0.14059 | 0.18995 | 0.24611 | 0.30656 | 0.36695 | 0.4214 | 0.46638 | 0.49896 | 0.51812 | 0.52654 | 0.52746 | 0.5247 | 0.52032 | 0.51512 | 0.51015 | 0.50572 | 0.50139 | 0.49751 | 0.49419 | 0.49113 | 0 | 0 | 0 | 1.7799 | 2.1843 | 2.6571 | 3.0862 | 3.5231 | 4.0666 | 4.4489 | 4.5357 | 4.2064 | 3.6296 | 2.782 | 1.8414 | 1.0638 | 0.50764 | 0.21502 | 0.077867 | 0.024228 | 0.0052613 | 0.00086187 | 0.00010313 | 0 | 0 | 0 | 0 | 0 | 0 | 1.7799 | 3.9642 | 6.6213 | 9.7075 | 13.2305 | 17.2971 | 21.7461 | 26.2817 | 30.4882 | 34.1178 | 36.8997 | 38.7411 | 39.8049 | 40.3126 | 40.5276 | 40.6055 | 40.6297 | 40.635 | 40.6358 | 40.6359 | 40.6359 | 40.6359 | 40.6359 | 40.6359 | 40.6359 | 40.6359 | 204.9027 | 205.9631 | 207.0278 | 208.1092 | 209.1989 | 210.2689 | 211.3391 | 212.4086 | 213.4767 | 214.6189 | 215.6781 | 216.7356 | 217.786 | 218.8309 | 219.8883 | 220.9191 | 222.0024 | 223.0582 | 224.0905 | 225.1391 | 226.1046 | 226.993 | 227.8098 | 228.5604 | 229.2497 | 229.8826 | 154.4276 | 155.2268 | 156.0292 | 156.8442 | 157.6655 | 158.4719 | 159.2785 | 160.0846 | 160.8895 | 161.7504 | 162.5486 | 163.3457 | 164.1373 | 164.9248 | 165.7217 | 166.4986 | 167.315 | 168.1108 | 168.8888 | 169.6791 | 170.4067 | 171.0762 | 171.6918 | 172.2575 | 172.7771 | 173.2541
WA_Industrial_Instruments_Existing_Process_Natural Gas_Gas Boiler - Hot Water Reset_A | WA | Industrial | Instruments | Existing | Process | Natural Gas | Gas Boiler - Hot Water Reset | A | IM490 | No control | Reset control installed | 16 | 4.6909 | 0 | 0 | 39.49 | 0 | 0 | 0 | 19.7428 |  | sqft | 20% | 45% | Retrofit | Retro5Med | 85.36% | TBD | 0.2% | 213.8677 |  | 161.1842 |  | 0.56278 | IL TRM - 4.4.4 - CI-HVC-BLRC-V04-210101 | IL TRM - 4.4.4 - CI-HVC-BLRC-V04-210101 | XCEL CO 2019-2020 DSM Plan | No control | No control | No control | No control | No control | No control | No control | No control | No control | No control | No control | No control | No control | No control | No control | No control | No control | No control | No control | No control | No control | No control | No control | No control | No control | No control | No control | No control | No control | No control | No control | Reset control installed | Reset control installed | Reset control installed | Reset control installed | Reset control installed | Reset control installed | Reset control installed | Reset control installed | Reset control installed | Reset control installed | Reset control installed | Reset control installed | Reset control installed | Reset control installed | Reset control installed | Reset control installed | Reset control installed | Reset control installed | Reset control installed | Reset control installed | Reset control installed | Reset control installed | Reset control installed | Reset control installed | Reset control installed | Reset control installed | Reset control installed | Reset control installed | Reset control installed | Reset control installed | Reset control installed | 39.49 | 39.49 | 39.49 | 39.49 | 39.49 | 39.49 | 39.49 | 39.49 | 39.49 | 39.49 | 39.49 | 39.49 | 39.49 | 39.49 | 39.49 | 39.49 | 39.49 | 39.49 | 39.49 | 39.49 | 39.49 | 39.49 | 39.49 | 39.49 | 39.49 | 39.49 | 39.49 | 39.49 | 39.49 | 39.49 | 39.49 | 0 | 0 | 0 | 0 | 0 | 4.6843 | 4.6781 | 4.6722 | 4.6667 | 4.6612 | 4.6558 | 4.6515 | 4.648 | 4.6444 | 4.6421 | 4.6396 | 4.6378 | 4.636 | 4.6342 | 4.633 | 4.6317 | 4.6309 | 4.63 | 4.6292 | 4.6284 | 4.6282 | 4.628 | 4.6279 | 4.6909 | 4.6909 | 4.6909 | 0.29755 | 0.36467 | 0.44306 | 0.51398 | 0.58605 | 0.67568 | 0.73854 | 0.75236 | 0.69721 | 0.60131 | 0.46063 | 0.30478 | 0.17601 | 0.083955 | 0.035553 | 0.012871 | 0.004004 | 0.00086935 | 0.00014239 | 1.7034e-05 | 0 | 0 | 0 | 0 | 0 | 0 | 0.29755 | 0.66183 | 1.1041 | 1.6167 | 2.2009 | 2.874 | 3.6099 | 4.3595 | 5.0534 | 5.6522 | 6.1097 | 6.4122 | 6.5857 | 6.6671 | 6.701 | 6.712 | 6.7147 | 6.7143 | 6.7133 | 6.7121 | 6.7119 | 6.7116 | 6.7114 | 0 | 0 | 0 | 63.5216 | 77.9516 | 94.8274 | 110.1392 | 125.7316 | 145.1286 | 158.7733 | 161.8688 | 150.1196 | 129.5332 | 99.2824 | 65.7157 | 37.9655 | 18.1166 | 7.6738 | 2.7789 | 0.86464 | 0.18777 | 0.030758 | 0.0036804 | 0 | 0 | 0 | 0 | 0 | 0 | 63.5216 | 141.4732 | 236.3006 | 346.4398 | 472.1714 | 617.3 | 776.0733 | 937.9421 | 1088.0617 | 1217.5949 | 1316.8772 | 1382.5929 | 1420.5584 | 1438.675 | 1446.3488 | 1449.1277 | 1449.9923 | 1450.1801 | 1450.2109 | 1450.2145 | 1450.2145 | 1450.2145 | 1450.2145 | 1450.2145 | 1450.2145 | 1450.2145 | 0.25297 | 0.31009 | 0.37682 | 0.43722 | 0.49862 | 0.57498 | 0.62855 | 0.64039 | 0.59352 | 0.51192 | 0.39218 | 0.2595 | 0.14987 | 0.071493 | 0.030277 | 0.010962 | 0.00341 | 0.00074041 | 0.00012127 | 1.4508e-05 | 0 | 0 | 0 | 0 | 0 | 0 | 0.25297 | 0.56278 | 0.93901 | 1.3753 | 1.8725 | 2.4457 | 3.0723 | 3.7107 | 4.3018 | 4.812 | 5.2019 | 5.4597 | 5.6078 | 5.6774 | 5.7065 | 5.7161 | 5.7186 | 5.7184 | 5.7177 | 5.7168 | 5.7167 | 5.7165 | 5.7163 | 0 | 0 | 0 | 53.9934 | 66.2589 | 80.6033 | 93.6183 | 106.8718 | 123.3593 | 134.9573 | 137.5885 | 127.6017 | 110.1032 | 84.39 | 55.8583 | 32.2706 | 15.3991 | 6.5227 | 2.3621 | 0.73494 | 0.1596 | 0.026145 | 0.0031284 | 0 | 0 | 0 | 0 | 0 | 0 | 53.9934 | 120.2522 | 200.8555 | 294.4738 | 401.3457 | 524.705 | 659.6623 | 797.2508 | 924.8524 | 1034.9556 | 1119.3456 | 1175.204 | 1207.4746 | 1222.8737 | 1229.3965 | 1231.7586 | 1232.4935 | 1232.6531 | 1232.6792 | 1232.6824 | 1232.6824 | 1232.6824 | 1232.6824 | 1232.6824 | 1232.6824 | 1232.6824 | 0.25297 | 0.31009 | 0.37682 | 0.43722 | 0.49862 | 0.57498 | 0.62855 | 0.64039 | 0.59352 | 0.51192 | 0.39218 | 0.2595 | 0.14987 | 0.071493 | 0.030277 | 0.010962 | 0.00341 | 0.00074041 | 0.00012127 | 1.4508e-05 | 0 | 0 | 0 | 0 | 0 | 0 | 0.25297 | 0.56278 | 0.93901 | 1.3753 | 1.8725 | 2.4457 | 3.0723 | 3.7107 | 4.3018 | 4.812 | 5.2019 | 5.4597 | 5.6078 | 5.6774 | 5.7065 | 5.7161 | 5.7186 | 5.7184 | 5.7177 | 5.7168 | 5.7167 | 5.7165 | 5.7163 | 0 | 0 | 0 | 53.9934 | 66.2589 | 80.6033 | 93.6183 | 106.8718 | 123.3593 | 134.9573 | 137.5885 | 127.6017 | 110.1032 | 84.39 | 55.8583 | 32.2706 | 15.3991 | 6.5227 | 2.3621 | 0.73494 | 0.1596 | 0.026145 | 0.0031284 | 0 | 0 | 0 | 0 | 0 | 0 | 53.9934 | 120.2522 | 200.8555 | 294.4738 | 401.3457 | 524.705 | 659.6623 | 797.2508 | 924.8524 | 1034.9556 | 1119.3456 | 1175.204 | 1207.4746 | 1222.8737 | 1229.3965 | 1231.7586 | 1232.4935 | 1232.6531 | 1232.6792 | 1232.6824 | 1232.6824 | 1232.6824 | 1232.6824 | 1232.6824 | 1232.6824 | 1232.6824 | 0.25297 | 0.31009 | 0.37682 | 0.43722 | 0.49862 | 0.57498 | 0.62855 | 0.64039 | 0.59352 | 0.51192 | 0.39218 | 0.2595 | 0.14987 | 0.071493 | 0.030277 | 0.010962 | 0.00341 | 0.00074041 | 0.00012127 | 1.4508e-05 | 0 | 0 | 0 | 0 | 0 | 0 | 0.25297 | 0.56278 | 0.93901 | 1.3753 | 1.8725 | 2.4457 | 3.0723 | 3.7107 | 4.3018 | 4.812 | 5.2019 | 5.4597 | 5.6078 | 5.6774 | 5.7065 | 5.7161 | 5.7186 | 5.7184 | 5.7177 | 5.7168 | 5.7167 | 5.7165 | 5.7163 | 0 | 0 | 0 | 53.9934 | 66.2589 | 80.6033 | 93.6183 | 106.8718 | 123.3593 | 134.9573 | 137.5885 | 127.6017 | 110.1032 | 84.39 | 55.8583 | 32.2706 | 15.3991 | 6.5227 | 2.3621 | 0.73494 | 0.1596 | 0.026145 | 0.0031284 | 0 | 0 | 0 | 0 | 0 | 0 | 53.9934 | 120.2522 | 200.8555 | 294.4738 | 401.3457 | 524.705 | 659.6623 | 797.2508 | 924.8524 | 1034.9556 | 1119.3456 | 1175.204 | 1207.4746 | 1222.8737 | 1229.3965 | 1231.7586 | 1232.4935 | 1232.6531 | 1232.6792 | 1232.6824 | 1232.6824 | 1232.6824 | 1232.6824 | 1232.6824 | 1232.6824 | 1232.6824 | 204.9027 | 205.9631 | 207.0278 | 208.1092 | 209.1989 | 210.2689 | 211.3391 | 212.4086 | 213.4767 | 214.6189 | 215.6781 | 216.7356 | 217.786 | 218.8309 | 219.8883 | 220.9191 | 222.0024 | 223.0582 | 224.0905 | 225.1391 | 226.1046 | 226.993 | 227.8098 | 228.5604 | 229.2497 | 229.8826 | 154.4276 | 155.2268 | 156.0292 | 156.8442 | 157.6655 | 158.4719 | 159.2785 | 160.0846 | 160.8895 | 161.7504 | 162.5486 | 163.3457 | 164.1373 | 164.9248 | 165.7217 | 166.4986 | 167.315 | 168.1108 | 168.8888 | 169.6791 | 170.4067 | 171.0762 | 171.6918 | 172.2575 | 172.7771 | 173.2541
WA_Industrial_Instruments_Existing_Space Heating_Natural Gas_Steam Trap Maintenance_A | WA | Industrial | Instruments | Existing | Space Heating | Natural Gas | Steam Trap Maintenance | A | IM491 | Degrade performance | Cleaning and maintenance | 6 | 5.3362 | 0 | 0 | 4.76 | 0 | 0 | 0 | 2.3795 |  | employee | 73% | 85% | Retrofit | RetroEven20 | 76.5% | TBD | 0.2% | 117.7339 |  | 93.6709 |  | 0.010329 | IL TRM - 4.4.16 - CI-HVC-STRE-V07-210101 | IL TRM - 4.4.16 - CI-HVC-STRE-V07-210101 | IL TRM - 4.4.16 - CI-HVC-STRE-V07-210101 | Degrade performance | Degrade performance | Degrade performance | Degrade performance | Degrade performance | Degrade performance | Degrade performance | Degrade performance | Degrade performance | Degrade performance | Degrade performance | Degrade performance | Degrade performance | Degrade performance | Degrade performance | Degrade performance | Degrade performance | Degrade performance | Degrade performance | Degrade performance | Degrade performance | Degrade performance | Degrade performance | Degrade performance | Degrade performance | Degrade performance | Degrade performance | Degrade performance | Degrade performance | Degrade performance | Degrade performance | Cleaning and maintenance | Cleaning and maintenance | Cleaning and maintenance | Cleaning and maintenance | Cleaning and maintenance | Cleaning and maintenance | Cleaning and maintenance | Cleaning and maintenance | Cleaning and maintenance | Cleaning and maintenance | Cleaning and maintenance | Cleaning and maintenance | Cleaning and maintenance | Cleaning and maintenance | Cleaning and maintenance | Cleaning and maintenance | Cleaning and maintenance | Cleaning and maintenance | Cleaning and maintenance | Cleaning and maintenance | Cleaning and maintenance | Cleaning and maintenance | Cleaning and maintenance | Cleaning and maintenance | Cleaning and maintenance | Cleaning and maintenance | Cleaning and maintenance | Cleaning and maintenance | Cleaning and maintenance | Cleaning and maintenance | Cleaning and maintenance | 4.76 | 4.76 | 4.76 | 4.76 | 4.76 | 4.76 | 4.76 | 4.76 | 4.76 | 4.76 | 4.76 | 4.76 | 4.76 | 4.76 | 4.76 | 4.76 | 4.76 | 4.76 | 4.76 | 4.76 | 4.76 | 4.76 | 4.76 | 4.76 | 4.76 | 4.76 | 4.76 | 4.76 | 4.76 | 4.76 | 4.76 | 0 | 0 | 0 | 0 | 0 | 5.2333 | 5.1868 | 5.1365 | 5.0841 | 5.0299 | 4.9747 | 4.919 | 4.8626 | 4.8035 | 4.7415 | 4.6809 | 4.6214 | 4.5664 | 4.5131 | 4.4637 | 4.4164 | 4.3679 | 4.3234 | 4.2811 | 4.2393 | 4.2011 | 4.1679 | 4.1364 | 4.5288 | 4.5102 | 4.4932 | 0.0061164 | 0.0060588 | 0.0059646 | 0.005907 | 0.0058489 | 0.0057112 | 0.0056318 | 0.0055559 | 0.0054013 | 0.0053518 | 0.0052331 | 0.0051672 | 0.0050801 | 0.004976 | 0.0049273 | 0.004855 | 0.004783 | 0.004717 | 0.004655 | 0.004595 | 0 | 0 | 0 | 0 | 0 | 0 | 0.0061164 | 0.012121 | 0.017968 | 0.023692 | 0.029288 | 0.034677 | 0.039921 | 0.045019 | 0.049874 | 0.054581 | 0.059117 | 0.063533 | 0.067857 | 0.072041 | 0.076179 | 0.080227 | 0.084129 | 0.08799 | 0.091784 | 0.095481 | 0.094621 | 0.093874 | 0.093165 | 0 | 0 | 0 | 1.1688 | 1.1681 | 1.1612 | 1.1619 | 1.1628 | 1.148 | 1.1449 | 1.1426 | 1.1244 | 1.1287 | 1.118 | 1.1181 | 1.1125 | 1.1026 | 1.1039 | 1.0993 | 1.095 | 1.091 | 1.0873 | 1.0839 | 0 | 0 | 0 | 0 | 0 | 0 | 1.1688 | 2.3369 | 3.4981 | 4.6599 | 5.8228 | 6.9708 | 8.1157 | 9.2583 | 10.3827 | 11.5115 | 12.6294 | 13.7476 | 14.86 | 15.9626 | 17.0665 | 18.1658 | 19.2608 | 20.3519 | 21.4392 | 22.5231 | 22.5231 | 22.5231 | 22.5231 | 22.5231 | 22.5231 | 22.5231 | 0.0052055 | 0.0051632 | 0.0050924 | 0.005053 | 0.0050134 | 0.0049056 | 0.0048471 | 0.0047911 | 0.0046676 | 0.0046339 | 0.0045402 | 0.0044911 | 0.0044199 | 0.0043329 | 0.0042925 | 0.0042311 | 0.00417 | 0.0041143 | 0.0040647 | 0.0040172 | 0 | 0 | 0 | 0 | 0 | 0 | 0.0052055 | 0.010329 | 0.01534 | 0.020267 | 0.025104 | 0.029786 | 0.034359 | 0.038822 | 0.043099 | 0.04726 | 0.05129 | 0.05522 | 0.059038 | 0.062731 | 0.066364 | 0.069917 | 0.073347 | 0.076746 | 0.080144 | 0.083475 | 0.08283 | 0.082277 | 0.081768 | 0 | 0 | 0 | 0.99344 | 0.9929 | 0.98704 | 0.98757 | 0.98839 | 0.97584 | 0.97317 | 0.9712 | 0.95577 | 0.95942 | 0.95027 | 0.9504 | 0.94561 | 0.93718 | 0.93829 | 0.93441 | 0.93078 | 0.92738 | 0.92423 | 0.92132 | 0 | 0 | 0 | 0 | 0 | 0 | 0.99344 | 1.9863 | 2.9734 | 3.961 | 4.9493 | 5.9252 | 6.8984 | 7.8696 | 8.8253 | 9.7847 | 10.735 | 11.6854 | 12.631 | 13.5682 | 14.5065 | 15.4409 | 16.3717 | 17.2991 | 18.2233 | 19.1446 | 19.1446 | 19.1446 | 19.1446 | 19.1446 | 19.1446 | 19.1446 | 0.005207 | 0.0051666 | 0.0050983 | 0.0050619 | 0.0050253 | 0.0049205 | 0.0048651 | 0.0048122 | 0.0046917 | 0.0046615 | 0.0045707 | 0.0045246 | 0.0044562 | 0.0043721 | 0.0043347 | 0.004276 | 0.004218 | 0.0041652 | 0.0041156 | 0.0040681 | 0 | 0 | 0 | 0 | 0 | 0 | 0.005207 | 0.010336 | 0.015358 | 0.020302 | 0.025164 | 0.029877 | 0.034486 | 0.038993 | 0.043322 | 0.04754 | 0.051634 | 0.055631 | 0.059524 | 0.063298 | 0.067016 | 0.070661 | 0.074191 | 0.077695 | 0.081149 | 0.084534 | 0.083891 | 0.08334 | 0.082831 | 0 | 0 | 0 | 0.99344 | 0.9929 | 0.98704 | 0.98757 | 0.98839 | 0.97584 | 0.97317 | 0.9712 | 0.95577 | 0.95942 | 0.95027 | 0.9504 | 0.94561 | 0.93718 | 0.93829 | 0.93441 | 0.93078 | 0.92738 | 0.92423 | 0.92132 | 0 | 0 | 0 | 0 | 0 | 0 | 0.99344 | 1.9863 | 2.9734 | 3.961 | 4.9493 | 5.9252 | 6.8984 | 7.8696 | 8.8253 | 9.7847 | 10.735 | 11.6854 | 12.631 | 13.5682 | 14.5065 | 15.4409 | 16.3717 | 17.2991 | 18.2233 | 19.1446 | 19.1446 | 19.1446 | 19.1446 | 19.1446 | 19.1446 | 19.1446 | 0.0052055 | 0.0051632 | 0.0050924 | 0.005053 | 0.0050134 | 0.0049056 | 0.0048471 | 0.0047911 | 0.0046676 | 0.0046339 | 0.0045402 | 0.0044911 | 0.0044199 | 0.0043329 | 0.0042925 | 0.0042311 | 0.00417 | 0.0041143 | 0.0040647 | 0.0040172 | 0 | 0 | 0 | 0 | 0 | 0 | 0.0052055 | 0.010329 | 0.01534 | 0.020267 | 0.025104 | 0.029786 | 0.034359 | 0.038822 | 0.043099 | 0.04726 | 0.05129 | 0.05522 | 0.059038 | 0.062731 | 0.066364 | 0.069917 | 0.073347 | 0.076746 | 0.080144 | 0.083475 | 0.08283 | 0.082277 | 0.081768 | 0 | 0 | 0 | 0.99344 | 0.9929 | 0.98704 | 0.98757 | 0.98839 | 0.97584 | 0.97317 | 0.9712 | 0.95577 | 0.95942 | 0.95027 | 0.9504 | 0.94561 | 0.93718 | 0.93829 | 0.93441 | 0.93078 | 0.92738 | 0.92423 | 0.92132 | 0 | 0 | 0 | 0 | 0 | 0 | 0.99344 | 1.9863 | 2.9734 | 3.961 | 4.9493 | 5.9252 | 6.8984 | 7.8696 | 8.8253 | 9.7847 | 10.735 | 11.6854 | 12.631 | 13.5682 | 14.5065 | 15.4409 | 16.3717 | 17.2991 | 18.2233 | 19.1446 | 19.1446 | 19.1446 | 19.1446 | 19.1446 | 19.1446 | 19.1446 | 113.7544 | 114.2287 | 114.7038 | 115.1855 | 115.6699 | 116.1445 | 116.6183 | 117.0908 | 117.5617 | 118.0643 | 118.5294 | 118.9929 | 119.4523 | 119.9084 | 120.3691 | 120.8173 | 121.2874 | 121.7447 | 122.1909 | 122.6433 | 123.0591 | 123.4409 | 123.7915 | 124.1132 | 124.4083 | 124.6788 | 90.5047 | 90.882 | 91.2601 | 91.6433 | 92.0286 | 92.4063 | 92.7832 | 93.1592 | 93.5339 | 93.9337 | 94.3038 | 94.6725 | 95.038 | 95.4009 | 95.7674 | 96.124 | 96.498 | 96.8619 | 97.2169 | 97.5768 | 97.9076 | 98.2114 | 98.4904 | 98.7463 | 98.9811 | 99.1963
WA_Industrial_Instruments_Existing_Process_Natural Gas_Steam Trap Maintenance_A | WA | Industrial | Instruments | Existing | Process | Natural Gas | Steam Trap Maintenance | A | IM492 | Degrade performance | Cleaning and maintenance | 6 | 3.3144 | 0 | 0 | 4.76 | 0 | 0 | 0 | 2.3795 |  | sqft | 73% | 85% | Retrofit | RetroEven20 | 76.5% | TBD | 0.2% | 117.7339 |  | 93.6709 |  | 0.19929 | IL TRM - 4.4.16 - CI-HVC-STRE-V07-210101 | IL TRM - 4.4.16 - CI-HVC-STRE-V07-210101 | IL TRM - 4.4.16 - CI-HVC-STRE-V07-210101 | Degrade performance | Degrade performance | Degrade performance | Degrade performance | Degrade performance | Degrade performance | Degrade performance | Degrade performance | Degrade performance | Degrade performance | Degrade performance | Degrade performance | Degrade performance | Degrade performance | Degrade performance | Degrade performance | Degrade performance | Degrade performance | Degrade performance | Degrade performance | Degrade performance | Degrade performance | Degrade performance | Degrade performance | Degrade performance | Degrade performance | Degrade performance | Degrade performance | Degrade performance | Degrade performance | Degrade performance | Cleaning and maintenance | Cleaning and maintenance | Cleaning and maintenance | Cleaning and maintenance | Cleaning and maintenance | Cleaning and maintenance | Cleaning and maintenance | Cleaning and maintenance | Cleaning and maintenance | Cleaning and maintenance | Cleaning and maintenance | Cleaning and maintenance | Cleaning and maintenance | Cleaning and maintenance | Cleaning and maintenance | Cleaning and maintenance | Cleaning and maintenance | Cleaning and maintenance | Cleaning and maintenance | Cleaning and maintenance | Cleaning and maintenance | Cleaning and maintenance | Cleaning and maintenance | Cleaning and maintenance | Cleaning and maintenance | Cleaning and maintenance | Cleaning and maintenance | Cleaning and maintenance | Cleaning and maintenance | Cleaning and maintenance | Cleaning and maintenance | 4.76 | 4.76 | 4.76 | 4.76 | 4.76 | 4.76 | 4.76 | 4.76 | 4.76 | 4.76 | 4.76 | 4.76 | 4.76 | 4.76 | 4.76 | 4.76 | 4.76 | 4.76 | 4.76 | 4.76 | 4.76 | 4.76 | 4.76 | 4.76 | 4.76 | 4.76 | 4.76 | 4.76 | 4.76 | 4.76 | 4.76 | 0 | 0 | 0 | 0 | 0 | 3.3101 | 3.3062 | 3.3025 | 3.2989 | 3.2954 | 3.2921 | 3.2895 | 3.2874 | 3.2853 | 3.2841 | 3.2828 | 3.282 | 3.2811 | 3.2803 | 3.2799 | 3.2794 | 3.2792 | 3.2791 | 3.2789 | 3.2788 | 3.2787 | 3.2786 | 3.2785 | 3.3144 | 3.3144 | 3.3144 | 0.11736 | 0.11715 | 0.11633 | 0.11627 | 0.11624 | 0.11465 | 0.11425 | 0.11394 | 0.11206 | 0.11245 | 0.11133 | 0.11132 | 0.11073 | 0.10971 | 0.10983 | 0.10936 | 0.10893 | 0.10853 | 0.10815 | 0.10781 | 0 | 0 | 0 | 0 | 0 | 0 | 0.11736 | 0.23437 | 0.35044 | 0.46633 | 0.58208 | 0.69614 | 0.80984 | 0.92327 | 1.0347 | 1.1468 | 1.2577 | 1.3687 | 1.479 | 1.5884 | 1.698 | 1.8071 | 1.916 | 2.0244 | 2.1325 | 2.2402 | 2.2401 | 2.24 | 2.24 | 0 | 0 | 0 | 35.4539 | 35.4345 | 35.2255 | 35.2445 | 35.2737 | 34.8257 | 34.7306 | 34.6601 | 34.1097 | 34.2399 | 33.9134 | 33.9178 | 33.7471 | 33.446 | 33.4857 | 33.3472 | 33.2175 | 33.0965 | 32.984 | 32.88 | 0 | 0 | 0 | 0 | 0 | 0 | 35.4539 | 70.8884 | 106.1139 | 141.3584 | 176.6321 | 211.4578 | 246.1884 | 280.8485 | 314.9581 | 349.198 | 383.1114 | 417.0292 | 450.7763 | 484.2223 | 517.708 | 551.0552 | 584.2727 | 617.3691 | 650.3531 | 683.2331 | 683.2331 | 683.2331 | 683.2331 | 683.2331 | 683.2331 | 683.2331 | 0.099773 | 0.099617 | 0.098935 | 0.098898 | 0.098892 | 0.097551 | 0.09722 | 0.09697 | 0.095379 | 0.095713 | 0.094768 | 0.094759 | 0.094262 | 0.093401 | 0.093502 | 0.093104 | 0.092737 | 0.092396 | 0.092078 | 0.091785 | 0 | 0 | 0 | 0 | 0 | 0 | 0.099773 | 0.19929 | 0.29803 | 0.39666 | 0.4952 | 0.59232 | 0.68914 | 0.78574 | 0.8807 | 0.97614 | 1.0706 | 1.1651 | 1.2591 | 1.3522 | 1.4456 | 1.5385 | 1.6312 | 1.7235 | 1.8155 | 1.9072 | 1.9072 | 1.9071 | 1.9071 | 0 | 0 | 0 | 30.1358 | 30.1193 | 29.9417 | 29.9579 | 29.9826 | 29.6019 | 29.521 | 29.461 | 28.9932 | 29.1039 | 28.8264 | 28.8301 | 28.685 | 28.4291 | 28.4628 | 28.3451 | 28.2349 | 28.132 | 28.0364 | 27.948 | 0 | 0 | 0 | 0 | 0 | 0 | 30.1358 | 60.2551 | 90.1968 | 120.1547 | 150.1373 | 179.7392 | 209.2602 | 238.7212 | 267.7144 | 296.8183 | 325.6447 | 354.4748 | 383.1598 | 411.589 | 440.0518 | 468.3969 | 496.6318 | 524.7638 | 552.8002 | 580.7481 | 580.7481 | 580.7481 | 580.7481 | 580.7481 | 580.7481 | 580.7481 | 0.099773 | 0.099617 | 0.098935 | 0.098898 | 0.098892 | 0.097551 | 0.09722 | 0.09697 | 0.095379 | 0.095713 | 0.094768 | 0.094759 | 0.094262 | 0.093401 | 0.093502 | 0.093104 | 0.092737 | 0.092396 | 0.092078 | 0.091785 | 0 | 0 | 0 | 0 | 0 | 0 | 0.099773 | 0.19929 | 0.29803 | 0.39666 | 0.4952 | 0.59232 | 0.68914 | 0.78574 | 0.8807 | 0.97614 | 1.0706 | 1.1651 | 1.2591 | 1.3522 | 1.4456 | 1.5385 | 1.6312 | 1.7235 | 1.8155 | 1.9072 | 1.9072 | 1.9071 | 1.9071 | 0 | 0 | 0 | 30.1358 | 30.1193 | 29.9417 | 29.9579 | 29.9826 | 29.6019 | 29.521 | 29.461 | 28.9932 | 29.1039 | 28.8264 | 28.8301 | 28.685 | 28.4291 | 28.4628 | 28.3451 | 28.2349 | 28.132 | 28.0364 | 27.948 | 0 | 0 | 0 | 0 | 0 | 0 | 30.1358 | 60.2551 | 90.1968 | 120.1547 | 150.1373 | 179.7392 | 209.2602 | 238.7212 | 267.7144 | 296.8183 | 325.6447 | 354.4748 | 383.1598 | 411.589 | 440.0518 | 468.3969 | 496.6318 | 524.7638 | 552.8002 | 580.7481 | 580.7481 | 580.7481 | 580.7481 | 580.7481 | 580.7481 | 580.7481 | 0.099773 | 0.099617 | 0.098935 | 0.098898 | 0.098892 | 0.097551 | 0.09722 | 0.09697 | 0.095379 | 0.095713 | 0.094768 | 0.094759 | 0.094262 | 0.093401 | 0.093502 | 0.093104 | 0.092737 | 0.092396 | 0.092078 | 0.091785 | 0 | 0 | 0 | 0 | 0 | 0 | 0.099773 | 0.19929 | 0.29803 | 0.39666 | 0.4952 | 0.59232 | 0.68914 | 0.78574 | 0.8807 | 0.97614 | 1.0706 | 1.1651 | 1.2591 | 1.3522 | 1.4456 | 1.5385 | 1.6312 | 1.7235 | 1.8155 | 1.9072 | 1.9072 | 1.9071 | 1.9071 | 0 | 0 | 0 | 30.1358 | 30.1193 | 29.9417 | 29.9579 | 29.9826 | 29.6019 | 29.521 | 29.461 | 28.9932 | 29.1039 | 28.8264 | 28.8301 | 28.685 | 28.4291 | 28.4628 | 28.3451 | 28.2349 | 28.132 | 28.0364 | 27.948 | 0 | 0 | 0 | 0 | 0 | 0 | 30.1358 | 60.2551 | 90.1968 | 120.1547 | 150.1373 | 179.7392 | 209.2602 | 238.7212 | 267.7144 | 296.8183 | 325.6447 | 354.4748 | 383.1598 | 411.589 | 440.0518 | 468.3969 | 496.6318 | 524.7638 | 552.8002 | 580.7481 | 580.7481 | 580.7481 | 580.7481 | 580.7481 | 580.7481 | 580.7481 | 113.7544 | 114.2287 | 114.7038 | 115.1855 | 115.6699 | 116.1445 | 116.6183 | 117.0908 | 117.5617 | 118.0643 | 118.5294 | 118.9929 | 119.4523 | 119.9084 | 120.3691 | 120.8173 | 121.2874 | 121.7447 | 122.1909 | 122.6433 | 123.0591 | 123.4409 | 123.7915 | 124.1132 | 124.4083 | 124.6788 | 90.5047 | 90.882 | 91.2601 | 91.6433 | 92.0286 | 92.4063 | 92.7832 | 93.1592 | 93.5339 | 93.9337 | 94.3038 | 94.6725 | 95.038 | 95.4009 | 95.7674 | 96.124 | 96.498 | 96.8619 | 97.2169 | 97.5768 | 97.9076 | 98.2114 | 98.4904 | 98.7463 | 98.9811 | 99.1963
WA_Industrial_Instruments_Existing_Space Heating_Natural Gas_Gas Boiler - High Turndown_A | WA | Industrial | Instruments | Existing | Space Heating | Natural Gas | Gas Boiler - High Turndown | A | IM493 | No control | Turndown control installed | 15 | 5.6643 | 0 | 0 | 68.08 | 0 | 0 | 0 | 34.0401 |  | employee | 35% | 50% | Retrofit | Retro12Med | 84.73% | TBD | 0.2% | 813.4817 |  | 618.504 |  | 0.029575 | MN TRM 3.1 - Boiler Modifications, Space Heating Only v4.0 | MN TRM 3.1 - Boiler Modifications, Space Heating Only v4.0 | MN TRM 3.1 - Boiler Modifications, Space Heating Only v4.0 | No control | No control | No control | No control | No control | No control | No control | No control | No control | No control | No control | No control | No control | No control | No control | No control | No control | No control | No control | No control | No control | No control | No control | No control | No control | No control | No control | No control | No control | No control | No control | Turndown control installed | Turndown control installed | Turndown control installed | Turndown control installed | Turndown control installed | Turndown control installed | Turndown control installed | Turndown control installed | Turndown control installed | Turndown control installed | Turndown control installed | Turndown control installed | Turndown control installed | Turndown control installed | Turndown control installed | Turndown control installed | Turndown control installed | Turndown control installed | Turndown control installed | Turndown control installed | Turndown control installed | Turndown control installed | Turndown control installed | Turndown control installed | Turndown control installed | Turndown control installed | Turndown control installed | Turndown control installed | Turndown control installed | Turndown control installed | Turndown control installed | 68.08 | 68.08 | 68.08 | 68.08 | 68.08 | 68.08 | 68.08 | 68.08 | 68.08 | 68.08 | 68.08 | 68.08 | 68.08 | 68.08 | 68.08 | 68.08 | 68.08 | 68.08 | 68.08 | 68.08 | 68.08 | 68.08 | 68.08 | 68.08 | 68.08 | 68.08 | 68.08 | 68.08 | 68.08 | 68.08 | 68.08 | 0 | 0 | 0 | 0 | 0 | 5.5206 | 5.4182 | 5.2875 | 5.1291 | 4.9448 | 4.736 | 4.5215 | 4.3079 | 4.0911 | 3.9068 | 3.7313 | 3.5894 | 3.4652 | 3.3552 | 3.2764 | 3.2039 | 3.1403 | 3.0862 | 3.0424 | 3.0011 | 2.9701 | 2.9431 | 2.9176 | 4.8072 | 4.7875 | 4.7695 | 0.017643 | 0.017306 | 0.016789 | 0.016295 | 0.015722 | 0.01338 | 0.010192 | 0.0077523 | 0.0057962 | 0.004445 | 0.0033638 | 0.0025891 | 0.0019896 | 0.0015273 | 0.0011946 | 0.00093068 | 6.1976e-06 | 2.1674e-06 | 7.2592e-07 | 2.3276e-07 | 1.9524e-07 | 1.9295e-07 | 1.9081e-07 | 3.1371e-07 | 3.1181e-07 | 3.1011e-07 | 0.017643 | 0.034622 | 0.050575 | 0.065355 | 0.078729 | 0.088785 | 0.094954 | 0.098221 | 0.099075 | 0.099056 | 0.09797 | 0.096833 | 0.095474 | 0.093969 | 0.092958 | 0.091832 | 0.090013 | 0.088467 | 0.087211 | 0.086026 | 0.085138 | 0.084365 | 0.083635 | 0 | 0 | 0 | 3.1958 | 3.194 | 3.1752 | 3.1769 | 3.1796 | 2.8253 | 2.254 | 1.7996 | 1.4168 | 1.1378 | 0.90153 | 0.72132 | 0.57415 | 0.45522 | 0.36461 | 0.29048 | 0.0019736 | 0.00070229 | 0.0002386 | 7.756e-05 | 6.5734e-05 | 6.5559e-05 | 6.54e-05 | 6.5257e-05 | 6.5131e-05 | 6.502e-05 | 3.1958 | 6.3898 | 9.5651 | 12.742 | 15.9215 | 18.7468 | 21.0008 | 22.8004 | 24.2172 | 25.3549 | 26.2565 | 26.9778 | 27.5519 | 28.0072 | 28.3718 | 28.6622 | 28.6642 | 28.6649 | 28.6652 | 28.6652 | 28.6653 | 28.6654 | 28.6654 | 28.6655 | 28.6656 | 28.6656 | 0.015029 | 0.014784 | 0.0144 | 0.014048 | 0.013636 | 0.011689 | 0.0089721 | 0.0068801 | 0.0051896 | 0.0040104 | 0.0030587 | 0.0023692 | 0.0018299 | 0.0014111 | 0.0011066 | 0.00086418 | 5.766e-06 | 2.0198e-06 | 6.7774e-07 | 2.1772e-07 | 1.829e-07 | 1.8102e-07 | 1.793e-07 | 2.6665e-07 | 2.6504e-07 | 2.6359e-07 | 0.015029 | 0.029575 | 0.04338 | 0.056342 | 0.068283 | 0.077561 | 0.083593 | 0.08717 | 0.088705 | 0.089372 | 0.089083 | 0.088611 | 0.087814 | 0.086815 | 0.086108 | 0.08527 | 0.083745 | 0.082442 | 0.081422 | 0.080466 | 0.079759 | 0.079149 | 0.078588 | 0 | 0 | 0 | 2.7164 | 2.7149 | 2.6989 | 2.7004 | 2.7026 | 2.4015 | 1.9159 | 1.5296 | 1.2043 | 0.9671 | 0.7663 | 0.61312 | 0.48803 | 0.38694 | 0.30992 | 0.24691 | 0.0016776 | 0.00059694 | 0.00020281 | 6.5926e-05 | 5.5874e-05 | 5.5725e-05 | 5.559e-05 | 5.5469e-05 | 5.5361e-05 | 5.5267e-05 | 2.7164 | 5.4314 | 8.1303 | 10.8307 | 13.5333 | 15.9348 | 17.8507 | 19.3803 | 20.5846 | 21.5517 | 22.318 | 22.9311 | 23.4191 | 23.8061 | 24.116 | 24.3629 | 24.3646 | 24.3652 | 24.3654 | 24.3655 | 24.3655 | 24.3656 | 24.3656 | 24.3657 | 24.3657 | 24.3658 | 0.015037 | 0.014801 | 0.014428 | 0.014086 | 0.013686 | 0.011742 | 0.0090214 | 0.0069243 | 0.0052283 | 0.0040444 | 0.0030878 | 0.0023941 | 0.001851 | 0.0014289 | 0.0011217 | 0.00087689 | 5.8573e-06 | 2.0541e-06 | 6.8951e-07 | 2.2158e-07 | 1.8617e-07 | 1.8427e-07 | 1.8254e-07 | 2.6665e-07 | 2.6504e-07 | 2.6359e-07 | 0.015037 | 0.02961 | 0.043464 | 0.056498 | 0.068531 | 0.077916 | 0.084052 | 0.08773 | 0.089367 | 0.090128 | 0.089931 | 0.08954 | 0.088826 | 0.087911 | 0.087283 | 0.086524 | 0.085071 | 0.083839 | 0.082837 | 0.081895 | 0.081185 | 0.080572 | 0.080009 | 0 | 0 | 0 | 2.7164 | 2.7149 | 2.6989 | 2.7004 | 2.7026 | 2.4015 | 1.9159 | 1.5296 | 1.2043 | 0.9671 | 0.7663 | 0.61312 | 0.48803 | 0.38694 | 0.30992 | 0.24691 | 0.0016776 | 0.00059694 | 0.00020281 | 6.5926e-05 | 5.5874e-05 | 5.5725e-05 | 5.559e-05 | 5.5469e-05 | 5.5361e-05 | 5.5267e-05 | 2.7164 | 5.4314 | 8.1303 | 10.8307 | 13.5333 | 15.9348 | 17.8507 | 19.3803 | 20.5846 | 21.5517 | 22.318 | 22.9311 | 23.4191 | 23.8061 | 24.116 | 24.3629 | 24.3646 | 24.3652 | 24.3654 | 24.3655 | 24.3655 | 24.3656 | 24.3656 | 24.3657 | 24.3657 | 24.3658 | 0.015033 | 0.014787 | 0.014404 | 0.014051 | 0.01364 | 0.011692 | 0.0089744 | 0.0068818 | 0.0051909 | 0.0040114 | 0.0030595 | 0.0023698 | 0.0018304 | 0.0014114 | 0.0011069 | 0.00086441 | 5.7675e-06 | 2.0203e-06 | 6.7792e-07 | 2.1778e-07 | 1.829e-07 | 1.8102e-07 | 1.793e-07 | 2.6665e-07 | 2.6504e-07 | 2.6359e-07 | 0.015033 | 0.029583 | 0.043391 | 0.056356 | 0.0683 | 0.077581 | 0.083615 | 0.087192 | 0.088728 | 0.089395 | 0.089106 | 0.088633 | 0.087836 | 0.086837 | 0.086131 | 0.085293 | 0.083767 | 0.082463 | 0.081444 | 0.080487 | 0.079761 | 0.07915 | 0.07859 | 0 | 0 | 0 | 2.7164 | 2.7149 | 2.6989 | 2.7004 | 2.7026 | 2.4015 | 1.9159 | 1.5296 | 1.2043 | 0.9671 | 0.7663 | 0.61312 | 0.48803 | 0.38694 | 0.30992 | 0.24691 | 0.0016776 | 0.00059694 | 0.00020281 | 6.5926e-05 | 5.5874e-05 | 5.5725e-05 | 5.559e-05 | 5.5469e-05 | 5.5361e-05 | 5.5267e-05 | 2.7164 | 5.4314 | 8.1303 | 10.8307 | 13.5333 | 15.9348 | 17.8507 | 19.3803 | 20.5846 | 21.5517 | 22.318 | 22.9311 | 23.4191 | 23.8061 | 24.116 | 24.3629 | 24.3646 | 24.3652 | 24.3654 | 24.3655 | 24.3655 | 24.3656 | 24.3656 | 24.3657 | 24.3657 | 24.3658 | 785.9854 | 789.2621 | 792.5452 | 795.8733 | 799.2199 | 802.4995 | 805.7731 | 809.0381 | 812.2919 | 815.7646 | 818.9781 | 822.1805 | 825.3547 | 828.5063 | 831.6892 | 834.7863 | 838.0343 | 841.1939 | 844.2771 | 847.403 | 850.2757 | 852.9142 | 855.3365 | 857.5593 | 859.598 | 861.4674 | 597.5981 | 600.0894 | 602.5856 | 605.1161 | 607.6606 | 610.1541 | 612.6431 | 615.1255 | 617.5994 | 620.2398 | 622.6831 | 625.1179 | 627.5313 | 629.9275 | 632.3475 | 634.7023 | 637.1718 | 639.5741 | 641.9183 | 644.295 | 646.4791 | 648.4853 | 650.327 | 652.017 | 653.5671 | 654.9883
WA_Industrial_Instruments_Existing_Process_Natural Gas_Gas Boiler - High Turndown_A | WA | Industrial | Instruments | Existing | Process | Natural Gas | Gas Boiler - High Turndown | A | IM494 | No control | Turndown control installed | 15 | 3.5182 | 0 | 0 | 68.08 | 0 | 0 | 0 | 34.0401 |  | sqft | 35% | 50% | Retrofit | Retro12Med | 84.73% | TBD | 0.2% | 813.4817 |  | 618.504 |  | 0.5756 | MN TRM 3.1 - Boiler Modifications, Space Heating Only v4.0 | MN TRM 3.1 - Boiler Modifications, Space Heating Only v4.0 | MN TRM 3.1 - Boiler Modifications, Space Heating Only v4.0 | No control | No control | No control | No control | No control | No control | No control | No control | No control | No control | No control | No control | No control | No control | No control | No control | No control | No control | No control | No control | No control | No control | No control | No control | No control | No control | No control | No control | No control | No control | No control | Turndown control installed | Turndown control installed | Turndown control installed | Turndown control installed | Turndown control installed | Turndown control installed | Turndown control installed | Turndown control installed | Turndown control installed | Turndown control installed | Turndown control installed | Turndown control installed | Turndown control installed | Turndown control installed | Turndown control installed | Turndown control installed | Turndown control installed | Turndown control installed | Turndown control installed | Turndown control installed | Turndown control installed | Turndown control installed | Turndown control installed | Turndown control installed | Turndown control installed | Turndown control installed | Turndown control installed | Turndown control installed | Turndown control installed | Turndown control installed | Turndown control installed | 68.08 | 68.08 | 68.08 | 68.08 | 68.08 | 68.08 | 68.08 | 68.08 | 68.08 | 68.08 | 68.08 | 68.08 | 68.08 | 68.08 | 68.08 | 68.08 | 68.08 | 68.08 | 68.08 | 68.08 | 68.08 | 68.08 | 68.08 | 68.08 | 68.08 | 68.08 | 68.08 | 68.08 | 68.08 | 68.08 | 68.08 | 0 | 0 | 0 | 0 | 0 | 3.5036 | 3.4892 | 3.4747 | 3.4602 | 3.4456 | 3.4301 | 3.4158 | 3.4019 | 3.387 | 3.3752 | 3.3624 | 3.3518 | 3.3411 | 3.3301 | 3.3212 | 3.3115 | 3.3021 | 3.2928 | 3.2836 | 3.2744 | 3.2737 | 3.2731 | 3.2725 | 3.5182 | 3.5182 | 3.5182 | 0.33966 | 0.33807 | 0.33468 | 0.33347 | 0.33234 | 0.29398 | 0.23355 | 0.18571 | 0.14557 | 0.11649 | 0.091954 | 0.073341 | 0.05819 | 0.045985 | 0.036733 | 0.02918 | 0.00019769 | 7.0149e-05 | 2.3766e-05 | 7.7038e-06 | 6.5278e-06 | 6.5092e-06 | 6.4922e-06 | 6.9645e-06 | 6.951e-06 | 6.9392e-06 | 0.33966 | 0.67633 | 1.0082 | 1.3375 | 1.6642 | 1.9507 | 2.176 | 2.3529 | 2.4882 | 2.596 | 2.6781 | 2.743 | 2.7924 | 2.8292 | 2.8584 | 2.8792 | 2.8713 | 2.8633 | 2.8552 | 2.8473 | 2.8467 | 2.8461 | 2.8456 | 0 | 0 | 0 | 96.944 | 96.8908 | 96.3194 | 96.3714 | 96.4511 | 85.7037 | 68.3756 | 54.5894 | 42.978 | 34.5137 | 27.3476 | 21.881 | 17.4167 | 13.809 | 11.0603 | 8.8117 | 0.059869 | 0.021304 | 0.007238 | 0.0023528 | 0.001994 | 0.0019887 | 0.0019839 | 0.0019796 | 0.0019757 | 0.0019724 | 96.944 | 193.8347 | 290.1541 | 386.5255 | 482.9766 | 568.6803 | 637.0558 | 691.6452 | 734.6232 | 769.1369 | 796.4846 | 818.3655 | 835.7822 | 849.5912 | 860.6516 | 869.4632 | 869.5231 | 869.5444 | 869.5516 | 869.554 | 869.556 | 869.558 | 869.56 | 869.5619 | 869.5639 | 869.5659 | 0.28889 | 0.28772 | 0.28501 | 0.28415 | 0.28337 | 0.25083 | 0.19941 | 0.15865 | 0.12444 | 0.099638 | 0.078696 | 0.062796 | 0.049848 | 0.039412 | 0.031496 | 0.02503 | 0.00016965 | 6.0226e-05 | 2.0413e-05 | 6.6196e-06 | 5.6093e-06 | 5.5935e-06 | 5.5791e-06 | 5.9198e-06 | 5.9084e-06 | 5.8983e-06 | 0.28889 | 0.5756 | 0.85856 | 1.1397 | 1.419 | 1.6644 | 1.8579 | 2.0101 | 2.1271 | 2.2204 | 2.292 | 2.3486 | 2.3921 | 2.4248 | 2.4508 | 2.4698 | 2.464 | 2.4582 | 2.4524 | 2.4465 | 2.4461 | 2.4457 | 2.4454 | 0 | 0 | 0 | 82.4024 | 82.3571 | 81.8715 | 81.9157 | 81.9834 | 72.8481 | 58.1192 | 46.401 | 36.5313 | 29.3366 | 23.2455 | 18.5988 | 14.8042 | 11.7377 | 9.4013 | 7.4899 | 0.050888 | 0.018108 | 0.0061523 | 0.0019998 | 0.0016949 | 0.0016904 | 0.0016863 | 0.0016826 | 0.0016794 | 0.0016765 | 82.4024 | 164.7595 | 246.631 | 328.5467 | 410.5301 | 483.3782 | 541.4975 | 587.8984 | 624.4298 | 653.7664 | 677.0119 | 695.6107 | 710.4149 | 722.1526 | 731.5538 | 739.0437 | 739.0946 | 739.1127 | 739.1189 | 739.1209 | 739.1226 | 739.1243 | 739.126 | 739.1277 | 739.1293 | 739.131 | 0.28889 | 0.28772 | 0.28501 | 0.28415 | 0.28337 | 0.25083 | 0.19941 | 0.15865 | 0.12444 | 0.099638 | 0.078696 | 0.062796 | 0.049848 | 0.039412 | 0.031496 | 0.02503 | 0.00016965 | 6.0226e-05 | 2.0413e-05 | 6.6196e-06 | 5.6093e-06 | 5.5935e-06 | 5.5791e-06 | 5.9198e-06 | 5.9084e-06 | 5.8983e-06 | 0.28889 | 0.5756 | 0.85856 | 1.1397 | 1.419 | 1.6644 | 1.8579 | 2.0101 | 2.1271 | 2.2204 | 2.292 | 2.3486 | 2.3921 | 2.4248 | 2.4508 | 2.4698 | 2.464 | 2.4582 | 2.4524 | 2.4465 | 2.4461 | 2.4457 | 2.4454 | 0 | 0 | 0 | 82.4024 | 82.3571 | 81.8715 | 81.9157 | 81.9834 | 72.8481 | 58.1192 | 46.401 | 36.5313 | 29.3366 | 23.2455 | 18.5988 | 14.8042 | 11.7377 | 9.4013 | 7.4899 | 0.050888 | 0.018108 | 0.0061523 | 0.0019998 | 0.0016949 | 0.0016904 | 0.0016863 | 0.0016826 | 0.0016794 | 0.0016765 | 82.4024 | 164.7595 | 246.631 | 328.5467 | 410.5301 | 483.3782 | 541.4975 | 587.8984 | 624.4298 | 653.7664 | 677.0119 | 695.6107 | 710.4149 | 722.1526 | 731.5538 | 739.0437 | 739.0946 | 739.1127 | 739.1189 | 739.1209 | 739.1226 | 739.1243 | 739.126 | 739.1277 | 739.1293 | 739.131 | 0.28889 | 0.28772 | 0.28501 | 0.28415 | 0.28337 | 0.25083 | 0.19941 | 0.15865 | 0.12444 | 0.099638 | 0.078696 | 0.062796 | 0.049848 | 0.039412 | 0.031496 | 0.02503 | 0.00016965 | 6.0226e-05 | 2.0413e-05 | 6.6196e-06 | 5.6093e-06 | 5.5935e-06 | 5.5791e-06 | 5.9198e-06 | 5.9084e-06 | 5.8983e-06 | 0.28889 | 0.5756 | 0.85856 | 1.1397 | 1.419 | 1.6644 | 1.8579 | 2.0101 | 2.1271 | 2.2204 | 2.292 | 2.3486 | 2.3921 | 2.4248 | 2.4508 | 2.4698 | 2.464 | 2.4582 | 2.4524 | 2.4465 | 2.4461 | 2.4457 | 2.4454 | 0 | 0 | 0 | 82.4024 | 82.3571 | 81.8715 | 81.9157 | 81.9834 | 72.8481 | 58.1192 | 46.401 | 36.5313 | 29.3366 | 23.2455 | 18.5988 | 14.8042 | 11.7377 | 9.4013 | 7.4899 | 0.050888 | 0.018108 | 0.0061523 | 0.0019998 | 0.0016949 | 0.0016904 | 0.0016863 | 0.0016826 | 0.0016794 | 0.0016765 | 82.4024 | 164.7595 | 246.631 | 328.5467 | 410.5301 | 483.3782 | 541.4975 | 587.8984 | 624.4298 | 653.7664 | 677.0119 | 695.6107 | 710.4149 | 722.1526 | 731.5538 | 739.0437 | 739.0946 | 739.1127 | 739.1189 | 739.1209 | 739.1226 | 739.1243 | 739.126 | 739.1277 | 739.1293 | 739.131 | 785.9854 | 789.2621 | 792.5452 | 795.8733 | 799.2199 | 802.4995 | 805.7731 | 809.0381 | 812.2919 | 815.7646 | 818.9781 | 822.1805 | 825.3547 | 828.5063 | 831.6892 | 834.7863 | 838.0343 | 841.1939 | 844.2771 | 847.403 | 850.2757 | 852.9142 | 855.3365 | 857.5593 | 859.598 | 861.4674 | 597.5981 | 600.0894 | 602.5856 | 605.1161 | 607.6606 | 610.1541 | 612.6431 | 615.1255 | 617.5994 | 620.2398 | 622.6831 | 625.1179 | 627.5313 | 629.9275 | 632.3475 | 634.7023 | 637.1718 | 639.5741 | 641.9183 | 644.295 | 646.4791 | 648.4853 | 650.327 | 652.017 | 653.5671 | 654.9883
WA_Industrial_Instruments_Existing_Space Heating_Natural Gas_Gas Boiler - Burner Control Optimization_A | WA | Industrial | Instruments | Existing | Space Heating | Natural Gas | Gas Boiler - Burner Control Optimization | A | IM495 | Average performance | Optimized burner controls | 18 | 1.6426 | 0 | 0 | 22.87 | 0 | 0 | 0 | 11.4364 |  | employee | 5% | 85% | Retrofit | Retro3Slow | 83.58% | TBD | 0.2% | 858.3728 |  | 636.574 |  | 0.0029748 | IL TRM - 4.4.22 - CI-HVC-O2TC-V01-140601 | GBLR_O2TRM-Heating-MEMD-2018-1 | IL TRM - 4.4.22 - CI-HVC-O2TC-V01-140601 | Average performance | Average performance | Average performance | Average performance | Average performance | Average performance | Average performance | Average performance | Average performance | Average performance | Average performance | Average performance | Average performance | Average performance | Average performance | Average performance | Average performance | Average performance | Average performance | Average performance | Average performance | Average performance | Average performance | Average performance | Average performance | Average performance | Average performance | Average performance | Average performance | Average performance | Average performance | Optimized burner controls | Optimized burner controls | Optimized burner controls | Optimized burner controls | Optimized burner controls | Optimized burner controls | Optimized burner controls | Optimized burner controls | Optimized burner controls | Optimized burner controls | Optimized burner controls | Optimized burner controls | Optimized burner controls | Optimized burner controls | Optimized burner controls | Optimized burner controls | Optimized burner controls | Optimized burner controls | Optimized burner controls | Optimized burner controls | Optimized burner controls | Optimized burner controls | Optimized burner controls | Optimized burner controls | Optimized burner controls | Optimized burner controls | Optimized burner controls | Optimized burner controls | Optimized burner controls | Optimized burner controls | Optimized burner controls | 22.87 | 22.87 | 22.87 | 22.87 | 22.87 | 22.87 | 22.87 | 22.87 | 22.87 | 22.87 | 22.87 | 22.87 | 22.87 | 22.87 | 22.87 | 22.87 | 22.87 | 22.87 | 22.87 | 22.87 | 22.87 | 22.87 | 22.87 | 22.87 | 22.87 | 22.87 | 22.87 | 22.87 | 22.87 | 22.87 | 22.87 | 0 | 0 | 0 | 0 | 0 | 1.6009 | 1.5711 | 1.5331 | 1.4872 | 1.4336 | 1.373 | 1.3108 | 1.2488 | 1.186 | 1.1325 | 1.0816 | 1.0405 | 1.0045 | 0.97255 | 0.94972 | 0.9287 | 0.91024 | 0.89458 | 0.88187 | 0.86989 | 0.86091 | 0.85308 | 0.8457 | 1.3941 | 1.3884 | 1.3831 | 0.0013801 | 0.0021279 | 0.0041284 | 0.0070118 | 0.010523 | 0.013931 | 0.01688 | 0.018724 | 0.018845 | 0.018065 | 0.015949 | 0.013426 | 0.010621 | 0.0079267 | 0.0057104 | 0.0038927 | 0.0025336 | 0.0015788 | 0.00094414 | 0.00062858 | 0 | 0 | 0 | 0 | 0 | 0 | 0.0013801 | 0.0034823 | 0.0075265 | 0.014313 | 0.024321 | 0.037224 | 0.052416 | 0.068663 | 0.084051 | 0.098328 | 0.10986 | 0.1191 | 0.1256 | 0.12954 | 0.13221 | 0.13318 | 0.13306 | 0.13235 | 0.13142 | 0.13026 | 0.12892 | 0.12774 | 0.12664 | 0 | 0 | 0 | 0.86208 | 1.3544 | 2.6928 | 4.7149 | 7.3403 | 10.1459 | 12.8777 | 14.9935 | 15.8905 | 15.9511 | 14.7458 | 12.9042 | 10.5735 | 8.1505 | 6.0127 | 4.1915 | 2.7835 | 1.7648 | 1.0706 | 0.7226 | 0 | 0 | 0 | 0 | 0 | 0 | 0.86208 | 2.2164 | 4.9092 | 9.6241 | 16.9644 | 27.1104 | 39.9881 | 54.9816 | 70.8721 | 86.8232 | 101.569 | 114.4732 | 125.0467 | 133.1972 | 139.2099 | 143.4014 | 146.1849 | 147.9497 | 149.0203 | 149.7429 | 149.7429 | 149.7429 | 149.7429 | 149.7429 | 149.7429 | 149.7429 | 0.0011757 | 0.0018177 | 0.0035411 | 0.0060449 | 0.0091274 | 0.01217 | 0.014861 | 0.016619 | 0.016874 | 0.0163 | 0.014503 | 0.012287 | 0.0097693 | 0.0073238 | 0.00529 | 0.0036148 | 0.0023574 | 0.0014714 | 0.00088154 | 0.000588 | 0 | 0 | 0 | 0 | 0 | 0 | 0.0011757 | 0.0029748 | 0.0064559 | 0.012339 | 0.021095 | 0.032519 | 0.046147 | 0.060941 | 0.075258 | 0.08872 | 0.099899 | 0.109 | 0.11554 | 0.11969 | 0.12248 | 0.12367 | 0.12381 | 0.12335 | 0.1227 | 0.12185 | 0.12078 | 0.11985 | 0.11901 | 0 | 0 | 0 | 0.73277 | 1.1512 | 2.2888 | 4.0076 | 6.2393 | 8.6241 | 10.9461 | 12.7445 | 13.5069 | 13.5585 | 12.5339 | 10.9686 | 8.9875 | 6.9279 | 5.1108 | 3.5628 | 2.366 | 1.5001 | 0.91001 | 0.61421 | 0 | 0 | 0 | 0 | 0 | 0 | 0.73277 | 1.884 | 4.1728 | 8.1805 | 14.4197 | 23.0438 | 33.9899 | 46.7344 | 60.2413 | 73.7997 | 86.3336 | 97.3022 | 106.2897 | 113.2176 | 118.3284 | 121.8912 | 124.2572 | 125.7573 | 126.6673 | 127.2815 | 127.2815 | 127.2815 | 127.2815 | 127.2815 | 127.2815 | 127.2815 | 0.0011763 | 0.0018199 | 0.003548 | 0.0060616 | 0.0091606 | 0.012226 | 0.014943 | 0.016725 | 0.017 | 0.016438 | 0.014641 | 0.012416 | 0.0098819 | 0.0074163 | 0.0053622 | 0.0036679 | 0.0023947 | 0.0014963 | 0.00089685 | 0.00059844 | 0 | 0 | 0 | 0 | 0 | 0 | 0.0011763 | 0.0029783 | 0.0064685 | 0.012373 | 0.021171 | 0.032668 | 0.0464 | 0.061332 | 0.07582 | 0.089471 | 0.10085 | 0.11014 | 0.11687 | 0.1212 | 0.12415 | 0.12549 | 0.12577 | 0.12544 | 0.12483 | 0.12401 | 0.12294 | 0.12201 | 0.12116 | 0 | 0 | 0 | 0.73277 | 1.1512 | 2.2888 | 4.0076 | 6.2393 | 8.6241 | 10.9461 | 12.7445 | 13.5069 | 13.5585 | 12.5339 | 10.9686 | 8.9875 | 6.9279 | 5.1108 | 3.5628 | 2.366 | 1.5001 | 0.91001 | 0.61421 | 0 | 0 | 0 | 0 | 0 | 0 | 0.73277 | 1.884 | 4.1728 | 8.1805 | 14.4197 | 23.0438 | 33.9899 | 46.7344 | 60.2413 | 73.7997 | 86.3336 | 97.3022 | 106.2897 | 113.2176 | 118.3284 | 121.8912 | 124.2572 | 125.7573 | 126.6673 | 127.2815 | 127.2815 | 127.2815 | 127.2815 | 127.2815 | 127.2815 | 127.2815 | 0.001176 | 0.0018182 | 0.0035421 | 0.0060464 | 0.0091298 | 0.012173 | 0.014865 | 0.016623 | 0.016878 | 0.016304 | 0.014507 | 0.01229 | 0.0097718 | 0.0073257 | 0.0052914 | 0.0036157 | 0.002358 | 0.0014718 | 0.00088176 | 0.00058815 | 0 | 0 | 0 | 0 | 0 | 0 | 0.001176 | 0.0029755 | 0.0064576 | 0.012342 | 0.0211 | 0.032528 | 0.046159 | 0.060956 | 0.075278 | 0.088742 | 0.099925 | 0.10903 | 0.11556 | 0.11972 | 0.12251 | 0.1237 | 0.12384 | 0.12338 | 0.12274 | 0.12188 | 0.12078 | 0.11986 | 0.11901 | 0 | 0 | 0 | 0.73277 | 1.1512 | 2.2888 | 4.0076 | 6.2393 | 8.6241 | 10.9461 | 12.7445 | 13.5069 | 13.5585 | 12.5339 | 10.9686 | 8.9875 | 6.9279 | 5.1108 | 3.5628 | 2.366 | 1.5001 | 0.91001 | 0.61421 | 0 | 0 | 0 | 0 | 0 | 0 | 0.73277 | 1.884 | 4.1728 | 8.1805 | 14.4197 | 23.0438 | 33.9899 | 46.7344 | 60.2413 | 73.7997 | 86.3336 | 97.3022 | 106.2897 | 113.2176 | 118.3284 | 121.8912 | 124.2572 | 125.7573 | 126.6673 | 127.2815 | 127.2815 | 127.2815 | 127.2815 | 127.2815 | 127.2815 | 127.2815 | 829.3592 | 832.8166 | 836.2809 | 839.7927 | 843.324 | 846.7846 | 850.2388 | 853.684 | 857.1173 | 860.7817 | 864.1725 | 867.5516 | 870.901 | 874.2266 | 877.585 | 880.8531 | 884.2803 | 887.6143 | 890.8677 | 894.166 | 897.1972 | 899.9814 | 902.5374 | 904.8827 | 907.034 | 909.0065 | 615.0573 | 617.6214 | 620.1906 | 622.7949 | 625.4137 | 627.9801 | 630.5418 | 633.0968 | 635.6429 | 638.3605 | 640.8751 | 643.3811 | 645.865 | 648.3312 | 650.8219 | 653.2455 | 655.7872 | 658.2597 | 660.6724 | 663.1184 | 665.3664 | 667.4312 | 669.3267 | 671.066 | 672.6614 | 674.1242
WA_Industrial_Instruments_Existing_Process_Natural Gas_Gas Boiler - Burner Control Optimization_A | WA | Industrial | Instruments | Existing | Process | Natural Gas | Gas Boiler - Burner Control Optimization | A | IM496 | Average performance | Optimized burner controls | 18 | 1.0203 | 0 | 0 | 22.87 | 0 | 0 | 0 | 11.4364 |  | sqft | 5% | 85% | Retrofit | Retro3Slow | 83.58% | TBD | 0.2% | 858.3728 |  | 636.574 |  | 0.057865 | IL TRM - 4.4.22 - CI-HVC-O2TC-V01-140601 | GBLR_O2TRM-Heating-MEMD-2018-1 | IL TRM - 4.4.22 - CI-HVC-O2TC-V01-140601 | Average performance | Average performance | Average performance | Average performance | Average performance | Average performance | Average performance | Average performance | Average performance | Average performance | Average performance | Average performance | Average performance | Average performance | Average performance | Average performance | Average performance | Average performance | Average performance | Average performance | Average performance | Average performance | Average performance | Average performance | Average performance | Average performance | Average performance | Average performance | Average performance | Average performance | Average performance | Optimized burner controls | Optimized burner controls | Optimized burner controls | Optimized burner controls | Optimized burner controls | Optimized burner controls | Optimized burner controls | Optimized burner controls | Optimized burner controls | Optimized burner controls | Optimized burner controls | Optimized burner controls | Optimized burner controls | Optimized burner controls | Optimized burner controls | Optimized burner controls | Optimized burner controls | Optimized burner controls | Optimized burner controls | Optimized burner controls | Optimized burner controls | Optimized burner controls | Optimized burner controls | Optimized burner controls | Optimized burner controls | Optimized burner controls | Optimized burner controls | Optimized burner controls | Optimized burner controls | Optimized burner controls | Optimized burner controls | 22.87 | 22.87 | 22.87 | 22.87 | 22.87 | 22.87 | 22.87 | 22.87 | 22.87 | 22.87 | 22.87 | 22.87 | 22.87 | 22.87 | 22.87 | 22.87 | 22.87 | 22.87 | 22.87 | 22.87 | 22.87 | 22.87 | 22.87 | 22.87 | 22.87 | 22.87 | 22.87 | 22.87 | 22.87 | 22.87 | 22.87 | 0 | 0 | 0 | 0 | 0 | 1.0157 | 1.0111 | 1.0065 | 1.002 | 0.99741 | 0.99257 | 0.98814 | 0.98392 | 0.97941 | 0.97588 | 0.97204 | 0.96889 | 0.9657 | 0.96245 | 0.95984 | 0.95698 | 0.95427 | 0.95157 | 0.94889 | 0.94622 | 0.94601 | 0.94581 | 0.94564 | 1.0203 | 1.0203 | 1.0203 | 0.026561 | 0.041542 | 0.082219 | 0.14331 | 0.22209 | 0.30549 | 0.38601 | 0.44751 | 0.47211 | 0.4722 | 0.4348 | 0.37927 | 0.30974 | 0.23796 | 0.17507 | 0.12168 | 0.080575 | 0.050943 | 0.030817 | 0.020741 | 0 | 0 | 0 | 0 | 0 | 0 | 0.026561 | 0.067984 | 0.14989 | 0.29253 | 0.51328 | 0.81628 | 1.1986 | 1.641 | 2.1056 | 2.5702 | 2.9949 | 3.3645 | 3.6632 | 3.8888 | 4.0533 | 4.1629 | 4.2317 | 4.2707 | 4.2894 | 4.2981 | 4.2972 | 4.2963 | 4.2955 | 0 | 0 | 0 | 26.151 | 41.0845 | 81.6843 | 143.0249 | 222.6671 | 307.7753 | 390.6435 | 454.8254 | 482.0339 | 483.8744 | 447.3093 | 391.4465 | 320.7452 | 247.2432 | 182.395 | 127.1485 | 84.436 | 53.5362 | 32.4765 | 21.92 | 0 | 0 | 0 | 0 | 0 | 0 | 26.151 | 67.2355 | 148.9198 | 291.9447 | 514.6118 | 822.3871 | 1213.0306 | 1667.856 | 2149.89 | 2633.7643 | 3081.0737 | 3472.5201 | 3793.2653 | 4040.5085 | 4222.9035 | 4350.0521 | 4434.4881 | 4488.0243 | 4520.5008 | 4542.4208 | 4542.4208 | 4542.4208 | 4542.4208 | 4542.4208 | 4542.4208 | 4542.4208 | 0.022592 | 0.035358 | 0.070028 | 0.12214 | 0.18942 | 0.26074 | 0.32969 | 0.38247 | 0.40377 | 0.40407 | 0.37229 | 0.3249 | 0.26547 | 0.20405 | 0.15019 | 0.10443 | 0.069183 | 0.04376 | 0.026482 | 0.017832 | 0 | 0 | 0 | 0 | 0 | 0 | 0.022592 | 0.057865 | 0.12767 | 0.24932 | 0.43777 | 0.69671 | 1.0238 | 1.4025 | 1.8008 | 2.1994 | 2.5643 | 2.8822 | 3.1396 | 3.3346 | 3.4772 | 3.5728 | 3.6334 | 3.6684 | 3.6862 | 3.6952 | 3.6945 | 3.6939 | 3.6933 | 0 | 0 | 0 | 22.2284 | 34.9218 | 69.4317 | 121.5711 | 189.267 | 261.609 | 332.047 | 386.6016 | 409.7288 | 411.2932 | 380.2129 | 332.7295 | 272.6334 | 210.1567 | 155.0358 | 108.0763 | 71.7706 | 45.5058 | 27.605 | 18.632 | 0 | 0 | 0 | 0 | 0 | 0 | 22.2284 | 57.1502 | 126.5819 | 248.153 | 437.4201 | 699.029 | 1031.076 | 1417.6776 | 1827.4065 | 2238.6997 | 2618.9126 | 2951.6421 | 3224.2755 | 3434.4322 | 3589.468 | 3697.5443 | 3769.3149 | 3814.8207 | 3842.4257 | 3861.0577 | 3861.0577 | 3861.0577 | 3861.0577 | 3861.0577 | 3861.0577 | 3861.0577 | 0.022592 | 0.035358 | 0.070028 | 0.12214 | 0.18942 | 0.26074 | 0.32969 | 0.38247 | 0.40377 | 0.40407 | 0.37229 | 0.3249 | 0.26547 | 0.20405 | 0.15019 | 0.10443 | 0.069183 | 0.04376 | 0.026482 | 0.017832 | 0 | 0 | 0 | 0 | 0 | 0 | 0.022592 | 0.057865 | 0.12767 | 0.24932 | 0.43777 | 0.69671 | 1.0238 | 1.4025 | 1.8008 | 2.1994 | 2.5643 | 2.8822 | 3.1396 | 3.3346 | 3.4772 | 3.5728 | 3.6334 | 3.6684 | 3.6862 | 3.6952 | 3.6945 | 3.6939 | 3.6933 | 0 | 0 | 0 | 22.2284 | 34.9218 | 69.4317 | 121.5711 | 189.267 | 261.609 | 332.047 | 386.6016 | 409.7288 | 411.2932 | 380.2129 | 332.7295 | 272.6334 | 210.1567 | 155.0358 | 108.0763 | 71.7706 | 45.5058 | 27.605 | 18.632 | 0 | 0 | 0 | 0 | 0 | 0 | 22.2284 | 57.1502 | 126.5819 | 248.153 | 437.4201 | 699.029 | 1031.076 | 1417.6776 | 1827.4065 | 2238.6997 | 2618.9126 | 2951.6421 | 3224.2755 | 3434.4322 | 3589.468 | 3697.5443 | 3769.3149 | 3814.8207 | 3842.4257 | 3861.0577 | 3861.0577 | 3861.0577 | 3861.0577 | 3861.0577 | 3861.0577 | 3861.0577 | 0.022592 | 0.035358 | 0.070028 | 0.12214 | 0.18942 | 0.26074 | 0.32969 | 0.38247 | 0.40377 | 0.40407 | 0.37229 | 0.3249 | 0.26547 | 0.20405 | 0.15019 | 0.10443 | 0.069183 | 0.04376 | 0.026482 | 0.017832 | 0 | 0 | 0 | 0 | 0 | 0 | 0.022592 | 0.057865 | 0.12767 | 0.24932 | 0.43777 | 0.69671 | 1.0238 | 1.4025 | 1.8008 | 2.1994 | 2.5643 | 2.8822 | 3.1396 | 3.3346 | 3.4772 | 3.5728 | 3.6334 | 3.6684 | 3.6862 | 3.6952 | 3.6945 | 3.6939 | 3.6933 | 0 | 0 | 0 | 22.2284 | 34.9218 | 69.4317 | 121.5711 | 189.267 | 261.609 | 332.047 | 386.6016 | 409.7288 | 411.2932 | 380.2129 | 332.7295 | 272.6334 | 210.1567 | 155.0358 | 108.0763 | 71.7706 | 45.5058 | 27.605 | 18.632 | 0 | 0 | 0 | 0 | 0 | 0 | 22.2284 | 57.1502 | 126.5819 | 248.153 | 437.4201 | 699.029 | 1031.076 | 1417.6776 | 1827.4065 | 2238.6997 | 2618.9126 | 2951.6421 | 3224.2755 | 3434.4322 | 3589.468 | 3697.5443 | 3769.3149 | 3814.8207 | 3842.4257 | 3861.0577 | 3861.0577 | 3861.0577 | 3861.0577 | 3861.0577 | 3861.0577 | 3861.0577 | 829.3592 | 832.8166 | 836.2809 | 839.7927 | 843.324 | 846.7846 | 850.2388 | 853.684 | 857.1173 | 860.7817 | 864.1725 | 867.5516 | 870.901 | 874.2266 | 877.585 | 880.8531 | 884.2803 | 887.6143 | 890.8677 | 894.166 | 897.1972 | 899.9814 | 902.5374 | 904.8827 | 907.034 | 909.0065 | 615.0573 | 617.6214 | 620.1906 | 622.7949 | 625.4137 | 627.9801 | 630.5418 | 633.0968 | 635.6429 | 638.3605 | 640.8751 | 643.3811 | 645.865 | 648.3312 | 650.8219 | 653.2455 | 655.7872 | 658.2597 | 660.6724 | 663.1184 | 665.3664 | 667.4312 | 669.3267 | 671.066 | 672.6614 | 674.1242
WA_Industrial_Instruments_Existing_Space Heating_Natural Gas_HVAC - Demand Controlled Ventilation_A | WA | Industrial | Instruments | Existing | Space Heating | Natural Gas | HVAC - Demand Controlled Ventilation | A | IM497 | Constant ventilation | DCV enabled | 6 | 0.047236 | 0 | 0 | 0.29 | 0.01 | 0 | 0 | 0.14435 |  | sqft | 55% | 75% | Retrofit | RetroEven20 | 76.5% | TBD | 0.2% | 1653.4557 |  | 1129.9365 |  | 0.18116 | IL TRM v11 - 4.4.19 - Demand Controlled Ventilation - CI-HVC-DCV-V06-220101 | IL TRM v11 - 4.4.19 - Demand Controlled Ventilation - CI-HVC-DCV-V06-220101 | IL TRM v11 - 4.4.19 - Demand Controlled Ventilation - CI-HVC-DCV-V06-220101 | Constant ventilation | Constant ventilation | Constant ventilation | Constant ventilation | Constant ventilation | Constant ventilation | Constant ventilation | Constant ventilation | Constant ventilation | Constant ventilation | Constant ventilation | Constant ventilation | Constant ventilation | Constant ventilation | Constant ventilation | Constant ventilation | Constant ventilation | Constant ventilation | Constant ventilation | Constant ventilation | Constant ventilation | Constant ventilation | Constant ventilation | Constant ventilation | Constant ventilation | Constant ventilation | Constant ventilation | Constant ventilation | Constant ventilation | Constant ventilation | Constant ventilation | DCV enabled | DCV enabled | DCV enabled | DCV enabled | DCV enabled | DCV enabled | DCV enabled | DCV enabled | DCV enabled | DCV enabled | DCV enabled | DCV enabled | DCV enabled | DCV enabled | DCV enabled | DCV enabled | DCV enabled | DCV enabled | DCV enabled | DCV enabled | DCV enabled | DCV enabled | DCV enabled | DCV enabled | DCV enabled | DCV enabled | DCV enabled | DCV enabled | DCV enabled | DCV enabled | DCV enabled | 0.29 | 0.29 | 0.29 | 0.29 | 0.29 | 0.29 | 0.29 | 0.29 | 0.29 | 0.29 | 0.29 | 0.29 | 0.29 | 0.29 | 0.29 | 0.29 | 0.29 | 0.29 | 0.29 | 0.29 | 0.29 | 0.29 | 0.29 | 0.29 | 0.29 | 0.29 | 0.29 | 0.29 | 0.29 | 0.29 | 0.29 | 0 | 0 | 0 | 0 | 0 | 0.045567 | 0.044991 | 0.044258 | 0.043491 | 0.042689 | 0.041856 | 0.041001 | 0.040143 | 0.039252 | 0.038346 | 0.037457 | 0.036606 | 0.035809 | 0.035054 | 0.034381 | 0.03375 | 0.03316 | 0.032622 | 0.032136 | 0.031685 | 0.031329 | 0.031011 | 0.030707 | 0.036718 | 0.036492 | 0.03628 | 0.10763 | 0.10622 | 0.10387 | 0.10212 | 0.10032 | 0.097116 | 0.094873 | 0.092698 | 0.089201 | 0.087476 | 0.084633 | 0.08272 | 0.080512 | 0.078112 | 0.076702 | 0.074983 | 0.073386 | 0.071933 | 0.070621 | 0.06941 | 0 | 0 | 0 | 0 | 0 | 0 | 0.10763 | 0.21249 | 0.3129 | 0.4096 | 0.50237 | 0.58968 | 0.67251 | 0.75113 | 0.82365 | 0.89213 | 0.95608 | 1.0171 | 1.0754 | 1.1309 | 1.1859 | 1.2391 | 1.2908 | 1.3418 | 1.3925 | 1.4423 | 1.4261 | 1.4116 | 1.3978 | 0 | 0 | 0 | 2362.0987 | 2360.8023 | 2346.8798 | 2348.1486 | 2350.0903 | 2320.2465 | 2313.9061 | 2309.2079 | 2272.5384 | 2281.2151 | 2259.4607 | 2259.7539 | 2248.3805 | 2228.3251 | 2230.9646 | 2221.7391 | 2213.098 | 2205.0342 | 2197.5408 | 2190.611 | 0 | 0 | 0 | 0 | 0 | 0 | 2362.0987 | 4722.901 | 7069.7809 | 9417.9295 | 11768.0198 | 14088.2663 | 16402.1724 | 18711.3803 | 20983.9187 | 23265.1337 | 25524.5944 | 27784.3484 | 30032.7288 | 32261.0539 | 34492.0185 | 36713.7576 | 38926.8556 | 41131.8898 | 43329.4306 | 45520.0416 | 45520.0416 | 45520.0416 | 45520.0416 | 45520.0416 | 45520.0416 | 45520.0416 | 0.091624 | 0.090554 | 0.088743 | 0.08745 | 0.086116 | 0.083579 | 0.081862 | 0.0802 | 0.077407 | 0.076132 | 0.073888 | 0.072429 | 0.070651 | 0.068681 | 0.067538 | 0.066108 | 0.064773 | 0.063556 | 0.062494 | 0.061521 | 0 | 0 | 0 | 0 | 0 | 0 | 0.091624 | 0.18116 | 0.26733 | 0.35074 | 0.43122 | 0.50748 | 0.58028 | 0.64986 | 0.71475 | 0.77644 | 0.83469 | 0.89054 | 0.94372 | 0.99435 | 1.0442 | 1.0924 | 1.1393 | 1.1855 | 1.2322 | 1.2784 | 1.2657 | 1.2544 | 1.2439 | 0 | 0 | 0 | 2007.7839 | 2006.682 | 1994.8478 | 1995.9263 | 1997.5767 | 1972.2096 | 1966.8202 | 1962.8267 | 1931.6577 | 1939.0328 | 1920.5416 | 1920.7908 | 1911.1234 | 1894.0763 | 1896.3199 | 1888.4782 | 1881.1333 | 1874.2791 | 1867.9097 | 1862.0193 | 0 | 0 | 0 | 0 | 0 | 0 | 2007.7839 | 4014.4659 | 6009.3137 | 8005.2401 | 10002.8168 | 11975.0264 | 13941.8465 | 15904.6732 | 17836.3309 | 19775.3637 | 21695.9053 | 23616.6961 | 25527.8195 | 27421.8958 | 29318.2158 | 31206.694 | 33087.8272 | 34962.1063 | 36830.016 | 38692.0354 | 38692.0354 | 38692.0354 | 38692.0354 | 38692.0354 | 38692.0354 | 38692.0354 | 0 | 0 | 0 | 0 | 0 | 0 | 0 | 0 | 0 | 0 | 0 | 0 | 0 | 0 | 0 | 0 | 0 | 0 | 0 | 0 | 0 | 0 | 0 | 0 | 0 | 0 | 0 | 0 | 0 | 0 | 0 | 0 | 0 | 0 | 0 | 0 | 0 | 0 | 0 | 0 | 0 | 0 | 0 | 0 | 0 | 0 | 0 | 0 | 0 | 0 | 0 | 0 | 0 | 0 | 0 | 0 | 0 | 0 | 0 | 0 | 0 | 0 | 0 | 0 | 0 | 0 | 0 | 0 | 0 | 0 | 0 | 0 | 0 | 0 | 0 | 0 | 0 | 0 | 0 | 0 | 0 | 0 | 0 | 0 | 0 | 0 | 0 | 0 | 0 | 0 | 0 | 0 | 0 | 0 | 0 | 0 | 0 | 0 | 0 | 0 | 0 | 0 | 0 | 0 | 0 | 0.090554 | 0.088743 | 0.08745 | 0.086116 | 0.083579 | 0.081862 | 0.0802 | 0.077407 | 0.076132 | 0.073888 | 0.072429 | 0.070651 | 0.068681 | 0.067538 | 0.066108 | 0.064773 | 0.063556 | 0.062494 | 0.061521 | 0.060733 | 0 | 0 | 0 | 0 | 0 | 0 | 0.090554 | 0.17801 | 0.26277 | 0.34467 | 0.4224 | 0.49672 | 0.56782 | 0.63429 | 0.69761 | 0.75745 | 0.81483 | 0.86949 | 0.92154 | 0.97266 | 1.0221 | 1.0702 | 1.1175 | 1.165 | 1.212 | 1.2607 | 1.2495 | 1.239 | 0 | 0 | 0 | 0 | 2006.682 | 1994.8478 | 1995.9263 | 1997.5767 | 1972.2096 | 1966.8202 | 1962.8267 | 1931.6577 | 1939.0328 | 1920.5416 | 1920.7908 | 1911.1234 | 1894.0763 | 1896.3199 | 1888.4782 | 1881.1333 | 1874.2791 | 1867.9097 | 1862.0193 | 1856.6024 | 0 | 0 | 0 | 0 | 0 | 0 | 2006.682 | 4001.5298 | 5997.4562 | 7995.0329 | 9967.2425 | 11934.0626 | 13896.8893 | 15828.547 | 17767.5798 | 19688.1214 | 21608.9122 | 23520.0356 | 25414.1119 | 27310.4318 | 29198.91 | 31080.0433 | 32954.3224 | 34822.2321 | 36684.2515 | 38540.8539 | 38540.8539 | 38540.8539 | 38540.8539 | 38540.8539 | 38540.8539 | 1510.4051 | 1524.1617 | 1542.0276 | 1560.5942 | 1579.6895 | 1598.8273 | 1618.2704 | 1637.0068 | 1655.0418 | 1673.6477 | 1690.265 | 1706.2495 | 1721.5317 | 1736.1671 | 1751.2241 | 1766.0661 | 1781.079 | 1796.8187 | 1812.2019 | 1827.2551 | 1841.5826 | 1855.2082 | 1868.1561 | 1880.4508 | 1892.1172 | 1903.1799 | 1032.1787 | 1041.5797 | 1053.7889 | 1066.4769 | 1079.5262 | 1092.6046 | 1105.8916 | 1118.6957 | 1131.0203 | 1143.7352 | 1155.0912 | 1166.0146 | 1176.4582 | 1186.4597 | 1196.7493 | 1206.892 | 1217.1515 | 1227.9077 | 1238.4202 | 1248.7073 | 1258.4984 | 1267.8099 | 1276.6582 | 1285.0601 | 1293.0326 | 1300.5927
WA_Industrial_Instruments_Existing_Space Heating_Natural Gas_Gas Boiler - Stack Economizer_A | WA | Industrial | Instruments | Existing | Space Heating | Natural Gas | Gas Boiler - Stack Economizer | A | IM498 | None | Economizer installed | 15 | 4.1349 | 0 | 0 | 0.54 | 0 | 0 | 0 | 0.2682 |  | employee | 15% | 55% | Retrofit | Retro12Med | 84.73% | TBD | 0.2% | 7.8477 |  | 5.9668 |  | 0.058386 | IL TRM - 4.4.28 - CI-HVC-BECO-V02-210101 | XCEL CO 2019-2020 DSM Plan | IL TRM - 4.4.28 - CI-HVC-BECO-V02-210101 | None | None | None | None | None | None | None | None | None | None | None | None | None | None | None | None | None | None | None | None | None | None | None | None | None | None | None | None | None | None | None | Economizer installed | Economizer installed | Economizer installed | Economizer installed | Economizer installed | Economizer installed | Economizer installed | Economizer installed | Economizer installed | Economizer installed | Economizer installed | Economizer installed | Economizer installed | Economizer installed | Economizer installed | Economizer installed | Economizer installed | Economizer installed | Economizer installed | Economizer installed | Economizer installed | Economizer installed | Economizer installed | Economizer installed | Economizer installed | Economizer installed | Economizer installed | Economizer installed | Economizer installed | Economizer installed | Economizer installed | 0.54 | 0.54 | 0.54 | 0.54 | 0.54 | 0.54 | 0.54 | 0.54 | 0.54 | 0.54 | 0.54 | 0.54 | 0.54 | 0.54 | 0.54 | 0.54 | 0.54 | 0.54 | 0.54 | 0.54 | 0.54 | 0.54 | 0.54 | 0.54 | 0.54 | 0.54 | 0.54 | 0.54 | 0.54 | 0.54 | 0.54 | 0 | 0 | 0 | 0 | 0 | 4.0562 | 4.0211 | 3.9831 | 3.9434 | 3.9024 | 3.8605 | 3.8181 | 3.7751 | 3.7301 | 3.6825 | 3.6362 | 3.5906 | 3.5485 | 3.5077 | 3.4698 | 3.4337 | 3.3965 | 3.3624 | 3.3301 | 3.298 | 3.2683 | 3.2426 | 3.2181 | 3.5093 | 3.4949 | 3.4817 | 0.034567 | 0.03425 | 0.033726 | 0.033408 | 0.033087 | 0.029085 | 0.022949 | 0.018116 | 0.014093 | 0.011173 | 0.0087416 | 0.0069065 | 0.0054329 | 0.0042581 | 0.0033737 | 0.0026598 | 1.7875e-05 | 6.2971e-06 | 2.1188e-06 | 6.8212e-07 | 5.7291e-07 | 5.6688e-07 | 5.6124e-07 | 6.1068e-07 | 6.0699e-07 | 6.0368e-07 | 0.034567 | 0.068519 | 0.1016 | 0.13399 | 0.16568 | 0.19299 | 0.21382 | 0.22953 | 0.24088 | 0.24898 | 0.2546 | 0.25831 | 0.26071 | 0.26197 | 0.26252 | 0.26244 | 0.25962 | 0.25702 | 0.25455 | 0.2521 | 0.24983 | 0.24787 | 0.246 | 0 | 0 | 0 | 8.5221 | 8.5175 | 8.4672 | 8.4718 | 8.4788 | 7.534 | 6.0107 | 4.7988 | 3.7781 | 3.034 | 2.4041 | 1.9235 | 1.5311 | 1.2139 | 0.97229 | 0.77461 | 0.0052629 | 0.0018728 | 0.00063627 | 0.00020683 | 0.00017529 | 0.00017482 | 0.0001744 | 0.00017402 | 0.00017368 | 0.00017339 | 8.5221 | 17.0396 | 25.5068 | 33.9786 | 42.4574 | 49.9915 | 56.0022 | 60.8011 | 64.5792 | 67.6132 | 70.0173 | 71.9408 | 73.4718 | 74.6858 | 75.658 | 76.4327 | 76.4379 | 76.4398 | 76.4404 | 76.4406 | 76.4408 | 76.441 | 76.4412 | 76.4413 | 76.4415 | 76.4417 | 0.029418 | 0.029185 | 0.028791 | 0.028574 | 0.028356 | 0.024977 | 0.019747 | 0.015618 | 0.012174 | 0.0096707 | 0.0075814 | 0.0060004 | 0.0047249 | 0.0037061 | 0.0029376 | 0.0023168 | 1.5576e-05 | 5.4894e-06 | 1.8491e-06 | 5.9599e-07 | 5.0122e-07 | 4.9655e-07 | 4.9228e-07 | 5.1908e-07 | 5.1594e-07 | 5.1313e-07 | 0.029418 | 0.058386 | 0.086729 | 0.1146 | 0.14199 | 0.16573 | 0.18398 | 0.19788 | 0.2081 | 0.21551 | 0.2208 | 0.22442 | 0.22673 | 0.22802 | 0.22859 | 0.2286 | 0.22623 | 0.22406 | 0.22214 | 0.22027 | 0.21857 | 0.21711 | 0.21577 | 0 | 0 | 0 | 7.2438 | 7.2398 | 7.1971 | 7.201 | 7.207 | 6.4039 | 5.1091 | 4.079 | 3.2114 | 2.5789 | 2.0435 | 1.635 | 1.3014 | 1.0318 | 0.82645 | 0.65842 | 0.0044735 | 0.0015919 | 0.00054083 | 0.0001758 | 0.000149 | 0.0001486 | 0.00014824 | 0.00014792 | 0.00014763 | 0.00014738 | 7.2438 | 14.4837 | 21.6808 | 28.8818 | 36.0888 | 42.4927 | 47.6019 | 51.6809 | 54.8923 | 57.4712 | 59.5147 | 61.1497 | 62.4511 | 63.4829 | 64.3093 | 64.9678 | 64.9722 | 64.9738 | 64.9744 | 64.9745 | 64.9747 | 64.9748 | 64.975 | 64.9751 | 64.9753 | 64.9754 | 0.029426 | 0.029205 | 0.028824 | 0.028624 | 0.028423 | 0.025053 | 0.01982 | 0.015686 | 0.012237 | 0.0097281 | 0.0076323 | 0.0060451 | 0.0047637 | 0.0037397 | 0.0029665 | 0.0023414 | 1.5756e-05 | 5.5573e-06 | 1.8723e-06 | 6.0355e-07 | 5.0764e-07 | 5.0296e-07 | 4.9868e-07 | 5.1908e-07 | 5.1594e-07 | 5.1313e-07 | 0.029426 | 0.058425 | 0.086831 | 0.11481 | 0.14233 | 0.16623 | 0.18466 | 0.19875 | 0.20917 | 0.21679 | 0.22229 | 0.22609 | 0.2286 | 0.23008 | 0.23083 | 0.23103 | 0.22883 | 0.22683 | 0.22493 | 0.22307 | 0.22137 | 0.21992 | 0.21858 | 0 | 0 | 0 | 7.2438 | 7.2398 | 7.1971 | 7.201 | 7.207 | 6.4039 | 5.1091 | 4.079 | 3.2114 | 2.5789 | 2.0435 | 1.635 | 1.3014 | 1.0318 | 0.82645 | 0.65842 | 0.0044735 | 0.0015919 | 0.00054083 | 0.0001758 | 0.000149 | 0.0001486 | 0.00014824 | 0.00014792 | 0.00014763 | 0.00014738 | 7.2438 | 14.4837 | 21.6808 | 28.8818 | 36.0888 | 42.4927 | 47.6019 | 51.6809 | 54.8923 | 57.4712 | 59.5147 | 61.1497 | 62.4511 | 63.4829 | 64.3093 | 64.9678 | 64.9722 | 64.9738 | 64.9744 | 64.9745 | 64.9747 | 64.9748 | 64.975 | 64.9751 | 64.9753 | 64.9754 | 0.029418 | 0.029185 | 0.028791 | 0.028574 | 0.028356 | 0.024977 | 0.019747 | 0.015618 | 0.012174 | 0.0096707 | 0.0075814 | 0.0060004 | 0.0047249 | 0.0037061 | 0.0029376 | 0.0023168 | 1.5576e-05 | 5.4894e-06 | 1.8491e-06 | 5.9599e-07 | 5.0122e-07 | 4.9655e-07 | 4.9228e-07 | 5.1908e-07 | 5.1594e-07 | 5.1313e-07 | 0.029418 | 0.058386 | 0.086729 | 0.1146 | 0.14199 | 0.16573 | 0.18398 | 0.19788 | 0.2081 | 0.21551 | 0.2208 | 0.22442 | 0.22673 | 0.22802 | 0.22859 | 0.2286 | 0.22623 | 0.22406 | 0.22214 | 0.22027 | 0.21857 | 0.21711 | 0.21577 | 0 | 0 | 0 | 7.2438 | 7.2398 | 7.1971 | 7.201 | 7.207 | 6.4039 | 5.1091 | 4.079 | 3.2114 | 2.5789 | 2.0435 | 1.635 | 1.3014 | 1.0318 | 0.82645 | 0.65842 | 0.0044735 | 0.0015919 | 0.00054083 | 0.0001758 | 0.000149 | 0.0001486 | 0.00014824 | 0.00014792 | 0.00014763 | 0.00014738 | 7.2438 | 14.4837 | 21.6808 | 28.8818 | 36.0888 | 42.4927 | 47.6019 | 51.6809 | 54.8923 | 57.4712 | 59.5147 | 61.1497 | 62.4511 | 63.4829 | 64.3093 | 64.9678 | 64.9722 | 64.9738 | 64.9744 | 64.9745 | 64.9747 | 64.9748 | 64.975 | 64.9751 | 64.9753 | 64.9754 | 7.6113 | 7.6396 | 7.6679 | 7.6966 | 7.7254 | 7.7535 | 7.7817 | 7.8097 | 7.8376 | 7.8673 | 7.8948 | 7.9222 | 7.9493 | 7.9762 | 8.0033 | 8.0297 | 8.0573 | 8.0842 | 8.1104 | 8.1369 | 8.1613 | 8.1837 | 8.2042 | 8.223 | 8.2403 | 8.2561 | 5.787 | 5.8085 | 5.83 | 5.8518 | 5.8737 | 5.8951 | 5.9165 | 5.9378 | 5.959 | 5.9816 | 6.0025 | 6.0234 | 6.044 | 6.0644 | 6.0851 | 6.1051 | 6.1261 | 6.1466 | 6.1665 | 6.1867 | 6.2052 | 6.2222 | 6.2378 | 6.2521 | 6.2652 | 6.2772
WA_Industrial_Instruments_Existing_Process_Natural Gas_Gas Boiler - Stack Economizer_A | WA | Industrial | Instruments | Existing | Process | Natural Gas | Gas Boiler - Stack Economizer | A | IM499 | None | Economizer installed | 15 | 3.3775 | 0 | 0 | 0.54 | 0 | 0 | 0 | 0.2682 |  | sqft | 15% | 55% | Retrofit | Retro12Med | 84.73% | TBD | 0.2% | 7.8477 |  | 5.9668 |  | 1.4831 | IL TRM - 4.4.28 - CI-HVC-BECO-V02-210101 | XCEL CO 2019-2020 DSM Plan | IL TRM - 4.4.29 - CI-HVC-PECO-V01-150601 | None | None | None | None | None | None | None | None | None | None | None | None | None | None | None | None | None | None | None | None | None | None | None | None | None | None | None | None | None | None | None | Economizer installed | Economizer installed | Economizer installed | Economizer installed | Economizer installed | Economizer installed | Economizer installed | Economizer installed | Economizer installed | Economizer installed | Economizer installed | Economizer installed | Economizer installed | Economizer installed | Economizer installed | Economizer installed | Economizer installed | Economizer installed | Economizer installed | Economizer installed | Economizer installed | Economizer installed | Economizer installed | Economizer installed | Economizer installed | Economizer installed | Economizer installed | Economizer installed | Economizer installed | Economizer installed | Economizer installed | 0.54 | 0.54 | 0.54 | 0.54 | 0.54 | 0.54 | 0.54 | 0.54 | 0.54 | 0.54 | 0.54 | 0.54 | 0.54 | 0.54 | 0.54 | 0.54 | 0.54 | 0.54 | 0.54 | 0.54 | 0.54 | 0.54 | 0.54 | 0.54 | 0.54 | 0.54 | 0.54 | 0.54 | 0.54 | 0.54 | 0.54 | 0 | 0 | 0 | 0 | 0 | 3.3763 | 3.3754 | 3.3748 | 3.3743 | 3.3739 | 3.3735 | 3.3732 | 3.373 | 3.3727 | 3.3725 | 3.3723 | 3.3722 | 3.3721 | 3.372 | 3.3719 | 3.3718 | 3.3718 | 3.3717 | 3.3717 | 3.3716 | 3.3716 | 3.3716 | 3.3716 | 3.3775 | 3.3775 | 3.3775 | 0.87282 | 0.87212 | 0.86682 | 0.86717 | 0.86779 | 0.771 | 0.61506 | 0.49101 | 0.38654 | 0.31039 | 0.24593 | 0.19677 | 0.15661 | 0.12417 | 0.099452 | 0.079231 | 0.0005383 | 0.00019155 | 6.5078e-05 | 2.1154e-05 | 1.7928e-05 | 1.788e-05 | 1.7837e-05 | 1.7829e-05 | 1.7795e-05 | 1.7764e-05 | 0.87282 | 1.7447 | 2.6112 | 3.478 | 4.3454 | 5.1159 | 5.7305 | 6.2211 | 6.6071 | 6.9171 | 7.1627 | 7.3592 | 7.5155 | 7.6395 | 7.7388 | 7.8179 | 7.8183 | 7.8183 | 7.8183 | 7.8182 | 7.8182 | 7.8182 | 7.8181 | 0 | 0 | 0 | 258.5172 | 258.3753 | 256.8516 | 256.9905 | 257.203 | 228.5431 | 182.3348 | 145.5717 | 114.6081 | 92.0365 | 72.9271 | 58.3492 | 46.4444 | 36.8241 | 29.4942 | 23.4978 | 0.15965 | 0.05681 | 0.019301 | 0.006274 | 0.0053174 | 0.0053032 | 0.0052904 | 0.0052788 | 0.0052686 | 0.0052596 | 258.5172 | 516.8926 | 773.7442 | 1030.7347 | 1287.9376 | 1516.4807 | 1698.8156 | 1844.3873 | 1958.9953 | 2051.0318 | 2123.9589 | 2182.3081 | 2228.7525 | 2265.5766 | 2295.0708 | 2318.5686 | 2318.7283 | 2318.7851 | 2318.8044 | 2318.8107 | 2318.816 | 2318.8213 | 2318.8266 | 2318.8318 | 2318.8371 | 2318.8424 | 0.74194 | 0.74137 | 0.73689 | 0.7372 | 0.73773 | 0.65546 | 0.5229 | 0.41744 | 0.32863 | 0.26389 | 0.20909 | 0.16729 | 0.13315 | 0.10557 | 0.084555 | 0.067363 | 0.00045767 | 0.00016286 | 5.533e-05 | 1.7985e-05 | 1.5243e-05 | 1.5202e-05 | 1.5165e-05 | 1.5155e-05 | 1.5125e-05 | 1.51e-05 | 0.74194 | 1.4831 | 2.2198 | 2.9568 | 3.6942 | 4.3493 | 4.8718 | 5.289 | 5.6172 | 5.8809 | 6.0897 | 6.2568 | 6.3897 | 6.4951 | 6.5796 | 6.6468 | 6.6472 | 6.6473 | 6.6472 | 6.6472 | 6.6472 | 6.6472 | 6.6472 | 0 | 0 | 0 | 219.7396 | 219.619 | 218.3239 | 218.4419 | 218.6225 | 194.2616 | 154.9846 | 123.7359 | 97.4168 | 78.231 | 61.988 | 49.5968 | 39.4778 | 31.3005 | 25.0701 | 19.9731 | 0.1357 | 0.048288 | 0.016406 | 0.0053329 | 0.0045198 | 0.0045077 | 0.0044968 | 0.004487 | 0.0044783 | 0.0044707 | 219.7396 | 439.3587 | 657.6826 | 876.1245 | 1094.747 | 1289.0086 | 1443.9932 | 1567.7292 | 1665.146 | 1743.377 | 1805.365 | 1854.9619 | 1894.4396 | 1925.7401 | 1950.8102 | 1970.7833 | 1970.919 | 1970.9673 | 1970.9837 | 1970.9891 | 1970.9936 | 1970.9981 | 1971.0026 | 1971.0071 | 1971.0115 | 1971.016 | 0.74194 | 0.74137 | 0.73689 | 0.7372 | 0.73773 | 0.65546 | 0.5229 | 0.41744 | 0.32863 | 0.26389 | 0.20909 | 0.16729 | 0.13315 | 0.10557 | 0.084555 | 0.067363 | 0.00045767 | 0.00016286 | 5.533e-05 | 1.7985e-05 | 1.5243e-05 | 1.5202e-05 | 1.5165e-05 | 1.5155e-05 | 1.5125e-05 | 1.51e-05 | 0.74194 | 1.4831 | 2.2198 | 2.9568 | 3.6942 | 4.3493 | 4.8718 | 5.289 | 5.6172 | 5.8809 | 6.0897 | 6.2568 | 6.3897 | 6.4951 | 6.5796 | 6.6468 | 6.6472 | 6.6473 | 6.6472 | 6.6472 | 6.6472 | 6.6472 | 6.6472 | 0 | 0 | 0 | 219.7396 | 219.619 | 218.3239 | 218.4419 | 218.6225 | 194.2616 | 154.9846 | 123.7359 | 97.4168 | 78.231 | 61.988 | 49.5968 | 39.4778 | 31.3005 | 25.0701 | 19.9731 | 0.1357 | 0.048288 | 0.016406 | 0.0053329 | 0.0045198 | 0.0045077 | 0.0044968 | 0.004487 | 0.0044783 | 0.0044707 | 219.7396 | 439.3587 | 657.6826 | 876.1245 | 1094.747 | 1289.0086 | 1443.9932 | 1567.7292 | 1665.146 | 1743.377 | 1805.365 | 1854.9619 | 1894.4396 | 1925.7401 | 1950.8102 | 1970.7833 | 1970.919 | 1970.9673 | 1970.9837 | 1970.9891 | 1970.9936 | 1970.9981 | 1971.0026 | 1971.0071 | 1971.0115 | 1971.016 | 0.74194 | 0.74137 | 0.73689 | 0.7372 | 0.73773 | 0.65546 | 0.5229 | 0.41744 | 0.32863 | 0.26389 | 0.20909 | 0.16729 | 0.13315 | 0.10557 | 0.084555 | 0.067363 | 0.00045767 | 0.00016286 | 5.533e-05 | 1.7985e-05 | 1.5243e-05 | 1.5202e-05 | 1.5165e-05 | 1.5155e-05 | 1.5125e-05 | 1.51e-05 | 0.74194 | 1.4831 | 2.2198 | 2.9568 | 3.6942 | 4.3493 | 4.8718 | 5.289 | 5.6172 | 5.8809 | 6.0897 | 6.2568 | 6.3897 | 6.4951 | 6.5796 | 6.6468 | 6.6472 | 6.6473 | 6.6472 | 6.6472 | 6.6472 | 6.6472 | 6.6472 | 0 | 0 | 0 | 219.7396 | 219.619 | 218.3239 | 218.4419 | 218.6225 | 194.2616 | 154.9846 | 123.7359 | 97.4168 | 78.231 | 61.988 | 49.5968 | 39.4778 | 31.3005 | 25.0701 | 19.9731 | 0.1357 | 0.048288 | 0.016406 | 0.0053329 | 0.0045198 | 0.0045077 | 0.0044968 | 0.004487 | 0.0044783 | 0.0044707 | 219.7396 | 439.3587 | 657.6826 | 876.1245 | 1094.747 | 1289.0086 | 1443.9932 | 1567.7292 | 1665.146 | 1743.377 | 1805.365 | 1854.9619 | 1894.4396 | 1925.7401 | 1950.8102 | 1970.7833 | 1970.919 | 1970.9673 | 1970.9837 | 1970.9891 | 1970.9936 | 1970.9981 | 1971.0026 | 1971.0071 | 1971.0115 | 1971.016 | 7.6113 | 7.6396 | 7.6679 | 7.6966 | 7.7254 | 7.7535 | 7.7817 | 7.8097 | 7.8376 | 7.8673 | 7.8948 | 7.9222 | 7.9493 | 7.9762 | 8.0033 | 8.0297 | 8.0573 | 8.0842 | 8.1104 | 8.1369 | 8.1613 | 8.1837 | 8.2042 | 8.223 | 8.2403 | 8.2561 | 5.787 | 5.8085 | 5.83 | 5.8518 | 5.8737 | 5.8951 | 5.9165 | 5.9378 | 5.959 | 5.9816 | 6.0025 | 6.0234 | 6.044 | 6.0644 | 6.0851 | 6.1051 | 6.1261 | 6.1466 | 6.1665 | 6.1867 | 6.2052 | 6.2222 | 6.2378 | 6.2521 | 6.2652 | 6.2772
WA_Industrial_Instruments_Existing_Space Heating_Natural Gas_Gas Furnace Tube Inserts_A | WA | Industrial | Instruments | Existing | Space Heating | Natural Gas | Gas Furnace Tube Inserts | A | IM500 | None | Tube inserts installed | 5 | 0.089062 | 0 | 0 | 0.02 | 0 | 0 | 0 | 0.0086 |  | sqft | 0% | 0% | Retrofit | Retro3Slow | 83.58% | TBD | 0.2% | 54.6606 |  | 48.4408 |  | 0 | WI TRM - Radiant Tube Inserts, 2507 | WI TRM - Radiant Tube Inserts, 2507 | WI TRM - Radiant Tube Inserts, 2507 | None | None | None | None | None | None | None | None | None | None | None | None | None | None | None | None | None | None | None | None | None | None | None | None | None | None | None | None | None | None | None | Tube inserts installed | Tube inserts installed | Tube inserts installed | Tube inserts installed | Tube inserts installed | Tube inserts installed | Tube inserts installed | Tube inserts installed | Tube inserts installed | Tube inserts installed | Tube inserts installed | Tube inserts installed | Tube inserts installed | Tube inserts installed | Tube inserts installed | Tube inserts installed | Tube inserts installed | Tube inserts installed | Tube inserts installed | Tube inserts installed | Tube inserts installed | Tube inserts installed | Tube inserts installed | Tube inserts installed | Tube inserts installed | Tube inserts installed | Tube inserts installed | Tube inserts installed | Tube inserts installed | Tube inserts installed | Tube inserts installed | 0.02 | 0.02 | 0.02 | 0.02 | 0.02 | 0.02 | 0.02 | 0.02 | 0.02 | 0.02 | 0.02 | 0.02 | 0.02 | 0.02 | 0.02 | 0.02 | 0.02 | 0.02 | 0.02 | 0.02 | 0.02 | 0.02 | 0.02 | 0.02 | 0.02 | 0.02 | 0.02 | 0.02 | 0.02 | 0.02 | 0.02 | 0 | 0 | 0 | 0 | 0 | 0.086046 | 0.085101 | 0.08388 | 0.082616 | 0.08132 | 0.080015 | 0.078709 | 0.077446 | 0.076192 | 0.074913 | 0.073725 | 0.072591 | 0.071564 | 0.070596 | 0.069684 | 0.068809 | 0.067938 | 0.067097 | 0.0663 | 0.065535 | 0.064816 | 0.064174 | 0.063559 | 0.069231 | 0.068805 | 0.068405 | 0 | 0 | 0 | 0 | 0 | 0 | 0 | 0 | 0 | 0 | 0 | 0 | 0 | 0 | 0 | 0 | 0 | 0 | 0 | 0 | 0 | 0 | 0 | 0 | 0 | 0 | 0 | 0 | 0 | 0 | 0 | 0 | 0 | 0 | 0 | 0 | 0 | 0 | 0 | 0 | 0 | 0 | 0 | 0 | 0 | 0 | 0 | 0 | 0 | 0 | 0 | 0 | 0 | 0 | 0 | 0 | 0 | 0 | 0 | 0 | 0 | 0 | 0 | 0 | 0 | 0 | 0 | 0 | 0 | 0 | 0 | 0 | 0 | 0 | 0 | 0 | 0 | 0 | 0 | 0 | 0 | 0 | 0 | 0 | 0 | 0 | 0 | 0 | 0 | 0 | 0 | 0 | 0 | 0 | 0 | 0 | 0 | 0 | 0 | 0 | 0 | 0 | 0 | 0 | 0 | 0 | 0 | 0 | 0 | 0 | 0 | 0 | 0 | 0 | 0 | 0 | 0 | 0 | 0 | 0 | 0 | 0 | 0 | 0 | 0 | 0 | 0 | 0 | 0 | 0 | 0 | 0 | 0 | 0 | 0 | 0 | 0 | 0 | 0 | 0 | 0 | 0 | 0 | 0 | 0 | 0 | 0 | 0 | 0 | 0 | 0 | 0 | 0 | 0 | 0 | 0 | 0 | 0 | 0 | 0 | 0 | 0 | 0 | 0 | 0 | 0 | 0 | 0 | 0 | 0 | 0 | 0 | 0 | 0 | 0 | 0 | 0 | 0 | 0 | 0 | 0 | 0 | 0 | 0 | 0 | 0 | 0 | 0 | 0 | 0 | 0 | 0 | 0 | 0 | 0 | 0 | 0 | 0 | 0 | 0 | 0 | 0 | 0 | 0 | 0 | 0 | 0 | 0 | 0 | 0 | 0 | 0 | 0 | 0 | 0 | 0 | 0 | 0 | 0 | 0 | 0 | 0 | 0 | 0 | 0 | 0 | 0 | 0 | 0 | 0 | 0 | 0 | 0 | 0 | 0 | 0 | 0 | 0 | 0 | 0 | 0 | 0 | 0 | 0 | 0 | 0 | 0 | 0 | 0 | 0 | 0 | 0 | 0 | 0 | 0 | 0 | 0 | 0 | 0 | 0 | 0 | 0 | 0 | 0 | 0 | 0 | 0 | 0 | 0 | 0 | 0 | 0 | 0 | 0 | 0 | 0 | 0 | 0 | 0 | 0 | 0 | 0 | 0 | 0 | 0 | 0 | 0 | 0 | 0 | 0 | 0 | 0 | 0 | 0 | 0 | 0 | 0 | 0 | 0 | 0 | 0 | 0 | 0 | 0 | 0 | 0 | 0 | 0 | 0 | 0 | 0 | 0 | 0 | 0 | 0 | 0 | 0 | 0 | 0 | 0 | 0 | 0 | 0 | 0 | 0 | 0 | 0 | 0 | 0 | 0 | 0 | 0 | 0 | 0 | 0 | 0 | 0 | 0 | 0 | 0 | 0 | 0 | 0 | 0 | 0 | 0 | 0 | 0 | 0 | 0 | 0 | 0 | 0 | 0 | 0 | 0 | 0 | 0 | 0 | 0 | 0 | 0 | 0 | 0 | 0 | 0 | 0 | 0 | 0 | 0 | 0 | 0 | 0 | 0 | 0 | 0 | 0 | 0 | 0 | 0 | 0 | 0 | 0 | 0 | 0 | 0 | 0 | 0 | 0 | 0 | 0 | 0 | 0 | 0 | 0 | 0 | 0 | 0 | 0 | 0 | 0 | 0 | 0 | 0 | 0 | 0 | 0 | 0 | 0 | 0 | 0 | 0 | 0 | 0 | 0 | 0 | 49.9315 | 50.3863 | 50.9769 | 51.5907 | 52.222 | 52.8546 | 53.4974 | 54.1168 | 54.713 | 55.3281 | 55.8774 | 56.4058 | 56.911 | 57.3949 | 57.8926 | 58.3833 | 58.8796 | 59.3999 | 59.9085 | 60.4061 | 60.8797 | 61.3302 | 61.7582 | 62.1647 | 62.5503 | 62.916 | 44.2499 | 44.6529 | 45.1763 | 45.7203 | 46.2797 | 46.8404 | 47.41 | 47.9589 | 48.4873 | 49.0324 | 49.5192 | 49.9875 | 50.4352 | 50.864 | 51.3051 | 51.7399 | 52.1798 | 52.6409 | 53.0916 | 53.5326 | 53.9523 | 54.3515 | 54.7308 | 55.091 | 55.4328 | 55.7569
WA_Industrial_Instruments_Existing_Space Heating_Natural Gas_Space Heating - Heat Recovery Ventilator_A | WA | Industrial | Instruments | Existing | Space Heating | Natural Gas | Space Heating - Heat Recovery Ventilator | A | IM501 | None | HRV installed | 15 | 0.013423 | 0 | 0 | 0.28 | 0 | 0 | 0 | 0.139 |  | sqft | 5% | 10% | Retrofit | RetroEven20 | 76.5% | TBD | 0.2% | 2348.1101 |  | 1785.3082 |  | 0.12713 | IL TRM - 4.4.27 - CI-HVC-ERVE-V04-200101 | IL TRM - 4.4.27 - CI-HVC-ERVE-V04-200101 | IL TRM - 4.4.27 - CI-HVC-ERVE-V04-200101 | None | None | None | None | None | None | None | None | None | None | None | None | None | None | None | None | None | None | None | None | None | None | None | None | None | None | None | None | None | None | None | HRV installed | HRV installed | HRV installed | HRV installed | HRV installed | HRV installed | HRV installed | HRV installed | HRV installed | HRV installed | HRV installed | HRV installed | HRV installed | HRV installed | HRV installed | HRV installed | HRV installed | HRV installed | HRV installed | HRV installed | HRV installed | HRV installed | HRV installed | HRV installed | HRV installed | HRV installed | HRV installed | HRV installed | HRV installed | HRV installed | HRV installed | 0.28 | 0.28 | 0.28 | 0.28 | 0.28 | 0.28 | 0.28 | 0.28 | 0.28 | 0.28 | 0.28 | 0.28 | 0.28 | 0.28 | 0.28 | 0.28 | 0.28 | 0.28 | 0.28 | 0.28 | 0.28 | 0.28 | 0.28 | 0.28 | 0.28 | 0.28 | 0.28 | 0.28 | 0.28 | 0.28 | 0.28 | 0 | 0 | 0 | 0 | 0 | 0.013107 | 0.012869 | 0.012538 | 0.012128 | 0.011646 | 0.011097 | 0.010534 | 0.0099792 | 0.0094215 | 0.0089527 | 0.0085105 | 0.0081577 | 0.0078546 | 0.0075908 | 0.0074071 | 0.0072393 | 0.0070943 | 0.0069747 | 0.0068806 | 0.0067943 | 0.0067306 | 0.0066748 | 0.0066216 | 0 | 0 | 0 | 0.075781 | 0.074363 | 0.072024 | 0.069709 | 0.066991 | 0.063024 | 0.059664 | 0.056406 | 0.052408 | 0.04999 | 0.047068 | 0.045122 | 0.043227 | 0.041403 | 0.040448 | 0.039369 | 0.03843 | 0.037645 | 0.037011 | 0.036431 | 0 | 0 | 0 | 0 | 0 | 0 | 0.075781 | 0.14877 | 0.21697 | 0.27959 | 0.33546 | 0.38267 | 0.42293 | 0.45705 | 0.48392 | 0.50983 | 0.53171 | 0.55479 | 0.57741 | 0.59942 | 0.62536 | 0.65056 | 0.67596 | 0.70221 | 0.72975 | 0.75702 | 0.74992 | 0.74371 | 0.73779 | 0 | 0 | 0 | 5781.7718 | 5778.5985 | 5744.52 | 5747.6258 | 5752.3784 | 5679.3291 | 5663.8094 | 5652.3094 | 5562.5527 | 5583.7907 | 5530.5419 | 5531.2597 | 5503.4206 | 5454.3304 | 5460.7914 | 5438.2097 | 5417.0587 | 5397.3208 | 5378.979 | 5362.0167 | 0 | 0 | 0 | 0 | 0 | 0 | 5781.7718 | 11560.3703 | 17304.8903 | 23052.5161 | 28804.8945 | 34484.2236 | 40148.0329 | 45800.3423 | 51362.895 | 56946.6856 | 62477.2276 | 68008.4873 | 73511.9079 | 78966.2383 | 84427.0297 | 89865.2394 | 95282.2981 | 100679.6189 | 106058.5979 | 111420.6146 | 111420.6146 | 111420.6146 | 111420.6146 | 111420.6146 | 111420.6146 | 111420.6146 | 0.064564 | 0.063546 | 0.061822 | 0.060167 | 0.058208 | 0.055197 | 0.052702 | 0.050268 | 0.047156 | 0.045356 | 0.043065 | 0.041566 | 0.040039 | 0.038531 | 0.037748 | 0.036834 | 0.036029 | 0.035354 | 0.034824 | 0.034344 | 0 | 0 | 0 | 0 | 0 | 0 | 0.064564 | 0.12713 | 0.18623 | 0.24132 | 0.29148 | 0.33515 | 0.37358 | 0.40732 | 0.43542 | 0.46257 | 0.48649 | 0.51107 | 0.53482 | 0.55784 | 0.58361 | 0.60867 | 0.63373 | 0.65948 | 0.68664 | 0.71365 | 0.70807 | 0.70323 | 0.69875 | 0 | 0 | 0 | 4914.506 | 4911.8087 | 4882.842 | 4885.4819 | 4889.5216 | 4827.4297 | 4814.238 | 4804.463 | 4728.1698 | 4746.2221 | 4700.9607 | 4701.5707 | 4677.9075 | 4636.1809 | 4641.6727 | 4622.4782 | 4604.4999 | 4587.7227 | 4572.1322 | 4557.7142 | 0 | 0 | 0 | 0 | 0 | 0 | 4914.506 | 9826.3148 | 14709.1568 | 19594.6387 | 24484.1603 | 29311.59 | 34125.828 | 38930.291 | 43658.4607 | 48404.6828 | 53105.6435 | 57807.2142 | 62485.1217 | 67121.3026 | 71762.9752 | 76385.4535 | 80989.9533 | 85577.6761 | 90149.8082 | 94707.5224 | 94707.5224 | 94707.5224 | 94707.5224 | 94707.5224 | 94707.5224 | 94707.5224 | 0 | 0 | 0 | 0 | 0 | 0 | 0 | 0 | 0 | 0 | 0 | 0 | 0 | 0 | 0 | 0 | 0 | 0 | 0 | 0 | 0 | 0 | 0 | 0 | 0 | 0 | 0 | 0 | 0 | 0 | 0 | 0 | 0 | 0 | 0 | 0 | 0 | 0 | 0 | 0 | 0 | 0 | 0 | 0 | 0 | 0 | 0 | 0 | 0 | 0 | 0 | 0 | 0 | 0 | 0 | 0 | 0 | 0 | 0 | 0 | 0 | 0 | 0 | 0 | 0 | 0 | 0 | 0 | 0 | 0 | 0 | 0 | 0 | 0 | 0 | 0 | 0 | 0 | 0 | 0 | 0 | 0 | 0 | 0 | 0 | 0 | 0 | 0 | 0 | 0 | 0 | 0 | 0 | 0 | 0 | 0 | 0 | 0 | 0 | 0 | 0 | 0 | 0 | 0 | 0 | 0 | 0 | 0 | 0 | 0 | 0 | 0 | 0 | 0 | 0 | 0 | 0 | 0 | 0 | 0 | 0 | 0 | 0 | 0 | 0 | 0 | 0 | 0 | 0 | 0 | 0 | 0 | 0 | 0 | 0 | 0 | 0 | 0 | 0 | 0 | 0 | 0 | 0 | 0 | 0 | 0 | 0 | 0 | 0 | 0 | 0 | 0 | 0 | 0 | 0 | 0 | 0 | 0 | 0 | 0 | 0 | 0 | 0 | 0 | 0 | 0 | 0 | 0 | 0 | 0 | 0 | 0 | 0 | 0 | 0 | 0 | 0 | 0 | 0 | 0 | 0 | 0 | 0 | 0 | 0 | 0 | 0 | 0 | 0 | 0 | 0 | 0 | 0 | 0 | 0 | 0 | 0 | 0 | 0 | 0 | 0 | 0 | 0 | 0 | 0 | 0 | 0 | 0 | 2220.3171 | 2231.2246 | 2244.8654 | 2259.4729 | 2274.971 | 2290.9005 | 2307.5071 | 2324.262 | 2341.1918 | 2359.7618 | 2377.1902 | 2394.6649 | 2411.1085 | 2426.6436 | 2441.9756 | 2456.6391 | 2471.8043 | 2485.6553 | 2498.8876 | 2511.6043 | 2523.489 | 2534.5912 | 2544.9584 | 0 | 0 | 0 | 1688.145 | 1696.4381 | 1706.8095 | 1717.9158 | 1729.6993 | 1741.8107 | 1754.4371 | 1767.1761 | 1780.0481 | 1794.1672 | 1807.4183 | 1820.7046 | 1833.207 | 1845.0186 | 1856.6758 | 1867.8247 | 1879.355 | 1889.8861 | 1899.9469 | 1909.6156 | 1918.6518 | 1927.093 | 1934.9754 | 0 | 0 | 0
WA_Industrial_Instruments_Existing_Space Heating_Natural Gas_Thermostat - Programmable_A | WA | Industrial | Instruments | Existing | Space Heating | Natural Gas | Thermostat - Programmable | A | IM502 | Manual control | Programmable thermostat installed | 11 | 0.0066685 | 0 | 0 | 0.17 | 0.01 | 0 | 0 | 0.0859 |  | sqft | 25% | 40% | Retrofit | RetroEven20 | 76.5% | TBD | 0.2% | 4378.5124 |  | 2724.0299 |  | 0.18937 | IL TRM - 4.4.48 - CI-HVC-THST-V02-210101 | IL TRM - 4.4.48 - CI-HVC-THST-V02-210101 | BEST | Manual control | Manual control | Manual control | Manual control | Manual control | Manual control | Manual control | Manual control | Manual control | Manual control | Manual control | Manual control | Manual control | Manual control | Manual control | Manual control | Manual control | Manual control | Manual control | Manual control | Manual control | Manual control | Manual control | Manual control | Manual control | Manual control | Manual control | Manual control | Manual control | Manual control | Manual control | Programmable thermostat installed | Programmable thermostat installed | Programmable thermostat installed | Programmable thermostat installed | Programmable thermostat installed | Programmable thermostat installed | Programmable thermostat installed | Programmable thermostat installed | Programmable thermostat installed | Programmable thermostat installed | Programmable thermostat installed | Programmable thermostat installed | Programmable thermostat installed | Programmable thermostat installed | Programmable thermostat installed | Programmable thermostat installed | Programmable thermostat installed | Programmable thermostat installed | Programmable thermostat installed | Programmable thermostat installed | Programmable thermostat installed | Programmable thermostat installed | Programmable thermostat installed | Programmable thermostat installed | Programmable thermostat installed | Programmable thermostat installed | Programmable thermostat installed | Programmable thermostat installed | Programmable thermostat installed | Programmable thermostat installed | Programmable thermostat installed | 0.17 | 0.17 | 0.17 | 0.17 | 0.17 | 0.17 | 0.17 | 0.17 | 0.17 | 0.17 | 0.17 | 0.17 | 0.17 | 0.17 | 0.17 | 0.17 | 0.17 | 0.17 | 0.17 | 0.17 | 0.17 | 0.17 | 0.17 | 0.17 | 0.17 | 0.17 | 0.17 | 0.17 | 0.17 | 0.17 | 0.17 | 0 | 0 | 0 | 0 | 0 | 0.0065095 | 0.0063891 | 0.0062223 | 0.0060158 | 0.0057726 | 0.0054955 | 0.0052109 | 0.0049295 | 0.0046458 | 0.0044063 | 0.0041794 | 0.0039972 | 0.0038397 | 0.0037023 | 0.0036059 | 0.0035182 | 0.003443 | 0.0033815 | 0.0033333 | 0.0032895 | 0.0032584 | 0.0032311 | 0.0032052 | 0 | 0 | 0 | 0.11291 | 0.11076 | 0.10723 | 0.10373 | 0.099618 | 0.093632 | 0.088541 | 0.083589 | 0.077528 | 0.073812 | 0.069343 | 0.066328 | 0.063395 | 0.060581 | 0.059073 | 0.057399 | 0.055953 | 0.054752 | 0.053789 | 0.052914 | 0 | 0 | 0 | 0 | 0 | 0 | 0.11291 | 0.22158 | 0.32303 | 0.41604 | 0.49883 | 0.56852 | 0.62763 | 0.67731 | 0.71587 | 0.75277 | 0.78335 | 0.81553 | 0.8468 | 0.87708 | 0.9133 | 0.9485 | 0.98418 | 1.0213 | 1.0606 | 1.0995 | 1.0891 | 1.08 | 1.0714 | 0 | 0 | 0 | 17345.3153 | 17335.7956 | 17233.5601 | 17242.8773 | 17257.1351 | 17037.9873 | 16991.4281 | 16956.9281 | 16687.658 | 16751.372 | 16591.6258 | 16593.779 | 16510.2618 | 16362.9913 | 16382.3741 | 16314.6291 | 16251.1761 | 16191.9625 | 16136.9371 | 16086.05 | 0 | 0 | 0 | 0 | 0 | 0 | 17345.3153 | 34681.1109 | 51914.671 | 69157.5484 | 86414.6835 | 103452.6708 | 120444.0988 | 137401.027 | 154088.6849 | 170840.0569 | 187431.6828 | 204025.4618 | 220535.7236 | 236898.7149 | 253281.089 | 269595.7181 | 285846.8942 | 302038.8567 | 318175.7937 | 334261.8438 | 334261.8438 | 334261.8438 | 334261.8438 | 334261.8438 | 334261.8438 | 334261.8438 | 0.096201 | 0.094658 | 0.092056 | 0.089552 | 0.086586 | 0.082044 | 0.07826 | 0.074556 | 0.069836 | 0.067063 | 0.063556 | 0.061227 | 0.058861 | 0.056535 | 0.055298 | 0.053881 | 0.052643 | 0.05161 | 0.050804 | 0.050078 | 0 | 0 | 0 | 0 | 0 | 0 | 0.096201 | 0.18937 | 0.27731 | 0.35917 | 0.43358 | 0.49816 | 0.55474 | 0.60412 | 0.64485 | 0.68395 | 0.71797 | 0.75281 | 0.78624 | 0.8185 | 0.85494 | 0.89037 | 0.92595 | 0.96272 | 1.0017 | 1.0406 | 1.0324 | 1.0253 | 1.0187 | 0 | 0 | 0 | 14743.518 | 14735.4262 | 14648.5261 | 14656.4457 | 14668.5649 | 14482.2892 | 14442.7139 | 14413.3889 | 14184.5093 | 14238.6662 | 14102.882 | 14104.7122 | 14033.7225 | 13908.5426 | 13925.018 | 13867.4347 | 13813.4997 | 13763.1681 | 13716.3965 | 13673.1425 | 0 | 0 | 0 | 0 | 0 | 0 | 14743.518 | 29478.9443 | 44127.4704 | 58783.9161 | 73452.481 | 87934.7701 | 102377.484 | 116790.8729 | 130975.3822 | 145214.0484 | 159316.9304 | 173421.6425 | 187455.3651 | 201363.9077 | 215288.9257 | 229156.3604 | 242969.86 | 256733.0282 | 270449.4247 | 284122.5672 | 284122.5672 | 284122.5672 | 284122.5672 | 284122.5672 | 284122.5672 | 284122.5672 | 0 | 0 | 0 | 0 | 0 | 0 | 0 | 0 | 0 | 0 | 0 | 0 | 0 | 0 | 0 | 0 | 0 | 0 | 0 | 0 | 0 | 0 | 0 | 0 | 0 | 0 | 0 | 0 | 0 | 0 | 0 | 0 | 0 | 0 | 0 | 0 | 0 | 0 | 0 | 0 | 0 | 0 | 0 | 0 | 0 | 0 | 0 | 0 | 0 | 0 | 0 | 0 | 0 | 0 | 0 | 0 | 0 | 0 | 0 | 0 | 0 | 0 | 0 | 0 | 0 | 0 | 0 | 0 | 0 | 0 | 0 | 0 | 0 | 0 | 0 | 0 | 0 | 0 | 0 | 0 | 0 | 0 | 0 | 0 | 0 | 0 | 0 | 0 | 0 | 0 | 0 | 0 | 0 | 0 | 0 | 0 | 0 | 0 | 0 | 0 | 0 | 0 | 0 | 0 | 0 | 0 | 0 | 0 | 0 | 0 | 0 | 0 | 0 | 0 | 0 | 0 | 0 | 0 | 0 | 0 | 0 | 0 | 0 | 0 | 0 | 0 | 0 | 0 | 0 | 0 | 0 | 0 | 0 | 0 | 0 | 0 | 0 | 0 | 0 | 0 | 0 | 0 | 0 | 0 | 0 | 0 | 0 | 0 | 0 | 0 | 0 | 0 | 0 | 0 | 0 | 0 | 0 | 0 | 0 | 0 | 0 | 0 | 0 | 0 | 0 | 0 | 0 | 0 | 0 | 0 | 0 | 0 | 0 | 0 | 0 | 0 | 0 | 0 | 0 | 0 | 0 | 0 | 0 | 0 | 0 | 0 | 0 | 0 | 0 | 0 | 0 | 0 | 0 | 0 | 0 | 0 | 0 | 0 | 0 | 0 | 0 | 0 | 0 | 0 | 0 | 0 | 0 | 0 | 4140.2172 | 4160.5564 | 4185.9923 | 4213.231 | 4242.1302 | 4271.8338 | 4302.8002 | 4334.043 | 4365.6118 | 4400.2394 | 4432.7379 | 4465.3229 | 4495.9852 | 4524.9535 | 4553.5431 | 4580.8861 | 4609.1645 | 4634.9924 | 4659.6667 | 4683.3794 | 4705.5407 | 4726.243 | 4745.5748 | 0 | 0 | 0 | 2575.7778 | 2588.4316 | 2604.2562 | 2621.2023 | 2639.1816 | 2657.6612 | 2676.9265 | 2696.3638 | 2716.0039 | 2737.547 | 2757.7655 | 2778.0378 | 2797.1139 | 2815.1361 | 2832.9227 | 2849.9338 | 2867.5268 | 2883.5952 | 2898.946 | 2913.6986 | 2927.4859 | 2940.3655 | 2952.3925 | 0 | 0 | 0
WA_Industrial_Instruments_Existing_Space Heating_Natural Gas_ENERGY STAR Connected Thermostat_A | WA | Industrial | Instruments | Existing | Space Heating | Natural Gas | ENERGY STAR Connected Thermostat | A | IM503 | Manual control | Wi-Fi/interactive thermostat installed | 5 | 0.015698 | 0 | 0 | 0.39 | 0.01 | 0 | 0 | 0.1927 |  | sqft | 5% | 20% | Retrofit | RetroEven20 | 76.5% | TBD | 0.2% | 6409.0444 |  | 5085.6741 |  | 0.44554 | ComConnectedThermostats_v1_1 | ComConnectedThermostats_v1_1 | ComConnectedThermostats_v1_1 | Manual control | Manual control | Manual control | Manual control | Manual control | Manual control | Manual control | Manual control | Manual control | Manual control | Manual control | Manual control | Manual control | Manual control | Manual control | Manual control | Manual control | Manual control | Manual control | Manual control | Manual control | Manual control | Manual control | Manual control | Manual control | Manual control | Manual control | Manual control | Manual control | Manual control | Manual control | Wi-Fi/interactive thermostat installed | Wi-Fi/interactive thermostat installed | Wi-Fi/interactive thermostat installed | Wi-Fi/interactive thermostat installed | Wi-Fi/interactive thermostat installed | Wi-Fi/interactive thermostat installed | Wi-Fi/interactive thermostat installed | Wi-Fi/interactive thermostat installed | Wi-Fi/interactive thermostat installed | Wi-Fi/interactive thermostat installed | Wi-Fi/interactive thermostat installed | Wi-Fi/interactive thermostat installed | Wi-Fi/interactive thermostat installed | Wi-Fi/interactive thermostat installed | Wi-Fi/interactive thermostat installed | Wi-Fi/interactive thermostat installed | Wi-Fi/interactive thermostat installed | Wi-Fi/interactive thermostat installed | Wi-Fi/interactive thermostat installed | Wi-Fi/interactive thermostat installed | Wi-Fi/interactive thermostat installed | Wi-Fi/interactive thermostat installed | Wi-Fi/interactive thermostat installed | Wi-Fi/interactive thermostat installed | Wi-Fi/interactive thermostat installed | Wi-Fi/interactive thermostat installed | Wi-Fi/interactive thermostat installed | Wi-Fi/interactive thermostat installed | Wi-Fi/interactive thermostat installed | Wi-Fi/interactive thermostat installed | Wi-Fi/interactive thermostat installed | 0.39 | 0.39 | 0.39 | 0.39 | 0.39 | 0.39 | 0.39 | 0.39 | 0.39 | 0.39 | 0.39 | 0.39 | 0.39 | 0.39 | 0.39 | 0.39 | 0.39 | 0.39 | 0.39 | 0.39 | 0.39 | 0.39 | 0.39 | 0.39 | 0.39 | 0.39 | 0.39 | 0.39 | 0.39 | 0.39 | 0.39 | 0 | 0 | 0 | 0 | 0 | 0.015319 | 0.01503 | 0.014633 | 0.014143 | 0.013567 | 0.012911 | 0.012239 | 0.011574 | 0.010904 | 0.010339 | 0.0098029 | 0.0093726 | 0.0090004 | 0.0086751 | 0.0084465 | 0.0082384 | 0.0080595 | 0.0079127 | 0.0077973 | 0.0076922 | 0.0076193 | 0.0075555 | 0.0074947 | 0 | 0 | 0 | 0.26571 | 0.26057 | 0.25218 | 0.24387 | 0.23413 | 0.21999 | 0.20796 | 0.19626 | 0.18196 | 0.17319 | 0.16265 | 0.15553 | 0.1486 | 0.14195 | 0.13837 | 0.13441 | 0.13098 | 0.12812 | 0.12582 | 0.12374 | 0 | 0 | 0 | 0 | 0 | 0 | 0.26571 | 0.52127 | 0.75968 | 0.97812 | 1.1724 | 1.3357 | 1.4741 | 1.5903 | 1.6802 | 1.7663 | 1.8374 | 1.9122 | 1.9849 | 2.0551 | 2.1393 | 2.221 | 2.3038 | 2.3899 | 2.4809 | 2.5712 | 2.5468 | 2.5255 | 2.5052 | 0 | 0 | 0 | 17345.3153 | 17335.7956 | 17233.5601 | 17242.8773 | 17257.1351 | 17037.9873 | 16991.4281 | 16956.9281 | 16687.658 | 16751.372 | 16591.6258 | 16593.779 | 16510.2618 | 16362.9913 | 16382.3741 | 16314.6291 | 16251.1761 | 16191.9625 | 16136.9371 | 16086.05 | 0 | 0 | 0 | 0 | 0 | 0 | 17345.3153 | 34681.1109 | 51914.671 | 69157.5484 | 86414.6835 | 103452.6708 | 120444.0988 | 137401.027 | 154088.6849 | 170840.0569 | 187431.6828 | 204025.4618 | 220535.7236 | 236898.7149 | 253281.089 | 269595.7181 | 285846.8942 | 302038.8567 | 318175.7937 | 334261.8438 | 334261.8438 | 334261.8438 | 334261.8438 | 334261.8438 | 334261.8438 | 334261.8438 | 0.2264 | 0.22271 | 0.21653 | 0.21058 | 0.20355 | 0.19282 | 0.18387 | 0.17512 | 0.16399 | 0.15743 | 0.14915 | 0.14365 | 0.13806 | 0.13256 | 0.12963 | 0.12627 | 0.12333 | 0.12088 | 0.11895 | 0.11722 | 0 | 0 | 0 | 0 | 0 | 0 | 0.2264 | 0.44554 | 0.65227 | 0.84459 | 1.0193 | 1.1708 | 1.3034 | 1.419 | 1.5142 | 1.6056 | 1.685 | 1.7662 | 1.8441 | 1.9192 | 2.0041 | 2.0866 | 2.1693 | 2.2548 | 2.3455 | 2.4358 | 2.4165 | 2.3999 | 2.3844 | 0 | 0 | 0 | 14743.518 | 14735.4262 | 14648.5261 | 14656.4457 | 14668.5649 | 14482.2892 | 14442.7139 | 14413.3889 | 14184.5093 | 14238.6662 | 14102.882 | 14104.7122 | 14033.7225 | 13908.5426 | 13925.018 | 13867.4347 | 13813.4997 | 13763.1681 | 13716.3965 | 13673.1425 | 0 | 0 | 0 | 0 | 0 | 0 | 14743.518 | 29478.9443 | 44127.4704 | 58783.9161 | 73452.481 | 87934.7701 | 102377.484 | 116790.8729 | 130975.3822 | 145214.0484 | 159316.9304 | 173421.6425 | 187455.3651 | 201363.9077 | 215288.9257 | 229156.3604 | 242969.86 | 256733.0282 | 270449.4247 | 284122.5672 | 284122.5672 | 284122.5672 | 284122.5672 | 284122.5672 | 284122.5672 | 284122.5672 | 0 | 0 | 0 | 0 | 0 | 0 | 0 | 0 | 0 | 0 | 0 | 0 | 0 | 0 | 0 | 0 | 0 | 0 | 0 | 0 | 0 | 0 | 0 | 0 | 0 | 0 | 0 | 0 | 0 | 0 | 0 | 0 | 0 | 0 | 0 | 0 | 0 | 0 | 0 | 0 | 0 | 0 | 0 | 0 | 0 | 0 | 0 | 0 | 0 | 0 | 0 | 0 | 0 | 0 | 0 | 0 | 0 | 0 | 0 | 0 | 0 | 0 | 0 | 0 | 0 | 0 | 0 | 0 | 0 | 0 | 0 | 0 | 0 | 0 | 0 | 0 | 0 | 0 | 0 | 0 | 0 | 0 | 0 | 0 | 0 | 0 | 0 | 0 | 0 | 0 | 0 | 0 | 0 | 0 | 0 | 0 | 0 | 0 | 0 | 0 | 0 | 0 | 0 | 0 | 0 | 0 | 0 | 0 | 0 | 0 | 0 | 0 | 0 | 0 | 0 | 0 | 0 | 0 | 0 | 0 | 0 | 0 | 0 | 0 | 0 | 0 | 0 | 0 | 0 | 0 | 0 | 0 | 0 | 0 | 0 | 0 | 0 | 0 | 0 | 0 | 0 | 0 | 0 | 0 | 0 | 0 | 0 | 0 | 0 | 0 | 0 | 0 | 0 | 0 | 0 | 0 | 0 | 0 | 0 | 0 | 0 | 0 | 0 | 0 | 0 | 0 | 0 | 0 | 0 | 0 | 0 | 0 | 0 | 0 | 0 | 0 | 0 | 0 | 0 | 0 | 0 | 0 | 0 | 0 | 0 | 0 | 0 | 0 | 0 | 0 | 0 | 0 | 0 | 0 | 0 | 0 | 0 | 0 | 0 | 0 | 0 | 0 | 0 | 0 | 0 | 0 | 0 | 0 | 6060.2399 | 6090.0114 | 6127.2432 | 6167.1138 | 6209.415 | 6252.8936 | 6298.2207 | 6343.9523 | 6390.1611 | 6440.8472 | 6488.417 | 6536.1132 | 6580.9952 | 6623.3975 | 6665.2454 | 6705.2687 | 6746.6612 | 6784.4668 | 6820.5838 | 6855.2933 | 6887.7319 | 6918.0348 | 6946.3317 | 0 | 0 | 0 | 4808.8924 | 4832.5165 | 4862.0605 | 4893.6984 | 4927.2651 | 4961.766 | 4997.7337 | 5034.0225 | 5070.6899 | 5110.91 | 5148.6574 | 5186.505 | 5222.1196 | 5255.7664 | 5288.9734 | 5320.7325 | 5353.5781 | 5383.5774 | 5412.2368 | 5439.7793 | 5465.5198 | 5489.5657 | 5512.0197 | 0 | 0 | 0
WA_Industrial_Instruments_Existing_Space Heating_Natural Gas_Destratification Fans (HVLS)_A | WA | Industrial | Instruments | Existing | Space Heating | Natural Gas | Destratification Fans (HVLS) | A | IM504 | None/Standard ventilation | Fans installed | 10 | 0.015698 | 0 | 0 | 0.6 | 0.01 | 0 | 0 | 0.2991 |  | sqft | 15% | 30% | Retrofit | RetroEven20 | 76.5% | TBD | 0.2% | 6229.1369 |  | 4392.383 |  | 0.44497 | IL TRM - 4.4.34 - CI-HVC-DSFN-V05-210101 | IL TRM - 4.4.34 - CI-HVC-DSFN-V05-210101 | IL TRM - 4.4.34 - CI-HVC-DSFN-V05-210101 | None/Standard ventilation | None/Standard ventilation | None/Standard ventilation | None/Standard ventilation | None/Standard ventilation | None/Standard ventilation | None/Standard ventilation | None/Standard ventilation | None/Standard ventilation | None/Standard ventilation | None/Standard ventilation | None/Standard ventilation | None/Standard ventilation | None/Standard ventilation | None/Standard ventilation | None/Standard ventilation | None/Standard ventilation | None/Standard ventilation | None/Standard ventilation | None/Standard ventilation | None/Standard ventilation | None/Standard ventilation | None/Standard ventilation | None/Standard ventilation | None/Standard ventilation | None/Standard ventilation | None/Standard ventilation | None/Standard ventilation | None/Standard ventilation | None/Standard ventilation | None/Standard ventilation | Fans installed | Fans installed | Fans installed | Fans installed | Fans installed | Fans installed | Fans installed | Fans installed | Fans installed | Fans installed | Fans installed | Fans installed | Fans installed | Fans installed | Fans installed | Fans installed | Fans installed | Fans installed | Fans installed | Fans installed | Fans installed | Fans installed | Fans installed | Fans installed | Fans installed | Fans installed | Fans installed | Fans installed | Fans installed | Fans installed | Fans installed | 0.6 | 0.6 | 0.6 | 0.6 | 0.6 | 0.6 | 0.6 | 0.6 | 0.6 | 0.6 | 0.6 | 0.6 | 0.6 | 0.6 | 0.6 | 0.6 | 0.6 | 0.6 | 0.6 | 0.6 | 0.6 | 0.6 | 0.6 | 0.6 | 0.6 | 0.6 | 0.6 | 0.6 | 0.6 | 0.6 | 0.6 | 0 | 0 | 0 | 0 | 0 | 0.015307 | 0.015008 | 0.0146 | 0.014101 | 0.013516 | 0.012853 | 0.012174 | 0.011504 | 0.010829 | 0.01026 | 0.0097199 | 0.0092861 | 0.0089102 | 0.0085809 | 0.0083486 | 0.0081363 | 0.0079532 | 0.007802 | 0.007682 | 0.0075723 | 0.0075002 | 0.0074371 | 0.007377 | 0 | 0 | 0 | 0.26551 | 0.26017 | 0.25161 | 0.24314 | 0.23325 | 0.21898 | 0.20685 | 0.19507 | 0.1807 | 0.17186 | 0.16127 | 0.15409 | 0.14711 | 0.14041 | 0.13677 | 0.13274 | 0.12925 | 0.12633 | 0.12396 | 0.12181 | 0 | 0 | 0 | 0 | 0 | 0 | 0.26551 | 0.52049 | 0.75796 | 0.97517 | 1.168 | 1.3296 | 1.4663 | 1.5806 | 1.6686 | 1.7528 | 1.8218 | 1.8946 | 1.965 | 2.0328 | 2.1145 | 2.1935 | 2.2734 | 2.3565 | 2.4442 | 2.5311 | 2.507 | 2.4859 | 2.4659 | 0 | 0 | 0 | 17345.3153 | 17335.7956 | 17233.5601 | 17242.8773 | 17257.1351 | 17037.9873 | 16991.4281 | 16956.9281 | 16687.658 | 16751.372 | 16591.6258 | 16593.779 | 16510.2618 | 16362.9913 | 16382.3741 | 16314.6291 | 16251.1761 | 16191.9625 | 16136.9371 | 16086.05 | 0 | 0 | 0 | 0 | 0 | 0 | 17345.3153 | 34681.1109 | 51914.671 | 69157.5484 | 86414.6835 | 103452.6708 | 120444.0988 | 137401.027 | 154088.6849 | 170840.0569 | 187431.6828 | 204025.4618 | 220535.7236 | 236898.7149 | 253281.089 | 269595.7181 | 285846.8942 | 302038.8567 | 318175.7937 | 334261.8438 | 334261.8438 | 334261.8438 | 334261.8438 | 334261.8438 | 334261.8438 | 334261.8438 | 0.22625 | 0.22242 | 0.21611 | 0.21004 | 0.2029 | 0.19207 | 0.18304 | 0.17422 | 0.16302 | 0.15641 | 0.14808 | 0.14252 | 0.13688 | 0.13134 | 0.12835 | 0.12494 | 0.12195 | 0.11944 | 0.11746 | 0.11567 | 0 | 0 | 0 | 0 | 0 | 0 | 0.22625 | 0.44497 | 0.65101 | 0.84243 | 1.016 | 1.1662 | 1.2975 | 1.4117 | 1.5053 | 1.5951 | 1.6728 | 1.7524 | 1.8284 | 1.9015 | 1.9844 | 2.0646 | 2.145 | 2.228 | 2.316 | 2.4035 | 2.3844 | 2.3679 | 2.3525 | 0 | 0 | 0 | 14743.518 | 14735.4262 | 14648.5261 | 14656.4457 | 14668.5649 | 14482.2892 | 14442.7139 | 14413.3889 | 14184.5093 | 14238.6662 | 14102.882 | 14104.7122 | 14033.7225 | 13908.5426 | 13925.018 | 13867.4347 | 13813.4997 | 13763.1681 | 13716.3965 | 13673.1425 | 0 | 0 | 0 | 0 | 0 | 0 | 14743.518 | 29478.9443 | 44127.4704 | 58783.9161 | 73452.481 | 87934.7701 | 102377.484 | 116790.8729 | 130975.3822 | 145214.0484 | 159316.9304 | 173421.6425 | 187455.3651 | 201363.9077 | 215288.9257 | 229156.3604 | 242969.86 | 256733.0282 | 270449.4247 | 284122.5672 | 284122.5672 | 284122.5672 | 284122.5672 | 284122.5672 | 284122.5672 | 284122.5672 | 0 | 0 | 0 | 0 | 0 | 0 | 0 | 0 | 0 | 0 | 0 | 0 | 0 | 0 | 0 | 0 | 0 | 0 | 0 | 0 | 0 | 0 | 0 | 0 | 0 | 0 | 0 | 0 | 0 | 0 | 0 | 0 | 0 | 0 | 0 | 0 | 0 | 0 | 0 | 0 | 0 | 0 | 0 | 0 | 0 | 0 | 0 | 0 | 0 | 0 | 0 | 0 | 0 | 0 | 0 | 0 | 0 | 0 | 0 | 0 | 0 | 0 | 0 | 0 | 0 | 0 | 0 | 0 | 0 | 0 | 0 | 0 | 0 | 0 | 0 | 0 | 0 | 0 | 0 | 0 | 0 | 0 | 0 | 0 | 0 | 0 | 0 | 0 | 0 | 0 | 0 | 0 | 0 | 0 | 0 | 0 | 0 | 0 | 0 | 0 | 0 | 0 | 0 | 0 | 0 | 0 | 0 | 0 | 0 | 0 | 0 | 0 | 0 | 0 | 0 | 0 | 0 | 0 | 0 | 0 | 0 | 0 | 0 | 0 | 0 | 0 | 0 | 0 | 0 | 0 | 0 | 0 | 0 | 0 | 0 | 0 | 0 | 0 | 0 | 0 | 0 | 0 | 0 | 0 | 0 | 0 | 0 | 0 | 0 | 0 | 0 | 0 | 0 | 0 | 0 | 0 | 0 | 0 | 0 | 0 | 0 | 0 | 0 | 0 | 0 | 0 | 0 | 0 | 0 | 0 | 0 | 0 | 0 | 0 | 0 | 0 | 0 | 0 | 0 | 0 | 0 | 0 | 0 | 0 | 0 | 0 | 0 | 0 | 0 | 0 | 0 | 0 | 0 | 0 | 0 | 0 | 0 | 0 | 0 | 0 | 0 | 0 | 0 | 0 | 0 | 0 | 0 | 0 | 5890.1236 | 5919.0594 | 5955.246 | 5993.9974 | 6035.1112 | 6077.3693 | 6121.424 | 6165.8719 | 6210.7836 | 6260.0469 | 6306.2814 | 6352.6386 | 6396.2608 | 6437.4728 | 6478.146 | 6517.0458 | 6557.2764 | 6594.0207 | 6629.124 | 6662.8591 | 6694.3871 | 6723.8394 | 6751.342 | 0 | 0 | 0 | 4153.3329 | 4173.7365 | 4199.253 | 4226.578 | 4255.5687 | 4285.3664 | 4316.4309 | 4347.7727 | 4379.4415 | 4414.1788 | 4446.7803 | 4479.4685 | 4510.228 | 4539.288 | 4567.9682 | 4595.3978 | 4623.7658 | 4649.6755 | 4674.428 | 4698.2158 | 4720.4473 | 4741.2152 | 4760.6082 | 0 | 0 | 0
WA_Industrial_Instruments_Existing_Space Heating_Natural Gas_Gas Boiler - Insulate Steam Lines/Condensate Tank_A | WA | Industrial | Instruments | Existing | Space Heating | Natural Gas | Gas Boiler - Insulate Steam Lines/Condensate Tank | A | IM505 | No insulation | Lines and condenstate tank insulated | 20 | 44.985 | 0 | 0 | 272.03 | 0 | 0 | 0 | 136.0144 |  | employee | 30% | 35% | Retrofit | RetroEven20 | 76.5% | TBD | 0.2% | 354.9176 |  | 259.4482 |  | 0.036174 | PGE Workpaper - SWWH017-01 | PGE Workpaper - SWWH017-01 | PGE Workpaper - SWWH017-01 | No insulation | No insulation | No insulation | No insulation | No insulation | No insulation | No insulation | No insulation | No insulation | No insulation | No insulation | No insulation | No insulation | No insulation | No insulation | No insulation | No insulation | No insulation | No insulation | No insulation | No insulation | No insulation | No insulation | No insulation | No insulation | No insulation | No insulation | No insulation | No insulation | No insulation | No insulation | Lines and condenstate tank insulated | Lines and condenstate tank insulated | Lines and condenstate tank insulated | Lines and condenstate tank insulated | Lines and condenstate tank insulated | Lines and condenstate tank insulated | Lines and condenstate tank insulated | Lines and condenstate tank insulated | Lines and condenstate tank insulated | Lines and condenstate tank insulated | Lines and condenstate tank insulated | Lines and condenstate tank insulated | Lines and condenstate tank insulated | Lines and condenstate tank insulated | Lines and condenstate tank insulated | Lines and condenstate tank insulated | Lines and condenstate tank insulated | Lines and condenstate tank insulated | Lines and condenstate tank insulated | Lines and condenstate tank insulated | Lines and condenstate tank insulated | Lines and condenstate tank insulated | Lines and condenstate tank insulated | Lines and condenstate tank insulated | Lines and condenstate tank insulated | Lines and condenstate tank insulated | Lines and condenstate tank insulated | Lines and condenstate tank insulated | Lines and condenstate tank insulated | Lines and condenstate tank insulated | Lines and condenstate tank insulated | 272.03 | 272.03 | 272.03 | 272.03 | 272.03 | 272.03 | 272.03 | 272.03 | 272.03 | 272.03 | 272.03 | 272.03 | 272.03 | 272.03 | 272.03 | 272.03 | 272.03 | 272.03 | 272.03 | 272.03 | 272.03 | 272.03 | 272.03 | 272.03 | 272.03 | 272.03 | 272.03 | 272.03 | 272.03 | 272.03 | 272.03 | 0 | 0 | 0 | 0 | 0 | 44.0443 | 43.5732 | 43.0589 | 42.5156 | 41.9395 | 41.3256 | 40.6868 | 40.0151 | 39.2816 | 38.5211 | 37.7404 | 36.978 | 36.2501 | 35.5469 | 34.9294 | 34.3517 | 33.8038 | 33.3255 | 32.8944 | 32.4864 | 32.1851 | 31.9236 | 31.6755 | 38.1785 | 38.0217 | 37.8785 | 0.021449 | 0.021208 | 0.020834 | 0.020582 | 0.02032 | 0.019768 | 0.019409 | 0.01905 | 0.018404 | 0.018117 | 0.01758 | 0.017227 | 0.016803 | 0.01633 | 0.016066 | 0.015735 | 0.015423 | 0.01515 | 0.014903 | 0.014672 | 0 | 0 | 0 | 0 | 0 | 0 | 0.021449 | 0.042427 | 0.06276 | 0.08255 | 0.10175 | 0.12003 | 0.13758 | 0.15436 | 0.16994 | 0.18476 | 0.1986 | 0.21182 | 0.22445 | 0.23643 | 0.24838 | 0.26001 | 0.27129 | 0.2826 | 0.29385 | 0.30487 | 0.30205 | 0.29959 | 0.29726 | 0 | 0 | 0 | 0.48698 | 0.48671 | 0.48384 | 0.48411 | 0.48451 | 0.47835 | 0.47705 | 0.47608 | 0.46852 | 0.47031 | 0.46582 | 0.46588 | 0.46354 | 0.4594 | 0.45995 | 0.45804 | 0.45626 | 0.4546 | 0.45306 | 0.45163 | 0 | 0 | 0 | 0 | 0 | 0 | 0.48698 | 0.97369 | 1.4575 | 1.9416 | 2.4261 | 2.9045 | 3.3815 | 3.8576 | 4.3261 | 4.7964 | 5.2623 | 5.7281 | 6.1917 | 6.6511 | 7.111 | 7.5691 | 8.0253 | 8.4799 | 8.933 | 9.3846 | 9.3846 | 9.3846 | 9.3846 | 9.3846 | 9.3846 | 9.3846 | 0.018259 | 0.018082 | 0.017802 | 0.017628 | 0.017446 | 0.017017 | 0.016753 | 0.016488 | 0.015977 | 0.015774 | 0.015356 | 0.015092 | 0.014754 | 0.014368 | 0.014156 | 0.013882 | 0.013624 | 0.013396 | 0.013199 | 0.013016 | 0 | 0 | 0 | 0 | 0 | 0 | 0.018259 | 0.036174 | 0.053628 | 0.070702 | 0.087361 | 0.10333 | 0.11875 | 0.1336 | 0.14753 | 0.16088 | 0.17347 | 0.18556 | 0.19707 | 0.20801 | 0.21885 | 0.2294 | 0.23963 | 0.24989 | 0.26025 | 0.27046 | 0.26831 | 0.26646 | 0.26476 | 0 | 0 | 0 | 0.41393 | 0.41371 | 0.41127 | 0.41149 | 0.41183 | 0.4066 | 0.40549 | 0.40467 | 0.39824 | 0.39976 | 0.39595 | 0.396 | 0.39401 | 0.39049 | 0.39095 | 0.38934 | 0.38782 | 0.38641 | 0.3851 | 0.38388 | 0 | 0 | 0 | 0 | 0 | 0 | 0.41393 | 0.82764 | 1.2389 | 1.6504 | 2.0622 | 2.4688 | 2.8743 | 3.279 | 3.6772 | 4.077 | 4.4729 | 4.8689 | 5.2629 | 5.6534 | 6.0444 | 6.4337 | 6.8215 | 7.2079 | 7.593 | 7.9769 | 7.9769 | 7.9769 | 7.9769 | 7.9769 | 7.9769 | 7.9769 | 0.018269 | 0.018104 | 0.017837 | 0.017677 | 0.017509 | 0.017095 | 0.016845 | 0.016594 | 0.016096 | 0.015908 | 0.015502 | 0.01525 | 0.014924 | 0.014549 | 0.014349 | 0.014086 | 0.013839 | 0.013623 | 0.013428 | 0.013247 | 0 | 0 | 0 | 0 | 0 | 0 | 0.018269 | 0.036217 | 0.053732 | 0.070897 | 0.087678 | 0.1038 | 0.11941 | 0.13446 | 0.14863 | 0.16224 | 0.17512 | 0.18751 | 0.19934 | 0.21064 | 0.22184 | 0.23277 | 0.24343 | 0.25412 | 0.26477 | 0.27526 | 0.27311 | 0.27126 | 0.26955 | 0 | 0 | 0 | 0.41393 | 0.41371 | 0.41127 | 0.41149 | 0.41183 | 0.4066 | 0.40549 | 0.40467 | 0.39824 | 0.39976 | 0.39595 | 0.396 | 0.39401 | 0.39049 | 0.39095 | 0.38934 | 0.38782 | 0.38641 | 0.3851 | 0.38388 | 0 | 0 | 0 | 0 | 0 | 0 | 0.41393 | 0.82764 | 1.2389 | 1.6504 | 2.0622 | 2.4688 | 2.8743 | 3.279 | 3.6772 | 4.077 | 4.4729 | 4.8689 | 5.2629 | 5.6534 | 6.0444 | 6.4337 | 6.8215 | 7.2079 | 7.593 | 7.9769 | 7.9769 | 7.9769 | 7.9769 | 7.9769 | 7.9769 | 7.9769 | 0.018264 | 0.018087 | 0.017807 | 0.017632 | 0.01745 | 0.017022 | 0.016757 | 0.016492 | 0.015981 | 0.015778 | 0.01536 | 0.015096 | 0.014757 | 0.014371 | 0.014159 | 0.013886 | 0.013627 | 0.0134 | 0.013202 | 0.013019 | 0 | 0 | 0 | 0 | 0 | 0 | 0.018264 | 0.036184 | 0.053641 | 0.07072 | 0.087383 | 0.10335 | 0.11878 | 0.13363 | 0.14757 | 0.16092 | 0.17351 | 0.18561 | 0.19712 | 0.20807 | 0.21891 | 0.22946 | 0.23969 | 0.24995 | 0.26032 | 0.27053 | 0.26831 | 0.26647 | 0.26477 | 0 | 0 | 0 | 0.41393 | 0.41371 | 0.41127 | 0.41149 | 0.41183 | 0.4066 | 0.40549 | 0.40467 | 0.39824 | 0.39976 | 0.39595 | 0.396 | 0.39401 | 0.39049 | 0.39095 | 0.38934 | 0.38782 | 0.38641 | 0.3851 | 0.38388 | 0 | 0 | 0 | 0 | 0 | 0 | 0.41393 | 0.82764 | 1.2389 | 1.6504 | 2.0622 | 2.4688 | 2.8743 | 3.279 | 3.6772 | 4.077 | 4.4729 | 4.8689 | 5.2629 | 5.6534 | 6.0444 | 6.4337 | 6.8215 | 7.2079 | 7.593 | 7.9769 | 7.9769 | 7.9769 | 7.9769 | 7.9769 | 7.9769 | 7.9769 | 342.9211 | 344.3507 | 345.7831 | 347.2351 | 348.6952 | 350.1261 | 351.5544 | 352.9789 | 354.3985 | 355.9136 | 357.3156 | 358.7128 | 360.0977 | 361.4727 | 362.8614 | 364.2126 | 365.6297 | 367.0083 | 368.3534 | 369.7172 | 370.9706 | 372.1218 | 373.1786 | 374.1484 | 375.0379 | 375.8534 | 250.6787 | 251.7237 | 252.7708 | 253.8323 | 254.8996 | 255.9456 | 256.9897 | 258.031 | 259.0687 | 260.1763 | 261.2012 | 262.2225 | 263.2349 | 264.2401 | 265.2552 | 266.243 | 267.2789 | 268.2866 | 269.2699 | 270.2669 | 271.1831 | 272.0246 | 272.7972 | 273.5061 | 274.1563 | 274.7525
WA_Industrial_Instruments_Existing_Process_Natural Gas_Gas Boiler - Insulate Steam Lines/Condensate Tank_A | WA | Industrial | Instruments | Existing | Process | Natural Gas | Gas Boiler - Insulate Steam Lines/Condensate Tank | A | IM506 | No insulation | Lines and condenstate tank insulated | 20 | 27.9412 | 0 | 0 | 272.03 | 0 | 0 | 0 | 136.0144 |  | sqft | 30% | 35% | Retrofit | RetroEven20 | 76.5% | TBD | 0.2% | 354.9176 |  | 259.4482 |  | 0.69711 | PGE Workpaper - SWWH017-01 | PGE Workpaper - SWWH017-01 | PGE Workpaper - SWWH017-01 | No insulation | No insulation | No insulation | No insulation | No insulation | No insulation | No insulation | No insulation | No insulation | No insulation | No insulation | No insulation | No insulation | No insulation | No insulation | No insulation | No insulation | No insulation | No insulation | No insulation | No insulation | No insulation | No insulation | No insulation | No insulation | No insulation | No insulation | No insulation | No insulation | No insulation | No insulation | Lines and condenstate tank insulated | Lines and condenstate tank insulated | Lines and condenstate tank insulated | Lines and condenstate tank insulated | Lines and condenstate tank insulated | Lines and condenstate tank insulated | Lines and condenstate tank insulated | Lines and condenstate tank insulated | Lines and condenstate tank insulated | Lines and condenstate tank insulated | Lines and condenstate tank insulated | Lines and condenstate tank insulated | Lines and condenstate tank insulated | Lines and condenstate tank insulated | Lines and condenstate tank insulated | Lines and condenstate tank insulated | Lines and condenstate tank insulated | Lines and condenstate tank insulated | Lines and condenstate tank insulated | Lines and condenstate tank insulated | Lines and condenstate tank insulated | Lines and condenstate tank insulated | Lines and condenstate tank insulated | Lines and condenstate tank insulated | Lines and condenstate tank insulated | Lines and condenstate tank insulated | Lines and condenstate tank insulated | Lines and condenstate tank insulated | Lines and condenstate tank insulated | Lines and condenstate tank insulated | Lines and condenstate tank insulated | 272.03 | 272.03 | 272.03 | 272.03 | 272.03 | 272.03 | 272.03 | 272.03 | 272.03 | 272.03 | 272.03 | 272.03 | 272.03 | 272.03 | 272.03 | 272.03 | 272.03 | 272.03 | 272.03 | 272.03 | 272.03 | 272.03 | 272.03 | 272.03 | 272.03 | 272.03 | 272.03 | 272.03 | 272.03 | 272.03 | 272.03 | 0 | 0 | 0 | 0 | 0 | 27.8378 | 27.7356 | 27.6322 | 27.5295 | 27.4255 | 27.3151 | 27.2128 | 27.1147 | 27.0096 | 26.9271 | 26.8379 | 26.7652 | 26.6919 | 26.6174 | 26.5579 | 26.4928 | 26.4305 | 26.3686 | 26.307 | 26.2458 | 26.2409 | 26.2365 | 26.2325 | 27.9412 | 27.9412 | 27.9412 | 0.41123 | 0.4095 | 0.40557 | 0.40428 | 0.40308 | 0.39636 | 0.3938 | 0.39158 | 0.38387 | 0.38416 | 0.37924 | 0.37826 | 0.37532 | 0.37094 | 0.37055 | 0.36811 | 0.36581 | 0.36363 | 0.36155 | 0.35957 | 0 | 0 | 0 | 0 | 0 | 0 | 0.41123 | 0.81922 | 1.2217 | 1.6215 | 2.0184 | 2.4067 | 2.7915 | 3.173 | 3.5445 | 3.9179 | 4.2841 | 4.6508 | 5.0134 | 5.3703 | 5.7289 | 6.0829 | 6.4344 | 6.783 | 7.1287 | 7.4717 | 7.4703 | 7.469 | 7.4679 | 0 | 0 | 0 | 14.7725 | 14.7644 | 14.6773 | 14.6852 | 14.6974 | 14.5107 | 14.4711 | 14.4417 | 14.2124 | 14.2666 | 14.1306 | 14.1324 | 14.0613 | 13.9359 | 13.9524 | 13.8947 | 13.8406 | 13.7902 | 13.7433 | 13.7 | 0 | 0 | 0 | 0 | 0 | 0 | 14.7725 | 29.5368 | 44.2141 | 58.8993 | 73.5967 | 88.1074 | 102.5785 | 117.0202 | 131.2326 | 145.4992 | 159.6298 | 173.7622 | 187.8234 | 201.7593 | 215.7117 | 229.6063 | 243.4469 | 257.2371 | 270.9805 | 284.6805 | 284.6805 | 284.6805 | 284.6805 | 284.6805 | 284.6805 | 284.6805 | 0.34974 | 0.34846 | 0.34531 | 0.3444 | 0.34358 | 0.33806 | 0.33606 | 0.33435 | 0.32796 | 0.32836 | 0.32431 | 0.32361 | 0.32123 | 0.31761 | 0.31738 | 0.31541 | 0.31356 | 0.3118 | 0.31012 | 0.30854 | 0 | 0 | 0 | 0 | 0 | 0 | 0.34974 | 0.69711 | 1.0402 | 1.3813 | 1.7205 | 2.0526 | 2.3822 | 2.7092 | 3.0283 | 3.3488 | 3.6637 | 3.9788 | 4.2908 | 4.5983 | 4.9069 | 5.2121 | 5.5153 | 5.8162 | 6.1148 | 6.4112 | 6.4102 | 6.4093 | 6.4085 | 0 | 0 | 0 | 12.5566 | 12.5497 | 12.4757 | 12.4824 | 12.4928 | 12.3341 | 12.3004 | 12.2754 | 12.0805 | 12.1266 | 12.011 | 12.0125 | 11.9521 | 11.8455 | 11.8595 | 11.8105 | 11.7645 | 11.7217 | 11.6818 | 11.645 | 0 | 0 | 0 | 0 | 0 | 0 | 12.5566 | 25.1063 | 37.582 | 50.0644 | 62.5572 | 74.8913 | 87.1917 | 99.4672 | 111.5477 | 123.6743 | 135.6853 | 147.6978 | 159.6499 | 171.4954 | 183.3549 | 195.1654 | 206.9299 | 218.6516 | 230.3334 | 241.9784 | 241.9784 | 241.9784 | 241.9784 | 241.9784 | 241.9784 | 241.9784 | 0.34974 | 0.34846 | 0.34531 | 0.3444 | 0.34358 | 0.33806 | 0.33606 | 0.33435 | 0.32796 | 0.32836 | 0.32431 | 0.32361 | 0.32123 | 0.31761 | 0.31738 | 0.31541 | 0.31356 | 0.3118 | 0.31012 | 0.30854 | 0 | 0 | 0 | 0 | 0 | 0 | 0.34974 | 0.69711 | 1.0402 | 1.3813 | 1.7205 | 2.0526 | 2.3822 | 2.7092 | 3.0283 | 3.3488 | 3.6637 | 3.9788 | 4.2908 | 4.5983 | 4.9069 | 5.2121 | 5.5153 | 5.8162 | 6.1148 | 6.4112 | 6.4102 | 6.4093 | 6.4085 | 0 | 0 | 0 | 12.5566 | 12.5497 | 12.4757 | 12.4824 | 12.4928 | 12.3341 | 12.3004 | 12.2754 | 12.0805 | 12.1266 | 12.011 | 12.0125 | 11.9521 | 11.8455 | 11.8595 | 11.8105 | 11.7645 | 11.7217 | 11.6818 | 11.645 | 0 | 0 | 0 | 0 | 0 | 0 | 12.5566 | 25.1063 | 37.582 | 50.0644 | 62.5572 | 74.8913 | 87.1917 | 99.4672 | 111.5477 | 123.6743 | 135.6853 | 147.6978 | 159.6499 | 171.4954 | 183.3549 | 195.1654 | 206.9299 | 218.6516 | 230.3334 | 241.9784 | 241.9784 | 241.9784 | 241.9784 | 241.9784 | 241.9784 | 241.9784 | 0.34974 | 0.34846 | 0.34531 | 0.3444 | 0.34358 | 0.33806 | 0.33606 | 0.33435 | 0.32796 | 0.32836 | 0.32431 | 0.32361 | 0.32123 | 0.31761 | 0.31738 | 0.31541 | 0.31356 | 0.3118 | 0.31012 | 0.30854 | 0 | 0 | 0 | 0 | 0 | 0 | 0.34974 | 0.69711 | 1.0402 | 1.3813 | 1.7205 | 2.0526 | 2.3822 | 2.7092 | 3.0283 | 3.3488 | 3.6637 | 3.9788 | 4.2908 | 4.5983 | 4.9069 | 5.2121 | 5.5153 | 5.8162 | 6.1148 | 6.4112 | 6.4102 | 6.4093 | 6.4085 | 0 | 0 | 0 | 12.5566 | 12.5497 | 12.4757 | 12.4824 | 12.4928 | 12.3341 | 12.3004 | 12.2754 | 12.0805 | 12.1266 | 12.011 | 12.0125 | 11.9521 | 11.8455 | 11.8595 | 11.8105 | 11.7645 | 11.7217 | 11.6818 | 11.645 | 0 | 0 | 0 | 0 | 0 | 0 | 12.5566 | 25.1063 | 37.582 | 50.0644 | 62.5572 | 74.8913 | 87.1917 | 99.4672 | 111.5477 | 123.6743 | 135.6853 | 147.6978 | 159.6499 | 171.4954 | 183.3549 | 195.1654 | 206.9299 | 218.6516 | 230.3334 | 241.9784 | 241.9784 | 241.9784 | 241.9784 | 241.9784 | 241.9784 | 241.9784 | 342.9211 | 344.3507 | 345.7831 | 347.2351 | 348.6952 | 350.1261 | 351.5544 | 352.9789 | 354.3985 | 355.9136 | 357.3156 | 358.7128 | 360.0977 | 361.4727 | 362.8614 | 364.2126 | 365.6297 | 367.0083 | 368.3534 | 369.7172 | 370.9706 | 372.1218 | 373.1786 | 374.1484 | 375.0379 | 375.8534 | 250.6787 | 251.7237 | 252.7708 | 253.8323 | 254.8996 | 255.9456 | 256.9897 | 258.031 | 259.0687 | 260.1763 | 261.2012 | 262.2225 | 263.2349 | 264.2401 | 265.2552 | 266.243 | 267.2789 | 268.2866 | 269.2699 | 270.2669 | 271.1831 | 272.0246 | 272.7972 | 273.5061 | 274.1563 | 274.7525
WA_Industrial_Instruments_Existing_Space Heating_Natural Gas_Gas Boiler - Insulate Hot Water Lines_A | WA | Industrial | Instruments | Existing | Space Heating | Natural Gas | Gas Boiler - Insulate Hot Water Lines | A | IM507 | No insulation | Insulated water lines | 20 | 50.8472 | 0 | 0 | 193.14 | 0 | 0 | 0 | 96.5689 |  | employee | 40% | 50% | Retrofit | RetroEven20 | 76.5% | TBD | 0.2% | 222.9378 |  | 162.9697 |  | 0.082004 | PGE Workpaper - SWWH017-01 | PGE Workpaper - SWWH017-01 | PGE Workpaper - SWWH017-01 | No insulation | No insulation | No insulation | No insulation | No insulation | No insulation | No insulation | No insulation | No insulation | No insulation | No insulation | No insulation | No insulation | No insulation | No insulation | No insulation | No insulation | No insulation | No insulation | No insulation | No insulation | No insulation | No insulation | No insulation | No insulation | No insulation | No insulation | No insulation | No insulation | No insulation | No insulation | Insulated water lines | Insulated water lines | Insulated water lines | Insulated water lines | Insulated water lines | Insulated water lines | Insulated water lines | Insulated water lines | Insulated water lines | Insulated water lines | Insulated water lines | Insulated water lines | Insulated water lines | Insulated water lines | Insulated water lines | Insulated water lines | Insulated water lines | Insulated water lines | Insulated water lines | Insulated water lines | Insulated water lines | Insulated water lines | Insulated water lines | Insulated water lines | Insulated water lines | Insulated water lines | Insulated water lines | Insulated water lines | Insulated water lines | Insulated water lines | Insulated water lines | 193.14 | 193.14 | 193.14 | 193.14 | 193.14 | 193.14 | 193.14 | 193.14 | 193.14 | 193.14 | 193.14 | 193.14 | 193.14 | 193.14 | 193.14 | 193.14 | 193.14 | 193.14 | 193.14 | 193.14 | 193.14 | 193.14 | 193.14 | 193.14 | 193.14 | 193.14 | 193.14 | 193.14 | 193.14 | 193.14 | 193.14 | 0 | 0 | 0 | 0 | 0 | 49.8617 | 49.4128 | 48.9258 | 48.419 | 47.894 | 47.357 | 46.8153 | 46.2672 | 45.6939 | 45.0944 | 44.5106 | 43.9397 | 43.4132 | 42.9036 | 42.4329 | 41.9822 | 41.5201 | 41.0964 | 40.6932 | 40.2945 | 39.9311 | 39.6159 | 39.3164 | 43.1537 | 42.9764 | 42.8146 | 0.048563 | 0.0481 | 0.047345 | 0.04688 | 0.04641 | 0.045307 | 0.044666 | 0.044054 | 0.042817 | 0.042416 | 0.041468 | 0.040941 | 0.040247 | 0.03942 | 0.039034 | 0.038459 | 0.037888 | 0.037365 | 0.036872 | 0.036396 | 0 | 0 | 0 | 0 | 0 | 0 | 0.048563 | 0.096226 | 0.14262 | 0.18802 | 0.2324 | 0.2751 | 0.31662 | 0.35696 | 0.39536 | 0.43259 | 0.46845 | 0.50339 | 0.5376 | 0.57071 | 0.60348 | 0.63553 | 0.66643 | 0.69699 | 0.72702 | 0.7563 | 0.74948 | 0.74356 | 0.73794 | 0 | 0 | 0 | 0.97396 | 0.97343 | 0.96769 | 0.96821 | 0.96901 | 0.95671 | 0.95409 | 0.95215 | 0.93703 | 0.94061 | 0.93164 | 0.93176 | 0.92707 | 0.9188 | 0.91989 | 0.91609 | 0.91252 | 0.9092 | 0.90611 | 0.90325 | 0 | 0 | 0 | 0 | 0 | 0 | 0.97396 | 1.9474 | 2.9151 | 3.8833 | 4.8523 | 5.809 | 6.7631 | 7.7152 | 8.6523 | 9.5929 | 10.5245 | 11.4563 | 12.3834 | 13.3022 | 14.2221 | 15.1382 | 16.0507 | 16.9599 | 17.866 | 18.7692 | 18.7692 | 18.7692 | 18.7692 | 18.7692 | 18.7692 | 18.7692 | 0.041332 | 0.040991 | 0.040424 | 0.040106 | 0.039785 | 0.038921 | 0.03845 | 0.037998 | 0.03701 | 0.036737 | 0.035989 | 0.035596 | 0.035029 | 0.034338 | 0.034017 | 0.033529 | 0.033044 | 0.032602 | 0.032208 | 0.031831 | 0 | 0 | 0 | 0 | 0 | 0 | 0.041332 | 0.082004 | 0.12177 | 0.16086 | 0.19922 | 0.23633 | 0.27255 | 0.30789 | 0.34174 | 0.37467 | 0.40656 | 0.43767 | 0.4679 | 0.49713 | 0.52592 | 0.55406 | 0.58123 | 0.60815 | 0.63506 | 0.66145 | 0.65633 | 0.65195 | 0.64791 | 0 | 0 | 0 | 0.82787 | 0.82741 | 0.82253 | 0.82298 | 0.82366 | 0.8132 | 0.81098 | 0.80933 | 0.79648 | 0.79952 | 0.7919 | 0.792 | 0.78801 | 0.78098 | 0.78191 | 0.77867 | 0.77565 | 0.77282 | 0.77019 | 0.76776 | 0 | 0 | 0 | 0 | 0 | 0 | 0.82787 | 1.6553 | 2.4778 | 3.3008 | 4.1245 | 4.9377 | 5.7486 | 6.558 | 7.3544 | 8.154 | 8.9459 | 9.7379 | 10.5259 | 11.3068 | 12.0888 | 12.8674 | 13.6431 | 14.4159 | 15.1861 | 15.9539 | 15.9539 | 15.9539 | 15.9539 | 15.9539 | 15.9539 | 15.9539 | 0.041343 | 0.041019 | 0.040471 | 0.040176 | 0.039879 | 0.03904 | 0.038592 | 0.038165 | 0.037201 | 0.036955 | 0.03623 | 0.035861 | 0.035317 | 0.034649 | 0.034351 | 0.033886 | 0.033425 | 0.033005 | 0.032612 | 0.032235 | 0 | 0 | 0 | 0 | 0 | 0 | 0.041343 | 0.08206 | 0.12192 | 0.16114 | 0.19969 | 0.23705 | 0.27356 | 0.30925 | 0.3435 | 0.37689 | 0.40928 | 0.44093 | 0.47175 | 0.50163 | 0.53108 | 0.55995 | 0.58792 | 0.61567 | 0.64303 | 0.66984 | 0.66474 | 0.66037 | 0.65633 | 0 | 0 | 0 | 0.82787 | 0.82741 | 0.82253 | 0.82298 | 0.82366 | 0.8132 | 0.81098 | 0.80933 | 0.79648 | 0.79952 | 0.7919 | 0.792 | 0.78801 | 0.78098 | 0.78191 | 0.77867 | 0.77565 | 0.77282 | 0.77019 | 0.76776 | 0 | 0 | 0 | 0 | 0 | 0 | 0.82787 | 1.6553 | 2.4778 | 3.3008 | 4.1245 | 4.9377 | 5.7486 | 6.558 | 7.3544 | 8.154 | 8.9459 | 9.7379 | 10.5259 | 11.3068 | 12.0888 | 12.8674 | 13.6431 | 14.4159 | 15.1861 | 15.9539 | 15.9539 | 15.9539 | 15.9539 | 15.9539 | 15.9539 | 15.9539 | 0.041332 | 0.040991 | 0.040424 | 0.040106 | 0.039785 | 0.038921 | 0.03845 | 0.037998 | 0.03701 | 0.036737 | 0.035989 | 0.035596 | 0.035029 | 0.034338 | 0.034017 | 0.033529 | 0.033044 | 0.032602 | 0.032208 | 0.031831 | 0 | 0 | 0 | 0 | 0 | 0 | 0.041332 | 0.082004 | 0.12177 | 0.16086 | 0.19922 | 0.23633 | 0.27255 | 0.30789 | 0.34174 | 0.37467 | 0.40656 | 0.43767 | 0.4679 | 0.49713 | 0.52592 | 0.55406 | 0.58123 | 0.60815 | 0.63506 | 0.66145 | 0.65633 | 0.65195 | 0.64791 | 0 | 0 | 0 | 0.82787 | 0.82741 | 0.82253 | 0.82298 | 0.82366 | 0.8132 | 0.81098 | 0.80933 | 0.79648 | 0.79952 | 0.7919 | 0.792 | 0.78801 | 0.78098 | 0.78191 | 0.77867 | 0.77565 | 0.77282 | 0.77019 | 0.76776 | 0 | 0 | 0 | 0 | 0 | 0 | 0.82787 | 1.6553 | 2.4778 | 3.3008 | 4.1245 | 4.9377 | 5.7486 | 6.558 | 7.3544 | 8.154 | 8.9459 | 9.7379 | 10.5259 | 11.3068 | 12.0888 | 12.8674 | 13.6431 | 14.4159 | 15.1861 | 15.9539 | 15.9539 | 15.9539 | 15.9539 | 15.9539 | 15.9539 | 15.9539 | 215.4023 | 216.3003 | 217.2 | 218.1121 | 219.0293 | 219.928 | 220.8252 | 221.72 | 222.6117 | 223.5634 | 224.4441 | 225.3217 | 226.1916 | 227.0553 | 227.9276 | 228.7764 | 229.6665 | 230.5324 | 231.3774 | 232.234 | 233.0213 | 233.7444 | 234.4082 | 235.0174 | 235.5761 | 236.0884 | 157.4612 | 158.1176 | 158.7753 | 159.4421 | 160.1125 | 160.7695 | 161.4254 | 162.0795 | 162.7313 | 163.427 | 164.0708 | 164.7123 | 165.3483 | 165.9796 | 166.6173 | 167.2377 | 167.8884 | 168.5214 | 169.1391 | 169.7653 | 170.3408 | 170.8694 | 171.3547 | 171.8 | 172.2084 | 172.5829
WA_Industrial_Instruments_Existing_Process_Natural Gas_Gas Boiler - Insulate Hot Water Lines_A | WA | Industrial | Instruments | Existing | Process | Natural Gas | Gas Boiler - Insulate Hot Water Lines | A | IM508 | No insulation | Insulated water lines | 20 | 31.5823 | 0 | 0 | 193.14 | 0 | 0 | 0 | 96.5689 |  | sqft | 40% | 50% | Retrofit | RetroEven20 | 76.5% | TBD | 0.2% | 222.9378 |  | 162.9697 |  | 1.5812 | PGE Workpaper - SWWH017-01 | PGE Workpaper - SWWH017-01 | PGE Workpaper - SWWH017-01 | No insulation | No insulation | No insulation | No insulation | No insulation | No insulation | No insulation | No insulation | No insulation | No insulation | No insulation | No insulation | No insulation | No insulation | No insulation | No insulation | No insulation | No insulation | No insulation | No insulation | No insulation | No insulation | No insulation | No insulation | No insulation | No insulation | No insulation | No insulation | No insulation | No insulation | No insulation | Insulated water lines | Insulated water lines | Insulated water lines | Insulated water lines | Insulated water lines | Insulated water lines | Insulated water lines | Insulated water lines | Insulated water lines | Insulated water lines | Insulated water lines | Insulated water lines | Insulated water lines | Insulated water lines | Insulated water lines | Insulated water lines | Insulated water lines | Insulated water lines | Insulated water lines | Insulated water lines | Insulated water lines | Insulated water lines | Insulated water lines | Insulated water lines | Insulated water lines | Insulated water lines | Insulated water lines | Insulated water lines | Insulated water lines | Insulated water lines | Insulated water lines | 193.14 | 193.14 | 193.14 | 193.14 | 193.14 | 193.14 | 193.14 | 193.14 | 193.14 | 193.14 | 193.14 | 193.14 | 193.14 | 193.14 | 193.14 | 193.14 | 193.14 | 193.14 | 193.14 | 193.14 | 193.14 | 193.14 | 193.14 | 193.14 | 193.14 | 193.14 | 193.14 | 193.14 | 193.14 | 193.14 | 193.14 | 0 | 0 | 0 | 0 | 0 | 31.5274 | 31.4736 | 31.4189 | 31.3639 | 31.307 | 31.2466 | 31.1923 | 31.1423 | 31.0914 | 31.0558 | 31.0206 | 30.998 | 30.9785 | 30.9612 | 30.9527 | 30.9425 | 30.9355 | 30.9289 | 30.9226 | 30.9164 | 30.9144 | 30.9127 | 30.9111 | 31.5823 | 31.5823 | 31.5823 | 0.93148 | 0.92938 | 0.92229 | 0.92117 | 0.92026 | 0.90682 | 0.90277 | 0.8995 | 0.88376 | 0.88612 | 0.87668 | 0.87615 | 0.8712 | 0.86294 | 0.86373 | 0.85987 | 0.85633 | 0.85303 | 0.84996 | 0.84711 | 0 | 0 | 0 | 0 | 0 | 0 | 0.93148 | 1.8593 | 2.7783 | 3.6946 | 4.6082 | 5.5061 | 6.3993 | 7.2886 | 8.1604 | 9.0372 | 9.9036 | 10.7726 | 11.637 | 12.4934 | 13.3537 | 14.2092 | 15.0623 | 15.9121 | 16.7588 | 17.6026 | 17.6015 | 17.6005 | 17.5995 | 0 | 0 | 0 | 29.5449 | 29.5287 | 29.3546 | 29.3704 | 29.3947 | 29.0215 | 28.9421 | 28.8834 | 28.4247 | 28.5332 | 28.2611 | 28.2648 | 28.1226 | 27.8717 | 27.9047 | 27.7893 | 27.6812 | 27.5804 | 27.4867 | 27.4 | 0 | 0 | 0 | 0 | 0 | 0 | 29.5449 | 59.0737 | 88.4282 | 117.7987 | 147.1934 | 176.2149 | 205.157 | 234.0404 | 262.4651 | 290.9984 | 319.2595 | 347.5243 | 375.6469 | 403.5186 | 431.4233 | 459.2126 | 486.8939 | 514.4743 | 541.9609 | 569.3609 | 569.3609 | 569.3609 | 569.3609 | 569.3609 | 569.3609 | 569.3609 | 0.79196 | 0.79038 | 0.78456 | 0.78381 | 0.78325 | 0.77204 | 0.76879 | 0.76619 | 0.75297 | 0.75511 | 0.74719 | 0.74682 | 0.74267 | 0.7357 | 0.7364 | 0.73314 | 0.73015 | 0.72736 | 0.72476 | 0.72235 | 0 | 0 | 0 | 0 | 0 | 0 | 0.79196 | 1.5812 | 2.3634 | 3.1437 | 3.9221 | 4.6877 | 5.4496 | 6.2084 | 6.9527 | 7.7011 | 8.4408 | 9.1824 | 9.9202 | 10.6512 | 11.3851 | 12.115 | 12.8429 | 13.5679 | 14.2903 | 15.0102 | 15.0094 | 15.0087 | 15.0081 | 0 | 0 | 0 | 25.1132 | 25.0994 | 24.9514 | 24.9649 | 24.9855 | 24.6682 | 24.6008 | 24.5509 | 24.161 | 24.2533 | 24.022 | 24.0251 | 23.9042 | 23.6909 | 23.719 | 23.6209 | 23.5291 | 23.4433 | 23.3637 | 23.29 | 0 | 0 | 0 | 0 | 0 | 0 | 25.1132 | 50.2126 | 75.164 | 100.1289 | 125.1144 | 149.7826 | 174.3835 | 198.9343 | 223.0954 | 247.3486 | 271.3706 | 295.3957 | 319.2999 | 342.9908 | 366.7098 | 390.3307 | 413.8598 | 437.3031 | 460.6668 | 483.9568 | 483.9568 | 483.9568 | 483.9568 | 483.9568 | 483.9568 | 483.9568 | 0.79196 | 0.79038 | 0.78456 | 0.78381 | 0.78325 | 0.77204 | 0.76879 | 0.76619 | 0.75297 | 0.75511 | 0.74719 | 0.74682 | 0.74267 | 0.7357 | 0.7364 | 0.73314 | 0.73015 | 0.72736 | 0.72476 | 0.72235 | 0 | 0 | 0 | 0 | 0 | 0 | 0.79196 | 1.5812 | 2.3634 | 3.1437 | 3.9221 | 4.6877 | 5.4496 | 6.2084 | 6.9527 | 7.7011 | 8.4408 | 9.1824 | 9.9202 | 10.6512 | 11.3851 | 12.115 | 12.8429 | 13.5679 | 14.2903 | 15.0102 | 15.0094 | 15.0087 | 15.0081 | 0 | 0 | 0 | 25.1132 | 25.0994 | 24.9514 | 24.9649 | 24.9855 | 24.6682 | 24.6008 | 24.5509 | 24.161 | 24.2533 | 24.022 | 24.0251 | 23.9042 | 23.6909 | 23.719 | 23.6209 | 23.5291 | 23.4433 | 23.3637 | 23.29 | 0 | 0 | 0 | 0 | 0 | 0 | 25.1132 | 50.2126 | 75.164 | 100.1289 | 125.1144 | 149.7826 | 174.3835 | 198.9343 | 223.0954 | 247.3486 | 271.3706 | 295.3957 | 319.2999 | 342.9908 | 366.7098 | 390.3307 | 413.8598 | 437.3031 | 460.6668 | 483.9568 | 483.9568 | 483.9568 | 483.9568 | 483.9568 | 483.9568 | 483.9568 | 0.79196 | 0.79038 | 0.78456 | 0.78381 | 0.78325 | 0.77204 | 0.76879 | 0.76619 | 0.75297 | 0.75511 | 0.74719 | 0.74682 | 0.74267 | 0.7357 | 0.7364 | 0.73314 | 0.73015 | 0.72736 | 0.72476 | 0.72235 | 0 | 0 | 0 | 0 | 0 | 0 | 0.79196 | 1.5812 | 2.3634 | 3.1437 | 3.9221 | 4.6877 | 5.4496 | 6.2084 | 6.9527 | 7.7011 | 8.4408 | 9.1824 | 9.9202 | 10.6512 | 11.3851 | 12.115 | 12.8429 | 13.5679 | 14.2903 | 15.0102 | 15.0094 | 15.0087 | 15.0081 | 0 | 0 | 0 | 25.1132 | 25.0994 | 24.9514 | 24.9649 | 24.9855 | 24.6682 | 24.6008 | 24.5509 | 24.161 | 24.2533 | 24.022 | 24.0251 | 23.9042 | 23.6909 | 23.719 | 23.6209 | 23.5291 | 23.4433 | 23.3637 | 23.29 | 0 | 0 | 0 | 0 | 0 | 0 | 25.1132 | 50.2126 | 75.164 | 100.1289 | 125.1144 | 149.7826 | 174.3835 | 198.9343 | 223.0954 | 247.3486 | 271.3706 | 295.3957 | 319.2999 | 342.9908 | 366.7098 | 390.3307 | 413.8598 | 437.3031 | 460.6668 | 483.9568 | 483.9568 | 483.9568 | 483.9568 | 483.9568 | 483.9568 | 483.9568 | 215.4023 | 216.3003 | 217.2 | 218.1121 | 219.0293 | 219.928 | 220.8252 | 221.72 | 222.6117 | 223.5634 | 224.4441 | 225.3217 | 226.1916 | 227.0553 | 227.9276 | 228.7764 | 229.6665 | 230.5324 | 231.3774 | 232.234 | 233.0213 | 233.7444 | 234.4082 | 235.0174 | 235.5761 | 236.0884 | 157.4612 | 158.1176 | 158.7753 | 159.4421 | 160.1125 | 160.7695 | 161.4254 | 162.0795 | 162.7313 | 163.427 | 164.0708 | 164.7123 | 165.3483 | 165.9796 | 166.6173 | 167.2377 | 167.8884 | 168.5214 | 169.1391 | 169.7653 | 170.3408 | 170.8694 | 171.3547 | 171.8 | 172.2084 | 172.5829
WA_Industrial_Instruments_Existing_Process_Natural Gas_Process - Insulate Heated Process Fluids_A | WA | Industrial | Instruments | Existing | Process | Natural Gas | Process - Insulate Heated Process Fluids | A | IM509 | No insulation | Insulated process fluid lines | 20 | 9.2315 | 0 | 0 | 272.03 | 0 | 0 | 0 | 136.0144 |  | employee | 5% | 10% | Retrofit | Retro12Med | 84.73% | TBD | 0.2% | 2679.7982 |  | 1958.9585 |  | 0.5031 | PGE Workpaper - SWWH017-01 | PGE Workpaper - SWWH017-01 | PGE Workpaper - SWWH017-01 | No insulation | No insulation | No insulation | No insulation | No insulation | No insulation | No insulation | No insulation | No insulation | No insulation | No insulation | No insulation | No insulation | No insulation | No insulation | No insulation | No insulation | No insulation | No insulation | No insulation | No insulation | No insulation | No insulation | No insulation | No insulation | No insulation | No insulation | No insulation | No insulation | No insulation | No insulation | Insulated process fluid lines | Insulated process fluid lines | Insulated process fluid lines | Insulated process fluid lines | Insulated process fluid lines | Insulated process fluid lines | Insulated process fluid lines | Insulated process fluid lines | Insulated process fluid lines | Insulated process fluid lines | Insulated process fluid lines | Insulated process fluid lines | Insulated process fluid lines | Insulated process fluid lines | Insulated process fluid lines | Insulated process fluid lines | Insulated process fluid lines | Insulated process fluid lines | Insulated process fluid lines | Insulated process fluid lines | Insulated process fluid lines | Insulated process fluid lines | Insulated process fluid lines | Insulated process fluid lines | Insulated process fluid lines | Insulated process fluid lines | Insulated process fluid lines | Insulated process fluid lines | Insulated process fluid lines | Insulated process fluid lines | Insulated process fluid lines | 272.03 | 272.03 | 272.03 | 272.03 | 272.03 | 272.03 | 272.03 | 272.03 | 272.03 | 272.03 | 272.03 | 272.03 | 272.03 | 272.03 | 272.03 | 272.03 | 272.03 | 272.03 | 272.03 | 272.03 | 272.03 | 272.03 | 272.03 | 272.03 | 272.03 | 272.03 | 272.03 | 272.03 | 272.03 | 272.03 | 272.03 | 0 | 0 | 0 | 0 | 0 | 9.1897 | 9.1481 | 9.1057 | 9.0632 | 9.0195 | 8.9726 | 8.9286 | 8.886 | 8.8401 | 8.8035 | 8.7641 | 8.7318 | 8.6997 | 8.6675 | 8.6422 | 8.615 | 8.5896 | 8.5646 | 8.54 | 8.5156 | 8.5136 | 8.5117 | 8.51 | 9.2315 | 9.2315 | 9.2315 | 0.29696 | 0.29546 | 0.29235 | 0.29114 | 0.28998 | 0.25633 | 0.2035 | 0.16169 | 0.12664 | 0.10128 | 0.079893 | 0.063687 | 0.050506 | 0.039897 | 0.031862 | 0.025304 | 0.00017142 | 6.0819e-05 | 2.0604e-05 | 6.6784e-06 | 5.6588e-06 | 5.6424e-06 | 5.6277e-06 | 6.0915e-06 | 6.0796e-06 | 6.0693e-06 | 0.29696 | 0.59107 | 0.88069 | 1.1677 | 1.4521 | 1.7008 | 1.896 | 2.0486 | 2.1647 | 2.257 | 2.3268 | 2.3819 | 2.4237 | 2.4546 | 2.4793 | 2.4968 | 2.4896 | 2.4824 | 2.4753 | 2.4683 | 2.4677 | 2.4671 | 2.4667 | 0 | 0 | 0 | 32.3147 | 32.2969 | 32.1065 | 32.1238 | 32.1504 | 28.5679 | 22.7919 | 18.1965 | 14.326 | 11.5046 | 9.1159 | 7.2937 | 5.8056 | 4.603 | 3.6868 | 2.9372 | 0.019956 | 0.0071012 | 0.0024127 | 0.00078425 | 0.00066468 | 0.0006629 | 0.0006613 | 0.00065986 | 0.00065858 | 0.00065746 | 32.3147 | 64.6116 | 96.718 | 128.8418 | 160.9922 | 189.5601 | 212.3519 | 230.5484 | 244.8744 | 256.379 | 265.4949 | 272.7885 | 278.5941 | 283.1971 | 286.8839 | 289.8211 | 289.841 | 289.8481 | 289.8505 | 289.8513 | 289.852 | 289.8527 | 289.8533 | 289.854 | 289.8546 | 289.8553 | 0.25259 | 0.25148 | 0.24901 | 0.24816 | 0.24734 | 0.21881 | 0.17384 | 0.13823 | 0.10835 | 0.086706 | 0.068442 | 0.054589 | 0.043316 | 0.034236 | 0.027353 | 0.021734 | 0.00014729 | 5.2284e-05 | 1.772e-05 | 5.7462e-06 | 4.8691e-06 | 4.8552e-06 | 4.8426e-06 | 5.1777e-06 | 5.1677e-06 | 5.1589e-06 | 0.25259 | 0.5031 | 0.75013 | 0.9953 | 1.2386 | 1.4519 | 1.6197 | 1.7514 | 1.852 | 1.9322 | 1.9933 | 2.0417 | 2.0786 | 2.1063 | 2.1285 | 2.1445 | 2.1393 | 2.1341 | 2.1289 | 2.1237 | 2.1233 | 2.1229 | 2.1226 | 0 | 0 | 0 | 27.4675 | 27.4524 | 27.2905 | 27.3052 | 27.3278 | 24.2827 | 19.3731 | 15.467 | 12.1771 | 9.7789 | 7.7485 | 6.1996 | 4.9347 | 3.9126 | 3.1338 | 2.4966 | 0.016963 | 0.0060361 | 0.0020508 | 0.00066662 | 0.00056497 | 0.00056347 | 0.0005621 | 0.00056088 | 0.00055979 | 0.00055884 | 27.4675 | 54.9198 | 82.2103 | 109.5156 | 136.8434 | 161.1261 | 180.4992 | 195.9661 | 208.1433 | 217.9221 | 225.6706 | 231.8702 | 236.805 | 240.7175 | 243.8513 | 246.3479 | 246.3649 | 246.3709 | 246.373 | 246.3736 | 246.3742 | 246.3748 | 246.3753 | 246.3759 | 246.3764 | 246.377 | 0 | 0 | 0 | 0 | 0 | 0 | 0 | 0 | 0 | 0 | 0 | 0 | 0 | 0 | 0 | 0 | 0 | 0 | 0 | 0 | 0 | 0 | 0 | 0 | 0 | 0 | 0 | 0 | 0 | 0 | 0 | 0 | 0 | 0 | 0 | 0 | 0 | 0 | 0 | 0 | 0 | 0 | 0 | 0 | 0 | 0 | 0 | 0 | 0 | 0 | 0 | 0 | 0 | 0 | 0 | 0 | 0 | 0 | 0 | 0 | 0 | 0 | 0 | 0 | 0 | 0 | 0 | 0 | 0 | 0 | 0 | 0 | 0 | 0 | 0 | 0 | 0 | 0 | 0 | 0 | 0 | 0 | 0 | 0 | 0 | 0 | 0 | 0 | 0 | 0 | 0 | 0 | 0 | 0 | 0 | 0 | 0 | 0 | 0 | 0 | 0 | 0 | 0 | 0 | 0 | 0 | 0 | 0 | 0 | 0 | 0 | 0 | 0 | 0 | 0 | 0 | 0 | 0 | 0 | 0 | 0 | 0 | 0 | 0 | 0 | 0 | 0 | 0 | 0 | 0 | 0 | 0 | 0 | 0 | 0 | 0 | 0 | 0 | 0 | 0 | 0 | 0 | 0 | 0 | 0 | 0 | 0 | 0 | 0 | 0 | 0 | 0 | 0 | 0 | 0 | 0 | 0 | 0 | 0 | 0 | 0 | 0 | 0 | 0 | 0 | 0 | 0 | 0 | 0 | 0 | 0 | 0 | 0 | 0 | 0 | 0 | 0 | 0 | 0 | 0 | 0 | 0 | 0 | 0 | 0 | 0 | 0 | 0 | 0 | 0 | 0 | 0 | 0 | 0 | 0 | 0 | 0 | 0 | 0 | 0 | 0 | 0 | 0 | 0 | 0 | 0 | 0 | 0 | 2679.7982 | 2679.7982 | 2679.7982 | 2679.7982 | 2679.7982 | 2679.7982 | 2679.7982 | 2679.7982 | 2679.7982 | 2679.7982 | 2679.7982 | 2679.7982 | 2679.7982 | 2679.7982 | 2679.7982 | 2679.7982 | 2679.7982 | 2679.7982 | 2679.7982 | 2679.7982 | 2679.7982 | 2679.7982 | 2679.7982 | 2679.7982 | 2679.7982 | 2679.7982 | 1958.9585 | 1958.9585 | 1958.9585 | 1958.9585 | 1958.9585 | 1958.9585 | 1958.9585 | 1958.9585 | 1958.9585 | 1958.9585 | 1958.9585 | 1958.9585 | 1958.9585 | 1958.9585 | 1958.9585 | 1958.9585 | 1958.9585 | 1958.9585 | 1958.9585 | 1958.9585 | 1958.9585 | 1958.9585 | 1958.9585 | 1958.9585 | 1958.9585 | 1958.9585
WA_Industrial_Instruments_Existing_Process_Natural Gas_Process Heat Recovery_A | WA | Industrial | Instruments | Existing | Process | Natural Gas | Process Heat Recovery | A | IM510 | No HR system | HR system installed | 15 | 0.14017 | 0 | 0 | 312.38 | 0 | 0 | 0 | 156.1916 |  | cfm | 5% | 50% | Retrofit | Retro12Med | 84.73% | TBD | 0.2% | 233719.1839 |  | 177700.6867 |  | 0.27484 | MN TRM v3.1 - Exhaust Energy Recovery | WI TRM - Process Exhaust Filtration, 3244 | MN TRM v3.1 - Exhaust Energy Recovery | No HR system | No HR system | No HR system | No HR system | No HR system | No HR system | No HR system | No HR system | No HR system | No HR system | No HR system | No HR system | No HR system | No HR system | No HR system | No HR system | No HR system | No HR system | No HR system | No HR system | No HR system | No HR system | No HR system | No HR system | No HR system | No HR system | No HR system | No HR system | No HR system | No HR system | No HR system | HR system installed | HR system installed | HR system installed | HR system installed | HR system installed | HR system installed | HR system installed | HR system installed | HR system installed | HR system installed | HR system installed | HR system installed | HR system installed | HR system installed | HR system installed | HR system installed | HR system installed | HR system installed | HR system installed | HR system installed | HR system installed | HR system installed | HR system installed | HR system installed | HR system installed | HR system installed | HR system installed | HR system installed | HR system installed | HR system installed | HR system installed | 312.38 | 312.38 | 312.38 | 312.38 | 312.38 | 312.38 | 312.38 | 312.38 | 312.38 | 312.38 | 312.38 | 312.38 | 312.38 | 312.38 | 312.38 | 312.38 | 312.38 | 312.38 | 312.38 | 312.38 | 312.38 | 312.38 | 312.38 | 312.38 | 312.38 | 312.38 | 312.38 | 312.38 | 312.38 | 312.38 | 312.38 | 0 | 0 | 0 | 0 | 0 | 0.13949 | 0.13881 | 0.13812 | 0.13743 | 0.13673 | 0.13597 | 0.13528 | 0.1346 | 0.13389 | 0.13332 | 0.1327 | 0.1322 | 0.13171 | 0.13121 | 0.13082 | 0.13041 | 0.13002 | 0.12964 | 0.12927 | 0.1289 | 0.12886 | 0.12883 | 0.12881 | 0 | 0 | 0 | 0.16227 | 0.16139 | 0.15965 | 0.15894 | 0.15825 | 0.13984 | 0.111 | 0.088176 | 0.069049 | 0.055215 | 0.04355 | 0.034713 | 0.027527 | 0.021743 | 0.017363 | 0.013789 | 9.3409e-05 | 3.3142e-05 | 1.1227e-05 | 3.6391e-06 | 3.0835e-06 | 3.0746e-06 | 3.0665e-06 | 0 | 0 | 0 | 0.16227 | 0.32287 | 0.48092 | 0.63746 | 0.79243 | 0.92791 | 1.0341 | 1.1172 | 1.1803 | 1.2305 | 1.2684 | 1.2983 | 1.3209 | 1.3377 | 1.3511 | 1.3606 | 1.3567 | 1.3527 | 1.3488 | 1.345 | 1.3447 | 1.3444 | 1.3441 | 0 | 0 | 0 | 1163.3275 | 1162.689 | 1155.8322 | 1156.4571 | 1157.4134 | 1028.4439 | 820.5068 | 655.0726 | 515.7363 | 414.1643 | 328.1717 | 262.5715 | 208.9999 | 165.7085 | 132.7239 | 105.74 | 0.71842 | 0.25564 | 0.086855 | 0.028233 | 0.023928 | 0.023865 | 0.023807 | 1.0948e-06 | 1.0948e-06 | 1.0948e-06 | 1163.3275 | 2326.0166 | 3481.8488 | 4638.3059 | 5795.7193 | 6824.1632 | 7644.67 | 8299.7426 | 8815.4789 | 9229.6432 | 9557.8149 | 9820.3864 | 10029.3864 | 10195.0949 | 10327.8188 | 10433.5588 | 10434.2772 | 10434.5329 | 10434.6197 | 10434.6479 | 10434.6719 | 10434.6957 | 10434.7195 | 10434.7195 | 10434.7195 | 10434.7195 | 0.13803 | 0.13738 | 0.136 | 0.13549 | 0.13501 | 0.11941 | 0.094851 | 0.075407 | 0.059098 | 0.047288 | 0.037323 | 0.029767 | 0.023618 | 0.018666 | 0.014913 | 0.011849 | 8.0302e-05 | 2.8504e-05 | 9.6606e-06 | 3.1326e-06 | 2.6544e-06 | 2.6468e-06 | 2.64e-06 | 0 | 0 | 0 | 0.13803 | 0.27484 | 0.40969 | 0.54344 | 0.67608 | 0.79233 | 0.88373 | 0.9554 | 1.0102 | 1.0538 | 1.087 | 1.1133 | 1.1334 | 1.1484 | 1.1605 | 1.1692 | 1.1663 | 1.1634 | 1.1606 | 1.1578 | 1.1575 | 1.1573 | 1.1571 | 0 | 0 | 0 | 988.8284 | 988.2857 | 982.4574 | 982.9886 | 983.8014 | 874.1773 | 697.4308 | 556.8117 | 438.3758 | 352.0396 | 278.946 | 223.1857 | 177.65 | 140.8523 | 112.8153 | 89.879 | 0.61066 | 0.2173 | 0.073827 | 0.023998 | 0.020339 | 0.020285 | 0.020236 | 9.3059e-07 | 9.3059e-07 | 9.3059e-07 | 988.8284 | 1977.1141 | 2959.5715 | 3942.56 | 4926.3614 | 5800.5387 | 6497.9695 | 7054.7813 | 7493.1571 | 7845.1967 | 8124.1427 | 8347.3284 | 8524.9784 | 8665.8307 | 8778.646 | 8868.525 | 8869.1356 | 8869.3529 | 8869.4268 | 8869.4508 | 8869.4711 | 8869.4914 | 8869.5116 | 8869.5116 | 8869.5116 | 8869.5116 | 0 | 0 | 0 | 0 | 0 | 0 | 0 | 0 | 0 | 0 | 0 | 0 | 0 | 0 | 0 | 0 | 0 | 0 | 0 | 0 | 0 | 0 | 0 | 0 | 0 | 0 | 0 | 0 | 0 | 0 | 0 | 0 | 0 | 0 | 0 | 0 | 0 | 0 | 0 | 0 | 0 | 0 | 0 | 0 | 0 | 0 | 0 | 0 | 0 | 0 | 0 | 0 | 0 | 0 | 0 | 0 | 0 | 0 | 0 | 0 | 0 | 0 | 0 | 0 | 0 | 0 | 0 | 0 | 0 | 0 | 0 | 0 | 0 | 0 | 0 | 0 | 0 | 0 | 0 | 0 | 0 | 0 | 0 | 0 | 0 | 0 | 0 | 0 | 0 | 0 | 0 | 0 | 0 | 0 | 0 | 0 | 0 | 0 | 0 | 0 | 0 | 0 | 0 | 0 | 0 | 0 | 0 | 0 | 0 | 0 | 0 | 0 | 0 | 0 | 0 | 0 | 0 | 0 | 0 | 0 | 0 | 0 | 0 | 0 | 0 | 0 | 0 | 0 | 0 | 0 | 0 | 0 | 0 | 0 | 0 | 0 | 0 | 0 | 0 | 0 | 0 | 0 | 0 | 0 | 0 | 0 | 0 | 0 | 0 | 0 | 0 | 0 | 0 | 0 | 0 | 0 | 0 | 0 | 0 | 0 | 0 | 0 | 0 | 0 | 0 | 0 | 0 | 0 | 0 | 0 | 0 | 0 | 0 | 0 | 0 | 0 | 0 | 0 | 0 | 0 | 0 | 0 | 0 | 0 | 0 | 0 | 0 | 0 | 0 | 0 | 0 | 0 | 0 | 0 | 0 | 0 | 0 | 0 | 0 | 0 | 0 | 0 | 0 | 0 | 0 | 0 | 0 | 0 | 233719.1839 | 233719.1839 | 233719.1839 | 233719.1839 | 233719.1839 | 233719.1839 | 233719.1839 | 233719.1839 | 233719.1839 | 233719.1839 | 233719.1839 | 233719.1839 | 233719.1839 | 233719.1839 | 233719.1839 | 233719.1839 | 233719.1839 | 233719.1839 | 233719.1839 | 233719.1839 | 233719.1839 | 233719.1839 | 233719.1839 | 0 | 0 | 0 | 177700.6867 | 177700.6867 | 177700.6867 | 177700.6867 | 177700.6867 | 177700.6867 | 177700.6867 | 177700.6867 | 177700.6867 | 177700.6867 | 177700.6867 | 177700.6867 | 177700.6867 | 177700.6867 | 177700.6867 | 177700.6867 | 177700.6867 | 177700.6867 | 177700.6867 | 177700.6867 | 177700.6867 | 177700.6867 | 177700.6867 | 0 | 0 | 0
WA_Industrial_Instruments_Existing_Space Heating_Natural Gas_Building Automation System_A | WA | Industrial | Instruments | Existing | Space Heating | Natural Gas | Building Automation System | A | IM511 | No control system | Automation system installed and programmed | 15 | 0.015698 | 0 | 0 | 0.1 | 0.03 | 0 | 0 | 0.05225 |  | sqft | 5% | 65% | Retrofit | Retro1Slow | 81.8% | TBD | 0.2% | 2737.6837 |  | 545.2251 |  | 0.13906 | COM_EMS-All-XCELCO-2017-18-3 | BEHAV_EIS-All-CPUC-2018_PG-10 | COM_EMS-All-XCELCO-2017-18-3 | No control system | No control system | No control system | No control system | No control system | No control system | No control system | No control system | No control system | No control system | No control system | No control system | No control system | No control system | No control system | No control system | No control system | No control system | No control system | No control system | No control system | No control system | No control system | No control system | No control system | No control system | No control system | No control system | No control system | No control system | No control system | Automation system installed and programmed | Automation system installed and programmed | Automation system installed and programmed | Automation system installed and programmed | Automation system installed and programmed | Automation system installed and programmed | Automation system installed and programmed | Automation system installed and programmed | Automation system installed and programmed | Automation system installed and programmed | Automation system installed and programmed | Automation system installed and programmed | Automation system installed and programmed | Automation system installed and programmed | Automation system installed and programmed | Automation system installed and programmed | Automation system installed and programmed | Automation system installed and programmed | Automation system installed and programmed | Automation system installed and programmed | Automation system installed and programmed | Automation system installed and programmed | Automation system installed and programmed | Automation system installed and programmed | Automation system installed and programmed | Automation system installed and programmed | Automation system installed and programmed | Automation system installed and programmed | Automation system installed and programmed | Automation system installed and programmed | Automation system installed and programmed | 0.1 | 0.1 | 0.1 | 0.1 | 0.1 | 0.1 | 0.1 | 0.1 | 0.1 | 0.1 | 0.1 | 0.1 | 0.1 | 0.1 | 0.1 | 0.1 | 0.1 | 0.1 | 0.1 | 0.1 | 0.1 | 0.1 | 0.1 | 0.1 | 0.1 | 0.1 | 0.1 | 0.1 | 0.1 | 0.1 | 0.1 | 0 | 0 | 0 | 0 | 0 | 0.015419 | 0.015292 | 0.015135 | 0.014968 | 0.01479 | 0.014604 | 0.014414 | 0.014222 | 0.01402 | 0.01381 | 0.013604 | 0.013404 | 0.013223 | 0.013052 | 0.012897 | 0.012749 | 0.012599 | 0.012466 | 0.012341 | 0.012221 | 0.012123 | 0.012038 | 0.011956 | 0 | 0 | 0 | 0.054866 | 0.10871 | 0.18992 | 0.30567 | 0.45885 | 0.64066 | 0.85777 | 1.0949 | 1.3138 | 1.532 | 1.677 | 1.758 | 1.7327 | 1.5978 | 1.3898 | 1.1315 | 0.85176 | 0.58133 | 0.36642 | 0.2359 | 0 | 0 | 0 | 0 | 0 | 0 | 0.054866 | 0.16313 | 0.35137 | 0.65316 | 1.1043 | 1.731 | 2.5662 | 3.6269 | 4.8892 | 6.3481 | 7.9304 | 9.5719 | 11.1754 | 12.6283 | 13.8683 | 14.8405 | 15.518 | 15.9355 | 16.1417 | 16.2206 | 16.0909 | 15.9781 | 15.8694 | 0 | 0 | 0 | 3558.4221 | 7109.1484 | 12548.1748 | 20422.3615 | 31023.9241 | 43868.6365 | 59510.3252 | 76990.2337 | 93711.5312 | 110930.0805 | 123269.4878 | 131152.5442 | 131037.2365 | 122422.8615 | 107764.5778 | 88751.5822 | 67604.8925 | 46632.852 | 29691.9642 | 19303.26 | 0 | 0 | 0 | 0 | 0 | 0 | 3558.4221 | 10667.5705 | 23215.7453 | 43638.1068 | 74662.0309 | 118530.6674 | 178040.9926 | 255031.2263 | 348742.7575 | 459672.8381 | 582942.3259 | 714094.8702 | 845132.1067 | 967554.9682 | 1075319.546 | 1164071.1282 | 1231676.0207 | 1278308.8727 | 1308000.8369 | 1327304.097 | 1327304.097 | 1327304.097 | 1327304.097 | 1327304.097 | 1327304.097 | 1327304.097 | 0.046703 | 0.092676 | 0.16223 | 0.26168 | 0.39367 | 0.55092 | 0.73926 | 0.94568 | 1.1374 | 1.3291 | 1.4581 | 1.5316 | 1.5114 | 1.3952 | 1.2143 | 0.98916 | 0.74507 | 0.50882 | 0.32114 | 0.20704 | 0 | 0 | 0 | 0 | 0 | 0 | 0.046703 | 0.13906 | 0.30015 | 0.55915 | 0.94742 | 1.4886 | 2.2117 | 3.1326 | 4.2327 | 5.5075 | 6.8955 | 8.3394 | 9.7482 | 11.0269 | 12.1171 | 12.9739 | 13.5742 | 13.9479 | 14.1468 | 14.236 | 14.1406 | 14.0588 | 13.9825 | 0 | 0 | 0 | 3024.6588 | 6042.7762 | 10665.9486 | 17359.0072 | 26370.3355 | 37288.341 | 50583.7764 | 65441.6986 | 79654.8015 | 94290.5685 | 104779.0647 | 111479.6626 | 111381.651 | 104059.4323 | 91599.8912 | 75438.8449 | 57464.1586 | 39637.9242 | 25238.1696 | 16407.771 | 0 | 0 | 0 | 0 | 0 | 0 | 3024.6588 | 9067.4349 | 19733.3835 | 37092.3908 | 63462.7263 | 100751.0673 | 151334.8437 | 216776.5424 | 296431.3439 | 390721.9124 | 495500.977 | 606980.6396 | 718362.2907 | 822421.723 | 914021.6141 | 989460.459 | 1046924.6176 | 1086562.5418 | 1111800.7114 | 1128208.4824 | 1128208.4824 | 1128208.4824 | 1128208.4824 | 1128208.4824 | 1128208.4824 | 1128208.4824 | 0.046716 | 0.092739 | 0.16242 | 0.26214 | 0.39461 | 0.5526 | 0.742 | 0.94984 | 1.1432 | 1.337 | 1.4679 | 1.543 | 1.5239 | 1.4078 | 1.2263 | 0.99968 | 0.75364 | 0.51511 | 0.32516 | 0.20966 | 0 | 0 | 0 | 0 | 0 | 0 | 0.046716 | 0.13916 | 0.30051 | 0.56013 | 0.94966 | 1.4931 | 2.2199 | 3.1464 | 4.2545 | 5.5402 | 6.9418 | 8.4015 | 9.8283 | 11.1267 | 12.2362 | 13.1119 | 13.7304 | 14.1204 | 14.3242 | 14.4166 | 14.3217 | 14.2403 | 14.1643 | 0 | 0 | 0 | 3024.6588 | 6042.7762 | 10665.9486 | 17359.0072 | 26370.3355 | 37288.341 | 50583.7764 | 65441.6986 | 79654.8015 | 94290.5685 | 104779.0647 | 111479.6626 | 111381.651 | 104059.4323 | 91599.8912 | 75438.8449 | 57464.1586 | 39637.9242 | 25238.1696 | 16407.771 | 0 | 0 | 0 | 0 | 0 | 0 | 3024.6588 | 9067.4349 | 19733.3835 | 37092.3908 | 63462.7263 | 100751.0673 | 151334.8437 | 216776.5424 | 296431.3439 | 390721.9124 | 495500.977 | 606980.6396 | 718362.2907 | 822421.723 | 914021.6141 | 989460.459 | 1046924.6176 | 1086562.5418 | 1111800.7114 | 1128208.4824 | 1128208.4824 | 1128208.4824 | 1128208.4824 | 1128208.4824 | 1128208.4824 | 1128208.4824 | 0.046703 | 0.092676 | 0.16223 | 0.26168 | 0.39367 | 0.55092 | 0.73926 | 0.94568 | 1.1374 | 1.3291 | 1.4581 | 1.5316 | 1.5114 | 1.3952 | 1.2143 | 0.98916 | 0.74507 | 0.50882 | 0.32114 | 0.20704 | 0 | 0 | 0 | 0 | 0 | 0 | 0.046703 | 0.13906 | 0.30015 | 0.55915 | 0.94742 | 1.4886 | 2.2117 | 3.1326 | 4.2327 | 5.5075 | 6.8955 | 8.3394 | 9.7482 | 11.0269 | 12.1171 | 12.9739 | 13.5742 | 13.9479 | 14.1468 | 14.236 | 14.1406 | 14.0588 | 13.9825 | 0 | 0 | 0 | 3024.6588 | 6042.7762 | 10665.9486 | 17359.0072 | 26370.3355 | 37288.341 | 50583.7764 | 65441.6986 | 79654.8015 | 94290.5685 | 104779.0647 | 111479.6626 | 111381.651 | 104059.4323 | 91599.8912 | 75438.8449 | 57464.1586 | 39637.9242 | 25238.1696 | 16407.771 | 0 | 0 | 0 | 0 | 0 | 0 | 3024.6588 | 9067.4349 | 19733.3835 | 37092.3908 | 63462.7263 | 100751.0673 | 151334.8437 | 216776.5424 | 296431.3439 | 390721.9124 | 495500.977 | 606980.6396 | 718362.2907 | 822421.723 | 914021.6141 | 989460.459 | 1046924.6176 | 1086562.5418 | 1111800.7114 | 1128208.4824 | 1128208.4824 | 1128208.4824 | 1128208.4824 | 1128208.4824 | 1128208.4824 | 1128208.4824 | 2588.6886 | 2601.4057 | 2617.3097 | 2634.3408 | 2652.4101 | 2670.9824 | 2690.3443 | 2709.879 | 2729.6175 | 2751.2686 | 2771.5884 | 2791.9623 | 2811.1341 | 2829.2466 | 2847.1224 | 2864.2187 | 2881.8999 | 2898.0489 | 2913.4766 | 2928.3031 | 2942.1596 | 2955.1037 | 2967.191 | 0 | 0 | 0 | 515.5519 | 518.0846 | 521.2519 | 524.6438 | 528.2424 | 531.9412 | 535.7972 | 539.6876 | 543.6187 | 547.9306 | 551.9774 | 556.035 | 559.8532 | 563.4604 | 567.0204 | 570.4253 | 573.9466 | 577.1627 | 580.2353 | 583.188 | 585.9476 | 588.5255 | 590.9328 | 0 | 0 | 0
WA_Industrial_Instruments_Existing_Space Heating_Natural Gas_Steam System Efficiency Improvements_A | WA | Industrial | Instruments | Existing | Space Heating | Natural Gas | Steam System Efficiency Improvements | A | IM512 | Average system efficiency | Optimized system | 5 | 0.14024 | 0 | 0 | 0.12 | 0 | 0 | 0 | 0.0594 |  | sqft | 30% | 60% | Retrofit | Retro1Slow | 81.8% | TBD | 0.2% | 19805.4049 |  | 17551.7785 |  | 0.0086149 | AEG Research | DOE - Improving Steam System Performance: A Sourcebook for Industry, Second Edition. October 2012. | DOE - Improving Steam System Performance: A Sourcebook for Industry, Second Edition. October 2012. | Average system efficiency | Average system efficiency | Average system efficiency | Average system efficiency | Average system efficiency | Average system efficiency | Average system efficiency | Average system efficiency | Average system efficiency | Average system efficiency | Average system efficiency | Average system efficiency | Average system efficiency | Average system efficiency | Average system efficiency | Average system efficiency | Average system efficiency | Average system efficiency | Average system efficiency | Average system efficiency | Average system efficiency | Average system efficiency | Average system efficiency | Average system efficiency | Average system efficiency | Average system efficiency | Average system efficiency | Average system efficiency | Average system efficiency | Average system efficiency | Average system efficiency | Optimized system | Optimized system | Optimized system | Optimized system | Optimized system | Optimized system | Optimized system | Optimized system | Optimized system | Optimized system | Optimized system | Optimized system | Optimized system | Optimized system | Optimized system | Optimized system | Optimized system | Optimized system | Optimized system | Optimized system | Optimized system | Optimized system | Optimized system | Optimized system | Optimized system | Optimized system | Optimized system | Optimized system | Optimized system | Optimized system | Optimized system | 0.12 | 0.12 | 0.12 | 0.12 | 0.12 | 0.12 | 0.12 | 0.12 | 0.12 | 0.12 | 0.12 | 0.12 | 0.12 | 0.12 | 0.12 | 0.12 | 0.12 | 0.12 | 0.12 | 0.12 | 0.12 | 0.12 | 0.12 | 0.12 | 0.12 | 0.12 | 0.12 | 0.12 | 0.12 | 0.12 | 0.12 | 0 | 0 | 0 | 0 | 0 | 0.13628 | 0.13326 | 0.12945 | 0.12488 | 0.1196 | 0.11366 | 0.10763 | 0.10168 | 0.095687 | 0.090664 | 0.085889 | 0.082057 | 0.0787 | 0.075727 | 0.073607 | 0.071655 | 0.069954 | 0.068512 | 0.06734 | 0.066241 | 0.065535 | 0.06492 | 0.06434 | 0.11902 | 0.11854 | 0.11809 | 0.0034368 | 0.0067142 | 0.011512 | 0.018074 | 0.026297 | 0.035339 | 0.045394 | 0.055481 | 0.06355 | 0.071278 | 0.075035 | 0.076272 | 0.073087 | 0.065703 | 0.056217 | 0.04507 | 0.033517 | 0.022643 | 0.01417 | 0.009062 | 0 | 0 | 0 | 0 | 0 | 0 | 0.0034368 | 0.010075 | 0.021299 | 0.038621 | 0.063286 | 0.095483 | 0.13581 | 0.18378 | 0.2365 | 0.29536 | 0.35484 | 0.41528 | 0.47138 | 0.51927 | 0.56096 | 0.59115 | 0.61063 | 0.62069 | 0.62424 | 0.62311 | 0.61647 | 0.61068 | 0.60523 | 0 | 0 | 0 | 25.219 | 50.3834 | 88.9304 | 144.7358 | 219.8703 | 310.9024 | 421.757 | 545.6392 | 664.1451 | 786.175 | 873.6259 | 929.4941 | 928.6769 | 867.6258 | 763.7407 | 628.9933 | 479.1241 | 330.4927 | 210.4306 | 136.8046 | 0 | 0 | 0 | 0 | 0 | 0 | 25.219 | 75.6024 | 164.5328 | 309.2686 | 529.1389 | 840.0413 | 1261.7983 | 1807.4375 | 2471.5826 | 3257.7576 | 4131.3836 | 5060.8777 | 5989.5546 | 6857.1804 | 7620.9212 | 8249.9145 | 8729.0386 | 9059.5313 | 9269.9619 | 9406.7665 | 9406.7665 | 9406.7665 | 9406.7665 | 9406.7665 | 9406.7665 | 9406.7665 | 0.002929 | 0.0057412 | 0.0098911 | 0.015621 | 0.022888 | 0.031016 | 0.040201 | 0.049596 | 0.057391 | 0.064943 | 0.068986 | 0.070645 | 0.06811 | 0.06156 | 0.052849 | 0.042502 | 0.031687 | 0.021453 | 0.013457 | 0.0086256 | 0 | 0 | 0 | 0 | 0 | 0 | 0.002929 | 0.0086149 | 0.0183 | 0.033379 | 0.055083 | 0.083805 | 0.12027 | 0.16429 | 0.21358 | 0.26911 | 0.32624 | 0.38464 | 0.43928 | 0.48653 | 0.52735 | 0.55745 | 0.5773 | 0.58809 | 0.59281 | 0.5931 | 0.58772 | 0.58307 | 0.5788 | 0 | 0 | 0 | 21.4361 | 42.8259 | 75.5909 | 123.0254 | 186.8898 | 264.267 | 358.4934 | 463.7933 | 564.5233 | 668.2488 | 742.582 | 790.07 | 789.3754 | 737.4819 | 649.1796 | 534.6443 | 407.2555 | 280.9188 | 178.866 | 116.2839 | 0 | 0 | 0 | 0 | 0 | 0 | 21.4361 | 64.262 | 139.8529 | 262.8783 | 449.7681 | 714.0351 | 1072.5285 | 1536.3219 | 2100.8452 | 2769.094 | 3511.676 | 4301.746 | 5091.1214 | 5828.6033 | 6477.783 | 7012.4273 | 7419.6828 | 7700.6016 | 7879.4676 | 7995.7515 | 7995.7515 | 7995.7515 | 7995.7515 | 7995.7515 | 7995.7515 | 7995.7515 | 0.0029359 | 0.0057692 | 0.0099663 | 0.015785 | 0.023198 | 0.031544 | 0.041027 | 0.050805 | 0.059044 | 0.067091 | 0.071601 | 0.07365 | 0.071341 | 0.064791 | 0.055855 | 0.045107 | 0.033764 | 0.022944 | 0.014432 | 0.0092744 | 0 | 0 | 0 | 0 | 0 | 0 | 0.0029359 | 0.008657 | 0.018439 | 0.033729 | 0.055829 | 0.08523 | 0.12274 | 0.16829 | 0.21973 | 0.27801 | 0.3386 | 0.40101 | 0.46012 | 0.51206 | 0.55734 | 0.59163 | 0.61514 | 0.62894 | 0.63575 | 0.63771 | 0.6321 | 0.62726 | 0.6228 | 0 | 0 | 0 | 21.4361 | 42.8259 | 75.5909 | 123.0254 | 186.8898 | 264.267 | 358.4934 | 463.7933 | 564.5233 | 668.2488 | 742.582 | 790.07 | 789.3754 | 737.4819 | 649.1796 | 534.6443 | 407.2555 | 280.9188 | 178.866 | 116.2839 | 0 | 0 | 0 | 0 | 0 | 0 | 21.4361 | 64.262 | 139.8529 | 262.8783 | 449.7681 | 714.0351 | 1072.5285 | 1536.3219 | 2100.8452 | 2769.094 | 3511.676 | 4301.746 | 5091.1214 | 5828.6033 | 6477.783 | 7012.4273 | 7419.6828 | 7700.6016 | 7879.4676 | 7995.7515 | 7995.7515 | 7995.7515 | 7995.7515 | 7995.7515 | 7995.7515 | 7995.7515 | 0.0029371 | 0.0057748 | 0.0099872 | 0.015846 | 0.023347 | 0.031845 | 0.041558 | 0.051636 | 0.060211 | 0.068582 | 0.07335 | 0.075547 | 0.073239 | 0.066543 | 0.057351 | 0.046297 | 0.034632 | 0.023516 | 0.014788 | 0.0095009 | 0 | 0 | 0 | 0 | 0 | 0 | 0.0029371 | 0.0086653 | 0.018478 | 0.03386 | 0.056186 | 0.086043 | 0.12433 | 0.17105 | 0.22407 | 0.28419 | 0.34687 | 0.41133 | 0.47236 | 0.52592 | 0.57227 | 0.60724 | 0.63096 | 0.64464 | 0.65144 | 0.65329 | 0.64739 | 0.64243 | 0.63788 | 0 | 0 | 0 | 21.4361 | 42.8259 | 75.5909 | 123.0254 | 186.8898 | 264.267 | 358.4934 | 463.7933 | 564.5233 | 668.2488 | 742.582 | 790.07 | 789.3754 | 737.4819 | 649.1796 | 534.6443 | 407.2555 | 280.9188 | 178.866 | 116.2839 | 0 | 0 | 0 | 0 | 0 | 0 | 21.4361 | 64.262 | 139.8529 | 262.8783 | 449.7681 | 714.0351 | 1072.5285 | 1536.3219 | 2100.8452 | 2769.094 | 3511.676 | 4301.746 | 5091.1214 | 5828.6033 | 6477.783 | 7012.4273 | 7419.6828 | 7700.6016 | 7879.4676 | 7995.7515 | 7995.7515 | 7995.7515 | 7995.7515 | 7995.7515 | 7995.7515 | 7995.7515 | 19135.9674 | 19215.7418 | 19295.6745 | 19376.7031 | 19458.181 | 19538.0266 | 19617.7279 | 19697.2189 | 19776.4365 | 19860.9855 | 19939.2232 | 20017.1889 | 20094.4706 | 20171.2014 | 20248.6915 | 20324.0958 | 20403.1737 | 20480.0992 | 20555.1647 | 20631.2682 | 20701.2079 | 20765.4475 | 20824.4218 | 20878.5376 | 20928.1744 | 20973.6856 | 16958.5153 | 17029.2123 | 17100.0496 | 17171.858 | 17244.0647 | 17314.8248 | 17385.457 | 17455.9029 | 17526.1064 | 17601.0347 | 17670.3698 | 17739.464 | 17807.9519 | 17875.9517 | 17944.6242 | 18011.4484 | 18081.5281 | 18149.7004 | 18216.2243 | 18283.6681 | 18345.6495 | 18402.5794 | 18454.8431 | 18502.8011 | 18546.7898 | 18587.1224
WA_Industrial_Instruments_Existing_Process_Natural Gas_Steam System Efficiency Improvements_A | WA | Industrial | Instruments | Existing | Process | Natural Gas | Steam System Efficiency Improvements | A | IM513 | Average system efficiency | Optimized system | 5 | 0.087109 | 0 | 0 | 20 | 0 | 0 | 0 | 10.0002 |  | sqft | 30% | 60% | Retrofit | Retro1Slow | 81.8% | TBD | 0.2% | 19805.4049 |  | 17551.7785 |  | 0.0010004 | AEG Research | DOE - Improving Steam System Performance: A Sourcebook for Industry, Second Edition. October 2012. | DOE - Improving Steam System Performance: A Sourcebook for Industry, Second Edition. October 2012. | Average system efficiency | Average system efficiency | Average system efficiency | Average system efficiency | Average system efficiency | Average system efficiency | Average system efficiency | Average system efficiency | Average system efficiency | Average system efficiency | Average system efficiency | Average system efficiency | Average system efficiency | Average system efficiency | Average system efficiency | Average system efficiency | Average system efficiency | Average system efficiency | Average system efficiency | Average system efficiency | Average system efficiency | Average system efficiency | Average system efficiency | Average system efficiency | Average system efficiency | Average system efficiency | Average system efficiency | Average system efficiency | Average system efficiency | Average system efficiency | Average system efficiency | Optimized system | Optimized system | Optimized system | Optimized system | Optimized system | Optimized system | Optimized system | Optimized system | Optimized system | Optimized system | Optimized system | Optimized system | Optimized system | Optimized system | Optimized system | Optimized system | Optimized system | Optimized system | Optimized system | Optimized system | Optimized system | Optimized system | Optimized system | Optimized system | Optimized system | Optimized system | Optimized system | Optimized system | Optimized system | Optimized system | Optimized system | 20 | 20 | 20 | 20 | 20 | 20 | 20 | 20 | 20 | 20 | 20 | 20 | 20 | 20 | 20 | 20 | 20 | 20 | 20 | 20 | 20 | 20 | 20 | 20 | 20 | 20 | 20 | 20 | 20 | 20 | 20 | 0 | 0 | 0 | 0 | 0 | 0.086671 | 0.086236 | 0.085794 | 0.085351 | 0.084897 | 0.084416 | 0.083972 | 0.083546 | 0.083091 | 0.082733 | 0.082348 | 0.082035 | 0.081723 | 0.081412 | 0.08117 | 0.080909 | 0.080669 | 0.080433 | 0.0802 | 0.07997 | 0.07995 | 0.079931 | 0.079914 | 0.087109 | 0.087109 | 0.087109 | 0.000394 | 0.0007832 | 0.0013753 | 0.0022268 | 0.0033648 | 0.0047309 | 0.0063839 | 0.0082172 | 0.0099474 | 0.011724 | 0.012968 | 0.013745 | 0.013681 | 0.012732 | 0.011175 | 0.0091735 | 0.006967 | 0.0047917 | 0.0030421 | 0.0019721 | 0 | 0 | 0 | 0 | 0 | 0 | 0.000394 | 0.0011752 | 0.0025445 | 0.0047581 | 0.0080976 | 0.012783 | 0.019099 | 0.02722 | 0.037019 | 0.048584 | 0.061325 | 0.074837 | 0.088233 | 0.10063 | 0.11151 | 0.12032 | 0.12693 | 0.13135 | 0.13401 | 0.1356 | 0.13557 | 0.13553 | 0.13551 | 0 | 0 | 0 | 4.5459 | 9.082 | 16.0303 | 26.0896 | 39.6332 | 56.0423 | 76.0247 | 98.3553 | 119.7168 | 141.7136 | 157.4772 | 167.5478 | 167.4005 | 156.3956 | 137.6696 | 113.3805 | 86.3655 | 59.5736 | 37.9316 | 24.66 | 0 | 0 | 0 | 0 | 0 | 0 | 4.5459 | 13.6279 | 29.6582 | 55.7478 | 95.381 | 151.4233 | 227.448 | 325.8033 | 445.5201 | 587.2337 | 744.7109 | 912.2587 | 1079.6592 | 1236.0549 | 1373.7245 | 1487.105 | 1573.4705 | 1633.0441 | 1670.9757 | 1695.6357 | 1695.6357 | 1695.6357 | 1695.6357 | 1695.6357 | 1695.6357 | 1695.6357 | 0.00033515 | 0.00066672 | 0.0011717 | 0.0018986 | 0.0028711 | 0.0040403 | 0.0054563 | 0.0070286 | 0.0085156 | 0.010043 | 0.011116 | 0.011789 | 0.011741 | 0.010933 | 0.0096 | 0.0078847 | 0.0059909 | 0.0041222 | 0.0026182 | 0.001698 | 0 | 0 | 0 | 0 | 0 | 0 | 0.00033515 | 0.0010004 | 0.0021678 | 0.0040568 | 0.0069096 | 0.010917 | 0.016324 | 0.023282 | 0.03169 | 0.041618 | 0.052569 | 0.064189 | 0.075722 | 0.086411 | 0.095793 | 0.10342 | 0.10915 | 0.113 | 0.11534 | 0.11676 | 0.11673 | 0.11671 | 0.11669 | 0 | 0 | 0 | 3.864 | 7.7197 | 13.6258 | 22.1762 | 33.6882 | 47.636 | 64.621 | 83.602 | 101.7593 | 120.4565 | 133.8556 | 142.4157 | 142.2905 | 132.9363 | 117.0192 | 96.3734 | 73.4107 | 50.6376 | 32.2419 | 20.961 | 0 | 0 | 0 | 0 | 0 | 0 | 3.864 | 11.5837 | 25.2095 | 47.3857 | 81.0739 | 128.7098 | 193.3308 | 276.9328 | 378.6921 | 499.1486 | 633.0042 | 775.4199 | 917.7104 | 1050.6467 | 1167.6658 | 1264.0392 | 1337.4499 | 1388.0875 | 1420.3293 | 1441.2903 | 1441.2903 | 1441.2903 | 1441.2903 | 1441.2903 | 1441.2903 | 1441.2903 | 0 | 0 | 0 | 0 | 0 | 0 | 0 | 0 | 0 | 0 | 0 | 0 | 0 | 0 | 0 | 0 | 0 | 0 | 0 | 0 | 0 | 0 | 0 | 0 | 0 | 0 | 0 | 0 | 0 | 0 | 0 | 0 | 0 | 0 | 0 | 0 | 0 | 0 | 0 | 0 | 0 | 0 | 0 | 0 | 0 | 0 | 0 | 0 | 0 | 0 | 0 | 0 | 0 | 0 | 0 | 0 | 0 | 0 | 0 | 0 | 0 | 0 | 0 | 0 | 0 | 0 | 0 | 0 | 0 | 0 | 0 | 0 | 0 | 0 | 0 | 0 | 0 | 0 | 0 | 0 | 0 | 0 | 0 | 0 | 0 | 0 | 0 | 0 | 0 | 0 | 0 | 0 | 0 | 0 | 0 | 0 | 0 | 0 | 0 | 0 | 0 | 0 | 0 | 0 | 0 | 0 | 0 | 0 | 0 | 0 | 0 | 0 | 0 | 0 | 0 | 0 | 0 | 0 | 0 | 0 | 0 | 0 | 0 | 0 | 0 | 0 | 0 | 0 | 0 | 0 | 0 | 0 | 0 | 0 | 0 | 0 | 0 | 0 | 0 | 0 | 0 | 0 | 0 | 0 | 0 | 0 | 0 | 0 | 0 | 0 | 0 | 0 | 0 | 0 | 0 | 0 | 0 | 0 | 0 | 0 | 0 | 0 | 0 | 0 | 0 | 0 | 0 | 0 | 0 | 0 | 0 | 0 | 0 | 0 | 0 | 0 | 0 | 0 | 0 | 0 | 0 | 0 | 0 | 0 | 0 | 0 | 0 | 0 | 0 | 0 | 0 | 0 | 0 | 0 | 0 | 0 | 0 | 0 | 0 | 0 | 0 | 0 | 0 | 0 | 0 | 0 | 0 | 0 | 19135.9674 | 19215.7418 | 19295.6745 | 19376.7031 | 19458.181 | 19538.0266 | 19617.7279 | 19697.2189 | 19776.4365 | 19860.9855 | 19939.2232 | 20017.1889 | 20094.4706 | 20171.2014 | 20248.6915 | 20324.0958 | 20403.1737 | 20480.0992 | 20555.1647 | 20631.2682 | 20701.2079 | 20765.4475 | 20824.4218 | 20878.5376 | 20928.1744 | 20973.6856 | 16958.5153 | 17029.2123 | 17100.0496 | 17171.858 | 17244.0647 | 17314.8248 | 17385.457 | 17455.9029 | 17526.1064 | 17601.0347 | 17670.3698 | 17739.464 | 17807.9519 | 17875.9517 | 17944.6242 | 18011.4484 | 18081.5281 | 18149.7004 | 18216.2243 | 18283.6681 | 18345.6495 | 18402.5794 | 18454.8431 | 18502.8011 | 18546.7898 | 18587.1224
WA_Industrial_Instruments_Existing_Space Heating_Natural Gas_Strategic Energy Management_A | WA | Industrial | Instruments | Existing | Space Heating | Natural Gas | Strategic Energy Management | A | IM514 | No energy management system | Energy management system installed and programmed | 5 | 3.2254 | 0 | 0 | 8.48 | 0 | 0.2 | 0 | 4.2389 |  | employee | 5% | 50% | Retrofit | RetroEven20 | 76.5% | TBD | 0.2% | 283.5219 |  | 277.889 |  | 0.58418 | BEHAV_SEM-All-CPUC-2018_PG-26 | BEHAV_SEM-All-CPUC-2018_PG-26 | AEG Research | No energy management system | No energy management system | No energy management system | No energy management system | No energy management system | No energy management system | No energy management system | No energy management system | No energy management system | No energy management system | No energy management system | No energy management system | No energy management system | No energy management system | No energy management system | No energy management system | No energy management system | No energy management system | No energy management system | No energy management system | No energy management system | No energy management system | No energy management system | No energy management system | No energy management system | No energy management system | No energy management system | No energy management system | No energy management system | No energy management system | No energy management system | Energy management system installed and programmed | Energy management system installed and programmed | Energy management system installed and programmed | Energy management system installed and programmed | Energy management system installed and programmed | Energy management system installed and programmed | Energy management system installed and programmed | Energy management system installed and programmed | Energy management system installed and programmed | Energy management system installed and programmed | Energy management system installed and programmed | Energy management system installed and programmed | Energy management system installed and programmed | Energy management system installed and programmed | Energy management system installed and programmed | Energy management system installed and programmed | Energy management system installed and programmed | Energy management system installed and programmed | Energy management system installed and programmed | Energy management system installed and programmed | Energy management system installed and programmed | Energy management system installed and programmed | Energy management system installed and programmed | Energy management system installed and programmed | Energy management system installed and programmed | Energy management system installed and programmed | Energy management system installed and programmed | Energy management system installed and programmed | Energy management system installed and programmed | Energy management system installed and programmed | Energy management system installed and programmed | 8.48 | 8.48 | 8.48 | 8.48 | 8.48 | 8.48 | 8.48 | 8.48 | 8.48 | 8.48 | 8.48 | 8.48 | 8.48 | 8.48 | 8.48 | 8.48 | 8.48 | 8.48 | 8.48 | 8.48 | 8.48 | 8.48 | 8.48 | 8.48 | 8.48 | 8.48 | 8.48 | 8.48 | 8.48 | 8.48 | 8.48 | 0 | 0 | 0 | 0 | 0 | 3.1711 | 3.1481 | 3.1188 | 3.0873 | 3.0537 | 3.0183 | 2.982 | 2.9451 | 2.9065 | 2.8658 | 2.8261 | 2.7873 | 2.7525 | 2.7198 | 2.6901 | 2.662 | 2.6335 | 2.6084 | 2.5849 | 2.5625 | 2.5421 | 2.5244 | 2.5074 | 0 | 0 | 0 | 0.34533 | 0.34264 | 0.33745 | 0.33423 | 0.33086 | 0.32288 | 0.31812 | 0.31355 | 0.30452 | 0.3014 | 0.29439 | 0.29039 | 0.28532 | 0.27941 | 0.27669 | 0.27267 | 0.2687 | 0.26517 | 0.26189 | 0.25879 | 0 | 0 | 0 | 0 | 0 | 0 | 0.34533 | 0.68547 | 1.0166 | 1.3405 | 1.6568 | 1.9605 | 2.255 | 2.5406 | 2.8119 | 3.0738 | 3.3256 | 3.5704 | 3.8111 | 4.0453 | 4.2778 | 4.5058 | 4.7263 | 4.9464 | 5.1637 | 5.3777 | 5.335 | 5.2979 | 5.2621 | 0 | 0 | 0 | 108.9011 | 108.8414 | 108.1995 | 108.258 | 108.3475 | 106.9716 | 106.6793 | 106.4627 | 104.7721 | 105.1721 | 104.1692 | 104.1827 | 103.6583 | 102.7337 | 102.8554 | 102.4301 | 102.0317 | 101.6599 | 101.3144 | 100.9949 | 0 | 0 | 0 | 0 | 0 | 0 | 108.9011 | 217.7425 | 325.942 | 434.2 | 542.5475 | 649.5191 | 756.1983 | 862.661 | 967.4331 | 1072.6052 | 1176.7744 | 1280.957 | 1384.6153 | 1487.349 | 1590.2044 | 1692.6345 | 1794.6661 | 1896.326 | 1997.6405 | 2098.6354 | 2098.6354 | 2098.6354 | 2098.6354 | 2098.6354 | 2098.6354 | 2098.6354 | 0.29391 | 0.29201 | 0.28814 | 0.28596 | 0.28366 | 0.27741 | 0.27388 | 0.27049 | 0.26327 | 0.2611 | 0.25555 | 0.25254 | 0.24839 | 0.24346 | 0.2412 | 0.23779 | 0.23443 | 0.23146 | 0.22885 | 0.22643 | 0 | 0 | 0 | 0 | 0 | 0 | 0.29391 | 0.58418 | 0.868 | 1.1469 | 1.4204 | 1.6844 | 1.9414 | 2.1918 | 2.431 | 2.6628 | 2.8869 | 3.105 | 3.3179 | 3.5248 | 3.7292 | 3.9295 | 4.1235 | 4.3176 | 4.5124 | 4.7052 | 4.6739 | 4.6471 | 4.6221 | 0 | 0 | 0 | 92.566 | 92.5152 | 91.9696 | 92.0193 | 92.0954 | 90.9259 | 90.6774 | 90.4933 | 89.0563 | 89.3963 | 88.5438 | 88.5553 | 88.1096 | 87.3236 | 87.4271 | 87.0655 | 86.7269 | 86.4109 | 86.1173 | 85.8457 | 0 | 0 | 0 | 0 | 0 | 0 | 92.566 | 185.0811 | 277.0507 | 369.07 | 461.1653 | 552.0912 | 642.7686 | 733.2619 | 822.3181 | 911.7144 | 1000.2582 | 1088.8135 | 1176.923 | 1264.2467 | 1351.6738 | 1438.7393 | 1525.4662 | 1611.8771 | 1697.9944 | 1783.8401 | 1783.8401 | 1783.8401 | 1783.8401 | 1783.8401 | 1783.8401 | 1783.8401 | 0.29399 | 0.29221 | 0.28848 | 0.28645 | 0.28433 | 0.27825 | 0.2749 | 0.27168 | 0.26463 | 0.26265 | 0.25726 | 0.25442 | 0.25044 | 0.24567 | 0.24357 | 0.24032 | 0.23713 | 0.23432 | 0.23172 | 0.22931 | 0 | 0 | 0 | 0 | 0 | 0 | 0.29399 | 0.58458 | 0.86902 | 1.1489 | 1.4238 | 1.6895 | 1.9486 | 2.2014 | 2.4435 | 2.6786 | 2.9063 | 3.1281 | 3.3452 | 3.5567 | 3.7658 | 3.9713 | 4.171 | 4.371 | 4.569 | 4.7649 | 4.7338 | 4.7071 | 4.6822 | 0 | 0 | 0 | 92.566 | 92.5152 | 91.9696 | 92.0193 | 92.0954 | 90.9259 | 90.6774 | 90.4933 | 89.0563 | 89.3963 | 88.5438 | 88.5553 | 88.1096 | 87.3236 | 87.4271 | 87.0655 | 86.7269 | 86.4109 | 86.1173 | 85.8457 | 0 | 0 | 0 | 0 | 0 | 0 | 92.566 | 185.0811 | 277.0507 | 369.07 | 461.1653 | 552.0912 | 642.7686 | 733.2619 | 822.3181 | 911.7144 | 1000.2582 | 1088.8135 | 1176.923 | 1264.2467 | 1351.6738 | 1438.7393 | 1525.4662 | 1611.8771 | 1697.9944 | 1783.8401 | 1783.8401 | 1783.8401 | 1783.8401 | 1783.8401 | 1783.8401 | 1783.8401 | 0.29391 | 0.29201 | 0.28814 | 0.28596 | 0.28366 | 0.27741 | 0.27388 | 0.27049 | 0.26327 | 0.2611 | 0.25555 | 0.25254 | 0.24839 | 0.24346 | 0.2412 | 0.23779 | 0.23443 | 0.23146 | 0.22885 | 0.22643 | 0 | 0 | 0 | 0 | 0 | 0 | 0.29391 | 0.58418 | 0.868 | 1.1469 | 1.4204 | 1.6844 | 1.9414 | 2.1918 | 2.431 | 2.6628 | 2.8869 | 3.105 | 3.3179 | 3.5248 | 3.7292 | 3.9295 | 4.1235 | 4.3176 | 4.5124 | 4.7052 | 4.6739 | 4.6471 | 4.6221 | 0 | 0 | 0 | 92.566 | 92.5152 | 91.9696 | 92.0193 | 92.0954 | 90.9259 | 90.6774 | 90.4933 | 89.0563 | 89.3963 | 88.5438 | 88.5553 | 88.1096 | 87.3236 | 87.4271 | 87.0655 | 86.7269 | 86.4109 | 86.1173 | 85.8457 | 0 | 0 | 0 | 0 | 0 | 0 | 92.566 | 185.0811 | 277.0507 | 369.07 | 461.1653 | 552.0912 | 642.7686 | 733.2619 | 822.3181 | 911.7144 | 1000.2582 | 1088.8135 | 1176.923 | 1264.2467 | 1351.6738 | 1438.7393 | 1525.4662 | 1611.8771 | 1697.9944 | 1783.8401 | 1783.8401 | 1783.8401 | 1783.8401 | 1783.8401 | 1783.8401 | 1783.8401 | 275.3393 | 276.0549 | 276.9453 | 277.8931 | 278.8923 | 279.9126 | 280.9692 | 282.0277 | 283.09 | 284.2466 | 285.3241 | 286.3968 | 287.3992 | 288.3401 | 289.2629 | 290.1401 | 291.042 | 291.8608 | 292.6389 | 293.3828 | 294.0746 | 294.7179 | 295.3161 | 0 | 0 | 0 | 269.869 | 270.5704 | 271.443 | 272.372 | 273.3514 | 274.3515 | 275.387 | 276.4246 | 277.4656 | 278.5993 | 279.6554 | 280.7068 | 281.6893 | 282.6115 | 283.516 | 284.3758 | 285.2597 | 286.0623 | 286.8249 | 287.554 | 288.2321 | 288.8626 | 289.4489 | 0 | 0 | 0
WA_Industrial_Instruments_Existing_Process_Natural Gas_Strategic Energy Management_A | WA | Industrial | Instruments | Existing | Process | Natural Gas | Strategic Energy Management | A | IM515 | No energy management system | Energy management system installed and programmed | 5 | 1.6994 | 0 | 0 | 8.48 | 0 | 0.2 | 0 | 4.2389 |  | employee | 5% | 50% | Retrofit | RetroEven20 | 76.5% | TBD | 0.2% | 283.5219 |  | 277.889 |  | 1.5288 | BEHAV_SEM-All-CPUC-2018_PG-26 | BEHAV_SEM-All-CPUC-2018_PG-26 | AEG Research | No energy management system | No energy management system | No energy management system | No energy management system | No energy management system | No energy management system | No energy management system | No energy management system | No energy management system | No energy management system | No energy management system | No energy management system | No energy management system | No energy management system | No energy management system | No energy management system | No energy management system | No energy management system | No energy management system | No energy management system | No energy management system | No energy management system | No energy management system | No energy management system | No energy management system | No energy management system | No energy management system | No energy management system | No energy management system | No energy management system | No energy management system | Energy management system installed and programmed | Energy management system installed and programmed | Energy management system installed and programmed | Energy management system installed and programmed | Energy management system installed and programmed | Energy management system installed and programmed | Energy management system installed and programmed | Energy management system installed and programmed | Energy management system installed and programmed | Energy management system installed and programmed | Energy management system installed and programmed | Energy management system installed and programmed | Energy management system installed and programmed | Energy management system installed and programmed | Energy management system installed and programmed | Energy management system installed and programmed | Energy management system installed and programmed | Energy management system installed and programmed | Energy management system installed and programmed | Energy management system installed and programmed | Energy management system installed and programmed | Energy management system installed and programmed | Energy management system installed and programmed | Energy management system installed and programmed | Energy management system installed and programmed | Energy management system installed and programmed | Energy management system installed and programmed | Energy management system installed and programmed | Energy management system installed and programmed | Energy management system installed and programmed | Energy management system installed and programmed | 8.48 | 8.48 | 8.48 | 8.48 | 8.48 | 8.48 | 8.48 | 8.48 | 8.48 | 8.48 | 8.48 | 8.48 | 8.48 | 8.48 | 8.48 | 8.48 | 8.48 | 8.48 | 8.48 | 8.48 | 8.48 | 8.48 | 8.48 | 8.48 | 8.48 | 8.48 | 8.48 | 8.48 | 8.48 | 8.48 | 8.48 | 0 | 0 | 0 | 0 | 0 | 1.6947 | 1.6901 | 1.6855 | 1.6809 | 1.6761 | 1.6711 | 1.6665 | 1.6621 | 1.6575 | 1.654 | 1.6503 | 1.6474 | 1.6446 | 1.6419 | 1.6398 | 1.6375 | 1.6353 | 1.6332 | 1.6311 | 1.629 | 1.6288 | 1.6286 | 1.6284 | 0 | 0 | 0 | 0.90127 | 0.89834 | 0.89058 | 0.88861 | 0.88685 | 0.87296 | 0.86818 | 0.86414 | 0.84806 | 0.8495 | 0.83951 | 0.83816 | 0.83253 | 0.8237 | 0.82363 | 0.81907 | 0.81482 | 0.8108 | 0.807 | 0.80342 | 0 | 0 | 0 | 0 | 0 | 0 | 0.90127 | 1.7972 | 2.6828 | 3.564 | 4.4409 | 5.3005 | 6.1541 | 7.0021 | 7.8307 | 8.6637 | 9.4838 | 10.3055 | 11.1205 | 11.9253 | 12.7338 | 13.5349 | 14.3321 | 15.1243 | 15.9118 | 16.6948 | 16.6928 | 16.6909 | 16.6891 | 0 | 0 | 0 | 531.8088 | 531.517 | 528.3824 | 528.6681 | 529.1052 | 522.3861 | 520.9586 | 519.9009 | 511.645 | 513.5985 | 508.7007 | 508.7667 | 506.206 | 501.6907 | 502.285 | 500.2079 | 498.2624 | 496.4469 | 494.7599 | 493.1997 | 0 | 0 | 0 | 0 | 0 | 0 | 531.8088 | 1063.3258 | 1591.7082 | 2120.3763 | 2649.4815 | 3171.8676 | 3692.8263 | 4212.7271 | 4724.3721 | 5237.9706 | 5746.6713 | 6255.4379 | 6761.644 | 7263.3347 | 7765.6196 | 8265.8275 | 8764.09 | 9260.5369 | 9755.2968 | 10248.4964 | 10248.4964 | 10248.4964 | 10248.4964 | 10248.4964 | 10248.4964 | 10248.4964 | 0.76639 | 0.76421 | 0.75793 | 0.75657 | 0.75538 | 0.74389 | 0.74012 | 0.73697 | 0.72356 | 0.72502 | 0.71674 | 0.71578 | 0.71115 | 0.70379 | 0.70386 | 0.70011 | 0.69662 | 0.69332 | 0.69021 | 0.68728 | 0 | 0 | 0 | 0 | 0 | 0 | 0.76639 | 1.5288 | 2.2832 | 3.0344 | 3.7826 | 4.5168 | 5.2464 | 5.9717 | 6.6811 | 7.3942 | 8.0968 | 8.8007 | 9.4991 | 10.1892 | 10.8821 | 11.5692 | 12.253 | 12.9329 | 13.609 | 14.2815 | 14.28 | 14.2786 | 14.2773 | 0 | 0 | 0 | 452.0375 | 451.7894 | 449.1251 | 449.3679 | 449.7394 | 444.0282 | 442.8148 | 441.9157 | 434.8983 | 436.5587 | 432.3956 | 432.4517 | 430.2751 | 426.4371 | 426.9422 | 425.1767 | 423.5231 | 421.9799 | 420.5459 | 419.2197 | 0 | 0 | 0 | 0 | 0 | 0 | 452.0375 | 903.8269 | 1352.952 | 1802.3198 | 2252.0593 | 2696.0875 | 3138.9023 | 3580.818 | 4015.7163 | 4452.275 | 4884.6706 | 5317.1222 | 5747.3974 | 6173.8345 | 6600.7767 | 7025.9534 | 7449.4765 | 7871.4564 | 8292.0023 | 8711.222 | 8711.222 | 8711.222 | 8711.222 | 8711.222 | 8711.222 | 8711.222 | 0.76639 | 0.76421 | 0.75793 | 0.75657 | 0.75538 | 0.74389 | 0.74012 | 0.73697 | 0.72356 | 0.72502 | 0.71674 | 0.71578 | 0.71115 | 0.70379 | 0.70386 | 0.70011 | 0.69662 | 0.69332 | 0.69021 | 0.68728 | 0 | 0 | 0 | 0 | 0 | 0 | 0.76639 | 1.5288 | 2.2832 | 3.0344 | 3.7826 | 4.5168 | 5.2464 | 5.9717 | 6.6811 | 7.3942 | 8.0968 | 8.8007 | 9.4991 | 10.1892 | 10.8821 | 11.5692 | 12.253 | 12.9329 | 13.609 | 14.2815 | 14.28 | 14.2786 | 14.2773 | 0 | 0 | 0 | 452.0375 | 451.7894 | 449.1251 | 449.3679 | 449.7394 | 444.0282 | 442.8148 | 441.9157 | 434.8983 | 436.5587 | 432.3956 | 432.4517 | 430.2751 | 426.4371 | 426.9422 | 425.1767 | 423.5231 | 421.9799 | 420.5459 | 419.2197 | 0 | 0 | 0 | 0 | 0 | 0 | 452.0375 | 903.8269 | 1352.952 | 1802.3198 | 2252.0593 | 2696.0875 | 3138.9023 | 3580.818 | 4015.7163 | 4452.275 | 4884.6706 | 5317.1222 | 5747.3974 | 6173.8345 | 6600.7767 | 7025.9534 | 7449.4765 | 7871.4564 | 8292.0023 | 8711.222 | 8711.222 | 8711.222 | 8711.222 | 8711.222 | 8711.222 | 8711.222 | 0.76639 | 0.76421 | 0.75793 | 0.75657 | 0.75538 | 0.74389 | 0.74012 | 0.73697 | 0.72356 | 0.72502 | 0.71674 | 0.71578 | 0.71115 | 0.70379 | 0.70386 | 0.70011 | 0.69662 | 0.69332 | 0.69021 | 0.68728 | 0 | 0 | 0 | 0 | 0 | 0 | 0.76639 | 1.5288 | 2.2832 | 3.0344 | 3.7826 | 4.5168 | 5.2464 | 5.9717 | 6.6811 | 7.3942 | 8.0968 | 8.8007 | 9.4991 | 10.1892 | 10.8821 | 11.5692 | 12.253 | 12.9329 | 13.609 | 14.2815 | 14.28 | 14.2786 | 14.2773 | 0 | 0 | 0 | 452.0375 | 451.7894 | 449.1251 | 449.3679 | 449.7394 | 444.0282 | 442.8148 | 441.9157 | 434.8983 | 436.5587 | 432.3956 | 432.4517 | 430.2751 | 426.4371 | 426.9422 | 425.1767 | 423.5231 | 421.9799 | 420.5459 | 419.2197 | 0 | 0 | 0 | 0 | 0 | 0 | 452.0375 | 903.8269 | 1352.952 | 1802.3198 | 2252.0593 | 2696.0875 | 3138.9023 | 3580.818 | 4015.7163 | 4452.275 | 4884.6706 | 5317.1222 | 5747.3974 | 6173.8345 | 6600.7767 | 7025.9534 | 7449.4765 | 7871.4564 | 8292.0023 | 8711.222 | 8711.222 | 8711.222 | 8711.222 | 8711.222 | 8711.222 | 8711.222 | 275.3393 | 276.0549 | 276.9453 | 277.8931 | 278.8923 | 279.9126 | 280.9692 | 282.0277 | 283.09 | 284.2466 | 285.3241 | 286.3968 | 287.3992 | 288.3401 | 289.2629 | 290.1401 | 291.042 | 291.8608 | 292.6389 | 293.3828 | 294.0746 | 294.7179 | 295.3161 | 0 | 0 | 0 | 269.869 | 270.5704 | 271.443 | 272.372 | 273.3514 | 274.3515 | 275.387 | 276.4246 | 277.4656 | 278.5993 | 279.6554 | 280.7068 | 281.6893 | 282.6115 | 283.516 | 284.3758 | 285.2597 | 286.0623 | 286.8249 | 287.554 | 288.2321 | 288.8626 | 289.4489 | 0 | 0 | 0
WA_Industrial_Instruments_Existing_Miscellaneous_Natural Gas_Strategic Energy Management_A | WA | Industrial | Instruments | Existing | Miscellaneous | Natural Gas | Strategic Energy Management | A | IM516 | No energy management system | Energy management system installed and programmed | 5 | 1.1153 | 0 | 0 | 8.48 | 0 | 0.2 | 0 | 4.2389 |  | employee | 5% | 50% | Retrofit | RetroEven20 | 76.5% | TBD | 0.2% | 283.5219 |  | 277.889 |  | 0.252 | BEHAV_SEM-All-CPUC-2018_PG-26 | BEHAV_SEM-All-CPUC-2018_PG-26 | AEG Research | No energy management system | No energy management system | No energy management system | No energy management system | No energy management system | No energy management system | No energy management system | No energy management system | No energy management system | No energy management system | No energy management system | No energy management system | No energy management system | No energy management system | No energy management system | No energy management system | No energy management system | No energy management system | No energy management system | No energy management system | No energy management system | No energy management system | No energy management system | No energy management system | No energy management system | No energy management system | No energy management system | No energy management system | No energy management system | No energy management system | No energy management system | Energy management system installed and programmed | Energy management system installed and programmed | Energy management system installed and programmed | Energy management system installed and programmed | Energy management system installed and programmed | Energy management system installed and programmed | Energy management system installed and programmed | Energy management system installed and programmed | Energy management system installed and programmed | Energy management system installed and programmed | Energy management system installed and programmed | Energy management system installed and programmed | Energy management system installed and programmed | Energy management system installed and programmed | Energy management system installed and programmed | Energy management system installed and programmed | Energy management system installed and programmed | Energy management system installed and programmed | Energy management system installed and programmed | Energy management system installed and programmed | Energy management system installed and programmed | Energy management system installed and programmed | Energy management system installed and programmed | Energy management system installed and programmed | Energy management system installed and programmed | Energy management system installed and programmed | Energy management system installed and programmed | Energy management system installed and programmed | Energy management system installed and programmed | Energy management system installed and programmed | Energy management system installed and programmed | 8.48 | 8.48 | 8.48 | 8.48 | 8.48 | 8.48 | 8.48 | 8.48 | 8.48 | 8.48 | 8.48 | 8.48 | 8.48 | 8.48 | 8.48 | 8.48 | 8.48 | 8.48 | 8.48 | 8.48 | 8.48 | 8.48 | 8.48 | 8.48 | 8.48 | 8.48 | 8.48 | 8.48 | 8.48 | 8.48 | 8.48 | 0 | 0 | 0 | 0 | 0 | 1.1153 | 1.1153 | 1.1153 | 1.1153 | 1.1153 | 1.1153 | 1.1153 | 1.1153 | 1.1153 | 1.1153 | 1.1153 | 1.1153 | 1.1153 | 1.1153 | 1.1153 | 1.1153 | 1.1153 | 1.1153 | 1.1153 | 1.1153 | 1.1153 | 1.1153 | 1.1153 | 0 | 0 | 0 | 0.14828 | 0.1482 | 0.14732 | 0.1474 | 0.14752 | 0.14565 | 0.14525 | 0.14496 | 0.14266 | 0.1432 | 0.14184 | 0.14185 | 0.14114 | 0.13988 | 0.14005 | 0.13947 | 0.13892 | 0.13842 | 0.13795 | 0.13751 | 0 | 0 | 0 | 0 | 0 | 0 | 0.14828 | 0.29648 | 0.4438 | 0.5912 | 0.73873 | 0.88438 | 1.0296 | 1.1746 | 1.3172 | 1.4604 | 1.6023 | 1.7441 | 1.8853 | 2.0252 | 2.1652 | 2.3047 | 2.4436 | 2.582 | 2.72 | 2.8575 | 2.8575 | 2.8575 | 2.8575 | 0 | 0 | 0 | 132.9522 | 132.8792 | 132.0956 | 132.167 | 132.2763 | 130.5965 | 130.2397 | 129.9752 | 127.9113 | 128.3996 | 127.1752 | 127.1917 | 126.5515 | 125.4227 | 125.5712 | 125.052 | 124.5656 | 124.1117 | 123.69 | 123.2999 | 0 | 0 | 0 | 0 | 0 | 0 | 132.9522 | 265.8314 | 397.9271 | 530.0941 | 662.3704 | 792.9669 | 923.2066 | 1053.1818 | 1181.093 | 1309.4927 | 1436.6678 | 1563.8595 | 1690.411 | 1815.8337 | 1941.4049 | 2066.4569 | 2191.0225 | 2315.1342 | 2438.8242 | 2562.1241 | 2562.1241 | 2562.1241 | 2562.1241 | 2562.1241 | 2562.1241 | 2562.1241 | 0.12604 | 0.12597 | 0.12522 | 0.12529 | 0.1254 | 0.1238 | 0.12347 | 0.12321 | 0.12126 | 0.12172 | 0.12056 | 0.12058 | 0.11997 | 0.1189 | 0.11904 | 0.11855 | 0.11809 | 0.11766 | 0.11726 | 0.11689 | 0 | 0 | 0 | 0 | 0 | 0 | 0.12604 | 0.252 | 0.37723 | 0.50252 | 0.62792 | 0.75172 | 0.87519 | 0.9984 | 1.1197 | 1.2414 | 1.3619 | 1.4825 | 1.6025 | 1.7214 | 1.8404 | 1.959 | 2.0771 | 2.1947 | 2.312 | 2.4289 | 2.4289 | 2.4289 | 2.4289 | 0 | 0 | 0 | 113.0094 | 112.9474 | 112.2813 | 112.342 | 112.4349 | 111.0071 | 110.7037 | 110.4789 | 108.7246 | 109.1397 | 108.0989 | 108.1129 | 107.5688 | 106.6093 | 106.7356 | 106.2942 | 105.8808 | 105.495 | 105.1365 | 104.8049 | 0 | 0 | 0 | 0 | 0 | 0 | 113.0094 | 225.9567 | 338.238 | 450.58 | 563.0148 | 674.0219 | 784.7256 | 895.2045 | 1003.9291 | 1113.0688 | 1221.1676 | 1329.2806 | 1436.8493 | 1543.4586 | 1650.1942 | 1756.4884 | 1862.3691 | 1967.8641 | 2073.0006 | 2177.8055 | 2177.8055 | 2177.8055 | 2177.8055 | 2177.8055 | 2177.8055 | 2177.8055 | 0.12604 | 0.12597 | 0.12522 | 0.12529 | 0.1254 | 0.1238 | 0.12347 | 0.12321 | 0.12126 | 0.12172 | 0.12056 | 0.12058 | 0.11997 | 0.1189 | 0.11904 | 0.11855 | 0.11809 | 0.11766 | 0.11726 | 0.11689 | 0 | 0 | 0 | 0 | 0 | 0 | 0.12604 | 0.252 | 0.37723 | 0.50252 | 0.62792 | 0.75172 | 0.87519 | 0.9984 | 1.1197 | 1.2414 | 1.3619 | 1.4825 | 1.6025 | 1.7214 | 1.8404 | 1.959 | 2.0771 | 2.1947 | 2.312 | 2.4289 | 2.4289 | 2.4289 | 2.4289 | 0 | 0 | 0 | 113.0094 | 112.9474 | 112.2813 | 112.342 | 112.4349 | 111.0071 | 110.7037 | 110.4789 | 108.7246 | 109.1397 | 108.0989 | 108.1129 | 107.5688 | 106.6093 | 106.7356 | 106.2942 | 105.8808 | 105.495 | 105.1365 | 104.8049 | 0 | 0 | 0 | 0 | 0 | 0 | 113.0094 | 225.9567 | 338.238 | 450.58 | 563.0148 | 674.0219 | 784.7256 | 895.2045 | 1003.9291 | 1113.0688 | 1221.1676 | 1329.2806 | 1436.8493 | 1543.4586 | 1650.1942 | 1756.4884 | 1862.3691 | 1967.8641 | 2073.0006 | 2177.8055 | 2177.8055 | 2177.8055 | 2177.8055 | 2177.8055 | 2177.8055 | 2177.8055 | 0.12604 | 0.12597 | 0.12522 | 0.12529 | 0.1254 | 0.1238 | 0.12347 | 0.12321 | 0.12126 | 0.12172 | 0.12056 | 0.12058 | 0.11997 | 0.1189 | 0.11904 | 0.11855 | 0.11809 | 0.11766 | 0.11726 | 0.11689 | 0 | 0 | 0 | 0 | 0 | 0 | 0.12604 | 0.252 | 0.37723 | 0.50252 | 0.62792 | 0.75172 | 0.87519 | 0.9984 | 1.1197 | 1.2414 | 1.3619 | 1.4825 | 1.6025 | 1.7214 | 1.8404 | 1.959 | 2.0771 | 2.1947 | 2.312 | 2.4289 | 2.4289 | 2.4289 | 2.4289 | 0 | 0 | 0 | 113.0094 | 112.9474 | 112.2813 | 112.342 | 112.4349 | 111.0071 | 110.7037 | 110.4789 | 108.7246 | 109.1397 | 108.0989 | 108.1129 | 107.5688 | 106.6093 | 106.7356 | 106.2942 | 105.8808 | 105.495 | 105.1365 | 104.8049 | 0 | 0 | 0 | 0 | 0 | 0 | 113.0094 | 225.9567 | 338.238 | 450.58 | 563.0148 | 674.0219 | 784.7256 | 895.2045 | 1003.9291 | 1113.0688 | 1221.1676 | 1329.2806 | 1436.8493 | 1543.4586 | 1650.1942 | 1756.4884 | 1862.3691 | 1967.8641 | 2073.0006 | 2177.8055 | 2177.8055 | 2177.8055 | 2177.8055 | 2177.8055 | 2177.8055 | 2177.8055 | 275.3393 | 276.0549 | 276.9453 | 277.8931 | 278.8923 | 279.9126 | 280.9692 | 282.0277 | 283.09 | 284.2466 | 285.3241 | 286.3968 | 287.3992 | 288.3401 | 289.2629 | 290.1401 | 291.042 | 291.8608 | 292.6389 | 293.3828 | 294.0746 | 294.7179 | 295.3161 | 0 | 0 | 0 | 269.869 | 270.5704 | 271.443 | 272.372 | 273.3514 | 274.3515 | 275.387 | 276.4246 | 277.4656 | 278.5993 | 279.6554 | 280.7068 | 281.6893 | 282.6115 | 283.516 | 284.3758 | 285.2597 | 286.0623 | 286.8249 | 287.554 | 288.2321 | 288.8626 | 289.4489 | 0 | 0 | 0
WA_Industrial_Instruments_Existing_Space Heating_Natural Gas_Commissioning_A | WA | Industrial | Instruments | Existing | Space Heating | Natural Gas | Commissioning | A | IM517 | New construction code | Optimized HVAC design and controls | 10 | 3.6864 | 0 | 0 | 0.27 | 0 | 0 | 0 | 0.1336 |  | employee | 0% | 0% | Retrofit | Retro12Med | 84.73% | TBD | 0.2% | 2.7488 |  | 2.2374 |  | 0 | DL20_COM_CX-Refrig-2021PLN-V11-3 | 2018 AMIL BUS Retro-Commissioning Initiative | U.S. Department of Energy. Lawrence Berkeley National Labs and Building Commissioning Association. https://www.bcxa.org/wp-content/uploads/2020/09/1-s2.0- S0378778819319553-main.pdf | New construction code | New construction code | New construction code | New construction code | New construction code | New construction code | New construction code | New construction code | New construction code | New construction code | New construction code | New construction code | New construction code | New construction code | New construction code | New construction code | New construction code | New construction code | New construction code | New construction code | New construction code | New construction code | New construction code | New construction code | New construction code | New construction code | New construction code | New construction code | New construction code | New construction code | New construction code | Optimized HVAC design and controls | Optimized HVAC design and controls | Optimized HVAC design and controls | Optimized HVAC design and controls | Optimized HVAC design and controls | Optimized HVAC design and controls | Optimized HVAC design and controls | Optimized HVAC design and controls | Optimized HVAC design and controls | Optimized HVAC design and controls | Optimized HVAC design and controls | Optimized HVAC design and controls | Optimized HVAC design and controls | Optimized HVAC design and controls | Optimized HVAC design and controls | Optimized HVAC design and controls | Optimized HVAC design and controls | Optimized HVAC design and controls | Optimized HVAC design and controls | Optimized HVAC design and controls | Optimized HVAC design and controls | Optimized HVAC design and controls | Optimized HVAC design and controls | Optimized HVAC design and controls | Optimized HVAC design and controls | Optimized HVAC design and controls | Optimized HVAC design and controls | Optimized HVAC design and controls | Optimized HVAC design and controls | Optimized HVAC design and controls | Optimized HVAC design and controls | 0.27 | 0.27 | 0.27 | 0.27 | 0.27 | 0.27 | 0.27 | 0.27 | 0.27 | 0.27 | 0.27 | 0.27 | 0.27 | 0.27 | 0.27 | 0.27 | 0.27 | 0.27 | 0.27 | 0.27 | 0.27 | 0.27 | 0.27 | 0.27 | 0.27 | 0.27 | 0.27 | 0.27 | 0.27 | 0.27 | 0.27 | 0 | 0 | 0 | 0 | 0 | 3.6261 | 3.6016 | 3.57 | 3.5359 | 3.4993 | 3.461 | 3.4213 | 3.3811 | 3.3388 | 3.2937 | 3.2498 | 3.2065 | 3.1678 | 3.1314 | 3.0982 | 3.0669 | 3.0351 | 3.0071 | 2.981 | 2.956 | 2.9326 | 2.9123 | 2.8927 | 0 | 0 | 0 | 0 | 0 | 0 | 0 | 0 | 0 | 0 | 0 | 0 | 0 | 0 | 0 | 0 | 0 | 0 | 0 | 0 | 0 | 0 | 0 | 0 | 0 | 0 | 0 | 0 | 0 | 0 | 0 | 0 | 0 | 0 | 0 | 0 | 0 | 0 | 0 | 0 | 0 | 0 | 0 | 0 | 0 | 0 | 0 | 0 | 0 | 0 | 0 | 0 | 0 | 0 | 0 | 0 | 0 | 0 | 0 | 0 | 0 | 0 | 0 | 0 | 0 | 0 | 0 | 0 | 0 | 0 | 0 | 0 | 0 | 0 | 0 | 0 | 0 | 0 | 0 | 0 | 0 | 0 | 0 | 0 | 0 | 0 | 0 | 0 | 0 | 0 | 0 | 0 | 0 | 0 | 0 | 0 | 0 | 0 | 0 | 0 | 0 | 0 | 0 | 0 | 0 | 0 | 0 | 0 | 0 | 0 | 0 | 0 | 0 | 0 | 0 | 0 | 0 | 0 | 0 | 0 | 0 | 0 | 0 | 0 | 0 | 0 | 0 | 0 | 0 | 0 | 0 | 0 | 0 | 0 | 0 | 0 | 0 | 0 | 0 | 0 | 0 | 0 | 0 | 0 | 0 | 0 | 0 | 0 | 0 | 0 | 0 | 0 | 0 | 0 | 0 | 0 | 0 | 0 | 0 | 0 | 0 | 0 | 0 | 0 | 0 | 0 | 0 | 0 | 0 | 0 | 0 | 0 | 0 | 0 | 0 | 0 | 0 | 0 | 0 | 0 | 0 | 0 | 0 | 0 | 0 | 0 | 0 | 0 | 0 | 0 | 0 | 0 | 0 | 0 | 0 | 0 | 0 | 0 | 0 | 0 | 0 | 0 | 0 | 0 | 0 | 0 | 0 | 0 | 0 | 0 | 0 | 0 | 0 | 0 | 0 | 0 | 0 | 0 | 0 | 0 | 0 | 0 | 0 | 0 | 0 | 0 | 0 | 0 | 0 | 0 | 0 | 0 | 0 | 0 | 0 | 0 | 0 | 0 | 0 | 0 | 0 | 0 | 0 | 0 | 0 | 0 | 0 | 0 | 0 | 0 | 0 | 0 | 0 | 0 | 0 | 0 | 0 | 0 | 0 | 0 | 0 | 0 | 0 | 0 | 0 | 0 | 0 | 0 | 0 | 0 | 0 | 0 | 0 | 0 | 0 | 0 | 0 | 0 | 0 | 0 | 0 | 0 | 0 | 0 | 0 | 0 | 0 | 0 | 0 | 0 | 0 | 0 | 0 | 0 | 0 | 0 | 0 | 0 | 0 | 0 | 0 | 0 | 0 | 0 | 0 | 0 | 0 | 0 | 0 | 0 | 0 | 0 | 0 | 0 | 0 | 0 | 0 | 0 | 0 | 0 | 0 | 0 | 0 | 0 | 0 | 0 | 0 | 0 | 0 | 0 | 0 | 0 | 0 | 0 | 0 | 0 | 0 | 0 | 0 | 0 | 0 | 0 | 0 | 0 | 0 | 0 | 0 | 0 | 0 | 0 | 0 | 0 | 0 | 0 | 0 | 0 | 0 | 0 | 0 | 0 | 0 | 0 | 0 | 0 | 0 | 0 | 0 | 0 | 0 | 0 | 0 | 0 | 0 | 0 | 0 | 0 | 0 | 0 | 0 | 0 | 0 | 0 | 0 | 0 | 0 | 0 | 0 | 0 | 0 | 0 | 0 | 0 | 0 | 0 | 0 | 0 | 0 | 0 | 0 | 0 | 0 | 0 | 0 | 0 | 0 | 0 | 0 | 0 | 0 | 0 | 0 | 0 | 0 | 0 | 0 | 0 | 0 | 0 | 0 | 2.7074 | 2.7111 | 2.7156 | 2.7205 | 2.7255 | 2.7307 | 2.736 | 2.7414 | 2.7467 | 2.7525 | 2.7578 | 2.7631 | 2.7681 | 2.7727 | 2.7772 | 2.7815 | 2.7859 | 2.7899 | 2.7937 | 2.7972 | 2.8006 | 2.8037 | 2.8065 | 0 | 0 | 0 | 2.2037 | 2.2067 | 2.2104 | 2.2143 | 2.2185 | 2.2227 | 2.227 | 2.2314 | 2.2357 | 2.2404 | 2.2447 | 2.2491 | 2.2531 | 2.2569 | 2.2605 | 2.264 | 2.2676 | 2.2708 | 2.2739 | 2.2768 | 2.2796 | 2.2821 | 2.2844 | 0 | 0 | 0
WA_Industrial_Instruments_Existing_Process_Natural Gas_Commissioning_A | WA | Industrial | Instruments | Existing | Process | Natural Gas | Commissioning | A | IM518 | New construction code | Optimized process design and controls | 10 | 9.4849 | 0 | 0 | 0.27 | 0 | 0 | 0 | 0.1336 |  | employee | 0% | 0% | Retrofit | Retro12Med | 84.73% | TBD | 0.2% | 2.7488 |  | 2.2374 |  | 0 | DL20_COM_CX-Refrig-2021PLN-V11-3 | 2018 AMIL BUS Retro-Commissioning Initiative | U.S. Department of Energy. Lawrence Berkeley National Labs and Building Commissioning Association. https://www.bcxa.org/wp-content/uploads/2020/09/1-s2.0- S0378778819319553-main.pdf | New construction code | New construction code | New construction code | New construction code | New construction code | New construction code | New construction code | New construction code | New construction code | New construction code | New construction code | New construction code | New construction code | New construction code | New construction code | New construction code | New construction code | New construction code | New construction code | New construction code | New construction code | New construction code | New construction code | New construction code | New construction code | New construction code | New construction code | New construction code | New construction code | New construction code | New construction code | Optimized process design and controls | Optimized process design and controls | Optimized process design and controls | Optimized process design and controls | Optimized process design and controls | Optimized process design and controls | Optimized process design and controls | Optimized process design and controls | Optimized process design and controls | Optimized process design and controls | Optimized process design and controls | Optimized process design and controls | Optimized process design and controls | Optimized process design and controls | Optimized process design and controls | Optimized process design and controls | Optimized process design and controls | Optimized process design and controls | Optimized process design and controls | Optimized process design and controls | Optimized process design and controls | Optimized process design and controls | Optimized process design and controls | Optimized process design and controls | Optimized process design and controls | Optimized process design and controls | Optimized process design and controls | Optimized process design and controls | Optimized process design and controls | Optimized process design and controls | Optimized process design and controls | 0.27 | 0.27 | 0.27 | 0.27 | 0.27 | 0.27 | 0.27 | 0.27 | 0.27 | 0.27 | 0.27 | 0.27 | 0.27 | 0.27 | 0.27 | 0.27 | 0.27 | 0.27 | 0.27 | 0.27 | 0.27 | 0.27 | 0.27 | 0.27 | 0.27 | 0.27 | 0.27 | 0.27 | 0.27 | 0.27 | 0.27 | 0 | 0 | 0 | 0 | 0 | 9.4814 | 9.479 | 9.4773 | 9.476 | 9.4749 | 9.4738 | 9.4729 | 9.4722 | 9.4714 | 9.4709 | 9.4704 | 9.4701 | 9.4697 | 9.4694 | 9.4693 | 9.469 | 9.4689 | 9.4687 | 9.4686 | 9.4685 | 9.4684 | 9.4684 | 9.4683 | 0 | 0 | 0 | 0 | 0 | 0 | 0 | 0 | 0 | 0 | 0 | 0 | 0 | 0 | 0 | 0 | 0 | 0 | 0 | 0 | 0 | 0 | 0 | 0 | 0 | 0 | 0 | 0 | 0 | 0 | 0 | 0 | 0 | 0 | 0 | 0 | 0 | 0 | 0 | 0 | 0 | 0 | 0 | 0 | 0 | 0 | 0 | 0 | 0 | 0 | 0 | 0 | 0 | 0 | 0 | 0 | 0 | 0 | 0 | 0 | 0 | 0 | 0 | 0 | 0 | 0 | 0 | 0 | 0 | 0 | 0 | 0 | 0 | 0 | 0 | 0 | 0 | 0 | 0 | 0 | 0 | 0 | 0 | 0 | 0 | 0 | 0 | 0 | 0 | 0 | 0 | 0 | 0 | 0 | 0 | 0 | 0 | 0 | 0 | 0 | 0 | 0 | 0 | 0 | 0 | 0 | 0 | 0 | 0 | 0 | 0 | 0 | 0 | 0 | 0 | 0 | 0 | 0 | 0 | 0 | 0 | 0 | 0 | 0 | 0 | 0 | 0 | 0 | 0 | 0 | 0 | 0 | 0 | 0 | 0 | 0 | 0 | 0 | 0 | 0 | 0 | 0 | 0 | 0 | 0 | 0 | 0 | 0 | 0 | 0 | 0 | 0 | 0 | 0 | 0 | 0 | 0 | 0 | 0 | 0 | 0 | 0 | 0 | 0 | 0 | 0 | 0 | 0 | 0 | 0 | 0 | 0 | 0 | 0 | 0 | 0 | 0 | 0 | 0 | 0 | 0 | 0 | 0 | 0 | 0 | 0 | 0 | 0 | 0 | 0 | 0 | 0 | 0 | 0 | 0 | 0 | 0 | 0 | 0 | 0 | 0 | 0 | 0 | 0 | 0 | 0 | 0 | 0 | 0 | 0 | 0 | 0 | 0 | 0 | 0 | 0 | 0 | 0 | 0 | 0 | 0 | 0 | 0 | 0 | 0 | 0 | 0 | 0 | 0 | 0 | 0 | 0 | 0 | 0 | 0 | 0 | 0 | 0 | 0 | 0 | 0 | 0 | 0 | 0 | 0 | 0 | 0 | 0 | 0 | 0 | 0 | 0 | 0 | 0 | 0 | 0 | 0 | 0 | 0 | 0 | 0 | 0 | 0 | 0 | 0 | 0 | 0 | 0 | 0 | 0 | 0 | 0 | 0 | 0 | 0 | 0 | 0 | 0 | 0 | 0 | 0 | 0 | 0 | 0 | 0 | 0 | 0 | 0 | 0 | 0 | 0 | 0 | 0 | 0 | 0 | 0 | 0 | 0 | 0 | 0 | 0 | 0 | 0 | 0 | 0 | 0 | 0 | 0 | 0 | 0 | 0 | 0 | 0 | 0 | 0 | 0 | 0 | 0 | 0 | 0 | 0 | 0 | 0 | 0 | 0 | 0 | 0 | 0 | 0 | 0 | 0 | 0 | 0 | 0 | 0 | 0 | 0 | 0 | 0 | 0 | 0 | 0 | 0 | 0 | 0 | 0 | 0 | 0 | 0 | 0 | 0 | 0 | 0 | 0 | 0 | 0 | 0 | 0 | 0 | 0 | 0 | 0 | 0 | 0 | 0 | 0 | 0 | 0 | 0 | 0 | 0 | 0 | 0 | 0 | 0 | 0 | 0 | 0 | 0 | 0 | 0 | 0 | 0 | 0 | 0 | 0 | 0 | 0 | 0 | 0 | 0 | 0 | 0 | 0 | 0 | 0 | 0 | 0 | 0 | 0 | 0 | 0 | 0 | 0 | 0 | 0 | 0 | 0 | 0 | 0 | 0 | 0 | 0 | 0 | 0 | 0 | 0 | 0 | 0 | 2.7074 | 2.7111 | 2.7156 | 2.7205 | 2.7255 | 2.7307 | 2.736 | 2.7414 | 2.7467 | 2.7525 | 2.7578 | 2.7631 | 2.7681 | 2.7727 | 2.7772 | 2.7815 | 2.7859 | 2.7899 | 2.7937 | 2.7972 | 2.8006 | 2.8037 | 2.8065 | 0 | 0 | 0 | 2.2037 | 2.2067 | 2.2104 | 2.2143 | 2.2185 | 2.2227 | 2.227 | 2.2314 | 2.2357 | 2.2404 | 2.2447 | 2.2491 | 2.2531 | 2.2569 | 2.2605 | 2.264 | 2.2676 | 2.2708 | 2.2739 | 2.2768 | 2.2796 | 2.2821 | 2.2844 | 0 | 0 | 0
WA_Industrial_Instruments_Existing_Space Heating_Natural Gas_Retrocommissioning_A | WA | Industrial | Instruments | Existing | Space Heating | Natural Gas | Retrocommissioning | A | IM519 | Vintage/existing building | Optimized HVAC flow and controls | 5 | 0.51201 | 0 | 0 | 0.35 | 0 | 0 | 0 | 0.17385 |  | employee | 15% | 50% | Retrofit | RetroEven20 | 76.5% | TBD | 0.2% | 157.8974 |  | 139.9305 |  | 0.088117 | COM_RCX-Heating-7PLN-v5-18 | COM_RCX-All-XCELCO-2017-18-1 | COM_RCX-All-XCELCO-2017-18-1 | Vintage/existing building | Vintage/existing building | Vintage/existing building | Vintage/existing building | Vintage/existing building | Vintage/existing building | Vintage/existing building | Vintage/existing building | Vintage/existing building | Vintage/existing building | Vintage/existing building | Vintage/existing building | Vintage/existing building | Vintage/existing building | Vintage/existing building | Vintage/existing building | Vintage/existing building | Vintage/existing building | Vintage/existing building | Vintage/existing building | Vintage/existing building | Vintage/existing building | Vintage/existing building | Vintage/existing building | Vintage/existing building | Vintage/existing building | Vintage/existing building | Vintage/existing building | Vintage/existing building | Vintage/existing building | Vintage/existing building | Optimized HVAC flow and controls | Optimized HVAC flow and controls | Optimized HVAC flow and controls | Optimized HVAC flow and controls | Optimized HVAC flow and controls | Optimized HVAC flow and controls | Optimized HVAC flow and controls | Optimized HVAC flow and controls | Optimized HVAC flow and controls | Optimized HVAC flow and controls | Optimized HVAC flow and controls | Optimized HVAC flow and controls | Optimized HVAC flow and controls | Optimized HVAC flow and controls | Optimized HVAC flow and controls | Optimized HVAC flow and controls | Optimized HVAC flow and controls | Optimized HVAC flow and controls | Optimized HVAC flow and controls | Optimized HVAC flow and controls | Optimized HVAC flow and controls | Optimized HVAC flow and controls | Optimized HVAC flow and controls | Optimized HVAC flow and controls | Optimized HVAC flow and controls | Optimized HVAC flow and controls | Optimized HVAC flow and controls | Optimized HVAC flow and controls | Optimized HVAC flow and controls | Optimized HVAC flow and controls | Optimized HVAC flow and controls | 0.35 | 0.35 | 0.35 | 0.35 | 0.35 | 0.35 | 0.35 | 0.35 | 0.35 | 0.35 | 0.35 | 0.35 | 0.35 | 0.35 | 0.35 | 0.35 | 0.35 | 0.35 | 0.35 | 0.35 | 0.35 | 0.35 | 0.35 | 0.35 | 0.35 | 0.35 | 0.35 | 0.35 | 0.35 | 0.35 | 0.35 | 0 | 0 | 0 | 0 | 0 | 0.50358 | 0.50013 | 0.4957 | 0.49092 | 0.4858 | 0.48043 | 0.47489 | 0.46927 | 0.46339 | 0.45711 | 0.45099 | 0.44498 | 0.4396 | 0.43454 | 0.42993 | 0.42558 | 0.42116 | 0.41728 | 0.41365 | 0.41019 | 0.40694 | 0.40412 | 0.40139 | 0 | 0 | 0 | 0.052074 | 0.051689 | 0.050929 | 0.050465 | 0.049979 | 0.0488 | 0.048105 | 0.04744 | 0.046101 | 0.04565 | 0.04461 | 0.044021 | 0.043269 | 0.04239 | 0.041989 | 0.041393 | 0.040804 | 0.040281 | 0.039795 | 0.039337 | 0 | 0 | 0 | 0 | 0 | 0 | 0.052074 | 0.10341 | 0.15342 | 0.2024 | 0.25027 | 0.29631 | 0.341 | 0.3844 | 0.42568 | 0.46556 | 0.50394 | 0.54125 | 0.57797 | 0.61371 | 0.64918 | 0.684 | 0.71771 | 0.75138 | 0.78464 | 0.81741 | 0.81094 | 0.80531 | 0.79988 | 0 | 0 | 0 | 103.4073 | 103.3505 | 102.741 | 102.7966 | 102.8816 | 101.5751 | 101.2975 | 101.0918 | 99.4865 | 99.8664 | 98.914 | 98.9269 | 98.4289 | 97.551 | 97.6665 | 97.2626 | 96.8844 | 96.5313 | 96.2033 | 95.8999 | 0 | 0 | 0 | 0 | 0 | 0 | 103.4073 | 206.7578 | 309.4988 | 412.2954 | 515.177 | 616.752 | 718.0496 | 819.1414 | 918.6279 | 1018.4943 | 1117.4083 | 1216.3352 | 1314.7641 | 1412.3151 | 1509.9816 | 1607.2442 | 1704.1286 | 1800.66 | 1896.8633 | 1992.7632 | 1992.7632 | 1992.7632 | 1992.7632 | 1992.7632 | 1992.7632 | 1992.7632 | 0.044318 | 0.044046 | 0.043479 | 0.043165 | 0.042835 | 0.041911 | 0.041396 | 0.040902 | 0.03983 | 0.039517 | 0.038694 | 0.03825 | 0.037635 | 0.0369 | 0.036567 | 0.03606 | 0.03556 | 0.035119 | 0.034733 | 0.034375 | 0 | 0 | 0 | 0 | 0 | 0 | 0.044318 | 0.088117 | 0.13098 | 0.17313 | 0.2145 | 0.25448 | 0.29344 | 0.33143 | 0.36778 | 0.40302 | 0.43711 | 0.4703 | 0.50271 | 0.53423 | 0.56535 | 0.59588 | 0.62548 | 0.6551 | 0.68484 | 0.7143 | 0.70956 | 0.7055 | 0.70171 | 0 | 0 | 0 | 87.8962 | 87.8479 | 87.3299 | 87.3771 | 87.4493 | 86.3388 | 86.1029 | 85.9281 | 84.5635 | 84.8864 | 84.0769 | 84.0878 | 83.6646 | 82.9183 | 83.0165 | 82.6733 | 82.3517 | 82.0516 | 81.7728 | 81.5149 | 0 | 0 | 0 | 0 | 0 | 0 | 87.8962 | 175.7441 | 263.074 | 350.4511 | 437.9004 | 524.2392 | 610.3421 | 696.2702 | 780.8337 | 865.7201 | 949.7971 | 1033.8849 | 1117.5495 | 1200.4678 | 1283.4844 | 1366.1576 | 1448.5093 | 1530.561 | 1612.3338 | 1693.8487 | 1693.8487 | 1693.8487 | 1693.8487 | 1693.8487 | 1693.8487 | 1693.8487 | 0.04433 | 0.044076 | 0.04353 | 0.043241 | 0.042937 | 0.042038 | 0.04155 | 0.041082 | 0.040036 | 0.039752 | 0.038953 | 0.038535 | 0.037945 | 0.037234 | 0.036926 | 0.036444 | 0.03597 | 0.035553 | 0.035169 | 0.034811 | 0 | 0 | 0 | 0 | 0 | 0 | 0.04433 | 0.088176 | 0.13113 | 0.17343 | 0.21501 | 0.25525 | 0.29453 | 0.33289 | 0.36968 | 0.40541 | 0.44005 | 0.4738 | 0.50684 | 0.53906 | 0.5709 | 0.60222 | 0.63268 | 0.6632 | 0.69343 | 0.72336 | 0.71865 | 0.71461 | 0.71083 | 0 | 0 | 0 | 87.8962 | 87.8479 | 87.3299 | 87.3771 | 87.4493 | 86.3388 | 86.1029 | 85.9281 | 84.5635 | 84.8864 | 84.0769 | 84.0878 | 83.6646 | 82.9183 | 83.0165 | 82.6733 | 82.3517 | 82.0516 | 81.7728 | 81.5149 | 0 | 0 | 0 | 0 | 0 | 0 | 87.8962 | 175.7441 | 263.074 | 350.4511 | 437.9004 | 524.2392 | 610.3421 | 696.2702 | 780.8337 | 865.7201 | 949.7971 | 1033.8849 | 1117.5495 | 1200.4678 | 1283.4844 | 1366.1576 | 1448.5093 | 1530.561 | 1612.3338 | 1693.8487 | 1693.8487 | 1693.8487 | 1693.8487 | 1693.8487 | 1693.8487 | 1693.8487 | 0.044318 | 0.044046 | 0.043479 | 0.043165 | 0.042835 | 0.041911 | 0.041396 | 0.040902 | 0.03983 | 0.039517 | 0.038694 | 0.03825 | 0.037635 | 0.0369 | 0.036567 | 0.03606 | 0.03556 | 0.035119 | 0.034733 | 0.034375 | 0 | 0 | 0 | 0 | 0 | 0 | 0.044318 | 0.088117 | 0.13098 | 0.17313 | 0.2145 | 0.25448 | 0.29344 | 0.33143 | 0.36778 | 0.40302 | 0.43711 | 0.4703 | 0.50271 | 0.53423 | 0.56535 | 0.59588 | 0.62548 | 0.6551 | 0.68484 | 0.7143 | 0.70956 | 0.7055 | 0.70171 | 0 | 0 | 0 | 87.8962 | 87.8479 | 87.3299 | 87.3771 | 87.4493 | 86.3388 | 86.1029 | 85.9281 | 84.5635 | 84.8864 | 84.0769 | 84.0878 | 83.6646 | 82.9183 | 83.0165 | 82.6733 | 82.3517 | 82.0516 | 81.7728 | 81.5149 | 0 | 0 | 0 | 0 | 0 | 0 | 87.8962 | 175.7441 | 263.074 | 350.4511 | 437.9004 | 524.2392 | 610.3421 | 696.2702 | 780.8337 | 865.7201 | 949.7971 | 1033.8849 | 1117.5495 | 1200.4678 | 1283.4844 | 1366.1576 | 1448.5093 | 1530.561 | 1612.3338 | 1693.8487 | 1693.8487 | 1693.8487 | 1693.8487 | 1693.8487 | 1693.8487 | 1693.8487 | 149.3041 | 150.0375 | 150.9548 | 151.9371 | 152.9792 | 154.0504 | 155.1671 | 156.2938 | 157.4322 | 158.6809 | 159.8529 | 161.028 | 162.1337 | 163.1784 | 164.2094 | 165.1954 | 166.2152 | 167.1466 | 168.0364 | 168.8915 | 169.6907 | 170.4372 | 171.1344 | 0 | 0 | 0 | 132.315 | 132.965 | 133.7779 | 134.6484 | 135.572 | 136.5212 | 137.5109 | 138.5093 | 139.5182 | 140.6249 | 141.6635 | 142.7049 | 143.6848 | 144.6106 | 145.5242 | 146.3981 | 147.3018 | 148.1272 | 148.9158 | 149.6736 | 150.3818 | 151.0435 | 151.6613 | 0 | 0 | 0
WA_Industrial_Instruments_Existing_Process_Natural Gas_Retrocommissioning_A | WA | Industrial | Instruments | Existing | Process | Natural Gas | Retrocommissioning | A | IM520 | Vintage/existing building | Optimized process design and controls | 5 | 0 | 0 | 0 | 0.35 | 0 | 0 | 0 | 0.17385 |  | employee | 15% | 50% | Retrofit | RetroEven20 | 76.5% | TBD | 0.2% | 157.8974 |  | 139.9305 |  | 0 | COM_RCX-Heating-7PLN-v5-18 | COM_RCX-All-XCELCO-2017-18-1 | n/a | Vintage/existing building | Vintage/existing building | Vintage/existing building | Vintage/existing building | Vintage/existing building | Vintage/existing building | Vintage/existing building | Vintage/existing building | Vintage/existing building | Vintage/existing building | Vintage/existing building | Vintage/existing building | Vintage/existing building | Vintage/existing building | Vintage/existing building | Vintage/existing building | Vintage/existing building | Vintage/existing building | Vintage/existing building | Vintage/existing building | Vintage/existing building | Vintage/existing building | Vintage/existing building | Vintage/existing building | Vintage/existing building | Vintage/existing building | Vintage/existing building | Vintage/existing building | Vintage/existing building | Vintage/existing building | Vintage/existing building | Optimized process design and controls | Optimized process design and controls | Optimized process design and controls | Optimized process design and controls | Optimized process design and controls | Optimized process design and controls | Optimized process design and controls | Optimized process design and controls | Optimized process design and controls | Optimized process design and controls | Optimized process design and controls | Optimized process design and controls | Optimized process design and controls | Optimized process design and controls | Optimized process design and controls | Optimized process design and controls | Optimized process design and controls | Optimized process design and controls | Optimized process design and controls | Optimized process design and controls | Optimized process design and controls | Optimized process design and controls | Optimized process design and controls | Optimized process design and controls | Optimized process design and controls | Optimized process design and controls | Optimized process design and controls | Optimized process design and controls | Optimized process design and controls | Optimized process design and controls | Optimized process design and controls | 0.35 | 0.35 | 0.35 | 0.35 | 0.35 | 0.35 | 0.35 | 0.35 | 0.35 | 0.35 | 0.35 | 0.35 | 0.35 | 0.35 | 0.35 | 0.35 | 0.35 | 0.35 | 0.35 | 0.35 | 0.35 | 0.35 | 0.35 | 0.35 | 0.35 | 0.35 | 0.35 | 0.35 | 0.35 | 0.35 | 0.35 | 0 | 0 | 0 | 0 | 0 | 0 | 0 | 0 | 0 | 0 | 0 | 0 | 0 | 0 | 0 | 0 | 0 | 0 | 0 | 0 | 0 | 0 | 0 | 0 | 0 | 0 | 0 | 0 | 0 | 0 | 0 | 0 | 0 | 0 | 0 | 0 | 0 | 0 | 0 | 0 | 0 | 0 | 0 | 0 | 0 | 0 | 0 | 0 | 0 | 0 | 0 | 0 | 0 | 0 | 0 | 0 | 0 | 0 | 0 | 0 | 0 | 0 | 0 | 0 | 0 | 0 | 0 | 0 | 0 | 0 | 0 | 0 | 0 | 0 | 0 | 0 | 0 | 0 | 0 | 0 | 0 | 0 | 0 | 103.4073 | 103.3505 | 102.741 | 102.7966 | 102.8816 | 101.5751 | 101.2975 | 101.0918 | 99.4865 | 99.8664 | 98.914 | 98.9269 | 98.4289 | 97.551 | 97.6665 | 97.2626 | 96.8844 | 96.5313 | 96.2033 | 95.8999 | 0 | 0 | 0 | 0 | 0 | 0 | 103.4073 | 206.7578 | 309.4988 | 412.2954 | 515.177 | 616.752 | 718.0496 | 819.1414 | 918.6279 | 1018.4943 | 1117.4083 | 1216.3352 | 1314.7641 | 1412.3151 | 1509.9816 | 1607.2442 | 1704.1286 | 1800.66 | 1896.8633 | 1992.7632 | 1992.7632 | 1992.7632 | 1992.7632 | 1992.7632 | 1992.7632 | 1992.7632 | 0 | 0 | 0 | 0 | 0 | 0 | 0 | 0 | 0 | 0 | 0 | 0 | 0 | 0 | 0 | 0 | 0 | 0 | 0 | 0 | 0 | 0 | 0 | 0 | 0 | 0 | 0 | 0 | 0 | 0 | 0 | 0 | 0 | 0 | 0 | 0 | 0 | 0 | 0 | 0 | 0 | 0 | 0 | 0 | 0 | 0 | 0 | 0 | 0 | 0 | 0 | 0 | 87.8962 | 87.8479 | 87.3299 | 87.3771 | 87.4493 | 86.3388 | 86.1029 | 85.9281 | 84.5635 | 84.8864 | 84.0769 | 84.0878 | 83.6646 | 82.9183 | 83.0165 | 82.6733 | 82.3517 | 82.0516 | 81.7728 | 81.5149 | 0 | 0 | 0 | 0 | 0 | 0 | 87.8962 | 175.7441 | 263.074 | 350.4511 | 437.9004 | 524.2392 | 610.3421 | 696.2702 | 780.8337 | 865.7201 | 949.7971 | 1033.8849 | 1117.5495 | 1200.4678 | 1283.4844 | 1366.1576 | 1448.5093 | 1530.561 | 1612.3338 | 1693.8487 | 1693.8487 | 1693.8487 | 1693.8487 | 1693.8487 | 1693.8487 | 1693.8487 | 0 | 0 | 0 | 0 | 0 | 0 | 0 | 0 | 0 | 0 | 0 | 0 | 0 | 0 | 0 | 0 | 0 | 0 | 0 | 0 | 0 | 0 | 0 | 0 | 0 | 0 | 0 | 0 | 0 | 0 | 0 | 0 | 0 | 0 | 0 | 0 | 0 | 0 | 0 | 0 | 0 | 0 | 0 | 0 | 0 | 0 | 0 | 0 | 0 | 0 | 0 | 0 | 87.8962 | 87.8479 | 87.3299 | 87.3771 | 87.4493 | 86.3388 | 86.1029 | 85.9281 | 84.5635 | 84.8864 | 84.0769 | 84.0878 | 83.6646 | 82.9183 | 83.0165 | 82.6733 | 82.3517 | 82.0516 | 81.7728 | 81.5149 | 0 | 0 | 0 | 0 | 0 | 0 | 87.8962 | 175.7441 | 263.074 | 350.4511 | 437.9004 | 524.2392 | 610.3421 | 696.2702 | 780.8337 | 865.7201 | 949.7971 | 1033.8849 | 1117.5495 | 1200.4678 | 1283.4844 | 1366.1576 | 1448.5093 | 1530.561 | 1612.3338 | 1693.8487 | 1693.8487 | 1693.8487 | 1693.8487 | 1693.8487 | 1693.8487 | 1693.8487 | 0 | 0 | 0 | 0 | 0 | 0 | 0 | 0 | 0 | 0 | 0 | 0 | 0 | 0 | 0 | 0 | 0 | 0 | 0 | 0 | 0 | 0 | 0 | 0 | 0 | 0 | 0 | 0 | 0 | 0 | 0 | 0 | 0 | 0 | 0 | 0 | 0 | 0 | 0 | 0 | 0 | 0 | 0 | 0 | 0 | 0 | 0 | 0 | 0 | 0 | 0 | 0 | 87.8962 | 87.8479 | 87.3299 | 87.3771 | 87.4493 | 86.3388 | 86.1029 | 85.9281 | 84.5635 | 84.8864 | 84.0769 | 84.0878 | 83.6646 | 82.9183 | 83.0165 | 82.6733 | 82.3517 | 82.0516 | 81.7728 | 81.5149 | 0 | 0 | 0 | 0 | 0 | 0 | 87.8962 | 175.7441 | 263.074 | 350.4511 | 437.9004 | 524.2392 | 610.3421 | 696.2702 | 780.8337 | 865.7201 | 949.7971 | 1033.8849 | 1117.5495 | 1200.4678 | 1283.4844 | 1366.1576 | 1448.5093 | 1530.561 | 1612.3338 | 1693.8487 | 1693.8487 | 1693.8487 | 1693.8487 | 1693.8487 | 1693.8487 | 1693.8487 | 149.3041 | 150.0375 | 150.9548 | 151.9371 | 152.9792 | 154.0504 | 155.1671 | 156.2938 | 157.4322 | 158.6809 | 159.8529 | 161.028 | 162.1337 | 163.1784 | 164.2094 | 165.1954 | 166.2152 | 167.1466 | 168.0364 | 168.8915 | 169.6907 | 170.4372 | 171.1344 | 0 | 0 | 0 | 132.315 | 132.965 | 133.7779 | 134.6484 | 135.572 | 136.5212 | 137.5109 | 138.5093 | 139.5182 | 140.6249 | 141.6635 | 142.7049 | 143.6848 | 144.6106 | 145.5242 | 146.3981 | 147.3018 | 148.1272 | 148.9158 | 149.6736 | 150.3818 | 151.0435 | 151.6613 | 0 | 0 | 0
WA_Industrial_Instruments_New_Space Heating_Natural Gas_Insulation - Roof/Ceiling_A | WA | Industrial | Instruments | New | Space Heating | Natural Gas | Insulation - Roof/Ceiling | A | IM521 | R-13 | R-38 | 45 | 0.095693 | 0 | 0 | 1.11 | 0 | 0 | 0 | 0.55475 |  | sqft | 0% | 0% | Retrofit | Retro3Slow | 83.42% | TBD | 0.2% | 919.2948 |  | 584.266 |  | 0 | RTF Wkbk - ComWeatherizationSchool_v3_1 | RTF Wkbk - ComWeatherizationSchool_v3_1 | Building Energy Simulation Tool | R-13 | R-13 | R-13 | R-13 | R-13 | R-13 | R-13 | R-13 | R-13 | R-13 | R-13 | R-13 | R-13 | R-13 | R-13 | R-13 | R-13 | R-13 | R-13 | R-13 | R-13 | R-13 | R-13 | R-13 | R-13 | R-13 | R-13 | R-13 | R-13 | R-13 | R-13 | R-38 | R-38 | R-38 | R-38 | R-38 | R-38 | R-38 | R-38 | R-38 | R-38 | R-38 | R-38 | R-38 | R-38 | R-38 | R-38 | R-38 | R-38 | R-38 | R-38 | R-38 | R-38 | R-38 | R-38 | R-38 | R-38 | R-38 | R-38 | R-38 | R-38 | R-38 | 1.11 | 1.11 | 1.11 | 1.11 | 1.11 | 1.11 | 1.11 | 1.11 | 1.11 | 1.11 | 1.11 | 1.11 | 1.11 | 1.11 | 1.11 | 1.11 | 1.11 | 1.11 | 1.11 | 1.11 | 1.11 | 1.11 | 1.11 | 1.11 | 1.11 | 1.11 | 1.11 | 1.11 | 1.11 | 1.11 | 1.11 | 0 | 0 | 0 | 0 | 0 | 0.091595 | 0.088812 | 0.086753 | 0.085154 | 0.083848 | 0.082771 | 0.081496 | 0.080127 | 0.078736 | 0.077351 | 0.076072 | 0.074898 | 0.074505 | 0.073723 | 0.073141 | 0.072732 | 0.072429 | 0.072334 | 0.072363 | 0.072472 | 0.072627 | 0.072778 | 0.072928 | 0 | 0 | 0 | 0 | 0 | 0 | 0 | 0 | 0 | 0 | 0 | 0 | 0 | 0 | 0 | 0 | 0 | 0 | 0 | 0 | 0 | 0 | 0 | 0 | 0 | 0 | 0 | 0 | 0 | 0 | 0 | 0 | 0 | 0 | 0 | 0 | 0 | 0 | 0 | 0 | 0 | 0 | 0 | 0 | 0 | 0 | 0 | 0 | 0 | 0 | 0 | 0 | 0 | 0 | 0 | 0 | 0 | 0 | 0 | 0 | 0 | 0 | 0 | 0 | 0 | 0 | 0 | 0 | 0 | 0 | 0 | 0 | 0 | 0 | 0 | 0 | 0 | 0 | 0 | 0 | 0 | 0 | 0 | 0 | 0 | 0 | 0 | 0 | 0 | 0 | 0 | 0 | 0 | 0 | 0 | 0 | 0 | 0 | 0 | 0 | 0 | 0 | 0 | 0 | 0 | 0 | 0 | 0 | 0 | 0 | 0 | 0 | 0 | 0 | 0 | 0 | 0 | 0 | 0 | 0 | 0 | 0 | 0 | 0 | 0 | 0 | 0 | 0 | 0 | 0 | 0 | 0 | 0 | 0 | 0 | 0 | 0 | 0 | 0 | 0 | 0 | 0 | 0 | 0 | 0 | 0 | 0 | 0 | 0 | 0 | 0 | 0 | 0 | 0 | 0 | 0 | 0 | 0 | 0 | 0 | 0 | 0 | 0 | 0 | 0 | 0 | 0 | 0 | 0 | 0 | 0 | 0 | 0 | 0 | 0 | 0 | 0 | 0 | 0 | 0 | 0 | 0 | 0 | 0 | 0 | 0 | 0 | 0 | 0 | 0 | 0 | 0 | 0 | 0 | 0 | 0 | 0 | 0 | 0 | 0 | 0 | 0 | 0 | 0 | 0 | 0 | 0 | 0 | 0 | 0 | 0 | 0 | 0 | 0 | 0 | 0 | 0 | 0 | 0 | 0 | 0 | 0 | 0 | 0 | 0 | 0 | 0 | 0 | 0 | 0 | 0 | 0 | 0 | 0 | 0 | 0 | 0 | 0 | 0 | 0 | 0 | 0 | 0 | 0 | 0 | 0 | 0 | 0 | 0 | 0 | 0 | 0 | 0 | 0 | 0 | 0 | 0 | 0 | 0 | 0 | 0 | 0 | 0 | 0 | 0 | 0 | 0 | 0 | 0 | 0 | 0 | 0 | 0 | 0 | 0 | 0 | 0 | 0 | 0 | 0 | 0 | 0 | 0 | 0 | 0 | 0 | 0 | 0 | 0 | 0 | 0 | 0 | 0 | 0 | 0 | 0 | 0 | 0 | 0 | 0 | 0 | 0 | 0 | 0 | 0 | 0 | 0 | 0 | 0 | 0 | 0 | 0 | 0 | 0 | 0 | 0 | 0 | 0 | 0 | 0 | 0 | 0 | 0 | 0 | 0 | 0 | 0 | 0 | 0 | 0 | 0 | 0 | 0 | 0 | 0 | 0 | 0 | 0 | 0 | 0 | 0 | 0 | 0 | 0 | 0 | 0 | 0 | 0 | 0 | 0 | 0 | 0 | 0 | 0 | 0 | 0 | 0 | 0 | 0 | 0 | 0 | 0 | 0 | 0 | 0 | 0 | 0 | 0 | 0 | 0 | 0 | 0 | 0 | 0 | 0 | 0 | 0 | 0 | 0 | 0 | 0 | 0 | 0 | 0 | 0 | 0 | 0 | 0 | 0 | 0 | 0 | 0 | 0 | 0 | 0 | 0 | 0 | 0 | 0 | 0 | 0 | 0 | 0 | 0 | 0 | 0 | 0 | 0 | 0 | 0 | 0 | 0 | 0 | 0 | 0 | 0 | 0 | 0 | 0 | 870.2094 | 881.5988 | 890.1016 | 896.6605 | 901.9039 | 906.1928 | 911.262 | 916.6444 | 922.0154 | 927.2693 | 931.4398 | 934.7521 | 937.4019 | 941.6309 | 944.7604 | 947.0354 | 948.8239 | 948.8239 | 948.8239 | 948.8239 | 948.8239 | 948.8239 | 948.8239 | 0 | 0 | 0 | 553.0693 | 560.308 | 565.712 | 569.8806 | 573.2131 | 575.9389 | 579.1607 | 582.5815 | 585.9951 | 589.3343 | 591.9848 | 594.09 | 595.7741 | 598.4619 | 600.4509 | 601.8968 | 603.0335 | 603.0335 | 603.0335 | 603.0335 | 603.0335 | 603.0335 | 603.0335 | 0 | 0 | 0
WA_Industrial_Instruments_New_Space Heating_Natural Gas_Insulation - Wall Cavity_A | WA | Industrial | Instruments | New | Space Heating | Natural Gas | Insulation - Wall Cavity | A | IM522 | R-11 or less | R-21 | 45 | 0.017233 | 0 | 0 | 0.36 | 0 | 0 | 0 | 0.1823 |  | sqft | 0% | 0% | Retrofit | Retro3Slow | 83.42% | TBD | 0.2% | 1655.5473 |  | 1052.1979 |  | 0 | RTF Wkbk - ComWeatherizationSchool_v4_0 | RTF Wkbk - ComWeatherizationSchool_v4_0 | Building Energy Simulation Tool | R-11 or less | R-11 or less | R-11 or less | R-11 or less | R-11 or less | R-11 or less | R-11 or less | R-11 or less | R-11 or less | R-11 or less | R-11 or less | R-11 or less | R-11 or less | R-11 or less | R-11 or less | R-11 or less | R-11 or less | R-11 or less | R-11 or less | R-11 or less | R-11 or less | R-11 or less | R-11 or less | R-11 or less | R-11 or less | R-11 or less | R-11 or less | R-11 or less | R-11 or less | R-11 or less | R-11 or less | R-21 | R-21 | R-21 | R-21 | R-21 | R-21 | R-21 | R-21 | R-21 | R-21 | R-21 | R-21 | R-21 | R-21 | R-21 | R-21 | R-21 | R-21 | R-21 | R-21 | R-21 | R-21 | R-21 | R-21 | R-21 | R-21 | R-21 | R-21 | R-21 | R-21 | R-21 | 0.36 | 0.36 | 0.36 | 0.36 | 0.36 | 0.36 | 0.36 | 0.36 | 0.36 | 0.36 | 0.36 | 0.36 | 0.36 | 0.36 | 0.36 | 0.36 | 0.36 | 0.36 | 0.36 | 0.36 | 0.36 | 0.36 | 0.36 | 0.36 | 0.36 | 0.36 | 0.36 | 0.36 | 0.36 | 0.36 | 0.36 | 0 | 0 | 0 | 0 | 0 | 0.016495 | 0.015994 | 0.015623 | 0.015336 | 0.0151 | 0.014906 | 0.014677 | 0.01443 | 0.01418 | 0.01393 | 0.0137 | 0.013488 | 0.013418 | 0.013277 | 0.013172 | 0.013098 | 0.013044 | 0.013027 | 0.013032 | 0.013052 | 0.01308 | 0.013107 | 0.013134 | 0 | 0 | 0 | 0 | 0 | 0 | 0 | 0 | 0 | 0 | 0 | 0 | 0 | 0 | 0 | 0 | 0 | 0 | 0 | 0 | 0 | 0 | 0 | 0 | 0 | 0 | 0 | 0 | 0 | 0 | 0 | 0 | 0 | 0 | 0 | 0 | 0 | 0 | 0 | 0 | 0 | 0 | 0 | 0 | 0 | 0 | 0 | 0 | 0 | 0 | 0 | 0 | 0 | 0 | 0 | 0 | 0 | 0 | 0 | 0 | 0 | 0 | 0 | 0 | 0 | 0 | 0 | 0 | 0 | 0 | 0 | 0 | 0 | 0 | 0 | 0 | 0 | 0 | 0 | 0 | 0 | 0 | 0 | 0 | 0 | 0 | 0 | 0 | 0 | 0 | 0 | 0 | 0 | 0 | 0 | 0 | 0 | 0 | 0 | 0 | 0 | 0 | 0 | 0 | 0 | 0 | 0 | 0 | 0 | 0 | 0 | 0 | 0 | 0 | 0 | 0 | 0 | 0 | 0 | 0 | 0 | 0 | 0 | 0 | 0 | 0 | 0 | 0 | 0 | 0 | 0 | 0 | 0 | 0 | 0 | 0 | 0 | 0 | 0 | 0 | 0 | 0 | 0 | 0 | 0 | 0 | 0 | 0 | 0 | 0 | 0 | 0 | 0 | 0 | 0 | 0 | 0 | 0 | 0 | 0 | 0 | 0 | 0 | 0 | 0 | 0 | 0 | 0 | 0 | 0 | 0 | 0 | 0 | 0 | 0 | 0 | 0 | 0 | 0 | 0 | 0 | 0 | 0 | 0 | 0 | 0 | 0 | 0 | 0 | 0 | 0 | 0 | 0 | 0 | 0 | 0 | 0 | 0 | 0 | 0 | 0 | 0 | 0 | 0 | 0 | 0 | 0 | 0 | 0 | 0 | 0 | 0 | 0 | 0 | 0 | 0 | 0 | 0 | 0 | 0 | 0 | 0 | 0 | 0 | 0 | 0 | 0 | 0 | 0 | 0 | 0 | 0 | 0 | 0 | 0 | 0 | 0 | 0 | 0 | 0 | 0 | 0 | 0 | 0 | 0 | 0 | 0 | 0 | 0 | 0 | 0 | 0 | 0 | 0 | 0 | 0 | 0 | 0 | 0 | 0 | 0 | 0 | 0 | 0 | 0 | 0 | 0 | 0 | 0 | 0 | 0 | 0 | 0 | 0 | 0 | 0 | 0 | 0 | 0 | 0 | 0 | 0 | 0 | 0 | 0 | 0 | 0 | 0 | 0 | 0 | 0 | 0 | 0 | 0 | 0 | 0 | 0 | 0 | 0 | 0 | 0 | 0 | 0 | 0 | 0 | 0 | 0 | 0 | 0 | 0 | 0 | 0 | 0 | 0 | 0 | 0 | 0 | 0 | 0 | 0 | 0 | 0 | 0 | 0 | 0 | 0 | 0 | 0 | 0 | 0 | 0 | 0 | 0 | 0 | 0 | 0 | 0 | 0 | 0 | 0 | 0 | 0 | 0 | 0 | 0 | 0 | 0 | 0 | 0 | 0 | 0 | 0 | 0 | 0 | 0 | 0 | 0 | 0 | 0 | 0 | 0 | 0 | 0 | 0 | 0 | 0 | 0 | 0 | 0 | 0 | 0 | 0 | 0 | 0 | 0 | 0 | 0 | 0 | 0 | 0 | 0 | 0 | 0 | 0 | 0 | 0 | 0 | 0 | 0 | 0 | 0 | 0 | 0 | 0 | 0 | 0 | 0 | 0 | 0 | 0 | 0 | 0 | 0 | 0 | 0 | 0 | 0 | 0 | 0 | 0 | 0 | 0 | 0 | 0 | 0 | 0 | 0 | 0 | 0 | 1567.15 | 1587.661 | 1602.9737 | 1614.7854 | 1624.2283 | 1631.952 | 1641.0811 | 1650.7742 | 1660.4467 | 1669.9086 | 1677.419 | 1683.3843 | 1688.1562 | 1695.7722 | 1701.4081 | 1705.505 | 1708.726 | 1708.726 | 1708.726 | 1708.726 | 1708.726 | 1708.726 | 1708.726 | 0 | 0 | 0 | 996.0162 | 1009.0521 | 1018.7842 | 1026.2913 | 1032.2928 | 1037.2016 | 1043.0037 | 1049.1642 | 1055.3117 | 1061.3253 | 1066.0986 | 1069.8899 | 1072.9227 | 1077.7631 | 1081.3451 | 1083.9489 | 1085.996 | 1085.996 | 1085.996 | 1085.996 | 1085.996 | 1085.996 | 1085.996 | 0 | 0 | 0
WA_Industrial_Instruments_New_Space Heating_Natural Gas_Insulation - Ducting_A | WA | Industrial | Instruments | New | Space Heating | Natural Gas | Insulation - Ducting | A | IM523 | ~2°F thermal losses | 50% reduction in thermal losses | 20 | 0.0014746 | 0 | 0 | 1.52 | 0 | 0 | 0 | 0.76105 |  | sqft | 0% | 0% | Retrofit | Retro5Med | 85.36% | TBD | 0.2% | 0 |  | 0 |  | 0 | MA TRM - 2019-2021 - COM-HVAC-DI | MEMD - MMD8.25.01.FESH23.v01 | Building Energy Simulation Tool | ~2°F thermal losses | ~2°F thermal losses | ~2°F thermal losses | ~2°F thermal losses | ~2°F thermal losses | ~2°F thermal losses | ~2°F thermal losses | ~2°F thermal losses | ~2°F thermal losses | ~2°F thermal losses | ~2°F thermal losses | ~2°F thermal losses | ~2°F thermal losses | ~2°F thermal losses | ~2°F thermal losses | ~2°F thermal losses | ~2°F thermal losses | ~2°F thermal losses | ~2°F thermal losses | ~2°F thermal losses | ~2°F thermal losses | ~2°F thermal losses | ~2°F thermal losses | ~2°F thermal losses | ~2°F thermal losses | ~2°F thermal losses | ~2°F thermal losses | ~2°F thermal losses | ~2°F thermal losses | ~2°F thermal losses | ~2°F thermal losses | 50% reduction in thermal losses | 50% reduction in thermal losses | 50% reduction in thermal losses | 50% reduction in thermal losses | 50% reduction in thermal losses | 50% reduction in thermal losses | 50% reduction in thermal losses | 50% reduction in thermal losses | 50% reduction in thermal losses | 50% reduction in thermal losses | 50% reduction in thermal losses | 50% reduction in thermal losses | 50% reduction in thermal losses | 50% reduction in thermal losses | 50% reduction in thermal losses | 50% reduction in thermal losses | 50% reduction in thermal losses | 50% reduction in thermal losses | 50% reduction in thermal losses | 50% reduction in thermal losses | 50% reduction in thermal losses | 50% reduction in thermal losses | 50% reduction in thermal losses | 50% reduction in thermal losses | 50% reduction in thermal losses | 50% reduction in thermal losses | 50% reduction in thermal losses | 50% reduction in thermal losses | 50% reduction in thermal losses | 50% reduction in thermal losses | 50% reduction in thermal losses | 1.52 | 1.52 | 1.52 | 1.52 | 1.52 | 1.52 | 1.52 | 1.52 | 1.52 | 1.52 | 1.52 | 1.52 | 1.52 | 1.52 | 1.52 | 1.52 | 1.52 | 1.52 | 1.52 | 1.52 | 1.52 | 1.52 | 1.52 | 1.52 | 1.52 | 1.52 | 1.52 | 1.52 | 1.52 | 1.52 | 1.52 | 0 | 0 | 0 | 0 | 0 | 0 | 0 | 0 | 0 | 0 | 0 | 0 | 0 | 0 | 0 | 0 | 0 | 0 | 0 | 0 | 0 | 0 | 0 | 0 | 0 | 0 | 0 | 0 | 0 | 0 | 0 | 0 | 0 | 0 | 0 | 0 | 0 | 0 | 0 | 0 | 0 | 0 | 0 | 0 | 0 | 0 | 0 | 0 | 0 | 0 | 0 | 0 | 0 | 0 | 0 | 0 | 0 | 0 | 0 | 0 | 0 | 0 | 0 | 0 | 0 | 0 | 0 | 0 | 0 | 0 | 0 | 0 | 0 | 0 | 0 | 0 | 0 | 0 | 0 | 0 | 0 | 0 | 0 | 0 | 0 | 0 | 0 | 0 | 0 | 0 | 0 | 0 | 0 | 0 | 0 | 0 | 0 | 0 | 0 | 0 | 0 | 0 | 0 | 0 | 0 | 0 | 0 | 0 | 0 | 0 | 0 | 0 | 0 | 0 | 0 | 0 | 0 | 0 | 0 | 0 | 0 | 0 | 0 | 0 | 0 | 0 | 0 | 0 | 0 | 0 | 0 | 0 | 0 | 0 | 0 | 0 | 0 | 0 | 0 | 0 | 0 | 0 | 0 | 0 | 0 | 0 | 0 | 0 | 0 | 0 | 0 | 0 | 0 | 0 | 0 | 0 | 0 | 0 | 0 | 0 | 0 | 0 | 0 | 0 | 0 | 0 | 0 | 0 | 0 | 0 | 0 | 0 | 0 | 0 | 0 | 0 | 0 | 0 | 0 | 0 | 0 | 0 | 0 | 0 | 0 | 0 | 0 | 0 | 0 | 0 | 0 | 0 | 0 | 0 | 0 | 0 | 0 | 0 | 0 | 0 | 0 | 0 | 0 | 0 | 0 | 0 | 0 | 0 | 0 | 0 | 0 | 0 | 0 | 0 | 0 | 0 | 0 | 0 | 0 | 0 | 0 | 0 | 0 | 0 | 0 | 0 | 0 | 0 | 0 | 0 | 0 | 0 | 0 | 0 | 0 | 0 | 0 | 0 | 0 | 0 | 0 | 0 | 0 | 0 | 0 | 0 | 0 | 0 | 0 | 0 | 0 | 0 | 0 | 0 | 0 | 0 | 0 | 0 | 0 | 0 | 0 | 0 | 0 | 0 | 0 | 0 | 0 | 0 | 0 | 0 | 0 | 0 | 0 | 0 | 0 | 0 | 0 | 0 | 0 | 0 | 0 | 0 | 0 | 0 | 0 | 0 | 0 | 0 | 0 | 0 | 0 | 0 | 0 | 0 | 0 | 0 | 0 | 0 | 0 | 0 | 0 | 0 | 0 | 0 | 0 | 0 | 0 | 0 | 0 | 0 | 0 | 0 | 0 | 0 | 0 | 0 | 0 | 0 | 0 | 0 | 0 | 0 | 0 | 0 | 0 | 0 | 0 | 0 | 0 | 0 | 0 | 0 | 0 | 0 | 0 | 0 | 0 | 0 | 0 | 0 | 0 | 0 | 0 | 0 | 0 | 0 | 0 | 0 | 0 | 0 | 0 | 0 | 0 | 0 | 0 | 0 | 0 | 0 | 0 | 0 | 0 | 0 | 0 | 0 | 0 | 0 | 0 | 0 | 0 | 0 | 0 | 0 | 0 | 0 | 0 | 0 | 0 | 0 | 0 | 0 | 0 | 0 | 0 | 0 | 0 | 0 | 0 | 0 | 0 | 0 | 0 | 0 | 0 | 0 | 0 | 0 | 0 | 0 | 0 | 0 | 0 | 0 | 0 | 0 | 0 | 0 | 0 | 0 | 0 | 0 | 0 | 0 | 0 | 0 | 0 | 0 | 0 | 0 | 0 | 0 | 0 | 0 | 0 | 0 | 0 | 0 | 0 | 0 | 0 | 0 | 0 | 0 | 0 | 0 | 0 | 0 | 0 | 0 | 0 | 0 | 0 | 0 | 0 | 0 | 0 | 0 | 0 | 0 | 0 | 0 | 0 | 0 | 0 | 0 | 0 | 0 | 0 | 0 | 0 | 0 | 0 | 0 | 0 | 0 | 0 | 0 | 0 | 0 | 0 | 0 | 0 | 0 | 0 | 0 | 0 | 0 | 0 | 0 | 0 | 0 | 0 | 0 | 0 | 0 | 0 | 0 | 0 | 0 | 0 | 0 | 0 | 0 | 0 | 0 | 0 | 0 | 0 | 0 | 0
WA_Industrial_Instruments_New_Space Heating_Natural Gas_HVAC - Duct Repair and Sealing_A | WA | Industrial | Instruments | New | Space Heating | Natural Gas | HVAC - Duct Repair and Sealing | A | IM524 | Poorly sealed/leaky ducts | 30% reduced duct leaking | 20 | 0.0034715 | 0 | 0 | 0 | 0 | 0 | 0 | 0 |  | sqft | 0% | 0% | Retrofit | RetroEven20 | 76.5% | TBD | 0.2% | 0 |  | 0 |  | 0 | MA TRM - 2019-2021 - COM-HVAC-DS | N/A | Building Energy Simulation Tool | Poorly sealed/leaky ducts | Poorly sealed/leaky ducts | Poorly sealed/leaky ducts | Poorly sealed/leaky ducts | Poorly sealed/leaky ducts | Poorly sealed/leaky ducts | Poorly sealed/leaky ducts | Poorly sealed/leaky ducts | Poorly sealed/leaky ducts | Poorly sealed/leaky ducts | Poorly sealed/leaky ducts | Poorly sealed/leaky ducts | Poorly sealed/leaky ducts | Poorly sealed/leaky ducts | Poorly sealed/leaky ducts | Poorly sealed/leaky ducts | Poorly sealed/leaky ducts | Poorly sealed/leaky ducts | Poorly sealed/leaky ducts | Poorly sealed/leaky ducts | Poorly sealed/leaky ducts | Poorly sealed/leaky ducts | Poorly sealed/leaky ducts | Poorly sealed/leaky ducts | Poorly sealed/leaky ducts | Poorly sealed/leaky ducts | Poorly sealed/leaky ducts | Poorly sealed/leaky ducts | Poorly sealed/leaky ducts | Poorly sealed/leaky ducts | Poorly sealed/leaky ducts | 30% reduced duct leaking | 30% reduced duct leaking | 30% reduced duct leaking | 30% reduced duct leaking | 30% reduced duct leaking | 30% reduced duct leaking | 30% reduced duct leaking | 30% reduced duct leaking | 30% reduced duct leaking | 30% reduced duct leaking | 30% reduced duct leaking | 30% reduced duct leaking | 30% reduced duct leaking | 30% reduced duct leaking | 30% reduced duct leaking | 30% reduced duct leaking | 30% reduced duct leaking | 30% reduced duct leaking | 30% reduced duct leaking | 30% reduced duct leaking | 30% reduced duct leaking | 30% reduced duct leaking | 30% reduced duct leaking | 30% reduced duct leaking | 30% reduced duct leaking | 30% reduced duct leaking | 30% reduced duct leaking | 30% reduced duct leaking | 30% reduced duct leaking | 30% reduced duct leaking | 30% reduced duct leaking | 0 | 0 | 0 | 0 | 0 | 0 | 0 | 0 | 0 | 0 | 0 | 0 | 0 | 0 | 0 | 0 | 0 | 0 | 0 | 0 | 0 | 0 | 0 | 0 | 0 | 0 | 0 | 0 | 0 | 0 | 0 | 0 | 0 | 0 | 0 | 0 | 0 | 0 | 0 | 0 | 0 | 0 | 0 | 0 | 0 | 0 | 0 | 0 | 0 | 0 | 0 | 0 | 0 | 0 | 0 | 0 | 0 | 0 | 0 | 0 | 0 | 0 | 0 | 0 | 0 | 0 | 0 | 0 | 0 | 0 | 0 | 0 | 0 | 0 | 0 | 0 | 0 | 0 | 0 | 0 | 0 | 0 | 0 | 0 | 0 | 0 | 0 | 0 | 0 | 0 | 0 | 0 | 0 | 0 | 0 | 0 | 0 | 0 | 0 | 0 | 0 | 0 | 0 | 0 | 0 | 0 | 0 | 0 | 0 | 0 | 0 | 0 | 0 | 0 | 0 | 0 | 0 | 0 | 0 | 0 | 0 | 0 | 0 | 0 | 0 | 0 | 0 | 0 | 0 | 0 | 0 | 0 | 0 | 0 | 0 | 0 | 0 | 0 | 0 | 0 | 0 | 0 | 0 | 0 | 0 | 0 | 0 | 0 | 0 | 0 | 0 | 0 | 0 | 0 | 0 | 0 | 0 | 0 | 0 | 0 | 0 | 0 | 0 | 0 | 0 | 0 | 0 | 0 | 0 | 0 | 0 | 0 | 0 | 0 | 0 | 0 | 0 | 0 | 0 | 0 | 0 | 0 | 0 | 0 | 0 | 0 | 0 | 0 | 0 | 0 | 0 | 0 | 0 | 0 | 0 | 0 | 0 | 0 | 0 | 0 | 0 | 0 | 0 | 0 | 0 | 0 | 0 | 0 | 0 | 0 | 0 | 0 | 0 | 0 | 0 | 0 | 0 | 0 | 0 | 0 | 0 | 0 | 0 | 0 | 0 | 0 | 0 | 0 | 0 | 0 | 0 | 0 | 0 | 0 | 0 | 0 | 0 | 0 | 0 | 0 | 0 | 0 | 0 | 0 | 0 | 0 | 0 | 0 | 0 | 0 | 0 | 0 | 0 | 0 | 0 | 0 | 0 | 0 | 0 | 0 | 0 | 0 | 0 | 0 | 0 | 0 | 0 | 0 | 0 | 0 | 0 | 0 | 0 | 0 | 0 | 0 | 0 | 0 | 0 | 0 | 0 | 0 | 0 | 0 | 0 | 0 | 0 | 0 | 0 | 0 | 0 | 0 | 0 | 0 | 0 | 0 | 0 | 0 | 0 | 0 | 0 | 0 | 0 | 0 | 0 | 0 | 0 | 0 | 0 | 0 | 0 | 0 | 0 | 0 | 0 | 0 | 0 | 0 | 0 | 0 | 0 | 0 | 0 | 0 | 0 | 0 | 0 | 0 | 0 | 0 | 0 | 0 | 0 | 0 | 0 | 0 | 0 | 0 | 0 | 0 | 0 | 0 | 0 | 0 | 0 | 0 | 0 | 0 | 0 | 0 | 0 | 0 | 0 | 0 | 0 | 0 | 0 | 0 | 0 | 0 | 0 | 0 | 0 | 0 | 0 | 0 | 0 | 0 | 0 | 0 | 0 | 0 | 0 | 0 | 0 | 0 | 0 | 0 | 0 | 0 | 0 | 0 | 0 | 0 | 0 | 0 | 0 | 0 | 0 | 0 | 0 | 0 | 0 | 0 | 0 | 0 | 0 | 0 | 0 | 0 | 0 | 0 | 0 | 0 | 0 | 0 | 0 | 0 | 0 | 0 | 0 | 0 | 0 | 0 | 0 | 0 | 0 | 0 | 0 | 0 | 0 | 0 | 0 | 0 | 0 | 0 | 0 | 0 | 0 | 0 | 0 | 0 | 0 | 0 | 0 | 0 | 0 | 0 | 0 | 0 | 0 | 0 | 0 | 0 | 0 | 0 | 0 | 0 | 0 | 0 | 0 | 0 | 0 | 0 | 0 | 0 | 0 | 0 | 0 | 0 | 0 | 0 | 0 | 0 | 0 | 0 | 0 | 0 | 0 | 0 | 0 | 0 | 0 | 0 | 0 | 0 | 0 | 0 | 0 | 0 | 0 | 0 | 0 | 0 | 0 | 0 | 0 | 0 | 0 | 0 | 0 | 0 | 0 | 0 | 0 | 0 | 0 | 0 | 0 | 0 | 0 | 0 | 0 | 0 | 0 | 0 | 0 | 0 | 0 | 0 | 0 | 0 | 0 | 0 | 0 | 0 | 0 | 0 | 0 | 0 | 0 | 0 | 0 | 0 | 0 | 0 | 0 | 0 | 0 | 0
WA_Industrial_Instruments_New_Space Heating_Natural Gas_Windows - High Efficiency_A | WA | Industrial | Instruments | New | Space Heating | Natural Gas | Windows - High Efficiency | A | IM525 | U-.5 or worse | U-.22 or better | 45 | 0.0054693 | 0 | 0 | 0 | 0 | 0 | 0 | 0 |  | sqft | 0% | 0% | Retrofit | Retro1Slow | 81.8% | TBD | 0.2% | 0 |  | 0 |  | 0 | RTF Wkbk - ComWeatherizationSchool_v3_1 | N/A | Building Energy Simulation Tool | U-.5 or worse | U-.5 or worse | U-.5 or worse | U-.5 or worse | U-.5 or worse | U-.5 or worse | U-.5 or worse | U-.5 or worse | U-.5 or worse | U-.5 or worse | U-.5 or worse | U-.5 or worse | U-.5 or worse | U-.5 or worse | U-.5 or worse | U-.5 or worse | U-.5 or worse | U-.5 or worse | U-.5 or worse | U-.5 or worse | U-.5 or worse | U-.5 or worse | U-.5 or worse | U-.5 or worse | U-.5 or worse | U-.5 or worse | U-.5 or worse | U-.5 or worse | U-.5 or worse | U-.5 or worse | U-.5 or worse | U-.22 or better | U-.22 or better | U-.22 or better | U-.22 or better | U-.22 or better | U-.22 or better | U-.22 or better | U-.22 or better | U-.22 or better | U-.22 or better | U-.22 or better | U-.22 or better | U-.22 or better | U-.22 or better | U-.22 or better | U-.22 or better | U-.22 or better | U-.22 or better | U-.22 or better | U-.22 or better | U-.22 or better | U-.22 or better | U-.22 or better | U-.22 or better | U-.22 or better | U-.22 or better | U-.22 or better | U-.22 or better | U-.22 or better | U-.22 or better | U-.22 or better | 0 | 0 | 0 | 0 | 0 | 0 | 0 | 0 | 0 | 0 | 0 | 0 | 0 | 0 | 0 | 0 | 0 | 0 | 0 | 0 | 0 | 0 | 0 | 0 | 0 | 0 | 0 | 0 | 0 | 0 | 0 | 0 | 0 | 0 | 0 | 0 | 0.0052341 | 0.0050743 | 0.0049559 | 0.004864 | 0.0047887 | 0.0047267 | 0.0046534 | 0.0045747 | 0.0044948 | 0.0044152 | 0.0043418 | 0.0042743 | 0.0042514 | 0.0042064 | 0.0041728 | 0.0041492 | 0.0041318 | 0.0041261 | 0.0041276 | 0.0041337 | 0.0041429 | 0.0041517 | 0.0041606 | 0 | 0 | 0 | 0 | 0 | 0 | 0 | 0 | 0 | 0 | 0 | 0 | 0 | 0 | 0 | 0 | 0 | 0 | 0 | 0 | 0 | 0 | 0 | 0 | 0 | 0 | 0 | 0 | 0 | 0 | 0 | 0 | 0 | 0 | 0 | 0 | 0 | 0 | 0 | 0 | 0 | 0 | 0 | 0 | 0 | 0 | 0 | 0 | 0 | 0 | 0 | 0 | 0 | 0 | 0 | 0 | 0 | 0 | 0 | 0 | 0 | 0 | 0 | 0 | 0 | 0 | 0 | 0 | 0 | 0 | 0 | 0 | 0 | 0 | 0 | 0 | 0 | 0 | 0 | 0 | 0 | 0 | 0 | 0 | 0 | 0 | 0 | 0 | 0 | 0 | 0 | 0 | 0 | 0 | 0 | 0 | 0 | 0 | 0 | 0 | 0 | 0 | 0 | 0 | 0 | 0 | 0 | 0 | 0 | 0 | 0 | 0 | 0 | 0 | 0 | 0 | 0 | 0 | 0 | 0 | 0 | 0 | 0 | 0 | 0 | 0 | 0 | 0 | 0 | 0 | 0 | 0 | 0 | 0 | 0 | 0 | 0 | 0 | 0 | 0 | 0 | 0 | 0 | 0 | 0 | 0 | 0 | 0 | 0 | 0 | 0 | 0 | 0 | 0 | 0 | 0 | 0 | 0 | 0 | 0 | 0 | 0 | 0 | 0 | 0 | 0 | 0 | 0 | 0 | 0 | 0 | 0 | 0 | 0 | 0 | 0 | 0 | 0 | 0 | 0 | 0 | 0 | 0 | 0 | 0 | 0 | 0 | 0 | 0 | 0 | 0 | 0 | 0 | 0 | 0 | 0 | 0 | 0 | 0 | 0 | 0 | 0 | 0 | 0 | 0 | 0 | 0 | 0 | 0 | 0 | 0 | 0 | 0 | 0 | 0 | 0 | 0 | 0 | 0 | 0 | 0 | 0 | 0 | 0 | 0 | 0 | 0 | 0 | 0 | 0 | 0 | 0 | 0 | 0 | 0 | 0 | 0 | 0 | 0 | 0 | 0 | 0 | 0 | 0 | 0 | 0 | 0 | 0 | 0 | 0 | 0 | 0 | 0 | 0 | 0 | 0 | 0 | 0 | 0 | 0 | 0 | 0 | 0 | 0 | 0 | 0 | 0 | 0 | 0 | 0 | 0 | 0 | 0 | 0 | 0 | 0 | 0 | 0 | 0 | 0 | 0 | 0 | 0 | 0 | 0 | 0 | 0 | 0 | 0 | 0 | 0 | 0 | 0 | 0 | 0 | 0 | 0 | 0 | 0 | 0 | 0 | 0 | 0 | 0 | 0 | 0 | 0 | 0 | 0 | 0 | 0 | 0 | 0 | 0 | 0 | 0 | 0 | 0 | 0 | 0 | 0 | 0 | 0 | 0 | 0 | 0 | 0 | 0 | 0 | 0 | 0 | 0 | 0 | 0 | 0 | 0 | 0 | 0 | 0 | 0 | 0 | 0 | 0 | 0 | 0 | 0 | 0 | 0 | 0 | 0 | 0 | 0 | 0 | 0 | 0 | 0 | 0 | 0 | 0 | 0 | 0 | 0 | 0 | 0 | 0 | 0 | 0 | 0 | 0 | 0 | 0 | 0 | 0 | 0 | 0 | 0 | 0 | 0 | 0 | 0 | 0 | 0 | 0 | 0 | 0 | 0 | 0 | 0 | 0 | 0 | 0 | 0 | 0 | 0 | 0 | 0 | 0 | 0 | 0 | 0 | 0 | 0 | 0 | 0 | 0 | 0 | 0 | 0 | 0 | 0 | 0 | 0 | 0 | 0 | 0 | 0 | 0 | 0 | 0 | 0 | 0 | 0 | 0 | 0 | 0 | 0 | 0 | 0 | 0 | 0 | 0 | 0 | 0 | 0 | 0 | 0 | 0 | 0 | 0 | 0 | 0 | 0 | 0 | 0 | 0 | 0 | 0 | 0 | 0 | 0 | 0 | 0 | 0 | 0 | 0 | 0 | 0 | 0 | 0 | 0 | 0 | 0 | 0 | 0 | 0 | 0 | 0 | 0 | 0 | 0 | 0
WA_Industrial_Instruments_New_Space Heating_Natural Gas_Gas Boiler - Maintenance_A | WA | Industrial | Instruments | New | Space Heating | Natural Gas | Gas Boiler - Maintenance | A | IM526 | Degrade performance | General cleaning and maintenance | 3 | 3.9458 | 0 | 0 | 0.02 | 0 | 0 | 0 | 0.00995 |  | sqft | 5% | 10% | Retrofit | Retro20Fast | 83.83% | TBD | 0.2% | 2.6062 |  | 2.349 |  | 0 | IL TRM - 4.3.10 - CI-HWE-DBTU-V01-180101 | IL TRM - 4.3.10 - CI-HWE-DBTU-V01-180101 | IL TRM - 4.3.10 - CI-HWE-DBTU-V01-180101 | Degrade performance | Degrade performance | Degrade performance | Degrade performance | Degrade performance | Degrade performance | Degrade performance | Degrade performance | Degrade performance | Degrade performance | Degrade performance | Degrade performance | Degrade performance | Degrade performance | Degrade performance | Degrade performance | Degrade performance | Degrade performance | Degrade performance | Degrade performance | Degrade performance | Degrade performance | Degrade performance | Degrade performance | Degrade performance | Degrade performance | Degrade performance | Degrade performance | Degrade performance | Degrade performance | Degrade performance | General cleaning and maintenance | General cleaning and maintenance | General cleaning and maintenance | General cleaning and maintenance | General cleaning and maintenance | General cleaning and maintenance | General cleaning and maintenance | General cleaning and maintenance | General cleaning and maintenance | General cleaning and maintenance | General cleaning and maintenance | General cleaning and maintenance | General cleaning and maintenance | General cleaning and maintenance | General cleaning and maintenance | General cleaning and maintenance | General cleaning and maintenance | General cleaning and maintenance | General cleaning and maintenance | General cleaning and maintenance | General cleaning and maintenance | General cleaning and maintenance | General cleaning and maintenance | General cleaning and maintenance | General cleaning and maintenance | General cleaning and maintenance | General cleaning and maintenance | General cleaning and maintenance | General cleaning and maintenance | General cleaning and maintenance | General cleaning and maintenance | 0.02 | 0.02 | 0.02 | 0.02 | 0.02 | 0.02 | 0.02 | 0.02 | 0.02 | 0.02 | 0.02 | 0.02 | 0.02 | 0.02 | 0.02 | 0.02 | 0.02 | 0.02 | 0.02 | 0.02 | 0.02 | 0.02 | 0.02 | 0.02 | 0.02 | 0.02 | 0.02 | 0.02 | 0.02 | 0.02 | 0.02 | 0 | 0 | 0 | 0 | 0 | 0 | 0 | 0 | 0 | 0 | 0 | 0 | 0 | 0 | 0 | 0 | 0 | 0 | 0 | 0 | 0 | 0 | 0 | 0 | 0 | 0 | 0 | 0 | 0 | 0 | 0 | 0 | 0 | 0 | 0 | 0 | 0 | 0 | 0 | 0 | 0 | 0 | 0 | 0 | 0 | 0 | 0 | 0 | 0 | 0 | 0 | 0 | 0 | 0 | 0 | 0 | 0 | 0 | 0 | 0 | 0 | 0 | 0 | 0 | 0 | 0 | 0 | 0 | 0 | 0 | 0 | 0 | 0 | 0 | 0 | 0 | 0 | 0 | 0 | 0 | 0 | 0 | 0 | 0 | 0 | 0 | 0 | 0 | 0 | 0 | 0 | 0 | 0 | 0 | 0 | 0 | 0 | 0 | 0 | 0 | 0 | 0 | 0 | 0 | 0 | 0 | 0 | 0 | 0 | 0 | 0 | 0 | 0 | 0 | 0 | 0 | 0 | 0 | 0 | 0 | 0 | 0 | 0 | 0 | 0 | 0 | 0 | 0 | 0 | 0 | 0 | 0 | 0 | 0 | 0 | 0 | 0 | 0 | 0 | 0 | 0 | 0 | 0 | 0 | 0 | 0 | 0 | 0 | 0 | 0 | 0 | 0 | 0 | 0 | 0 | 0 | 0 | 0 | 0 | 0 | 0 | 0 | 0 | 0 | 0 | 0 | 0 | 0 | 0 | 0 | 0 | 0 | 0 | 0 | 0 | 0 | 0 | 0 | 0 | 0 | 0 | 0 | 0 | 0 | 0 | 0 | 0 | 0 | 0 | 0 | 0 | 0 | 0 | 0 | 0 | 0 | 0 | 0 | 0 | 0 | 0 | 0 | 0 | 0 | 0 | 0 | 0 | 0 | 0 | 0 | 0 | 0 | 0 | 0 | 0 | 0 | 0 | 0 | 0 | 0 | 0 | 0 | 0 | 0 | 0 | 0 | 0 | 0 | 0 | 0 | 0 | 0 | 0 | 0 | 0 | 0 | 0 | 0 | 0 | 0 | 0 | 0 | 0 | 0 | 0 | 0 | 0 | 0 | 0 | 0 | 0 | 0 | 0 | 0 | 0 | 0 | 0 | 0 | 0 | 0 | 0 | 0 | 0 | 0 | 0 | 0 | 0 | 0 | 0 | 0 | 0 | 0 | 0 | 0 | 0 | 0 | 0 | 0 | 0 | 0 | 0 | 0 | 0 | 0 | 0 | 0 | 0 | 0 | 0 | 0 | 0 | 0 | 0 | 0 | 0 | 0 | 0 | 0 | 0 | 0 | 0 | 0 | 0 | 0 | 0 | 0 | 0 | 0 | 0 | 0 | 0 | 0 | 0 | 0 | 0 | 0 | 0 | 0 | 0 | 0 | 0 | 0 | 0 | 0 | 0 | 0 | 0 | 0 | 0 | 0 | 0 | 0 | 0 | 0 | 0 | 0 | 0 | 0 | 0 | 0 | 0 | 0 | 0 | 0 | 0 | 0 | 0 | 0 | 0 | 0 | 0 | 0 | 0 | 0 | 0 | 0 | 0 | 0 | 0 | 0 | 0 | 0 | 0 | 0 | 0 | 0 | 0 | 0 | 0 | 0 | 0 | 0 | 0 | 0 | 0 | 0 | 0 | 0 | 0 | 0 | 0 | 0 | 0 | 0 | 0 | 0 | 0 | 0 | 0 | 0 | 0 | 0 | 0 | 0 | 0 | 0 | 0 | 0 | 0 | 0 | 0 | 0 | 0 | 0 | 0 | 0 | 0 | 0 | 0 | 0 | 0 | 0 | 0 | 0 | 0 | 0 | 0 | 0 | 0 | 0 | 0 | 0 | 0 | 0 | 0 | 0 | 0 | 0 | 0 | 0 | 0 | 0 | 0 | 0 | 0 | 0 | 0 | 0 | 0 | 0 | 0 | 0 | 0 | 0 | 0 | 0 | 0 | 2.6062 | 2.6062 | 2.6062 | 2.6062 | 2.6062 | 2.6062 | 2.6062 | 2.6062 | 2.6062 | 2.6062 | 2.6062 | 2.6062 | 2.6062 | 2.6062 | 2.6062 | 2.6062 | 2.6062 | 2.6062 | 2.6062 | 2.6062 | 2.6062 | 2.6062 | 2.6062 | 2.6062 | 2.6062 | 2.6062 | 2.349 | 2.349 | 2.349 | 2.349 | 2.349 | 2.349 | 2.349 | 2.349 | 2.349 | 2.349 | 2.349 | 2.349 | 2.349 | 2.349 | 2.349 | 2.349 | 2.349 | 2.349 | 2.349 | 2.349 | 2.349 | 2.349 | 2.349 | 2.349 | 2.349 | 2.349
WA_Industrial_Instruments_New_Process_Natural Gas_Gas Boiler - Maintenance_A | WA | Industrial | Instruments | New | Process | Natural Gas | Gas Boiler - Maintenance | A | IM527 | Degrade performance | General cleaning and maintenance | 3 | 2.58 | 0 | 0 | 0.02 | 0 | 0 | 0 | 0.00995 |  | sqft | 5% | 10% | Retrofit | Retro20Fast | 83.83% | TBD | 0.2% | 2.6062 |  | 2.349 |  | 0.028402 | IL TRM - 4.3.10 - CI-HWE-DBTU-V01-180101 | IL TRM - 4.3.10 - CI-HWE-DBTU-V01-180101 | IL TRM - 4.3.10 - CI-HWE-DBTU-V01-180101 | Degrade performance | Degrade performance | Degrade performance | Degrade performance | Degrade performance | Degrade performance | Degrade performance | Degrade performance | Degrade performance | Degrade performance | Degrade performance | Degrade performance | Degrade performance | Degrade performance | Degrade performance | Degrade performance | Degrade performance | Degrade performance | Degrade performance | Degrade performance | Degrade performance | Degrade performance | Degrade performance | Degrade performance | Degrade performance | Degrade performance | Degrade performance | Degrade performance | Degrade performance | Degrade performance | Degrade performance | General cleaning and maintenance | General cleaning and maintenance | General cleaning and maintenance | General cleaning and maintenance | General cleaning and maintenance | General cleaning and maintenance | General cleaning and maintenance | General cleaning and maintenance | General cleaning and maintenance | General cleaning and maintenance | General cleaning and maintenance | General cleaning and maintenance | General cleaning and maintenance | General cleaning and maintenance | General cleaning and maintenance | General cleaning and maintenance | General cleaning and maintenance | General cleaning and maintenance | General cleaning and maintenance | General cleaning and maintenance | General cleaning and maintenance | General cleaning and maintenance | General cleaning and maintenance | General cleaning and maintenance | General cleaning and maintenance | General cleaning and maintenance | General cleaning and maintenance | General cleaning and maintenance | General cleaning and maintenance | General cleaning and maintenance | General cleaning and maintenance | 0.02 | 0.02 | 0.02 | 0.02 | 0.02 | 0.02 | 0.02 | 0.02 | 0.02 | 0.02 | 0.02 | 0.02 | 0.02 | 0.02 | 0.02 | 0.02 | 0.02 | 0.02 | 0.02 | 0.02 | 0.02 | 0.02 | 0.02 | 0.02 | 0.02 | 0.02 | 0.02 | 0.02 | 0.02 | 0.02 | 0.02 | 0 | 0 | 0 | 0 | 0 | 2.58 | 2.58 | 2.58 | 2.58 | 2.58 | 2.58 | 2.58 | 2.58 | 2.58 | 2.58 | 2.58 | 2.58 | 2.58 | 2.58 | 2.58 | 2.58 | 2.58 | 2.58 | 2.58 | 2.58 | 2.58 | 2.58 | 2.58 | 2.58 | 2.58 | 2.58 | 0.018255 | 0.015159 | 0.01213 | 0.018255 | 0.015159 | 0.01213 | 0.018255 | 0.015159 | 0.01213 | 0.018255 | 0.015159 | 0.01213 | 0.018255 | 0.015159 | 0.01213 | 0.018255 | 0.015159 | 0.01213 | 0.018255 | 0.015159 | 0.01213 | 0.018255 | 0.015159 | 0.01213 | 0.018255 | 0.015159 | 0.018255 | 0.033414 | 0.045544 | 0.045544 | 0.045544 | 0.045544 | 0.045544 | 0.045544 | 0.045544 | 0.045544 | 0.045544 | 0.045544 | 0.045544 | 0.045544 | 0.045544 | 0.045544 | 0.045544 | 0.045544 | 0.045544 | 0.045544 | 0.045544 | 0.045544 | 0.045544 | 0 | 0 | 0 | 7.0756 | 5.8756 | 4.7014 | 7.0756 | 5.8756 | 4.7014 | 7.0756 | 5.8756 | 4.7014 | 7.0756 | 5.8756 | 4.7014 | 7.0756 | 5.8756 | 4.7014 | 7.0756 | 5.8756 | 4.7014 | 7.0756 | 5.8756 | 4.7014 | 7.0756 | 5.8756 | 4.7014 | 7.0756 | 5.8756 | 7.0756 | 12.9513 | 17.6526 | 17.6526 | 17.6526 | 17.6526 | 17.6526 | 17.6526 | 17.6526 | 17.6526 | 17.6526 | 17.6526 | 17.6526 | 17.6526 | 17.6526 | 17.6526 | 17.6526 | 17.6526 | 17.6526 | 17.6526 | 17.6526 | 17.6526 | 17.6526 | 17.6526 | 17.6526 | 17.6526 | 0.015517 | 0.012885 | 0.01031 | 0.015517 | 0.012885 | 0.01031 | 0.015517 | 0.012885 | 0.01031 | 0.015517 | 0.012885 | 0.01031 | 0.015517 | 0.012885 | 0.01031 | 0.015517 | 0.012885 | 0.01031 | 0.015517 | 0.012885 | 0.01031 | 0.015517 | 0.012885 | 0.01031 | 0.015517 | 0.012885 | 0.015517 | 0.028402 | 0.038712 | 0.038712 | 0.038712 | 0.038712 | 0.038712 | 0.038712 | 0.038712 | 0.038712 | 0.038712 | 0.038712 | 0.038712 | 0.038712 | 0.038712 | 0.038712 | 0.038712 | 0.038712 | 0.038712 | 0.038712 | 0.038712 | 0.038712 | 0.038712 | 0 | 0 | 0 | 6.0143 | 4.9943 | 3.9962 | 6.0143 | 4.9943 | 3.9962 | 6.0143 | 4.9943 | 3.9962 | 6.0143 | 4.9943 | 3.9962 | 6.0143 | 4.9943 | 3.9962 | 6.0143 | 4.9943 | 3.9962 | 6.0143 | 4.9943 | 3.9962 | 6.0143 | 4.9943 | 3.9962 | 6.0143 | 4.9943 | 6.0143 | 11.0086 | 15.0047 | 15.0047 | 15.0047 | 15.0047 | 15.0047 | 15.0047 | 15.0047 | 15.0047 | 15.0047 | 15.0047 | 15.0047 | 15.0047 | 15.0047 | 15.0047 | 15.0047 | 15.0047 | 15.0047 | 15.0047 | 15.0047 | 15.0047 | 15.0047 | 15.0047 | 15.0047 | 15.0047 | 0.015517 | 0.012885 | 0.01031 | 0.015517 | 0.012885 | 0.01031 | 0.015517 | 0.012885 | 0.01031 | 0.015517 | 0.012885 | 0.01031 | 0.015517 | 0.012885 | 0.01031 | 0.015517 | 0.012885 | 0.01031 | 0.015517 | 0.012885 | 0.01031 | 0.015517 | 0.012885 | 0.01031 | 0.015517 | 0.012885 | 0.015517 | 0.028402 | 0.038712 | 0.038712 | 0.038712 | 0.038712 | 0.038712 | 0.038712 | 0.038712 | 0.038712 | 0.038712 | 0.038712 | 0.038712 | 0.038712 | 0.038712 | 0.038712 | 0.038712 | 0.038712 | 0.038712 | 0.038712 | 0.038712 | 0.038712 | 0.038712 | 0 | 0 | 0 | 6.0143 | 4.9943 | 3.9962 | 6.0143 | 4.9943 | 3.9962 | 6.0143 | 4.9943 | 3.9962 | 6.0143 | 4.9943 | 3.9962 | 6.0143 | 4.9943 | 3.9962 | 6.0143 | 4.9943 | 3.9962 | 6.0143 | 4.9943 | 3.9962 | 6.0143 | 4.9943 | 3.9962 | 6.0143 | 4.9943 | 6.0143 | 11.0086 | 15.0047 | 15.0047 | 15.0047 | 15.0047 | 15.0047 | 15.0047 | 15.0047 | 15.0047 | 15.0047 | 15.0047 | 15.0047 | 15.0047 | 15.0047 | 15.0047 | 15.0047 | 15.0047 | 15.0047 | 15.0047 | 15.0047 | 15.0047 | 15.0047 | 15.0047 | 15.0047 | 15.0047 | 0.015517 | 0.012885 | 0.01031 | 0.015517 | 0.012885 | 0.01031 | 0.015517 | 0.012885 | 0.01031 | 0.015517 | 0.012885 | 0.01031 | 0.015517 | 0.012885 | 0.01031 | 0.015517 | 0.012885 | 0.01031 | 0.015517 | 0.012885 | 0.01031 | 0.015517 | 0.012885 | 0.01031 | 0.015517 | 0.012885 | 0.015517 | 0.028402 | 0.038712 | 0.038712 | 0.038712 | 0.038712 | 0.038712 | 0.038712 | 0.038712 | 0.038712 | 0.038712 | 0.038712 | 0.038712 | 0.038712 | 0.038712 | 0.038712 | 0.038712 | 0.038712 | 0.038712 | 0.038712 | 0.038712 | 0.038712 | 0.038712 | 0 | 0 | 0 | 6.0143 | 4.9943 | 3.9962 | 6.0143 | 4.9943 | 3.9962 | 6.0143 | 4.9943 | 3.9962 | 6.0143 | 4.9943 | 3.9962 | 6.0143 | 4.9943 | 3.9962 | 6.0143 | 4.9943 | 3.9962 | 6.0143 | 4.9943 | 3.9962 | 6.0143 | 4.9943 | 3.9962 | 6.0143 | 4.9943 | 6.0143 | 11.0086 | 15.0047 | 15.0047 | 15.0047 | 15.0047 | 15.0047 | 15.0047 | 15.0047 | 15.0047 | 15.0047 | 15.0047 | 15.0047 | 15.0047 | 15.0047 | 15.0047 | 15.0047 | 15.0047 | 15.0047 | 15.0047 | 15.0047 | 15.0047 | 15.0047 | 15.0047 | 15.0047 | 15.0047 | 2.6062 | 2.6062 | 2.6062 | 2.6062 | 2.6062 | 2.6062 | 2.6062 | 2.6062 | 2.6062 | 2.6062 | 2.6062 | 2.6062 | 2.6062 | 2.6062 | 2.6062 | 2.6062 | 2.6062 | 2.6062 | 2.6062 | 2.6062 | 2.6062 | 2.6062 | 2.6062 | 2.6062 | 2.6062 | 2.6062 | 2.349 | 2.349 | 2.349 | 2.349 | 2.349 | 2.349 | 2.349 | 2.349 | 2.349 | 2.349 | 2.349 | 2.349 | 2.349 | 2.349 | 2.349 | 2.349 | 2.349 | 2.349 | 2.349 | 2.349 | 2.349 | 2.349 | 2.349 | 2.349 | 2.349 | 2.349
WA_Industrial_Instruments_New_Space Heating_Natural Gas_Gas Furnace - Maintenance_A | WA | Industrial | Instruments | New | Space Heating | Natural Gas | Gas Furnace - Maintenance | A | IM528 | Degrade performance | General cleaning and maintenance | 3 | 0.0083129 | 0 | 0 | 0.01 | 0 | 0 | 0 | 0.0026 |  | sqft | 5% | 10% | Retrofit | Retro20Fast | 83.83% | TBD | 0.2% | 0 |  | 0 |  | 0 | IL TRM - 4.4.31 - CI-HVC-FTUN-V03-200101 | MN TRM 3.1 - Forced-Air Heating Maintenance v2.0 | MN TRM v3.1 - Forced-Air Heating Maintenance | Degrade performance | Degrade performance | Degrade performance | Degrade performance | Degrade performance | Degrade performance | Degrade performance | Degrade performance | Degrade performance | Degrade performance | Degrade performance | Degrade performance | Degrade performance | Degrade performance | Degrade performance | Degrade performance | Degrade performance | Degrade performance | Degrade performance | Degrade performance | Degrade performance | Degrade performance | Degrade performance | Degrade performance | Degrade performance | Degrade performance | Degrade performance | Degrade performance | Degrade performance | Degrade performance | Degrade performance | General cleaning and maintenance | General cleaning and maintenance | General cleaning and maintenance | General cleaning and maintenance | General cleaning and maintenance | General cleaning and maintenance | General cleaning and maintenance | General cleaning and maintenance | General cleaning and maintenance | General cleaning and maintenance | General cleaning and maintenance | General cleaning and maintenance | General cleaning and maintenance | General cleaning and maintenance | General cleaning and maintenance | General cleaning and maintenance | General cleaning and maintenance | General cleaning and maintenance | General cleaning and maintenance | General cleaning and maintenance | General cleaning and maintenance | General cleaning and maintenance | General cleaning and maintenance | General cleaning and maintenance | General cleaning and maintenance | General cleaning and maintenance | General cleaning and maintenance | General cleaning and maintenance | General cleaning and maintenance | General cleaning and maintenance | General cleaning and maintenance | 0.01 | 0.01 | 0.01 | 0.01 | 0.01 | 0.01 | 0.01 | 0.01 | 0.01 | 0.01 | 0.01 | 0.01 | 0.01 | 0.01 | 0.01 | 0.01 | 0.01 | 0.01 | 0.01 | 0.01 | 0.01 | 0.01 | 0.01 | 0.01 | 0.01 | 0.01 | 0.01 | 0.01 | 0.01 | 0.01 | 0.01 | 0 | 0 | 0 | 0 | 0 | 0 | 0 | 0 | 0 | 0 | 0 | 0 | 0 | 0 | 0 | 0 | 0 | 0 | 0 | 0 | 0 | 0 | 0 | 0 | 0 | 0 | 0 | 0 | 0 | 0 | 0 | 0 | 0 | 0 | 0 | 0 | 0 | 0 | 0 | 0 | 0 | 0 | 0 | 0 | 0 | 0 | 0 | 0 | 0 | 0 | 0 | 0 | 0 | 0 | 0 | 0 | 0 | 0 | 0 | 0 | 0 | 0 | 0 | 0 | 0 | 0 | 0 | 0 | 0 | 0 | 0 | 0 | 0 | 0 | 0 | 0 | 0 | 0 | 0 | 0 | 0 | 0 | 0 | 0 | 0 | 0 | 0 | 0 | 0 | 0 | 0 | 0 | 0 | 0 | 0 | 0 | 0 | 0 | 0 | 0 | 0 | 0 | 0 | 0 | 0 | 0 | 0 | 0 | 0 | 0 | 0 | 0 | 0 | 0 | 0 | 0 | 0 | 0 | 0 | 0 | 0 | 0 | 0 | 0 | 0 | 0 | 0 | 0 | 0 | 0 | 0 | 0 | 0 | 0 | 0 | 0 | 0 | 0 | 0 | 0 | 0 | 0 | 0 | 0 | 0 | 0 | 0 | 0 | 0 | 0 | 0 | 0 | 0 | 0 | 0 | 0 | 0 | 0 | 0 | 0 | 0 | 0 | 0 | 0 | 0 | 0 | 0 | 0 | 0 | 0 | 0 | 0 | 0 | 0 | 0 | 0 | 0 | 0 | 0 | 0 | 0 | 0 | 0 | 0 | 0 | 0 | 0 | 0 | 0 | 0 | 0 | 0 | 0 | 0 | 0 | 0 | 0 | 0 | 0 | 0 | 0 | 0 | 0 | 0 | 0 | 0 | 0 | 0 | 0 | 0 | 0 | 0 | 0 | 0 | 0 | 0 | 0 | 0 | 0 | 0 | 0 | 0 | 0 | 0 | 0 | 0 | 0 | 0 | 0 | 0 | 0 | 0 | 0 | 0 | 0 | 0 | 0 | 0 | 0 | 0 | 0 | 0 | 0 | 0 | 0 | 0 | 0 | 0 | 0 | 0 | 0 | 0 | 0 | 0 | 0 | 0 | 0 | 0 | 0 | 0 | 0 | 0 | 0 | 0 | 0 | 0 | 0 | 0 | 0 | 0 | 0 | 0 | 0 | 0 | 0 | 0 | 0 | 0 | 0 | 0 | 0 | 0 | 0 | 0 | 0 | 0 | 0 | 0 | 0 | 0 | 0 | 0 | 0 | 0 | 0 | 0 | 0 | 0 | 0 | 0 | 0 | 0 | 0 | 0 | 0 | 0 | 0 | 0 | 0 | 0 | 0 | 0 | 0 | 0 | 0 | 0 | 0 | 0 | 0 | 0 | 0 | 0 | 0 | 0 | 0 | 0 | 0 | 0 | 0 | 0 | 0 | 0 | 0 | 0 | 0 | 0 | 0 | 0 | 0 | 0 | 0 | 0 | 0 | 0 | 0 | 0 | 0 | 0 | 0 | 0 | 0 | 0 | 0 | 0 | 0 | 0 | 0 | 0 | 0 | 0 | 0 | 0 | 0 | 0 | 0 | 0 | 0 | 0 | 0 | 0 | 0 | 0 | 0 | 0 | 0 | 0 | 0 | 0 | 0 | 0 | 0 | 0 | 0 | 0 | 0 | 0 | 0 | 0 | 0 | 0 | 0 | 0 | 0 | 0 | 0 | 0 | 0 | 0 | 0 | 0 | 0 | 0 | 0 | 0 | 0 | 0 | 0 | 0 | 0 | 0 | 0 | 0 | 0 | 0 | 0 | 0 | 0 | 0 | 0 | 0 | 0 | 0 | 0 | 0 | 0 | 0 | 0 | 0 | 0 | 0 | 0 | 0 | 0 | 0 | 0 | 0 | 0 | 0 | 0 | 0 | 0 | 0 | 0 | 0 | 0 | 0 | 0 | 0 | 0 | 0 | 0 | 0 | 0 | 0 | 0 | 0 | 0 | 0 | 0 | 0 | 0 | 0 | 0 | 0 | 0 | 0 | 0 | 0 | 0 | 0 | 0 | 0 | 0 | 0 | 0 | 0 | 0 | 0 | 0 | 0 | 0 | 0 | 0 | 0 | 0 | 0 | 0 | 0 | 0 | 0 | 0 | 0 | 0 | 0 | 0 | 0 | 0 | 0 | 0
WA_Industrial_Instruments_New_Space Heating_Natural Gas_Gas Boiler - Hot Water Reset_A | WA | Industrial | Instruments | New | Space Heating | Natural Gas | Gas Boiler - Hot Water Reset | A | IM529 | No control | Reset control installed | 16 | 14.3485 | 0 | 0 | 37.98 | 0 | 0 | 0 | 18.9886 |  | sqft | 20% | 45% | Retrofit | Retro5Med | 85.36% | TBD | 0.2% | 820.5409 |  | 618.4115 |  | 0 | IL TRM - 4.4.4 - CI-HVC-BLRC-V04-210101 | IL TRM - 4.4.4 - CI-HVC-BLRC-V04-210101 | IL TRM - 4.4.4 - CI-HVC-BLRC-V04-210101 | No control | No control | No control | No control | No control | No control | No control | No control | No control | No control | No control | No control | No control | No control | No control | No control | No control | No control | No control | No control | No control | No control | No control | No control | No control | No control | No control | No control | No control | No control | No control | Reset control installed | Reset control installed | Reset control installed | Reset control installed | Reset control installed | Reset control installed | Reset control installed | Reset control installed | Reset control installed | Reset control installed | Reset control installed | Reset control installed | Reset control installed | Reset control installed | Reset control installed | Reset control installed | Reset control installed | Reset control installed | Reset control installed | Reset control installed | Reset control installed | Reset control installed | Reset control installed | Reset control installed | Reset control installed | Reset control installed | Reset control installed | Reset control installed | Reset control installed | Reset control installed | Reset control installed | 37.98 | 37.98 | 37.98 | 37.98 | 37.98 | 37.98 | 37.98 | 37.98 | 37.98 | 37.98 | 37.98 | 37.98 | 37.98 | 37.98 | 37.98 | 37.98 | 37.98 | 37.98 | 37.98 | 37.98 | 37.98 | 37.98 | 37.98 | 37.98 | 37.98 | 37.98 | 37.98 | 37.98 | 37.98 | 37.98 | 37.98 | 0 | 0 | 0 | 0 | 0 | 0 | 0 | 0 | 0 | 0 | 0 | 0 | 0 | 0 | 0 | 0 | 0 | 0 | 0 | 0 | 0 | 0 | 0 | 0 | 0 | 0 | 0 | 0 | 0 | 0 | 0 | 0 | 0 | 0 | 0 | 0 | 0 | 0 | 0 | 0 | 0 | 0 | 0 | 0 | 0 | 0 | 0 | 0 | 0 | 0 | 0 | 0 | 0 | 0 | 0 | 0 | 0 | 0 | 0 | 0 | 0 | 0 | 0 | 0 | 0 | 0 | 0 | 0 | 0 | 0 | 0 | 0 | 0 | 0 | 0 | 0 | 0 | 0 | 0 | 0 | 0 | 0 | 0 | 0 | 0 | 0 | 0 | 0 | 0 | 0 | 0 | 0 | 0 | 0 | 0 | 0 | 0 | 0 | 0 | 0 | 0 | 0 | 0 | 0 | 0 | 0 | 0 | 0 | 0 | 0 | 0 | 0 | 0 | 0 | 0 | 0 | 0 | 0 | 0 | 0 | 0 | 0 | 0 | 0 | 0 | 0 | 0 | 0 | 0 | 0 | 0 | 0 | 0 | 0 | 0 | 0 | 0 | 0 | 0 | 0 | 0 | 0 | 0 | 0 | 0 | 0 | 0 | 0 | 0 | 0 | 0 | 0 | 0 | 0 | 0 | 0 | 0 | 0 | 0 | 0 | 0 | 0 | 0 | 0 | 0 | 0 | 0 | 0 | 0 | 0 | 0 | 0 | 0 | 0 | 0 | 0 | 0 | 0 | 0 | 0 | 0 | 0 | 0 | 0 | 0 | 0 | 0 | 0 | 0 | 0 | 0 | 0 | 0 | 0 | 0 | 0 | 0 | 0 | 0 | 0 | 0 | 0 | 0 | 0 | 0 | 0 | 0 | 0 | 0 | 0 | 0 | 0 | 0 | 0 | 0 | 0 | 0 | 0 | 0 | 0 | 0 | 0 | 0 | 0 | 0 | 0 | 0 | 0 | 0 | 0 | 0 | 0 | 0 | 0 | 0 | 0 | 0 | 0 | 0 | 0 | 0 | 0 | 0 | 0 | 0 | 0 | 0 | 0 | 0 | 0 | 0 | 0 | 0 | 0 | 0 | 0 | 0 | 0 | 0 | 0 | 0 | 0 | 0 | 0 | 0 | 0 | 0 | 0 | 0 | 0 | 0 | 0 | 0 | 0 | 0 | 0 | 0 | 0 | 0 | 0 | 0 | 0 | 0 | 0 | 0 | 0 | 0 | 0 | 0 | 0 | 0 | 0 | 0 | 0 | 0 | 0 | 0 | 0 | 0 | 0 | 0 | 0 | 0 | 0 | 0 | 0 | 0 | 0 | 0 | 0 | 0 | 0 | 0 | 0 | 0 | 0 | 0 | 0 | 0 | 0 | 0 | 0 | 0 | 0 | 0 | 0 | 0 | 0 | 0 | 0 | 0 | 0 | 0 | 0 | 0 | 0 | 0 | 0 | 0 | 0 | 0 | 0 | 0 | 0 | 0 | 0 | 0 | 0 | 0 | 0 | 0 | 0 | 0 | 0 | 0 | 0 | 0 | 0 | 0 | 0 | 0 | 0 | 0 | 0 | 0 | 0 | 0 | 0 | 0 | 0 | 0 | 0 | 0 | 0 | 0 | 0 | 0 | 0 | 0 | 0 | 0 | 0 | 0 | 0 | 0 | 0 | 0 | 0 | 0 | 0 | 0 | 0 | 0 | 0 | 0 | 0 | 0 | 0 | 0 | 0 | 0 | 0 | 0 | 0 | 0 | 0 | 0 | 0 | 0 | 0 | 0 | 0 | 0 | 0 | 0 | 0 | 0 | 0 | 0 | 0 | 0 | 0 | 0 | 0 | 0 | 0 | 0 | 0 | 0 | 0 | 0 | 0 | 0 | 0 | 0 | 0 | 0 | 0 | 0 | 0 | 0 | 0 | 0 | 0 | 0 | 0 | 0 | 820.5409 | 820.5409 | 820.5409 | 820.5409 | 820.5409 | 820.5409 | 820.5409 | 820.5409 | 820.5409 | 820.5409 | 820.5409 | 820.5409 | 820.5409 | 820.5409 | 820.5409 | 820.5409 | 820.5409 | 820.5409 | 820.5409 | 820.5409 | 820.5409 | 820.5409 | 820.5409 | 820.5409 | 820.5409 | 820.5409 | 618.4115 | 618.4115 | 618.4115 | 618.4115 | 618.4115 | 618.4115 | 618.4115 | 618.4115 | 618.4115 | 618.4115 | 618.4115 | 618.4115 | 618.4115 | 618.4115 | 618.4115 | 618.4115 | 618.4115 | 618.4115 | 618.4115 | 618.4115 | 618.4115 | 618.4115 | 618.4115 | 618.4115 | 618.4115 | 618.4115
WA_Industrial_Instruments_New_Process_Natural Gas_Gas Boiler - Hot Water Reset_A | WA | Industrial | Instruments | New | Process | Natural Gas | Gas Boiler - Hot Water Reset | A | IM530 | No control | Reset control installed | 16 | 4.6909 | 0 | 0 | 37.98 | 0 | 0 | 0 | 18.9886 |  | sqft | 20% | 45% | Retrofit | Retro5Med | 85.36% | TBD | 0.2% | 820.5409 |  | 618.4115 |  | 0.067197 | IL TRM - 4.4.4 - CI-HVC-BLRC-V04-210101 | IL TRM - 4.4.4 - CI-HVC-BLRC-V04-210101 | XCEL CO 2019-2020 DSM Plan | No control | No control | No control | No control | No control | No control | No control | No control | No control | No control | No control | No control | No control | No control | No control | No control | No control | No control | No control | No control | No control | No control | No control | No control | No control | No control | No control | No control | No control | No control | No control | Reset control installed | Reset control installed | Reset control installed | Reset control installed | Reset control installed | Reset control installed | Reset control installed | Reset control installed | Reset control installed | Reset control installed | Reset control installed | Reset control installed | Reset control installed | Reset control installed | Reset control installed | Reset control installed | Reset control installed | Reset control installed | Reset control installed | Reset control installed | Reset control installed | Reset control installed | Reset control installed | Reset control installed | Reset control installed | Reset control installed | Reset control installed | Reset control installed | Reset control installed | Reset control installed | Reset control installed | 37.98 | 37.98 | 37.98 | 37.98 | 37.98 | 37.98 | 37.98 | 37.98 | 37.98 | 37.98 | 37.98 | 37.98 | 37.98 | 37.98 | 37.98 | 37.98 | 37.98 | 37.98 | 37.98 | 37.98 | 37.98 | 37.98 | 37.98 | 37.98 | 37.98 | 37.98 | 37.98 | 37.98 | 37.98 | 37.98 | 37.98 | 0 | 0 | 0 | 0 | 0 | 4.6857 | 4.6815 | 4.678 | 4.6752 | 4.6724 | 4.6703 | 4.6689 | 4.6681 | 4.6678 | 4.6677 | 4.6679 | 4.6682 | 4.6687 | 4.6692 | 4.6697 | 4.6707 | 4.6716 | 4.6724 | 4.6732 | 4.6739 | 4.6745 | 4.6751 | 4.6757 | 4.6909 | 4.6909 | 4.6909 | 0.032225 | 0.046835 | 0.066194 | 0.087087 | 0.11102 | 0.14346 | 0.1722 | 0.19103 | 0.19425 | 0.17902 | 0.14789 | 0.10402 | 0.063968 | 0.03251 | 0.014471 | 0.0055242 | 0.032128 | 0.046744 | 0.066126 | 0.087063 | 0.11106 | 0.14361 | 0.17245 | 0.19196 | 0.19521 | 0.17991 | 0.032225 | 0.079032 | 0.14517 | 0.23216 | 0.34304 | 0.48634 | 0.6584 | 0.84932 | 1.0435 | 1.2225 | 1.3704 | 1.4746 | 1.5387 | 1.5713 | 1.586 | 1.5919 | 1.5922 | 1.5925 | 1.5927 | 1.5929 | 1.5932 | 1.5934 | 1.5936 | 0 | 0 | 0 | 6.8773 | 10.0042 | 14.15 | 18.6275 | 23.7596 | 30.7177 | 36.8819 | 40.9215 | 41.6144 | 38.3519 | 31.6831 | 22.2827 | 13.7015 | 6.9626 | 3.099 | 1.1827 | 6.8773 | 10.0042 | 14.15 | 18.6275 | 23.7596 | 30.7177 | 36.8819 | 40.9215 | 41.6144 | 38.3519 | 6.8773 | 16.8815 | 31.0315 | 49.659 | 73.4185 | 104.1362 | 141.0182 | 181.9396 | 223.5541 | 261.906 | 293.5891 | 315.8718 | 329.5733 | 336.5359 | 339.6349 | 340.8176 | 340.8176 | 340.8176 | 340.8176 | 340.8176 | 340.8176 | 340.8176 | 340.8176 | 340.8176 | 340.8176 | 340.8176 | 0.027396 | 0.039822 | 0.056288 | 0.074061 | 0.094419 | 0.12202 | 0.14647 | 0.16249 | 0.16523 | 0.15228 | 0.1258 | 0.088482 | 0.054411 | 0.027652 | 0.012309 | 0.0046986 | 0.027326 | 0.039756 | 0.056239 | 0.074044 | 0.094455 | 0.12213 | 0.14665 | 0.16317 | 0.16593 | 0.15292 | 0.027396 | 0.067197 | 0.12344 | 0.19744 | 0.29176 | 0.41367 | 0.56004 | 0.72245 | 0.88763 | 1.0399 | 1.1657 | 1.2543 | 1.3088 | 1.3366 | 1.349 | 1.354 | 1.3542 | 1.3544 | 1.3546 | 1.3547 | 1.3549 | 1.355 | 1.3552 | 0 | 0 | 0 | 5.8457 | 8.5035 | 12.0275 | 15.8334 | 20.1956 | 26.11 | 31.3497 | 34.7833 | 35.3723 | 32.5991 | 26.9306 | 18.9403 | 11.6463 | 5.9182 | 2.6342 | 1.0053 | 5.8457 | 8.5035 | 12.0275 | 15.8334 | 20.1956 | 26.11 | 31.3497 | 34.7833 | 35.3723 | 32.5991 | 5.8457 | 14.3493 | 26.3768 | 42.2101 | 62.4058 | 88.5158 | 119.8654 | 154.6487 | 190.021 | 222.6201 | 249.5507 | 268.491 | 280.1373 | 286.0555 | 288.6897 | 289.695 | 289.695 | 289.695 | 289.695 | 289.695 | 289.695 | 289.695 | 289.695 | 289.695 | 289.695 | 289.695 | 0.027396 | 0.039822 | 0.056288 | 0.074061 | 0.094419 | 0.12202 | 0.14647 | 0.16249 | 0.16523 | 0.15228 | 0.1258 | 0.088482 | 0.054411 | 0.027652 | 0.012309 | 0.0046986 | 0.027326 | 0.039756 | 0.056239 | 0.074044 | 0.094455 | 0.12213 | 0.14665 | 0.16317 | 0.16593 | 0.15292 | 0.027396 | 0.067197 | 0.12344 | 0.19744 | 0.29176 | 0.41367 | 0.56004 | 0.72245 | 0.88763 | 1.0399 | 1.1657 | 1.2543 | 1.3088 | 1.3366 | 1.349 | 1.354 | 1.3542 | 1.3544 | 1.3546 | 1.3547 | 1.3549 | 1.355 | 1.3552 | 0 | 0 | 0 | 5.8457 | 8.5035 | 12.0275 | 15.8334 | 20.1956 | 26.11 | 31.3497 | 34.7833 | 35.3723 | 32.5991 | 26.9306 | 18.9403 | 11.6463 | 5.9182 | 2.6342 | 1.0053 | 5.8457 | 8.5035 | 12.0275 | 15.8334 | 20.1956 | 26.11 | 31.3497 | 34.7833 | 35.3723 | 32.5991 | 5.8457 | 14.3493 | 26.3768 | 42.2101 | 62.4058 | 88.5158 | 119.8654 | 154.6487 | 190.021 | 222.6201 | 249.5507 | 268.491 | 280.1373 | 286.0555 | 288.6897 | 289.695 | 289.695 | 289.695 | 289.695 | 289.695 | 289.695 | 289.695 | 289.695 | 289.695 | 289.695 | 289.695 | 0.027396 | 0.039822 | 0.056288 | 0.074061 | 0.094419 | 0.12202 | 0.14647 | 0.16249 | 0.16523 | 0.15228 | 0.1258 | 0.088482 | 0.054411 | 0.027652 | 0.012309 | 0.0046986 | 0.027326 | 0.039756 | 0.056239 | 0.074044 | 0.094455 | 0.12213 | 0.14665 | 0.16317 | 0.16593 | 0.15292 | 0.027396 | 0.067197 | 0.12344 | 0.19744 | 0.29176 | 0.41367 | 0.56004 | 0.72245 | 0.88763 | 1.0399 | 1.1657 | 1.2543 | 1.3088 | 1.3366 | 1.349 | 1.354 | 1.3542 | 1.3544 | 1.3546 | 1.3547 | 1.3549 | 1.355 | 1.3552 | 0 | 0 | 0 | 5.8457 | 8.5035 | 12.0275 | 15.8334 | 20.1956 | 26.11 | 31.3497 | 34.7833 | 35.3723 | 32.5991 | 26.9306 | 18.9403 | 11.6463 | 5.9182 | 2.6342 | 1.0053 | 5.8457 | 8.5035 | 12.0275 | 15.8334 | 20.1956 | 26.11 | 31.3497 | 34.7833 | 35.3723 | 32.5991 | 5.8457 | 14.3493 | 26.3768 | 42.2101 | 62.4058 | 88.5158 | 119.8654 | 154.6487 | 190.021 | 222.6201 | 249.5507 | 268.491 | 280.1373 | 286.0555 | 288.6897 | 289.695 | 289.695 | 289.695 | 289.695 | 289.695 | 289.695 | 289.695 | 289.695 | 289.695 | 289.695 | 289.695 | 820.5409 | 820.5409 | 820.5409 | 820.5409 | 820.5409 | 820.5409 | 820.5409 | 820.5409 | 820.5409 | 820.5409 | 820.5409 | 820.5409 | 820.5409 | 820.5409 | 820.5409 | 820.5409 | 820.5409 | 820.5409 | 820.5409 | 820.5409 | 820.5409 | 820.5409 | 820.5409 | 820.5409 | 820.5409 | 820.5409 | 618.4115 | 618.4115 | 618.4115 | 618.4115 | 618.4115 | 618.4115 | 618.4115 | 618.4115 | 618.4115 | 618.4115 | 618.4115 | 618.4115 | 618.4115 | 618.4115 | 618.4115 | 618.4115 | 618.4115 | 618.4115 | 618.4115 | 618.4115 | 618.4115 | 618.4115 | 618.4115 | 618.4115 | 618.4115 | 618.4115
WA_Industrial_Instruments_New_Space Heating_Natural Gas_Steam Trap Maintenance_A | WA | Industrial | Instruments | New | Space Heating | Natural Gas | Steam Trap Maintenance | A | IM531 | Degrade performance | Cleaning and maintenance | 6 | 5.069 | 0 | 0 | 4.61 | 0 | 0 | 0 | 2.306 |  | sqft | 0% | 0% | Retrofit | RetroEven20 | 76.5% | TBD | 0.2% | 284.4445 |  | 226.3083 |  | 0 | IL TRM - 4.4.16 - CI-HVC-STRE-V07-210101 | IL TRM - 4.4.16 - CI-HVC-STRE-V07-210101 | IL TRM - 4.4.16 - CI-HVC-STRE-V07-210101 | Degrade performance | Degrade performance | Degrade performance | Degrade performance | Degrade performance | Degrade performance | Degrade performance | Degrade performance | Degrade performance | Degrade performance | Degrade performance | Degrade performance | Degrade performance | Degrade performance | Degrade performance | Degrade performance | Degrade performance | Degrade performance | Degrade performance | Degrade performance | Degrade performance | Degrade performance | Degrade performance | Degrade performance | Degrade performance | Degrade performance | Degrade performance | Degrade performance | Degrade performance | Degrade performance | Degrade performance | Cleaning and maintenance | Cleaning and maintenance | Cleaning and maintenance | Cleaning and maintenance | Cleaning and maintenance | Cleaning and maintenance | Cleaning and maintenance | Cleaning and maintenance | Cleaning and maintenance | Cleaning and maintenance | Cleaning and maintenance | Cleaning and maintenance | Cleaning and maintenance | Cleaning and maintenance | Cleaning and maintenance | Cleaning and maintenance | Cleaning and maintenance | Cleaning and maintenance | Cleaning and maintenance | Cleaning and maintenance | Cleaning and maintenance | Cleaning and maintenance | Cleaning and maintenance | Cleaning and maintenance | Cleaning and maintenance | Cleaning and maintenance | Cleaning and maintenance | Cleaning and maintenance | Cleaning and maintenance | Cleaning and maintenance | Cleaning and maintenance | 4.61 | 4.61 | 4.61 | 4.61 | 4.61 | 4.61 | 4.61 | 4.61 | 4.61 | 4.61 | 4.61 | 4.61 | 4.61 | 4.61 | 4.61 | 4.61 | 4.61 | 4.61 | 4.61 | 4.61 | 4.61 | 4.61 | 4.61 | 4.61 | 4.61 | 4.61 | 4.61 | 4.61 | 4.61 | 4.61 | 4.61 | 0 | 0 | 0 | 0 | 0 | 0 | 0 | 0 | 0 | 0 | 0 | 0 | 0 | 0 | 0 | 0 | 0 | 0 | 0 | 0 | 0 | 0 | 0 | 0 | 0 | 0 | 0 | 0 | 0 | 0 | 0 | 0 | 0 | 0 | 0 | 0 | 0 | 0 | 0 | 0 | 0 | 0 | 0 | 0 | 0 | 0 | 0 | 0 | 0 | 0 | 0 | 0 | 0 | 0 | 0 | 0 | 0 | 0 | 0 | 0 | 0 | 0 | 0 | 0 | 0 | 0 | 0 | 0 | 0 | 0 | 0 | 0 | 0 | 0 | 0 | 0 | 0 | 0 | 0 | 0 | 0 | 0 | 0 | 0 | 0 | 0 | 0 | 0 | 0 | 0 | 0 | 0 | 0 | 0 | 0 | 0 | 0 | 0 | 0 | 0 | 0 | 0 | 0 | 0 | 0 | 0 | 0 | 0 | 0 | 0 | 0 | 0 | 0 | 0 | 0 | 0 | 0 | 0 | 0 | 0 | 0 | 0 | 0 | 0 | 0 | 0 | 0 | 0 | 0 | 0 | 0 | 0 | 0 | 0 | 0 | 0 | 0 | 0 | 0 | 0 | 0 | 0 | 0 | 0 | 0 | 0 | 0 | 0 | 0 | 0 | 0 | 0 | 0 | 0 | 0 | 0 | 0 | 0 | 0 | 0 | 0 | 0 | 0 | 0 | 0 | 0 | 0 | 0 | 0 | 0 | 0 | 0 | 0 | 0 | 0 | 0 | 0 | 0 | 0 | 0 | 0 | 0 | 0 | 0 | 0 | 0 | 0 | 0 | 0 | 0 | 0 | 0 | 0 | 0 | 0 | 0 | 0 | 0 | 0 | 0 | 0 | 0 | 0 | 0 | 0 | 0 | 0 | 0 | 0 | 0 | 0 | 0 | 0 | 0 | 0 | 0 | 0 | 0 | 0 | 0 | 0 | 0 | 0 | 0 | 0 | 0 | 0 | 0 | 0 | 0 | 0 | 0 | 0 | 0 | 0 | 0 | 0 | 0 | 0 | 0 | 0 | 0 | 0 | 0 | 0 | 0 | 0 | 0 | 0 | 0 | 0 | 0 | 0 | 0 | 0 | 0 | 0 | 0 | 0 | 0 | 0 | 0 | 0 | 0 | 0 | 0 | 0 | 0 | 0 | 0 | 0 | 0 | 0 | 0 | 0 | 0 | 0 | 0 | 0 | 0 | 0 | 0 | 0 | 0 | 0 | 0 | 0 | 0 | 0 | 0 | 0 | 0 | 0 | 0 | 0 | 0 | 0 | 0 | 0 | 0 | 0 | 0 | 0 | 0 | 0 | 0 | 0 | 0 | 0 | 0 | 0 | 0 | 0 | 0 | 0 | 0 | 0 | 0 | 0 | 0 | 0 | 0 | 0 | 0 | 0 | 0 | 0 | 0 | 0 | 0 | 0 | 0 | 0 | 0 | 0 | 0 | 0 | 0 | 0 | 0 | 0 | 0 | 0 | 0 | 0 | 0 | 0 | 0 | 0 | 0 | 0 | 0 | 0 | 0 | 0 | 0 | 0 | 0 | 0 | 0 | 0 | 0 | 0 | 0 | 0 | 0 | 0 | 0 | 0 | 0 | 0 | 0 | 0 | 0 | 0 | 0 | 0 | 0 | 0 | 0 | 0 | 0 | 0 | 0 | 0 | 0 | 0 | 0 | 0 | 0 | 0 | 0 | 0 | 0 | 0 | 0 | 0 | 0 | 0 | 0 | 0 | 0 | 0 | 0 | 0 | 0 | 0 | 0 | 0 | 0 | 0 | 0 | 0 | 0 | 0 | 0 | 0 | 0 | 0 | 0 | 0 | 0 | 0 | 0 | 0 | 0 | 0 | 0 | 0 | 0 | 0 | 0 | 0 | 0 | 0 | 0 | 0 | 0 | 0 | 0 | 0 | 0 | 0 | 0 | 0 | 0 | 0 | 284.4445 | 284.4445 | 284.4445 | 284.4445 | 284.4445 | 284.4445 | 284.4445 | 284.4445 | 284.4445 | 284.4445 | 284.4445 | 284.4445 | 284.4445 | 284.4445 | 284.4445 | 284.4445 | 284.4445 | 284.4445 | 284.4445 | 284.4445 | 284.4445 | 284.4445 | 284.4445 | 284.4445 | 284.4445 | 284.4445 | 226.3083 | 226.3083 | 226.3083 | 226.3083 | 226.3083 | 226.3083 | 226.3083 | 226.3083 | 226.3083 | 226.3083 | 226.3083 | 226.3083 | 226.3083 | 226.3083 | 226.3083 | 226.3083 | 226.3083 | 226.3083 | 226.3083 | 226.3083 | 226.3083 | 226.3083 | 226.3083 | 226.3083 | 226.3083 | 226.3083
WA_Industrial_Instruments_New_Process_Natural Gas_Steam Trap Maintenance_A | WA | Industrial | Instruments | New | Process | Natural Gas | Steam Trap Maintenance | A | IM532 | Degrade performance | Cleaning and maintenance | 6 | 3.3144 | 0 | 0 | 4.61 | 0 | 0 | 0 | 2.306 |  | sqft | 0% | 0% | Retrofit | RetroEven20 | 76.5% | TBD | 0.2% | 284.4445 |  | 226.3083 |  | 0 | IL TRM - 4.4.16 - CI-HVC-STRE-V07-210101 | IL TRM - 4.4.16 - CI-HVC-STRE-V07-210101 | IL TRM - 4.4.16 - CI-HVC-STRE-V07-210101 | Degrade performance | Degrade performance | Degrade performance | Degrade performance | Degrade performance | Degrade performance | Degrade performance | Degrade performance | Degrade performance | Degrade performance | Degrade performance | Degrade performance | Degrade performance | Degrade performance | Degrade performance | Degrade performance | Degrade performance | Degrade performance | Degrade performance | Degrade performance | Degrade performance | Degrade performance | Degrade performance | Degrade performance | Degrade performance | Degrade performance | Degrade performance | Degrade performance | Degrade performance | Degrade performance | Degrade performance | Cleaning and maintenance | Cleaning and maintenance | Cleaning and maintenance | Cleaning and maintenance | Cleaning and maintenance | Cleaning and maintenance | Cleaning and maintenance | Cleaning and maintenance | Cleaning and maintenance | Cleaning and maintenance | Cleaning and maintenance | Cleaning and maintenance | Cleaning and maintenance | Cleaning and maintenance | Cleaning and maintenance | Cleaning and maintenance | Cleaning and maintenance | Cleaning and maintenance | Cleaning and maintenance | Cleaning and maintenance | Cleaning and maintenance | Cleaning and maintenance | Cleaning and maintenance | Cleaning and maintenance | Cleaning and maintenance | Cleaning and maintenance | Cleaning and maintenance | Cleaning and maintenance | Cleaning and maintenance | Cleaning and maintenance | Cleaning and maintenance | 4.61 | 4.61 | 4.61 | 4.61 | 4.61 | 4.61 | 4.61 | 4.61 | 4.61 | 4.61 | 4.61 | 4.61 | 4.61 | 4.61 | 4.61 | 4.61 | 4.61 | 4.61 | 4.61 | 4.61 | 4.61 | 4.61 | 4.61 | 4.61 | 4.61 | 4.61 | 4.61 | 4.61 | 4.61 | 4.61 | 4.61 | 0 | 0 | 0 | 0 | 0 | 3.3107 | 3.3078 | 3.3053 | 3.3033 | 3.3014 | 3.2998 | 3.2988 | 3.2983 | 3.2981 | 3.298 | 3.2981 | 3.2984 | 3.2987 | 3.299 | 3.2994 | 3.3001 | 3.3008 | 3.3014 | 3.3019 | 3.3024 | 3.3028 | 3.3032 | 3.3036 | 3.3144 | 3.3144 | 3.3144 | 0 | 0 | 0 | 0 | 0 | 0 | 0 | 0 | 0 | 0 | 0 | 0 | 0 | 0 | 0 | 0 | 0 | 0 | 0 | 0 | 0 | 0 | 0 | 0 | 0 | 0 | 0 | 0 | 0 | 0 | 0 | 0 | 0 | 0 | 0 | 0 | 0 | 0 | 0 | 0 | 0 | 0 | 0 | 0 | 0 | 0 | 0 | 0 | 0 | 0 | 0 | 0 | 0 | 0 | 0 | 0 | 0 | 0 | 0 | 0 | 0 | 0 | 0 | 0 | 0 | 0 | 0 | 0 | 0 | 0 | 0 | 0 | 0 | 0 | 0 | 0 | 0 | 0 | 0 | 0 | 0 | 0 | 0 | 0 | 0 | 0 | 0 | 0 | 0 | 0 | 0 | 0 | 0 | 0 | 0 | 0 | 0 | 0 | 0 | 0 | 0 | 0 | 0 | 0 | 0 | 0 | 0 | 0 | 0 | 0 | 0 | 0 | 0 | 0 | 0 | 0 | 0 | 0 | 0 | 0 | 0 | 0 | 0 | 0 | 0 | 0 | 0 | 0 | 0 | 0 | 0 | 0 | 0 | 0 | 0 | 0 | 0 | 0 | 0 | 0 | 0 | 0 | 0 | 0 | 0 | 0 | 0 | 0 | 0 | 0 | 0 | 0 | 0 | 0 | 0 | 0 | 0 | 0 | 0 | 0 | 0 | 0 | 0 | 0 | 0 | 0 | 0 | 0 | 0 | 0 | 0 | 0 | 0 | 0 | 0 | 0 | 0 | 0 | 0 | 0 | 0 | 0 | 0 | 0 | 0 | 0 | 0 | 0 | 0 | 0 | 0 | 0 | 0 | 0 | 0 | 0 | 0 | 0 | 0 | 0 | 0 | 0 | 0 | 0 | 0 | 0 | 0 | 0 | 0 | 0 | 0 | 0 | 0 | 0 | 0 | 0 | 0 | 0 | 0 | 0 | 0 | 0 | 0 | 0 | 0 | 0 | 0 | 0 | 0 | 0 | 0 | 0 | 0 | 0 | 0 | 0 | 0 | 0 | 0 | 0 | 0 | 0 | 0 | 0 | 0 | 0 | 0 | 0 | 0 | 0 | 0 | 0 | 0 | 0 | 0 | 0 | 0 | 0 | 0 | 0 | 0 | 0 | 0 | 0 | 0 | 0 | 0 | 0 | 0 | 0 | 0 | 0 | 0 | 0 | 0 | 0 | 0 | 0 | 0 | 0 | 0 | 0 | 0 | 0 | 0 | 0 | 0 | 0 | 0 | 0 | 0 | 0 | 0 | 0 | 0 | 0 | 0 | 0 | 0 | 0 | 0 | 0 | 0 | 0 | 0 | 0 | 0 | 0 | 0 | 0 | 0 | 0 | 0 | 0 | 0 | 0 | 0 | 0 | 0 | 0 | 0 | 0 | 0 | 0 | 0 | 0 | 0 | 0 | 0 | 0 | 0 | 0 | 0 | 0 | 0 | 0 | 0 | 0 | 0 | 0 | 0 | 0 | 0 | 0 | 0 | 0 | 0 | 0 | 0 | 0 | 0 | 0 | 0 | 0 | 0 | 0 | 0 | 0 | 0 | 0 | 0 | 0 | 0 | 0 | 0 | 0 | 0 | 0 | 0 | 0 | 0 | 0 | 0 | 0 | 0 | 0 | 0 | 0 | 0 | 0 | 0 | 0 | 0 | 0 | 0 | 0 | 0 | 0 | 0 | 0 | 0 | 0 | 0 | 0 | 0 | 0 | 0 | 0 | 0 | 0 | 0 | 0 | 0 | 0 | 0 | 0 | 0 | 0 | 0 | 0 | 0 | 0 | 0 | 0 | 0 | 0 | 284.4445 | 284.4445 | 284.4445 | 284.4445 | 284.4445 | 284.4445 | 284.4445 | 284.4445 | 284.4445 | 284.4445 | 284.4445 | 284.4445 | 284.4445 | 284.4445 | 284.4445 | 284.4445 | 284.4445 | 284.4445 | 284.4445 | 284.4445 | 284.4445 | 284.4445 | 284.4445 | 284.4445 | 284.4445 | 284.4445 | 226.3083 | 226.3083 | 226.3083 | 226.3083 | 226.3083 | 226.3083 | 226.3083 | 226.3083 | 226.3083 | 226.3083 | 226.3083 | 226.3083 | 226.3083 | 226.3083 | 226.3083 | 226.3083 | 226.3083 | 226.3083 | 226.3083 | 226.3083 | 226.3083 | 226.3083 | 226.3083 | 226.3083 | 226.3083 | 226.3083
WA_Industrial_Instruments_New_Space Heating_Natural Gas_Gas Boiler - High Turndown_A | WA | Industrial | Instruments | New | Space Heating | Natural Gas | Gas Boiler - High Turndown | A | IM533 | No control | Turndown control installed | 15 | 5.3807 | 0 | 0 | 65.98 | 0 | 0 | 0 | 32.9888 |  | sqft | 35% | 50% | Retrofit | Retro12Med | 84.73% | TBD | 0.2% | 1966.7201 |  | 1495.3308 |  | 0 | MN TRM 3.1 - Boiler Modifications, Space Heating Only v4.0 | MN TRM 3.1 - Boiler Modifications, Space Heating Only v4.0 | MN TRM 3.1 - Boiler Modifications, Space Heating Only v4.0 | No control | No control | No control | No control | No control | No control | No control | No control | No control | No control | No control | No control | No control | No control | No control | No control | No control | No control | No control | No control | No control | No control | No control | No control | No control | No control | No control | No control | No control | No control | No control | Turndown control installed | Turndown control installed | Turndown control installed | Turndown control installed | Turndown control installed | Turndown control installed | Turndown control installed | Turndown control installed | Turndown control installed | Turndown control installed | Turndown control installed | Turndown control installed | Turndown control installed | Turndown control installed | Turndown control installed | Turndown control installed | Turndown control installed | Turndown control installed | Turndown control installed | Turndown control installed | Turndown control installed | Turndown control installed | Turndown control installed | Turndown control installed | Turndown control installed | Turndown control installed | Turndown control installed | Turndown control installed | Turndown control installed | Turndown control installed | Turndown control installed | 65.98 | 65.98 | 65.98 | 65.98 | 65.98 | 65.98 | 65.98 | 65.98 | 65.98 | 65.98 | 65.98 | 65.98 | 65.98 | 65.98 | 65.98 | 65.98 | 65.98 | 65.98 | 65.98 | 65.98 | 65.98 | 65.98 | 65.98 | 65.98 | 65.98 | 65.98 | 65.98 | 65.98 | 65.98 | 65.98 | 65.98 | 0 | 0 | 0 | 0 | 0 | 0 | 0 | 0 | 0 | 0 | 0 | 0 | 0 | 0 | 0 | 0 | 0 | 0 | 0 | 0 | 0 | 0 | 0 | 0 | 0 | 0 | 0 | 0 | 0 | 0 | 0 | 0 | 0 | 0 | 0 | 0 | 0 | 0 | 0 | 0 | 0 | 0 | 0 | 0 | 0 | 0 | 0 | 0 | 0 | 0 | 0 | 0 | 0 | 0 | 0 | 0 | 0 | 0 | 0 | 0 | 0 | 0 | 0 | 0 | 0 | 0 | 0 | 0 | 0 | 0 | 0 | 0 | 0 | 0 | 0 | 0 | 0 | 0 | 0 | 0 | 0 | 0 | 0 | 0 | 0 | 0 | 0 | 0 | 0 | 0 | 0 | 0 | 0 | 0 | 0 | 0 | 0 | 0 | 0 | 0 | 0 | 0 | 0 | 0 | 0 | 0 | 0 | 0 | 0 | 0 | 0 | 0 | 0 | 0 | 0 | 0 | 0 | 0 | 0 | 0 | 0 | 0 | 0 | 0 | 0 | 0 | 0 | 0 | 0 | 0 | 0 | 0 | 0 | 0 | 0 | 0 | 0 | 0 | 0 | 0 | 0 | 0 | 0 | 0 | 0 | 0 | 0 | 0 | 0 | 0 | 0 | 0 | 0 | 0 | 0 | 0 | 0 | 0 | 0 | 0 | 0 | 0 | 0 | 0 | 0 | 0 | 0 | 0 | 0 | 0 | 0 | 0 | 0 | 0 | 0 | 0 | 0 | 0 | 0 | 0 | 0 | 0 | 0 | 0 | 0 | 0 | 0 | 0 | 0 | 0 | 0 | 0 | 0 | 0 | 0 | 0 | 0 | 0 | 0 | 0 | 0 | 0 | 0 | 0 | 0 | 0 | 0 | 0 | 0 | 0 | 0 | 0 | 0 | 0 | 0 | 0 | 0 | 0 | 0 | 0 | 0 | 0 | 0 | 0 | 0 | 0 | 0 | 0 | 0 | 0 | 0 | 0 | 0 | 0 | 0 | 0 | 0 | 0 | 0 | 0 | 0 | 0 | 0 | 0 | 0 | 0 | 0 | 0 | 0 | 0 | 0 | 0 | 0 | 0 | 0 | 0 | 0 | 0 | 0 | 0 | 0 | 0 | 0 | 0 | 0 | 0 | 0 | 0 | 0 | 0 | 0 | 0 | 0 | 0 | 0 | 0 | 0 | 0 | 0 | 0 | 0 | 0 | 0 | 0 | 0 | 0 | 0 | 0 | 0 | 0 | 0 | 0 | 0 | 0 | 0 | 0 | 0 | 0 | 0 | 0 | 0 | 0 | 0 | 0 | 0 | 0 | 0 | 0 | 0 | 0 | 0 | 0 | 0 | 0 | 0 | 0 | 0 | 0 | 0 | 0 | 0 | 0 | 0 | 0 | 0 | 0 | 0 | 0 | 0 | 0 | 0 | 0 | 0 | 0 | 0 | 0 | 0 | 0 | 0 | 0 | 0 | 0 | 0 | 0 | 0 | 0 | 0 | 0 | 0 | 0 | 0 | 0 | 0 | 0 | 0 | 0 | 0 | 0 | 0 | 0 | 0 | 0 | 0 | 0 | 0 | 0 | 0 | 0 | 0 | 0 | 0 | 0 | 0 | 0 | 0 | 0 | 0 | 0 | 0 | 0 | 0 | 0 | 0 | 0 | 0 | 0 | 0 | 0 | 0 | 0 | 0 | 0 | 0 | 0 | 0 | 0 | 0 | 0 | 0 | 0 | 0 | 0 | 0 | 0 | 0 | 0 | 0 | 0 | 0 | 0 | 0 | 0 | 0 | 0 | 0 | 0 | 0 | 0 | 0 | 0 | 0 | 0 | 0 | 0 | 0 | 0 | 0 | 0 | 0 | 0 | 0 | 0 | 0 | 0 | 0 | 0 | 0 | 0 | 0 | 0 | 0 | 0 | 0 | 0 | 0 | 0 | 0 | 1966.7201 | 1966.7201 | 1966.7201 | 1966.7201 | 1966.7201 | 1966.7201 | 1966.7201 | 1966.7201 | 1966.7201 | 1966.7201 | 1966.7201 | 1966.7201 | 1966.7201 | 1966.7201 | 1966.7201 | 1966.7201 | 1966.7201 | 1966.7201 | 1966.7201 | 1966.7201 | 1966.7201 | 1966.7201 | 1966.7201 | 1966.7201 | 1966.7201 | 1966.7201 | 1495.3308 | 1495.3308 | 1495.3308 | 1495.3308 | 1495.3308 | 1495.3308 | 1495.3308 | 1495.3308 | 1495.3308 | 1495.3308 | 1495.3308 | 1495.3308 | 1495.3308 | 1495.3308 | 1495.3308 | 1495.3308 | 1495.3308 | 1495.3308 | 1495.3308 | 1495.3308 | 1495.3308 | 1495.3308 | 1495.3308 | 1495.3308 | 1495.3308 | 1495.3308
WA_Industrial_Instruments_New_Process_Natural Gas_Gas Boiler - High Turndown_A | WA | Industrial | Instruments | New | Process | Natural Gas | Gas Boiler - High Turndown | A | IM534 | No control | Turndown control installed | 15 | 3.5182 | 0 | 0 | 65.98 | 0 | 0 | 0 | 32.9888 |  | sqft | 35% | 50% | Retrofit | Retro12Med | 84.73% | TBD | 0.2% | 1966.7201 |  | 1495.3308 |  | 0.068214 | MN TRM 3.1 - Boiler Modifications, Space Heating Only v4.0 | MN TRM 3.1 - Boiler Modifications, Space Heating Only v4.0 | MN TRM 3.1 - Boiler Modifications, Space Heating Only v4.0 | No control | No control | No control | No control | No control | No control | No control | No control | No control | No control | No control | No control | No control | No control | No control | No control | No control | No control | No control | No control | No control | No control | No control | No control | No control | No control | No control | No control | No control | No control | No control | Turndown control installed | Turndown control installed | Turndown control installed | Turndown control installed | Turndown control installed | Turndown control installed | Turndown control installed | Turndown control installed | Turndown control installed | Turndown control installed | Turndown control installed | Turndown control installed | Turndown control installed | Turndown control installed | Turndown control installed | Turndown control installed | Turndown control installed | Turndown control installed | Turndown control installed | Turndown control installed | Turndown control installed | Turndown control installed | Turndown control installed | Turndown control installed | Turndown control installed | Turndown control installed | Turndown control installed | Turndown control installed | Turndown control installed | Turndown control installed | Turndown control installed | 65.98 | 65.98 | 65.98 | 65.98 | 65.98 | 65.98 | 65.98 | 65.98 | 65.98 | 65.98 | 65.98 | 65.98 | 65.98 | 65.98 | 65.98 | 65.98 | 65.98 | 65.98 | 65.98 | 65.98 | 65.98 | 65.98 | 65.98 | 65.98 | 65.98 | 65.98 | 65.98 | 65.98 | 65.98 | 65.98 | 65.98 | 0 | 0 | 0 | 0 | 0 | 3.5065 | 3.4965 | 3.4875 | 3.4792 | 3.4712 | 3.4653 | 3.4599 | 3.4552 | 3.451 | 3.4476 | 3.4449 | 3.443 | 3.4417 | 3.4407 | 3.4399 | 3.4394 | 3.4389 | 3.4383 | 3.4376 | 3.4368 | 3.4399 | 3.4427 | 3.4453 | 3.5182 | 3.5182 | 3.5182 | 0.036803 | 0.043478 | 0.050124 | 0.056708 | 0.063268 | 0.06286 | 0.054955 | 0.047683 | 0.041115 | 0.03523 | 0.030065 | 0.025545 | 0.021633 | 0.01826 | 0.015365 | 0.0361 | 0.042762 | 0.049417 | 0.05603 | 0.062641 | 0.062399 | 0.05468 | 0.047546 | 0.041915 | 0.035952 | 0.030704 | 0.036803 | 0.080177 | 0.13009 | 0.18649 | 0.24933 | 0.31177 | 0.36624 | 0.41342 | 0.45404 | 0.48881 | 0.5185 | 0.54376 | 0.56518 | 0.58328 | 0.5985 | 0.59843 | 0.59834 | 0.59823 | 0.59811 | 0.59798 | 0.5985 | 0.59899 | 0.59944 | 0 | 0 | 0 | 10.4959 | 12.4348 | 14.3726 | 16.299 | 18.2264 | 18.1399 | 15.8832 | 13.8005 | 11.9139 | 10.2187 | 8.7272 | 7.4193 | 6.2856 | 5.3071 | 4.4666 | 10.4959 | 12.4348 | 14.3726 | 16.299 | 18.2264 | 18.1399 | 15.8832 | 13.8005 | 11.9139 | 10.2187 | 8.7272 | 10.4959 | 22.9307 | 37.3033 | 53.6023 | 71.8287 | 89.9686 | 105.8518 | 119.6523 | 131.5662 | 141.7849 | 150.5122 | 157.9315 | 164.2171 | 169.5242 | 173.9908 | 173.9908 | 173.9908 | 173.9908 | 173.9908 | 173.9908 | 173.9908 | 173.9908 | 173.9908 | 173.9908 | 173.9908 | 173.9908 | 0.031299 | 0.036991 | 0.042662 | 0.048282 | 0.053886 | 0.053553 | 0.046829 | 0.040641 | 0.035049 | 0.030037 | 0.025636 | 0.021784 | 0.018449 | 0.015573 | 0.013104 | 0.03079 | 0.036473 | 0.04215 | 0.047791 | 0.053432 | 0.053219 | 0.04663 | 0.040542 | 0.035628 | 0.030559 | 0.026099 | 0.031299 | 0.068214 | 0.11073 | 0.15879 | 0.21236 | 0.26561 | 0.31209 | 0.35236 | 0.38705 | 0.41676 | 0.44212 | 0.4637 | 0.48199 | 0.49745 | 0.51045 | 0.5104 | 0.51034 | 0.51026 | 0.51017 | 0.51007 | 0.51045 | 0.51081 | 0.51113 | 0 | 0 | 0 | 8.9215 | 10.5696 | 12.2167 | 13.8541 | 15.4925 | 15.4189 | 13.5007 | 11.7305 | 10.1268 | 8.6859 | 7.4181 | 6.3064 | 5.3427 | 4.511 | 3.7966 | 8.9215 | 10.5696 | 12.2167 | 13.8541 | 15.4925 | 15.4189 | 13.5007 | 11.7305 | 10.1268 | 8.6859 | 7.4181 | 8.9215 | 19.4911 | 31.7078 | 45.5619 | 61.0544 | 76.4733 | 89.974 | 101.7045 | 111.8313 | 120.5172 | 127.9353 | 134.2418 | 139.5845 | 144.0955 | 147.8922 | 147.8922 | 147.8922 | 147.8922 | 147.8922 | 147.8922 | 147.8922 | 147.8922 | 147.8922 | 147.8922 | 147.8922 | 147.8922 | 0 | 0 | 0 | 0 | 0 | 0 | 0 | 0 | 0 | 0 | 0 | 0 | 0 | 0 | 0 | 0 | 0 | 0 | 0 | 0 | 0 | 0 | 0 | 0 | 0 | 0 | 0 | 0 | 0 | 0 | 0 | 0 | 0 | 0 | 0 | 0 | 0 | 0 | 0 | 0 | 0 | 0 | 0 | 0 | 0 | 0 | 0 | 0 | 0 | 0 | 0 | 0 | 0 | 0 | 0 | 0 | 0 | 0 | 0 | 0 | 0 | 0 | 0 | 0 | 0 | 0 | 0 | 0 | 0 | 0 | 0 | 0 | 0 | 0 | 0 | 0 | 0 | 0 | 0 | 0 | 0 | 0 | 0 | 0 | 0 | 0 | 0 | 0 | 0 | 0 | 0 | 0 | 0 | 0 | 0 | 0 | 0 | 0 | 0 | 0 | 0 | 0 | 0 | 0 | 0 | 0 | 0 | 0 | 0 | 0 | 0 | 0 | 0 | 0 | 0 | 0 | 0 | 0 | 0 | 0 | 0 | 0 | 0 | 0 | 0 | 0 | 0 | 0 | 0 | 0 | 0 | 0 | 0 | 0 | 0 | 0 | 0 | 0 | 0 | 0 | 0 | 0 | 0 | 0 | 0 | 0 | 0 | 0 | 0 | 0 | 0 | 0 | 0 | 0 | 0 | 0 | 0 | 0 | 0 | 0 | 0 | 0 | 0 | 0 | 0 | 0 | 0 | 0 | 0 | 0 | 0 | 0 | 0 | 0 | 0 | 0 | 0 | 0 | 0 | 0 | 0 | 0 | 0 | 0 | 0 | 0 | 0 | 0 | 0 | 0 | 0 | 0 | 0 | 0 | 0 | 0 | 0 | 0 | 0 | 0 | 0 | 0 | 0 | 0 | 0 | 0 | 0 | 0 | 1966.7201 | 1966.7201 | 1966.7201 | 1966.7201 | 1966.7201 | 1966.7201 | 1966.7201 | 1966.7201 | 1966.7201 | 1966.7201 | 1966.7201 | 1966.7201 | 1966.7201 | 1966.7201 | 1966.7201 | 1966.7201 | 1966.7201 | 1966.7201 | 1966.7201 | 1966.7201 | 1966.7201 | 1966.7201 | 1966.7201 | 1966.7201 | 1966.7201 | 1966.7201 | 1495.3308 | 1495.3308 | 1495.3308 | 1495.3308 | 1495.3308 | 1495.3308 | 1495.3308 | 1495.3308 | 1495.3308 | 1495.3308 | 1495.3308 | 1495.3308 | 1495.3308 | 1495.3308 | 1495.3308 | 1495.3308 | 1495.3308 | 1495.3308 | 1495.3308 | 1495.3308 | 1495.3308 | 1495.3308 | 1495.3308 | 1495.3308 | 1495.3308 | 1495.3308
WA_Industrial_Instruments_New_Space Heating_Natural Gas_Gas Boiler - Burner Control Optimization_A | WA | Industrial | Instruments | New | Space Heating | Natural Gas | Gas Boiler - Burner Control Optimization | A | IM535 | Average performance | Optimized burner controls | 18 | 1.5604 | 0 | 0 | 22.17 | 0 | 0 | 0 | 11.0832 |  | sqft | 5% | 85% | Retrofit | Retro3Slow | 83.58% | TBD | 0.2% | 2075.7616 |  | 1539.3962 |  | 0 | IL TRM - 4.4.22 - CI-HVC-O2TC-V01-140601 | GBLR_O2TRM-Heating-MEMD-2018-1 | IL TRM - 4.4.22 - CI-HVC-O2TC-V01-140601 | Average performance | Average performance | Average performance | Average performance | Average performance | Average performance | Average performance | Average performance | Average performance | Average performance | Average performance | Average performance | Average performance | Average performance | Average performance | Average performance | Average performance | Average performance | Average performance | Average performance | Average performance | Average performance | Average performance | Average performance | Average performance | Average performance | Average performance | Average performance | Average performance | Average performance | Average performance | Optimized burner controls | Optimized burner controls | Optimized burner controls | Optimized burner controls | Optimized burner controls | Optimized burner controls | Optimized burner controls | Optimized burner controls | Optimized burner controls | Optimized burner controls | Optimized burner controls | Optimized burner controls | Optimized burner controls | Optimized burner controls | Optimized burner controls | Optimized burner controls | Optimized burner controls | Optimized burner controls | Optimized burner controls | Optimized burner controls | Optimized burner controls | Optimized burner controls | Optimized burner controls | Optimized burner controls | Optimized burner controls | Optimized burner controls | Optimized burner controls | Optimized burner controls | Optimized burner controls | Optimized burner controls | Optimized burner controls | 22.17 | 22.17 | 22.17 | 22.17 | 22.17 | 22.17 | 22.17 | 22.17 | 22.17 | 22.17 | 22.17 | 22.17 | 22.17 | 22.17 | 22.17 | 22.17 | 22.17 | 22.17 | 22.17 | 22.17 | 22.17 | 22.17 | 22.17 | 22.17 | 22.17 | 22.17 | 22.17 | 22.17 | 22.17 | 22.17 | 22.17 | 0 | 0 | 0 | 0 | 0 | 0 | 0 | 0 | 0 | 0 | 0 | 0 | 0 | 0 | 0 | 0 | 0 | 0 | 0 | 0 | 0 | 0 | 0 | 0 | 0 | 0 | 0 | 0 | 0 | 0 | 0 | 0 | 0 | 0 | 0 | 0 | 0 | 0 | 0 | 0 | 0 | 0 | 0 | 0 | 0 | 0 | 0 | 0 | 0 | 0 | 0 | 0 | 0 | 0 | 0 | 0 | 0 | 0 | 0 | 0 | 0 | 0 | 0 | 0 | 0 | 0 | 0 | 0 | 0 | 0 | 0 | 0 | 0 | 0 | 0 | 0 | 0 | 0 | 0 | 0 | 0 | 0 | 0 | 0 | 0 | 0 | 0 | 0 | 0 | 0 | 0 | 0 | 0 | 0 | 0 | 0 | 0 | 0 | 0 | 0 | 0 | 0 | 0 | 0 | 0 | 0 | 0 | 0 | 0 | 0 | 0 | 0 | 0 | 0 | 0 | 0 | 0 | 0 | 0 | 0 | 0 | 0 | 0 | 0 | 0 | 0 | 0 | 0 | 0 | 0 | 0 | 0 | 0 | 0 | 0 | 0 | 0 | 0 | 0 | 0 | 0 | 0 | 0 | 0 | 0 | 0 | 0 | 0 | 0 | 0 | 0 | 0 | 0 | 0 | 0 | 0 | 0 | 0 | 0 | 0 | 0 | 0 | 0 | 0 | 0 | 0 | 0 | 0 | 0 | 0 | 0 | 0 | 0 | 0 | 0 | 0 | 0 | 0 | 0 | 0 | 0 | 0 | 0 | 0 | 0 | 0 | 0 | 0 | 0 | 0 | 0 | 0 | 0 | 0 | 0 | 0 | 0 | 0 | 0 | 0 | 0 | 0 | 0 | 0 | 0 | 0 | 0 | 0 | 0 | 0 | 0 | 0 | 0 | 0 | 0 | 0 | 0 | 0 | 0 | 0 | 0 | 0 | 0 | 0 | 0 | 0 | 0 | 0 | 0 | 0 | 0 | 0 | 0 | 0 | 0 | 0 | 0 | 0 | 0 | 0 | 0 | 0 | 0 | 0 | 0 | 0 | 0 | 0 | 0 | 0 | 0 | 0 | 0 | 0 | 0 | 0 | 0 | 0 | 0 | 0 | 0 | 0 | 0 | 0 | 0 | 0 | 0 | 0 | 0 | 0 | 0 | 0 | 0 | 0 | 0 | 0 | 0 | 0 | 0 | 0 | 0 | 0 | 0 | 0 | 0 | 0 | 0 | 0 | 0 | 0 | 0 | 0 | 0 | 0 | 0 | 0 | 0 | 0 | 0 | 0 | 0 | 0 | 0 | 0 | 0 | 0 | 0 | 0 | 0 | 0 | 0 | 0 | 0 | 0 | 0 | 0 | 0 | 0 | 0 | 0 | 0 | 0 | 0 | 0 | 0 | 0 | 0 | 0 | 0 | 0 | 0 | 0 | 0 | 0 | 0 | 0 | 0 | 0 | 0 | 0 | 0 | 0 | 0 | 0 | 0 | 0 | 0 | 0 | 0 | 0 | 0 | 0 | 0 | 0 | 0 | 0 | 0 | 0 | 0 | 0 | 0 | 0 | 0 | 0 | 0 | 0 | 0 | 0 | 0 | 0 | 0 | 0 | 0 | 0 | 0 | 0 | 0 | 0 | 0 | 0 | 0 | 0 | 0 | 0 | 0 | 0 | 0 | 0 | 0 | 0 | 0 | 0 | 0 | 0 | 0 | 0 | 0 | 0 | 0 | 0 | 0 | 0 | 0 | 0 | 0 | 0 | 0 | 0 | 0 | 0 | 0 | 0 | 0 | 0 | 0 | 0 | 0 | 0 | 0 | 0 | 0 | 0 | 0 | 0 | 0 | 0 | 0 | 0 | 0 | 0 | 0 | 0 | 0 | 0 | 0 | 0 | 0 | 0 | 0 | 0 | 0 | 0 | 0 | 0 | 0 | 0 | 0 | 2075.7616 | 2075.7616 | 2075.7616 | 2075.7616 | 2075.7616 | 2075.7616 | 2075.7616 | 2075.7616 | 2075.7616 | 2075.7616 | 2075.7616 | 2075.7616 | 2075.7616 | 2075.7616 | 2075.7616 | 2075.7616 | 2075.7616 | 2075.7616 | 2075.7616 | 2075.7616 | 2075.7616 | 2075.7616 | 2075.7616 | 2075.7616 | 2075.7616 | 2075.7616 | 1539.3962 | 1539.3962 | 1539.3962 | 1539.3962 | 1539.3962 | 1539.3962 | 1539.3962 | 1539.3962 | 1539.3962 | 1539.3962 | 1539.3962 | 1539.3962 | 1539.3962 | 1539.3962 | 1539.3962 | 1539.3962 | 1539.3962 | 1539.3962 | 1539.3962 | 1539.3962 | 1539.3962 | 1539.3962 | 1539.3962 | 1539.3962 | 1539.3962 | 1539.3962
WA_Industrial_Instruments_New_Process_Natural Gas_Gas Boiler - Burner Control Optimization_A | WA | Industrial | Instruments | New | Process | Natural Gas | Gas Boiler - Burner Control Optimization | A | IM536 | Average performance | Optimized burner controls | 18 | 1.0203 | 0 | 0 | 22.17 | 0 | 0 | 0 | 11.0832 |  | sqft | 5% | 85% | Retrofit | Retro3Slow | 83.58% | TBD | 0.2% | 2075.7616 |  | 1539.3962 |  | 0.0069872 | IL TRM - 4.4.22 - CI-HVC-O2TC-V01-140601 | GBLR_O2TRM-Heating-MEMD-2018-1 | IL TRM - 4.4.22 - CI-HVC-O2TC-V01-140601 | Average performance | Average performance | Average performance | Average performance | Average performance | Average performance | Average performance | Average performance | Average performance | Average performance | Average performance | Average performance | Average performance | Average performance | Average performance | Average performance | Average performance | Average performance | Average performance | Average performance | Average performance | Average performance | Average performance | Average performance | Average performance | Average performance | Average performance | Average performance | Average performance | Average performance | Average performance | Optimized burner controls | Optimized burner controls | Optimized burner controls | Optimized burner controls | Optimized burner controls | Optimized burner controls | Optimized burner controls | Optimized burner controls | Optimized burner controls | Optimized burner controls | Optimized burner controls | Optimized burner controls | Optimized burner controls | Optimized burner controls | Optimized burner controls | Optimized burner controls | Optimized burner controls | Optimized burner controls | Optimized burner controls | Optimized burner controls | Optimized burner controls | Optimized burner controls | Optimized burner controls | Optimized burner controls | Optimized burner controls | Optimized burner controls | Optimized burner controls | Optimized burner controls | Optimized burner controls | Optimized burner controls | Optimized burner controls | 22.17 | 22.17 | 22.17 | 22.17 | 22.17 | 22.17 | 22.17 | 22.17 | 22.17 | 22.17 | 22.17 | 22.17 | 22.17 | 22.17 | 22.17 | 22.17 | 22.17 | 22.17 | 22.17 | 22.17 | 22.17 | 22.17 | 22.17 | 22.17 | 22.17 | 22.17 | 22.17 | 22.17 | 22.17 | 22.17 | 22.17 | 0 | 0 | 0 | 0 | 0 | 1.0165 | 1.0133 | 1.0104 | 1.0078 | 1.0052 | 1.0033 | 1.0016 | 1.0002 | 0.99894 | 0.99793 | 0.99717 | 0.99664 | 0.99628 | 0.99604 | 0.99585 | 0.9958 | 0.99573 | 0.99562 | 0.99547 | 0.9953 | 0.99623 | 0.99709 | 0.99789 | 1.0203 | 1.0203 | 1.0203 | 0.002878 | 0.0053428 | 0.012316 | 0.024377 | 0.042296 | 0.065358 | 0.090891 | 0.115 | 0.13348 | 0.14297 | 0.14234 | 0.13228 | 0.11532 | 0.094645 | 0.073353 | 0.053888 | 0.037611 | 0.025001 | 0.015865 | 0.011178 | 0.012143 | 0.024119 | 0.041989 | 0.066464 | 0.092584 | 0.11731 | 0.002878 | 0.0082118 | 0.020504 | 0.044828 | 0.08701 | 0.1522 | 0.24284 | 0.35749 | 0.49053 | 0.63301 | 0.77487 | 0.90674 | 1.0217 | 1.1161 | 1.1893 | 1.2431 | 1.2806 | 1.3055 | 1.3183 | 1.324 | 1.3253 | 1.3264 | 1.3275 | 0 | 0 | 0 | 2.8313 | 5.2727 | 12.1888 | 24.1893 | 42.0775 | 65.1432 | 90.7438 | 114.9828 | 133.6239 | 143.2646 | 142.7459 | 132.7306 | 115.7549 | 95.0209 | 73.659 | 54.1148 | 37.7719 | 25.1113 | 15.9369 | 11.2304 | 12.1888 | 24.1893 | 42.0775 | 65.1432 | 90.7438 | 114.9828 | 2.8313 | 8.104 | 20.2928 | 44.4822 | 86.5597 | 151.7029 | 242.4467 | 357.4295 | 491.0534 | 634.3179 | 777.0638 | 909.7944 | 1025.5493 | 1120.5702 | 1194.2293 | 1248.3441 | 1286.116 | 1311.2273 | 1324.3328 | 1330.2905 | 1330.2905 | 1330.2905 | 1330.2905 | 1330.2905 | 1330.2905 | 1330.2905 | 0.0024477 | 0.0045461 | 0.010484 | 0.020759 | 0.036032 | 0.055694 | 0.077472 | 0.098044 | 0.11382 | 0.12193 | 0.12141 | 0.11284 | 0.098377 | 0.080739 | 0.062578 | 0.045972 | 0.032086 | 0.021329 | 0.013535 | 0.0095365 | 0.010359 | 0.020572 | 0.03581 | 0.056495 | 0.078696 | 0.099717 | 0.0024477 | 0.0069872 | 0.017454 | 0.038174 | 0.074124 | 0.1297 | 0.20699 | 0.30478 | 0.41828 | 0.53985 | 0.66091 | 0.77345 | 0.87159 | 0.95215 | 1.0146 | 1.0605 | 1.0925 | 1.1137 | 1.1247 | 1.1296 | 1.1305 | 1.1314 | 1.1321 | 0 | 0 | 0 | 2.4066 | 4.4818 | 10.3605 | 20.5609 | 35.7659 | 55.3717 | 77.1322 | 97.7354 | 113.5803 | 121.7749 | 121.334 | 112.821 | 98.3917 | 80.7678 | 62.6102 | 45.9976 | 32.1061 | 21.3446 | 13.5463 | 9.5458 | 10.3605 | 20.5609 | 35.7659 | 55.3717 | 77.1322 | 97.7354 | 2.4066 | 6.8884 | 17.2489 | 37.8098 | 73.5757 | 128.9474 | 206.0797 | 303.8151 | 417.3954 | 539.1702 | 660.5042 | 773.3252 | 871.7169 | 952.4847 | 1015.0949 | 1061.0925 | 1093.1986 | 1114.5432 | 1125.6829 | 1130.7469 | 1130.7469 | 1130.7469 | 1130.7469 | 1130.7469 | 1130.7469 | 1130.7469 | 0 | 0 | 0 | 0 | 0 | 0 | 0 | 0 | 0 | 0 | 0 | 0 | 0 | 0 | 0 | 0 | 0 | 0 | 0 | 0 | 0 | 0 | 0 | 0 | 0 | 0 | 0 | 0 | 0 | 0 | 0 | 0 | 0 | 0 | 0 | 0 | 0 | 0 | 0 | 0 | 0 | 0 | 0 | 0 | 0 | 0 | 0 | 0 | 0 | 0 | 0 | 0 | 0 | 0 | 0 | 0 | 0 | 0 | 0 | 0 | 0 | 0 | 0 | 0 | 0 | 0 | 0 | 0 | 0 | 0 | 0 | 0 | 0 | 0 | 0 | 0 | 0 | 0 | 0 | 0 | 0 | 0 | 0 | 0 | 0 | 0 | 0 | 0 | 0 | 0 | 0 | 0 | 0 | 0 | 0 | 0 | 0 | 0 | 0 | 0 | 0 | 0 | 0 | 0 | 0 | 0 | 0 | 0 | 0 | 0 | 0 | 0 | 0 | 0 | 0 | 0 | 0 | 0 | 0 | 0 | 0 | 0 | 0 | 0 | 0 | 0 | 0 | 0 | 0 | 0 | 0 | 0 | 0 | 0 | 0 | 0 | 0 | 0 | 0 | 0 | 0 | 0 | 0 | 0 | 0 | 0 | 0 | 0 | 0 | 0 | 0 | 0 | 0 | 0 | 0 | 0 | 0 | 0 | 0 | 0 | 0 | 0 | 0 | 0 | 0 | 0 | 0 | 0 | 0 | 0 | 0 | 0 | 0 | 0 | 0 | 0 | 0 | 0 | 0 | 0 | 0 | 0 | 0 | 0 | 0 | 0 | 0 | 0 | 0 | 0 | 0 | 0 | 0 | 0 | 0 | 0 | 0 | 0 | 0 | 0 | 0 | 0 | 0 | 0 | 0 | 0 | 0 | 0 | 2075.7616 | 2075.7616 | 2075.7616 | 2075.7616 | 2075.7616 | 2075.7616 | 2075.7616 | 2075.7616 | 2075.7616 | 2075.7616 | 2075.7616 | 2075.7616 | 2075.7616 | 2075.7616 | 2075.7616 | 2075.7616 | 2075.7616 | 2075.7616 | 2075.7616 | 2075.7616 | 2075.7616 | 2075.7616 | 2075.7616 | 2075.7616 | 2075.7616 | 2075.7616 | 1539.3962 | 1539.3962 | 1539.3962 | 1539.3962 | 1539.3962 | 1539.3962 | 1539.3962 | 1539.3962 | 1539.3962 | 1539.3962 | 1539.3962 | 1539.3962 | 1539.3962 | 1539.3962 | 1539.3962 | 1539.3962 | 1539.3962 | 1539.3962 | 1539.3962 | 1539.3962 | 1539.3962 | 1539.3962 | 1539.3962 | 1539.3962 | 1539.3962 | 1539.3962
WA_Industrial_Instruments_New_Space Heating_Natural Gas_HVAC - Demand Controlled Ventilation_A | WA | Industrial | Instruments | New | Space Heating | Natural Gas | HVAC - Demand Controlled Ventilation | A | IM537 | Constant ventilation | DCV enabled | 6 | 0.041334 | 0 | 0 | 0.29 | 0.01 | 0 | 0 | 0.14435 |  | sqft | 55% | 75% | Retrofit | RetroEven20 | 76.5% | TBD | 0.2% | 0 |  | 0 |  | 0 | IL TRM v11 - 4.4.19 - Demand Controlled Ventilation - CI-HVC-DCV-V06-220101 | IL TRM v11 - 4.4.19 - Demand Controlled Ventilation - CI-HVC-DCV-V06-220101 | IL TRM v11 - 4.4.19 - Demand Controlled Ventilation - CI-HVC-DCV-V06-220101 | Constant ventilation | Constant ventilation | Constant ventilation | Constant ventilation | Constant ventilation | Constant ventilation | Constant ventilation | Constant ventilation | Constant ventilation | Constant ventilation | Constant ventilation | Constant ventilation | Constant ventilation | Constant ventilation | Constant ventilation | Constant ventilation | Constant ventilation | Constant ventilation | Constant ventilation | Constant ventilation | Constant ventilation | Constant ventilation | Constant ventilation | Constant ventilation | Constant ventilation | Constant ventilation | Constant ventilation | Constant ventilation | Constant ventilation | Constant ventilation | Constant ventilation | DCV enabled | DCV enabled | DCV enabled | DCV enabled | DCV enabled | DCV enabled | DCV enabled | DCV enabled | DCV enabled | DCV enabled | DCV enabled | DCV enabled | DCV enabled | DCV enabled | DCV enabled | DCV enabled | DCV enabled | DCV enabled | DCV enabled | DCV enabled | DCV enabled | DCV enabled | DCV enabled | DCV enabled | DCV enabled | DCV enabled | DCV enabled | DCV enabled | DCV enabled | DCV enabled | DCV enabled | 0.29 | 0.29 | 0.29 | 0.29 | 0.29 | 0.29 | 0.29 | 0.29 | 0.29 | 0.29 | 0.29 | 0.29 | 0.29 | 0.29 | 0.29 | 0.29 | 0.29 | 0.29 | 0.29 | 0.29 | 0.29 | 0.29 | 0.29 | 0.29 | 0.29 | 0.29 | 0.29 | 0.29 | 0.29 | 0.29 | 0.29 | 0 | 0 | 0 | 0 | 0 | 0 | 0 | 0 | 0 | 0 | 0 | 0 | 0 | 0 | 0 | 0 | 0 | 0 | 0 | 0 | 0 | 0 | 0 | 0 | 0 | 0 | 0 | 0 | 0 | 0 | 0 | 0 | 0 | 0 | 0 | 0 | 0 | 0 | 0 | 0 | 0 | 0 | 0 | 0 | 0 | 0 | 0 | 0 | 0 | 0 | 0 | 0 | 0 | 0 | 0 | 0 | 0 | 0 | 0 | 0 | 0 | 0 | 0 | 0 | 0 | 0 | 0 | 0 | 0 | 0 | 0 | 0 | 0 | 0 | 0 | 0 | 0 | 0 | 0 | 0 | 0 | 0 | 0 | 0 | 0 | 0 | 0 | 0 | 0 | 0 | 0 | 0 | 0 | 0 | 0 | 0 | 0 | 0 | 0 | 0 | 0 | 0 | 0 | 0 | 0 | 0 | 0 | 0 | 0 | 0 | 0 | 0 | 0 | 0 | 0 | 0 | 0 | 0 | 0 | 0 | 0 | 0 | 0 | 0 | 0 | 0 | 0 | 0 | 0 | 0 | 0 | 0 | 0 | 0 | 0 | 0 | 0 | 0 | 0 | 0 | 0 | 0 | 0 | 0 | 0 | 0 | 0 | 0 | 0 | 0 | 0 | 0 | 0 | 0 | 0 | 0 | 0 | 0 | 0 | 0 | 0 | 0 | 0 | 0 | 0 | 0 | 0 | 0 | 0 | 0 | 0 | 0 | 0 | 0 | 0 | 0 | 0 | 0 | 0 | 0 | 0 | 0 | 0 | 0 | 0 | 0 | 0 | 0 | 0 | 0 | 0 | 0 | 0 | 0 | 0 | 0 | 0 | 0 | 0 | 0 | 0 | 0 | 0 | 0 | 0 | 0 | 0 | 0 | 0 | 0 | 0 | 0 | 0 | 0 | 0 | 0 | 0 | 0 | 0 | 0 | 0 | 0 | 0 | 0 | 0 | 0 | 0 | 0 | 0 | 0 | 0 | 0 | 0 | 0 | 0 | 0 | 0 | 0 | 0 | 0 | 0 | 0 | 0 | 0 | 0 | 0 | 0 | 0 | 0 | 0 | 0 | 0 | 0 | 0 | 0 | 0 | 0 | 0 | 0 | 0 | 0 | 0 | 0 | 0 | 0 | 0 | 0 | 0 | 0 | 0 | 0 | 0 | 0 | 0 | 0 | 0 | 0 | 0 | 0 | 0 | 0 | 0 | 0 | 0 | 0 | 0 | 0 | 0 | 0 | 0 | 0 | 0 | 0 | 0 | 0 | 0 | 0 | 0 | 0 | 0 | 0 | 0 | 0 | 0 | 0 | 0 | 0 | 0 | 0 | 0 | 0 | 0 | 0 | 0 | 0 | 0 | 0 | 0 | 0 | 0 | 0 | 0 | 0 | 0 | 0 | 0 | 0 | 0 | 0 | 0 | 0 | 0 | 0 | 0 | 0 | 0 | 0 | 0 | 0 | 0 | 0 | 0 | 0 | 0 | 0 | 0 | 0 | 0 | 0 | 0 | 0 | 0 | 0 | 0 | 0 | 0 | 0 | 0 | 0 | 0 | 0 | 0 | 0 | 0 | 0 | 0 | 0 | 0 | 0 | 0 | 0 | 0 | 0 | 0 | 0 | 0 | 0 | 0 | 0 | 0 | 0 | 0 | 0 | 0 | 0 | 0 | 0 | 0 | 0 | 0 | 0 | 0 | 0 | 0 | 0 | 0 | 0 | 0 | 0 | 0 | 0 | 0 | 0 | 0 | 0 | 0 | 0 | 0 | 0 | 0 | 0 | 0 | 0 | 0 | 0 | 0 | 0 | 0 | 0 | 0 | 0 | 0 | 0 | 0 | 0 | 0 | 0 | 0 | 0 | 0 | 0 | 0 | 0 | 0 | 0 | 0 | 0 | 0 | 0 | 0 | 0 | 0 | 0 | 0 | 0 | 0 | 0 | 0 | 0 | 0 | 0 | 0 | 0 | 0 | 0 | 0 | 0 | 0 | 0 | 0 | 0 | 0 | 0 | 0 | 0 | 0 | 0 | 0 | 0 | 0 | 0 | 0 | 0 | 0 | 0 | 0 | 0 | 0 | 0 | 0 | 0 | 0 | 0 | 0 | 0 | 0 | 0 | 0 | 0 | 0 | 0 | 0 | 0 | 0 | 0 | 0 | 0 | 0 | 0
WA_Industrial_Instruments_New_Space Heating_Natural Gas_Gas Boiler - Stack Economizer_A | WA | Industrial | Instruments | New | Space Heating | Natural Gas | Gas Boiler - Stack Economizer | A | IM538 | None | Economizer installed | 15 | 3.9279 | 0 | 0 | 0.52 | 0 | 0 | 0 | 0.2608 |  | sqft | 15% | 55% | Retrofit | Retro12Med | 84.73% | TBD | 0.2% | 16.1459 |  | 12.276 |  | 0 | IL TRM - 4.4.28 - CI-HVC-BECO-V02-210101 | XCEL CO 2019-2020 DSM Plan | IL TRM - 4.4.28 - CI-HVC-BECO-V02-210101 | None | None | None | None | None | None | None | None | None | None | None | None | None | None | None | None | None | None | None | None | None | None | None | None | None | None | None | None | None | None | None | Economizer installed | Economizer installed | Economizer installed | Economizer installed | Economizer installed | Economizer installed | Economizer installed | Economizer installed | Economizer installed | Economizer installed | Economizer installed | Economizer installed | Economizer installed | Economizer installed | Economizer installed | Economizer installed | Economizer installed | Economizer installed | Economizer installed | Economizer installed | Economizer installed | Economizer installed | Economizer installed | Economizer installed | Economizer installed | Economizer installed | Economizer installed | Economizer installed | Economizer installed | Economizer installed | Economizer installed | 0.52 | 0.52 | 0.52 | 0.52 | 0.52 | 0.52 | 0.52 | 0.52 | 0.52 | 0.52 | 0.52 | 0.52 | 0.52 | 0.52 | 0.52 | 0.52 | 0.52 | 0.52 | 0.52 | 0.52 | 0.52 | 0.52 | 0.52 | 0.52 | 0.52 | 0.52 | 0.52 | 0.52 | 0.52 | 0.52 | 0.52 | 0 | 0 | 0 | 0 | 0 | 0 | 0 | 0 | 0 | 0 | 0 | 0 | 0 | 0 | 0 | 0 | 0 | 0 | 0 | 0 | 0 | 0 | 0 | 0 | 0 | 0 | 0 | 0 | 0 | 0 | 0 | 0 | 0 | 0 | 0 | 0 | 0 | 0 | 0 | 0 | 0 | 0 | 0 | 0 | 0 | 0 | 0 | 0 | 0 | 0 | 0 | 0 | 0 | 0 | 0 | 0 | 0 | 0 | 0 | 0 | 0 | 0 | 0 | 0 | 0 | 0 | 0 | 0 | 0 | 0 | 0 | 0 | 0 | 0 | 0 | 0 | 0 | 0 | 0 | 0 | 0 | 0 | 0 | 0 | 0 | 0 | 0 | 0 | 0 | 0 | 0 | 0 | 0 | 0 | 0 | 0 | 0 | 0 | 0 | 0 | 0 | 0 | 0 | 0 | 0 | 0 | 0 | 0 | 0 | 0 | 0 | 0 | 0 | 0 | 0 | 0 | 0 | 0 | 0 | 0 | 0 | 0 | 0 | 0 | 0 | 0 | 0 | 0 | 0 | 0 | 0 | 0 | 0 | 0 | 0 | 0 | 0 | 0 | 0 | 0 | 0 | 0 | 0 | 0 | 0 | 0 | 0 | 0 | 0 | 0 | 0 | 0 | 0 | 0 | 0 | 0 | 0 | 0 | 0 | 0 | 0 | 0 | 0 | 0 | 0 | 0 | 0 | 0 | 0 | 0 | 0 | 0 | 0 | 0 | 0 | 0 | 0 | 0 | 0 | 0 | 0 | 0 | 0 | 0 | 0 | 0 | 0 | 0 | 0 | 0 | 0 | 0 | 0 | 0 | 0 | 0 | 0 | 0 | 0 | 0 | 0 | 0 | 0 | 0 | 0 | 0 | 0 | 0 | 0 | 0 | 0 | 0 | 0 | 0 | 0 | 0 | 0 | 0 | 0 | 0 | 0 | 0 | 0 | 0 | 0 | 0 | 0 | 0 | 0 | 0 | 0 | 0 | 0 | 0 | 0 | 0 | 0 | 0 | 0 | 0 | 0 | 0 | 0 | 0 | 0 | 0 | 0 | 0 | 0 | 0 | 0 | 0 | 0 | 0 | 0 | 0 | 0 | 0 | 0 | 0 | 0 | 0 | 0 | 0 | 0 | 0 | 0 | 0 | 0 | 0 | 0 | 0 | 0 | 0 | 0 | 0 | 0 | 0 | 0 | 0 | 0 | 0 | 0 | 0 | 0 | 0 | 0 | 0 | 0 | 0 | 0 | 0 | 0 | 0 | 0 | 0 | 0 | 0 | 0 | 0 | 0 | 0 | 0 | 0 | 0 | 0 | 0 | 0 | 0 | 0 | 0 | 0 | 0 | 0 | 0 | 0 | 0 | 0 | 0 | 0 | 0 | 0 | 0 | 0 | 0 | 0 | 0 | 0 | 0 | 0 | 0 | 0 | 0 | 0 | 0 | 0 | 0 | 0 | 0 | 0 | 0 | 0 | 0 | 0 | 0 | 0 | 0 | 0 | 0 | 0 | 0 | 0 | 0 | 0 | 0 | 0 | 0 | 0 | 0 | 0 | 0 | 0 | 0 | 0 | 0 | 0 | 0 | 0 | 0 | 0 | 0 | 0 | 0 | 0 | 0 | 0 | 0 | 0 | 0 | 0 | 0 | 0 | 0 | 0 | 0 | 0 | 0 | 0 | 0 | 0 | 0 | 0 | 0 | 0 | 0 | 0 | 0 | 0 | 0 | 0 | 0 | 0 | 0 | 0 | 0 | 0 | 0 | 0 | 0 | 0 | 0 | 0 | 0 | 0 | 0 | 0 | 0 | 0 | 0 | 0 | 0 | 0 | 0 | 0 | 0 | 0 | 0 | 0 | 0 | 0 | 0 | 0 | 0 | 0 | 0 | 0 | 0 | 0 | 0 | 0 | 0 | 0 | 0 | 0 | 0 | 0 | 0 | 16.1459 | 16.1459 | 16.1459 | 16.1459 | 16.1459 | 16.1459 | 16.1459 | 16.1459 | 16.1459 | 16.1459 | 16.1459 | 16.1459 | 16.1459 | 16.1459 | 16.1459 | 16.1459 | 16.1459 | 16.1459 | 16.1459 | 16.1459 | 16.1459 | 16.1459 | 16.1459 | 16.1459 | 16.1459 | 16.1459 | 12.276 | 12.276 | 12.276 | 12.276 | 12.276 | 12.276 | 12.276 | 12.276 | 12.276 | 12.276 | 12.276 | 12.276 | 12.276 | 12.276 | 12.276 | 12.276 | 12.276 | 12.276 | 12.276 | 12.276 | 12.276 | 12.276 | 12.276 | 12.276 | 12.276 | 12.276
WA_Industrial_Instruments_New_Process_Natural Gas_Gas Boiler - Stack Economizer_A | WA | Industrial | Instruments | New | Process | Natural Gas | Gas Boiler - Stack Economizer | A | IM539 | None | Economizer installed | 15 | 3.3775 | 0 | 0 | 0.52 | 0 | 0 | 0 | 0.2608 |  | sqft | 15% | 55% | Retrofit | Retro12Med | 84.73% | TBD | 0.2% | 16.1459 |  | 12.276 |  | 0.17551 | IL TRM - 4.4.28 - CI-HVC-BECO-V02-210101 | XCEL CO 2019-2020 DSM Plan | IL TRM - 4.4.29 - CI-HVC-PECO-V01-150601 | None | None | None | None | None | None | None | None | None | None | None | None | None | None | None | None | None | None | None | None | None | None | None | None | None | None | None | None | None | None | None | Economizer installed | Economizer installed | Economizer installed | Economizer installed | Economizer installed | Economizer installed | Economizer installed | Economizer installed | Economizer installed | Economizer installed | Economizer installed | Economizer installed | Economizer installed | Economizer installed | Economizer installed | Economizer installed | Economizer installed | Economizer installed | Economizer installed | Economizer installed | Economizer installed | Economizer installed | Economizer installed | Economizer installed | Economizer installed | Economizer installed | Economizer installed | Economizer installed | Economizer installed | Economizer installed | Economizer installed | 0.52 | 0.52 | 0.52 | 0.52 | 0.52 | 0.52 | 0.52 | 0.52 | 0.52 | 0.52 | 0.52 | 0.52 | 0.52 | 0.52 | 0.52 | 0.52 | 0.52 | 0.52 | 0.52 | 0.52 | 0.52 | 0.52 | 0.52 | 0.52 | 0.52 | 0.52 | 0.52 | 0.52 | 0.52 | 0.52 | 0.52 | 0 | 0 | 0 | 0 | 0 | 3.3769 | 3.3765 | 3.3764 | 3.3765 | 3.3766 | 3.3767 | 3.3768 | 3.3768 | 3.3769 | 3.3769 | 3.3769 | 3.377 | 3.377 | 3.377 | 3.377 | 3.3771 | 3.3771 | 3.3771 | 3.3771 | 3.3771 | 3.3771 | 3.3772 | 3.3772 | 3.3775 | 3.3775 | 3.3775 | 0.094515 | 0.11196 | 0.12941 | 0.14676 | 0.16412 | 0.16334 | 0.14302 | 0.12427 | 0.10728 | 0.09202 | 0.07859 | 0.066813 | 0.056604 | 0.047793 | 0.040224 | 0.094521 | 0.11198 | 0.12943 | 0.14678 | 0.16414 | 0.16336 | 0.14304 | 0.12428 | 0.1073 | 0.092036 | 0.078603 | 0.094515 | 0.20647 | 0.33587 | 0.48263 | 0.64676 | 0.81012 | 0.95316 | 1.0774 | 1.1847 | 1.2768 | 1.3554 | 1.4222 | 1.4788 | 1.5266 | 1.5669 | 1.5669 | 1.5669 | 1.5669 | 1.5669 | 1.5669 | 1.5669 | 1.5669 | 1.5669 | 0 | 0 | 0 | 27.9891 | 33.1594 | 38.3269 | 43.464 | 48.6038 | 48.3731 | 42.3551 | 36.8015 | 31.7703 | 27.25 | 23.2726 | 19.7849 | 16.7615 | 14.1523 | 11.911 | 27.9891 | 33.1594 | 38.3269 | 43.464 | 48.6038 | 48.3731 | 42.3551 | 36.8015 | 31.7703 | 27.25 | 23.2726 | 27.9891 | 61.1485 | 99.4755 | 142.9394 | 191.5432 | 239.9163 | 282.2714 | 319.0729 | 350.8432 | 378.0932 | 401.3657 | 421.1506 | 437.9121 | 452.0644 | 463.9755 | 463.9755 | 463.9755 | 463.9755 | 463.9755 | 463.9755 | 463.9755 | 463.9755 | 463.9755 | 463.9755 | 463.9755 | 463.9755 | 0.08034 | 0.095173 | 0.11 | 0.12475 | 0.1395 | 0.13884 | 0.12157 | 0.10563 | 0.091194 | 0.078219 | 0.066803 | 0.056792 | 0.048114 | 0.040625 | 0.034191 | 0.080344 | 0.095186 | 0.11002 | 0.12477 | 0.13952 | 0.13886 | 0.12159 | 0.10564 | 0.091208 | 0.078231 | 0.066812 | 0.08034 | 0.17551 | 0.2855 | 0.41026 | 0.54977 | 0.68863 | 0.81021 | 0.91586 | 1.0071 | 1.0853 | 1.1521 | 1.2089 | 1.257 | 1.2977 | 1.3319 | 1.3319 | 1.3319 | 1.3319 | 1.3319 | 1.3319 | 1.3319 | 1.3319 | 1.3319 | 0 | 0 | 0 | 23.7907 | 28.1855 | 32.5779 | 36.9444 | 41.3132 | 41.1171 | 36.0019 | 31.2812 | 27.0048 | 23.1625 | 19.7817 | 16.8172 | 14.2473 | 12.0295 | 10.1244 | 23.7907 | 28.1855 | 32.5779 | 36.9444 | 41.3132 | 41.1171 | 36.0019 | 31.2812 | 27.0048 | 23.1625 | 19.7817 | 23.7907 | 51.9762 | 84.5541 | 121.4985 | 162.8117 | 203.9288 | 239.9307 | 271.2119 | 298.2167 | 321.3792 | 341.1609 | 357.978 | 372.2253 | 384.2548 | 394.3792 | 394.3792 | 394.3792 | 394.3792 | 394.3792 | 394.3792 | 394.3792 | 394.3792 | 394.3792 | 394.3792 | 394.3792 | 394.3792 | 0.08034 | 0.095173 | 0.11 | 0.12475 | 0.1395 | 0.13884 | 0.12157 | 0.10563 | 0.091194 | 0.078219 | 0.066803 | 0.056792 | 0.048114 | 0.040625 | 0.034191 | 0.080344 | 0.095186 | 0.11002 | 0.12477 | 0.13952 | 0.13886 | 0.12159 | 0.10564 | 0.091208 | 0.078231 | 0.066812 | 0.08034 | 0.17551 | 0.2855 | 0.41026 | 0.54977 | 0.68863 | 0.81021 | 0.91586 | 1.0071 | 1.0853 | 1.1521 | 1.2089 | 1.257 | 1.2977 | 1.3319 | 1.3319 | 1.3319 | 1.3319 | 1.3319 | 1.3319 | 1.3319 | 1.3319 | 1.3319 | 0 | 0 | 0 | 23.7907 | 28.1855 | 32.5779 | 36.9444 | 41.3132 | 41.1171 | 36.0019 | 31.2812 | 27.0048 | 23.1625 | 19.7817 | 16.8172 | 14.2473 | 12.0295 | 10.1244 | 23.7907 | 28.1855 | 32.5779 | 36.9444 | 41.3132 | 41.1171 | 36.0019 | 31.2812 | 27.0048 | 23.1625 | 19.7817 | 23.7907 | 51.9762 | 84.5541 | 121.4985 | 162.8117 | 203.9288 | 239.9307 | 271.2119 | 298.2167 | 321.3792 | 341.1609 | 357.978 | 372.2253 | 384.2548 | 394.3792 | 394.3792 | 394.3792 | 394.3792 | 394.3792 | 394.3792 | 394.3792 | 394.3792 | 394.3792 | 394.3792 | 394.3792 | 394.3792 | 0.08034 | 0.095173 | 0.11 | 0.12475 | 0.1395 | 0.13884 | 0.12157 | 0.10563 | 0.091194 | 0.078219 | 0.066803 | 0.056792 | 0.048114 | 0.040625 | 0.034191 | 0.080344 | 0.095186 | 0.11002 | 0.12477 | 0.13952 | 0.13886 | 0.12159 | 0.10564 | 0.091208 | 0.078231 | 0.066812 | 0.08034 | 0.17551 | 0.2855 | 0.41026 | 0.54977 | 0.68863 | 0.81021 | 0.91586 | 1.0071 | 1.0853 | 1.1521 | 1.2089 | 1.257 | 1.2977 | 1.3319 | 1.3319 | 1.3319 | 1.3319 | 1.3319 | 1.3319 | 1.3319 | 1.3319 | 1.3319 | 0 | 0 | 0 | 23.7907 | 28.1855 | 32.5779 | 36.9444 | 41.3132 | 41.1171 | 36.0019 | 31.2812 | 27.0048 | 23.1625 | 19.7817 | 16.8172 | 14.2473 | 12.0295 | 10.1244 | 23.7907 | 28.1855 | 32.5779 | 36.9444 | 41.3132 | 41.1171 | 36.0019 | 31.2812 | 27.0048 | 23.1625 | 19.7817 | 23.7907 | 51.9762 | 84.5541 | 121.4985 | 162.8117 | 203.9288 | 239.9307 | 271.2119 | 298.2167 | 321.3792 | 341.1609 | 357.978 | 372.2253 | 384.2548 | 394.3792 | 394.3792 | 394.3792 | 394.3792 | 394.3792 | 394.3792 | 394.3792 | 394.3792 | 394.3792 | 394.3792 | 394.3792 | 394.3792 | 16.1459 | 16.1459 | 16.1459 | 16.1459 | 16.1459 | 16.1459 | 16.1459 | 16.1459 | 16.1459 | 16.1459 | 16.1459 | 16.1459 | 16.1459 | 16.1459 | 16.1459 | 16.1459 | 16.1459 | 16.1459 | 16.1459 | 16.1459 | 16.1459 | 16.1459 | 16.1459 | 16.1459 | 16.1459 | 16.1459 | 12.276 | 12.276 | 12.276 | 12.276 | 12.276 | 12.276 | 12.276 | 12.276 | 12.276 | 12.276 | 12.276 | 12.276 | 12.276 | 12.276 | 12.276 | 12.276 | 12.276 | 12.276 | 12.276 | 12.276 | 12.276 | 12.276 | 12.276 | 12.276 | 12.276 | 12.276
WA_Industrial_Instruments_New_Space Heating_Natural Gas_Gas Furnace Tube Inserts_A | WA | Industrial | Instruments | New | Space Heating | Natural Gas | Gas Furnace Tube Inserts | A | IM540 | None | Tube inserts installed | 5 | 0.077933 | 0 | 0 | 0.02 | 0 | 0 | 0 | 0.0086 |  | sqft | 0% | 0% | Retrofit | Retro3Slow | 83.58% | TBD | 0.2% | 0 |  | 0 |  | 0 | WI TRM - Radiant Tube Inserts, 2507 | WI TRM - Radiant Tube Inserts, 2507 | WI TRM - Radiant Tube Inserts, 2507 | None | None | None | None | None | None | None | None | None | None | None | None | None | None | None | None | None | None | None | None | None | None | None | None | None | None | None | None | None | None | None | Tube inserts installed | Tube inserts installed | Tube inserts installed | Tube inserts installed | Tube inserts installed | Tube inserts installed | Tube inserts installed | Tube inserts installed | Tube inserts installed | Tube inserts installed | Tube inserts installed | Tube inserts installed | Tube inserts installed | Tube inserts installed | Tube inserts installed | Tube inserts installed | Tube inserts installed | Tube inserts installed | Tube inserts installed | Tube inserts installed | Tube inserts installed | Tube inserts installed | Tube inserts installed | Tube inserts installed | Tube inserts installed | Tube inserts installed | Tube inserts installed | Tube inserts installed | Tube inserts installed | Tube inserts installed | Tube inserts installed | 0.02 | 0.02 | 0.02 | 0.02 | 0.02 | 0.02 | 0.02 | 0.02 | 0.02 | 0.02 | 0.02 | 0.02 | 0.02 | 0.02 | 0.02 | 0.02 | 0.02 | 0.02 | 0.02 | 0.02 | 0.02 | 0.02 | 0.02 | 0.02 | 0.02 | 0.02 | 0.02 | 0.02 | 0.02 | 0.02 | 0.02 | 0 | 0 | 0 | 0 | 0 | 0 | 0 | 0 | 0 | 0 | 0 | 0 | 0 | 0 | 0 | 0 | 0 | 0 | 0 | 0 | 0 | 0 | 0 | 0 | 0 | 0 | 0 | 0 | 0 | 0 | 0 | 0 | 0 | 0 | 0 | 0 | 0 | 0 | 0 | 0 | 0 | 0 | 0 | 0 | 0 | 0 | 0 | 0 | 0 | 0 | 0 | 0 | 0 | 0 | 0 | 0 | 0 | 0 | 0 | 0 | 0 | 0 | 0 | 0 | 0 | 0 | 0 | 0 | 0 | 0 | 0 | 0 | 0 | 0 | 0 | 0 | 0 | 0 | 0 | 0 | 0 | 0 | 0 | 0 | 0 | 0 | 0 | 0 | 0 | 0 | 0 | 0 | 0 | 0 | 0 | 0 | 0 | 0 | 0 | 0 | 0 | 0 | 0 | 0 | 0 | 0 | 0 | 0 | 0 | 0 | 0 | 0 | 0 | 0 | 0 | 0 | 0 | 0 | 0 | 0 | 0 | 0 | 0 | 0 | 0 | 0 | 0 | 0 | 0 | 0 | 0 | 0 | 0 | 0 | 0 | 0 | 0 | 0 | 0 | 0 | 0 | 0 | 0 | 0 | 0 | 0 | 0 | 0 | 0 | 0 | 0 | 0 | 0 | 0 | 0 | 0 | 0 | 0 | 0 | 0 | 0 | 0 | 0 | 0 | 0 | 0 | 0 | 0 | 0 | 0 | 0 | 0 | 0 | 0 | 0 | 0 | 0 | 0 | 0 | 0 | 0 | 0 | 0 | 0 | 0 | 0 | 0 | 0 | 0 | 0 | 0 | 0 | 0 | 0 | 0 | 0 | 0 | 0 | 0 | 0 | 0 | 0 | 0 | 0 | 0 | 0 | 0 | 0 | 0 | 0 | 0 | 0 | 0 | 0 | 0 | 0 | 0 | 0 | 0 | 0 | 0 | 0 | 0 | 0 | 0 | 0 | 0 | 0 | 0 | 0 | 0 | 0 | 0 | 0 | 0 | 0 | 0 | 0 | 0 | 0 | 0 | 0 | 0 | 0 | 0 | 0 | 0 | 0 | 0 | 0 | 0 | 0 | 0 | 0 | 0 | 0 | 0 | 0 | 0 | 0 | 0 | 0 | 0 | 0 | 0 | 0 | 0 | 0 | 0 | 0 | 0 | 0 | 0 | 0 | 0 | 0 | 0 | 0 | 0 | 0 | 0 | 0 | 0 | 0 | 0 | 0 | 0 | 0 | 0 | 0 | 0 | 0 | 0 | 0 | 0 | 0 | 0 | 0 | 0 | 0 | 0 | 0 | 0 | 0 | 0 | 0 | 0 | 0 | 0 | 0 | 0 | 0 | 0 | 0 | 0 | 0 | 0 | 0 | 0 | 0 | 0 | 0 | 0 | 0 | 0 | 0 | 0 | 0 | 0 | 0 | 0 | 0 | 0 | 0 | 0 | 0 | 0 | 0 | 0 | 0 | 0 | 0 | 0 | 0 | 0 | 0 | 0 | 0 | 0 | 0 | 0 | 0 | 0 | 0 | 0 | 0 | 0 | 0 | 0 | 0 | 0 | 0 | 0 | 0 | 0 | 0 | 0 | 0 | 0 | 0 | 0 | 0 | 0 | 0 | 0 | 0 | 0 | 0 | 0 | 0 | 0 | 0 | 0 | 0 | 0 | 0 | 0 | 0 | 0 | 0 | 0 | 0 | 0 | 0 | 0 | 0 | 0 | 0 | 0 | 0 | 0 | 0 | 0 | 0 | 0 | 0 | 0 | 0 | 0 | 0 | 0 | 0 | 0 | 0 | 0 | 0 | 0 | 0 | 0 | 0 | 0 | 0 | 0 | 0 | 0 | 0 | 0 | 0 | 0 | 0 | 0 | 0 | 0 | 0 | 0 | 0 | 0 | 0 | 0 | 0 | 0 | 0 | 0 | 0 | 0 | 0 | 0 | 0 | 0 | 0 | 0 | 0 | 0 | 0 | 0 | 0 | 0 | 0 | 0 | 0 | 0 | 0 | 0 | 0 | 0 | 0 | 0 | 0 | 0 | 0 | 0 | 0 | 0 | 0 | 0 | 0 | 0 | 0 | 0 | 0 | 0 | 0 | 0 | 0 | 0 | 0 | 0 | 0 | 0 | 0 | 0 | 0 | 0 | 0 | 0 | 0 | 0 | 0 | 0
WA_Industrial_Instruments_New_Space Heating_Natural Gas_Space Heating - Heat Recovery Ventilator_A | WA | Industrial | Instruments | New | Space Heating | Natural Gas | Space Heating - Heat Recovery Ventilator | A | IM541 | None | HRV installed | 15 | 0.012707 | 0 | 0 | 0.28 | 0 | 0 | 0 | 0.139 |  | sqft | 5% | 10% | Retrofit | RetroEven20 | 76.5% | TBD | 0.2% | 2487.9248 |  | 1891.6117 |  | 0.0013484 | IL TRM - 4.4.27 - CI-HVC-ERVE-V04-200101 | IL TRM - 4.4.27 - CI-HVC-ERVE-V04-200101 | IL TRM - 4.4.27 - CI-HVC-ERVE-V04-200101 | None | None | None | None | None | None | None | None | None | None | None | None | None | None | None | None | None | None | None | None | None | None | None | None | None | None | None | None | None | None | None | HRV installed | HRV installed | HRV installed | HRV installed | HRV installed | HRV installed | HRV installed | HRV installed | HRV installed | HRV installed | HRV installed | HRV installed | HRV installed | HRV installed | HRV installed | HRV installed | HRV installed | HRV installed | HRV installed | HRV installed | HRV installed | HRV installed | HRV installed | HRV installed | HRV installed | HRV installed | HRV installed | HRV installed | HRV installed | HRV installed | HRV installed | 0.28 | 0.28 | 0.28 | 0.28 | 0.28 | 0.28 | 0.28 | 0.28 | 0.28 | 0.28 | 0.28 | 0.28 | 0.28 | 0.28 | 0.28 | 0.28 | 0.28 | 0.28 | 0.28 | 0.28 | 0.28 | 0.28 | 0.28 | 0.28 | 0.28 | 0.28 | 0.28 | 0.28 | 0.28 | 0.28 | 0.28 | 0 | 0 | 0 | 0 | 0 | 0.012163 | 0.011794 | 0.01152 | 0.011308 | 0.011134 | 0.010991 | 0.010822 | 0.01064 | 0.010456 | 0.010272 | 0.010102 | 0.0099459 | 0.0098937 | 0.0097898 | 0.0097126 | 0.0096583 | 0.0096181 | 0.0096054 | 0.0096093 | 0.0096238 | 0.0096444 | 0.0096643 | 0.0096843 | 0 | 0 | 0 | 0.00072279 | 0.0008303 | 0.00093744 | 0.0010435 | 0.001149 | 0.0012543 | 0.0013517 | 0.0014434 | 0.0015305 | 0.0016121 | 0.0016925 | 0.0017708 | 0.0018654 | 0.0019481 | 0.0020333 | 0.0021221 | 0.0022126 | 0.0023085 | 0.0024079 | 0.0025098 | 0.0011006 | 0.0012071 | 0.0013137 | 0 | 0 | 0 | 0.00072279 | 0.0015311 | 0.0024331 | 0.0034317 | 0.0045281 | 0.0057242 | 0.0069877 | 0.0083137 | 0.0096999 | 0.011141 | 0.01265 | 0.014225 | 0.016016 | 0.017796 | 0.019689 | 0.021127 | 0.022575 | 0.024071 | 0.025602 | 0.027158 | 0.027216 | 0.027272 | 0.027328 | 0 | 0 | 0 | 59.4248 | 70.4022 | 81.3736 | 92.2802 | 103.1928 | 114.1143 | 124.8972 | 135.6506 | 146.3822 | 156.9434 | 167.5449 | 178.0453 | 188.547 | 198.9959 | 209.3516 | 219.7196 | 230.0446 | 240.3296 | 250.577 | 260.7897 | 114.1143 | 124.8972 | 135.6506 | 146.3822 | 156.9434 | 167.5449 | 59.4248 | 129.827 | 211.2006 | 303.4808 | 406.6736 | 520.7879 | 645.6851 | 781.3358 | 927.718 | 1084.6614 | 1252.2062 | 1430.2515 | 1618.7985 | 1817.7944 | 2027.146 | 2187.4407 | 2347.0832 | 2506.0392 | 2664.336 | 2821.9329 | 2821.9329 | 2821.9329 | 2821.9329 | 2821.9329 | 2821.9329 | 2821.9329 | 0.00062788 | 0.00073119 | 0.00083285 | 0.00093221 | 0.0010298 | 0.0011261 | 0.0012156 | 0.0013002 | 0.0013806 | 0.0014559 | 0.0015301 | 0.0016022 | 0.0016749 | 0.0017397 | 0.0018075 | 0.0018792 | 0.0019536 | 0.0020336 | 0.0021166 | 0.0022019 | 0.00096395 | 0.0010558 | 0.0011478 | 0 | 0 | 0 | 0.00062788 | 0.0013484 | 0.0021616 | 0.0030658 | 0.0040584 | 0.0051391 | 0.0062845 | 0.0074891 | 0.0087499 | 0.010062 | 0.011436 | 0.01287 | 0.01438 | 0.015892 | 0.017502 | 0.018709 | 0.019932 | 0.021206 | 0.022505 | 0.023826 | 0.023837 | 0.023855 | 0.023878 | 0 | 0 | 0 | 50.5111 | 59.8419 | 69.1675 | 78.4382 | 87.7139 | 96.9972 | 106.1626 | 115.303 | 124.4249 | 133.4019 | 142.4131 | 151.3385 | 160.265 | 169.1465 | 177.9489 | 186.7616 | 195.5379 | 204.2801 | 212.9905 | 221.6712 | 96.9972 | 106.1626 | 115.303 | 124.4249 | 133.4019 | 142.4131 | 50.5111 | 110.353 | 179.5205 | 257.9587 | 345.6726 | 442.6697 | 548.8324 | 664.1354 | 788.5603 | 921.9622 | 1064.3753 | 1215.7138 | 1375.9787 | 1545.1253 | 1723.0741 | 1859.3246 | 1995.0207 | 2130.1333 | 2264.6856 | 2398.643 | 2398.643 | 2398.643 | 2398.643 | 2398.643 | 2398.643 | 2398.643 | 0 | 0 | 0 | 0 | 0 | 0 | 0 | 0 | 0 | 0 | 0 | 0 | 0 | 0 | 0 | 0 | 0 | 0 | 0 | 0 | 0 | 0 | 0 | 0 | 0 | 0 | 0 | 0 | 0 | 0 | 0 | 0 | 0 | 0 | 0 | 0 | 0 | 0 | 0 | 0 | 0 | 0 | 0 | 0 | 0 | 0 | 0 | 0 | 0 | 0 | 0 | 0 | 0 | 0 | 0 | 0 | 0 | 0 | 0 | 0 | 0 | 0 | 0 | 0 | 0 | 0 | 0 | 0 | 0 | 0 | 0 | 0 | 0 | 0 | 0 | 0 | 0 | 0 | 0 | 0 | 0 | 0 | 0 | 0 | 0 | 0 | 0 | 0 | 0 | 0 | 0 | 0 | 0 | 0 | 0 | 0 | 0 | 0 | 0 | 0 | 0 | 0 | 0 | 0 | 0 | 0 | 0 | 0 | 0 | 0 | 0 | 0 | 0 | 0 | 0 | 0 | 0 | 0 | 0 | 0 | 0 | 0 | 0 | 0 | 0 | 0 | 0 | 0 | 0 | 0 | 0 | 0 | 0 | 0 | 0 | 0 | 0 | 0 | 0 | 0 | 0 | 0 | 0 | 0 | 0 | 0 | 0 | 0 | 0 | 0 | 0 | 0 | 0 | 0 | 0 | 0 | 0 | 0 | 0 | 0 | 0 | 0 | 0 | 0 | 0 | 0 | 0 | 0 | 0 | 0 | 0 | 0 | 0 | 0 | 0 | 0 | 0 | 0 | 0 | 0 | 0 | 0 | 0 | 0 | 0 | 0 | 0 | 0 | 0 | 0 | 0 | 0 | 0 | 0 | 0 | 0 | 0 | 0 | 0 | 0 | 0 | 0 | 0 | 0 | 0 | 0 | 0 | 0 | 2355.083 | 2385.9065 | 2408.918 | 2426.6685 | 2440.8591 | 2452.4661 | 2466.1852 | 2480.7518 | 2495.2875 | 2509.5065 | 2520.7931 | 2529.7575 | 2536.9287 | 2548.3739 | 2556.8434 | 2563.0002 | 2567.8406 | 2567.8406 | 2567.8406 | 2567.8406 | 2567.8406 | 2567.8406 | 2567.8406 | 0 | 0 | 0 | 1790.6098 | 1814.0455 | 1831.5415 | 1845.0375 | 1855.8269 | 1864.6519 | 1875.0827 | 1886.1579 | 1897.2097 | 1908.0207 | 1916.6021 | 1923.4179 | 1928.8702 | 1937.5722 | 1944.0117 | 1948.6928 | 1952.3731 | 1952.3731 | 1952.3731 | 1952.3731 | 1952.3731 | 1952.3731 | 1952.3731 | 0 | 0 | 0
WA_Industrial_Instruments_New_Space Heating_Natural Gas_Thermostat - Programmable_A | WA | Industrial | Instruments | New | Space Heating | Natural Gas | Thermostat - Programmable | A | IM542 | Manual control | Programmable thermostat installed | 11 | 0.0063128 | 0 | 0 | 0.17 | 0.01 | 0 | 0 | 0.0859 |  | sqft | 25% | 40% | Retrofit | RetroEven20 | 76.5% | TBD | 0.2% | 4632.5491 |  | 2886.2281 |  | 0.002009 | IL TRM - 4.4.48 - CI-HVC-THST-V02-210101 | IL TRM - 4.4.48 - CI-HVC-THST-V02-210101 | BEST | Manual control | Manual control | Manual control | Manual control | Manual control | Manual control | Manual control | Manual control | Manual control | Manual control | Manual control | Manual control | Manual control | Manual control | Manual control | Manual control | Manual control | Manual control | Manual control | Manual control | Manual control | Manual control | Manual control | Manual control | Manual control | Manual control | Manual control | Manual control | Manual control | Manual control | Manual control | Programmable thermostat installed | Programmable thermostat installed | Programmable thermostat installed | Programmable thermostat installed | Programmable thermostat installed | Programmable thermostat installed | Programmable thermostat installed | Programmable thermostat installed | Programmable thermostat installed | Programmable thermostat installed | Programmable thermostat installed | Programmable thermostat installed | Programmable thermostat installed | Programmable thermostat installed | Programmable thermostat installed | Programmable thermostat installed | Programmable thermostat installed | Programmable thermostat installed | Programmable thermostat installed | Programmable thermostat installed | Programmable thermostat installed | Programmable thermostat installed | Programmable thermostat installed | Programmable thermostat installed | Programmable thermostat installed | Programmable thermostat installed | Programmable thermostat installed | Programmable thermostat installed | Programmable thermostat installed | Programmable thermostat installed | Programmable thermostat installed | 0.17 | 0.17 | 0.17 | 0.17 | 0.17 | 0.17 | 0.17 | 0.17 | 0.17 | 0.17 | 0.17 | 0.17 | 0.17 | 0.17 | 0.17 | 0.17 | 0.17 | 0.17 | 0.17 | 0.17 | 0.17 | 0.17 | 0.17 | 0.17 | 0.17 | 0.17 | 0.17 | 0.17 | 0.17 | 0.17 | 0.17 | 0 | 0 | 0 | 0 | 0 | 0.0060413 | 0.0058569 | 0.0057203 | 0.0056141 | 0.0055273 | 0.0054557 | 0.0053711 | 0.0052803 | 0.005188 | 0.0050962 | 0.0050114 | 0.0049335 | 0.0049071 | 0.0048551 | 0.0048163 | 0.0047892 | 0.004769 | 0.0047625 | 0.0047643 | 0.0047713 | 0.0047819 | 0.0047921 | 0.0048023 | 0 | 0 | 0 | 0.001077 | 0.001237 | 0.0013964 | 0.0015542 | 0.0017111 | 0.0018677 | 0.0020125 | 0.0021488 | 0.0022783 | 0.0023994 | 0.0025189 | 0.0026352 | 0.0027757 | 0.0028984 | 0.0030249 | 0.0031568 | 0.0032913 | 0.0034337 | 0.0035814 | 0.0037329 | 0.0022514 | 0.0024087 | 0.0025651 | 0 | 0 | 0 | 0.001077 | 0.0022811 | 0.0036244 | 0.0051114 | 0.0067434 | 0.0085238 | 0.010404 | 0.012377 | 0.014439 | 0.016583 | 0.018826 | 0.020289 | 0.02192 | 0.023401 | 0.024905 | 0.026439 | 0.027986 | 0.029597 | 0.031251 | 0.032934 | 0.033008 | 0.033078 | 0.033148 | 0 | 0 | 0 | 178.2745 | 211.2066 | 244.1207 | 276.8407 | 309.5783 | 342.343 | 374.6917 | 406.9519 | 439.1466 | 470.8301 | 502.6346 | 534.1358 | 565.641 | 596.9877 | 628.0548 | 659.1587 | 690.1339 | 720.9887 | 751.7311 | 782.369 | 470.8301 | 502.6346 | 534.1358 | 565.641 | 596.9877 | 628.0548 | 178.2745 | 389.4811 | 633.6018 | 910.4425 | 1220.0208 | 1562.3638 | 1937.0554 | 2344.0073 | 2783.154 | 3253.9841 | 3756.6187 | 4112.48 | 4466.9144 | 4819.7814 | 5170.9956 | 5520.576 | 5868.3669 | 6214.664 | 6559.4431 | 6902.6655 | 6902.6655 | 6902.6655 | 6902.6655 | 6902.6655 | 6902.6655 | 6902.6655 | 0.00093562 | 0.0010894 | 0.0012407 | 0.0013886 | 0.0015338 | 0.001677 | 0.0018102 | 0.001936 | 0.0020555 | 0.0021675 | 0.0022776 | 0.0023847 | 0.0024927 | 0.002589 | 0.0026896 | 0.0027963 | 0.0029068 | 0.0030258 | 0.0031491 | 0.0032759 | 0.0019725 | 0.0021074 | 0.0022418 | 0 | 0 | 0 | 0.00093562 | 0.002009 | 0.0032202 | 0.0045667 | 0.0060447 | 0.0076535 | 0.0093584 | 0.011151 | 0.013027 | 0.01498 | 0.017023 | 0.018361 | 0.019685 | 0.020902 | 0.022145 | 0.023419 | 0.024717 | 0.026081 | 0.027479 | 0.028903 | 0.028919 | 0.028941 | 0.028971 | 0 | 0 | 0 | 151.5333 | 179.5256 | 207.5026 | 235.3146 | 263.1416 | 290.9916 | 318.4879 | 345.9091 | 373.2746 | 400.2056 | 427.2394 | 454.0154 | 480.7949 | 507.4396 | 533.8466 | 560.2849 | 586.6138 | 612.8404 | 638.9714 | 665.0136 | 400.2056 | 427.2394 | 454.0154 | 480.7949 | 507.4396 | 533.8466 | 151.5333 | 331.059 | 538.5615 | 773.8761 | 1037.0177 | 1328.0092 | 1646.4971 | 1992.4062 | 2365.6809 | 2765.8865 | 3193.1259 | 3495.608 | 3796.8772 | 4096.8142 | 4395.3462 | 4692.4896 | 4988.1119 | 5282.4644 | 5575.5267 | 5867.2657 | 5867.2657 | 5867.2657 | 5867.2657 | 5867.2657 | 5867.2657 | 5867.2657 | 0 | 0 | 0 | 0 | 0 | 0 | 0 | 0 | 0 | 0 | 0 | 0 | 0 | 0 | 0 | 0 | 0 | 0 | 0 | 0 | 0 | 0 | 0 | 0 | 0 | 0 | 0 | 0 | 0 | 0 | 0 | 0 | 0 | 0 | 0 | 0 | 0 | 0 | 0 | 0 | 0 | 0 | 0 | 0 | 0 | 0 | 0 | 0 | 0 | 0 | 0 | 0 | 0 | 0 | 0 | 0 | 0 | 0 | 0 | 0 | 0 | 0 | 0 | 0 | 0 | 0 | 0 | 0 | 0 | 0 | 0 | 0 | 0 | 0 | 0 | 0 | 0 | 0 | 0 | 0 | 0 | 0 | 0 | 0 | 0 | 0 | 0 | 0 | 0 | 0 | 0 | 0 | 0 | 0 | 0 | 0 | 0 | 0 | 0 | 0 | 0 | 0 | 0 | 0 | 0 | 0 | 0 | 0 | 0 | 0 | 0 | 0 | 0 | 0 | 0 | 0 | 0 | 0 | 0 | 0 | 0 | 0 | 0 | 0 | 0 | 0 | 0 | 0 | 0 | 0 | 0 | 0 | 0 | 0 | 0 | 0 | 0 | 0 | 0 | 0 | 0 | 0 | 0 | 0 | 0 | 0 | 0 | 0 | 0 | 0 | 0 | 0 | 0 | 0 | 0 | 0 | 0 | 0 | 0 | 0 | 0 | 0 | 0 | 0 | 0 | 0 | 0 | 0 | 0 | 0 | 0 | 0 | 0 | 0 | 0 | 0 | 0 | 0 | 0 | 0 | 0 | 0 | 0 | 0 | 0 | 0 | 0 | 0 | 0 | 0 | 0 | 0 | 0 | 0 | 0 | 0 | 0 | 0 | 0 | 0 | 0 | 0 | 0 | 0 | 0 | 0 | 0 | 0 | 4385.1958 | 4442.5897 | 4485.4375 | 4518.4891 | 4544.9122 | 4566.5246 | 4592.0697 | 4619.1928 | 4646.2585 | 4672.7346 | 4693.7504 | 4710.4422 | 4723.7951 | 4745.1062 | 4760.8765 | 4772.3405 | 4781.3534 | 4781.3534 | 4781.3534 | 4781.3534 | 4781.3534 | 4781.3534 | 4781.3534 | 0 | 0 | 0 | 2732.119 | 2767.8773 | 2794.5728 | 2815.1651 | 2831.6275 | 2845.0927 | 2861.0081 | 2877.9067 | 2894.7695 | 2911.2649 | 2924.3585 | 2934.758 | 2943.0773 | 2956.3548 | 2966.1802 | 2973.3226 | 2978.938 | 2978.938 | 2978.938 | 2978.938 | 2978.938 | 2978.938 | 2978.938 | 0 | 0 | 0
WA_Industrial_Instruments_New_Space Heating_Natural Gas_ENERGY STAR Connected Thermostat_A | WA | Industrial | Instruments | New | Space Heating | Natural Gas | ENERGY STAR Connected Thermostat | A | IM543 | Manual control | Wi-Fi/interactive thermostat installed | 5 | 0.01486 | 0 | 0 | 0.39 | 0.01 | 0 | 0 | 0.1927 |  | sqft | 5% | 20% | Retrofit | RetroEven20 | 76.5% | TBD | 0.2% | 6790.6546 |  | 5388.4928 |  | 0.004727 | ComConnectedThermostats_v1_1 | ComConnectedThermostats_v1_1 | ComConnectedThermostats_v1_1 | Manual control | Manual control | Manual control | Manual control | Manual control | Manual control | Manual control | Manual control | Manual control | Manual control | Manual control | Manual control | Manual control | Manual control | Manual control | Manual control | Manual control | Manual control | Manual control | Manual control | Manual control | Manual control | Manual control | Manual control | Manual control | Manual control | Manual control | Manual control | Manual control | Manual control | Manual control | Wi-Fi/interactive thermostat installed | Wi-Fi/interactive thermostat installed | Wi-Fi/interactive thermostat installed | Wi-Fi/interactive thermostat installed | Wi-Fi/interactive thermostat installed | Wi-Fi/interactive thermostat installed | Wi-Fi/interactive thermostat installed | Wi-Fi/interactive thermostat installed | Wi-Fi/interactive thermostat installed | Wi-Fi/interactive thermostat installed | Wi-Fi/interactive thermostat installed | Wi-Fi/interactive thermostat installed | Wi-Fi/interactive thermostat installed | Wi-Fi/interactive thermostat installed | Wi-Fi/interactive thermostat installed | Wi-Fi/interactive thermostat installed | Wi-Fi/interactive thermostat installed | Wi-Fi/interactive thermostat installed | Wi-Fi/interactive thermostat installed | Wi-Fi/interactive thermostat installed | Wi-Fi/interactive thermostat installed | Wi-Fi/interactive thermostat installed | Wi-Fi/interactive thermostat installed | Wi-Fi/interactive thermostat installed | Wi-Fi/interactive thermostat installed | Wi-Fi/interactive thermostat installed | Wi-Fi/interactive thermostat installed | Wi-Fi/interactive thermostat installed | Wi-Fi/interactive thermostat installed | Wi-Fi/interactive thermostat installed | Wi-Fi/interactive thermostat installed | 0.39 | 0.39 | 0.39 | 0.39 | 0.39 | 0.39 | 0.39 | 0.39 | 0.39 | 0.39 | 0.39 | 0.39 | 0.39 | 0.39 | 0.39 | 0.39 | 0.39 | 0.39 | 0.39 | 0.39 | 0.39 | 0.39 | 0.39 | 0.39 | 0.39 | 0.39 | 0.39 | 0.39 | 0.39 | 0.39 | 0.39 | 0 | 0 | 0 | 0 | 0 | 0.014217 | 0.01378 | 0.013456 | 0.013204 | 0.012997 | 0.012826 | 0.012625 | 0.01241 | 0.012191 | 0.011973 | 0.011772 | 0.011589 | 0.011526 | 0.011403 | 0.011312 | 0.011247 | 0.0112 | 0.011184 | 0.011188 | 0.011204 | 0.01123 | 0.011255 | 0.01128 | 0 | 0 | 0 | 0.0025346 | 0.0029104 | 0.0032849 | 0.0036553 | 0.0040236 | 0.0043911 | 0.0047306 | 0.0050502 | 0.0053537 | 0.0056374 | 0.0059172 | 0.0061899 | 0.0065196 | 0.0068076 | 0.0071043 | 0.0074138 | 0.0077293 | 0.0080635 | 0.0084102 | 0.0087656 | 0.0074023 | 0.0077674 | 0.0081325 | 0 | 0 | 0 | 0.0025346 | 0.0053671 | 0.0085257 | 0.012021 | 0.015857 | 0.017753 | 0.019539 | 0.021226 | 0.02283 | 0.024353 | 0.025831 | 0.027276 | 0.028958 | 0.030449 | 0.031983 | 0.033562 | 0.035167 | 0.036855 | 0.038599 | 0.040383 | 0.040477 | 0.040567 | 0.040656 | 0 | 0 | 0 | 178.2745 | 211.2066 | 244.1207 | 276.8407 | 309.5783 | 342.343 | 374.6917 | 406.9519 | 439.1466 | 470.8301 | 502.6346 | 534.1358 | 565.641 | 596.9877 | 628.0548 | 659.1587 | 690.1339 | 720.9887 | 751.7311 | 782.369 | 659.1587 | 690.1339 | 720.9887 | 751.7311 | 782.369 | 659.1587 | 178.2745 | 389.4811 | 633.6018 | 910.4425 | 1220.0208 | 1384.0893 | 1547.5743 | 1710.4055 | 1872.7115 | 2033.9634 | 2194.2549 | 2353.6991 | 2512.3882 | 2670.2293 | 2827.4539 | 2983.978 | 3139.9762 | 3295.3239 | 3450.0672 | 3604.3814 | 3604.3814 | 3604.3814 | 3604.3814 | 3604.3814 | 3604.3814 | 3604.3814 | 0.0022019 | 0.0025634 | 0.0029189 | 0.0032663 | 0.0036073 | 0.0039435 | 0.0042561 | 0.0045512 | 0.0048315 | 0.0050939 | 0.0053521 | 0.0056034 | 0.0058569 | 0.0060828 | 0.006319 | 0.0065694 | 0.0068289 | 0.0071082 | 0.0073977 | 0.0076954 | 0.0064876 | 0.0067983 | 0.0071101 | 0 | 0 | 0 | 0.0022019 | 0.004727 | 0.0075758 | 0.010742 | 0.014216 | 0.015943 | 0.017579 | 0.019128 | 0.020604 | 0.022005 | 0.023365 | 0.024692 | 0.026014 | 0.027207 | 0.028448 | 0.029739 | 0.03107 | 0.032488 | 0.033952 | 0.035453 | 0.035475 | 0.035506 | 0.035545 | 0 | 0 | 0 | 151.5333 | 179.5256 | 207.5026 | 235.3146 | 263.1416 | 290.9916 | 318.4879 | 345.9091 | 373.2746 | 400.2056 | 427.2394 | 454.0154 | 480.7949 | 507.4396 | 533.8466 | 560.2849 | 586.6138 | 612.8404 | 638.9714 | 665.0136 | 560.2849 | 586.6138 | 612.8404 | 638.9714 | 665.0136 | 560.2849 | 151.5333 | 331.059 | 538.5615 | 773.8761 | 1037.0177 | 1176.4759 | 1315.4382 | 1453.8447 | 1591.8048 | 1728.8688 | 1865.1167 | 2000.6442 | 2135.53 | 2269.6949 | 2403.3358 | 2536.3813 | 2668.9798 | 2801.0253 | 2932.5572 | 3063.7242 | 3063.7242 | 3063.7242 | 3063.7242 | 3063.7242 | 3063.7242 | 3063.7242 | 0 | 0 | 0 | 0 | 0 | 0 | 0 | 0 | 0 | 0 | 0 | 0 | 0 | 0 | 0 | 0 | 0 | 0 | 0 | 0 | 0 | 0 | 0 | 0 | 0 | 0 | 0 | 0 | 0 | 0 | 0 | 0 | 0 | 0 | 0 | 0 | 0 | 0 | 0 | 0 | 0 | 0 | 0 | 0 | 0 | 0 | 0 | 0 | 0 | 0 | 0 | 0 | 0 | 0 | 0 | 0 | 0 | 0 | 0 | 0 | 0 | 0 | 0 | 0 | 0 | 0 | 0 | 0 | 0 | 0 | 0 | 0 | 0 | 0 | 0 | 0 | 0 | 0 | 0 | 0 | 0 | 0 | 0 | 0 | 0 | 0 | 0 | 0 | 0 | 0 | 0 | 0 | 0 | 0 | 0 | 0 | 0 | 0 | 0 | 0 | 0 | 0 | 0 | 0 | 0 | 0 | 0 | 0 | 0 | 0 | 0 | 0 | 0 | 0 | 0 | 0 | 0 | 0 | 0 | 0 | 0 | 0 | 0 | 0 | 0 | 0 | 0 | 0 | 0 | 0 | 0 | 0 | 0 | 0 | 0 | 0 | 0 | 0 | 0 | 0 | 0 | 0 | 0 | 0 | 0 | 0 | 0 | 0 | 0 | 0 | 0 | 0 | 0 | 0 | 0 | 0 | 0 | 0 | 0 | 0 | 0 | 0 | 0 | 0 | 0 | 0 | 0 | 0 | 0 | 0 | 0 | 0 | 0 | 0 | 0 | 0 | 0 | 0 | 0 | 0 | 0 | 0 | 0 | 0 | 0 | 0 | 0 | 0 | 0 | 0 | 0 | 0 | 0 | 0 | 0 | 0 | 0 | 0 | 0 | 0 | 0 | 0 | 0 | 0 | 0 | 0 | 0 | 0 | 6428.0701 | 6512.2014 | 6575.01 | 6623.459 | 6662.1915 | 6693.8722 | 6731.3176 | 6771.0763 | 6810.7507 | 6849.5608 | 6880.3669 | 6904.8348 | 6924.4082 | 6955.6472 | 6978.7642 | 6995.5688 | 7008.7805 | 7008.7805 | 7008.7805 | 7008.7805 | 7008.7805 | 7008.7805 | 7008.7805 | 0 | 0 | 0 | 5100.7762 | 5167.5357 | 5217.3754 | 5255.8205 | 5286.5553 | 5311.6944 | 5341.408 | 5372.9571 | 5404.4394 | 5435.2358 | 5459.681 | 5479.0966 | 5494.6284 | 5519.4171 | 5537.7608 | 5551.0955 | 5561.5792 | 5561.5792 | 5561.5792 | 5561.5792 | 5561.5792 | 5561.5792 | 5561.5792 | 0 | 0 | 0
WA_Industrial_Instruments_New_Space Heating_Natural Gas_Destratification Fans (HVLS)_A | WA | Industrial | Instruments | New | Space Heating | Natural Gas | Destratification Fans (HVLS) | A | IM544 | None/Standard ventilation | Fans installed | 10 | 0.01486 | 0 | 0 | 0.6 | 0.01 | 0 | 0 | 0.2991 |  | sqft | 15% | 30% | Retrofit | RetroEven20 | 76.5% | TBD | 0.2% | 6593.3661 |  | 4653.9208 |  | 0.0047222 | IL TRM - 4.4.34 - CI-HVC-DSFN-V05-210101 | IL TRM - 4.4.34 - CI-HVC-DSFN-V05-210101 | IL TRM - 4.4.34 - CI-HVC-DSFN-V05-210101 | None/Standard ventilation | None/Standard ventilation | None/Standard ventilation | None/Standard ventilation | None/Standard ventilation | None/Standard ventilation | None/Standard ventilation | None/Standard ventilation | None/Standard ventilation | None/Standard ventilation | None/Standard ventilation | None/Standard ventilation | None/Standard ventilation | None/Standard ventilation | None/Standard ventilation | None/Standard ventilation | None/Standard ventilation | None/Standard ventilation | None/Standard ventilation | None/Standard ventilation | None/Standard ventilation | None/Standard ventilation | None/Standard ventilation | None/Standard ventilation | None/Standard ventilation | None/Standard ventilation | None/Standard ventilation | None/Standard ventilation | None/Standard ventilation | None/Standard ventilation | None/Standard ventilation | Fans installed | Fans installed | Fans installed | Fans installed | Fans installed | Fans installed | Fans installed | Fans installed | Fans installed | Fans installed | Fans installed | Fans installed | Fans installed | Fans installed | Fans installed | Fans installed | Fans installed | Fans installed | Fans installed | Fans installed | Fans installed | Fans installed | Fans installed | Fans installed | Fans installed | Fans installed | Fans installed | Fans installed | Fans installed | Fans installed | Fans installed | 0.6 | 0.6 | 0.6 | 0.6 | 0.6 | 0.6 | 0.6 | 0.6 | 0.6 | 0.6 | 0.6 | 0.6 | 0.6 | 0.6 | 0.6 | 0.6 | 0.6 | 0.6 | 0.6 | 0.6 | 0.6 | 0.6 | 0.6 | 0.6 | 0.6 | 0.6 | 0.6 | 0.6 | 0.6 | 0.6 | 0.6 | 0 | 0 | 0 | 0 | 0 | 0.014208 | 0.013763 | 0.013433 | 0.013175 | 0.012963 | 0.012792 | 0.012591 | 0.012376 | 0.012157 | 0.011939 | 0.011738 | 0.011555 | 0.011492 | 0.01137 | 0.011278 | 0.011214 | 0.011166 | 0.01115 | 0.011154 | 0.01117 | 0.011197 | 0.011223 | 0.011249 | 0 | 0 | 0 | 0.0025329 | 0.0029069 | 0.0032792 | 0.0036474 | 0.0040132 | 0.0043794 | 0.0047178 | 0.0050362 | 0.0053387 | 0.0056214 | 0.0059002 | 0.006172 | 0.0065005 | 0.0067876 | 0.0070833 | 0.0073918 | 0.0077061 | 0.0080393 | 0.0083848 | 0.008739 | 0.0056281 | 0.0059947 | 0.0063629 | 0 | 0 | 0 | 0.0025329 | 0.0053606 | 0.0085111 | 0.011995 | 0.015816 | 0.019986 | 0.02439 | 0.029008 | 0.033835 | 0.038851 | 0.042004 | 0.045079 | 0.04853 | 0.051652 | 0.054828 | 0.058068 | 0.061343 | 0.064758 | 0.068266 | 0.071843 | 0.072018 | 0.072186 | 0.072352 | 0 | 0 | 0 | 178.2745 | 211.2066 | 244.1207 | 276.8407 | 309.5783 | 342.343 | 374.6917 | 406.9519 | 439.1466 | 470.8301 | 502.6346 | 534.1358 | 565.641 | 596.9877 | 628.0548 | 659.1587 | 690.1339 | 720.9887 | 751.7311 | 782.369 | 502.6346 | 534.1358 | 565.641 | 596.9877 | 628.0548 | 659.1587 | 178.2745 | 389.4811 | 633.6018 | 910.4425 | 1220.0208 | 1562.3638 | 1937.0554 | 2344.0073 | 2783.154 | 3253.9841 | 3578.3442 | 3901.2734 | 4222.7937 | 4542.9408 | 4861.4173 | 5178.2329 | 5493.6752 | 5807.7121 | 6120.2965 | 6431.8353 | 6431.8353 | 6431.8353 | 6431.8353 | 6431.8353 | 6431.8353 | 6431.8353 | 0.0022007 | 0.0025607 | 0.0029147 | 0.0032602 | 0.0035993 | 0.0039345 | 0.0042463 | 0.0045405 | 0.00482 | 0.0050816 | 0.005339 | 0.0055896 | 0.0058424 | 0.0060676 | 0.0063031 | 0.0065527 | 0.0068115 | 0.00709 | 0.0073788 | 0.0076756 | 0.0049348 | 0.005249 | 0.0055652 | 0 | 0 | 0 | 0.0022007 | 0.0047222 | 0.0075648 | 0.010722 | 0.014185 | 0.017956 | 0.021952 | 0.026153 | 0.030547 | 0.03512 | 0.038009 | 0.040826 | 0.043616 | 0.046173 | 0.048789 | 0.051477 | 0.054222 | 0.057111 | 0.060075 | 0.063101 | 0.063147 | 0.063207 | 0.063282 | 0 | 0 | 0 | 151.5333 | 179.5256 | 207.5026 | 235.3146 | 263.1416 | 290.9916 | 318.4879 | 345.9091 | 373.2746 | 400.2056 | 427.2394 | 454.0154 | 480.7949 | 507.4396 | 533.8466 | 560.2849 | 586.6138 | 612.8404 | 638.9714 | 665.0136 | 427.2394 | 454.0154 | 480.7949 | 507.4396 | 533.8466 | 560.2849 | 151.5333 | 331.059 | 538.5615 | 773.8761 | 1037.0177 | 1328.0092 | 1646.4971 | 1992.4062 | 2365.6809 | 2765.8865 | 3041.5926 | 3316.0824 | 3589.3747 | 3861.4997 | 4132.2047 | 4401.498 | 4669.6239 | 4936.5552 | 5202.252 | 5467.06 | 5467.06 | 5467.06 | 5467.06 | 5467.06 | 5467.06 | 5467.06 | 0 | 0 | 0 | 0 | 0 | 0 | 0 | 0 | 0 | 0 | 0 | 0 | 0 | 0 | 0 | 0 | 0 | 0 | 0 | 0 | 0 | 0 | 0 | 0 | 0 | 0 | 0 | 0 | 0 | 0 | 0 | 0 | 0 | 0 | 0 | 0 | 0 | 0 | 0 | 0 | 0 | 0 | 0 | 0 | 0 | 0 | 0 | 0 | 0 | 0 | 0 | 0 | 0 | 0 | 0 | 0 | 0 | 0 | 0 | 0 | 0 | 0 | 0 | 0 | 0 | 0 | 0 | 0 | 0 | 0 | 0 | 0 | 0 | 0 | 0 | 0 | 0 | 0 | 0 | 0 | 0 | 0 | 0 | 0 | 0 | 0 | 0 | 0 | 0 | 0 | 0 | 0 | 0 | 0 | 0 | 0 | 0 | 0 | 0 | 0 | 0 | 0 | 0 | 0 | 0 | 0 | 0 | 0 | 0 | 0 | 0 | 0 | 0 | 0 | 0 | 0 | 0 | 0 | 0 | 0 | 0 | 0 | 0 | 0 | 0 | 0 | 0 | 0 | 0 | 0 | 0 | 0 | 0 | 0 | 0 | 0 | 0 | 0 | 0 | 0 | 0 | 0 | 0 | 0 | 0 | 0 | 0 | 0 | 0 | 0 | 0 | 0 | 0 | 0 | 0 | 0 | 0 | 0 | 0 | 0 | 0 | 0 | 0 | 0 | 0 | 0 | 0 | 0 | 0 | 0 | 0 | 0 | 0 | 0 | 0 | 0 | 0 | 0 | 0 | 0 | 0 | 0 | 0 | 0 | 0 | 0 | 0 | 0 | 0 | 0 | 0 | 0 | 0 | 0 | 0 | 0 | 0 | 0 | 0 | 0 | 0 | 0 | 0 | 0 | 0 | 0 | 0 | 0 | 6241.3158 | 6323.0028 | 6383.9866 | 6431.0281 | 6468.6352 | 6499.3955 | 6535.7531 | 6574.3566 | 6612.8784 | 6650.5609 | 6680.4721 | 6704.2291 | 6723.2338 | 6753.5652 | 6776.0106 | 6792.327 | 6805.1548 | 6805.1548 | 6805.1548 | 6805.1548 | 6805.1548 | 6805.1548 | 6805.1548 | 0 | 0 | 0 | 4405.4265 | 4463.0851 | 4506.1305 | 4539.3347 | 4565.8797 | 4587.5918 | 4613.2547 | 4640.503 | 4667.6935 | 4694.2917 | 4715.4045 | 4732.1733 | 4745.5878 | 4766.9972 | 4782.8403 | 4794.3571 | 4803.4116 | 4803.4116 | 4803.4116 | 4803.4116 | 4803.4116 | 4803.4116 | 4803.4116 | 0 | 0 | 0
WA_Industrial_Instruments_New_Space Heating_Natural Gas_Gas Boiler - Insulate Steam Lines/Condensate Tank_A | WA | Industrial | Instruments | New | Space Heating | Natural Gas | Gas Boiler - Insulate Steam Lines/Condensate Tank | A | IM545 | No insulation | Lines and condenstate tank insulated | 20 | 42.7328 | 0 | 0 | 263.63 | 0 | 0 | 0 | 131.814 |  | sqft | 30% | 35% | Retrofit | RetroEven20 | 76.5% | TBD | 0.2% | 858.04 |  | 627.2355 |  | 0 | PGE Workpaper - SWWH017-01 | PGE Workpaper - SWWH017-01 | PGE Workpaper - SWWH017-01 | No insulation | No insulation | No insulation | No insulation | No insulation | No insulation | No insulation | No insulation | No insulation | No insulation | No insulation | No insulation | No insulation | No insulation | No insulation | No insulation | No insulation | No insulation | No insulation | No insulation | No insulation | No insulation | No insulation | No insulation | No insulation | No insulation | No insulation | No insulation | No insulation | No insulation | No insulation | Lines and condenstate tank insulated | Lines and condenstate tank insulated | Lines and condenstate tank insulated | Lines and condenstate tank insulated | Lines and condenstate tank insulated | Lines and condenstate tank insulated | Lines and condenstate tank insulated | Lines and condenstate tank insulated | Lines and condenstate tank insulated | Lines and condenstate tank insulated | Lines and condenstate tank insulated | Lines and condenstate tank insulated | Lines and condenstate tank insulated | Lines and condenstate tank insulated | Lines and condenstate tank insulated | Lines and condenstate tank insulated | Lines and condenstate tank insulated | Lines and condenstate tank insulated | Lines and condenstate tank insulated | Lines and condenstate tank insulated | Lines and condenstate tank insulated | Lines and condenstate tank insulated | Lines and condenstate tank insulated | Lines and condenstate tank insulated | Lines and condenstate tank insulated | Lines and condenstate tank insulated | Lines and condenstate tank insulated | Lines and condenstate tank insulated | Lines and condenstate tank insulated | Lines and condenstate tank insulated | Lines and condenstate tank insulated | 263.63 | 263.63 | 263.63 | 263.63 | 263.63 | 263.63 | 263.63 | 263.63 | 263.63 | 263.63 | 263.63 | 263.63 | 263.63 | 263.63 | 263.63 | 263.63 | 263.63 | 263.63 | 263.63 | 263.63 | 263.63 | 263.63 | 263.63 | 263.63 | 263.63 | 263.63 | 263.63 | 263.63 | 263.63 | 263.63 | 263.63 | 0 | 0 | 0 | 0 | 0 | 0 | 0 | 0 | 0 | 0 | 0 | 0 | 0 | 0 | 0 | 0 | 0 | 0 | 0 | 0 | 0 | 0 | 0 | 0 | 0 | 0 | 0 | 0 | 0 | 0 | 0 | 0 | 0 | 0 | 0 | 0 | 0 | 0 | 0 | 0 | 0 | 0 | 0 | 0 | 0 | 0 | 0 | 0 | 0 | 0 | 0 | 0 | 0 | 0 | 0 | 0 | 0 | 0 | 0 | 0 | 0 | 0 | 0 | 0 | 0 | 0 | 0 | 0 | 0 | 0 | 0 | 0 | 0 | 0 | 0 | 0 | 0 | 0 | 0 | 0 | 0 | 0 | 0 | 0 | 0 | 0 | 0 | 0 | 0 | 0 | 0 | 0 | 0 | 0 | 0 | 0 | 0 | 0 | 0 | 0 | 0 | 0 | 0 | 0 | 0 | 0 | 0 | 0 | 0 | 0 | 0 | 0 | 0 | 0 | 0 | 0 | 0 | 0 | 0 | 0 | 0 | 0 | 0 | 0 | 0 | 0 | 0 | 0 | 0 | 0 | 0 | 0 | 0 | 0 | 0 | 0 | 0 | 0 | 0 | 0 | 0 | 0 | 0 | 0 | 0 | 0 | 0 | 0 | 0 | 0 | 0 | 0 | 0 | 0 | 0 | 0 | 0 | 0 | 0 | 0 | 0 | 0 | 0 | 0 | 0 | 0 | 0 | 0 | 0 | 0 | 0 | 0 | 0 | 0 | 0 | 0 | 0 | 0 | 0 | 0 | 0 | 0 | 0 | 0 | 0 | 0 | 0 | 0 | 0 | 0 | 0 | 0 | 0 | 0 | 0 | 0 | 0 | 0 | 0 | 0 | 0 | 0 | 0 | 0 | 0 | 0 | 0 | 0 | 0 | 0 | 0 | 0 | 0 | 0 | 0 | 0 | 0 | 0 | 0 | 0 | 0 | 0 | 0 | 0 | 0 | 0 | 0 | 0 | 0 | 0 | 0 | 0 | 0 | 0 | 0 | 0 | 0 | 0 | 0 | 0 | 0 | 0 | 0 | 0 | 0 | 0 | 0 | 0 | 0 | 0 | 0 | 0 | 0 | 0 | 0 | 0 | 0 | 0 | 0 | 0 | 0 | 0 | 0 | 0 | 0 | 0 | 0 | 0 | 0 | 0 | 0 | 0 | 0 | 0 | 0 | 0 | 0 | 0 | 0 | 0 | 0 | 0 | 0 | 0 | 0 | 0 | 0 | 0 | 0 | 0 | 0 | 0 | 0 | 0 | 0 | 0 | 0 | 0 | 0 | 0 | 0 | 0 | 0 | 0 | 0 | 0 | 0 | 0 | 0 | 0 | 0 | 0 | 0 | 0 | 0 | 0 | 0 | 0 | 0 | 0 | 0 | 0 | 0 | 0 | 0 | 0 | 0 | 0 | 0 | 0 | 0 | 0 | 0 | 0 | 0 | 0 | 0 | 0 | 0 | 0 | 0 | 0 | 0 | 0 | 0 | 0 | 0 | 0 | 0 | 0 | 0 | 0 | 0 | 0 | 0 | 0 | 0 | 0 | 0 | 0 | 0 | 0 | 0 | 0 | 0 | 0 | 0 | 0 | 0 | 0 | 0 | 0 | 0 | 0 | 0 | 0 | 0 | 0 | 0 | 0 | 0 | 0 | 0 | 0 | 0 | 0 | 0 | 0 | 0 | 0 | 0 | 0 | 0 | 0 | 0 | 0 | 0 | 0 | 0 | 0 | 0 | 0 | 0 | 0 | 0 | 0 | 0 | 0 | 0 | 0 | 0 | 0 | 0 | 0 | 0 | 0 | 0 | 0 | 0 | 0 | 0 | 0 | 0 | 0 | 0 | 0 | 0 | 0 | 0 | 0 | 0 | 0 | 0 | 0 | 0 | 0 | 0 | 0 | 0 | 0 | 0 | 0 | 0 | 0 | 0 | 0 | 0 | 858.04 | 858.04 | 858.04 | 858.04 | 858.04 | 858.04 | 858.04 | 858.04 | 858.04 | 858.04 | 858.04 | 858.04 | 858.04 | 858.04 | 858.04 | 858.04 | 858.04 | 858.04 | 858.04 | 858.04 | 858.04 | 858.04 | 858.04 | 858.04 | 858.04 | 858.04 | 627.2355 | 627.2355 | 627.2355 | 627.2355 | 627.2355 | 627.2355 | 627.2355 | 627.2355 | 627.2355 | 627.2355 | 627.2355 | 627.2355 | 627.2355 | 627.2355 | 627.2355 | 627.2355 | 627.2355 | 627.2355 | 627.2355 | 627.2355 | 627.2355 | 627.2355 | 627.2355 | 627.2355 | 627.2355 | 627.2355
WA_Industrial_Instruments_New_Process_Natural Gas_Gas Boiler - Insulate Steam Lines/Condensate Tank_A | WA | Industrial | Instruments | New | Process | Natural Gas | Gas Boiler - Insulate Steam Lines/Condensate Tank | A | IM546 | No insulation | Lines and condenstate tank insulated | 20 | 27.9412 | 0 | 0 | 263.63 | 0 | 0 | 0 | 131.814 |  | sqft | 30% | 35% | Retrofit | RetroEven20 | 76.5% | TBD | 0.2% | 858.04 |  | 627.2355 |  | 0.08261 | PGE Workpaper - SWWH017-01 | PGE Workpaper - SWWH017-01 | PGE Workpaper - SWWH017-01 | No insulation | No insulation | No insulation | No insulation | No insulation | No insulation | No insulation | No insulation | No insulation | No insulation | No insulation | No insulation | No insulation | No insulation | No insulation | No insulation | No insulation | No insulation | No insulation | No insulation | No insulation | No insulation | No insulation | No insulation | No insulation | No insulation | No insulation | No insulation | No insulation | No insulation | No insulation | Lines and condenstate tank insulated | Lines and condenstate tank insulated | Lines and condenstate tank insulated | Lines and condenstate tank insulated | Lines and condenstate tank insulated | Lines and condenstate tank insulated | Lines and condenstate tank insulated | Lines and condenstate tank insulated | Lines and condenstate tank insulated | Lines and condenstate tank insulated | Lines and condenstate tank insulated | Lines and condenstate tank insulated | Lines and condenstate tank insulated | Lines and condenstate tank insulated | Lines and condenstate tank insulated | Lines and condenstate tank insulated | Lines and condenstate tank insulated | Lines and condenstate tank insulated | Lines and condenstate tank insulated | Lines and condenstate tank insulated | Lines and condenstate tank insulated | Lines and condenstate tank insulated | Lines and condenstate tank insulated | Lines and condenstate tank insulated | Lines and condenstate tank insulated | Lines and condenstate tank insulated | Lines and condenstate tank insulated | Lines and condenstate tank insulated | Lines and condenstate tank insulated | Lines and condenstate tank insulated | Lines and condenstate tank insulated | 263.63 | 263.63 | 263.63 | 263.63 | 263.63 | 263.63 | 263.63 | 263.63 | 263.63 | 263.63 | 263.63 | 263.63 | 263.63 | 263.63 | 263.63 | 263.63 | 263.63 | 263.63 | 263.63 | 263.63 | 263.63 | 263.63 | 263.63 | 263.63 | 263.63 | 263.63 | 263.63 | 263.63 | 263.63 | 263.63 | 263.63 | 0 | 0 | 0 | 0 | 0 | 27.8602 | 27.7915 | 27.7291 | 27.6719 | 27.6161 | 27.5766 | 27.5413 | 27.5105 | 27.4847 | 27.4642 | 27.4499 | 27.4414 | 27.4374 | 27.4363 | 27.4364 | 27.4396 | 27.4421 | 27.4438 | 27.4447 | 27.445 | 27.4635 | 27.4807 | 27.4966 | 27.9412 | 27.9412 | 27.9412 | 0.044559 | 0.05266 | 0.06073 | 0.068728 | 0.0767 | 0.084696 | 0.092581 | 0.10044 | 0.10828 | 0.11601 | 0.12378 | 0.1315 | 0.13923 | 0.14694 | 0.15459 | 0.16227 | 0.16991 | 0.17752 | 0.18509 | 0.19264 | 0.043925 | 0.052071 | 0.060221 | 0.069397 | 0.077603 | 0.085816 | 0.044559 | 0.097109 | 0.15762 | 0.22602 | 0.30227 | 0.38653 | 0.47862 | 0.57852 | 0.68626 | 0.80176 | 0.92513 | 1.0563 | 1.1954 | 1.3423 | 1.4969 | 1.6594 | 1.8294 | 2.007 | 2.1922 | 2.3849 | 2.3865 | 2.388 | 2.3893 | 0 | 0 | 0 | 1.5994 | 1.8948 | 2.1901 | 2.4837 | 2.7774 | 3.0713 | 3.3615 | 3.651 | 3.9398 | 4.224 | 4.5094 | 4.792 | 5.0746 | 5.3559 | 5.6346 | 5.9136 | 6.1915 | 6.4683 | 6.7441 | 7.019 | 1.5994 | 1.8948 | 2.1901 | 2.4837 | 2.7774 | 3.0713 | 1.5994 | 3.4942 | 5.6843 | 8.168 | 10.9454 | 14.0167 | 17.3782 | 21.0292 | 24.969 | 29.193 | 33.7024 | 38.4943 | 43.569 | 48.9248 | 54.5594 | 60.473 | 66.6645 | 73.1328 | 79.8769 | 86.8959 | 86.8959 | 86.8959 | 86.8959 | 86.8959 | 86.8959 | 86.8959 | 0.037892 | 0.044797 | 0.05168 | 0.058504 | 0.06531 | 0.072134 | 0.078864 | 0.085573 | 0.092269 | 0.098864 | 0.1055 | 0.11208 | 0.11867 | 0.12525 | 0.13176 | 0.1383 | 0.14481 | 0.1513 | 0.15775 | 0.16418 | 0.037433 | 0.044371 | 0.051311 | 0.058987 | 0.065963 | 0.072944 | 0.037892 | 0.08261 | 0.13413 | 0.1924 | 0.25738 | 0.3292 | 0.40771 | 0.49289 | 0.58477 | 0.68326 | 0.78846 | 0.90033 | 1.0189 | 1.1441 | 1.2759 | 1.4143 | 1.5592 | 1.7106 | 1.8684 | 2.0326 | 2.0338 | 2.0348 | 2.0358 | 0 | 0 | 0 | 1.3595 | 1.6106 | 1.8616 | 2.1111 | 2.3608 | 2.6106 | 2.8573 | 3.1033 | 3.3488 | 3.5904 | 3.833 | 4.0732 | 4.3134 | 4.5525 | 4.7894 | 5.0266 | 5.2628 | 5.4981 | 5.7325 | 5.9661 | 1.3595 | 1.6106 | 1.8616 | 2.1111 | 2.3608 | 2.6106 | 1.3595 | 2.9701 | 4.8317 | 6.9428 | 9.3036 | 11.9142 | 14.7715 | 17.8748 | 21.2236 | 24.814 | 28.647 | 32.7202 | 37.0336 | 41.5861 | 46.3755 | 51.402 | 56.6648 | 62.1629 | 67.8954 | 73.8615 | 73.8615 | 73.8615 | 73.8615 | 73.8615 | 73.8615 | 73.8615 | 0.037892 | 0.044797 | 0.05168 | 0.058504 | 0.06531 | 0.072134 | 0.078864 | 0.085573 | 0.092269 | 0.098864 | 0.1055 | 0.11208 | 0.11867 | 0.12525 | 0.13176 | 0.1383 | 0.14481 | 0.1513 | 0.15775 | 0.16418 | 0.037433 | 0.044371 | 0.051311 | 0.058987 | 0.065963 | 0.072944 | 0.037892 | 0.08261 | 0.13413 | 0.1924 | 0.25738 | 0.3292 | 0.40771 | 0.49289 | 0.58477 | 0.68326 | 0.78846 | 0.90033 | 1.0189 | 1.1441 | 1.2759 | 1.4143 | 1.5592 | 1.7106 | 1.8684 | 2.0326 | 2.0338 | 2.0348 | 2.0358 | 0 | 0 | 0 | 1.3595 | 1.6106 | 1.8616 | 2.1111 | 2.3608 | 2.6106 | 2.8573 | 3.1033 | 3.3488 | 3.5904 | 3.833 | 4.0732 | 4.3134 | 4.5525 | 4.7894 | 5.0266 | 5.2628 | 5.4981 | 5.7325 | 5.9661 | 1.3595 | 1.6106 | 1.8616 | 2.1111 | 2.3608 | 2.6106 | 1.3595 | 2.9701 | 4.8317 | 6.9428 | 9.3036 | 11.9142 | 14.7715 | 17.8748 | 21.2236 | 24.814 | 28.647 | 32.7202 | 37.0336 | 41.5861 | 46.3755 | 51.402 | 56.6648 | 62.1629 | 67.8954 | 73.8615 | 73.8615 | 73.8615 | 73.8615 | 73.8615 | 73.8615 | 73.8615 | 0.037892 | 0.044797 | 0.05168 | 0.058504 | 0.06531 | 0.072134 | 0.078864 | 0.085573 | 0.092269 | 0.098864 | 0.1055 | 0.11208 | 0.11867 | 0.12525 | 0.13176 | 0.1383 | 0.14481 | 0.1513 | 0.15775 | 0.16418 | 0.037433 | 0.044371 | 0.051311 | 0.058987 | 0.065963 | 0.072944 | 0.037892 | 0.08261 | 0.13413 | 0.1924 | 0.25738 | 0.3292 | 0.40771 | 0.49289 | 0.58477 | 0.68326 | 0.78846 | 0.90033 | 1.0189 | 1.1441 | 1.2759 | 1.4143 | 1.5592 | 1.7106 | 1.8684 | 2.0326 | 2.0338 | 2.0348 | 2.0358 | 0 | 0 | 0 | 1.3595 | 1.6106 | 1.8616 | 2.1111 | 2.3608 | 2.6106 | 2.8573 | 3.1033 | 3.3488 | 3.5904 | 3.833 | 4.0732 | 4.3134 | 4.5525 | 4.7894 | 5.0266 | 5.2628 | 5.4981 | 5.7325 | 5.9661 | 1.3595 | 1.6106 | 1.8616 | 2.1111 | 2.3608 | 2.6106 | 1.3595 | 2.9701 | 4.8317 | 6.9428 | 9.3036 | 11.9142 | 14.7715 | 17.8748 | 21.2236 | 24.814 | 28.647 | 32.7202 | 37.0336 | 41.5861 | 46.3755 | 51.402 | 56.6648 | 62.1629 | 67.8954 | 73.8615 | 73.8615 | 73.8615 | 73.8615 | 73.8615 | 73.8615 | 73.8615 | 858.04 | 858.04 | 858.04 | 858.04 | 858.04 | 858.04 | 858.04 | 858.04 | 858.04 | 858.04 | 858.04 | 858.04 | 858.04 | 858.04 | 858.04 | 858.04 | 858.04 | 858.04 | 858.04 | 858.04 | 858.04 | 858.04 | 858.04 | 858.04 | 858.04 | 858.04 | 627.2355 | 627.2355 | 627.2355 | 627.2355 | 627.2355 | 627.2355 | 627.2355 | 627.2355 | 627.2355 | 627.2355 | 627.2355 | 627.2355 | 627.2355 | 627.2355 | 627.2355 | 627.2355 | 627.2355 | 627.2355 | 627.2355 | 627.2355 | 627.2355 | 627.2355 | 627.2355 | 627.2355 | 627.2355 | 627.2355
WA_Industrial_Instruments_New_Space Heating_Natural Gas_Gas Boiler - Insulate Hot Water Lines_A | WA | Industrial | Instruments | New | Space Heating | Natural Gas | Gas Boiler - Insulate Hot Water Lines | A | IM547 | No insulation | Insulated water lines | 20 | 48.3016 | 0 | 0 | 187.17 | 0 | 0 | 0 | 93.5866 |  | sqft | 45% | 50% | Retrofit | RetroEven20 | 76.5% | TBD | 0.2% | 538.9514 |  | 393.9787 |  | 0 | PGE Workpaper - SWWH017-01 | PGE Workpaper - SWWH017-01 | PGE Workpaper - SWWH017-01 | No insulation | No insulation | No insulation | No insulation | No insulation | No insulation | No insulation | No insulation | No insulation | No insulation | No insulation | No insulation | No insulation | No insulation | No insulation | No insulation | No insulation | No insulation | No insulation | No insulation | No insulation | No insulation | No insulation | No insulation | No insulation | No insulation | No insulation | No insulation | No insulation | No insulation | No insulation | Insulated water lines | Insulated water lines | Insulated water lines | Insulated water lines | Insulated water lines | Insulated water lines | Insulated water lines | Insulated water lines | Insulated water lines | Insulated water lines | Insulated water lines | Insulated water lines | Insulated water lines | Insulated water lines | Insulated water lines | Insulated water lines | Insulated water lines | Insulated water lines | Insulated water lines | Insulated water lines | Insulated water lines | Insulated water lines | Insulated water lines | Insulated water lines | Insulated water lines | Insulated water lines | Insulated water lines | Insulated water lines | Insulated water lines | Insulated water lines | Insulated water lines | 187.17 | 187.17 | 187.17 | 187.17 | 187.17 | 187.17 | 187.17 | 187.17 | 187.17 | 187.17 | 187.17 | 187.17 | 187.17 | 187.17 | 187.17 | 187.17 | 187.17 | 187.17 | 187.17 | 187.17 | 187.17 | 187.17 | 187.17 | 187.17 | 187.17 | 187.17 | 187.17 | 187.17 | 187.17 | 187.17 | 187.17 | 0 | 0 | 0 | 0 | 0 | 0 | 0 | 0 | 0 | 0 | 0 | 0 | 0 | 0 | 0 | 0 | 0 | 0 | 0 | 0 | 0 | 0 | 0 | 0 | 0 | 0 | 0 | 0 | 0 | 0 | 0 | 0 | 0 | 0 | 0 | 0 | 0 | 0 | 0 | 0 | 0 | 0 | 0 | 0 | 0 | 0 | 0 | 0 | 0 | 0 | 0 | 0 | 0 | 0 | 0 | 0 | 0 | 0 | 0 | 0 | 0 | 0 | 0 | 0 | 0 | 0 | 0 | 0 | 0 | 0 | 0 | 0 | 0 | 0 | 0 | 0 | 0 | 0 | 0 | 0 | 0 | 0 | 0 | 0 | 0 | 0 | 0 | 0 | 0 | 0 | 0 | 0 | 0 | 0 | 0 | 0 | 0 | 0 | 0 | 0 | 0 | 0 | 0 | 0 | 0 | 0 | 0 | 0 | 0 | 0 | 0 | 0 | 0 | 0 | 0 | 0 | 0 | 0 | 0 | 0 | 0 | 0 | 0 | 0 | 0 | 0 | 0 | 0 | 0 | 0 | 0 | 0 | 0 | 0 | 0 | 0 | 0 | 0 | 0 | 0 | 0 | 0 | 0 | 0 | 0 | 0 | 0 | 0 | 0 | 0 | 0 | 0 | 0 | 0 | 0 | 0 | 0 | 0 | 0 | 0 | 0 | 0 | 0 | 0 | 0 | 0 | 0 | 0 | 0 | 0 | 0 | 0 | 0 | 0 | 0 | 0 | 0 | 0 | 0 | 0 | 0 | 0 | 0 | 0 | 0 | 0 | 0 | 0 | 0 | 0 | 0 | 0 | 0 | 0 | 0 | 0 | 0 | 0 | 0 | 0 | 0 | 0 | 0 | 0 | 0 | 0 | 0 | 0 | 0 | 0 | 0 | 0 | 0 | 0 | 0 | 0 | 0 | 0 | 0 | 0 | 0 | 0 | 0 | 0 | 0 | 0 | 0 | 0 | 0 | 0 | 0 | 0 | 0 | 0 | 0 | 0 | 0 | 0 | 0 | 0 | 0 | 0 | 0 | 0 | 0 | 0 | 0 | 0 | 0 | 0 | 0 | 0 | 0 | 0 | 0 | 0 | 0 | 0 | 0 | 0 | 0 | 0 | 0 | 0 | 0 | 0 | 0 | 0 | 0 | 0 | 0 | 0 | 0 | 0 | 0 | 0 | 0 | 0 | 0 | 0 | 0 | 0 | 0 | 0 | 0 | 0 | 0 | 0 | 0 | 0 | 0 | 0 | 0 | 0 | 0 | 0 | 0 | 0 | 0 | 0 | 0 | 0 | 0 | 0 | 0 | 0 | 0 | 0 | 0 | 0 | 0 | 0 | 0 | 0 | 0 | 0 | 0 | 0 | 0 | 0 | 0 | 0 | 0 | 0 | 0 | 0 | 0 | 0 | 0 | 0 | 0 | 0 | 0 | 0 | 0 | 0 | 0 | 0 | 0 | 0 | 0 | 0 | 0 | 0 | 0 | 0 | 0 | 0 | 0 | 0 | 0 | 0 | 0 | 0 | 0 | 0 | 0 | 0 | 0 | 0 | 0 | 0 | 0 | 0 | 0 | 0 | 0 | 0 | 0 | 0 | 0 | 0 | 0 | 0 | 0 | 0 | 0 | 0 | 0 | 0 | 0 | 0 | 0 | 0 | 0 | 0 | 0 | 0 | 0 | 0 | 0 | 0 | 0 | 0 | 0 | 0 | 0 | 0 | 0 | 0 | 0 | 0 | 0 | 0 | 0 | 0 | 0 | 0 | 0 | 0 | 0 | 0 | 0 | 0 | 0 | 0 | 0 | 0 | 0 | 0 | 0 | 0 | 0 | 0 | 0 | 0 | 0 | 0 | 0 | 0 | 0 | 0 | 0 | 0 | 0 | 0 | 0 | 0 | 0 | 0 | 0 | 0 | 0 | 0 | 0 | 0 | 0 | 538.9514 | 538.9514 | 538.9514 | 538.9514 | 538.9514 | 538.9514 | 538.9514 | 538.9514 | 538.9514 | 538.9514 | 538.9514 | 538.9514 | 538.9514 | 538.9514 | 538.9514 | 538.9514 | 538.9514 | 538.9514 | 538.9514 | 538.9514 | 538.9514 | 538.9514 | 538.9514 | 538.9514 | 538.9514 | 538.9514 | 393.9787 | 393.9787 | 393.9787 | 393.9787 | 393.9787 | 393.9787 | 393.9787 | 393.9787 | 393.9787 | 393.9787 | 393.9787 | 393.9787 | 393.9787 | 393.9787 | 393.9787 | 393.9787 | 393.9787 | 393.9787 | 393.9787 | 393.9787 | 393.9787 | 393.9787 | 393.9787 | 393.9787 | 393.9787 | 393.9787
WA_Industrial_Instruments_New_Process_Natural Gas_Gas Boiler - Insulate Hot Water Lines_A | WA | Industrial | Instruments | New | Process | Natural Gas | Gas Boiler - Insulate Hot Water Lines | A | IM548 | No insulation | Insulated water lines | 20 | 31.5823 | 0 | 0 | 187.17 | 0 | 0 | 0 | 93.5866 |  | sqft | 45% | 50% | Retrofit | RetroEven20 | 76.5% | TBD | 0.2% | 538.9514 |  | 393.9787 |  | 0.09359 | PGE Workpaper - SWWH017-01 | PGE Workpaper - SWWH017-01 | PGE Workpaper - SWWH017-01 | No insulation | No insulation | No insulation | No insulation | No insulation | No insulation | No insulation | No insulation | No insulation | No insulation | No insulation | No insulation | No insulation | No insulation | No insulation | No insulation | No insulation | No insulation | No insulation | No insulation | No insulation | No insulation | No insulation | No insulation | No insulation | No insulation | No insulation | No insulation | No insulation | No insulation | No insulation | Insulated water lines | Insulated water lines | Insulated water lines | Insulated water lines | Insulated water lines | Insulated water lines | Insulated water lines | Insulated water lines | Insulated water lines | Insulated water lines | Insulated water lines | Insulated water lines | Insulated water lines | Insulated water lines | Insulated water lines | Insulated water lines | Insulated water lines | Insulated water lines | Insulated water lines | Insulated water lines | Insulated water lines | Insulated water lines | Insulated water lines | Insulated water lines | Insulated water lines | Insulated water lines | Insulated water lines | Insulated water lines | Insulated water lines | Insulated water lines | Insulated water lines | 187.17 | 187.17 | 187.17 | 187.17 | 187.17 | 187.17 | 187.17 | 187.17 | 187.17 | 187.17 | 187.17 | 187.17 | 187.17 | 187.17 | 187.17 | 187.17 | 187.17 | 187.17 | 187.17 | 187.17 | 187.17 | 187.17 | 187.17 | 187.17 | 187.17 | 187.17 | 187.17 | 187.17 | 187.17 | 187.17 | 187.17 | 0 | 0 | 0 | 0 | 0 | 31.5371 | 31.4983 | 31.4623 | 31.4294 | 31.3962 | 31.3641 | 31.3361 | 31.3125 | 31.2941 | 31.2814 | 31.2754 | 31.2757 | 31.2809 | 31.2892 | 31.2988 | 31.3117 | 31.3238 | 31.3349 | 31.345 | 31.3543 | 31.3628 | 31.3707 | 31.3781 | 31.5823 | 31.5823 | 31.5823 | 0.05044 | 0.059684 | 0.068906 | 0.07806 | 0.087199 | 0.096329 | 0.10534 | 0.11432 | 0.12329 | 0.13213 | 0.14103 | 0.14987 | 0.15874 | 0.16758 | 0.17636 | 0.18517 | 0.19394 | 0.20268 | 0.21139 | 0.22008 | 0.050161 | 0.059442 | 0.068722 | 0.07844 | 0.087716 | 0.096999 | 0.05044 | 0.11006 | 0.17884 | 0.25672 | 0.34364 | 0.43962 | 0.54457 | 0.65848 | 0.78138 | 0.9132 | 1.0541 | 1.2039 | 1.3629 | 1.5308 | 1.7076 | 1.8935 | 2.0882 | 2.2916 | 2.5037 | 2.7246 | 2.7253 | 2.726 | 2.7266 | 0 | 0 | 0 | 1.5994 | 1.8948 | 2.1901 | 2.4837 | 2.7774 | 3.0713 | 3.3615 | 3.651 | 3.9398 | 4.224 | 4.5094 | 4.792 | 5.0746 | 5.3559 | 5.6346 | 5.9136 | 6.1915 | 6.4683 | 6.7441 | 7.019 | 1.5994 | 1.8948 | 2.1901 | 2.4837 | 2.7774 | 3.0713 | 1.5994 | 3.4942 | 5.6843 | 8.168 | 10.9454 | 14.0167 | 17.3782 | 21.0292 | 24.969 | 29.193 | 33.7024 | 38.4943 | 43.569 | 48.9248 | 54.5594 | 60.473 | 66.6645 | 73.1328 | 79.8769 | 86.8959 | 86.8959 | 86.8959 | 86.8959 | 86.8959 | 86.8959 | 86.8959 | 0.042883 | 0.050752 | 0.058604 | 0.0664 | 0.074185 | 0.081965 | 0.089642 | 0.097298 | 0.10494 | 0.11248 | 0.12005 | 0.12758 | 0.13512 | 0.14264 | 0.15011 | 0.15759 | 0.16505 | 0.17249 | 0.17989 | 0.18727 | 0.042682 | 0.050577 | 0.05847 | 0.066674 | 0.074558 | 0.082449 | 0.042883 | 0.09359 | 0.1521 | 0.21837 | 0.29236 | 0.37407 | 0.46343 | 0.56043 | 0.66509 | 0.77734 | 0.89726 | 1.0248 | 1.1601 | 1.303 | 1.4535 | 1.6116 | 1.7772 | 1.9502 | 2.1306 | 2.3184 | 2.3189 | 2.3194 | 2.3199 | 0 | 0 | 0 | 1.3595 | 1.6106 | 1.8616 | 2.1111 | 2.3608 | 2.6106 | 2.8573 | 3.1033 | 3.3488 | 3.5904 | 3.833 | 4.0732 | 4.3134 | 4.5525 | 4.7894 | 5.0266 | 5.2628 | 5.4981 | 5.7325 | 5.9661 | 1.3595 | 1.6106 | 1.8616 | 2.1111 | 2.3608 | 2.6106 | 1.3595 | 2.9701 | 4.8317 | 6.9428 | 9.3036 | 11.9142 | 14.7715 | 17.8748 | 21.2236 | 24.814 | 28.647 | 32.7202 | 37.0336 | 41.5861 | 46.3755 | 51.402 | 56.6648 | 62.1629 | 67.8954 | 73.8615 | 73.8615 | 73.8615 | 73.8615 | 73.8615 | 73.8615 | 73.8615 | 0.042883 | 0.050752 | 0.058604 | 0.0664 | 0.074185 | 0.081965 | 0.089642 | 0.097298 | 0.10494 | 0.11248 | 0.12005 | 0.12758 | 0.13512 | 0.14264 | 0.15011 | 0.15759 | 0.16505 | 0.17249 | 0.17989 | 0.18727 | 0.042682 | 0.050577 | 0.05847 | 0.066674 | 0.074558 | 0.082449 | 0.042883 | 0.09359 | 0.1521 | 0.21837 | 0.29236 | 0.37407 | 0.46343 | 0.56043 | 0.66509 | 0.77734 | 0.89726 | 1.0248 | 1.1601 | 1.303 | 1.4535 | 1.6116 | 1.7772 | 1.9502 | 2.1306 | 2.3184 | 2.3189 | 2.3194 | 2.3199 | 0 | 0 | 0 | 1.3595 | 1.6106 | 1.8616 | 2.1111 | 2.3608 | 2.6106 | 2.8573 | 3.1033 | 3.3488 | 3.5904 | 3.833 | 4.0732 | 4.3134 | 4.5525 | 4.7894 | 5.0266 | 5.2628 | 5.4981 | 5.7325 | 5.9661 | 1.3595 | 1.6106 | 1.8616 | 2.1111 | 2.3608 | 2.6106 | 1.3595 | 2.9701 | 4.8317 | 6.9428 | 9.3036 | 11.9142 | 14.7715 | 17.8748 | 21.2236 | 24.814 | 28.647 | 32.7202 | 37.0336 | 41.5861 | 46.3755 | 51.402 | 56.6648 | 62.1629 | 67.8954 | 73.8615 | 73.8615 | 73.8615 | 73.8615 | 73.8615 | 73.8615 | 73.8615 | 0.042883 | 0.050752 | 0.058604 | 0.0664 | 0.074185 | 0.081965 | 0.089642 | 0.097298 | 0.10494 | 0.11248 | 0.12005 | 0.12758 | 0.13512 | 0.14264 | 0.15011 | 0.15759 | 0.16505 | 0.17249 | 0.17989 | 0.18727 | 0.042682 | 0.050577 | 0.05847 | 0.066674 | 0.074558 | 0.082449 | 0.042883 | 0.09359 | 0.1521 | 0.21837 | 0.29236 | 0.37407 | 0.46343 | 0.56043 | 0.66509 | 0.77734 | 0.89726 | 1.0248 | 1.1601 | 1.303 | 1.4535 | 1.6116 | 1.7772 | 1.9502 | 2.1306 | 2.3184 | 2.3189 | 2.3194 | 2.3199 | 0 | 0 | 0 | 1.3595 | 1.6106 | 1.8616 | 2.1111 | 2.3608 | 2.6106 | 2.8573 | 3.1033 | 3.3488 | 3.5904 | 3.833 | 4.0732 | 4.3134 | 4.5525 | 4.7894 | 5.0266 | 5.2628 | 5.4981 | 5.7325 | 5.9661 | 1.3595 | 1.6106 | 1.8616 | 2.1111 | 2.3608 | 2.6106 | 1.3595 | 2.9701 | 4.8317 | 6.9428 | 9.3036 | 11.9142 | 14.7715 | 17.8748 | 21.2236 | 24.814 | 28.647 | 32.7202 | 37.0336 | 41.5861 | 46.3755 | 51.402 | 56.6648 | 62.1629 | 67.8954 | 73.8615 | 73.8615 | 73.8615 | 73.8615 | 73.8615 | 73.8615 | 73.8615 | 538.9514 | 538.9514 | 538.9514 | 538.9514 | 538.9514 | 538.9514 | 538.9514 | 538.9514 | 538.9514 | 538.9514 | 538.9514 | 538.9514 | 538.9514 | 538.9514 | 538.9514 | 538.9514 | 538.9514 | 538.9514 | 538.9514 | 538.9514 | 538.9514 | 538.9514 | 538.9514 | 538.9514 | 538.9514 | 538.9514 | 393.9787 | 393.9787 | 393.9787 | 393.9787 | 393.9787 | 393.9787 | 393.9787 | 393.9787 | 393.9787 | 393.9787 | 393.9787 | 393.9787 | 393.9787 | 393.9787 | 393.9787 | 393.9787 | 393.9787 | 393.9787 | 393.9787 | 393.9787 | 393.9787 | 393.9787 | 393.9787 | 393.9787 | 393.9787 | 393.9787
WA_Industrial_Instruments_New_Process_Natural Gas_Process - Insulate Heated Process Fluids_A | WA | Industrial | Instruments | New | Process | Natural Gas | Process - Insulate Heated Process Fluids | A | IM549 | No insulation | Insulated process fluid lines | 20 | 9.2315 | 0 | 0 | 263.63 | 0 | 0 | 0 | 131.814 |  | employee | 5% | 10% | Retrofit | Retro12Med | 84.73% | TBD | 0.2% | 2597.0488 |  | 1898.4679 |  | 0.059625 | PGE Workpaper - SWWH017-01 | PGE Workpaper - SWWH017-01 | PGE Workpaper - SWWH017-01 | No insulation | No insulation | No insulation | No insulation | No insulation | No insulation | No insulation | No insulation | No insulation | No insulation | No insulation | No insulation | No insulation | No insulation | No insulation | No insulation | No insulation | No insulation | No insulation | No insulation | No insulation | No insulation | No insulation | No insulation | No insulation | No insulation | No insulation | No insulation | No insulation | No insulation | No insulation | Insulated process fluid lines | Insulated process fluid lines | Insulated process fluid lines | Insulated process fluid lines | Insulated process fluid lines | Insulated process fluid lines | Insulated process fluid lines | Insulated process fluid lines | Insulated process fluid lines | Insulated process fluid lines | Insulated process fluid lines | Insulated process fluid lines | Insulated process fluid lines | Insulated process fluid lines | Insulated process fluid lines | Insulated process fluid lines | Insulated process fluid lines | Insulated process fluid lines | Insulated process fluid lines | Insulated process fluid lines | Insulated process fluid lines | Insulated process fluid lines | Insulated process fluid lines | Insulated process fluid lines | Insulated process fluid lines | Insulated process fluid lines | Insulated process fluid lines | Insulated process fluid lines | Insulated process fluid lines | Insulated process fluid lines | Insulated process fluid lines | 263.63 | 263.63 | 263.63 | 263.63 | 263.63 | 263.63 | 263.63 | 263.63 | 263.63 | 263.63 | 263.63 | 263.63 | 263.63 | 263.63 | 263.63 | 263.63 | 263.63 | 263.63 | 263.63 | 263.63 | 263.63 | 263.63 | 263.63 | 263.63 | 263.63 | 263.63 | 263.63 | 263.63 | 263.63 | 263.63 | 263.63 | 0 | 0 | 0 | 0 | 0 | 9.1971 | 9.1677 | 9.1408 | 9.1156 | 9.0905 | 9.0705 | 9.052 | 9.035 | 9.0199 | 9.007 | 8.9969 | 8.9895 | 8.9844 | 8.9812 | 8.979 | 8.9788 | 8.9786 | 8.9784 | 8.978 | 8.9775 | 8.9869 | 8.9957 | 9.0038 | 9.2315 | 9.2315 | 9.2315 | 0.032177 | 0.038 | 0.043793 | 0.049525 | 0.055229 | 0.054846 | 0.047925 | 0.041563 | 0.035821 | 0.03068 | 0.026173 | 0.022232 | 0.018824 | 0.015888 | 0.013369 | 0.011224 | 8.0154e-05 | 2.9906e-05 | 1.0629e-05 | 3.6072e-06 | 0.031442 | 0.037286 | 0.043136 | 0.050155 | 0.056086 | 0.05582 | 0.032177 | 0.070074 | 0.11366 | 0.16287 | 0.21765 | 0.27202 | 0.31939 | 0.36035 | 0.39557 | 0.42569 | 0.45138 | 0.47324 | 0.4918 | 0.50751 | 0.52075 | 0.53196 | 0.53204 | 0.53205 | 0.53204 | 0.53201 | 0.53257 | 0.53309 | 0.53357 | 0 | 0 | 0 | 3.4986 | 4.1449 | 4.7909 | 5.433 | 6.0755 | 6.0466 | 5.2944 | 4.6002 | 3.9713 | 3.4062 | 2.9091 | 2.4731 | 2.0952 | 1.769 | 1.4889 | 1.2501 | 0.0089273 | 0.0033309 | 0.0011839 | 0.0004018 | 3.4986 | 4.1449 | 4.7909 | 5.433 | 6.0755 | 6.0466 | 3.4986 | 7.6436 | 12.4344 | 17.8674 | 23.9429 | 29.9895 | 35.2839 | 39.8841 | 43.8554 | 47.2616 | 50.1707 | 52.6438 | 54.739 | 56.5081 | 57.9969 | 59.247 | 59.256 | 59.2593 | 59.2605 | 59.2609 | 59.2609 | 59.2609 | 59.2609 | 59.2609 | 59.2609 | 59.2609 | 0.027366 | 0.032333 | 0.037279 | 0.042176 | 0.047053 | 0.046742 | 0.040856 | 0.035443 | 0.030554 | 0.026175 | 0.022333 | 0.018973 | 0.016066 | 0.013561 | 0.011411 | 0.0095805 | 6.8416e-05 | 2.5526e-05 | 9.0729e-06 | 3.079e-06 | 0.026834 | 0.031817 | 0.036803 | 0.042632 | 0.047673 | 0.047447 | 0.027366 | 0.059625 | 0.096755 | 0.1387 | 0.18543 | 0.23183 | 0.27228 | 0.30729 | 0.33741 | 0.36317 | 0.38516 | 0.40386 | 0.41974 | 0.43317 | 0.44449 | 0.45406 | 0.45412 | 0.45414 | 0.45413 | 0.45411 | 0.45452 | 0.45489 | 0.45524 | 0 | 0 | 0 | 2.9738 | 3.5232 | 4.0722 | 4.618 | 5.1642 | 5.1396 | 4.5002 | 3.9102 | 3.3756 | 2.8953 | 2.4727 | 2.1021 | 1.7809 | 1.5037 | 1.2655 | 1.0626 | 0.0075882 | 0.0028312 | 0.0010063 | 0.00034153 | 2.9738 | 3.5232 | 4.0722 | 4.618 | 5.1642 | 5.1396 | 2.9738 | 6.497 | 10.5693 | 15.1873 | 20.3515 | 25.4911 | 29.9913 | 33.9015 | 37.2771 | 40.1724 | 42.6451 | 44.7473 | 46.5282 | 48.0318 | 49.2974 | 50.36 | 50.3676 | 50.3704 | 50.3714 | 50.3717 | 50.3717 | 50.3717 | 50.3717 | 50.3717 | 50.3717 | 50.3717 | 0 | 0 | 0 | 0 | 0 | 0 | 0 | 0 | 0 | 0 | 0 | 0 | 0 | 0 | 0 | 0 | 0 | 0 | 0 | 0 | 0 | 0 | 0 | 0 | 0 | 0 | 0 | 0 | 0 | 0 | 0 | 0 | 0 | 0 | 0 | 0 | 0 | 0 | 0 | 0 | 0 | 0 | 0 | 0 | 0 | 0 | 0 | 0 | 0 | 0 | 0 | 0 | 0 | 0 | 0 | 0 | 0 | 0 | 0 | 0 | 0 | 0 | 0 | 0 | 0 | 0 | 0 | 0 | 0 | 0 | 0 | 0 | 0 | 0 | 0 | 0 | 0 | 0 | 0 | 0 | 0 | 0 | 0 | 0 | 0 | 0 | 0 | 0 | 0 | 0 | 0 | 0 | 0 | 0 | 0 | 0 | 0 | 0 | 0 | 0 | 0 | 0 | 0 | 0 | 0 | 0 | 0 | 0 | 0 | 0 | 0 | 0 | 0 | 0 | 0 | 0 | 0 | 0 | 0 | 0 | 0 | 0 | 0 | 0 | 0 | 0 | 0 | 0 | 0 | 0 | 0 | 0 | 0 | 0 | 0 | 0 | 0 | 0 | 0 | 0 | 0 | 0 | 0 | 0 | 0 | 0 | 0 | 0 | 0 | 0 | 0 | 0 | 0 | 0 | 0 | 0 | 0 | 0 | 0 | 0 | 0 | 0 | 0 | 0 | 0 | 0 | 0 | 0 | 0 | 0 | 0 | 0 | 0 | 0 | 0 | 0 | 0 | 0 | 0 | 0 | 0 | 0 | 0 | 0 | 0 | 0 | 0 | 0 | 0 | 0 | 0 | 0 | 0 | 0 | 0 | 0 | 0 | 0 | 0 | 0 | 0 | 0 | 0 | 0 | 0 | 0 | 0 | 0 | 2597.0488 | 2597.0488 | 2597.0488 | 2597.0488 | 2597.0488 | 2597.0488 | 2597.0488 | 2597.0488 | 2597.0488 | 2597.0488 | 2597.0488 | 2597.0488 | 2597.0488 | 2597.0488 | 2597.0488 | 2597.0488 | 2597.0488 | 2597.0488 | 2597.0488 | 2597.0488 | 2597.0488 | 2597.0488 | 2597.0488 | 2597.0488 | 2597.0488 | 2597.0488 | 1898.4679 | 1898.4679 | 1898.4679 | 1898.4679 | 1898.4679 | 1898.4679 | 1898.4679 | 1898.4679 | 1898.4679 | 1898.4679 | 1898.4679 | 1898.4679 | 1898.4679 | 1898.4679 | 1898.4679 | 1898.4679 | 1898.4679 | 1898.4679 | 1898.4679 | 1898.4679 | 1898.4679 | 1898.4679 | 1898.4679 | 1898.4679 | 1898.4679 | 1898.4679
WA_Industrial_Instruments_New_Process_Natural Gas_Process Heat Recovery_A | WA | Industrial | Instruments | New | Process | Natural Gas | Process Heat Recovery | A | IM550 | No HR system | HR system installed | 15 | 0.14017 | 0 | 0 | 312.38 | 0 | 0 | 0 | 156.1916 |  | cfm | 5% | 50% | Retrofit | Retro12Med | 84.73% | TBD | 0.2% | 233719.1839 |  | 177700.6867 |  | 0.032575 | MN TRM v3.1 - Exhaust Energy Recovery | WI TRM - Process Exhaust Filtration, 3244 | MN TRM v3.1 - Exhaust Energy Recovery | No HR system | No HR system | No HR system | No HR system | No HR system | No HR system | No HR system | No HR system | No HR system | No HR system | No HR system | No HR system | No HR system | No HR system | No HR system | No HR system | No HR system | No HR system | No HR system | No HR system | No HR system | No HR system | No HR system | No HR system | No HR system | No HR system | No HR system | No HR system | No HR system | No HR system | No HR system | HR system installed | HR system installed | HR system installed | HR system installed | HR system installed | HR system installed | HR system installed | HR system installed | HR system installed | HR system installed | HR system installed | HR system installed | HR system installed | HR system installed | HR system installed | HR system installed | HR system installed | HR system installed | HR system installed | HR system installed | HR system installed | HR system installed | HR system installed | HR system installed | HR system installed | HR system installed | HR system installed | HR system installed | HR system installed | HR system installed | HR system installed | 312.38 | 312.38 | 312.38 | 312.38 | 312.38 | 312.38 | 312.38 | 312.38 | 312.38 | 312.38 | 312.38 | 312.38 | 312.38 | 312.38 | 312.38 | 312.38 | 312.38 | 312.38 | 312.38 | 312.38 | 312.38 | 312.38 | 312.38 | 312.38 | 312.38 | 312.38 | 312.38 | 312.38 | 312.38 | 312.38 | 312.38 | 0 | 0 | 0 | 0 | 0 | 0.1396 | 0.13911 | 0.13867 | 0.13826 | 0.13785 | 0.13752 | 0.13723 | 0.13696 | 0.13673 | 0.13653 | 0.13638 | 0.13627 | 0.1362 | 0.13615 | 0.13613 | 0.13613 | 0.13613 | 0.13614 | 0.13614 | 0.13614 | 0.13629 | 0.13643 | 0.13656 | 0 | 0 | 0 | 0.017582 | 0.020758 | 0.023917 | 0.027042 | 0.03015 | 0.029936 | 0.026156 | 0.022682 | 0.019548 | 0.016742 | 0.014283 | 0.012132 | 0.010273 | 0.008671 | 0.0072963 | 0.017145 | 0.020314 | 0.02348 | 0.026628 | 0.029776 | 0.029667 | 0.026003 | 0.022615 | 0 | 0 | 0 | 0.017582 | 0.03828 | 0.062076 | 0.088933 | 0.11882 | 0.14847 | 0.17431 | 0.19666 | 0.21587 | 0.2323 | 0.24632 | 0.25826 | 0.26839 | 0.27698 | 0.28422 | 0.28422 | 0.28423 | 0.28424 | 0.28425 | 0.28425 | 0.28456 | 0.28485 | 0.28511 | 0 | 0 | 0 | 125.9509 | 149.2174 | 172.4712 | 195.5879 | 218.717 | 217.6788 | 190.5981 | 165.6066 | 142.9664 | 122.6249 | 104.7266 | 89.032 | 75.4267 | 63.6854 | 53.5997 | 125.9509 | 149.2174 | 172.4712 | 195.5879 | 218.717 | 217.6788 | 190.5981 | 165.6066 | 142.9664 | 122.6249 | 104.7266 | 125.9509 | 275.1683 | 447.6396 | 643.2274 | 861.9445 | 1079.6232 | 1270.2213 | 1435.8279 | 1578.7944 | 1701.4193 | 1806.1459 | 1895.1779 | 1970.6046 | 2034.29 | 2087.8897 | 2087.8897 | 2087.8897 | 2087.8897 | 2087.8897 | 2087.8897 | 2087.8897 | 2087.8897 | 2087.8897 | 2087.8897 | 2087.8897 | 2087.8897 | 0.014954 | 0.017665 | 0.020362 | 0.023033 | 0.025692 | 0.025518 | 0.022303 | 0.019347 | 0.016678 | 0.014287 | 0.01219 | 0.010356 | 0.0087698 | 0.0074026 | 0.0062292 | 0.014638 | 0.017343 | 0.020046 | 0.022733 | 0.025421 | 0.025324 | 0.022192 | 0.019298 | 0 | 0 | 0 | 0.014954 | 0.032575 | 0.052849 | 0.075748 | 0.10125 | 0.12656 | 0.14864 | 0.16774 | 0.18417 | 0.19824 | 0.21024 | 0.22045 | 0.22912 | 0.23646 | 0.24265 | 0.24265 | 0.24266 | 0.24267 | 0.24267 | 0.24267 | 0.2429 | 0.2431 | 0.2433 | 0 | 0 | 0 | 107.0583 | 126.8348 | 146.6005 | 166.2497 | 185.9095 | 185.0269 | 162.0084 | 140.7656 | 121.5215 | 104.2312 | 89.0176 | 75.6772 | 64.1127 | 54.1326 | 45.5597 | 107.0583 | 126.8348 | 146.6005 | 166.2497 | 185.9095 | 185.0269 | 162.0084 | 140.7656 | 121.5215 | 104.2312 | 89.0176 | 107.0583 | 233.8931 | 380.4936 | 546.7433 | 732.6528 | 917.6797 | 1079.6881 | 1220.4537 | 1341.9752 | 1446.2064 | 1535.224 | 1610.9012 | 1675.0139 | 1729.1465 | 1774.7062 | 1774.7062 | 1774.7062 | 1774.7062 | 1774.7062 | 1774.7062 | 1774.7062 | 1774.7062 | 1774.7062 | 1774.7062 | 1774.7062 | 1774.7062 | 0 | 0 | 0 | 0 | 0 | 0 | 0 | 0 | 0 | 0 | 0 | 0 | 0 | 0 | 0 | 0 | 0 | 0 | 0 | 0 | 0 | 0 | 0 | 0 | 0 | 0 | 0 | 0 | 0 | 0 | 0 | 0 | 0 | 0 | 0 | 0 | 0 | 0 | 0 | 0 | 0 | 0 | 0 | 0 | 0 | 0 | 0 | 0 | 0 | 0 | 0 | 0 | 0 | 0 | 0 | 0 | 0 | 0 | 0 | 0 | 0 | 0 | 0 | 0 | 0 | 0 | 0 | 0 | 0 | 0 | 0 | 0 | 0 | 0 | 0 | 0 | 0 | 0 | 0 | 0 | 0 | 0 | 0 | 0 | 0 | 0 | 0 | 0 | 0 | 0 | 0 | 0 | 0 | 0 | 0 | 0 | 0 | 0 | 0 | 0 | 0 | 0 | 0 | 0 | 0 | 0 | 0 | 0 | 0 | 0 | 0 | 0 | 0 | 0 | 0 | 0 | 0 | 0 | 0 | 0 | 0 | 0 | 0 | 0 | 0 | 0 | 0 | 0 | 0 | 0 | 0 | 0 | 0 | 0 | 0 | 0 | 0 | 0 | 0 | 0 | 0 | 0 | 0 | 0 | 0 | 0 | 0 | 0 | 0 | 0 | 0 | 0 | 0 | 0 | 0 | 0 | 0 | 0 | 0 | 0 | 0 | 0 | 0 | 0 | 0 | 0 | 0 | 0 | 0 | 0 | 0 | 0 | 0 | 0 | 0 | 0 | 0 | 0 | 0 | 0 | 0 | 0 | 0 | 0 | 0 | 0 | 0 | 0 | 0 | 0 | 0 | 0 | 0 | 0 | 0 | 0 | 0 | 0 | 0 | 0 | 0 | 0 | 0 | 0 | 0 | 0 | 0 | 0 | 233719.1839 | 233719.1839 | 233719.1839 | 233719.1839 | 233719.1839 | 233719.1839 | 233719.1839 | 233719.1839 | 233719.1839 | 233719.1839 | 233719.1839 | 233719.1839 | 233719.1839 | 233719.1839 | 233719.1839 | 233719.1839 | 233719.1839 | 233719.1839 | 233719.1839 | 233719.1839 | 233719.1839 | 233719.1839 | 233719.1839 | 0 | 0 | 0 | 177700.6867 | 177700.6867 | 177700.6867 | 177700.6867 | 177700.6867 | 177700.6867 | 177700.6867 | 177700.6867 | 177700.6867 | 177700.6867 | 177700.6867 | 177700.6867 | 177700.6867 | 177700.6867 | 177700.6867 | 177700.6867 | 177700.6867 | 177700.6867 | 177700.6867 | 177700.6867 | 177700.6867 | 177700.6867 | 177700.6867 | 0 | 0 | 0
WA_Industrial_Instruments_New_Space Heating_Natural Gas_Building Automation System_A | WA | Industrial | Instruments | New | Space Heating | Natural Gas | Building Automation System | A | IM551 | No control system | Automation system installed and programmed | 15 | 0.01486 | 0 | 0 | 0.09 | 0.03 | 0 | 0 | 0.04595 |  | sqft | 5% | 65% | Retrofit | Retro1Slow | 81.8% | TBD | 0.2% | 2818.0396 |  | 519.9207 |  | 0.0014987 | COM_EMS-All-XCELCO-2017-18-3 | BEHAV_EIS-All-CPUC-2018_PG-10 | COM_EMS-All-XCELCO-2017-18-3 | No control system | No control system | No control system | No control system | No control system | No control system | No control system | No control system | No control system | No control system | No control system | No control system | No control system | No control system | No control system | No control system | No control system | No control system | No control system | No control system | No control system | No control system | No control system | No control system | No control system | No control system | No control system | No control system | No control system | No control system | No control system | Automation system installed and programmed | Automation system installed and programmed | Automation system installed and programmed | Automation system installed and programmed | Automation system installed and programmed | Automation system installed and programmed | Automation system installed and programmed | Automation system installed and programmed | Automation system installed and programmed | Automation system installed and programmed | Automation system installed and programmed | Automation system installed and programmed | Automation system installed and programmed | Automation system installed and programmed | Automation system installed and programmed | Automation system installed and programmed | Automation system installed and programmed | Automation system installed and programmed | Automation system installed and programmed | Automation system installed and programmed | Automation system installed and programmed | Automation system installed and programmed | Automation system installed and programmed | Automation system installed and programmed | Automation system installed and programmed | Automation system installed and programmed | Automation system installed and programmed | Automation system installed and programmed | Automation system installed and programmed | Automation system installed and programmed | Automation system installed and programmed | 0.09 | 0.09 | 0.09 | 0.09 | 0.09 | 0.09 | 0.09 | 0.09 | 0.09 | 0.09 | 0.09 | 0.09 | 0.09 | 0.09 | 0.09 | 0.09 | 0.09 | 0.09 | 0.09 | 0.09 | 0.09 | 0.09 | 0.09 | 0.09 | 0.09 | 0.09 | 0.09 | 0.09 | 0.09 | 0.09 | 0.09 | 0 | 0 | 0 | 0 | 0 | 0.014238 | 0.013819 | 0.013513 | 0.013281 | 0.013098 | 0.01295 | 0.012776 | 0.012594 | 0.012415 | 0.012241 | 0.012087 | 0.011951 | 0.011937 | 0.011854 | 0.011795 | 0.011754 | 0.011718 | 0.011705 | 0.011703 | 0.011707 | 0.011715 | 0.011723 | 0.011732 | 0 | 0 | 0 | 0.00052074 | 0.0011969 | 0.0024019 | 0.0043546 | 0.0072894 | 0.011414 | 0.016766 | 0.02327 | 0.030616 | 0.038167 | 0.045139 | 0.050453 | 0.053588 | 0.052947 | 0.048731 | 0.042146 | 0.033642 | 0.024304 | 0.016187 | 0.010991 | 0.010326 | 0.015384 | 0.021677 | 0 | 0 | 0 | 0.00052074 | 0.0017023 | 0.0040665 | 0.0083513 | 0.015526 | 0.026764 | 0.043172 | 0.065828 | 0.095505 | 0.13234 | 0.17581 | 0.22428 | 0.2776 | 0.32863 | 0.37573 | 0.41612 | 0.44748 | 0.4692 | 0.48147 | 0.48613 | 0.48644 | 0.48677 | 0.48715 | 0 | 0 | 0 | 36.5733 | 86.6127 | 177.7502 | 327.8884 | 556.5428 | 881.4493 | 1312.3101 | 1847.7003 | 2466.0803 | 3117.9073 | 3734.3845 | 4221.6583 | 4489.3314 | 4466.4783 | 4131.3951 | 3585.8232 | 2870.9572 | 2076.4475 | 1383.1852 | 938.8428 | 881.4493 | 1312.3101 | 1847.7003 | 2466.0803 | 3117.9073 | 3734.3845 | 36.5733 | 123.186 | 300.9362 | 628.8246 | 1185.3674 | 2066.8167 | 3379.1267 | 5226.8271 | 7692.9073 | 10810.8146 | 14545.1991 | 18766.8575 | 23256.1889 | 27722.6672 | 31854.0623 | 35403.3122 | 38187.6568 | 40086.3541 | 41141.6509 | 41523.9509 | 41523.9509 | 41523.9509 | 41523.9509 | 41523.9509 | 41523.9509 | 41523.9509 | 0.00045229 | 0.0010537 | 0.002133 | 0.0038877 | 0.0065276 | 0.010236 | 0.015058 | 0.020924 | 0.027554 | 0.034372 | 0.040666 | 0.04546 | 0.047886 | 0.047032 | 0.04307 | 0.037097 | 0.029519 | 0.021277 | 0.014141 | 0.0095852 | 0.0089921 | 0.013382 | 0.018839 | 0 | 0 | 0 | 0.00045229 | 0.0014987 | 0.0036112 | 0.0074559 | 0.013903 | 0.024002 | 0.038772 | 0.059191 | 0.085954 | 0.11918 | 0.15839 | 0.20209 | 0.24807 | 0.29192 | 0.33208 | 0.36626 | 0.39264 | 0.41076 | 0.42062 | 0.42394 | 0.42361 | 0.42342 | 0.42337 | 0 | 0 | 0 | 31.0873 | 73.6208 | 151.0877 | 278.7052 | 473.0614 | 749.2319 | 1115.4636 | 1570.5453 | 2096.1682 | 2650.2212 | 3174.2268 | 3588.4096 | 3815.9317 | 3796.5065 | 3511.6859 | 3047.9497 | 2440.3136 | 1764.9804 | 1175.7074 | 798.0164 | 749.2319 | 1115.4636 | 1570.5453 | 2096.1682 | 2650.2212 | 3174.2268 | 31.0873 | 104.7081 | 255.7958 | 534.5009 | 1007.5623 | 1756.7942 | 2872.2577 | 4442.803 | 6538.9712 | 9189.1924 | 12363.4193 | 15951.8289 | 19767.7606 | 23564.2671 | 27075.953 | 30092.8154 | 32459.5083 | 34073.401 | 34970.4032 | 35295.3582 | 35295.3582 | 35295.3582 | 35295.3582 | 35295.3582 | 35295.3582 | 35295.3582 | 0.00045229 | 0.0010537 | 0.002133 | 0.0038877 | 0.0065276 | 0.010236 | 0.015058 | 0.020924 | 0.027554 | 0.034372 | 0.040666 | 0.04546 | 0.047886 | 0.047032 | 0.04307 | 0.037097 | 0.029519 | 0.021277 | 0.014141 | 0.0095852 | 0.0089921 | 0.013382 | 0.018839 | 0 | 0 | 0 | 0.00045229 | 0.0014987 | 0.0036112 | 0.0074559 | 0.013903 | 0.024002 | 0.038772 | 0.059191 | 0.085954 | 0.11918 | 0.15839 | 0.20209 | 0.24807 | 0.29192 | 0.33208 | 0.36626 | 0.39264 | 0.41076 | 0.42062 | 0.42394 | 0.42361 | 0.42342 | 0.42337 | 0 | 0 | 0 | 31.0873 | 73.6208 | 151.0877 | 278.7052 | 473.0614 | 749.2319 | 1115.4636 | 1570.5453 | 2096.1682 | 2650.2212 | 3174.2268 | 3588.4096 | 3815.9317 | 3796.5065 | 3511.6859 | 3047.9497 | 2440.3136 | 1764.9804 | 1175.7074 | 798.0164 | 749.2319 | 1115.4636 | 1570.5453 | 2096.1682 | 2650.2212 | 3174.2268 | 31.0873 | 104.7081 | 255.7958 | 534.5009 | 1007.5623 | 1756.7942 | 2872.2577 | 4442.803 | 6538.9712 | 9189.1924 | 12363.4193 | 15951.8289 | 19767.7606 | 23564.2671 | 27075.953 | 30092.8154 | 32459.5083 | 34073.401 | 34970.4032 | 35295.3582 | 35295.3582 | 35295.3582 | 35295.3582 | 35295.3582 | 35295.3582 | 35295.3582 | 0.00045229 | 0.0010537 | 0.002133 | 0.0038877 | 0.0065276 | 0.010236 | 0.015058 | 0.020924 | 0.027554 | 0.034372 | 0.040666 | 0.04546 | 0.047886 | 0.047032 | 0.04307 | 0.037097 | 0.029519 | 0.021277 | 0.014141 | 0.0095852 | 0.0089921 | 0.013382 | 0.018839 | 0 | 0 | 0 | 0.00045229 | 0.0014987 | 0.0036112 | 0.0074559 | 0.013903 | 0.024002 | 0.038772 | 0.059191 | 0.085954 | 0.11918 | 0.15839 | 0.20209 | 0.24807 | 0.29192 | 0.33208 | 0.36626 | 0.39264 | 0.41076 | 0.42062 | 0.42394 | 0.42361 | 0.42342 | 0.42337 | 0 | 0 | 0 | 31.0873 | 73.6208 | 151.0877 | 278.7052 | 473.0614 | 749.2319 | 1115.4636 | 1570.5453 | 2096.1682 | 2650.2212 | 3174.2268 | 3588.4096 | 3815.9317 | 3796.5065 | 3511.6859 | 3047.9497 | 2440.3136 | 1764.9804 | 1175.7074 | 798.0164 | 749.2319 | 1115.4636 | 1570.5453 | 2096.1682 | 2650.2212 | 3174.2268 | 31.0873 | 104.7081 | 255.7958 | 534.5009 | 1007.5623 | 1756.7942 | 2872.2577 | 4442.803 | 6538.9712 | 9189.1924 | 12363.4193 | 15951.8289 | 19767.7606 | 23564.2671 | 27075.953 | 30092.8154 | 32459.5083 | 34073.401 | 34970.4032 | 35295.3582 | 35295.3582 | 35295.3582 | 35295.3582 | 35295.3582 | 35295.3582 | 35295.3582 | 2667.5714 | 2702.4849 | 2728.5497 | 2748.6555 | 2764.729 | 2777.8761 | 2793.4155 | 2809.9148 | 2826.3792 | 2842.4849 | 2855.2691 | 2865.423 | 2873.5457 | 2886.5095 | 2896.1028 | 2903.0765 | 2908.5592 | 2908.5592 | 2908.5592 | 2908.5592 | 2908.5592 | 2908.5592 | 2908.5592 | 0 | 0 | 0 | 492.1598 | 498.6012 | 503.4101 | 507.1195 | 510.0851 | 512.5107 | 515.3776 | 518.4217 | 521.4594 | 524.4308 | 526.7895 | 528.6628 | 530.1615 | 532.5533 | 534.3232 | 535.6098 | 536.6214 | 536.6214 | 536.6214 | 536.6214 | 536.6214 | 536.6214 | 536.6214 | 0 | 0 | 0
WA_Industrial_Instruments_New_Space Heating_Natural Gas_Steam System Efficiency Improvements_A | WA | Industrial | Instruments | New | Space Heating | Natural Gas | Steam System Efficiency Improvements | A | IM552 | Average system efficiency | Optimized system | 5 | 0.13322 | 0 | 0 | 0.11 | 0 | 0 | 0 | 0.05645 |  | sqft | 30% | 60% | Retrofit | Retro1Slow | 81.8% | TBD | 0.2% | 46936.3499 |  | 41595.5353 |  | 0 | AEG Research | DOE - Improving Steam System Performance: A Sourcebook for Industry, Second Edition. October 2012. | DOE - Improving Steam System Performance: A Sourcebook for Industry, Second Edition. October 2012. | Average system efficiency | Average system efficiency | Average system efficiency | Average system efficiency | Average system efficiency | Average system efficiency | Average system efficiency | Average system efficiency | Average system efficiency | Average system efficiency | Average system efficiency | Average system efficiency | Average system efficiency | Average system efficiency | Average system efficiency | Average system efficiency | Average system efficiency | Average system efficiency | Average system efficiency | Average system efficiency | Average system efficiency | Average system efficiency | Average system efficiency | Average system efficiency | Average system efficiency | Average system efficiency | Average system efficiency | Average system efficiency | Average system efficiency | Average system efficiency | Average system efficiency | Optimized system | Optimized system | Optimized system | Optimized system | Optimized system | Optimized system | Optimized system | Optimized system | Optimized system | Optimized system | Optimized system | Optimized system | Optimized system | Optimized system | Optimized system | Optimized system | Optimized system | Optimized system | Optimized system | Optimized system | Optimized system | Optimized system | Optimized system | Optimized system | Optimized system | Optimized system | Optimized system | Optimized system | Optimized system | Optimized system | Optimized system | 0.11 | 0.11 | 0.11 | 0.11 | 0.11 | 0.11 | 0.11 | 0.11 | 0.11 | 0.11 | 0.11 | 0.11 | 0.11 | 0.11 | 0.11 | 0.11 | 0.11 | 0.11 | 0.11 | 0.11 | 0.11 | 0.11 | 0.11 | 0.11 | 0.11 | 0.11 | 0.11 | 0.11 | 0.11 | 0.11 | 0.11 | 0 | 0 | 0 | 0 | 0 | 0 | 0 | 0 | 0 | 0 | 0 | 0 | 0 | 0 | 0 | 0 | 0 | 0 | 0 | 0 | 0 | 0 | 0 | 0 | 0 | 0 | 0 | 0 | 0 | 0 | 0 | 0 | 0 | 0 | 0 | 0 | 0 | 0 | 0 | 0 | 0 | 0 | 0 | 0 | 0 | 0 | 0 | 0 | 0 | 0 | 0 | 0 | 0 | 0 | 0 | 0 | 0 | 0 | 0 | 0 | 0 | 0 | 0 | 0 | 0 | 0 | 0 | 0 | 0 | 0 | 0 | 0 | 0 | 0 | 0 | 0 | 0 | 0 | 0 | 0 | 0 | 0 | 0 | 0 | 0 | 0 | 0 | 0 | 0 | 0 | 0 | 0 | 0 | 0 | 0 | 0 | 0 | 0 | 0 | 0 | 0 | 0 | 0 | 0 | 0 | 0 | 0 | 0 | 0 | 0 | 0 | 0 | 0 | 0 | 0 | 0 | 0 | 0 | 0 | 0 | 0 | 0 | 0 | 0 | 0 | 0 | 0 | 0 | 0 | 0 | 0 | 0 | 0 | 0 | 0 | 0 | 0 | 0 | 0 | 0 | 0 | 0 | 0 | 0 | 0 | 0 | 0 | 0 | 0 | 0 | 0 | 0 | 0 | 0 | 0 | 0 | 0 | 0 | 0 | 0 | 0 | 0 | 0 | 0 | 0 | 0 | 0 | 0 | 0 | 0 | 0 | 0 | 0 | 0 | 0 | 0 | 0 | 0 | 0 | 0 | 0 | 0 | 0 | 0 | 0 | 0 | 0 | 0 | 0 | 0 | 0 | 0 | 0 | 0 | 0 | 0 | 0 | 0 | 0 | 0 | 0 | 0 | 0 | 0 | 0 | 0 | 0 | 0 | 0 | 0 | 0 | 0 | 0 | 0 | 0 | 0 | 0 | 0 | 0 | 0 | 0 | 0 | 0 | 0 | 0 | 0 | 0 | 0 | 0 | 0 | 0 | 0 | 0 | 0 | 0 | 0 | 0 | 0 | 0 | 0 | 0 | 0 | 0 | 0 | 0 | 0 | 0 | 0 | 0 | 0 | 0 | 0 | 0 | 0 | 0 | 0 | 0 | 0 | 0 | 0 | 0 | 0 | 0 | 0 | 0 | 0 | 0 | 0 | 0 | 0 | 0 | 0 | 0 | 0 | 0 | 0 | 0 | 0 | 0 | 0 | 0 | 0 | 0 | 0 | 0 | 0 | 0 | 0 | 0 | 0 | 0 | 0 | 0 | 0 | 0 | 0 | 0 | 0 | 0 | 0 | 0 | 0 | 0 | 0 | 0 | 0 | 0 | 0 | 0 | 0 | 0 | 0 | 0 | 0 | 0 | 0 | 0 | 0 | 0 | 0 | 0 | 0 | 0 | 0 | 0 | 0 | 0 | 0 | 0 | 0 | 0 | 0 | 0 | 0 | 0 | 0 | 0 | 0 | 0 | 0 | 0 | 0 | 0 | 0 | 0 | 0 | 0 | 0 | 0 | 0 | 0 | 0 | 0 | 0 | 0 | 0 | 0 | 0 | 0 | 0 | 0 | 0 | 0 | 0 | 0 | 0 | 0 | 0 | 0 | 0 | 0 | 0 | 0 | 0 | 0 | 0 | 0 | 0 | 0 | 0 | 0 | 0 | 0 | 0 | 0 | 0 | 0 | 0 | 0 | 0 | 0 | 0 | 0 | 0 | 0 | 0 | 0 | 0 | 0 | 0 | 0 | 0 | 0 | 0 | 0 | 0 | 0 | 0 | 0 | 0 | 0 | 0 | 0 | 0 | 0 | 0 | 0 | 0 | 0 | 0 | 0 | 0 | 0 | 0 | 0 | 0 | 0 | 0 | 0 | 0 | 0 | 0 | 0 | 0 | 0 | 0 | 0 | 0 | 0 | 0 | 0 | 0 | 0 | 0 | 0 | 0 | 0 | 46936.3499 | 46936.3499 | 46936.3499 | 46936.3499 | 46936.3499 | 46936.3499 | 46936.3499 | 46936.3499 | 46936.3499 | 46936.3499 | 46936.3499 | 46936.3499 | 46936.3499 | 46936.3499 | 46936.3499 | 46936.3499 | 46936.3499 | 46936.3499 | 46936.3499 | 46936.3499 | 46936.3499 | 46936.3499 | 46936.3499 | 46936.3499 | 46936.3499 | 46936.3499 | 41595.5353 | 41595.5353 | 41595.5353 | 41595.5353 | 41595.5353 | 41595.5353 | 41595.5353 | 41595.5353 | 41595.5353 | 41595.5353 | 41595.5353 | 41595.5353 | 41595.5353 | 41595.5353 | 41595.5353 | 41595.5353 | 41595.5353 | 41595.5353 | 41595.5353 | 41595.5353 | 41595.5353 | 41595.5353 | 41595.5353 | 41595.5353 | 41595.5353 | 41595.5353
WA_Industrial_Instruments_New_Process_Natural Gas_Steam System Efficiency Improvements_A | WA | Industrial | Instruments | New | Process | Natural Gas | Steam System Efficiency Improvements | A | IM553 | Average system efficiency | Optimized system | 5 | 0.087109 | 0 | 0 | 19 | 0 | 0 | 0 | 9.4995 |  | sqft | 30% | 60% | Retrofit | Retro1Slow | 81.8% | TBD | 0.2% | 46936.3499 |  | 41595.5353 |  | 0.00012202 | AEG Research | DOE - Improving Steam System Performance: A Sourcebook for Industry, Second Edition. October 2012. | DOE - Improving Steam System Performance: A Sourcebook for Industry, Second Edition. October 2012. | Average system efficiency | Average system efficiency | Average system efficiency | Average system efficiency | Average system efficiency | Average system efficiency | Average system efficiency | Average system efficiency | Average system efficiency | Average system efficiency | Average system efficiency | Average system efficiency | Average system efficiency | Average system efficiency | Average system efficiency | Average system efficiency | Average system efficiency | Average system efficiency | Average system efficiency | Average system efficiency | Average system efficiency | Average system efficiency | Average system efficiency | Average system efficiency | Average system efficiency | Average system efficiency | Average system efficiency | Average system efficiency | Average system efficiency | Average system efficiency | Average system efficiency | Optimized system | Optimized system | Optimized system | Optimized system | Optimized system | Optimized system | Optimized system | Optimized system | Optimized system | Optimized system | Optimized system | Optimized system | Optimized system | Optimized system | Optimized system | Optimized system | Optimized system | Optimized system | Optimized system | Optimized system | Optimized system | Optimized system | Optimized system | Optimized system | Optimized system | Optimized system | Optimized system | Optimized system | Optimized system | Optimized system | Optimized system | 19 | 19 | 19 | 19 | 19 | 19 | 19 | 19 | 19 | 19 | 19 | 19 | 19 | 19 | 19 | 19 | 19 | 19 | 19 | 19 | 19 | 19 | 19 | 19 | 19 | 19 | 19 | 19 | 19 | 19 | 19 | 0 | 0 | 0 | 0 | 0 | 0.086784 | 0.086507 | 0.086253 | 0.086015 | 0.085778 | 0.08559 | 0.085416 | 0.085257 | 0.085115 | 0.084994 | 0.084899 | 0.08483 | 0.084783 | 0.084752 | 0.084732 | 0.084729 | 0.084728 | 0.084725 | 0.084722 | 0.084716 | 0.084805 | 0.084887 | 0.084964 | 0.087109 | 0.087109 | 0.087109 | 4.2713e-05 | 0.00010083 | 0.00020632 | 0.00037954 | 0.00064244 | 0.0010153 | 0.0015084 | 0.0021199 | 0.0028247 | 0.0035662 | 0.0042666 | 0.0048193 | 0.005122 | 0.0050941 | 0.0047108 | 0.004258 | 0.0048135 | 0.0051186 | 0.0050923 | 0.00471 | 0.0042618 | 0.0048226 | 0.005133 | 0.0052358 | 0.004843 | 0.0043776 | 4.2713e-05 | 0.00014341 | 0.00034931 | 0.00072788 | 0.0013683 | 0.0023384 | 0.0037426 | 0.0056515 | 0.0080913 | 0.011009 | 0.014257 | 0.017566 | 0.02057 | 0.022844 | 0.023995 | 0.023994 | 0.023993 | 0.023993 | 0.023992 | 0.02399 | 0.024015 | 0.024039 | 0.02406 | 0 | 0 | 0 | 0.49217 | 1.1656 | 2.392 | 4.4125 | 7.4895 | 11.8618 | 17.66 | 24.8649 | 33.1865 | 41.9583 | 50.2543 | 56.8117 | 60.4138 | 60.1062 | 55.597 | 50.2543 | 56.8117 | 60.4138 | 60.1062 | 55.597 | 50.2543 | 56.8117 | 60.4138 | 60.1062 | 55.597 | 50.2543 | 0.49217 | 1.6577 | 4.0498 | 8.4622 | 15.9517 | 27.3214 | 43.8158 | 66.2886 | 95.0627 | 129.5315 | 167.924 | 207.0756 | 242.6245 | 269.5443 | 283.183 | 283.183 | 283.183 | 283.183 | 283.183 | 283.183 | 283.183 | 283.183 | 283.183 | 283.183 | 283.183 | 283.183 | 3.6326e-05 | 8.5794e-05 | 0.00017563 | 0.00032322 | 0.00054733 | 0.00086525 | 0.001286 | 0.0018077 | 0.0024093 | 0.0030425 | 0.0036406 | 0.0041128 | 0.0043715 | 0.0043479 | 0.0040209 | 0.0036344 | 0.0041086 | 0.004369 | 0.0043466 | 0.0040203 | 0.0036372 | 0.0041151 | 0.0043794 | 0.0044504 | 0.0041165 | 0.0037209 | 3.6326e-05 | 0.00012202 | 0.00029735 | 0.00061987 | 0.0011658 | 0.0019929 | 0.0031906 | 0.0048193 | 0.0069015 | 0.0093926 | 0.012165 | 0.014991 | 0.017556 | 0.019498 | 0.02048 | 0.02048 | 0.02048 | 0.020479 | 0.020478 | 0.020477 | 0.020495 | 0.020512 | 0.020528 | 0 | 0 | 0 | 0.41835 | 0.99073 | 2.0332 | 3.7506 | 6.3661 | 10.0826 | 15.011 | 21.1351 | 28.2085 | 35.6645 | 42.7162 | 48.2899 | 51.3517 | 51.0903 | 47.2574 | 42.7162 | 48.2899 | 51.3517 | 51.0903 | 47.2574 | 42.7162 | 48.2899 | 51.3517 | 51.0903 | 47.2574 | 42.7162 | 0.41835 | 1.4091 | 3.4423 | 7.1929 | 13.559 | 23.2232 | 37.2434 | 56.3454 | 80.8033 | 110.1017 | 142.7354 | 176.0143 | 206.2309 | 229.1126 | 240.7055 | 240.7055 | 240.7055 | 240.7055 | 240.7055 | 240.7055 | 240.7055 | 240.7055 | 240.7055 | 240.7055 | 240.7055 | 240.7055 | 0 | 0 | 0 | 0 | 0 | 0 | 0 | 0 | 0 | 0 | 0 | 0 | 0 | 0 | 0 | 0 | 0 | 0 | 0 | 0 | 0 | 0 | 0 | 0 | 0 | 0 | 0 | 0 | 0 | 0 | 0 | 0 | 0 | 0 | 0 | 0 | 0 | 0 | 0 | 0 | 0 | 0 | 0 | 0 | 0 | 0 | 0 | 0 | 0 | 0 | 0 | 0 | 0 | 0 | 0 | 0 | 0 | 0 | 0 | 0 | 0 | 0 | 0 | 0 | 0 | 0 | 0 | 0 | 0 | 0 | 0 | 0 | 0 | 0 | 0 | 0 | 0 | 0 | 0 | 0 | 0 | 0 | 0 | 0 | 0 | 0 | 0 | 0 | 0 | 0 | 0 | 0 | 0 | 0 | 0 | 0 | 0 | 0 | 0 | 0 | 0 | 0 | 0 | 0 | 0 | 0 | 0 | 0 | 0 | 0 | 0 | 0 | 0 | 0 | 0 | 0 | 0 | 0 | 0 | 0 | 0 | 0 | 0 | 0 | 0 | 0 | 0 | 0 | 0 | 0 | 0 | 0 | 0 | 0 | 0 | 0 | 0 | 0 | 0 | 0 | 0 | 0 | 0 | 0 | 0 | 0 | 0 | 0 | 0 | 0 | 0 | 0 | 0 | 0 | 0 | 0 | 0 | 0 | 0 | 0 | 0 | 0 | 0 | 0 | 0 | 0 | 0 | 0 | 0 | 0 | 0 | 0 | 0 | 0 | 0 | 0 | 0 | 0 | 0 | 0 | 0 | 0 | 0 | 0 | 0 | 0 | 0 | 0 | 0 | 0 | 0 | 0 | 0 | 0 | 0 | 0 | 0 | 0 | 0 | 0 | 0 | 0 | 0 | 0 | 0 | 0 | 0 | 0 | 46936.3499 | 46936.3499 | 46936.3499 | 46936.3499 | 46936.3499 | 46936.3499 | 46936.3499 | 46936.3499 | 46936.3499 | 46936.3499 | 46936.3499 | 46936.3499 | 46936.3499 | 46936.3499 | 46936.3499 | 46936.3499 | 46936.3499 | 46936.3499 | 46936.3499 | 46936.3499 | 46936.3499 | 46936.3499 | 46936.3499 | 46936.3499 | 46936.3499 | 46936.3499 | 41595.5353 | 41595.5353 | 41595.5353 | 41595.5353 | 41595.5353 | 41595.5353 | 41595.5353 | 41595.5353 | 41595.5353 | 41595.5353 | 41595.5353 | 41595.5353 | 41595.5353 | 41595.5353 | 41595.5353 | 41595.5353 | 41595.5353 | 41595.5353 | 41595.5353 | 41595.5353 | 41595.5353 | 41595.5353 | 41595.5353 | 41595.5353 | 41595.5353 | 41595.5353
WA_Industrial_Instruments_New_Space Heating_Natural Gas_Strategic Energy Management_A | WA | Industrial | Instruments | New | Space Heating | Natural Gas | Strategic Energy Management | A | IM554 | No energy management system | Energy management system installed and programmed | 5 | 3.0533 | 0 | 0 | 8.48 | 0 | 0.2 | 0 | 4.2389 |  | employee | 5% | 50% | Retrofit | RetroEven20 | 76.5% | TBD | 0.2% | 291.9946 |  | 286.1934 |  | 0.0061105 | BEHAV_SEM-All-CPUC-2018_PG-26 | BEHAV_SEM-All-CPUC-2018_PG-26 | AEG Research | No energy management system | No energy management system | No energy management system | No energy management system | No energy management system | No energy management system | No energy management system | No energy management system | No energy management system | No energy management system | No energy management system | No energy management system | No energy management system | No energy management system | No energy management system | No energy management system | No energy management system | No energy management system | No energy management system | No energy management system | No energy management system | No energy management system | No energy management system | No energy management system | No energy management system | No energy management system | No energy management system | No energy management system | No energy management system | No energy management system | No energy management system | Energy management system installed and programmed | Energy management system installed and programmed | Energy management system installed and programmed | Energy management system installed and programmed | Energy management system installed and programmed | Energy management system installed and programmed | Energy management system installed and programmed | Energy management system installed and programmed | Energy management system installed and programmed | Energy management system installed and programmed | Energy management system installed and programmed | Energy management system installed and programmed | Energy management system installed and programmed | Energy management system installed and programmed | Energy management system installed and programmed | Energy management system installed and programmed | Energy management system installed and programmed | Energy management system installed and programmed | Energy management system installed and programmed | Energy management system installed and programmed | Energy management system installed and programmed | Energy management system installed and programmed | Energy management system installed and programmed | Energy management system installed and programmed | Energy management system installed and programmed | Energy management system installed and programmed | Energy management system installed and programmed | Energy management system installed and programmed | Energy management system installed and programmed | Energy management system installed and programmed | Energy management system installed and programmed | 8.48 | 8.48 | 8.48 | 8.48 | 8.48 | 8.48 | 8.48 | 8.48 | 8.48 | 8.48 | 8.48 | 8.48 | 8.48 | 8.48 | 8.48 | 8.48 | 8.48 | 8.48 | 8.48 | 8.48 | 8.48 | 8.48 | 8.48 | 8.48 | 8.48 | 8.48 | 8.48 | 8.48 | 8.48 | 8.48 | 8.48 | 0 | 0 | 0 | 0 | 0 | 2.9251 | 2.8382 | 2.7742 | 2.7247 | 2.6844 | 2.6501 | 2.6095 | 2.5658 | 2.5214 | 2.4772 | 2.4363 | 2.3988 | 2.3863 | 2.3613 | 2.3427 | 2.3297 | 2.32 | 2.317 | 2.318 | 2.3215 | 2.3261 | 2.3306 | 2.3351 | 0 | 0 | 0 | 0.003274 | 0.0037636 | 0.004252 | 0.0047358 | 0.0052175 | 0.0056961 | 0.0061388 | 0.0065557 | 0.0069519 | 0.0073227 | 0.0076883 | 0.0080444 | 0.0084744 | 0.0088504 | 0.0092377 | 0.0096412 | 0.010052 | 0.010488 | 0.01094 | 0.011403 | 0.0096266 | 0.010098 | 0.01057 | 0 | 0 | 0 | 0.003274 | 0.0069404 | 0.011036 | 0.015575 | 0.020562 | 0.023029 | 0.025355 | 0.027553 | 0.029646 | 0.031634 | 0.033563 | 0.035448 | 0.03764 | 0.039586 | 0.041587 | 0.043645 | 0.045737 | 0.047937 | 0.050209 | 0.052535 | 0.05264 | 0.052741 | 0.052843 | 0 | 0 | 0 | 1.1193 | 1.326 | 1.5327 | 1.7381 | 1.9437 | 2.1494 | 2.3525 | 2.555 | 2.7571 | 2.9561 | 3.1557 | 3.3535 | 3.5513 | 3.7481 | 3.9432 | 4.1385 | 4.3329 | 4.5267 | 4.7197 | 4.912 | 4.1385 | 4.3329 | 4.5267 | 4.7197 | 4.912 | 4.1385 | 1.1193 | 2.4453 | 3.978 | 5.7161 | 7.6598 | 8.6899 | 9.7163 | 10.7386 | 11.7577 | 12.7701 | 13.7764 | 14.7775 | 15.7738 | 16.7648 | 17.7519 | 18.7347 | 19.7141 | 20.6894 | 21.661 | 22.6298 | 22.6298 | 22.6298 | 22.6298 | 22.6298 | 22.6298 | 22.6298 | 0.0028437 | 0.0033136 | 0.0037763 | 0.004229 | 0.004674 | 0.0051112 | 0.0055181 | 0.0059023 | 0.0062676 | 0.0066098 | 0.0069466 | 0.0072741 | 0.0076043 | 0.0078988 | 0.0082068 | 0.0085327 | 0.0088705 | 0.0092341 | 0.009611 | 0.0099984 | 0.0084268 | 0.0088282 | 0.0092309 | 0 | 0 | 0 | 0.0028437 | 0.0061105 | 0.0098012 | 0.013908 | 0.01842 | 0.020664 | 0.022791 | 0.024807 | 0.026728 | 0.028554 | 0.030325 | 0.032054 | 0.033776 | 0.03533 | 0.036946 | 0.038627 | 0.040359 | 0.042205 | 0.044109 | 0.046063 | 0.046079 | 0.046107 | 0.046147 | 0 | 0 | 0 | 0.95139 | 1.1271 | 1.3028 | 1.4774 | 1.6521 | 1.827 | 1.9996 | 2.1718 | 2.3436 | 2.5127 | 2.6824 | 2.8505 | 3.0186 | 3.1859 | 3.3517 | 3.5177 | 3.683 | 3.8477 | 4.0117 | 4.1752 | 3.5177 | 3.683 | 3.8477 | 4.0117 | 4.1752 | 3.5177 | 0.95139 | 2.0785 | 3.3813 | 4.8587 | 6.5108 | 7.3864 | 8.2589 | 9.1278 | 9.994 | 10.8546 | 11.71 | 12.5609 | 13.4077 | 14.2501 | 15.0891 | 15.9245 | 16.757 | 17.586 | 18.4118 | 19.2353 | 19.2353 | 19.2353 | 19.2353 | 19.2353 | 19.2353 | 19.2353 | 0.0028437 | 0.0033136 | 0.0037763 | 0.004229 | 0.004674 | 0.0051112 | 0.0055181 | 0.0059023 | 0.0062676 | 0.0066098 | 0.0069466 | 0.0072741 | 0.0076043 | 0.0078988 | 0.0082068 | 0.0085327 | 0.0088705 | 0.0092341 | 0.009611 | 0.0099984 | 0.0084268 | 0.0088282 | 0.0092309 | 0 | 0 | 0 | 0.0028437 | 0.0061105 | 0.0098012 | 0.013908 | 0.01842 | 0.020664 | 0.022791 | 0.024807 | 0.026728 | 0.028554 | 0.030325 | 0.032054 | 0.033776 | 0.03533 | 0.036946 | 0.038627 | 0.040359 | 0.042205 | 0.044109 | 0.046063 | 0.046079 | 0.046107 | 0.046147 | 0 | 0 | 0 | 0.95139 | 1.1271 | 1.3028 | 1.4774 | 1.6521 | 1.827 | 1.9996 | 2.1718 | 2.3436 | 2.5127 | 2.6824 | 2.8505 | 3.0186 | 3.1859 | 3.3517 | 3.5177 | 3.683 | 3.8477 | 4.0117 | 4.1752 | 3.5177 | 3.683 | 3.8477 | 4.0117 | 4.1752 | 3.5177 | 0.95139 | 2.0785 | 3.3813 | 4.8587 | 6.5108 | 7.3864 | 8.2589 | 9.1278 | 9.994 | 10.8546 | 11.71 | 12.5609 | 13.4077 | 14.2501 | 15.0891 | 15.9245 | 16.757 | 17.586 | 18.4118 | 19.2353 | 19.2353 | 19.2353 | 19.2353 | 19.2353 | 19.2353 | 19.2353 | 0.0028437 | 0.0033136 | 0.0037763 | 0.004229 | 0.004674 | 0.0051112 | 0.0055181 | 0.0059023 | 0.0062676 | 0.0066098 | 0.0069466 | 0.0072741 | 0.0076043 | 0.0078988 | 0.0082068 | 0.0085327 | 0.0088705 | 0.0092341 | 0.009611 | 0.0099984 | 0.0084268 | 0.0088282 | 0.0092309 | 0 | 0 | 0 | 0.0028437 | 0.0061105 | 0.0098012 | 0.013908 | 0.01842 | 0.020664 | 0.022791 | 0.024807 | 0.026728 | 0.028554 | 0.030325 | 0.032054 | 0.033776 | 0.03533 | 0.036946 | 0.038627 | 0.040359 | 0.042205 | 0.044109 | 0.046063 | 0.046079 | 0.046107 | 0.046147 | 0 | 0 | 0 | 0.95139 | 1.1271 | 1.3028 | 1.4774 | 1.6521 | 1.827 | 1.9996 | 2.1718 | 2.3436 | 2.5127 | 2.6824 | 2.8505 | 3.0186 | 3.1859 | 3.3517 | 3.5177 | 3.683 | 3.8477 | 4.0117 | 4.1752 | 3.5177 | 3.683 | 3.8477 | 4.0117 | 4.1752 | 3.5177 | 0.95139 | 2.0785 | 3.3813 | 4.8587 | 6.5108 | 7.3864 | 8.2589 | 9.1278 | 9.994 | 10.8546 | 11.71 | 12.5609 | 13.4077 | 14.2501 | 15.0891 | 15.9245 | 16.757 | 17.586 | 18.4118 | 19.2353 | 19.2353 | 19.2353 | 19.2353 | 19.2353 | 19.2353 | 19.2353 | 283.956 | 285.8601 | 287.266 | 288.3416 | 289.1959 | 289.891 | 290.7085 | 291.5715 | 292.4276 | 293.2603 | 293.918 | 294.4382 | 294.853 | 295.5126 | 295.9988 | 296.3513 | 296.6277 | 296.6277 | 296.6277 | 296.6277 | 296.6277 | 296.6277 | 296.6277 | 0 | 0 | 0 | 278.3145 | 280.1808 | 281.5588 | 282.613 | 283.4503 | 284.1316 | 284.9328 | 285.7787 | 286.6178 | 287.434 | 288.0785 | 288.5884 | 288.995 | 289.6415 | 290.1181 | 290.4635 | 290.7345 | 290.7345 | 290.7345 | 290.7345 | 290.7345 | 290.7345 | 290.7345 | 0 | 0 | 0
WA_Industrial_Instruments_New_Process_Natural Gas_Strategic Energy Management_A | WA | Industrial | Instruments | New | Process | Natural Gas | Strategic Energy Management | A | IM555 | No energy management system | Energy management system installed and programmed | 5 | 1.6994 | 0 | 0 | 8.48 | 0 | 0.2 | 0 | 4.2389 |  | employee | 5% | 50% | Retrofit | RetroEven20 | 76.5% | TBD | 0.2% | 291.9946 |  | 286.1934 |  | 0.18115 | BEHAV_SEM-All-CPUC-2018_PG-26 | BEHAV_SEM-All-CPUC-2018_PG-26 | AEG Research | No energy management system | No energy management system | No energy management system | No energy management system | No energy management system | No energy management system | No energy management system | No energy management system | No energy management system | No energy management system | No energy management system | No energy management system | No energy management system | No energy management system | No energy management system | No energy management system | No energy management system | No energy management system | No energy management system | No energy management system | No energy management system | No energy management system | No energy management system | No energy management system | No energy management system | No energy management system | No energy management system | No energy management system | No energy management system | No energy management system | No energy management system | Energy management system installed and programmed | Energy management system installed and programmed | Energy management system installed and programmed | Energy management system installed and programmed | Energy management system installed and programmed | Energy management system installed and programmed | Energy management system installed and programmed | Energy management system installed and programmed | Energy management system installed and programmed | Energy management system installed and programmed | Energy management system installed and programmed | Energy management system installed and programmed | Energy management system installed and programmed | Energy management system installed and programmed | Energy management system installed and programmed | Energy management system installed and programmed | Energy management system installed and programmed | Energy management system installed and programmed | Energy management system installed and programmed | Energy management system installed and programmed | Energy management system installed and programmed | Energy management system installed and programmed | Energy management system installed and programmed | Energy management system installed and programmed | Energy management system installed and programmed | Energy management system installed and programmed | Energy management system installed and programmed | Energy management system installed and programmed | Energy management system installed and programmed | Energy management system installed and programmed | Energy management system installed and programmed | 8.48 | 8.48 | 8.48 | 8.48 | 8.48 | 8.48 | 8.48 | 8.48 | 8.48 | 8.48 | 8.48 | 8.48 | 8.48 | 8.48 | 8.48 | 8.48 | 8.48 | 8.48 | 8.48 | 8.48 | 8.48 | 8.48 | 8.48 | 8.48 | 8.48 | 8.48 | 8.48 | 8.48 | 8.48 | 8.48 | 8.48 | 0 | 0 | 0 | 0 | 0 | 1.6961 | 1.6933 | 1.6907 | 1.6884 | 1.686 | 1.6838 | 1.6818 | 1.68 | 1.6785 | 1.6774 | 1.6766 | 1.6761 | 1.6759 | 1.6759 | 1.676 | 1.6762 | 1.6764 | 1.6765 | 1.6766 | 1.6767 | 1.6775 | 1.6783 | 1.679 | 0 | 0 | 0 | 0.097657 | 0.11551 | 0.1333 | 0.15096 | 0.16858 | 0.18617 | 0.20352 | 0.22081 | 0.23807 | 0.25507 | 0.27217 | 0.28915 | 0.30617 | 0.32313 | 0.33996 | 0.35685 | 0.37366 | 0.3904 | 0.40706 | 0.42367 | 0.35713 | 0.37408 | 0.39098 | 0 | 0 | 0 | 0.097657 | 0.213 | 0.34598 | 0.49646 | 0.66435 | 0.75269 | 0.84059 | 0.92806 | 1.0152 | 1.1019 | 1.1882 | 1.2742 | 1.3599 | 1.4453 | 1.5305 | 1.6154 | 1.7001 | 1.7843 | 1.8682 | 1.9518 | 1.9528 | 1.9537 | 1.9546 | 0 | 0 | 0 | 57.5778 | 68.2139 | 78.8443 | 89.4119 | 99.9853 | 110.5674 | 121.0151 | 131.4343 | 141.8323 | 152.0652 | 162.3372 | 172.5112 | 182.6865 | 192.8106 | 202.8445 | 212.8902 | 222.8943 | 232.8596 | 242.7885 | 252.6837 | 212.8902 | 222.8943 | 232.8596 | 242.7885 | 252.6837 | 212.8902 | 57.5778 | 125.7917 | 204.636 | 294.0479 | 394.0332 | 447.0228 | 499.824 | 552.414 | 604.8344 | 656.9143 | 708.6841 | 760.1802 | 811.4324 | 862.4108 | 913.19 | 963.743 | 1014.1261 | 1064.2991 | 1114.277 | 1164.1163 | 1164.1163 | 1164.1163 | 1164.1163 | 1164.1163 | 1164.1163 | 1164.1163 | 0.083032 | 0.098233 | 0.11339 | 0.12844 | 0.14346 | 0.15846 | 0.17326 | 0.18801 | 0.20273 | 0.21723 | 0.23181 | 0.24629 | 0.26079 | 0.27524 | 0.28957 | 0.30395 | 0.31826 | 0.33251 | 0.34671 | 0.36084 | 0.30415 | 0.31857 | 0.33293 | 0 | 0 | 0 | 0.083032 | 0.18115 | 0.29431 | 0.4224 | 0.56537 | 0.64067 | 0.71562 | 0.79021 | 0.86455 | 0.93844 | 1.012 | 1.0853 | 1.1583 | 1.2311 | 1.3036 | 1.3759 | 1.448 | 1.5198 | 1.5912 | 1.6624 | 1.6631 | 1.6638 | 1.6644 | 0 | 0 | 0 | 48.9411 | 57.9819 | 67.0176 | 76.0001 | 84.9875 | 93.9823 | 102.8629 | 111.7191 | 120.5575 | 129.2554 | 137.9866 | 146.6345 | 155.2835 | 163.889 | 172.4178 | 180.9566 | 189.4602 | 197.9306 | 206.3702 | 214.7811 | 180.9566 | 189.4602 | 197.9306 | 206.3702 | 214.7811 | 180.9566 | 48.9411 | 106.923 | 173.9406 | 249.9407 | 334.9282 | 379.9694 | 424.8504 | 469.5519 | 514.1092 | 558.3772 | 602.3815 | 646.1532 | 689.7176 | 733.0491 | 776.2115 | 819.1815 | 862.0072 | 904.6543 | 947.1355 | 989.4988 | 989.4988 | 989.4988 | 989.4988 | 989.4988 | 989.4988 | 989.4988 | 0.083032 | 0.098233 | 0.11339 | 0.12844 | 0.14346 | 0.15846 | 0.17326 | 0.18801 | 0.20273 | 0.21723 | 0.23181 | 0.24629 | 0.26079 | 0.27524 | 0.28957 | 0.30395 | 0.31826 | 0.33251 | 0.34671 | 0.36084 | 0.30415 | 0.31857 | 0.33293 | 0 | 0 | 0 | 0.083032 | 0.18115 | 0.29431 | 0.4224 | 0.56537 | 0.64067 | 0.71562 | 0.79021 | 0.86455 | 0.93844 | 1.012 | 1.0853 | 1.1583 | 1.2311 | 1.3036 | 1.3759 | 1.448 | 1.5198 | 1.5912 | 1.6624 | 1.6631 | 1.6638 | 1.6644 | 0 | 0 | 0 | 48.9411 | 57.9819 | 67.0176 | 76.0001 | 84.9875 | 93.9823 | 102.8629 | 111.7191 | 120.5575 | 129.2554 | 137.9866 | 146.6345 | 155.2835 | 163.889 | 172.4178 | 180.9566 | 189.4602 | 197.9306 | 206.3702 | 214.7811 | 180.9566 | 189.4602 | 197.9306 | 206.3702 | 214.7811 | 180.9566 | 48.9411 | 106.923 | 173.9406 | 249.9407 | 334.9282 | 379.9694 | 424.8504 | 469.5519 | 514.1092 | 558.3772 | 602.3815 | 646.1532 | 689.7176 | 733.0491 | 776.2115 | 819.1815 | 862.0072 | 904.6543 | 947.1355 | 989.4988 | 989.4988 | 989.4988 | 989.4988 | 989.4988 | 989.4988 | 989.4988 | 0.083032 | 0.098233 | 0.11339 | 0.12844 | 0.14346 | 0.15846 | 0.17326 | 0.18801 | 0.20273 | 0.21723 | 0.23181 | 0.24629 | 0.26079 | 0.27524 | 0.28957 | 0.30395 | 0.31826 | 0.33251 | 0.34671 | 0.36084 | 0.30415 | 0.31857 | 0.33293 | 0 | 0 | 0 | 0.083032 | 0.18115 | 0.29431 | 0.4224 | 0.56537 | 0.64067 | 0.71562 | 0.79021 | 0.86455 | 0.93844 | 1.012 | 1.0853 | 1.1583 | 1.2311 | 1.3036 | 1.3759 | 1.448 | 1.5198 | 1.5912 | 1.6624 | 1.6631 | 1.6638 | 1.6644 | 0 | 0 | 0 | 48.9411 | 57.9819 | 67.0176 | 76.0001 | 84.9875 | 93.9823 | 102.8629 | 111.7191 | 120.5575 | 129.2554 | 137.9866 | 146.6345 | 155.2835 | 163.889 | 172.4178 | 180.9566 | 189.4602 | 197.9306 | 206.3702 | 214.7811 | 180.9566 | 189.4602 | 197.9306 | 206.3702 | 214.7811 | 180.9566 | 48.9411 | 106.923 | 173.9406 | 249.9407 | 334.9282 | 379.9694 | 424.8504 | 469.5519 | 514.1092 | 558.3772 | 602.3815 | 646.1532 | 689.7176 | 733.0491 | 776.2115 | 819.1815 | 862.0072 | 904.6543 | 947.1355 | 989.4988 | 989.4988 | 989.4988 | 989.4988 | 989.4988 | 989.4988 | 989.4988 | 283.956 | 285.8601 | 287.266 | 288.3416 | 289.1959 | 289.891 | 290.7085 | 291.5715 | 292.4276 | 293.2603 | 293.918 | 294.4382 | 294.853 | 295.5126 | 295.9988 | 296.3513 | 296.6277 | 296.6277 | 296.6277 | 296.6277 | 296.6277 | 296.6277 | 296.6277 | 0 | 0 | 0 | 278.3145 | 280.1808 | 281.5588 | 282.613 | 283.4503 | 284.1316 | 284.9328 | 285.7787 | 286.6178 | 287.434 | 288.0785 | 288.5884 | 288.995 | 289.6415 | 290.1181 | 290.4635 | 290.7345 | 290.7345 | 290.7345 | 290.7345 | 290.7345 | 290.7345 | 290.7345 | 0 | 0 | 0
WA_Industrial_Instruments_New_Miscellaneous_Natural Gas_Strategic Energy Management_A | WA | Industrial | Instruments | New | Miscellaneous | Natural Gas | Strategic Energy Management | A | IM556 | No energy management system | Energy management system installed and programmed | 5 | 1.1153 | 0 | 0 | 8.48 | 0 | 0.2 | 0 | 4.2389 |  | employee | 5% | 50% | Retrofit | RetroEven20 | 76.5% | TBD | 0.2% | 291.9946 |  | 286.1934 |  | 0.029812 | BEHAV_SEM-All-CPUC-2018_PG-26 | BEHAV_SEM-All-CPUC-2018_PG-26 | AEG Research | No energy management system | No energy management system | No energy management system | No energy management system | No energy management system | No energy management system | No energy management system | No energy management system | No energy management system | No energy management system | No energy management system | No energy management system | No energy management system | No energy management system | No energy management system | No energy management system | No energy management system | No energy management system | No energy management system | No energy management system | No energy management system | No energy management system | No energy management system | No energy management system | No energy management system | No energy management system | No energy management system | No energy management system | No energy management system | No energy management system | No energy management system | Energy management system installed and programmed | Energy management system installed and programmed | Energy management system installed and programmed | Energy management system installed and programmed | Energy management system installed and programmed | Energy management system installed and programmed | Energy management system installed and programmed | Energy management system installed and programmed | Energy management system installed and programmed | Energy management system installed and programmed | Energy management system installed and programmed | Energy management system installed and programmed | Energy management system installed and programmed | Energy management system installed and programmed | Energy management system installed and programmed | Energy management system installed and programmed | Energy management system installed and programmed | Energy management system installed and programmed | Energy management system installed and programmed | Energy management system installed and programmed | Energy management system installed and programmed | Energy management system installed and programmed | Energy management system installed and programmed | Energy management system installed and programmed | Energy management system installed and programmed | Energy management system installed and programmed | Energy management system installed and programmed | Energy management system installed and programmed | Energy management system installed and programmed | Energy management system installed and programmed | Energy management system installed and programmed | 8.48 | 8.48 | 8.48 | 8.48 | 8.48 | 8.48 | 8.48 | 8.48 | 8.48 | 8.48 | 8.48 | 8.48 | 8.48 | 8.48 | 8.48 | 8.48 | 8.48 | 8.48 | 8.48 | 8.48 | 8.48 | 8.48 | 8.48 | 8.48 | 8.48 | 8.48 | 8.48 | 8.48 | 8.48 | 8.48 | 8.48 | 0 | 0 | 0 | 0 | 0 | 1.1153 | 1.1153 | 1.1153 | 1.1153 | 1.1153 | 1.1153 | 1.1153 | 1.1153 | 1.1153 | 1.1153 | 1.1153 | 1.1153 | 1.1153 | 1.1153 | 1.1153 | 1.1153 | 1.1153 | 1.1153 | 1.1153 | 1.1153 | 1.1153 | 1.1153 | 1.1153 | 0 | 0 | 0 | 0.016054 | 0.019019 | 0.021983 | 0.02493 | 0.027878 | 0.030828 | 0.033741 | 0.036646 | 0.039546 | 0.042399 | 0.045263 | 0.048099 | 0.050936 | 0.053759 | 0.056557 | 0.059358 | 0.062147 | 0.064926 | 0.067694 | 0.070453 | 0.059358 | 0.062147 | 0.064926 | 0 | 0 | 0 | 0.016054 | 0.035073 | 0.057056 | 0.081986 | 0.10986 | 0.12464 | 0.13936 | 0.15402 | 0.16864 | 0.18316 | 0.19759 | 0.21195 | 0.22624 | 0.24046 | 0.25461 | 0.26871 | 0.28276 | 0.29675 | 0.31068 | 0.32458 | 0.32458 | 0.32458 | 0.32458 | 0 | 0 | 0 | 14.3944 | 17.0535 | 19.7111 | 22.353 | 24.9963 | 27.6418 | 30.2538 | 32.8586 | 35.4581 | 38.0163 | 40.5843 | 43.1278 | 45.6716 | 48.2027 | 50.7111 | 53.2225 | 55.7236 | 58.2149 | 60.6971 | 63.1709 | 53.2225 | 55.7236 | 58.2149 | 60.6971 | 63.1709 | 53.2225 | 14.3944 | 31.4479 | 51.159 | 73.512 | 98.5083 | 111.7557 | 124.956 | 138.1035 | 151.2086 | 164.2286 | 177.171 | 190.045 | 202.8581 | 215.6027 | 228.2975 | 240.9357 | 253.5315 | 266.0748 | 278.5693 | 291.0291 | 291.0291 | 291.0291 | 291.0291 | 291.0291 | 291.0291 | 291.0291 | 0.013646 | 0.016166 | 0.018686 | 0.02119 | 0.023696 | 0.026204 | 0.02868 | 0.031149 | 0.033614 | 0.036039 | 0.038473 | 0.040884 | 0.043296 | 0.045695 | 0.048073 | 0.050454 | 0.052825 | 0.055187 | 0.05754 | 0.059885 | 0.050454 | 0.052825 | 0.055187 | 0 | 0 | 0 | 0.013646 | 0.029812 | 0.048498 | 0.069688 | 0.093384 | 0.10594 | 0.11846 | 0.13092 | 0.14334 | 0.15569 | 0.16796 | 0.18016 | 0.19231 | 0.20439 | 0.21642 | 0.2284 | 0.24034 | 0.25223 | 0.26408 | 0.27589 | 0.27589 | 0.27589 | 0.27589 | 0 | 0 | 0 | 12.2353 | 14.4955 | 16.7544 | 19 | 21.2469 | 23.4956 | 25.7157 | 27.9298 | 30.1394 | 32.3139 | 34.4967 | 36.6586 | 38.8209 | 40.9723 | 43.1044 | 45.2392 | 47.365 | 49.4827 | 51.5926 | 53.6953 | 45.2392 | 47.365 | 49.4827 | 51.5926 | 53.6953 | 45.2392 | 12.2353 | 26.7307 | 43.4851 | 62.4852 | 83.7321 | 94.9924 | 106.2126 | 117.388 | 128.5273 | 139.5943 | 150.5954 | 161.5383 | 172.4294 | 183.2623 | 194.0529 | 204.7954 | 215.5018 | 226.1636 | 236.7839 | 247.3747 | 247.3747 | 247.3747 | 247.3747 | 247.3747 | 247.3747 | 247.3747 | 0.013646 | 0.016166 | 0.018686 | 0.02119 | 0.023696 | 0.026204 | 0.02868 | 0.031149 | 0.033614 | 0.036039 | 0.038473 | 0.040884 | 0.043296 | 0.045695 | 0.048073 | 0.050454 | 0.052825 | 0.055187 | 0.05754 | 0.059885 | 0.050454 | 0.052825 | 0.055187 | 0 | 0 | 0 | 0.013646 | 0.029812 | 0.048498 | 0.069688 | 0.093384 | 0.10594 | 0.11846 | 0.13092 | 0.14334 | 0.15569 | 0.16796 | 0.18016 | 0.19231 | 0.20439 | 0.21642 | 0.2284 | 0.24034 | 0.25223 | 0.26408 | 0.27589 | 0.27589 | 0.27589 | 0.27589 | 0 | 0 | 0 | 12.2353 | 14.4955 | 16.7544 | 19 | 21.2469 | 23.4956 | 25.7157 | 27.9298 | 30.1394 | 32.3139 | 34.4967 | 36.6586 | 38.8209 | 40.9723 | 43.1044 | 45.2392 | 47.365 | 49.4827 | 51.5926 | 53.6953 | 45.2392 | 47.365 | 49.4827 | 51.5926 | 53.6953 | 45.2392 | 12.2353 | 26.7307 | 43.4851 | 62.4852 | 83.7321 | 94.9924 | 106.2126 | 117.388 | 128.5273 | 139.5943 | 150.5954 | 161.5383 | 172.4294 | 183.2623 | 194.0529 | 204.7954 | 215.5018 | 226.1636 | 236.7839 | 247.3747 | 247.3747 | 247.3747 | 247.3747 | 247.3747 | 247.3747 | 247.3747 | 0.013646 | 0.016166 | 0.018686 | 0.02119 | 0.023696 | 0.026204 | 0.02868 | 0.031149 | 0.033614 | 0.036039 | 0.038473 | 0.040884 | 0.043296 | 0.045695 | 0.048073 | 0.050454 | 0.052825 | 0.055187 | 0.05754 | 0.059885 | 0.050454 | 0.052825 | 0.055187 | 0 | 0 | 0 | 0.013646 | 0.029812 | 0.048498 | 0.069688 | 0.093384 | 0.10594 | 0.11846 | 0.13092 | 0.14334 | 0.15569 | 0.16796 | 0.18016 | 0.19231 | 0.20439 | 0.21642 | 0.2284 | 0.24034 | 0.25223 | 0.26408 | 0.27589 | 0.27589 | 0.27589 | 0.27589 | 0 | 0 | 0 | 12.2353 | 14.4955 | 16.7544 | 19 | 21.2469 | 23.4956 | 25.7157 | 27.9298 | 30.1394 | 32.3139 | 34.4967 | 36.6586 | 38.8209 | 40.9723 | 43.1044 | 45.2392 | 47.365 | 49.4827 | 51.5926 | 53.6953 | 45.2392 | 47.365 | 49.4827 | 51.5926 | 53.6953 | 45.2392 | 12.2353 | 26.7307 | 43.4851 | 62.4852 | 83.7321 | 94.9924 | 106.2126 | 117.388 | 128.5273 | 139.5943 | 150.5954 | 161.5383 | 172.4294 | 183.2623 | 194.0529 | 204.7954 | 215.5018 | 226.1636 | 236.7839 | 247.3747 | 247.3747 | 247.3747 | 247.3747 | 247.3747 | 247.3747 | 247.3747 | 283.956 | 285.8601 | 287.266 | 288.3416 | 289.1959 | 289.891 | 290.7085 | 291.5715 | 292.4276 | 293.2603 | 293.918 | 294.4382 | 294.853 | 295.5126 | 295.9988 | 296.3513 | 296.6277 | 296.6277 | 296.6277 | 296.6277 | 296.6277 | 296.6277 | 296.6277 | 0 | 0 | 0 | 278.3145 | 280.1808 | 281.5588 | 282.613 | 283.4503 | 284.1316 | 284.9328 | 285.7787 | 286.6178 | 287.434 | 288.0785 | 288.5884 | 288.995 | 289.6415 | 290.1181 | 290.4635 | 290.7345 | 290.7345 | 290.7345 | 290.7345 | 290.7345 | 290.7345 | 290.7345 | 0 | 0 | 0
WA_Industrial_Instruments_New_Space Heating_Natural Gas_Commissioning_A | WA | Industrial | Instruments | New | Space Heating | Natural Gas | Commissioning | A | IM557 | New construction code | Optimized HVAC design and controls | 10 | 3.4897 | 0 | 0 | 0.27 | 0 | 0 | 0 | 0.1336 |  | employee | 0% | 0% | Retrofit | Retro12Med | 84.73% | TBD | 0.2% | 2.7905 |  | 2.2714 |  | 0 | DL20_COM_CX-Refrig-2021PLN-V11-3 | 2018 AMIL BUS Retro-Commissioning Initiative | U.S. Department of Energy. Lawrence Berkeley National Labs and Building Commissioning Association. https://www.bcxa.org/wp-content/uploads/2020/09/1-s2.0- S0378778819319553-main.pdf | New construction code | New construction code | New construction code | New construction code | New construction code | New construction code | New construction code | New construction code | New construction code | New construction code | New construction code | New construction code | New construction code | New construction code | New construction code | New construction code | New construction code | New construction code | New construction code | New construction code | New construction code | New construction code | New construction code | New construction code | New construction code | New construction code | New construction code | New construction code | New construction code | New construction code | New construction code | Optimized HVAC design and controls | Optimized HVAC design and controls | Optimized HVAC design and controls | Optimized HVAC design and controls | Optimized HVAC design and controls | Optimized HVAC design and controls | Optimized HVAC design and controls | Optimized HVAC design and controls | Optimized HVAC design and controls | Optimized HVAC design and controls | Optimized HVAC design and controls | Optimized HVAC design and controls | Optimized HVAC design and controls | Optimized HVAC design and controls | Optimized HVAC design and controls | Optimized HVAC design and controls | Optimized HVAC design and controls | Optimized HVAC design and controls | Optimized HVAC design and controls | Optimized HVAC design and controls | Optimized HVAC design and controls | Optimized HVAC design and controls | Optimized HVAC design and controls | Optimized HVAC design and controls | Optimized HVAC design and controls | Optimized HVAC design and controls | Optimized HVAC design and controls | Optimized HVAC design and controls | Optimized HVAC design and controls | Optimized HVAC design and controls | Optimized HVAC design and controls | 0.27 | 0.27 | 0.27 | 0.27 | 0.27 | 0.27 | 0.27 | 0.27 | 0.27 | 0.27 | 0.27 | 0.27 | 0.27 | 0.27 | 0.27 | 0.27 | 0.27 | 0.27 | 0.27 | 0.27 | 0.27 | 0.27 | 0.27 | 0.27 | 0.27 | 0.27 | 0.27 | 0.27 | 0.27 | 0.27 | 0.27 | 0 | 0 | 0 | 0 | 0 | 3.3436 | 3.2451 | 3.1733 | 3.1188 | 3.0758 | 3.041 | 3.0003 | 2.9575 | 2.9154 | 2.8746 | 2.8385 | 2.8065 | 2.8031 | 2.7838 | 2.7699 | 2.7601 | 2.7517 | 2.7487 | 2.7482 | 2.7493 | 2.751 | 2.7529 | 2.755 | 0 | 0 | 0 | 0 | 0 | 0 | 0 | 0 | 0 | 0 | 0 | 0 | 0 | 0 | 0 | 0 | 0 | 0 | 0 | 0 | 0 | 0 | 0 | 0 | 0 | 0 | 0 | 0 | 0 | 0 | 0 | 0 | 0 | 0 | 0 | 0 | 0 | 0 | 0 | 0 | 0 | 0 | 0 | 0 | 0 | 0 | 0 | 0 | 0 | 0 | 0 | 0 | 0 | 0 | 0 | 0 | 0 | 0 | 0 | 0 | 0 | 0 | 0 | 0 | 0 | 0 | 0 | 0 | 0 | 0 | 0 | 0 | 0 | 0 | 0 | 0 | 0 | 0 | 0 | 0 | 0 | 0 | 0 | 0 | 0 | 0 | 0 | 0 | 0 | 0 | 0 | 0 | 0 | 0 | 0 | 0 | 0 | 0 | 0 | 0 | 0 | 0 | 0 | 0 | 0 | 0 | 0 | 0 | 0 | 0 | 0 | 0 | 0 | 0 | 0 | 0 | 0 | 0 | 0 | 0 | 0 | 0 | 0 | 0 | 0 | 0 | 0 | 0 | 0 | 0 | 0 | 0 | 0 | 0 | 0 | 0 | 0 | 0 | 0 | 0 | 0 | 0 | 0 | 0 | 0 | 0 | 0 | 0 | 0 | 0 | 0 | 0 | 0 | 0 | 0 | 0 | 0 | 0 | 0 | 0 | 0 | 0 | 0 | 0 | 0 | 0 | 0 | 0 | 0 | 0 | 0 | 0 | 0 | 0 | 0 | 0 | 0 | 0 | 0 | 0 | 0 | 0 | 0 | 0 | 0 | 0 | 0 | 0 | 0 | 0 | 0 | 0 | 0 | 0 | 0 | 0 | 0 | 0 | 0 | 0 | 0 | 0 | 0 | 0 | 0 | 0 | 0 | 0 | 0 | 0 | 0 | 0 | 0 | 0 | 0 | 0 | 0 | 0 | 0 | 0 | 0 | 0 | 0 | 0 | 0 | 0 | 0 | 0 | 0 | 0 | 0 | 0 | 0 | 0 | 0 | 0 | 0 | 0 | 0 | 0 | 0 | 0 | 0 | 0 | 0 | 0 | 0 | 0 | 0 | 0 | 0 | 0 | 0 | 0 | 0 | 0 | 0 | 0 | 0 | 0 | 0 | 0 | 0 | 0 | 0 | 0 | 0 | 0 | 0 | 0 | 0 | 0 | 0 | 0 | 0 | 0 | 0 | 0 | 0 | 0 | 0 | 0 | 0 | 0 | 0 | 0 | 0 | 0 | 0 | 0 | 0 | 0 | 0 | 0 | 0 | 0 | 0 | 0 | 0 | 0 | 0 | 0 | 0 | 0 | 0 | 0 | 0 | 0 | 0 | 0 | 0 | 0 | 0 | 0 | 0 | 0 | 0 | 0 | 0 | 0 | 0 | 0 | 0 | 0 | 0 | 0 | 0 | 0 | 0 | 0 | 0 | 0 | 0 | 0 | 0 | 0 | 0 | 0 | 0 | 0 | 0 | 0 | 0 | 0 | 0 | 0 | 0 | 0 | 0 | 0 | 0 | 0 | 0 | 0 | 0 | 0 | 0 | 0 | 0 | 0 | 0 | 0 | 0 | 0 | 0 | 0 | 0 | 0 | 0 | 0 | 0 | 0 | 0 | 0 | 0 | 0 | 0 | 0 | 0 | 0 | 0 | 0 | 0 | 0 | 0 | 0 | 0 | 0 | 0 | 0 | 0 | 0 | 0 | 0 | 0 | 0 | 0 | 0 | 0 | 0 | 0 | 0 | 0 | 0 | 0 | 0 | 0 | 0 | 0 | 0 | 0 | 0 | 0 | 0 | 0 | 0 | 0 | 0 | 0 | 2.751 | 2.7605 | 2.7674 | 2.7727 | 2.7769 | 2.7803 | 2.7843 | 2.7885 | 2.7926 | 2.7967 | 2.7998 | 2.8023 | 2.8043 | 2.8075 | 2.8098 | 2.8115 | 2.8128 | 2.8128 | 2.8128 | 2.8128 | 2.8128 | 2.8128 | 2.8128 | 0 | 0 | 0 | 2.2392 | 2.2469 | 2.2526 | 2.2569 | 2.2603 | 2.263 | 2.2663 | 2.2697 | 2.2731 | 2.2764 | 2.2789 | 2.281 | 2.2826 | 2.2852 | 2.2871 | 2.2884 | 2.2895 | 2.2895 | 2.2895 | 2.2895 | 2.2895 | 2.2895 | 2.2895 | 0 | 0 | 0
WA_Industrial_Instruments_New_Process_Natural Gas_Commissioning_A | WA | Industrial | Instruments | New | Process | Natural Gas | Commissioning | A | IM558 | New construction code | Optimized process design and controls | 10 | 9.4849 | 0 | 0 | 0.27 | 0 | 0 | 0 | 0.1336 |  | employee | 0% | 0% | Retrofit | Retro12Med | 84.73% | TBD | 0.2% | 2.7905 |  | 2.2714 |  | 0 | DL20_COM_CX-Refrig-2021PLN-V11-3 | 2018 AMIL BUS Retro-Commissioning Initiative | U.S. Department of Energy. Lawrence Berkeley National Labs and Building Commissioning Association. https://www.bcxa.org/wp-content/uploads/2020/09/1-s2.0- S0378778819319553-main.pdf | New construction code | New construction code | New construction code | New construction code | New construction code | New construction code | New construction code | New construction code | New construction code | New construction code | New construction code | New construction code | New construction code | New construction code | New construction code | New construction code | New construction code | New construction code | New construction code | New construction code | New construction code | New construction code | New construction code | New construction code | New construction code | New construction code | New construction code | New construction code | New construction code | New construction code | New construction code | Optimized process design and controls | Optimized process design and controls | Optimized process design and controls | Optimized process design and controls | Optimized process design and controls | Optimized process design and controls | Optimized process design and controls | Optimized process design and controls | Optimized process design and controls | Optimized process design and controls | Optimized process design and controls | Optimized process design and controls | Optimized process design and controls | Optimized process design and controls | Optimized process design and controls | Optimized process design and controls | Optimized process design and controls | Optimized process design and controls | Optimized process design and controls | Optimized process design and controls | Optimized process design and controls | Optimized process design and controls | Optimized process design and controls | Optimized process design and controls | Optimized process design and controls | Optimized process design and controls | Optimized process design and controls | Optimized process design and controls | Optimized process design and controls | Optimized process design and controls | Optimized process design and controls | 0.27 | 0.27 | 0.27 | 0.27 | 0.27 | 0.27 | 0.27 | 0.27 | 0.27 | 0.27 | 0.27 | 0.27 | 0.27 | 0.27 | 0.27 | 0.27 | 0.27 | 0.27 | 0.27 | 0.27 | 0.27 | 0.27 | 0.27 | 0.27 | 0.27 | 0.27 | 0.27 | 0.27 | 0.27 | 0.27 | 0.27 | 0 | 0 | 0 | 0 | 0 | 9.4831 | 9.4822 | 9.4817 | 9.4821 | 9.4824 | 9.4826 | 9.4828 | 9.483 | 9.4831 | 9.4832 | 9.4833 | 9.4834 | 9.4835 | 9.4836 | 9.4836 | 9.4837 | 9.4838 | 9.4838 | 9.4838 | 9.4839 | 9.4839 | 9.484 | 9.484 | 0 | 0 | 0 | 0 | 0 | 0 | 0 | 0 | 0 | 0 | 0 | 0 | 0 | 0 | 0 | 0 | 0 | 0 | 0 | 0 | 0 | 0 | 0 | 0 | 0 | 0 | 0 | 0 | 0 | 0 | 0 | 0 | 0 | 0 | 0 | 0 | 0 | 0 | 0 | 0 | 0 | 0 | 0 | 0 | 0 | 0 | 0 | 0 | 0 | 0 | 0 | 0 | 0 | 0 | 0 | 0 | 0 | 0 | 0 | 0 | 0 | 0 | 0 | 0 | 0 | 0 | 0 | 0 | 0 | 0 | 0 | 0 | 0 | 0 | 0 | 0 | 0 | 0 | 0 | 0 | 0 | 0 | 0 | 0 | 0 | 0 | 0 | 0 | 0 | 0 | 0 | 0 | 0 | 0 | 0 | 0 | 0 | 0 | 0 | 0 | 0 | 0 | 0 | 0 | 0 | 0 | 0 | 0 | 0 | 0 | 0 | 0 | 0 | 0 | 0 | 0 | 0 | 0 | 0 | 0 | 0 | 0 | 0 | 0 | 0 | 0 | 0 | 0 | 0 | 0 | 0 | 0 | 0 | 0 | 0 | 0 | 0 | 0 | 0 | 0 | 0 | 0 | 0 | 0 | 0 | 0 | 0 | 0 | 0 | 0 | 0 | 0 | 0 | 0 | 0 | 0 | 0 | 0 | 0 | 0 | 0 | 0 | 0 | 0 | 0 | 0 | 0 | 0 | 0 | 0 | 0 | 0 | 0 | 0 | 0 | 0 | 0 | 0 | 0 | 0 | 0 | 0 | 0 | 0 | 0 | 0 | 0 | 0 | 0 | 0 | 0 | 0 | 0 | 0 | 0 | 0 | 0 | 0 | 0 | 0 | 0 | 0 | 0 | 0 | 0 | 0 | 0 | 0 | 0 | 0 | 0 | 0 | 0 | 0 | 0 | 0 | 0 | 0 | 0 | 0 | 0 | 0 | 0 | 0 | 0 | 0 | 0 | 0 | 0 | 0 | 0 | 0 | 0 | 0 | 0 | 0 | 0 | 0 | 0 | 0 | 0 | 0 | 0 | 0 | 0 | 0 | 0 | 0 | 0 | 0 | 0 | 0 | 0 | 0 | 0 | 0 | 0 | 0 | 0 | 0 | 0 | 0 | 0 | 0 | 0 | 0 | 0 | 0 | 0 | 0 | 0 | 0 | 0 | 0 | 0 | 0 | 0 | 0 | 0 | 0 | 0 | 0 | 0 | 0 | 0 | 0 | 0 | 0 | 0 | 0 | 0 | 0 | 0 | 0 | 0 | 0 | 0 | 0 | 0 | 0 | 0 | 0 | 0 | 0 | 0 | 0 | 0 | 0 | 0 | 0 | 0 | 0 | 0 | 0 | 0 | 0 | 0 | 0 | 0 | 0 | 0 | 0 | 0 | 0 | 0 | 0 | 0 | 0 | 0 | 0 | 0 | 0 | 0 | 0 | 0 | 0 | 0 | 0 | 0 | 0 | 0 | 0 | 0 | 0 | 0 | 0 | 0 | 0 | 0 | 0 | 0 | 0 | 0 | 0 | 0 | 0 | 0 | 0 | 0 | 0 | 0 | 0 | 0 | 0 | 0 | 0 | 0 | 0 | 0 | 0 | 0 | 0 | 0 | 0 | 0 | 0 | 0 | 0 | 0 | 0 | 0 | 0 | 0 | 0 | 0 | 0 | 0 | 0 | 0 | 0 | 0 | 0 | 0 | 0 | 0 | 0 | 0 | 0 | 0 | 0 | 0 | 0 | 0 | 0 | 0 | 0 | 0 | 0 | 0 | 0 | 0 | 0 | 0 | 0 | 0 | 0 | 0 | 0 | 0 | 2.751 | 2.7605 | 2.7674 | 2.7727 | 2.7769 | 2.7803 | 2.7843 | 2.7885 | 2.7926 | 2.7967 | 2.7998 | 2.8023 | 2.8043 | 2.8075 | 2.8098 | 2.8115 | 2.8128 | 2.8128 | 2.8128 | 2.8128 | 2.8128 | 2.8128 | 2.8128 | 0 | 0 | 0 | 2.2392 | 2.2469 | 2.2526 | 2.2569 | 2.2603 | 2.263 | 2.2663 | 2.2697 | 2.2731 | 2.2764 | 2.2789 | 2.281 | 2.2826 | 2.2852 | 2.2871 | 2.2884 | 2.2895 | 2.2895 | 2.2895 | 2.2895 | 2.2895 | 2.2895 | 2.2895 | 0 | 0 | 0
WA_Industrial_Instruments_New_Space Heating_Natural Gas_Retrocommissioning_A | WA | Industrial | Instruments | New | Space Heating | Natural Gas | Retrocommissioning | A | IM559 | Vintage/existing building | Optimized HVAC flow and controls | 5 | 0 | 0 | 0 | 0 | 0 | 0 | 0 | 0 |  | employee | 0% | 0% | Retrofit | RetroEven20 | 76.5% | TBD | 0.2% | 0 |  | 0 |  | 0 | COM_RCX-Heating-7PLN-v5-18 | COM_RCX-Heating-7PLN-v5-18 | n/a | Vintage/existing building | Vintage/existing building | Vintage/existing building | Vintage/existing building | Vintage/existing building | Vintage/existing building | Vintage/existing building | Vintage/existing building | Vintage/existing building | Vintage/existing building | Vintage/existing building | Vintage/existing building | Vintage/existing building | Vintage/existing building | Vintage/existing building | Vintage/existing building | Vintage/existing building | Vintage/existing building | Vintage/existing building | Vintage/existing building | Vintage/existing building | Vintage/existing building | Vintage/existing building | Vintage/existing building | Vintage/existing building | Vintage/existing building | Vintage/existing building | Vintage/existing building | Vintage/existing building | Vintage/existing building | Vintage/existing building | Optimized HVAC flow and controls | Optimized HVAC flow and controls | Optimized HVAC flow and controls | Optimized HVAC flow and controls | Optimized HVAC flow and controls | Optimized HVAC flow and controls | Optimized HVAC flow and controls | Optimized HVAC flow and controls | Optimized HVAC flow and controls | Optimized HVAC flow and controls | Optimized HVAC flow and controls | Optimized HVAC flow and controls | Optimized HVAC flow and controls | Optimized HVAC flow and controls | Optimized HVAC flow and controls | Optimized HVAC flow and controls | Optimized HVAC flow and controls | Optimized HVAC flow and controls | Optimized HVAC flow and controls | Optimized HVAC flow and controls | Optimized HVAC flow and controls | Optimized HVAC flow and controls | Optimized HVAC flow and controls | Optimized HVAC flow and controls | Optimized HVAC flow and controls | Optimized HVAC flow and controls | Optimized HVAC flow and controls | Optimized HVAC flow and controls | Optimized HVAC flow and controls | Optimized HVAC flow and controls | Optimized HVAC flow and controls | 0 | 0 | 0 | 0 | 0 | 0 | 0 | 0 | 0 | 0 | 0 | 0 | 0 | 0 | 0 | 0 | 0 | 0 | 0 | 0 | 0 | 0 | 0 | 0 | 0 | 0 | 0 | 0 | 0 | 0 | 0 | 0 | 0 | 0 | 0 | 0 | 0 | 0 | 0 | 0 | 0 | 0 | 0 | 0 | 0 | 0 | 0 | 0 | 0 | 0 | 0 | 0 | 0 | 0 | 0 | 0 | 0 | 0 | 0 | 0 | 0 | 0 | 0 | 0 | 0 | 0 | 0 | 0 | 0 | 0 | 0 | 0 | 0 | 0 | 0 | 0 | 0 | 0 | 0 | 0 | 0 | 0 | 0 | 0 | 0 | 0 | 0 | 0 | 0 | 0 | 0 | 0 | 0 | 0 | 0 | 0 | 0 | 0 | 0 | 0 | 0 | 0 | 0 | 0 | 0 | 0 | 0 | 0 | 0 | 0 | 0 | 0 | 0 | 0 | 0 | 0 | 0 | 0 | 0 | 0 | 0 | 0 | 0 | 0 | 0 | 0 | 0 | 0 | 0 | 0 | 0 | 0 | 0 | 0 | 0 | 0 | 0 | 0 | 0 | 0 | 0 | 0 | 0 | 0 | 0 | 0 | 0 | 0 | 0 | 0 | 0 | 0 | 0 | 0 | 0 | 0 | 0 | 0 | 0 | 0 | 0 | 0 | 0 | 0 | 0 | 0 | 0 | 0 | 0 | 0 | 0 | 0 | 0 | 0 | 0 | 0 | 0 | 0 | 0 | 0 | 0 | 0 | 0 | 0 | 0 | 0 | 0 | 0 | 0 | 0 | 0 | 0 | 0 | 0 | 0 | 0 | 0 | 0 | 0 | 0 | 0 | 0 | 0 | 0 | 0 | 0 | 0 | 0 | 0 | 0 | 0 | 0 | 0 | 0 | 0 | 0 | 0 | 0 | 0 | 0 | 0 | 0 | 0 | 0 | 0 | 0 | 0 | 0 | 0 | 0 | 0 | 0 | 0 | 0 | 0 | 0 | 0 | 0 | 0 | 0 | 0 | 0 | 0 | 0 | 0 | 0 | 0 | 0 | 0 | 0 | 0 | 0 | 0 | 0 | 0 | 0 | 0 | 0 | 0 | 0 | 0 | 0 | 0 | 0 | 0 | 0 | 0 | 0 | 0 | 0 | 0 | 0 | 0 | 0 | 0 | 0 | 0 | 0 | 0 | 0 | 0 | 0 | 0 | 0 | 0 | 0 | 0 | 0 | 0 | 0 | 0 | 0 | 0 | 0 | 0 | 0 | 0 | 0 | 0 | 0 | 0 | 0 | 0 | 0 | 0 | 0 | 0 | 0 | 0 | 0 | 0 | 0 | 0 | 0 | 0 | 0 | 0 | 0 | 0 | 0 | 0 | 0 | 0 | 0 | 0 | 0 | 0 | 0 | 0 | 0 | 0 | 0 | 0 | 0 | 0 | 0 | 0 | 0 | 0 | 0 | 0 | 0 | 0 | 0 | 0 | 0 | 0 | 0 | 0 | 0 | 0 | 0 | 0 | 0 | 0 | 0 | 0 | 0 | 0 | 0 | 0 | 0 | 0 | 0 | 0 | 0 | 0 | 0 | 0 | 0 | 0 | 0 | 0 | 0 | 0 | 0 | 0 | 0 | 0 | 0 | 0 | 0 | 0 | 0 | 0 | 0 | 0 | 0 | 0 | 0 | 0 | 0 | 0 | 0 | 0 | 0 | 0 | 0 | 0 | 0 | 0 | 0 | 0 | 0 | 0 | 0 | 0 | 0 | 0 | 0 | 0 | 0 | 0 | 0 | 0 | 0 | 0 | 0 | 0 | 0 | 0 | 0 | 0 | 0 | 0 | 0 | 0 | 0 | 0 | 0 | 0 | 0 | 0 | 0 | 0 | 0 | 0 | 0 | 0 | 0 | 0 | 0 | 0 | 0 | 0 | 0 | 0 | 0 | 0 | 0 | 0 | 0 | 0 | 0 | 0 | 0 | 0 | 0 | 0 | 0 | 0 | 0 | 0 | 0 | 0 | 0 | 0 | 0 | 0 | 0 | 0 | 0 | 0 | 0 | 0 | 0 | 0 | 0 | 0 | 0 | 0 | 0 | 0 | 0 | 0 | 0 | 0 | 0 | 0 | 0 | 0 | 0 | 0 | 0 | 0 | 0 | 0 | 0 | 0 | 0 | 0 | 0 | 0 | 0 | 0 | 0 | 0 | 0 | 0 | 0 | 0 | 0 | 0 | 0 | 0 | 0 | 0 | 0 | 0 | 0 | 0 | 0 | 0 | 0 | 0 | 0 | 0 | 0 | 0 | 0
WA_Industrial_Instruments_New_Process_Natural Gas_Retrocommissioning_A | WA | Industrial | Instruments | New | Process | Natural Gas | Retrocommissioning | A | IM560 | Vintage/existing building | Optimized process design and controls | 5 | 0 | 0 | 0 | 0 | 0 | 0 | 0 | 0 |  | employee | 0% | 0% | Retrofit | RetroEven20 | 76.5% | TBD | 0.2% | 0 |  | 0 |  | 0 | COM_RCX-Heating-7PLN-v5-18 | COM_RCX-Heating-7PLN-v5-18 | n/a | Vintage/existing building | Vintage/existing building | Vintage/existing building | Vintage/existing building | Vintage/existing building | Vintage/existing building | Vintage/existing building | Vintage/existing building | Vintage/existing building | Vintage/existing building | Vintage/existing building | Vintage/existing building | Vintage/existing building | Vintage/existing building | Vintage/existing building | Vintage/existing building | Vintage/existing building | Vintage/existing building | Vintage/existing building | Vintage/existing building | Vintage/existing building | Vintage/existing building | Vintage/existing building | Vintage/existing building | Vintage/existing building | Vintage/existing building | Vintage/existing building | Vintage/existing building | Vintage/existing building | Vintage/existing building | Vintage/existing building | Optimized process design and controls | Optimized process design and controls | Optimized process design and controls | Optimized process design and controls | Optimized process design and controls | Optimized process design and controls | Optimized process design and controls | Optimized process design and controls | Optimized process design and controls | Optimized process design and controls | Optimized process design and controls | Optimized process design and controls | Optimized process design and controls | Optimized process design and controls | Optimized process design and controls | Optimized process design and controls | Optimized process design and controls | Optimized process design and controls | Optimized process design and controls | Optimized process design and controls | Optimized process design and controls | Optimized process design and controls | Optimized process design and controls | Optimized process design and controls | Optimized process design and controls | Optimized process design and controls | Optimized process design and controls | Optimized process design and controls | Optimized process design and controls | Optimized process design and controls | Optimized process design and controls | 0 | 0 | 0 | 0 | 0 | 0 | 0 | 0 | 0 | 0 | 0 | 0 | 0 | 0 | 0 | 0 | 0 | 0 | 0 | 0 | 0 | 0 | 0 | 0 | 0 | 0 | 0 | 0 | 0 | 0 | 0 | 0 | 0 | 0 | 0 | 0 | 0 | 0 | 0 | 0 | 0 | 0 | 0 | 0 | 0 | 0 | 0 | 0 | 0 | 0 | 0 | 0 | 0 | 0 | 0 | 0 | 0 | 0 | 0 | 0 | 0 | 0 | 0 | 0 | 0 | 0 | 0 | 0 | 0 | 0 | 0 | 0 | 0 | 0 | 0 | 0 | 0 | 0 | 0 | 0 | 0 | 0 | 0 | 0 | 0 | 0 | 0 | 0 | 0 | 0 | 0 | 0 | 0 | 0 | 0 | 0 | 0 | 0 | 0 | 0 | 0 | 0 | 0 | 0 | 0 | 0 | 0 | 0 | 0 | 0 | 0 | 0 | 0 | 0 | 0 | 0 | 0 | 0 | 0 | 0 | 0 | 0 | 0 | 0 | 0 | 0 | 0 | 0 | 0 | 0 | 0 | 0 | 0 | 0 | 0 | 0 | 0 | 0 | 0 | 0 | 0 | 0 | 0 | 0 | 0 | 0 | 0 | 0 | 0 | 0 | 0 | 0 | 0 | 0 | 0 | 0 | 0 | 0 | 0 | 0 | 0 | 0 | 0 | 0 | 0 | 0 | 0 | 0 | 0 | 0 | 0 | 0 | 0 | 0 | 0 | 0 | 0 | 0 | 0 | 0 | 0 | 0 | 0 | 0 | 0 | 0 | 0 | 0 | 0 | 0 | 0 | 0 | 0 | 0 | 0 | 0 | 0 | 0 | 0 | 0 | 0 | 0 | 0 | 0 | 0 | 0 | 0 | 0 | 0 | 0 | 0 | 0 | 0 | 0 | 0 | 0 | 0 | 0 | 0 | 0 | 0 | 0 | 0 | 0 | 0 | 0 | 0 | 0 | 0 | 0 | 0 | 0 | 0 | 0 | 0 | 0 | 0 | 0 | 0 | 0 | 0 | 0 | 0 | 0 | 0 | 0 | 0 | 0 | 0 | 0 | 0 | 0 | 0 | 0 | 0 | 0 | 0 | 0 | 0 | 0 | 0 | 0 | 0 | 0 | 0 | 0 | 0 | 0 | 0 | 0 | 0 | 0 | 0 | 0 | 0 | 0 | 0 | 0 | 0 | 0 | 0 | 0 | 0 | 0 | 0 | 0 | 0 | 0 | 0 | 0 | 0 | 0 | 0 | 0 | 0 | 0 | 0 | 0 | 0 | 0 | 0 | 0 | 0 | 0 | 0 | 0 | 0 | 0 | 0 | 0 | 0 | 0 | 0 | 0 | 0 | 0 | 0 | 0 | 0 | 0 | 0 | 0 | 0 | 0 | 0 | 0 | 0 | 0 | 0 | 0 | 0 | 0 | 0 | 0 | 0 | 0 | 0 | 0 | 0 | 0 | 0 | 0 | 0 | 0 | 0 | 0 | 0 | 0 | 0 | 0 | 0 | 0 | 0 | 0 | 0 | 0 | 0 | 0 | 0 | 0 | 0 | 0 | 0 | 0 | 0 | 0 | 0 | 0 | 0 | 0 | 0 | 0 | 0 | 0 | 0 | 0 | 0 | 0 | 0 | 0 | 0 | 0 | 0 | 0 | 0 | 0 | 0 | 0 | 0 | 0 | 0 | 0 | 0 | 0 | 0 | 0 | 0 | 0 | 0 | 0 | 0 | 0 | 0 | 0 | 0 | 0 | 0 | 0 | 0 | 0 | 0 | 0 | 0 | 0 | 0 | 0 | 0 | 0 | 0 | 0 | 0 | 0 | 0 | 0 | 0 | 0 | 0 | 0 | 0 | 0 | 0 | 0 | 0 | 0 | 0 | 0 | 0 | 0 | 0 | 0 | 0 | 0 | 0 | 0 | 0 | 0 | 0 | 0 | 0 | 0 | 0 | 0 | 0 | 0 | 0 | 0 | 0 | 0 | 0 | 0 | 0 | 0 | 0 | 0 | 0 | 0 | 0 | 0 | 0 | 0 | 0 | 0 | 0 | 0 | 0 | 0 | 0 | 0 | 0 | 0 | 0 | 0 | 0 | 0 | 0 | 0 | 0 | 0 | 0 | 0 | 0 | 0 | 0 | 0 | 0 | 0 | 0 | 0 | 0 | 0 | 0 | 0 | 0 | 0 | 0 | 0 | 0 | 0 | 0 | 0 | 0 | 0 | 0 | 0 | 0 | 0 | 0 | 0 | 0 | 0 | 0 | 0 | 0 | 0 | 0 | 0 | 0 | 0 | 0 | 0
WA_Industrial_Wood and Lumber Products_Existing_Space Heating_Natural Gas_Insulation - Roof/Ceiling_A | WA | Industrial | Wood and Lumber Products | Existing | Space Heating | Natural Gas | Insulation - Roof/Ceiling | A | IM561 | R-13 | R-38 | 45 | 0.10108 | 0 | 0 | 1.11 | 0.09 | 0 | 0 | 0.55255 |  | sqft | 60% | 100% | Retrofit | Retro3Slow | 83.42% | TBD | 0.2% | 1700.4349 |  | 551.4318 |  | 0.78883 | RTF Wkbk - ComWeatherizationSchool_v3_1 | RTF Wkbk - ComWeatherizationSchool_v3_1 | Building Energy Simulation Tool | R-13 | R-13 | R-13 | R-13 | R-13 | R-13 | R-13 | R-13 | R-13 | R-13 | R-13 | R-13 | R-13 | R-13 | R-13 | R-13 | R-13 | R-13 | R-13 | R-13 | R-13 | R-13 | R-13 | R-13 | R-13 | R-13 | R-13 | R-13 | R-13 | R-13 | R-13 | R-38 | R-38 | R-38 | R-38 | R-38 | R-38 | R-38 | R-38 | R-38 | R-38 | R-38 | R-38 | R-38 | R-38 | R-38 | R-38 | R-38 | R-38 | R-38 | R-38 | R-38 | R-38 | R-38 | R-38 | R-38 | R-38 | R-38 | R-38 | R-38 | R-38 | R-38 | 1.11 | 1.11 | 1.11 | 1.11 | 1.11 | 1.11 | 1.11 | 1.11 | 1.11 | 1.11 | 1.11 | 1.11 | 1.11 | 1.11 | 1.11 | 1.11 | 1.11 | 1.11 | 1.11 | 1.11 | 1.11 | 1.11 | 1.11 | 1.11 | 1.11 | 1.11 | 1.11 | 1.11 | 1.11 | 1.11 | 1.11 | 0 | 0 | 0 | 0 | 0 | 0.099234 | 0.098352 | 0.09725 | 0.09605 | 0.094743 | 0.093318 | 0.091811 | 0.090223 | 0.088488 | 0.086676 | 0.084816 | 0.083002 | 0.081303 | 0.079691 | 0.078293 | 0.076997 | 0.075782 | 0.074756 | 0.073847 | 0.073014 | 0.072416 | 0.071895 | 0.071394 | 0 | 0 | 0 | 0.33956 | 0.58862 | 0.90004 | 1.2452 | 1.5645 | 1.775 | 1.8755 | 1.8393 | 1.6569 | 1.4255 | 1.1378 | 0.86618 | 0.62202 | 0.42297 | 0.27736 | 0.17286 | 0.10316 | 0.068651 | 0 | 0 | 0 | 0 | 0 | 0 | 0 | 0 | 0.33956 | 0.92516 | 1.8148 | 3.0376 | 4.5607 | 6.2672 | 8.0414 | 9.7417 | 11.2113 | 12.4072 | 13.2788 | 13.8611 | 14.1992 | 14.3407 | 14.3665 | 14.3015 | 14.1791 | 14.0558 | 13.8849 | 13.7282 | 13.6157 | 13.5178 | 13.4235 | 0 | 0 | 0 | 3421.7925 | 5984.8504 | 9254.8642 | 12963.8149 | 16513.0438 | 19020.5694 | 20427.7149 | 20386.2379 | 18725.0107 | 16446.9405 | 13415.3744 | 10435.5342 | 7650.6402 | 5307.6778 | 3542.6434 | 2245.0869 | 1361.2596 | 918.3284 | 0 | 0 | 0 | 0 | 0 | 0 | 0 | 0 | 3421.7925 | 9406.6429 | 18661.5072 | 31625.3221 | 48138.3659 | 67158.9353 | 87586.6502 | 107972.8881 | 126697.8987 | 143144.8392 | 156560.2136 | 166995.7477 | 174646.3879 | 179954.0658 | 183496.7092 | 185741.7961 | 187103.0556 | 188021.384 | 188021.384 | 188021.384 | 188021.384 | 188021.384 | 188021.384 | 188021.384 | 188021.384 | 188021.384 | 0.28907 | 0.50188 | 0.7691 | 1.0665 | 1.3433 | 1.5281 | 1.619 | 1.5922 | 1.4388 | 1.2416 | 0.99422 | 0.75914 | 0.54641 | 0.37235 | 0.24453 | 0.15261 | 0.091185 | 0.060748 | 0 | 0 | 0 | 0 | 0 | 0 | 0 | 0 | 0.28907 | 0.78883 | 1.5508 | 2.6018 | 3.916 | 5.3956 | 6.9418 | 8.4328 | 9.7351 | 10.8061 | 11.6027 | 12.1482 | 12.4733 | 12.6242 | 12.666 | 12.626 | 12.5333 | 12.4378 | 12.3067 | 12.188 | 12.1043 | 12.0324 | 11.9653 | 0 | 0 | 0 | 2908.5236 | 5087.1228 | 7866.6346 | 11019.2427 | 14036.0873 | 16167.484 | 17363.5577 | 17328.3022 | 15916.2591 | 13979.8994 | 11403.0682 | 8870.204 | 6503.0442 | 4511.5262 | 3011.2469 | 1908.3239 | 1157.0706 | 780.5791 | 0 | 0 | 0 | 0 | 0 | 0 | 0 | 0 | 2908.5236 | 7995.6465 | 15862.2811 | 26881.5238 | 40917.611 | 57085.095 | 74448.6527 | 91776.9549 | 107693.2139 | 121673.1133 | 133076.1815 | 141946.3856 | 148449.4297 | 152960.9559 | 155972.2028 | 157880.5267 | 159037.5973 | 159818.1764 | 159818.1764 | 159818.1764 | 159818.1764 | 159818.1764 | 159818.1764 | 159818.1764 | 159818.1764 | 159818.1764 | 0.28922 | 0.50248 | 0.77059 | 1.0695 | 1.3482 | 1.5351 | 1.6279 | 1.6024 | 1.4495 | 1.2521 | 1.0037 | 0.7671 | 0.55271 | 0.37705 | 0.24787 | 0.15486 | 0.092629 | 0.061778 | 0 | 0 | 0 | 0 | 0 | 0 | 0 | 0 | 0.28922 | 0.78977 | 1.5538 | 2.609 | 3.9303 | 5.4202 | 6.9799 | 8.4869 | 9.8077 | 10.8976 | 11.7131 | 12.2756 | 12.6171 | 12.7836 | 12.8388 | 12.8117 | 12.7318 | 12.6486 | 12.5204 | 12.4044 | 12.3207 | 12.2488 | 12.1816 | 0 | 0 | 0 | 2908.5236 | 5087.1228 | 7866.6346 | 11019.2427 | 14036.0873 | 16167.484 | 17363.5577 | 17328.3022 | 15916.2591 | 13979.8994 | 11403.0682 | 8870.204 | 6503.0442 | 4511.5262 | 3011.2469 | 1908.3239 | 1157.0706 | 780.5791 | 0 | 0 | 0 | 0 | 0 | 0 | 0 | 0 | 2908.5236 | 7995.6465 | 15862.2811 | 26881.5238 | 40917.611 | 57085.095 | 74448.6527 | 91776.9549 | 107693.2139 | 121673.1133 | 133076.1815 | 141946.3856 | 148449.4297 | 152960.9559 | 155972.2028 | 157880.5267 | 159037.5973 | 159818.1764 | 159818.1764 | 159818.1764 | 159818.1764 | 159818.1764 | 159818.1764 | 159818.1764 | 159818.1764 | 159818.1764 | 0.28914 | 0.50201 | 0.7693 | 1.0668 | 1.3437 | 1.5285 | 1.6194 | 1.5926 | 1.4391 | 1.2419 | 0.99447 | 0.75933 | 0.54655 | 0.37244 | 0.2446 | 0.15265 | 0.091209 | 0.060764 | 0 | 0 | 0 | 0 | 0 | 0 | 0 | 0 | 0.28914 | 0.78903 | 1.5512 | 2.6024 | 3.917 | 5.397 | 6.9435 | 8.4349 | 9.7376 | 10.8088 | 11.6057 | 12.1513 | 12.4765 | 12.6275 | 12.6693 | 12.6292 | 12.5365 | 12.441 | 12.3099 | 12.1911 | 12.1045 | 12.0326 | 11.9656 | 0 | 0 | 0 | 2908.5236 | 5087.1228 | 7866.6346 | 11019.2427 | 14036.0873 | 16167.484 | 17363.5577 | 17328.3022 | 15916.2591 | 13979.8994 | 11403.0682 | 8870.204 | 6503.0442 | 4511.5262 | 3011.2469 | 1908.3239 | 1157.0706 | 780.5791 | 0 | 0 | 0 | 0 | 0 | 0 | 0 | 0 | 2908.5236 | 7995.6465 | 15862.2811 | 26881.5238 | 40917.611 | 57085.095 | 74448.6527 | 91776.9549 | 107693.2139 | 121673.1133 | 133076.1815 | 141946.3856 | 148449.4297 | 152960.9559 | 155972.2028 | 157880.5267 | 159037.5973 | 159818.1764 | 159818.1764 | 159818.1764 | 159818.1764 | 159818.1764 | 159818.1764 | 159818.1764 | 159818.1764 | 159818.1764 | 1607.8908 | 1615.7897 | 1625.6679 | 1636.2463 | 1647.4696 | 1659.0052 | 1671.0313 | 1683.1648 | 1695.4248 | 1708.8727 | 1721.4938 | 1734.1485 | 1746.0565 | 1757.3066 | 1768.4096 | 1779.0285 | 1790.0107 | 1800.0412 | 1809.6237 | 1818.8327 | 1827.4393 | 1835.4792 | 1842.9868 | 0 | 0 | 0 | 521.4208 | 523.9824 | 527.1858 | 530.6162 | 534.2558 | 537.9967 | 541.8966 | 545.8313 | 549.8071 | 554.1681 | 558.261 | 562.3648 | 566.2264 | 569.8747 | 573.4753 | 576.9189 | 580.4803 | 583.733 | 586.8405 | 589.8269 | 592.6179 | 595.2252 | 597.6598 | 0 | 0 | 0
WA_Industrial_Wood and Lumber Products_Existing_Space Heating_Natural Gas_Insulation - Wall Cavity_A | WA | Industrial | Wood and Lumber Products | Existing | Space Heating | Natural Gas | Insulation - Wall Cavity | A | IM562 | R-11 or less | R-21 | 45 | 0.018204 | 0 | 0 | 0.36 | 0.02 | 0 | 0 | 0.1823 |  | sqft | 60% | 100% | Retrofit | Retro3Slow | 83.42% | TBD | 0.2% | 2395.312 |  | 993.0672 |  | 0.14055 | RTF Wkbk - ComWeatherizationSchool_v4_0 | RTF Wkbk - ComWeatherizationSchool_v4_0 | Building Energy Simulation Tool | R-11 or less | R-11 or less | R-11 or less | R-11 or less | R-11 or less | R-11 or less | R-11 or less | R-11 or less | R-11 or less | R-11 or less | R-11 or less | R-11 or less | R-11 or less | R-11 or less | R-11 or less | R-11 or less | R-11 or less | R-11 or less | R-11 or less | R-11 or less | R-11 or less | R-11 or less | R-11 or less | R-11 or less | R-11 or less | R-11 or less | R-11 or less | R-11 or less | R-11 or less | R-11 or less | R-11 or less | R-21 | R-21 | R-21 | R-21 | R-21 | R-21 | R-21 | R-21 | R-21 | R-21 | R-21 | R-21 | R-21 | R-21 | R-21 | R-21 | R-21 | R-21 | R-21 | R-21 | R-21 | R-21 | R-21 | R-21 | R-21 | R-21 | R-21 | R-21 | R-21 | R-21 | R-21 | 0.36 | 0.36 | 0.36 | 0.36 | 0.36 | 0.36 | 0.36 | 0.36 | 0.36 | 0.36 | 0.36 | 0.36 | 0.36 | 0.36 | 0.36 | 0.36 | 0.36 | 0.36 | 0.36 | 0.36 | 0.36 | 0.36 | 0.36 | 0.36 | 0.36 | 0.36 | 0.36 | 0.36 | 0.36 | 0.36 | 0.36 | 0 | 0 | 0 | 0 | 0 | 0.017789 | 0.017491 | 0.017078 | 0.01657 | 0.015973 | 0.015291 | 0.014587 | 0.013886 | 0.013174 | 0.012565 | 0.011985 | 0.011515 | 0.011107 | 0.010749 | 0.010495 | 0.010262 | 0.01006 | 0.0098934 | 0.0097607 | 0.0096392 | 0.0095501 | 0.0094722 | 0.0093978 | 0 | 0 | 0 | 0.060872 | 0.10468 | 0.15806 | 0.21482 | 0.26376 | 0.29085 | 0.29798 | 0.28308 | 0.24668 | 0.20665 | 0.16078 | 0.12016 | 0.084975 | 0.057053 | 0.037179 | 0.02304 | 0.013695 | 0.0090854 | 0 | 0 | 0 | 0 | 0 | 0 | 0 | 0 | 0.060872 | 0.16453 | 0.3187 | 0.52405 | 0.76891 | 1.0269 | 1.2776 | 1.4993 | 1.6691 | 1.7986 | 1.8764 | 1.9229 | 1.9398 | 1.9344 | 1.9258 | 1.9062 | 1.8823 | 1.8602 | 1.8352 | 1.8124 | 1.7956 | 1.781 | 1.767 | 0 | 0 | 0 | 3421.7925 | 5984.8504 | 9254.8642 | 12963.8149 | 16513.0438 | 19020.5694 | 20427.7149 | 20386.2379 | 18725.0107 | 16446.9405 | 13415.3744 | 10435.5342 | 7650.6402 | 5307.6778 | 3542.6434 | 2245.0869 | 1361.2596 | 918.3284 | 0 | 0 | 0 | 0 | 0 | 0 | 0 | 0 | 3421.7925 | 9406.6429 | 18661.5072 | 31625.3221 | 48138.3659 | 67158.9353 | 87586.6502 | 107972.8881 | 126697.8987 | 143144.8392 | 156560.2136 | 166995.7477 | 174646.3879 | 179954.0658 | 183496.7092 | 185741.7961 | 187103.0556 | 188021.384 | 188021.384 | 188021.384 | 188021.384 | 188021.384 | 188021.384 | 188021.384 | 188021.384 | 188021.384 | 0.051856 | 0.089423 | 0.13558 | 0.18521 | 0.22879 | 0.25412 | 0.26238 | 0.25129 | 0.22093 | 0.18652 | 0.14627 | 0.11002 | 0.078205 | 0.052745 | 0.034465 | 0.021411 | 0.012752 | 0.008474 | 0 | 0 | 0 | 0 | 0 | 0 | 0 | 0 | 0.051856 | 0.14055 | 0.27338 | 0.45181 | 0.66696 | 0.89725 | 1.125 | 1.3309 | 1.4949 | 1.6234 | 1.707 | 1.7606 | 1.7852 | 1.7883 | 1.7852 | 1.7714 | 1.7527 | 1.735 | 1.7149 | 1.6968 | 1.6837 | 1.6724 | 1.6619 | 0 | 0 | 0 | 2908.5236 | 5087.1228 | 7866.6346 | 11019.2427 | 14036.0873 | 16167.484 | 17363.5577 | 17328.3022 | 15916.2591 | 13979.8994 | 11403.0682 | 8870.204 | 6503.0442 | 4511.5262 | 3011.2469 | 1908.3239 | 1157.0706 | 780.5791 | 0 | 0 | 0 | 0 | 0 | 0 | 0 | 0 | 2908.5236 | 7995.6465 | 15862.2811 | 26881.5238 | 40917.611 | 57085.095 | 74448.6527 | 91776.9549 | 107693.2139 | 121673.1133 | 133076.1815 | 141946.3856 | 148449.4297 | 152960.9559 | 155972.2028 | 157880.5267 | 159037.5973 | 159818.1764 | 159818.1764 | 159818.1764 | 159818.1764 | 159818.1764 | 159818.1764 | 159818.1764 | 159818.1764 | 159818.1764 | 0.051885 | 0.089536 | 0.13586 | 0.18574 | 0.22966 | 0.25533 | 0.26389 | 0.25298 | 0.22265 | 0.18817 | 0.14772 | 0.11122 | 0.079145 | 0.053439 | 0.034955 | 0.021738 | 0.012962 | 0.0086233 | 0 | 0 | 0 | 0 | 0 | 0 | 0 | 0 | 0.051885 | 0.14073 | 0.27394 | 0.45312 | 0.66951 | 0.90155 | 1.1314 | 1.3399 | 1.5065 | 1.6377 | 1.7239 | 1.7798 | 1.8067 | 1.8118 | 1.8105 | 1.7985 | 1.7816 | 1.7656 | 1.7459 | 1.7282 | 1.715 | 1.7037 | 1.6931 | 0 | 0 | 0 | 2908.5236 | 5087.1228 | 7866.6346 | 11019.2427 | 14036.0873 | 16167.484 | 17363.5577 | 17328.3022 | 15916.2591 | 13979.8994 | 11403.0682 | 8870.204 | 6503.0442 | 4511.5262 | 3011.2469 | 1908.3239 | 1157.0706 | 780.5791 | 0 | 0 | 0 | 0 | 0 | 0 | 0 | 0 | 2908.5236 | 7995.6465 | 15862.2811 | 26881.5238 | 40917.611 | 57085.095 | 74448.6527 | 91776.9549 | 107693.2139 | 121673.1133 | 133076.1815 | 141946.3856 | 148449.4297 | 152960.9559 | 155972.2028 | 157880.5267 | 159037.5973 | 159818.1764 | 159818.1764 | 159818.1764 | 159818.1764 | 159818.1764 | 159818.1764 | 159818.1764 | 159818.1764 | 159818.1764 | 0 | 0 | 0 | 0 | 0 | 0 | 0 | 0 | 0 | 0 | 0 | 0 | 0 | 0 | 0 | 0 | 0 | 0 | 0 | 0 | 0 | 0 | 0 | 0 | 0 | 0 | 0 | 0 | 0 | 0 | 0 | 0 | 0 | 0 | 0 | 0 | 0 | 0 | 0 | 0 | 0 | 0 | 0 | 0 | 0 | 0 | 0 | 0 | 0 | 0 | 0 | 0 | 0 | 0 | 0 | 0 | 0 | 0 | 0 | 0 | 0 | 0 | 0 | 0 | 0 | 0 | 0 | 0 | 0 | 0 | 0 | 0 | 0 | 0 | 0 | 0 | 0 | 0 | 0 | 0 | 0 | 0 | 0 | 0 | 0 | 0 | 0 | 0 | 0 | 0 | 0 | 0 | 0 | 0 | 0 | 0 | 0 | 0 | 0 | 0 | 0 | 0 | 0 | 0 | 2264.95 | 2276.0768 | 2289.9918 | 2304.893 | 2320.7026 | 2336.9523 | 2353.8928 | 2370.9845 | 2388.2546 | 2407.1979 | 2424.9766 | 2442.8026 | 2459.5768 | 2475.4241 | 2491.0644 | 2506.0226 | 2521.4927 | 2535.6221 | 2549.1204 | 2562.0927 | 2574.2163 | 2585.5417 | 2596.1174 | 0 | 0 | 0 | 939.0207 | 943.6337 | 949.4027 | 955.5806 | 962.1351 | 968.872 | 975.8953 | 982.9813 | 990.1413 | 997.995 | 1005.3658 | 1012.7562 | 1019.7106 | 1026.2807 | 1032.765 | 1038.9665 | 1045.3802 | 1051.238 | 1056.8343 | 1062.2125 | 1067.2387 | 1071.9341 | 1076.3187 | 0 | 0 | 0
WA_Industrial_Wood and Lumber Products_Existing_Space Heating_Natural Gas_Insulation - Ducting_A | WA | Industrial | Wood and Lumber Products | Existing | Space Heating | Natural Gas | Insulation - Ducting | A | IM563 | ~2°F thermal losses | 50% reduction in thermal losses | 20 | 0.0016852 | 0 | 0 | 1.52 | 0 | 0 | 0 | 0.76105 |  | sqft | 40% | 60% | Retrofit | Retro5Med | 85.36% | TBD | 0.2% | 92900.7848 |  | 67826.1227 |  | 0.001299 | MA TRM - 2019-2021 - COM-HVAC-DI | MEMD - MMD8.25.01.FESH23.v01 | Building Energy Simulation Tool | ~2°F thermal losses | ~2°F thermal losses | ~2°F thermal losses | ~2°F thermal losses | ~2°F thermal losses | ~2°F thermal losses | ~2°F thermal losses | ~2°F thermal losses | ~2°F thermal losses | ~2°F thermal losses | ~2°F thermal losses | ~2°F thermal losses | ~2°F thermal losses | ~2°F thermal losses | ~2°F thermal losses | ~2°F thermal losses | ~2°F thermal losses | ~2°F thermal losses | ~2°F thermal losses | ~2°F thermal losses | ~2°F thermal losses | ~2°F thermal losses | ~2°F thermal losses | ~2°F thermal losses | ~2°F thermal losses | ~2°F thermal losses | ~2°F thermal losses | ~2°F thermal losses | ~2°F thermal losses | ~2°F thermal losses | ~2°F thermal losses | 50% reduction in thermal losses | 50% reduction in thermal losses | 50% reduction in thermal losses | 50% reduction in thermal losses | 50% reduction in thermal losses | 50% reduction in thermal losses | 50% reduction in thermal losses | 50% reduction in thermal losses | 50% reduction in thermal losses | 50% reduction in thermal losses | 50% reduction in thermal losses | 50% reduction in thermal losses | 50% reduction in thermal losses | 50% reduction in thermal losses | 50% reduction in thermal losses | 50% reduction in thermal losses | 50% reduction in thermal losses | 50% reduction in thermal losses | 50% reduction in thermal losses | 50% reduction in thermal losses | 50% reduction in thermal losses | 50% reduction in thermal losses | 50% reduction in thermal losses | 50% reduction in thermal losses | 50% reduction in thermal losses | 50% reduction in thermal losses | 50% reduction in thermal losses | 50% reduction in thermal losses | 50% reduction in thermal losses | 50% reduction in thermal losses | 50% reduction in thermal losses | 1.52 | 1.52 | 1.52 | 1.52 | 1.52 | 1.52 | 1.52 | 1.52 | 1.52 | 1.52 | 1.52 | 1.52 | 1.52 | 1.52 | 1.52 | 1.52 | 1.52 | 1.52 | 1.52 | 1.52 | 1.52 | 1.52 | 1.52 | 1.52 | 1.52 | 1.52 | 1.52 | 1.52 | 1.52 | 1.52 | 1.52 | 0 | 0 | 0 | 0 | 0 | 0.001616 | 0.0015796 | 0.0015301 | 0.0014716 | 0.0014052 | 0.0013317 | 0.0012576 | 0.0011857 | 0.0011147 | 0.0010553 | 0.001 | 0.00095599 | 0.000918 | 0.00088481 | 0.00086093 | 0.00083895 | 0.00081989 | 0.00080318 | 0.00078955 | 0.00077692 | 0.00076725 | 0.00075861 | 0.0007504 | 0.00131 | 0.0013019 | 0.0012943 | 0.00069817 | 0.00083751 | 0.00098687 | 0.0011024 | 0.0012017 | 0.0013145 | 0.0013581 | 0.0013054 | 0.0011382 | 0.0009297 | 0.00067527 | 0.00042729 | 0.00023705 | 0.00010903 | 4.4935e-05 | 1.5857e-05 | 4.8216e-06 | 1.0257e-06 | 1.6518e-07 | 1.9448e-08 | 0 | 0 | 0 | 0 | 0 | 0 | 0.00069817 | 0.00152 | 0.0024592 | 0.0034677 | 0.0045127 | 0.0055913 | 0.0066381 | 0.0075642 | 0.0082496 | 0.0087391 | 0.0089568 | 0.0089898 | 0.0088696 | 0.008658 | 0.0084692 | 0.0082689 | 0.0080858 | 0.0079221 | 0.0077878 | 0.0076633 | 0.0075678 | 0.0074827 | 0.0074016 | 0 | 0 | 0 | 432.0423 | 530.1879 | 644.9687 | 749.1118 | 855.1634 | 987.0925 | 1079.8967 | 1100.9508 | 1021.0386 | 881.0202 | 675.269 | 446.9654 | 258.2221 | 123.2201 | 52.1933 | 18.9009 | 5.8808 | 1.2771 | 0.2092 | 0.025032 | 0 | 0 | 0 | 0 | 0 | 0 | 432.0423 | 962.2302 | 1607.1989 | 2356.3106 | 3211.474 | 4198.5665 | 5278.4632 | 6379.414 | 7400.4526 | 8281.4728 | 8956.7419 | 9403.7072 | 9661.9293 | 9785.1494 | 9837.3428 | 9856.2437 | 9862.1245 | 9863.4016 | 9863.6108 | 9863.6358 | 9863.6358 | 9863.6358 | 9863.6358 | 9863.6358 | 9863.6358 | 9863.6358 | 0.00059485 | 0.00071574 | 0.00084717 | 0.00095166 | 0.0010443 | 0.0011516 | 0.0011999 | 0.0011638 | 0.0010246 | 0.00084396 | 0.00061822 | 0.00039389 | 0.00021974 | 0.00010155 | 4.1975e-05 | 1.4851e-05 | 4.5254e-06 | 9.6443e-07 | 1.5561e-07 | 1.8357e-08 | 0 | 0 | 0 | 0 | 0 | 0 | 0.00059485 | 0.001299 | 0.0021111 | 0.0029934 | 0.0039218 | 0.0048982 | 0.0058653 | 0.0067435 | 0.0074262 | 0.0079331 | 0.0082001 | 0.0082871 | 0.0082219 | 0.0080646 | 0.0079114 | 0.0077445 | 0.0075891 | 0.0074486 | 0.0073366 | 0.0072333 | 0.0071545 | 0.0070844 | 0.0070189 | 0 | 0 | 0 | 367.236 | 450.6597 | 548.2234 | 636.745 | 726.8889 | 839.0286 | 917.9122 | 935.8082 | 867.8828 | 748.8671 | 573.9787 | 379.9206 | 219.4888 | 104.7371 | 44.3643 | 16.0658 | 4.9987 | 1.0855 | 0.17782 | 0.021278 | 0 | 0 | 0 | 0 | 0 | 0 | 367.236 | 817.8957 | 1366.119 | 2002.864 | 2729.7529 | 3568.7815 | 4486.6937 | 5422.5019 | 6290.3848 | 7039.2519 | 7613.2306 | 7993.1511 | 8212.6399 | 8317.377 | 8361.7413 | 8377.8071 | 8382.8058 | 8383.8914 | 8384.0692 | 8384.0905 | 8384.0905 | 8384.0905 | 8384.0905 | 8384.0905 | 8384.0905 | 8384.0905 | 0 | 0 | 0 | 0 | 0 | 0 | 0 | 0 | 0 | 0 | 0 | 0 | 0 | 0 | 0 | 0 | 0 | 0 | 0 | 0 | 0 | 0 | 0 | 0 | 0 | 0 | 0 | 0 | 0 | 0 | 0 | 0 | 0 | 0 | 0 | 0 | 0 | 0 | 0 | 0 | 0 | 0 | 0 | 0 | 0 | 0 | 0 | 0 | 0 | 0 | 0 | 0 | 0 | 0 | 0 | 0 | 0 | 0 | 0 | 0 | 0 | 0 | 0 | 0 | 0 | 0 | 0 | 0 | 0 | 0 | 0 | 0 | 0 | 0 | 0 | 0 | 0 | 0 | 0 | 0 | 0 | 0 | 0 | 0 | 0 | 0 | 0 | 0 | 0 | 0 | 0 | 0 | 0 | 0 | 0 | 0 | 0 | 0 | 0 | 0 | 0 | 0 | 0 | 0 | 0 | 0 | 0 | 0 | 0 | 0 | 0 | 0 | 0 | 0 | 0 | 0 | 0 | 0 | 0 | 0 | 0 | 0 | 0 | 0 | 0 | 0 | 0 | 0 | 0 | 0 | 0 | 0 | 0 | 0 | 0 | 0 | 0 | 0 | 0 | 0 | 0 | 0 | 0 | 0 | 0 | 0 | 0 | 0 | 0 | 0 | 0 | 0 | 0 | 0 | 0 | 0 | 0 | 0 | 0 | 0 | 0 | 0 | 0 | 0 | 0 | 0 | 0 | 0 | 0 | 0 | 0 | 0 | 0 | 0 | 0 | 0 | 0 | 0 | 0 | 0 | 0 | 0 | 0 | 0 | 0 | 0 | 0 | 0 | 0 | 0 | 0 | 0 | 0 | 0 | 0 | 0 | 0 | 0 | 0 | 0 | 0 | 0 | 0 | 0 | 0 | 0 | 0 | 0 | 84863.365 | 85636.2898 | 86640.1016 | 87683.2795 | 88756.1653 | 89831.4423 | 90923.8694 | 91976.5885 | 92989.8962 | 94035.2852 | 94968.9433 | 95867.0471 | 96725.6896 | 97547.9937 | 98393.9839 | 99227.8908 | 100071.4039 | 100955.7537 | 101820.0685 | 102665.8439 | 103470.8503 | 104236.4171 | 104963.9046 | 105654.6936 | 106310.1751 | 106931.742 | 61958.0665 | 62522.3728 | 63255.2478 | 64016.8637 | 64800.1691 | 65585.2202 | 66382.7926 | 67151.3743 | 67891.1823 | 68654.4124 | 69336.0688 | 69991.7672 | 70618.6552 | 71219.0129 | 71836.6636 | 72445.4924 | 73061.3346 | 73706.9913 | 74338.0207 | 74955.5146 | 75543.2433 | 76102.1775 | 76633.3104 | 77137.6499 | 77616.2117 | 78070.0128
WA_Industrial_Wood and Lumber Products_Existing_Space Heating_Natural Gas_HVAC - Duct Repair and Sealing_A | WA | Industrial | Wood and Lumber Products | Existing | Space Heating | Natural Gas | HVAC - Duct Repair and Sealing | A | IM564 | Poorly sealed/leaky ducts | 30% reduced duct leaking | 20 | 0.0039673 | 0 | 0 | 0.07 | 0 | 0 | 0 | 0.035 |  | sqft | 15% | 50% | Retrofit | RetroEven20 | 76.5% | TBD | 0.2% | 2048.2895 |  | 1326.8113 |  | 0.0055995 | MA TRM - 2019-2021 - COM-HVAC-DS | RS Means Cost Calculator 2019 IRP DSM TRM Extract | Building Energy Simulation Tool | Poorly sealed/leaky ducts | Poorly sealed/leaky ducts | Poorly sealed/leaky ducts | Poorly sealed/leaky ducts | Poorly sealed/leaky ducts | Poorly sealed/leaky ducts | Poorly sealed/leaky ducts | Poorly sealed/leaky ducts | Poorly sealed/leaky ducts | Poorly sealed/leaky ducts | Poorly sealed/leaky ducts | Poorly sealed/leaky ducts | Poorly sealed/leaky ducts | Poorly sealed/leaky ducts | Poorly sealed/leaky ducts | Poorly sealed/leaky ducts | Poorly sealed/leaky ducts | Poorly sealed/leaky ducts | Poorly sealed/leaky ducts | Poorly sealed/leaky ducts | Poorly sealed/leaky ducts | Poorly sealed/leaky ducts | Poorly sealed/leaky ducts | Poorly sealed/leaky ducts | Poorly sealed/leaky ducts | Poorly sealed/leaky ducts | Poorly sealed/leaky ducts | Poorly sealed/leaky ducts | Poorly sealed/leaky ducts | Poorly sealed/leaky ducts | Poorly sealed/leaky ducts | 30% reduced duct leaking | 30% reduced duct leaking | 30% reduced duct leaking | 30% reduced duct leaking | 30% reduced duct leaking | 30% reduced duct leaking | 30% reduced duct leaking | 30% reduced duct leaking | 30% reduced duct leaking | 30% reduced duct leaking | 30% reduced duct leaking | 30% reduced duct leaking | 30% reduced duct leaking | 30% reduced duct leaking | 30% reduced duct leaking | 30% reduced duct leaking | 30% reduced duct leaking | 30% reduced duct leaking | 30% reduced duct leaking | 30% reduced duct leaking | 30% reduced duct leaking | 30% reduced duct leaking | 30% reduced duct leaking | 30% reduced duct leaking | 30% reduced duct leaking | 30% reduced duct leaking | 30% reduced duct leaking | 30% reduced duct leaking | 30% reduced duct leaking | 30% reduced duct leaking | 30% reduced duct leaking | 0.07 | 0.07 | 0.07 | 0.07 | 0.07 | 0.07 | 0.07 | 0.07 | 0.07 | 0.07 | 0.07 | 0.07 | 0.07 | 0.07 | 0.07 | 0.07 | 0.07 | 0.07 | 0.07 | 0.07 | 0.07 | 0.07 | 0.07 | 0.07 | 0.07 | 0.07 | 0.07 | 0.07 | 0.07 | 0.07 | 0.07 | 0 | 0 | 0 | 0 | 0 | 0.0038084 | 0.003729 | 0.003621 | 0.0034943 | 0.0033506 | 0.0031915 | 0.0030299 | 0.002872 | 0.0027148 | 0.002581 | 0.0024558 | 0.0023546 | 0.0022666 | 0.0021892 | 0.0021325 | 0.0020803 | 0.0020347 | 0.0019946 | 0.0019616 | 0.0019311 | 0.0019073 | 0.0018861 | 0.001866 | 0.0030839 | 0.0030649 | 0.0030471 | 0.0033481 | 0.0032766 | 0.0031629 | 0.0030539 | 0.0029307 | 0.0027561 | 0.0026094 | 0.0024684 | 0.0022963 | 0.0021914 | 0.0020652 | 0.0019804 | 0.0018968 | 0.0018157 | 0.0017707 | 0.0017202 | 0.001676 | 0.001637 | 0.0016044 | 0.0015745 | 0 | 0 | 0 | 0 | 0 | 0 | 0.0033481 | 0.0065549 | 0.009528 | 0.012249 | 0.014675 | 0.016735 | 0.018497 | 0.020001 | 0.021203 | 0.022349 | 0.02333 | 0.024349 | 0.025336 | 0.026287 | 0.027377 | 0.028426 | 0.029479 | 0.030535 | 0.031635 | 0.032717 | 0.032314 | 0.031955 | 0.031614 | 0 | 0 | 0 | 879.1559 | 878.6733 | 873.4915 | 873.9637 | 874.6864 | 863.5788 | 861.2189 | 859.4703 | 845.8222 | 849.0515 | 840.9547 | 841.0639 | 836.8308 | 829.3663 | 830.3487 | 826.915 | 823.6989 | 820.6976 | 817.9086 | 815.3294 | 0 | 0 | 0 | 0 | 0 | 0 | 879.1559 | 1757.8292 | 2631.3207 | 3505.2844 | 4379.9708 | 5243.5496 | 6104.7685 | 6964.2388 | 7810.0609 | 8659.1125 | 9500.0672 | 10341.1311 | 11177.9618 | 12007.3281 | 12837.6768 | 13664.5918 | 14488.2907 | 15308.9883 | 16126.8969 | 16942.2263 | 16942.2263 | 16942.2263 | 16942.2263 | 16942.2263 | 16942.2263 | 16942.2263 | 0.0028522 | 0.002799 | 0.0027131 | 0.0026329 | 0.002542 | 0.002408 | 0.0022975 | 0.0021911 | 0.0020565 | 0.0019778 | 0.0018786 | 0.001813 | 0.0017455 | 0.0016784 | 0.0016413 | 0.0015984 | 0.0015604 | 0.0015266 | 0.0014991 | 0.0014738 | 0 | 0 | 0 | 0 | 0 | 0 | 0.0028522 | 0.0055995 | 0.0081729 | 0.01056 | 0.012729 | 0.014621 | 0.016286 | 0.017755 | 0.018989 | 0.02017 | 0.021222 | 0.022292 | 0.023316 | 0.0243 | 0.025376 | 0.026413 | 0.027446 | 0.028477 | 0.029558 | 0.030626 | 0.030296 | 0.030003 | 0.029729 | 0 | 0 | 0 | 747.2825 | 746.8723 | 742.4678 | 742.8692 | 743.4834 | 734.042 | 732.0361 | 730.5497 | 718.9488 | 721.6938 | 714.8115 | 714.9043 | 711.3061 | 704.9613 | 705.7964 | 702.8778 | 700.144 | 697.593 | 695.2223 | 693.03 | 0 | 0 | 0 | 0 | 0 | 0 | 747.2825 | 1494.1548 | 2236.6226 | 2979.4918 | 3722.9752 | 4457.0172 | 5189.0532 | 5919.6029 | 6638.5518 | 7360.2456 | 8075.0571 | 8789.9614 | 9501.2676 | 10206.2289 | 10912.0253 | 11614.9031 | 12315.0471 | 13012.6401 | 13707.8624 | 14400.8923 | 14400.8923 | 14400.8923 | 14400.8923 | 14400.8923 | 14400.8923 | 14400.8923 | 0 | 0 | 0 | 0 | 0 | 0 | 0 | 0 | 0 | 0 | 0 | 0 | 0 | 0 | 0 | 0 | 0 | 0 | 0 | 0 | 0 | 0 | 0 | 0 | 0 | 0 | 0 | 0 | 0 | 0 | 0 | 0 | 0 | 0 | 0 | 0 | 0 | 0 | 0 | 0 | 0 | 0 | 0 | 0 | 0 | 0 | 0 | 0 | 0 | 0 | 0 | 0 | 0 | 0 | 0 | 0 | 0 | 0 | 0 | 0 | 0 | 0 | 0 | 0 | 0 | 0 | 0 | 0 | 0 | 0 | 0 | 0 | 0 | 0 | 0 | 0 | 0 | 0 | 0 | 0 | 0 | 0 | 0 | 0 | 0 | 0 | 0 | 0 | 0 | 0 | 0 | 0 | 0 | 0 | 0 | 0 | 0 | 0 | 0 | 0 | 0 | 0 | 0 | 0 | 0 | 0 | 0 | 0 | 0 | 0 | 0 | 0 | 0 | 0 | 0 | 0 | 0 | 0 | 0 | 0 | 0 | 0 | 0 | 0 | 0 | 0 | 0 | 0 | 0 | 0 | 0 | 0 | 0 | 0 | 0 | 0 | 0 | 0 | 0 | 0 | 0 | 0 | 0 | 0 | 0 | 0 | 0 | 0 | 0 | 0 | 0 | 0 | 0 | 0 | 0 | 0 | 0 | 0 | 0 | 0 | 0 | 0 | 0 | 0 | 0 | 0 | 0 | 0 | 0 | 0 | 0 | 0 | 0 | 0 | 0 | 0 | 0 | 0 | 0 | 0 | 0 | 0 | 0 | 0 | 0 | 0 | 0 | 0 | 0 | 0 | 0 | 0 | 0 | 0 | 0 | 0 | 0 | 0 | 0 | 0 | 0 | 0 | 0 | 0 | 0 | 0 | 0 | 0 | 1871.0793 | 1888.1209 | 1910.2531 | 1933.2532 | 1956.9083 | 1980.6162 | 2004.7022 | 2027.9127 | 2050.2542 | 2073.3031 | 2093.8885 | 2113.6901 | 2132.6215 | 2150.7518 | 2169.4043 | 2187.7904 | 2206.3883 | 2225.8866 | 2244.9431 | 2263.5909 | 2281.3398 | 2298.2191 | 2314.2588 | 2329.4895 | 2343.9416 | 2357.646 | 1212.0207 | 1223.0596 | 1237.3961 | 1252.2948 | 1267.6178 | 1282.9749 | 1298.577 | 1313.6119 | 1328.084 | 1343.0143 | 1356.3488 | 1369.1756 | 1381.4387 | 1393.1829 | 1405.2653 | 1417.1752 | 1429.2223 | 1441.8526 | 1454.1968 | 1466.2762 | 1477.7733 | 1488.7071 | 1499.0971 | 1508.963 | 1518.3246 | 1527.2018
WA_Industrial_Wood and Lumber Products_Existing_Space Heating_Natural Gas_Windows - High Efficiency_A | WA | Industrial | Wood and Lumber Products | Existing | Space Heating | Natural Gas | Windows - High Efficiency | A | IM565 | U-.5 or worse | U-.22 or better | 45 | 0.0057775 | 0 | 0 | 0.23 | 0.01 | 0 | 0 | 0.11455 |  | sqft | 45% | 100% | Retrofit | Retro1Slow | 81.8% | TBD | 0.2% | 3978.3028 |  | 1999.1511 |  | 0.0097769 | RTF Wkbk - ComWeatherizationSchool_v3_1 | RTF Wkbk - ComWeatherizationSchool_v3_1 | Building Energy Simulation Tool | U-.5 or worse | U-.5 or worse | U-.5 or worse | U-.5 or worse | U-.5 or worse | U-.5 or worse | U-.5 or worse | U-.5 or worse | U-.5 or worse | U-.5 or worse | U-.5 or worse | U-.5 or worse | U-.5 or worse | U-.5 or worse | U-.5 or worse | U-.5 or worse | U-.5 or worse | U-.5 or worse | U-.5 or worse | U-.5 or worse | U-.5 or worse | U-.5 or worse | U-.5 or worse | U-.5 or worse | U-.5 or worse | U-.5 or worse | U-.5 or worse | U-.5 or worse | U-.5 or worse | U-.5 or worse | U-.5 or worse | U-.22 or better | U-.22 or better | U-.22 or better | U-.22 or better | U-.22 or better | U-.22 or better | U-.22 or better | U-.22 or better | U-.22 or better | U-.22 or better | U-.22 or better | U-.22 or better | U-.22 or better | U-.22 or better | U-.22 or better | U-.22 or better | U-.22 or better | U-.22 or better | U-.22 or better | U-.22 or better | U-.22 or better | U-.22 or better | U-.22 or better | U-.22 or better | U-.22 or better | U-.22 or better | U-.22 or better | U-.22 or better | U-.22 or better | U-.22 or better | U-.22 or better | 0.23 | 0.23 | 0.23 | 0.23 | 0.23 | 0.23 | 0.23 | 0.23 | 0.23 | 0.23 | 0.23 | 0.23 | 0.23 | 0.23 | 0.23 | 0.23 | 0.23 | 0.23 | 0.23 | 0.23 | 0.23 | 0.23 | 0.23 | 0.23 | 0.23 | 0.23 | 0.23 | 0.23 | 0.23 | 0.23 | 0.23 | 0 | 0 | 0 | 0 | 0 | 0.0056188 | 0.0054946 | 0.0053315 | 0.0051365 | 0.004912 | 0.0046598 | 0.0044047 | 0.0041545 | 0.0039032 | 0.0036933 | 0.0034939 | 0.0033341 | 0.0031951 | 0.0030724 | 0.002985 | 0.0029039 | 0.0028326 | 0.0027722 | 0.0027225 | 0.0026762 | 0.0026504 | 0.0026279 | 0.0026064 | 0 | 0 | 0 | 0.003898 | 0.0076154 | 0.013043 | 0.020451 | 0.029709 | 0.039854 | 0.051103 | 0.062359 | 0.071311 | 0.079874 | 0.083966 | 0.085251 | 0.081624 | 0.073331 | 0.062714 | 0.050245 | 0.037334 | 0.025203 | 0.015759 | 0.010072 | 0 | 0 | 0 | 0 | 0 | 0 | 0.003898 | 0.011427 | 0.024131 | 0.043699 | 0.071498 | 0.10768 | 0.15289 | 0.20656 | 0.26538 | 0.33098 | 0.39708 | 0.46417 | 0.52644 | 0.57956 | 0.62579 | 0.65902 | 0.68018 | 0.69087 | 0.69424 | 0.69253 | 0.68585 | 0.68001 | 0.67444 | 0 | 0 | 0 | 693.7431 | 1385.9859 | 2446.368 | 3981.5042 | 6048.3644 | 8552.5447 | 11602.0182 | 15009.8674 | 18269.8193 | 21626.7144 | 24032.3815 | 25569.247 | 25546.7668 | 23867.3249 | 21009.5742 | 17302.8372 | 13180.1194 | 9091.4508 | 5788.6881 | 3763.3263 | 0 | 0 | 0 | 0 | 0 | 0 | 693.7431 | 2079.729 | 4526.0969 | 8507.6011 | 14555.9655 | 23108.5102 | 34710.5284 | 49720.3958 | 67990.2151 | 89616.9295 | 113649.311 | 139218.558 | 164765.3247 | 188632.6496 | 209642.2237 | 226945.061 | 240125.1803 | 249216.6312 | 255005.3192 | 258768.6456 | 258768.6456 | 258768.6456 | 258768.6456 | 258768.6456 | 258768.6456 | 258768.6456 | 0.003323 | 0.0065156 | 0.011216 | 0.017694 | 0.025893 | 0.035035 | 0.045337 | 0.055853 | 0.064537 | 0.072937 | 0.077378 | 0.079151 | 0.076254 | 0.068885 | 0.059117 | 0.047518 | 0.035405 | 0.023959 | 0.015021 | 0.0096244 | 0 | 0 | 0 | 0 | 0 | 0 | 0.003323 | 0.0097769 | 0.020751 | 0.037809 | 0.062314 | 0.094662 | 0.13564 | 0.18501 | 0.24017 | 0.30224 | 0.36592 | 0.43096 | 0.49181 | 0.54443 | 0.58989 | 0.62324 | 0.64504 | 0.65677 | 0.66169 | 0.66178 | 0.65645 | 0.65184 | 0.64756 | 0 | 0 | 0 | 589.6816 | 1178.088 | 2079.4128 | 3384.2786 | 5141.1097 | 7269.663 | 9861.7154 | 12758.3873 | 15529.3464 | 18382.7073 | 20427.5243 | 21733.8599 | 21714.7518 | 20287.2261 | 17858.138 | 14707.4116 | 11203.1015 | 7727.7332 | 4920.3848 | 3198.8274 | 0 | 0 | 0 | 0 | 0 | 0 | 589.6816 | 1767.7696 | 3847.1824 | 7231.4609 | 12372.5707 | 19642.2337 | 29503.9491 | 42262.3364 | 57791.6828 | 76174.3901 | 96601.9144 | 118335.7743 | 140050.526 | 160337.7522 | 178195.8902 | 192903.3018 | 204106.4033 | 211834.1365 | 216754.5214 | 219953.3487 | 219953.3487 | 219953.3487 | 219953.3487 | 219953.3487 | 219953.3487 | 219953.3487 | 0 | 0 | 0 | 0 | 0 | 0 | 0 | 0 | 0 | 0 | 0 | 0 | 0 | 0 | 0 | 0 | 0 | 0 | 0 | 0 | 0 | 0 | 0 | 0 | 0 | 0 | 0 | 0 | 0 | 0 | 0 | 0 | 0 | 0 | 0 | 0 | 0 | 0 | 0 | 0 | 0 | 0 | 0 | 0 | 0 | 0 | 0 | 0 | 0 | 0 | 0 | 0 | 0 | 0 | 0 | 0 | 0 | 0 | 0 | 0 | 0 | 0 | 0 | 0 | 0 | 0 | 0 | 0 | 0 | 0 | 0 | 0 | 0 | 0 | 0 | 0 | 0 | 0 | 0 | 0 | 0 | 0 | 0 | 0 | 0 | 0 | 0 | 0 | 0 | 0 | 0 | 0 | 0 | 0 | 0 | 0 | 0 | 0 | 0 | 0 | 0 | 0 | 0 | 0 | 0 | 0 | 0 | 0 | 0 | 0 | 0 | 0 | 0 | 0 | 0 | 0 | 0 | 0 | 0 | 0 | 0 | 0 | 0 | 0 | 0 | 0 | 0 | 0 | 0 | 0 | 0 | 0 | 0 | 0 | 0 | 0 | 0 | 0 | 0 | 0 | 0 | 0 | 0 | 0 | 0 | 0 | 0 | 0 | 0 | 0 | 0 | 0 | 0 | 0 | 0 | 0 | 0 | 0 | 0 | 0 | 0 | 0 | 0 | 0 | 0 | 0 | 0 | 0 | 0 | 0 | 0 | 0 | 0 | 0 | 0 | 0 | 0 | 0 | 0 | 0 | 0 | 0 | 0 | 0 | 0 | 0 | 0 | 0 | 0 | 0 | 0 | 0 | 0 | 0 | 0 | 0 | 0 | 0 | 0 | 0 | 0 | 0 | 0 | 0 | 0 | 0 | 0 | 0 | 3761.7885 | 3780.2686 | 3803.3796 | 3828.1285 | 3854.3863 | 3881.3749 | 3909.5108 | 3937.898 | 3966.5813 | 3998.0438 | 4027.5719 | 4057.1785 | 4085.0382 | 4111.3587 | 4137.3351 | 4162.1788 | 4187.8725 | 4211.3396 | 4233.7587 | 4255.304 | 4275.4397 | 4294.2497 | 4311.8145 | 0 | 0 | 0 | 1890.3497 | 1899.6362 | 1911.2498 | 1923.6865 | 1936.8814 | 1950.4435 | 1964.5822 | 1978.8471 | 1993.2609 | 2009.0712 | 2023.9095 | 2038.7872 | 2052.7871 | 2066.0135 | 2079.067 | 2091.5513 | 2104.4627 | 2116.2553 | 2127.5211 | 2138.348 | 2148.4664 | 2157.9187 | 2166.7452 | 0 | 0 | 0
WA_Industrial_Wood and Lumber Products_Existing_Space Heating_Natural Gas_Gas Boiler - Maintenance_A | WA | Industrial | Wood and Lumber Products | Existing | Space Heating | Natural Gas | Gas Boiler - Maintenance | A | IM566 | Degrade performance | General cleaning and maintenance | 3 | 0.90069 | 0 | 0 | 0.02 | 0 | 0 | 0 | 0.011 |  | employee | 20% | 30% | Retrofit | Retro20Fast | 83.83% | TBD | 0.2% | 0.93876 |  | 0.84612 |  | 0.0053645 | IL TRM - 4.3.10 - CI-HWE-DBTU-V01-180101 | IL TRM - 4.3.10 - CI-HWE-DBTU-V01-180101 | IL TRM - 4.3.10 - CI-HWE-DBTU-V01-180101 | Degrade performance | Degrade performance | Degrade performance | Degrade performance | Degrade performance | Degrade performance | Degrade performance | Degrade performance | Degrade performance | Degrade performance | Degrade performance | Degrade performance | Degrade performance | Degrade performance | Degrade performance | Degrade performance | Degrade performance | Degrade performance | Degrade performance | Degrade performance | Degrade performance | Degrade performance | Degrade performance | Degrade performance | Degrade performance | Degrade performance | Degrade performance | Degrade performance | Degrade performance | Degrade performance | Degrade performance | General cleaning and maintenance | General cleaning and maintenance | General cleaning and maintenance | General cleaning and maintenance | General cleaning and maintenance | General cleaning and maintenance | General cleaning and maintenance | General cleaning and maintenance | General cleaning and maintenance | General cleaning and maintenance | General cleaning and maintenance | General cleaning and maintenance | General cleaning and maintenance | General cleaning and maintenance | General cleaning and maintenance | General cleaning and maintenance | General cleaning and maintenance | General cleaning and maintenance | General cleaning and maintenance | General cleaning and maintenance | General cleaning and maintenance | General cleaning and maintenance | General cleaning and maintenance | General cleaning and maintenance | General cleaning and maintenance | General cleaning and maintenance | General cleaning and maintenance | General cleaning and maintenance | General cleaning and maintenance | General cleaning and maintenance | General cleaning and maintenance | 0.02 | 0.02 | 0.02 | 0.02 | 0.02 | 0.02 | 0.02 | 0.02 | 0.02 | 0.02 | 0.02 | 0.02 | 0.02 | 0.02 | 0.02 | 0.02 | 0.02 | 0.02 | 0.02 | 0.02 | 0.02 | 0.02 | 0.02 | 0.02 | 0.02 | 0.02 | 0.02 | 0.02 | 0.02 | 0.02 | 0.02 | 0 | 0 | 0 | 0 | 0 | 0.88359 | 0.87598 | 0.86771 | 0.85909 | 0.85016 | 0.84104 | 0.83182 | 0.82246 | 0.81266 | 0.8023 | 0.79222 | 0.78228 | 0.77312 | 0.76424 | 0.75599 | 0.74811 | 0.74002 | 0.7326 | 0.72554 | 0.71856 | 0.71209 | 0.70648 | 0.70115 | 0.76441 | 0.76127 | 0.75841 | 0.0037342 | 0.0025935 | 0.0017679 | 0.0013639 | 0.0011836 | 0.0010003 | 0.00084524 | 0.00070859 | 0.00058134 | 0.0004832 | 0.00039433 | 0.00030329 | 0.00023226 | 0.00017721 | 0.00013669 | 0.00012369 | 9.5377e-05 | 8.1011e-05 | 6.7062e-05 | 5.3475e-05 | 0 | 0 | 0 | 0 | 0 | 0 | 0.0037342 | 0.0062956 | 0.0080041 | 0.0092885 | 0.010375 | 0.011264 | 0.011986 | 0.01256 | 0.012992 | 0.013309 | 0.013536 | 0.01367 | 0.013742 | 0.013761 | 0.013749 | 0.01373 | 0.013677 | 0.013621 | 0.013556 | 0.01348 | 0.013358 | 0.013253 | 0.013153 | 0 | 0 | 0 | 4.2262 | 2.9606 | 2.0375 | 1.5876 | 1.3922 | 1.1894 | 1.0161 | 0.86156 | 0.71535 | 0.60226 | 0.49775 | 0.3877 | 0.30042 | 0.23188 | 0.1808 | 0.16533 | 0.12889 | 0.11058 | 0.09243 | 0.074419 | 0 | 0 | 0 | 0 | 0 | 0 | 4.2262 | 7.1869 | 9.2243 | 10.812 | 12.2041 | 13.3935 | 14.4096 | 15.2712 | 15.9865 | 16.5888 | 17.0866 | 17.4743 | 17.7747 | 18.0066 | 18.1874 | 18.3527 | 18.4816 | 18.5922 | 18.6846 | 18.759 | 18.759 | 18.759 | 18.759 | 18.759 | 18.759 | 18.759 | 0.003178 | 0.0022099 | 0.0015092 | 0.0011666 | 0.0010143 | 0.00085901 | 0.00072727 | 0.00061086 | 0.0005022 | 0.00041823 | 0.00034198 | 0.0002635 | 0.00020199 | 0.00015424 | 0.00011901 | 0.00010773 | 8.3107e-05 | 7.0618e-05 | 5.8522e-05 | 4.6722e-05 | 0 | 0 | 0 | 0 | 0 | 0 | 0.003178 | 0.0053645 | 0.0068327 | 0.0079444 | 0.0088915 | 0.0096732 | 0.010313 | 0.010828 | 0.011223 | 0.01152 | 0.011739 | 0.011876 | 0.011951 | 0.011977 | 0.011972 | 0.011959 | 0.011917 | 0.011873 | 0.01183 | 0.011777 | 0.011686 | 0.011608 | 0.011537 | 0 | 0 | 0 | 3.5923 | 2.5165 | 1.7318 | 1.3495 | 1.1833 | 1.011 | 0.86372 | 0.73232 | 0.60805 | 0.51192 | 0.42309 | 0.32955 | 0.25536 | 0.1971 | 0.15368 | 0.14053 | 0.10955 | 0.093994 | 0.078565 | 0.063257 | 0 | 0 | 0 | 0 | 0 | 0 | 3.5923 | 6.1088 | 7.8407 | 9.1902 | 10.3735 | 11.3845 | 12.2482 | 12.9805 | 13.5886 | 14.1005 | 14.5236 | 14.8531 | 15.1085 | 15.3056 | 15.4593 | 15.5998 | 15.7094 | 15.8033 | 15.8819 | 15.9452 | 15.9452 | 15.9452 | 15.9452 | 15.9452 | 15.9452 | 15.9452 | 0.0031788 | 0.0022114 | 0.001511 | 0.0011686 | 0.0010167 | 0.00086162 | 0.00072997 | 0.00061355 | 0.00050479 | 0.00042071 | 0.00034428 | 0.00026546 | 0.00020365 | 0.00015563 | 0.00012018 | 0.00010888 | 8.4064e-05 | 7.1491e-05 | 5.9256e-05 | 4.7314e-05 | 0 | 0 | 0 | 0 | 0 | 0 | 0.0031788 | 0.0053681 | 0.0068408 | 0.0079582 | 0.0089126 | 0.0097026 | 0.010352 | 0.010875 | 0.011281 | 0.011588 | 0.011818 | 0.011965 | 0.012049 | 0.012085 | 0.01209 | 0.012086 | 0.012054 | 0.01202 | 0.011978 | 0.011927 | 0.011836 | 0.011758 | 0.011687 | 0 | 0 | 0 | 3.5923 | 2.5165 | 1.7318 | 1.3495 | 1.1833 | 1.011 | 0.86372 | 0.73232 | 0.60805 | 0.51192 | 0.42309 | 0.32955 | 0.25536 | 0.1971 | 0.15368 | 0.14053 | 0.10955 | 0.093994 | 0.078565 | 0.063257 | 0 | 0 | 0 | 0 | 0 | 0 | 3.5923 | 6.1088 | 7.8407 | 9.1902 | 10.3735 | 11.3845 | 12.2482 | 12.9805 | 13.5886 | 14.1005 | 14.5236 | 14.8531 | 15.1085 | 15.3056 | 15.4593 | 15.5998 | 15.7094 | 15.8033 | 15.8819 | 15.9452 | 15.9452 | 15.9452 | 15.9452 | 15.9452 | 15.9452 | 15.9452 | 0.003178 | 0.0022099 | 0.0015092 | 0.0011666 | 0.0010143 | 0.00085901 | 0.00072727 | 0.00061086 | 0.0005022 | 0.00041823 | 0.00034198 | 0.0002635 | 0.00020199 | 0.00015424 | 0.00011901 | 0.00010773 | 8.3107e-05 | 7.0618e-05 | 5.8522e-05 | 4.6722e-05 | 0 | 0 | 0 | 0 | 0 | 0 | 0.003178 | 0.0053645 | 0.0068327 | 0.0079444 | 0.0088915 | 0.0096732 | 0.010313 | 0.010828 | 0.011223 | 0.01152 | 0.011739 | 0.011876 | 0.011951 | 0.011977 | 0.011972 | 0.011959 | 0.011917 | 0.011873 | 0.01183 | 0.011777 | 0.011686 | 0.011608 | 0.011537 | 0 | 0 | 0 | 3.5923 | 2.5165 | 1.7318 | 1.3495 | 1.1833 | 1.011 | 0.86372 | 0.73232 | 0.60805 | 0.51192 | 0.42309 | 0.32955 | 0.25536 | 0.1971 | 0.15368 | 0.14053 | 0.10955 | 0.093994 | 0.078565 | 0.063257 | 0 | 0 | 0 | 0 | 0 | 0 | 3.5923 | 6.1088 | 7.8407 | 9.1902 | 10.3735 | 11.3845 | 12.2482 | 12.9805 | 13.5886 | 14.1005 | 14.5236 | 14.8531 | 15.1085 | 15.3056 | 15.4593 | 15.5998 | 15.7094 | 15.8033 | 15.8819 | 15.9452 | 15.9452 | 15.9452 | 15.9452 | 15.9452 | 15.9452 | 15.9452 | 0.93241 | 0.93318 | 0.93396 | 0.93473 | 0.93551 | 0.93627 | 0.93702 | 0.93776 | 0.9385 | 0.93928 | 0.93999 | 0.9407 | 0.9414 | 0.94209 | 0.94279 | 0.94346 | 0.94415 | 0.94483 | 0.94548 | 0.94614 | 0.94675 | 0.9473 | 0.9478 | 0.94826 | 0.94868 | 0.94906 | 0.8404 | 0.8411 | 0.84179 | 0.84249 | 0.84319 | 0.84387 | 0.84455 | 0.84522 | 0.84588 | 0.84659 | 0.84723 | 0.84787 | 0.8485 | 0.84912 | 0.84975 | 0.85035 | 0.85098 | 0.85159 | 0.85218 | 0.85278 | 0.85332 | 0.85382 | 0.85427 | 0.85468 | 0.85506 | 0.85541
WA_Industrial_Wood and Lumber Products_Existing_Process_Natural Gas_Gas Boiler - Maintenance_A | WA | Industrial | Wood and Lumber Products | Existing | Process | Natural Gas | Gas Boiler - Maintenance | A | IM567 | Degrade performance | General cleaning and maintenance | 3 | 6.3264 | 0 | 0 | 0.02 | 0 | 0 | 0 | 0.011 |  | sqft | 20% | 30% | Retrofit | Retro20Fast | 83.83% | TBD | 0.2% | 0.93876 |  | 0.84612 |  | 0.13302 | IL TRM - 4.3.10 - CI-HWE-DBTU-V01-180101 | IL TRM - 4.3.10 - CI-HWE-DBTU-V01-180101 | IL TRM - 4.3.10 - CI-HWE-DBTU-V01-180101 | Degrade performance | Degrade performance | Degrade performance | Degrade performance | Degrade performance | Degrade performance | Degrade performance | Degrade performance | Degrade performance | Degrade performance | Degrade performance | Degrade performance | Degrade performance | Degrade performance | Degrade performance | Degrade performance | Degrade performance | Degrade performance | Degrade performance | Degrade performance | Degrade performance | Degrade performance | Degrade performance | Degrade performance | Degrade performance | Degrade performance | Degrade performance | Degrade performance | Degrade performance | Degrade performance | Degrade performance | General cleaning and maintenance | General cleaning and maintenance | General cleaning and maintenance | General cleaning and maintenance | General cleaning and maintenance | General cleaning and maintenance | General cleaning and maintenance | General cleaning and maintenance | General cleaning and maintenance | General cleaning and maintenance | General cleaning and maintenance | General cleaning and maintenance | General cleaning and maintenance | General cleaning and maintenance | General cleaning and maintenance | General cleaning and maintenance | General cleaning and maintenance | General cleaning and maintenance | General cleaning and maintenance | General cleaning and maintenance | General cleaning and maintenance | General cleaning and maintenance | General cleaning and maintenance | General cleaning and maintenance | General cleaning and maintenance | General cleaning and maintenance | General cleaning and maintenance | General cleaning and maintenance | General cleaning and maintenance | General cleaning and maintenance | General cleaning and maintenance | 0.02 | 0.02 | 0.02 | 0.02 | 0.02 | 0.02 | 0.02 | 0.02 | 0.02 | 0.02 | 0.02 | 0.02 | 0.02 | 0.02 | 0.02 | 0.02 | 0.02 | 0.02 | 0.02 | 0.02 | 0.02 | 0.02 | 0.02 | 0.02 | 0.02 | 0.02 | 0.02 | 0.02 | 0.02 | 0.02 | 0.02 | 0 | 0 | 0 | 0 | 0 | 6.3264 | 6.3264 | 6.3264 | 6.3264 | 6.3264 | 6.3264 | 6.3264 | 6.3264 | 6.3264 | 6.3264 | 6.3264 | 6.3264 | 6.3264 | 6.3264 | 6.3264 | 6.3264 | 6.3264 | 6.3264 | 6.3264 | 6.3264 | 6.3264 | 6.3264 | 6.3264 | 6.3264 | 6.3264 | 6.3264 | 0.092029 | 0.06447 | 0.044367 | 0.034572 | 0.030315 | 0.0259 | 0.022127 | 0.018761 | 0.015577 | 0.013115 | 0.010839 | 0.0084425 | 0.0065419 | 0.0050494 | 0.0039371 | 0.0036002 | 0.0028066 | 0.002408 | 0.0020127 | 0.0016205 | 0 | 0 | 0 | 0 | 0 | 0 | 0.092029 | 0.1565 | 0.20087 | 0.23544 | 0.26575 | 0.29165 | 0.31378 | 0.33254 | 0.34812 | 0.36123 | 0.37207 | 0.38052 | 0.38706 | 0.39211 | 0.39604 | 0.39964 | 0.40245 | 0.40486 | 0.40687 | 0.40849 | 0.40849 | 0.40849 | 0.40849 | 0 | 0 | 0 | 14.5469 | 10.1906 | 7.013 | 5.4647 | 4.7919 | 4.0939 | 3.4976 | 2.9655 | 2.4623 | 2.073 | 1.7133 | 1.3345 | 1.0341 | 0.79815 | 0.62234 | 0.56908 | 0.44363 | 0.38062 | 0.31815 | 0.25616 | 0 | 0 | 0 | 0 | 0 | 0 | 14.5469 | 24.7376 | 31.7506 | 37.2153 | 42.0072 | 46.1011 | 49.5987 | 52.5643 | 55.0265 | 57.0996 | 58.8129 | 60.1474 | 61.1814 | 61.9796 | 62.6019 | 63.171 | 63.6146 | 63.9953 | 64.3134 | 64.5696 | 64.5696 | 64.5696 | 64.5696 | 64.5696 | 64.5696 | 64.5696 | 0.078225 | 0.054799 | 0.037712 | 0.029386 | 0.025768 | 0.022015 | 0.018808 | 0.015947 | 0.013241 | 0.011148 | 0.0092131 | 0.0071761 | 0.0055606 | 0.004292 | 0.0033466 | 0.0030602 | 0.0023856 | 0.0020468 | 0.0017108 | 0.0013775 | 0 | 0 | 0 | 0 | 0 | 0 | 0.078225 | 0.13302 | 0.17074 | 0.20012 | 0.22589 | 0.24791 | 0.26671 | 0.28266 | 0.2959 | 0.30705 | 0.31626 | 0.32344 | 0.329 | 0.33329 | 0.33664 | 0.3397 | 0.34208 | 0.34413 | 0.34584 | 0.34722 | 0.34722 | 0.34722 | 0.34722 | 0 | 0 | 0 | 12.3649 | 8.662 | 5.9611 | 4.645 | 4.0731 | 3.4798 | 2.973 | 2.5207 | 2.0929 | 1.7621 | 1.4563 | 1.1343 | 0.87896 | 0.67843 | 0.52899 | 0.48371 | 0.37709 | 0.32353 | 0.27043 | 0.21773 | 0 | 0 | 0 | 0 | 0 | 0 | 12.3649 | 21.0269 | 26.988 | 31.633 | 35.7061 | 39.186 | 42.1589 | 44.6796 | 46.7726 | 48.5346 | 49.9909 | 51.1253 | 52.0042 | 52.6827 | 53.2116 | 53.6954 | 54.0724 | 54.396 | 54.6664 | 54.8841 | 54.8841 | 54.8841 | 54.8841 | 54.8841 | 54.8841 | 54.8841 | 0.078225 | 0.054799 | 0.037712 | 0.029386 | 0.025768 | 0.022015 | 0.018808 | 0.015947 | 0.013241 | 0.011148 | 0.0092131 | 0.0071761 | 0.0055606 | 0.004292 | 0.0033466 | 0.0030602 | 0.0023856 | 0.0020468 | 0.0017108 | 0.0013775 | 0 | 0 | 0 | 0 | 0 | 0 | 0.078225 | 0.13302 | 0.17074 | 0.20012 | 0.22589 | 0.24791 | 0.26671 | 0.28266 | 0.2959 | 0.30705 | 0.31626 | 0.32344 | 0.329 | 0.33329 | 0.33664 | 0.3397 | 0.34208 | 0.34413 | 0.34584 | 0.34722 | 0.34722 | 0.34722 | 0.34722 | 0 | 0 | 0 | 12.3649 | 8.662 | 5.9611 | 4.645 | 4.0731 | 3.4798 | 2.973 | 2.5207 | 2.0929 | 1.7621 | 1.4563 | 1.1343 | 0.87896 | 0.67843 | 0.52899 | 0.48371 | 0.37709 | 0.32353 | 0.27043 | 0.21773 | 0 | 0 | 0 | 0 | 0 | 0 | 12.3649 | 21.0269 | 26.988 | 31.633 | 35.7061 | 39.186 | 42.1589 | 44.6796 | 46.7726 | 48.5346 | 49.9909 | 51.1253 | 52.0042 | 52.6827 | 53.2116 | 53.6954 | 54.0724 | 54.396 | 54.6664 | 54.8841 | 54.8841 | 54.8841 | 54.8841 | 54.8841 | 54.8841 | 54.8841 | 0.078225 | 0.054799 | 0.037712 | 0.029386 | 0.025768 | 0.022015 | 0.018808 | 0.015947 | 0.013241 | 0.011148 | 0.0092131 | 0.0071761 | 0.0055606 | 0.004292 | 0.0033466 | 0.0030602 | 0.0023856 | 0.0020468 | 0.0017108 | 0.0013775 | 0 | 0 | 0 | 0 | 0 | 0 | 0.078225 | 0.13302 | 0.17074 | 0.20012 | 0.22589 | 0.24791 | 0.26671 | 0.28266 | 0.2959 | 0.30705 | 0.31626 | 0.32344 | 0.329 | 0.33329 | 0.33664 | 0.3397 | 0.34208 | 0.34413 | 0.34584 | 0.34722 | 0.34722 | 0.34722 | 0.34722 | 0 | 0 | 0 | 12.3649 | 8.662 | 5.9611 | 4.645 | 4.0731 | 3.4798 | 2.973 | 2.5207 | 2.0929 | 1.7621 | 1.4563 | 1.1343 | 0.87896 | 0.67843 | 0.52899 | 0.48371 | 0.37709 | 0.32353 | 0.27043 | 0.21773 | 0 | 0 | 0 | 0 | 0 | 0 | 12.3649 | 21.0269 | 26.988 | 31.633 | 35.7061 | 39.186 | 42.1589 | 44.6796 | 46.7726 | 48.5346 | 49.9909 | 51.1253 | 52.0042 | 52.6827 | 53.2116 | 53.6954 | 54.0724 | 54.396 | 54.6664 | 54.8841 | 54.8841 | 54.8841 | 54.8841 | 54.8841 | 54.8841 | 54.8841 | 0.93241 | 0.93318 | 0.93396 | 0.93473 | 0.93551 | 0.93627 | 0.93702 | 0.93776 | 0.9385 | 0.93928 | 0.93999 | 0.9407 | 0.9414 | 0.94209 | 0.94279 | 0.94346 | 0.94415 | 0.94483 | 0.94548 | 0.94614 | 0.94675 | 0.9473 | 0.9478 | 0.94826 | 0.94868 | 0.94906 | 0.8404 | 0.8411 | 0.84179 | 0.84249 | 0.84319 | 0.84387 | 0.84455 | 0.84522 | 0.84588 | 0.84659 | 0.84723 | 0.84787 | 0.8485 | 0.84912 | 0.84975 | 0.85035 | 0.85098 | 0.85159 | 0.85218 | 0.85278 | 0.85332 | 0.85382 | 0.85427 | 0.85468 | 0.85506 | 0.85541
WA_Industrial_Wood and Lumber Products_Existing_Space Heating_Natural Gas_Gas Furnace - Maintenance_A | WA | Industrial | Wood and Lumber Products | Existing | Space Heating | Natural Gas | Gas Furnace - Maintenance | A | IM568 | Degrade performance | General cleaning and maintenance | 3 | 0.0095 | 0 | 0 | 0.01 | 0 | 0 | 0 | 0.00465 |  | sqft | 20% | 30% | Retrofit | Retro20Fast | 83.83% | TBD | 0.2% | 400.305 |  | 360.8021 |  | 9.3874e-05 | IL TRM - 4.4.31 - CI-HVC-FTUN-V03-200101 | MN TRM 3.1 - Forced-Air Heating Maintenance v2.0 | MN TRM v3.1 - Forced-Air Heating Maintenance | Degrade performance | Degrade performance | Degrade performance | Degrade performance | Degrade performance | Degrade performance | Degrade performance | Degrade performance | Degrade performance | Degrade performance | Degrade performance | Degrade performance | Degrade performance | Degrade performance | Degrade performance | Degrade performance | Degrade performance | Degrade performance | Degrade performance | Degrade performance | Degrade performance | Degrade performance | Degrade performance | Degrade performance | Degrade performance | Degrade performance | Degrade performance | Degrade performance | Degrade performance | Degrade performance | Degrade performance | General cleaning and maintenance | General cleaning and maintenance | General cleaning and maintenance | General cleaning and maintenance | General cleaning and maintenance | General cleaning and maintenance | General cleaning and maintenance | General cleaning and maintenance | General cleaning and maintenance | General cleaning and maintenance | General cleaning and maintenance | General cleaning and maintenance | General cleaning and maintenance | General cleaning and maintenance | General cleaning and maintenance | General cleaning and maintenance | General cleaning and maintenance | General cleaning and maintenance | General cleaning and maintenance | General cleaning and maintenance | General cleaning and maintenance | General cleaning and maintenance | General cleaning and maintenance | General cleaning and maintenance | General cleaning and maintenance | General cleaning and maintenance | General cleaning and maintenance | General cleaning and maintenance | General cleaning and maintenance | General cleaning and maintenance | General cleaning and maintenance | 0.01 | 0.01 | 0.01 | 0.01 | 0.01 | 0.01 | 0.01 | 0.01 | 0.01 | 0.01 | 0.01 | 0.01 | 0.01 | 0.01 | 0.01 | 0.01 | 0.01 | 0.01 | 0.01 | 0.01 | 0.01 | 0.01 | 0.01 | 0.01 | 0.01 | 0.01 | 0.01 | 0.01 | 0.01 | 0.01 | 0.01 | 0 | 0 | 0 | 0 | 0 | 0.0091767 | 0.0090745 | 0.0089428 | 0.0088066 | 0.008667 | 0.0085265 | 0.0083859 | 0.00825 | 0.0081149 | 0.0079775 | 0.0078495 | 0.0077275 | 0.0076168 | 0.0075125 | 0.0074142 | 0.0073199 | 0.007226 | 0.0071353 | 0.0070493 | 0.0069667 | 0.0068902 | 0.006822 | 0.0067565 | 0.0073847 | 0.0073392 | 0.0072965 | 6.5508e-05 | 4.5379e-05 | 3.0776e-05 | 2.3616e-05 | 2.038e-05 | 1.7129e-05 | 1.4393e-05 | 1.2006e-05 | 9.8052e-06 | 8.1153e-06 | 6.5995e-06 | 5.0604e-06 | 3.8651e-06 | 2.9424e-06 | 2.2642e-06 | 2.0441e-06 | 1.5731e-06 | 1.3327e-06 | 1.1005e-06 | 8.7572e-07 | 0 | 0 | 0 | 0 | 0 | 0 | 6.5508e-05 | 0.00011016 | 0.00013933 | 0.00016083 | 0.00017866 | 0.00019289 | 0.00020411 | 0.0002128 | 0.00021912 | 0.00022353 | 0.00022654 | 0.00022808 | 0.00022868 | 0.00022849 | 0.00022776 | 0.00022691 | 0.00022557 | 0.00022407 | 0.00022247 | 0.00022074 | 0.00021832 | 0.00021616 | 0.00021408 | 0 | 0 | 0 | 7.1384 | 5.0007 | 3.4414 | 2.6816 | 2.3515 | 2.009 | 1.7163 | 1.4552 | 1.2083 | 1.0173 | 0.84075 | 0.65486 | 0.50744 | 0.39167 | 0.30539 | 0.27926 | 0.2177 | 0.18678 | 0.15612 | 0.1257 | 0 | 0 | 0 | 0 | 0 | 0 | 7.1384 | 12.1392 | 15.5806 | 18.2622 | 20.6137 | 22.6227 | 24.339 | 25.7942 | 27.0025 | 28.0198 | 28.8606 | 29.5154 | 30.0228 | 30.4145 | 30.7199 | 30.9992 | 31.2169 | 31.4036 | 31.5598 | 31.6855 | 31.6855 | 31.6855 | 31.6855 | 31.6855 | 31.6855 | 31.6855 | 5.5752e-05 | 3.8671e-05 | 2.6276e-05 | 2.0202e-05 | 1.7469e-05 | 1.4713e-05 | 1.2388e-05 | 1.0353e-05 | 8.4734e-06 | 7.0269e-06 | 5.7259e-06 | 4.3984e-06 | 3.3629e-06 | 2.5622e-06 | 1.9726e-06 | 1.7815e-06 | 1.3715e-06 | 1.1625e-06 | 9.6103e-07 | 7.6565e-07 | 0 | 0 | 0 | 0 | 0 | 0 | 5.5752e-05 | 9.3874e-05 | 0.00011896 | 0.00013758 | 0.00015314 | 0.00016569 | 0.00017567 | 0.00018351 | 0.00018936 | 0.00019355 | 0.00019655 | 0.00019824 | 0.00019897 | 0.00019897 | 0.00019843 | 0.00019776 | 0.00019667 | 0.00019545 | 0.00019427 | 0.000193 | 0.00019112 | 0.00018946 | 0.0001879 | 0 | 0 | 0 | 6.0677 | 4.2506 | 2.9252 | 2.2794 | 1.9987 | 1.7076 | 1.4589 | 1.237 | 1.027 | 0.86468 | 0.71463 | 0.55663 | 0.43132 | 0.33292 | 0.25958 | 0.23737 | 0.18504 | 0.15876 | 0.1327 | 0.10685 | 0 | 0 | 0 | 0 | 0 | 0 | 6.0677 | 10.3183 | 13.2435 | 15.5229 | 17.5217 | 19.2293 | 20.6882 | 21.9251 | 22.9522 | 23.8168 | 24.5315 | 25.0881 | 25.5194 | 25.8523 | 26.1119 | 26.3493 | 26.5343 | 26.6931 | 26.8258 | 26.9326 | 26.9326 | 26.9326 | 26.9326 | 26.9326 | 26.9326 | 26.9326 | 5.5767e-05 | 3.8697e-05 | 2.6306e-05 | 2.0237e-05 | 1.7511e-05 | 1.4758e-05 | 1.2434e-05 | 1.0399e-05 | 8.5172e-06 | 7.0686e-06 | 5.7643e-06 | 4.4312e-06 | 3.3906e-06 | 2.5854e-06 | 1.992e-06 | 1.8005e-06 | 1.3873e-06 | 1.1768e-06 | 9.7308e-07 | 7.7536e-07 | 0 | 0 | 0 | 0 | 0 | 0 | 5.5767e-05 | 9.3937e-05 | 0.0001191 | 0.00013782 | 0.0001535 | 0.00016619 | 0.00017632 | 0.00018432 | 0.00019034 | 0.0001947 | 0.00019787 | 0.00019972 | 0.0002006 | 0.00020077 | 0.00020038 | 0.00019986 | 0.00019893 | 0.00019787 | 0.00019671 | 0.00019545 | 0.00019357 | 0.00019191 | 0.00019035 | 0 | 0 | 0 | 6.0677 | 4.2506 | 2.9252 | 2.2794 | 1.9987 | 1.7076 | 1.4589 | 1.237 | 1.027 | 0.86468 | 0.71463 | 0.55663 | 0.43132 | 0.33292 | 0.25958 | 0.23737 | 0.18504 | 0.15876 | 0.1327 | 0.10685 | 0 | 0 | 0 | 0 | 0 | 0 | 6.0677 | 10.3183 | 13.2435 | 15.5229 | 17.5217 | 19.2293 | 20.6882 | 21.9251 | 22.9522 | 23.8168 | 24.5315 | 25.0881 | 25.5194 | 25.8523 | 26.1119 | 26.3493 | 26.5343 | 26.6931 | 26.8258 | 26.9326 | 26.9326 | 26.9326 | 26.9326 | 26.9326 | 26.9326 | 26.9326 | 5.5752e-05 | 3.8671e-05 | 2.6276e-05 | 2.0202e-05 | 1.7469e-05 | 1.4713e-05 | 1.2388e-05 | 1.0353e-05 | 8.4734e-06 | 7.0269e-06 | 5.7259e-06 | 4.3984e-06 | 3.3629e-06 | 2.5622e-06 | 1.9726e-06 | 1.7815e-06 | 1.3715e-06 | 1.1625e-06 | 9.6103e-07 | 7.6565e-07 | 0 | 0 | 0 | 0 | 0 | 0 | 5.5752e-05 | 9.3874e-05 | 0.00011896 | 0.00013758 | 0.00015314 | 0.00016569 | 0.00017567 | 0.00018351 | 0.00018936 | 0.00019355 | 0.00019655 | 0.00019824 | 0.00019897 | 0.00019897 | 0.00019843 | 0.00019776 | 0.00019667 | 0.00019545 | 0.00019427 | 0.000193 | 0.00019112 | 0.00018946 | 0.0001879 | 0 | 0 | 0 | 6.0677 | 4.2506 | 2.9252 | 2.2794 | 1.9987 | 1.7076 | 1.4589 | 1.237 | 1.027 | 0.86468 | 0.71463 | 0.55663 | 0.43132 | 0.33292 | 0.25958 | 0.23737 | 0.18504 | 0.15876 | 0.1327 | 0.10685 | 0 | 0 | 0 | 0 | 0 | 0 | 6.0677 | 10.3183 | 13.2435 | 15.5229 | 17.5217 | 19.2293 | 20.6882 | 21.9251 | 22.9522 | 23.8168 | 24.5315 | 25.0881 | 25.5194 | 25.8523 | 26.1119 | 26.3493 | 26.5343 | 26.6931 | 26.8258 | 26.9326 | 26.9326 | 26.9326 | 26.9326 | 26.9326 | 26.9326 | 26.9326 | 365.6722 | 369.0027 | 373.328 | 377.823 | 382.446 | 387.0794 | 391.7866 | 396.3227 | 400.689 | 405.1935 | 409.2166 | 413.0865 | 416.7863 | 420.3296 | 423.9749 | 427.5682 | 431.2029 | 435.0135 | 438.7378 | 442.3822 | 445.8509 | 449.1497 | 452.2844 | 455.261 | 458.0854 | 460.7637 | 329.5869 | 332.5887 | 336.4873 | 340.5387 | 344.7055 | 348.8816 | 353.1243 | 357.2128 | 361.1482 | 365.2082 | 368.8343 | 372.3223 | 375.6571 | 378.8507 | 382.1363 | 385.3749 | 388.6509 | 392.0855 | 395.4423 | 398.727 | 401.8535 | 404.8267 | 407.6521 | 410.3349 | 412.8807 | 415.2947
WA_Industrial_Wood and Lumber Products_Existing_Space Heating_Natural Gas_Gas Boiler - Hot Water Reset_A | WA | Industrial | Wood and Lumber Products | Existing | Space Heating | Natural Gas | Gas Boiler - Hot Water Reset | A | IM569 | No control | Reset control installed | 16 | 3.2752 | 0 | 0 | 29.48 | 0 | 0 | 0 | 14.7383 |  | employee | 20% | 45% | Retrofit | Retro5Med | 85.36% | TBD | 0.2% | 205.4365 |  | 154.8299 |  | 0.01241 | IL TRM - 4.4.4 - CI-HVC-BLRC-V04-210101 | IL TRM - 4.4.4 - CI-HVC-BLRC-V04-210101 | IL TRM - 4.4.4 - CI-HVC-BLRC-V04-210101 | No control | No control | No control | No control | No control | No control | No control | No control | No control | No control | No control | No control | No control | No control | No control | No control | No control | No control | No control | No control | No control | No control | No control | No control | No control | No control | No control | No control | No control | No control | No control | Reset control installed | Reset control installed | Reset control installed | Reset control installed | Reset control installed | Reset control installed | Reset control installed | Reset control installed | Reset control installed | Reset control installed | Reset control installed | Reset control installed | Reset control installed | Reset control installed | Reset control installed | Reset control installed | Reset control installed | Reset control installed | Reset control installed | Reset control installed | Reset control installed | Reset control installed | Reset control installed | Reset control installed | Reset control installed | Reset control installed | Reset control installed | Reset control installed | Reset control installed | Reset control installed | Reset control installed | 29.48 | 29.48 | 29.48 | 29.48 | 29.48 | 29.48 | 29.48 | 29.48 | 29.48 | 29.48 | 29.48 | 29.48 | 29.48 | 29.48 | 29.48 | 29.48 | 29.48 | 29.48 | 29.48 | 29.48 | 29.48 | 29.48 | 29.48 | 29.48 | 29.48 | 29.48 | 29.48 | 29.48 | 29.48 | 29.48 | 29.48 | 0 | 0 | 0 | 0 | 0 | 3.212 | 3.1835 | 3.1525 | 3.1203 | 3.087 | 3.0531 | 3.0188 | 2.9841 | 2.9479 | 2.9097 | 2.8725 | 2.8359 | 2.8021 | 2.7694 | 2.739 | 2.7099 | 2.6801 | 2.6528 | 2.6268 | 2.6011 | 2.5776 | 2.5573 | 2.538 | 2.7797 | 2.7683 | 2.7578 | 0.0065972 | 0.0080239 | 0.009666 | 0.011112 | 0.01255 | 0.014327 | 0.015498 | 0.015619 | 0.014309 | 0.012187 | 0.0092212 | 0.0060259 | 0.0034398 | 0.0016222 | 0.00067961 | 0.0002435 | 7.4929e-05 | 1.6106e-05 | 2.6124e-06 | 3.0953e-07 | 0 | 0 | 0 | 0 | 0 | 0 | 0.0065972 | 0.014562 | 0.024087 | 0.034953 | 0.04713 | 0.060938 | 0.075752 | 0.090501 | 0.10371 | 0.11455 | 0.12231 | 0.12678 | 0.12871 | 0.12882 | 0.12809 | 0.12698 | 0.12566 | 0.12439 | 0.12317 | 0.12197 | 0.12087 | 0.11991 | 0.11901 | 0 | 0 | 0 | 2.0539 | 2.5205 | 3.0661 | 3.5612 | 4.0654 | 4.6926 | 5.1337 | 5.2338 | 4.8539 | 4.1883 | 3.2102 | 2.1248 | 1.2276 | 0.58578 | 0.24812 | 0.089853 | 0.027957 | 0.0060712 | 0.00099454 | 0.000119 | 0 | 0 | 0 | 0 | 0 | 0 | 2.0539 | 4.5744 | 7.6405 | 11.2017 | 15.2671 | 19.9597 | 25.0934 | 30.3272 | 35.1812 | 39.3695 | 42.5797 | 44.7045 | 45.9321 | 46.5178 | 46.766 | 46.8558 | 46.8838 | 46.8899 | 46.8908 | 46.891 | 46.891 | 46.891 | 46.891 | 46.891 | 46.891 | 46.891 | 0.0056147 | 0.0068378 | 0.0082526 | 0.0095058 | 0.010757 | 0.012306 | 0.013339 | 0.013469 | 0.012365 | 0.010552 | 0.0080005 | 0.0052376 | 0.0029929 | 0.0014126 | 0.00059207 | 0.00021221 | 6.5329e-05 | 1.4048e-05 | 2.2813e-06 | 2.7062e-07 | 0 | 0 | 0 | 0 | 0 | 0 | 0.0056147 | 0.01241 | 0.020565 | 0.0299 | 0.040398 | 0.052343 | 0.065199 | 0.078045 | 0.089624 | 0.09919 | 0.10612 | 0.11019 | 0.11199 | 0.11218 | 0.11159 | 0.11066 | 0.10956 | 0.1085 | 0.10756 | 0.10664 | 0.10581 | 0.10511 | 0.10445 | 0 | 0 | 0 | 1.7458 | 2.1424 | 2.6062 | 3.027 | 3.4556 | 3.9887 | 4.3637 | 4.4488 | 4.1258 | 3.5601 | 2.7287 | 1.8061 | 1.0434 | 0.49791 | 0.2109 | 0.076375 | 0.023763 | 0.0051605 | 0.00084536 | 0.00010115 | 0 | 0 | 0 | 0 | 0 | 0 | 1.7458 | 3.8882 | 6.4944 | 9.5215 | 12.977 | 16.9657 | 21.3294 | 25.7782 | 29.904 | 33.4641 | 36.1927 | 37.9988 | 39.0423 | 39.5402 | 39.7511 | 39.8274 | 39.8512 | 39.8564 | 39.8572 | 39.8573 | 39.8573 | 39.8573 | 39.8573 | 39.8573 | 39.8573 | 39.8573 | 0.0056163 | 0.0068424 | 0.0082623 | 0.0095224 | 0.010783 | 0.012343 | 0.013388 | 0.013528 | 0.012429 | 0.010615 | 0.0080543 | 0.0052766 | 0.0030175 | 0.0014254 | 0.00059789 | 0.00021447 | 6.6081e-05 | 1.4222e-05 | 2.3099e-06 | 2.7406e-07 | 0 | 0 | 0 | 0 | 0 | 0 | 0.0056163 | 0.012418 | 0.020589 | 0.029952 | 0.040494 | 0.052502 | 0.065441 | 0.078388 | 0.090087 | 0.099779 | 0.10683 | 0.11101 | 0.11291 | 0.1132 | 0.11269 | 0.11184 | 0.11082 | 0.10984 | 0.10891 | 0.10799 | 0.10717 | 0.10646 | 0.10581 | 0 | 0 | 0 | 1.7458 | 2.1424 | 2.6062 | 3.027 | 3.4556 | 3.9887 | 4.3637 | 4.4488 | 4.1258 | 3.5601 | 2.7287 | 1.8061 | 1.0434 | 0.49791 | 0.2109 | 0.076375 | 0.023763 | 0.0051605 | 0.00084536 | 0.00010115 | 0 | 0 | 0 | 0 | 0 | 0 | 1.7458 | 3.8882 | 6.4944 | 9.5215 | 12.977 | 16.9657 | 21.3294 | 25.7782 | 29.904 | 33.4641 | 36.1927 | 37.9988 | 39.0423 | 39.5402 | 39.7511 | 39.8274 | 39.8512 | 39.8564 | 39.8572 | 39.8573 | 39.8573 | 39.8573 | 39.8573 | 39.8573 | 39.8573 | 39.8573 | 0.0056147 | 0.0068378 | 0.0082526 | 0.0095058 | 0.010757 | 0.012306 | 0.013339 | 0.013469 | 0.012365 | 0.010552 | 0.0080005 | 0.0052376 | 0.0029929 | 0.0014126 | 0.00059207 | 0.00021221 | 6.5329e-05 | 1.4048e-05 | 2.2813e-06 | 2.7062e-07 | 0 | 0 | 0 | 0 | 0 | 0 | 0.0056147 | 0.01241 | 0.020565 | 0.0299 | 0.040398 | 0.052343 | 0.065199 | 0.078045 | 0.089624 | 0.09919 | 0.10612 | 0.11019 | 0.11199 | 0.11218 | 0.11159 | 0.11066 | 0.10956 | 0.1085 | 0.10756 | 0.10664 | 0.10581 | 0.10511 | 0.10445 | 0 | 0 | 0 | 1.7458 | 2.1424 | 2.6062 | 3.027 | 3.4556 | 3.9887 | 4.3637 | 4.4488 | 4.1258 | 3.5601 | 2.7287 | 1.8061 | 1.0434 | 0.49791 | 0.2109 | 0.076375 | 0.023763 | 0.0051605 | 0.00084536 | 0.00010115 | 0 | 0 | 0 | 0 | 0 | 0 | 1.7458 | 3.8882 | 6.4944 | 9.5215 | 12.977 | 16.9657 | 21.3294 | 25.7782 | 29.904 | 33.4641 | 36.1927 | 37.9988 | 39.0423 | 39.5402 | 39.7511 | 39.8274 | 39.8512 | 39.8564 | 39.8572 | 39.8573 | 39.8573 | 39.8573 | 39.8573 | 39.8573 | 39.8573 | 39.8573 | 202.9588 | 203.2599 | 203.56 | 203.8625 | 204.1651 | 204.4601 | 204.7529 | 205.0435 | 205.3315 | 205.6373 | 205.9187 | 206.1977 | 206.4729 | 206.7448 | 207.0179 | 207.2824 | 207.5585 | 207.8256 | 208.085 | 208.3468 | 208.5862 | 208.8051 | 209.0054 | 209.1884 | 209.3558 | 209.5088 | 152.9626 | 153.1895 | 153.4157 | 153.6437 | 153.8717 | 154.094 | 154.3147 | 154.5337 | 154.7508 | 154.9812 | 155.1933 | 155.4036 | 155.611 | 155.8159 | 156.0218 | 156.2211 | 156.4292 | 156.6305 | 156.826 | 157.0233 | 157.2037 | 157.3687 | 157.5196 | 157.6576 | 157.7838 | 157.8991
WA_Industrial_Wood and Lumber Products_Existing_Process_Natural Gas_Gas Boiler - Hot Water Reset_A | WA | Industrial | Wood and Lumber Products | Existing | Process | Natural Gas | Gas Boiler - Hot Water Reset | A | IM570 | No control | Reset control installed | 16 | 11.5025 | 0 | 0 | 29.48 | 0 | 0 | 0 | 14.7383 |  | sqft | 20% | 45% | Retrofit | Retro5Med | 85.36% | TBD | 0.2% | 205.4365 |  | 154.8299 |  | 0.15356 | IL TRM - 4.4.4 - CI-HVC-BLRC-V04-210101 | IL TRM - 4.4.4 - CI-HVC-BLRC-V04-210101 | XCEL CO 2019-2020 DSM Plan | No control | No control | No control | No control | No control | No control | No control | No control | No control | No control | No control | No control | No control | No control | No control | No control | No control | No control | No control | No control | No control | No control | No control | No control | No control | No control | No control | No control | No control | No control | No control | Reset control installed | Reset control installed | Reset control installed | Reset control installed | Reset control installed | Reset control installed | Reset control installed | Reset control installed | Reset control installed | Reset control installed | Reset control installed | Reset control installed | Reset control installed | Reset control installed | Reset control installed | Reset control installed | Reset control installed | Reset control installed | Reset control installed | Reset control installed | Reset control installed | Reset control installed | Reset control installed | Reset control installed | Reset control installed | Reset control installed | Reset control installed | Reset control installed | Reset control installed | Reset control installed | Reset control installed | 29.48 | 29.48 | 29.48 | 29.48 | 29.48 | 29.48 | 29.48 | 29.48 | 29.48 | 29.48 | 29.48 | 29.48 | 29.48 | 29.48 | 29.48 | 29.48 | 29.48 | 29.48 | 29.48 | 29.48 | 29.48 | 29.48 | 29.48 | 29.48 | 29.48 | 29.48 | 29.48 | 29.48 | 29.48 | 29.48 | 29.48 | 0 | 0 | 0 | 0 | 0 | 11.4854 | 11.4688 | 11.4526 | 11.4367 | 11.421 | 11.4057 | 11.3939 | 11.3843 | 11.3747 | 11.3689 | 11.3625 | 11.3583 | 11.354 | 11.3497 | 11.3474 | 11.3446 | 11.3433 | 11.342 | 11.3407 | 11.3395 | 11.339 | 11.3386 | 11.3382 | 11.5025 | 11.5025 | 11.5025 | 0.081197 | 0.099499 | 0.12087 | 0.14019 | 0.15982 | 0.18423 | 0.20134 | 0.20509 | 0.19004 | 0.1639 | 0.12555 | 0.083072 | 0.047975 | 0.022884 | 0.0096913 | 0.0035087 | 0.0010916 | 0.00023702 | 3.8822e-05 | 4.6448e-06 | 0 | 0 | 0 | 0 | 0 | 0 | 0.081197 | 0.18058 | 0.30119 | 0.44096 | 0.60017 | 0.7836 | 0.98412 | 1.1884 | 1.3774 | 1.5406 | 1.6653 | 1.7478 | 1.7951 | 1.8173 | 1.8266 | 1.8297 | 1.8305 | 1.8306 | 1.8304 | 1.8302 | 1.8301 | 1.8301 | 1.83 | 0 | 0 | 0 | 7.0696 | 8.6756 | 10.5538 | 12.2579 | 13.9933 | 16.1521 | 17.6706 | 18.0151 | 16.7075 | 14.4164 | 11.0496 | 7.3138 | 4.2254 | 2.0163 | 0.85405 | 0.30928 | 0.09623 | 0.020897 | 0.0034233 | 0.00040961 | 0 | 0 | 0 | 0 | 0 | 0 | 7.0696 | 15.7452 | 26.299 | 38.5569 | 52.5502 | 68.7022 | 86.3729 | 104.388 | 121.0955 | 135.5119 | 146.5615 | 153.8753 | 158.1007 | 160.1169 | 160.971 | 161.2803 | 161.3765 | 161.3974 | 161.4008 | 161.4012 | 161.4012 | 161.4012 | 161.4012 | 161.4012 | 161.4012 | 161.4012 | 0.069033 | 0.084612 | 0.1028 | 0.11926 | 0.13599 | 0.15679 | 0.17138 | 0.1746 | 0.16181 | 0.13956 | 0.10691 | 0.070745 | 0.040858 | 0.019491 | 0.0082544 | 0.0029886 | 0.00092977 | 0.00020189 | 3.3069e-05 | 3.9565e-06 | 0 | 0 | 0 | 0 | 0 | 0 | 0.069033 | 0.15356 | 0.25618 | 0.37514 | 0.51069 | 0.6669 | 0.8377 | 1.0117 | 1.1728 | 1.3118 | 1.4181 | 1.4884 | 1.5288 | 1.5478 | 1.5558 | 1.5584 | 1.5592 | 1.5593 | 1.5592 | 1.559 | 1.559 | 1.5589 | 1.5589 | 0 | 0 | 0 | 6.0092 | 7.3743 | 8.9707 | 10.4192 | 11.8943 | 13.7292 | 15.02 | 15.3129 | 14.2014 | 12.2539 | 9.3922 | 6.2167 | 3.5916 | 1.7138 | 0.72595 | 0.26289 | 0.081795 | 0.017763 | 0.0029098 | 0.00034817 | 0 | 0 | 0 | 0 | 0 | 0 | 6.0092 | 13.3834 | 22.3542 | 32.7734 | 44.6677 | 58.3969 | 73.4169 | 88.7298 | 102.9312 | 115.1851 | 124.5773 | 130.794 | 134.3856 | 136.0994 | 136.8253 | 137.0882 | 137.17 | 137.1878 | 137.1907 | 137.191 | 137.191 | 137.191 | 137.191 | 137.191 | 137.191 | 137.191 | 0.069033 | 0.084612 | 0.1028 | 0.11926 | 0.13599 | 0.15679 | 0.17138 | 0.1746 | 0.16181 | 0.13956 | 0.10691 | 0.070745 | 0.040858 | 0.019491 | 0.0082544 | 0.0029886 | 0.00092977 | 0.00020189 | 3.3069e-05 | 3.9565e-06 | 0 | 0 | 0 | 0 | 0 | 0 | 0.069033 | 0.15356 | 0.25618 | 0.37514 | 0.51069 | 0.6669 | 0.8377 | 1.0117 | 1.1728 | 1.3118 | 1.4181 | 1.4884 | 1.5288 | 1.5478 | 1.5558 | 1.5584 | 1.5592 | 1.5593 | 1.5592 | 1.559 | 1.559 | 1.5589 | 1.5589 | 0 | 0 | 0 | 6.0092 | 7.3743 | 8.9707 | 10.4192 | 11.8943 | 13.7292 | 15.02 | 15.3129 | 14.2014 | 12.2539 | 9.3922 | 6.2167 | 3.5916 | 1.7138 | 0.72595 | 0.26289 | 0.081795 | 0.017763 | 0.0029098 | 0.00034817 | 0 | 0 | 0 | 0 | 0 | 0 | 6.0092 | 13.3834 | 22.3542 | 32.7734 | 44.6677 | 58.3969 | 73.4169 | 88.7298 | 102.9312 | 115.1851 | 124.5773 | 130.794 | 134.3856 | 136.0994 | 136.8253 | 137.0882 | 137.17 | 137.1878 | 137.1907 | 137.191 | 137.191 | 137.191 | 137.191 | 137.191 | 137.191 | 137.191 | 0.069033 | 0.084612 | 0.1028 | 0.11926 | 0.13599 | 0.15679 | 0.17138 | 0.1746 | 0.16181 | 0.13956 | 0.10691 | 0.070745 | 0.040858 | 0.019491 | 0.0082544 | 0.0029886 | 0.00092977 | 0.00020189 | 3.3069e-05 | 3.9565e-06 | 0 | 0 | 0 | 0 | 0 | 0 | 0.069033 | 0.15356 | 0.25618 | 0.37514 | 0.51069 | 0.6669 | 0.8377 | 1.0117 | 1.1728 | 1.3118 | 1.4181 | 1.4884 | 1.5288 | 1.5478 | 1.5558 | 1.5584 | 1.5592 | 1.5593 | 1.5592 | 1.559 | 1.559 | 1.5589 | 1.5589 | 0 | 0 | 0 | 6.0092 | 7.3743 | 8.9707 | 10.4192 | 11.8943 | 13.7292 | 15.02 | 15.3129 | 14.2014 | 12.2539 | 9.3922 | 6.2167 | 3.5916 | 1.7138 | 0.72595 | 0.26289 | 0.081795 | 0.017763 | 0.0029098 | 0.00034817 | 0 | 0 | 0 | 0 | 0 | 0 | 6.0092 | 13.3834 | 22.3542 | 32.7734 | 44.6677 | 58.3969 | 73.4169 | 88.7298 | 102.9312 | 115.1851 | 124.5773 | 130.794 | 134.3856 | 136.0994 | 136.8253 | 137.0882 | 137.17 | 137.1878 | 137.1907 | 137.191 | 137.191 | 137.191 | 137.191 | 137.191 | 137.191 | 137.191 | 202.9588 | 203.2599 | 203.56 | 203.8625 | 204.1651 | 204.4601 | 204.7529 | 205.0435 | 205.3315 | 205.6373 | 205.9187 | 206.1977 | 206.4729 | 206.7448 | 207.0179 | 207.2824 | 207.5585 | 207.8256 | 208.085 | 208.3468 | 208.5862 | 208.8051 | 209.0054 | 209.1884 | 209.3558 | 209.5088 | 152.9626 | 153.1895 | 153.4157 | 153.6437 | 153.8717 | 154.094 | 154.3147 | 154.5337 | 154.7508 | 154.9812 | 155.1933 | 155.4036 | 155.611 | 155.8159 | 156.0218 | 156.2211 | 156.4292 | 156.6305 | 156.826 | 157.0233 | 157.2037 | 157.3687 | 157.5196 | 157.6576 | 157.7838 | 157.8991
WA_Industrial_Wood and Lumber Products_Existing_Space Heating_Natural Gas_Steam Trap Maintenance_A | WA | Industrial | Wood and Lumber Products | Existing | Space Heating | Natural Gas | Steam Trap Maintenance | A | IM571 | Degrade performance | Cleaning and maintenance | 6 | 1.1571 | 0 | 0 | 5.11 | 0 | 0 | 0 | 2.5538 |  | employee | 73% | 85% | Retrofit | RetroEven20 | 76.5% | TBD | 0.2% | 113.5727 |  | 90.3601 |  | 0.0021968 | IL TRM - 4.4.16 - CI-HVC-STRE-V07-210101 | IL TRM - 4.4.16 - CI-HVC-STRE-V07-210101 | IL TRM - 4.4.16 - CI-HVC-STRE-V07-210101 | Degrade performance | Degrade performance | Degrade performance | Degrade performance | Degrade performance | Degrade performance | Degrade performance | Degrade performance | Degrade performance | Degrade performance | Degrade performance | Degrade performance | Degrade performance | Degrade performance | Degrade performance | Degrade performance | Degrade performance | Degrade performance | Degrade performance | Degrade performance | Degrade performance | Degrade performance | Degrade performance | Degrade performance | Degrade performance | Degrade performance | Degrade performance | Degrade performance | Degrade performance | Degrade performance | Degrade performance | Cleaning and maintenance | Cleaning and maintenance | Cleaning and maintenance | Cleaning and maintenance | Cleaning and maintenance | Cleaning and maintenance | Cleaning and maintenance | Cleaning and maintenance | Cleaning and maintenance | Cleaning and maintenance | Cleaning and maintenance | Cleaning and maintenance | Cleaning and maintenance | Cleaning and maintenance | Cleaning and maintenance | Cleaning and maintenance | Cleaning and maintenance | Cleaning and maintenance | Cleaning and maintenance | Cleaning and maintenance | Cleaning and maintenance | Cleaning and maintenance | Cleaning and maintenance | Cleaning and maintenance | Cleaning and maintenance | Cleaning and maintenance | Cleaning and maintenance | Cleaning and maintenance | Cleaning and maintenance | Cleaning and maintenance | Cleaning and maintenance | 5.11 | 5.11 | 5.11 | 5.11 | 5.11 | 5.11 | 5.11 | 5.11 | 5.11 | 5.11 | 5.11 | 5.11 | 5.11 | 5.11 | 5.11 | 5.11 | 5.11 | 5.11 | 5.11 | 5.11 | 5.11 | 5.11 | 5.11 | 5.11 | 5.11 | 5.11 | 5.11 | 5.11 | 5.11 | 5.11 | 5.11 | 0 | 0 | 0 | 0 | 0 | 1.1348 | 1.1247 | 1.1138 | 1.1024 | 1.0907 | 1.0787 | 1.0666 | 1.0544 | 1.0416 | 1.0281 | 1.015 | 1.0021 | 0.99016 | 0.97861 | 0.96789 | 0.95764 | 0.94713 | 0.93748 | 0.92831 | 0.91923 | 0.91095 | 0.90376 | 0.89693 | 0.982 | 0.97797 | 0.97429 | 0.0013009 | 0.0012886 | 0.0012686 | 0.0012563 | 0.001244 | 0.0012147 | 0.0011978 | 0.0011816 | 0.0011488 | 0.0011382 | 0.001113 | 0.001099 | 0.0010804 | 0.0010583 | 0.001048 | 0.0010326 | 0.0010173 | 0.0010032 | 0.00099004 | 0.00097727 | 0 | 0 | 0 | 0 | 0 | 0 | 0.0013009 | 0.0025779 | 0.0038214 | 0.0050388 | 0.0062291 | 0.0073753 | 0.0084905 | 0.0095748 | 0.010607 | 0.011608 | 0.012573 | 0.013512 | 0.014432 | 0.015322 | 0.016202 | 0.017063 | 0.017893 | 0.018714 | 0.019521 | 0.020307 | 0.020124 | 0.019965 | 0.019815 | 0 | 0 | 0 | 1.1464 | 1.1457 | 1.139 | 1.1396 | 1.1405 | 1.126 | 1.123 | 1.1207 | 1.1029 | 1.1071 | 1.0965 | 1.0967 | 1.0912 | 1.0814 | 1.0827 | 1.0782 | 1.074 | 1.0701 | 1.0665 | 1.0631 | 0 | 0 | 0 | 0 | 0 | 0 | 1.1464 | 2.2921 | 3.4311 | 4.5707 | 5.7112 | 6.8372 | 7.9602 | 9.0809 | 10.1838 | 11.2909 | 12.3875 | 13.4841 | 14.5753 | 15.6568 | 16.7395 | 17.8177 | 18.8918 | 19.9619 | 21.0284 | 22.0915 | 22.0915 | 22.0915 | 22.0915 | 22.0915 | 22.0915 | 22.0915 | 0.0011071 | 0.0010981 | 0.0010831 | 0.0010747 | 0.0010663 | 0.0010433 | 0.0010309 | 0.001019 | 0.00099271 | 0.00098556 | 0.00096563 | 0.00095519 | 0.00094003 | 0.00092153 | 0.00091294 | 0.00089987 | 0.00088688 | 0.00087503 | 0.00086449 | 0.00085438 | 0 | 0 | 0 | 0 | 0 | 0 | 0.0011071 | 0.0021968 | 0.0032626 | 0.0043104 | 0.0053393 | 0.0063349 | 0.0073075 | 0.0082568 | 0.0091664 | 0.010051 | 0.010908 | 0.011744 | 0.012556 | 0.013342 | 0.014115 | 0.01487 | 0.0156 | 0.016323 | 0.017045 | 0.017754 | 0.017617 | 0.017499 | 0.017391 | 0 | 0 | 0 | 0.97441 | 0.97387 | 0.96813 | 0.96865 | 0.96945 | 0.95714 | 0.95453 | 0.95259 | 0.93746 | 0.94104 | 0.93207 | 0.93219 | 0.9275 | 0.91922 | 0.92031 | 0.91651 | 0.91294 | 0.90961 | 0.90652 | 0.90366 | 0 | 0 | 0 | 0 | 0 | 0 | 0.97441 | 1.9483 | 2.9164 | 3.8851 | 4.8545 | 5.8117 | 6.7662 | 7.7188 | 8.6562 | 9.5973 | 10.5293 | 11.4615 | 12.389 | 13.3082 | 14.2286 | 15.1451 | 16.058 | 16.9676 | 17.8741 | 18.7778 | 18.7778 | 18.7778 | 18.7778 | 18.7778 | 18.7778 | 18.7778 | 0.0011074 | 0.0010989 | 0.0010843 | 0.0010766 | 0.0010688 | 0.0010465 | 0.0010347 | 0.0010235 | 0.00099784 | 0.00099141 | 0.00097211 | 0.0009623 | 0.00094776 | 0.00092987 | 0.00092191 | 0.00090944 | 0.00089709 | 0.00088586 | 0.00087533 | 0.00086522 | 0 | 0 | 0 | 0 | 0 | 0 | 0.0011074 | 0.0021983 | 0.0032664 | 0.0043179 | 0.0053519 | 0.0063542 | 0.0073346 | 0.0082931 | 0.0092138 | 0.010111 | 0.010982 | 0.011832 | 0.01266 | 0.013462 | 0.014253 | 0.015028 | 0.015779 | 0.016524 | 0.017259 | 0.017979 | 0.017842 | 0.017725 | 0.017617 | 0 | 0 | 0 | 0.97441 | 0.97387 | 0.96813 | 0.96865 | 0.96945 | 0.95714 | 0.95453 | 0.95259 | 0.93746 | 0.94104 | 0.93207 | 0.93219 | 0.9275 | 0.91922 | 0.92031 | 0.91651 | 0.91294 | 0.90961 | 0.90652 | 0.90366 | 0 | 0 | 0 | 0 | 0 | 0 | 0.97441 | 1.9483 | 2.9164 | 3.8851 | 4.8545 | 5.8117 | 6.7662 | 7.7188 | 8.6562 | 9.5973 | 10.5293 | 11.4615 | 12.389 | 13.3082 | 14.2286 | 15.1451 | 16.058 | 16.9676 | 17.8741 | 18.7778 | 18.7778 | 18.7778 | 18.7778 | 18.7778 | 18.7778 | 18.7778 | 0.0011071 | 0.0010981 | 0.0010831 | 0.0010747 | 0.0010663 | 0.0010433 | 0.0010309 | 0.001019 | 0.00099271 | 0.00098556 | 0.00096563 | 0.00095519 | 0.00094003 | 0.00092153 | 0.00091294 | 0.00089987 | 0.00088688 | 0.00087503 | 0.00086449 | 0.00085438 | 0 | 0 | 0 | 0 | 0 | 0 | 0.0011071 | 0.0021968 | 0.0032626 | 0.0043104 | 0.0053393 | 0.0063349 | 0.0073075 | 0.0082568 | 0.0091664 | 0.010051 | 0.010908 | 0.011744 | 0.012556 | 0.013342 | 0.014115 | 0.01487 | 0.0156 | 0.016323 | 0.017045 | 0.017754 | 0.017617 | 0.017499 | 0.017391 | 0 | 0 | 0 | 0.97441 | 0.97387 | 0.96813 | 0.96865 | 0.96945 | 0.95714 | 0.95453 | 0.95259 | 0.93746 | 0.94104 | 0.93207 | 0.93219 | 0.9275 | 0.91922 | 0.92031 | 0.91651 | 0.91294 | 0.90961 | 0.90652 | 0.90366 | 0 | 0 | 0 | 0 | 0 | 0 | 0.97441 | 1.9483 | 2.9164 | 3.8851 | 4.8545 | 5.8117 | 6.7662 | 7.7188 | 8.6562 | 9.5973 | 10.5293 | 11.4615 | 12.389 | 13.3082 | 14.2286 | 15.1451 | 16.058 | 16.9676 | 17.8741 | 18.7778 | 18.7778 | 18.7778 | 18.7778 | 18.7778 | 18.7778 | 18.7778 | 112.8038 | 112.8977 | 112.9911 | 113.0852 | 113.1792 | 113.2707 | 113.3614 | 113.4513 | 113.5403 | 113.6347 | 113.7214 | 113.8073 | 113.8919 | 113.9754 | 114.0592 | 114.1403 | 114.2248 | 114.3064 | 114.3856 | 114.4655 | 114.5384 | 114.6051 | 114.666 | 114.7216 | 114.7724 | 114.8189 | 89.7484 | 89.8231 | 89.8974 | 89.9723 | 90.047 | 90.1198 | 90.192 | 90.2635 | 90.3343 | 90.4094 | 90.4784 | 90.5468 | 90.6141 | 90.6805 | 90.7472 | 90.8117 | 90.8789 | 90.9439 | 91.0069 | 91.0704 | 91.1285 | 91.1815 | 91.23 | 91.2742 | 91.3146 | 91.3516
WA_Industrial_Wood and Lumber Products_Existing_Process_Natural Gas_Steam Trap Maintenance_A | WA | Industrial | Wood and Lumber Products | Existing | Process | Natural Gas | Steam Trap Maintenance | A | IM572 | Degrade performance | Cleaning and maintenance | 6 | 8.1272 | 0 | 0 | 5.11 | 0 | 0 | 0 | 2.5538 |  | sqft | 73% | 85% | Retrofit | RetroEven20 | 76.5% | TBD | 0.2% | 113.5727 |  | 90.3601 |  | 0.054448 | IL TRM - 4.4.16 - CI-HVC-STRE-V07-210101 | IL TRM - 4.4.16 - CI-HVC-STRE-V07-210101 | IL TRM - 4.4.16 - CI-HVC-STRE-V07-210101 | Degrade performance | Degrade performance | Degrade performance | Degrade performance | Degrade performance | Degrade performance | Degrade performance | Degrade performance | Degrade performance | Degrade performance | Degrade performance | Degrade performance | Degrade performance | Degrade performance | Degrade performance | Degrade performance | Degrade performance | Degrade performance | Degrade performance | Degrade performance | Degrade performance | Degrade performance | Degrade performance | Degrade performance | Degrade performance | Degrade performance | Degrade performance | Degrade performance | Degrade performance | Degrade performance | Degrade performance | Cleaning and maintenance | Cleaning and maintenance | Cleaning and maintenance | Cleaning and maintenance | Cleaning and maintenance | Cleaning and maintenance | Cleaning and maintenance | Cleaning and maintenance | Cleaning and maintenance | Cleaning and maintenance | Cleaning and maintenance | Cleaning and maintenance | Cleaning and maintenance | Cleaning and maintenance | Cleaning and maintenance | Cleaning and maintenance | Cleaning and maintenance | Cleaning and maintenance | Cleaning and maintenance | Cleaning and maintenance | Cleaning and maintenance | Cleaning and maintenance | Cleaning and maintenance | Cleaning and maintenance | Cleaning and maintenance | Cleaning and maintenance | Cleaning and maintenance | Cleaning and maintenance | Cleaning and maintenance | Cleaning and maintenance | Cleaning and maintenance | 5.11 | 5.11 | 5.11 | 5.11 | 5.11 | 5.11 | 5.11 | 5.11 | 5.11 | 5.11 | 5.11 | 5.11 | 5.11 | 5.11 | 5.11 | 5.11 | 5.11 | 5.11 | 5.11 | 5.11 | 5.11 | 5.11 | 5.11 | 5.11 | 5.11 | 5.11 | 5.11 | 5.11 | 5.11 | 5.11 | 5.11 | 0 | 0 | 0 | 0 | 0 | 8.1223 | 8.1178 | 8.1135 | 8.1095 | 8.1055 | 8.1017 | 8.0987 | 8.0963 | 8.094 | 8.0926 | 8.091 | 8.0901 | 8.0891 | 8.0882 | 8.0877 | 8.0872 | 8.087 | 8.0868 | 8.0866 | 8.0864 | 8.0863 | 8.0862 | 8.0861 | 8.1272 | 8.1272 | 8.1272 | 0.032049 | 0.032014 | 0.031808 | 0.03181 | 0.03182 | 0.031401 | 0.031304 | 0.031231 | 0.030727 | 0.030839 | 0.030539 | 0.030539 | 0.030382 | 0.030107 | 0.030141 | 0.030014 | 0.029897 | 0.029787 | 0.029685 | 0.029591 | 0 | 0 | 0 | 0 | 0 | 0 | 0.032049 | 0.064045 | 0.09582 | 0.12758 | 0.15934 | 0.19067 | 0.2219 | 0.25307 | 0.28372 | 0.31451 | 0.34499 | 0.37549 | 0.40582 | 0.43588 | 0.466 | 0.49598 | 0.52587 | 0.55564 | 0.58532 | 0.6149 | 0.61489 | 0.61488 | 0.61487 | 0 | 0 | 0 | 3.9458 | 3.9437 | 3.9204 | 3.9225 | 3.9258 | 3.8759 | 3.8653 | 3.8575 | 3.7962 | 3.8107 | 3.7744 | 3.7749 | 3.7559 | 3.7224 | 3.7268 | 3.7114 | 3.6969 | 3.6835 | 3.6709 | 3.6594 | 0 | 0 | 0 | 0 | 0 | 0 | 3.9458 | 7.8895 | 11.8099 | 15.7324 | 19.6582 | 23.5341 | 27.3995 | 31.257 | 35.0532 | 38.8639 | 42.6383 | 46.4132 | 50.169 | 53.8914 | 57.6182 | 61.3295 | 65.0265 | 68.7099 | 72.3809 | 76.0402 | 76.0402 | 76.0402 | 76.0402 | 76.0402 | 76.0402 | 76.0402 | 0.027244 | 0.027217 | 0.027044 | 0.027047 | 0.027058 | 0.026704 | 0.026623 | 0.026562 | 0.026134 | 0.02623 | 0.025975 | 0.025976 | 0.025843 | 0.02561 | 0.025639 | 0.025531 | 0.025431 | 0.025338 | 0.025252 | 0.025172 | 0 | 0 | 0 | 0 | 0 | 0 | 0.027244 | 0.054448 | 0.081468 | 0.10848 | 0.13549 | 0.16214 | 0.18871 | 0.21523 | 0.24131 | 0.2675 | 0.29344 | 0.31938 | 0.34519 | 0.37077 | 0.39639 | 0.4219 | 0.44732 | 0.47265 | 0.49789 | 0.52306 | 0.52305 | 0.52304 | 0.52304 | 0 | 0 | 0 | 3.354 | 3.3521 | 3.3323 | 3.3342 | 3.3369 | 3.2945 | 3.2855 | 3.2789 | 3.2268 | 3.2391 | 3.2082 | 3.2086 | 3.1925 | 3.164 | 3.1678 | 3.1547 | 3.1424 | 3.1309 | 3.1203 | 3.1105 | 0 | 0 | 0 | 0 | 0 | 0 | 3.354 | 6.7061 | 10.0384 | 13.3726 | 16.7095 | 20.004 | 23.2896 | 26.5684 | 29.7952 | 33.0343 | 36.2425 | 39.4512 | 42.6437 | 45.8077 | 48.9754 | 52.1301 | 55.2725 | 58.4034 | 61.5237 | 64.6342 | 64.6342 | 64.6342 | 64.6342 | 64.6342 | 64.6342 | 64.6342 | 0.027244 | 0.027217 | 0.027044 | 0.027047 | 0.027058 | 0.026704 | 0.026623 | 0.026562 | 0.026134 | 0.02623 | 0.025975 | 0.025976 | 0.025843 | 0.02561 | 0.025639 | 0.025531 | 0.025431 | 0.025338 | 0.025252 | 0.025172 | 0 | 0 | 0 | 0 | 0 | 0 | 0.027244 | 0.054448 | 0.081468 | 0.10848 | 0.13549 | 0.16214 | 0.18871 | 0.21523 | 0.24131 | 0.2675 | 0.29344 | 0.31938 | 0.34519 | 0.37077 | 0.39639 | 0.4219 | 0.44732 | 0.47265 | 0.49789 | 0.52306 | 0.52305 | 0.52304 | 0.52304 | 0 | 0 | 0 | 3.354 | 3.3521 | 3.3323 | 3.3342 | 3.3369 | 3.2945 | 3.2855 | 3.2789 | 3.2268 | 3.2391 | 3.2082 | 3.2086 | 3.1925 | 3.164 | 3.1678 | 3.1547 | 3.1424 | 3.1309 | 3.1203 | 3.1105 | 0 | 0 | 0 | 0 | 0 | 0 | 3.354 | 6.7061 | 10.0384 | 13.3726 | 16.7095 | 20.004 | 23.2896 | 26.5684 | 29.7952 | 33.0343 | 36.2425 | 39.4512 | 42.6437 | 45.8077 | 48.9754 | 52.1301 | 55.2725 | 58.4034 | 61.5237 | 64.6342 | 64.6342 | 64.6342 | 64.6342 | 64.6342 | 64.6342 | 64.6342 | 0.027244 | 0.027217 | 0.027044 | 0.027047 | 0.027058 | 0.026704 | 0.026623 | 0.026562 | 0.026134 | 0.02623 | 0.025975 | 0.025976 | 0.025843 | 0.02561 | 0.025639 | 0.025531 | 0.025431 | 0.025338 | 0.025252 | 0.025172 | 0 | 0 | 0 | 0 | 0 | 0 | 0.027244 | 0.054448 | 0.081468 | 0.10848 | 0.13549 | 0.16214 | 0.18871 | 0.21523 | 0.24131 | 0.2675 | 0.29344 | 0.31938 | 0.34519 | 0.37077 | 0.39639 | 0.4219 | 0.44732 | 0.47265 | 0.49789 | 0.52306 | 0.52305 | 0.52304 | 0.52304 | 0 | 0 | 0 | 3.354 | 3.3521 | 3.3323 | 3.3342 | 3.3369 | 3.2945 | 3.2855 | 3.2789 | 3.2268 | 3.2391 | 3.2082 | 3.2086 | 3.1925 | 3.164 | 3.1678 | 3.1547 | 3.1424 | 3.1309 | 3.1203 | 3.1105 | 0 | 0 | 0 | 0 | 0 | 0 | 3.354 | 6.7061 | 10.0384 | 13.3726 | 16.7095 | 20.004 | 23.2896 | 26.5684 | 29.7952 | 33.0343 | 36.2425 | 39.4512 | 42.6437 | 45.8077 | 48.9754 | 52.1301 | 55.2725 | 58.4034 | 61.5237 | 64.6342 | 64.6342 | 64.6342 | 64.6342 | 64.6342 | 64.6342 | 64.6342 | 112.8038 | 112.8977 | 112.9911 | 113.0852 | 113.1792 | 113.2707 | 113.3614 | 113.4513 | 113.5403 | 113.6347 | 113.7214 | 113.8073 | 113.8919 | 113.9754 | 114.0592 | 114.1403 | 114.2248 | 114.3064 | 114.3856 | 114.4655 | 114.5384 | 114.6051 | 114.666 | 114.7216 | 114.7724 | 114.8189 | 89.7484 | 89.8231 | 89.8974 | 89.9723 | 90.047 | 90.1198 | 90.192 | 90.2635 | 90.3343 | 90.4094 | 90.4784 | 90.5468 | 90.6141 | 90.6805 | 90.7472 | 90.8117 | 90.8789 | 90.9439 | 91.0069 | 91.0704 | 91.1285 | 91.1815 | 91.23 | 91.2742 | 91.3146 | 91.3516
WA_Industrial_Wood and Lumber Products_Existing_Space Heating_Natural Gas_Gas Boiler - High Turndown_A | WA | Industrial | Wood and Lumber Products | Existing | Space Heating | Natural Gas | Gas Boiler - High Turndown | A | IM573 | No control | Turndown control installed | 15 | 1.2282 | 0 | 0 | 73.07 | 0 | 0 | 0 | 36.5336 |  | employee | 35% | 50% | Retrofit | Retro12Med | 84.73% | TBD | 0.2% | 784.5591 |  | 596.5137 |  | 0.0062899 | MN TRM 3.1 - Boiler Modifications, Space Heating Only v4.0 | MN TRM 3.1 - Boiler Modifications, Space Heating Only v4.0 | MN TRM 3.1 - Boiler Modifications, Space Heating Only v4.0 | No control | No control | No control | No control | No control | No control | No control | No control | No control | No control | No control | No control | No control | No control | No control | No control | No control | No control | No control | No control | No control | No control | No control | No control | No control | No control | No control | No control | No control | No control | No control | Turndown control installed | Turndown control installed | Turndown control installed | Turndown control installed | Turndown control installed | Turndown control installed | Turndown control installed | Turndown control installed | Turndown control installed | Turndown control installed | Turndown control installed | Turndown control installed | Turndown control installed | Turndown control installed | Turndown control installed | Turndown control installed | Turndown control installed | Turndown control installed | Turndown control installed | Turndown control installed | Turndown control installed | Turndown control installed | Turndown control installed | Turndown control installed | Turndown control installed | Turndown control installed | Turndown control installed | Turndown control installed | Turndown control installed | Turndown control installed | Turndown control installed | 73.07 | 73.07 | 73.07 | 73.07 | 73.07 | 73.07 | 73.07 | 73.07 | 73.07 | 73.07 | 73.07 | 73.07 | 73.07 | 73.07 | 73.07 | 73.07 | 73.07 | 73.07 | 73.07 | 73.07 | 73.07 | 73.07 | 73.07 | 73.07 | 73.07 | 73.07 | 73.07 | 73.07 | 73.07 | 73.07 | 73.07 | 0 | 0 | 0 | 0 | 0 | 1.1971 | 1.1748 | 1.1464 | 1.1121 | 1.072 | 1.0266 | 0.97993 | 0.93344 | 0.88623 | 0.84603 | 0.80773 | 0.77672 | 0.74956 | 0.72548 | 0.70824 | 0.69238 | 0.67848 | 0.66671 | 0.65718 | 0.6482 | 0.64151 | 0.63567 | 0.63017 | 1.0424 | 1.0381 | 1.0342 | 0.0037523 | 0.0036806 | 0.0035705 | 0.0034652 | 0.0033432 | 0.0028448 | 0.0021665 | 0.0016476 | 0.0012315 | 0.00094414 | 0.00071424 | 0.00054952 | 0.00042211 | 0.00032393 | 0.00025328 | 0.00019727 | 1.3134e-06 | 4.5925e-07 | 1.538e-07 | 4.9311e-08 | 4.1361e-08 | 4.0875e-08 | 4.0423e-08 | 6.672e-08 | 6.6317e-08 | 6.5955e-08 | 0.0037523 | 0.0073632 | 0.010756 | 0.013898 | 0.016741 | 0.018877 | 0.020185 | 0.020875 | 0.021051 | 0.02104 | 0.020802 | 0.020553 | 0.020256 | 0.019929 | 0.019709 | 0.019465 | 0.019075 | 0.018745 | 0.018477 | 0.018225 | 0.018037 | 0.017873 | 0.017718 | 0 | 0 | 0 | 3.1346 | 3.1328 | 3.1144 | 3.1161 | 3.1186 | 2.7711 | 2.2108 | 1.7651 | 1.3896 | 1.116 | 0.88425 | 0.70749 | 0.56315 | 0.4465 | 0.35762 | 0.28491 | 0.0019358 | 0.00068883 | 0.00023403 | 7.6074e-05 | 6.4475e-05 | 6.4303e-05 | 6.4147e-05 | 6.4007e-05 | 6.3883e-05 | 6.3774e-05 | 3.1346 | 6.2674 | 9.3818 | 12.4978 | 15.6165 | 18.3876 | 20.5984 | 22.3635 | 23.7532 | 24.8691 | 25.7534 | 26.4609 | 27.024 | 27.4705 | 27.8281 | 28.1131 | 28.115 | 28.1157 | 28.1159 | 28.116 | 28.1161 | 28.1161 | 28.1162 | 28.1163 | 28.1163 | 28.1164 | 0.0031965 | 0.0031441 | 0.0030625 | 0.0029874 | 0.0028997 | 0.0024853 | 0.0019074 | 0.0014624 | 0.0011028 | 0.000852 | 0.00064961 | 0.00050302 | 0.00038839 | 0.00029939 | 0.00023473 | 0.00018327 | 1.2226e-06 | 4.2821e-07 | 1.4367e-07 | 4.6151e-08 | 3.877e-08 | 3.8371e-08 | 3.8007e-08 | 5.6712e-08 | 5.6369e-08 | 5.6061e-08 | 0.0031965 | 0.0062899 | 0.0092257 | 0.011982 | 0.01452 | 0.016491 | 0.017771 | 0.018528 | 0.01885 | 0.018987 | 0.01892 | 0.018813 | 0.018638 | 0.01842 | 0.018265 | 0.018083 | 0.017757 | 0.017478 | 0.017261 | 0.017057 | 0.016907 | 0.016778 | 0.016659 | 0 | 0 | 0 | 2.6644 | 2.6629 | 2.6472 | 2.6486 | 2.6508 | 2.3555 | 1.8792 | 1.5003 | 1.1812 | 0.94857 | 0.75162 | 0.60137 | 0.47868 | 0.37952 | 0.30398 | 0.24218 | 0.0016454 | 0.00058551 | 0.00019893 | 6.4663e-05 | 5.4803e-05 | 5.4657e-05 | 5.4525e-05 | 5.4406e-05 | 5.43e-05 | 5.4208e-05 | 2.6644 | 5.3273 | 7.9745 | 10.6232 | 13.274 | 15.6295 | 17.5087 | 19.009 | 20.1902 | 21.1388 | 21.8904 | 22.4917 | 22.9704 | 23.3499 | 23.6539 | 23.8961 | 23.8977 | 23.8983 | 23.8985 | 23.8986 | 23.8987 | 23.8987 | 23.8988 | 23.8988 | 23.8989 | 23.8989 | 0.0031981 | 0.0031478 | 0.0030685 | 0.0029956 | 0.0029102 | 0.0024967 | 0.0019179 | 0.0014718 | 0.001111 | 0.00085921 | 0.00065579 | 0.00050829 | 0.00039287 | 0.00030317 | 0.00023793 | 0.00018596 | 1.2419e-06 | 4.3547e-07 | 1.4617e-07 | 4.6971e-08 | 3.9464e-08 | 3.9061e-08 | 3.8694e-08 | 5.6712e-08 | 5.6369e-08 | 5.6061e-08 | 0.0031981 | 0.0062974 | 0.0092436 | 0.012015 | 0.014573 | 0.016567 | 0.017869 | 0.018647 | 0.018991 | 0.019148 | 0.0191 | 0.019011 | 0.018853 | 0.018652 | 0.018514 | 0.018349 | 0.018038 | 0.017774 | 0.01756 | 0.01736 | 0.017209 | 0.017079 | 0.01696 | 0 | 0 | 0 | 2.6644 | 2.6629 | 2.6472 | 2.6486 | 2.6508 | 2.3555 | 1.8792 | 1.5003 | 1.1812 | 0.94857 | 0.75162 | 0.60137 | 0.47868 | 0.37952 | 0.30398 | 0.24218 | 0.0016454 | 0.00058551 | 0.00019893 | 6.4663e-05 | 5.4803e-05 | 5.4657e-05 | 5.4525e-05 | 5.4406e-05 | 5.43e-05 | 5.4208e-05 | 2.6644 | 5.3273 | 7.9745 | 10.6232 | 13.274 | 15.6295 | 17.5087 | 19.009 | 20.1902 | 21.1388 | 21.8904 | 22.4917 | 22.9704 | 23.3499 | 23.6539 | 23.8961 | 23.8977 | 23.8983 | 23.8985 | 23.8986 | 23.8987 | 23.8987 | 23.8988 | 23.8988 | 23.8989 | 23.8989 | 0.0031973 | 0.0031449 | 0.0030633 | 0.0029881 | 0.0029004 | 0.002486 | 0.0019079 | 0.0014628 | 0.0011031 | 0.00085222 | 0.00064978 | 0.00050315 | 0.00038849 | 0.00029947 | 0.00023479 | 0.00018332 | 1.2229e-06 | 4.2833e-07 | 1.4371e-07 | 4.6163e-08 | 3.8771e-08 | 3.8372e-08 | 3.8007e-08 | 5.6712e-08 | 5.6369e-08 | 5.6061e-08 | 0.0031973 | 0.0062915 | 0.009228 | 0.011985 | 0.014524 | 0.016495 | 0.017776 | 0.018533 | 0.018855 | 0.018992 | 0.018924 | 0.018818 | 0.018643 | 0.018425 | 0.01827 | 0.018088 | 0.017761 | 0.017483 | 0.017265 | 0.017061 | 0.016907 | 0.016778 | 0.016659 | 0 | 0 | 0 | 2.6644 | 2.6629 | 2.6472 | 2.6486 | 2.6508 | 2.3555 | 1.8792 | 1.5003 | 1.1812 | 0.94857 | 0.75162 | 0.60137 | 0.47868 | 0.37952 | 0.30398 | 0.24218 | 0.0016454 | 0.00058551 | 0.00019893 | 6.4663e-05 | 5.4803e-05 | 5.4657e-05 | 5.4525e-05 | 5.4406e-05 | 5.43e-05 | 5.4208e-05 | 2.6644 | 5.3273 | 7.9745 | 10.6232 | 13.274 | 15.6295 | 17.5087 | 19.009 | 20.1902 | 21.1388 | 21.8904 | 22.4917 | 22.9704 | 23.3499 | 23.6539 | 23.8961 | 23.8977 | 23.8983 | 23.8985 | 23.8986 | 23.8987 | 23.8987 | 23.8988 | 23.8988 | 23.8989 | 23.8989 | 779.2475 | 779.896 | 780.5415 | 781.1915 | 781.8407 | 782.4727 | 783.0994 | 783.7204 | 784.3353 | 784.9872 | 785.5864 | 786.1798 | 786.7644 | 787.3412 | 787.9201 | 788.48 | 789.0635 | 789.6277 | 790.175 | 790.7265 | 791.2304 | 791.6909 | 792.1115 | 792.4958 | 792.8469 | 793.1676 | 592.4752 | 592.9683 | 593.4591 | 593.9532 | 594.4469 | 594.9274 | 595.4039 | 595.876 | 596.3435 | 596.8391 | 597.2948 | 597.746 | 598.1904 | 598.6289 | 599.0691 | 599.4948 | 599.9385 | 600.3674 | 600.7835 | 601.2029 | 601.586 | 601.9361 | 602.2559 | 602.5481 | 602.8151 | 603.0589
WA_Industrial_Wood and Lumber Products_Existing_Process_Natural Gas_Gas Boiler - High Turndown_A | WA | Industrial | Wood and Lumber Products | Existing | Process | Natural Gas | Gas Boiler - High Turndown | A | IM574 | No control | Turndown control installed | 15 | 8.6269 | 0 | 0 | 73.07 | 0 | 0 | 0 | 36.5336 |  | sqft | 35% | 50% | Retrofit | Retro12Med | 84.73% | TBD | 0.2% | 784.5591 |  | 596.5137 |  | 0.15731 | MN TRM 3.1 - Boiler Modifications, Space Heating Only v4.0 | MN TRM 3.1 - Boiler Modifications, Space Heating Only v4.0 | MN TRM 3.1 - Boiler Modifications, Space Heating Only v4.0 | No control | No control | No control | No control | No control | No control | No control | No control | No control | No control | No control | No control | No control | No control | No control | No control | No control | No control | No control | No control | No control | No control | No control | No control | No control | No control | No control | No control | No control | No control | No control | Turndown control installed | Turndown control installed | Turndown control installed | Turndown control installed | Turndown control installed | Turndown control installed | Turndown control installed | Turndown control installed | Turndown control installed | Turndown control installed | Turndown control installed | Turndown control installed | Turndown control installed | Turndown control installed | Turndown control installed | Turndown control installed | Turndown control installed | Turndown control installed | Turndown control installed | Turndown control installed | Turndown control installed | Turndown control installed | Turndown control installed | Turndown control installed | Turndown control installed | Turndown control installed | Turndown control installed | Turndown control installed | Turndown control installed | Turndown control installed | Turndown control installed | 73.07 | 73.07 | 73.07 | 73.07 | 73.07 | 73.07 | 73.07 | 73.07 | 73.07 | 73.07 | 73.07 | 73.07 | 73.07 | 73.07 | 73.07 | 73.07 | 73.07 | 73.07 | 73.07 | 73.07 | 73.07 | 73.07 | 73.07 | 73.07 | 73.07 | 73.07 | 73.07 | 73.07 | 73.07 | 73.07 | 73.07 | 0 | 0 | 0 | 0 | 0 | 8.5986 | 8.5706 | 8.5423 | 8.5142 | 8.486 | 8.4567 | 8.4304 | 8.4058 | 8.3795 | 8.3591 | 8.3367 | 8.3182 | 8.2993 | 8.2798 | 8.2643 | 8.2473 | 8.2315 | 8.2158 | 8.2002 | 8.1847 | 8.1834 | 8.1823 | 8.1812 | 8.6269 | 8.6269 | 8.6269 | 0.092774 | 0.09242 | 0.091572 | 0.09132 | 0.091093 | 0.080663 | 0.064154 | 0.051069 | 0.040081 | 0.032109 | 0.025374 | 0.020257 | 0.016087 | 0.012725 | 0.010173 | 0.0080881 | 5.4847e-05 | 1.948e-05 | 6.6056e-06 | 2.1432e-06 | 1.8161e-06 | 1.811e-06 | 1.8064e-06 | 1.9006e-06 | 1.8969e-06 | 1.8937e-06 | 0.092774 | 0.18489 | 0.27585 | 0.36627 | 0.45615 | 0.53523 | 0.59773 | 0.64705 | 0.6851 | 0.71555 | 0.739 | 0.75762 | 0.77198 | 0.7829 | 0.79161 | 0.79807 | 0.79659 | 0.79509 | 0.79359 | 0.79209 | 0.79197 | 0.79186 | 0.79176 | 0 | 0 | 0 | 10.7894 | 10.7834 | 10.7198 | 10.7256 | 10.7345 | 9.5384 | 7.6098 | 6.0755 | 4.7832 | 3.8412 | 3.0436 | 2.4352 | 1.9384 | 1.5369 | 1.231 | 0.98069 | 0.0066631 | 0.002371 | 0.00080555 | 0.00026185 | 0.00022192 | 0.00022133 | 0.0002208 | 0.00022032 | 0.00021989 | 0.00021951 | 10.7894 | 21.5728 | 32.2926 | 43.0182 | 53.7528 | 63.2911 | 70.901 | 76.9765 | 81.7597 | 85.6009 | 88.6445 | 91.0798 | 93.0182 | 94.555 | 95.786 | 96.7667 | 96.7733 | 96.7757 | 96.7765 | 96.7768 | 96.777 | 96.7772 | 96.7774 | 96.7777 | 96.7779 | 96.7781 | 0.078897 | 0.078635 | 0.077951 | 0.077776 | 0.077621 | 0.068769 | 0.05472 | 0.043579 | 0.034218 | 0.027422 | 0.021679 | 0.017313 | 0.013754 | 0.010883 | 0.0087031 | 0.0069216 | 4.6951e-05 | 1.668e-05 | 5.6579e-06 | 1.8362e-06 | 1.556e-06 | 1.5517e-06 | 1.5478e-06 | 1.6155e-06 | 1.6124e-06 | 1.6097e-06 | 0.078897 | 0.15731 | 0.23482 | 0.31194 | 0.38868 | 0.45631 | 0.50983 | 0.55214 | 0.58489 | 0.61111 | 0.63139 | 0.64752 | 0.66002 | 0.66959 | 0.67723 | 0.68297 | 0.6819 | 0.68082 | 0.67973 | 0.67864 | 0.67855 | 0.67847 | 0.6784 | 0 | 0 | 0 | 9.1709 | 9.1659 | 9.1119 | 9.1168 | 9.1243 | 8.1076 | 6.4684 | 5.1642 | 4.0657 | 3.265 | 2.5871 | 2.0699 | 1.6476 | 1.3063 | 1.0463 | 0.83359 | 0.0056636 | 0.0020153 | 0.00068471 | 0.00022257 | 0.00018864 | 0.00018813 | 0.00018768 | 0.00018727 | 0.0001869 | 0.00018659 | 9.1709 | 18.3369 | 27.4487 | 36.5655 | 45.6898 | 53.7974 | 60.2658 | 65.43 | 69.4957 | 72.7608 | 75.3479 | 77.4178 | 79.0654 | 80.3718 | 81.4181 | 82.2517 | 82.2573 | 82.2594 | 82.26 | 82.2603 | 82.2604 | 82.2606 | 82.2608 | 82.261 | 82.2612 | 82.2614 | 0.078897 | 0.078635 | 0.077952 | 0.077776 | 0.077622 | 0.068771 | 0.054722 | 0.043581 | 0.034221 | 0.027425 | 0.021682 | 0.017316 | 0.013757 | 0.010886 | 0.0087053 | 0.0069235 | 4.6964e-05 | 1.6685e-05 | 5.6595e-06 | 1.8367e-06 | 1.5564e-06 | 1.5521e-06 | 1.5481e-06 | 1.6155e-06 | 1.6124e-06 | 1.6097e-06 | 0.078897 | 0.15731 | 0.23482 | 0.31194 | 0.38869 | 0.45632 | 0.50985 | 0.55217 | 0.58494 | 0.61117 | 0.63148 | 0.64762 | 0.66015 | 0.66974 | 0.67739 | 0.68315 | 0.68209 | 0.68101 | 0.67992 | 0.67882 | 0.67872 | 0.67863 | 0.67854 | 0 | 0 | 0 | 9.1709 | 9.1659 | 9.1119 | 9.1168 | 9.1243 | 8.1076 | 6.4684 | 5.1642 | 4.0657 | 3.265 | 2.5871 | 2.0699 | 1.6476 | 1.3063 | 1.0463 | 0.83359 | 0.0056636 | 0.0020153 | 0.00068471 | 0.00022257 | 0.00018864 | 0.00018813 | 0.00018768 | 0.00018727 | 0.0001869 | 0.00018659 | 9.1709 | 18.3369 | 27.4487 | 36.5655 | 45.6898 | 53.7974 | 60.2658 | 65.43 | 69.4957 | 72.7608 | 75.3479 | 77.4178 | 79.0654 | 80.3718 | 81.4181 | 82.2517 | 82.2573 | 82.2594 | 82.26 | 82.2603 | 82.2604 | 82.2606 | 82.2608 | 82.261 | 82.2612 | 82.2614 | 0.078897 | 0.078635 | 0.077951 | 0.077776 | 0.077621 | 0.068769 | 0.05472 | 0.043579 | 0.034218 | 0.027422 | 0.021679 | 0.017313 | 0.013754 | 0.010883 | 0.0087031 | 0.0069216 | 4.6951e-05 | 1.668e-05 | 5.6579e-06 | 1.8362e-06 | 1.556e-06 | 1.5517e-06 | 1.5478e-06 | 1.6155e-06 | 1.6124e-06 | 1.6097e-06 | 0.078897 | 0.15731 | 0.23482 | 0.31194 | 0.38868 | 0.45631 | 0.50983 | 0.55214 | 0.58489 | 0.61111 | 0.63139 | 0.64752 | 0.66002 | 0.66959 | 0.67723 | 0.68297 | 0.6819 | 0.68082 | 0.67973 | 0.67864 | 0.67855 | 0.67847 | 0.6784 | 0 | 0 | 0 | 9.1709 | 9.1659 | 9.1119 | 9.1168 | 9.1243 | 8.1076 | 6.4684 | 5.1642 | 4.0657 | 3.265 | 2.5871 | 2.0699 | 1.6476 | 1.3063 | 1.0463 | 0.83359 | 0.0056636 | 0.0020153 | 0.00068471 | 0.00022257 | 0.00018864 | 0.00018813 | 0.00018768 | 0.00018727 | 0.0001869 | 0.00018659 | 9.1709 | 18.3369 | 27.4487 | 36.5655 | 45.6898 | 53.7974 | 60.2658 | 65.43 | 69.4957 | 72.7608 | 75.3479 | 77.4178 | 79.0654 | 80.3718 | 81.4181 | 82.2517 | 82.2573 | 82.2594 | 82.26 | 82.2603 | 82.2604 | 82.2606 | 82.2608 | 82.261 | 82.2612 | 82.2614 | 779.2475 | 779.896 | 780.5415 | 781.1915 | 781.8407 | 782.4727 | 783.0994 | 783.7204 | 784.3353 | 784.9872 | 785.5864 | 786.1798 | 786.7644 | 787.3412 | 787.9201 | 788.48 | 789.0635 | 789.6277 | 790.175 | 790.7265 | 791.2304 | 791.6909 | 792.1115 | 792.4958 | 792.8469 | 793.1676 | 592.4752 | 592.9683 | 593.4591 | 593.9532 | 594.4469 | 594.9274 | 595.4039 | 595.876 | 596.3435 | 596.8391 | 597.2948 | 597.746 | 598.1904 | 598.6289 | 599.0691 | 599.4948 | 599.9385 | 600.3674 | 600.7835 | 601.2029 | 601.586 | 601.9361 | 602.2559 | 602.5481 | 602.8151 | 603.0589