F11_Industrial_Instruments_Existing_Process_Natural Gas_Strategic Energy Management_A_Achievable Economic TRC Potential | F11 | Industrial | Instruments | Existing | Process | Natural Gas | Strategic Energy Management | A | Cumulative Summer Peak Savings (MW) | Achievable Economic TRC Potential | 0 | 0 | 0 | 0 | 0 | 0 | 0 | 0 | 0 | 0 | 0 | 0 | 0 | 0 | 0 | 0 | 0 | 0 | 0 | 0 | 0 | 0 | 0 | 0 | 0 | 0 | 0 | 0 | 0 | 0 | 0
F12_Industrial_Instruments_Existing_Process_Natural Gas_Strategic Energy Management_A_Achievable Economic TRC Potential | F12 | Industrial | Instruments | Existing | Process | Natural Gas | Strategic Energy Management | A | Cumulative Winter Peak Savings (MW) | Achievable Economic TRC Potential | 0 | 0 | 0 | 0 | 0 | 0 | 0 | 0 | 0 | 0 | 0 | 0 | 0 | 0 | 0 | 0 | 0 | 0 | 0 | 0 | 0 | 0 | 0 | 0 | 0 | 0 | 0 | 0 | 0 | 0 | 0
F13_Industrial_Instruments_Existing_Process_Natural Gas_Strategic Energy Management_A_Achievable Economic TRC Potential | F13 | Industrial | Instruments | Existing | Process | Natural Gas | Strategic Energy Management | A | Purchases (Incremental) | Achievable Economic TRC Potential | 0 | 0 | 0 | 0 | 0 | 452.0375 | 451.7894 | 449.1251 | 449.3679 | 449.7394 | 444.0282 | 442.8148 | 441.9157 | 434.8983 | 436.5587 | 432.3956 | 432.4517 | 430.2751 | 426.4371 | 426.9422 | 425.1767 | 423.5231 | 421.9799 | 420.5459 | 419.2197 | 0 | 0 | 0 | 0 | 0 | 0
F14_Industrial_Instruments_Existing_Process_Natural Gas_Strategic Energy Management_A_Achievable Economic TRC Potential | F14 | Industrial | Instruments | Existing | Process | Natural Gas | Strategic Energy Management | A | Purchases (Cumulative) | Achievable Economic TRC Potential | 0 | 0 | 0 | 0 | 0 | 452.0375 | 903.8269 | 1352.952 | 1802.3198 | 2252.0593 | 2696.0875 | 3138.9023 | 3580.818 | 4015.7163 | 4452.275 | 4884.6706 | 5317.1222 | 5747.3974 | 6173.8345 | 6600.7767 | 7025.9534 | 7449.4765 | 7871.4564 | 8292.0023 | 8711.222 | 8711.222 | 8711.222 | 8711.222 | 8711.222 | 8711.222 | 8711.222
F1_Industrial_Instruments_Existing_Miscellaneous_Natural Gas_Strategic Energy Management_A_Achievable Economic TRC Potential | F1 | Industrial | Instruments | Existing | Miscellaneous | Natural Gas | Strategic Energy Management | A | Original Unit Energy Savings (kWh or therms) | Achievable Economic TRC Potential | 0 | 0 | 0 | 0 | 0 | 1.1153 | 1.1153 | 1.1153 | 1.1153 | 1.1153 | 1.1153 | 1.1153 | 1.1153 | 1.1153 | 1.1153 | 1.1153 | 1.1153 | 1.1153 | 1.1153 | 1.1153 | 1.1153 | 1.1153 | 1.1153 | 1.1153 | 1.1153 | 1.1153 | 1.1153 | 1.1153 | 0 | 0 | 0
F2_Industrial_Instruments_Existing_Miscellaneous_Natural Gas_Strategic Energy Management_A_Achievable Economic TRC Potential | F2 | Industrial | Instruments | Existing | Miscellaneous | Natural Gas | Strategic Energy Management | A | Original Unit Summer Peak Savings (kW) | Achievable Economic TRC Potential | 0 | 0 | 0 | 0 | 0 | 0 | 0 | 0 | 0 | 0 | 0 | 0 | 0 | 0 | 0 | 0 | 0 | 0 | 0 | 0 | 0 | 0 | 0 | 0 | 0 | 0 | 0 | 0 | 0 | 0 | 0
F3_Industrial_Instruments_Existing_Miscellaneous_Natural Gas_Strategic Energy Management_A_Achievable Economic TRC Potential | F3 | Industrial | Instruments | Existing | Miscellaneous | Natural Gas | Strategic Energy Management | A | Original Unit Winter Peak Savings (kW) | Achievable Economic TRC Potential | 0 | 0 | 0 | 0 | 0 | 0 | 0 | 0 | 0 | 0 | 0 | 0 | 0 | 0 | 0 | 0 | 0 | 0 | 0 | 0 | 0 | 0 | 0 | 0 | 0 | 0 | 0 | 0 | 0 | 0 | 0
F4_Industrial_Instruments_Existing_Miscellaneous_Natural Gas_Strategic Energy Management_A_Achievable Economic TRC Potential | F4 | Industrial | Instruments | Existing | Miscellaneous | Natural Gas | Strategic Energy Management | A | Standalone Impact on Baseline Energy (%) | Achievable Economic TRC Potential | 0% | 0% | 0% | 0% | 0% | 0.08224% | 0.1645% | 0.2477% | 0.3298% | 0.4118% | 0.4993% | 0.5829% | 0.6664% | 0.7594% | 0.8387% | 0.929% | 1.011% | 1.098% | 1.191% | 1.271% | 1.359% | 1.447% | 1.534% | 1.621% | 0.017089 | 0.017138 | 0.017184 | 0.017226 | 0 | 0 | 0
F5_Industrial_Instruments_Existing_Miscellaneous_Natural Gas_Strategic Energy Management_A_Achievable Economic TRC Potential | F5 | Industrial | Instruments | Existing | Miscellaneous | Natural Gas | Strategic Energy Management | A | Standalone Impact on Baseline Summer Peak (%) | Achievable Economic TRC Potential | 0% | 0% | 0% | 0% | 0% | 0% | 0% | 0% | 0% | 0% | 0% | 0% | 0% | 0% | 0% | 0% | 0% | 0% | 0% | 0% | 0% | 0% | 0% | 0% | 0 | 0 | 0 | 0 | 0 | 0 | 0
F6_Industrial_Instruments_Existing_Miscellaneous_Natural Gas_Strategic Energy Management_A_Achievable Economic TRC Potential | F6 | Industrial | Instruments | Existing | Miscellaneous | Natural Gas | Strategic Energy Management | A | Standalone Impact on Baseline Winter Peak (%) | Achievable Economic TRC Potential | 0% | 0% | 0% | 0% | 0% | 0% | 0% | 0% | 0% | 0% | 0% | 0% | 0% | 0% | 0% | 0% | 0% | 0% | 0% | 0% | 0% | 0% | 0% | 0% | 0 | 0 | 0 | 0 | 0 | 0 | 0
F7_Industrial_Instruments_Existing_Miscellaneous_Natural Gas_Strategic Energy Management_A_Achievable Economic TRC Potential | F7 | Industrial | Instruments | Existing | Miscellaneous | Natural Gas | Strategic Energy Management | A | Incremental Energy Savings (MWh or mTherms) | Achievable Economic TRC Potential | 0 | 0 | 0 | 0 | 0 | 0.12604 | 0.12597 | 0.12522 | 0.12529 | 0.1254 | 0.1238 | 0.12347 | 0.12321 | 0.12126 | 0.12172 | 0.12056 | 0.12058 | 0.11997 | 0.1189 | 0.11904 | 0.11855 | 0.11809 | 0.11766 | 0.11726 | 0.11689 | 0 | 0 | 0 | 0 | 0 | 0
F8_Industrial_Instruments_Existing_Miscellaneous_Natural Gas_Strategic Energy Management_A_Achievable Economic TRC Potential | F8 | Industrial | Instruments | Existing | Miscellaneous | Natural Gas | Strategic Energy Management | A | Incremental Summer Peak Savings (MW) | Achievable Economic TRC Potential | 0 | 0 | 0 | 0 | 0 | 0 | 0 | 0 | 0 | 0 | 0 | 0 | 0 | 0 | 0 | 0 | 0 | 0 | 0 | 0 | 0 | 0 | 0 | 0 | 0 | 0 | 0 | 0 | 0 | 0 | 0
F9_Industrial_Instruments_Existing_Miscellaneous_Natural Gas_Strategic Energy Management_A_Achievable Economic TRC Potential | F9 | Industrial | Instruments | Existing | Miscellaneous | Natural Gas | Strategic Energy Management | A | Incremental Winter Peak Savings (MW) | Achievable Economic TRC Potential | 0 | 0 | 0 | 0 | 0 | 0 | 0 | 0 | 0 | 0 | 0 | 0 | 0 | 0 | 0 | 0 | 0 | 0 | 0 | 0 | 0 | 0 | 0 | 0 | 0 | 0 | 0 | 0 | 0 | 0 | 0
F10_Industrial_Instruments_Existing_Miscellaneous_Natural Gas_Strategic Energy Management_A_Achievable Economic TRC Potential | F10 | Industrial | Instruments | Existing | Miscellaneous | Natural Gas | Strategic Energy Management | A | Cumulative Energy Savings (MWh or mTherms) | Achievable Economic TRC Potential | 0 | 0 | 0 | 0 | 0 | 0.12604 | 0.252 | 0.37723 | 0.50252 | 0.62792 | 0.75172 | 0.87519 | 0.9984 | 1.1197 | 1.2414 | 1.3619 | 1.4825 | 1.6025 | 1.7214 | 1.8404 | 1.959 | 2.0771 | 2.1947 | 2.312 | 2.4289 | 2.4289 | 2.4289 | 2.4289 | 0 | 0 | 0
F11_Industrial_Instruments_Existing_Miscellaneous_Natural Gas_Strategic Energy Management_A_Achievable Economic TRC Potential | F11 | Industrial | Instruments | Existing | Miscellaneous | Natural Gas | Strategic Energy Management | A | Cumulative Summer Peak Savings (MW) | Achievable Economic TRC Potential | 0 | 0 | 0 | 0 | 0 | 0 | 0 | 0 | 0 | 0 | 0 | 0 | 0 | 0 | 0 | 0 | 0 | 0 | 0 | 0 | 0 | 0 | 0 | 0 | 0 | 0 | 0 | 0 | 0 | 0 | 0
F12_Industrial_Instruments_Existing_Miscellaneous_Natural Gas_Strategic Energy Management_A_Achievable Economic TRC Potential | F12 | Industrial | Instruments | Existing | Miscellaneous | Natural Gas | Strategic Energy Management | A | Cumulative Winter Peak Savings (MW) | Achievable Economic TRC Potential | 0 | 0 | 0 | 0 | 0 | 0 | 0 | 0 | 0 | 0 | 0 | 0 | 0 | 0 | 0 | 0 | 0 | 0 | 0 | 0 | 0 | 0 | 0 | 0 | 0 | 0 | 0 | 0 | 0 | 0 | 0
F13_Industrial_Instruments_Existing_Miscellaneous_Natural Gas_Strategic Energy Management_A_Achievable Economic TRC Potential | F13 | Industrial | Instruments | Existing | Miscellaneous | Natural Gas | Strategic Energy Management | A | Purchases (Incremental) | Achievable Economic TRC Potential | 0 | 0 | 0 | 0 | 0 | 113.0094 | 112.9474 | 112.2813 | 112.342 | 112.4349 | 111.0071 | 110.7037 | 110.4789 | 108.7246 | 109.1397 | 108.0989 | 108.1129 | 107.5688 | 106.6093 | 106.7356 | 106.2942 | 105.8808 | 105.495 | 105.1365 | 104.8049 | 0 | 0 | 0 | 0 | 0 | 0
F14_Industrial_Instruments_Existing_Miscellaneous_Natural Gas_Strategic Energy Management_A_Achievable Economic TRC Potential | F14 | Industrial | Instruments | Existing | Miscellaneous | Natural Gas | Strategic Energy Management | A | Purchases (Cumulative) | Achievable Economic TRC Potential | 0 | 0 | 0 | 0 | 0 | 113.0094 | 225.9567 | 338.238 | 450.58 | 563.0148 | 674.0219 | 784.7256 | 895.2045 | 1003.9291 | 1113.0688 | 1221.1676 | 1329.2806 | 1436.8493 | 1543.4586 | 1650.1942 | 1756.4884 | 1862.3691 | 1967.8641 | 2073.0006 | 2177.8055 | 2177.8055 | 2177.8055 | 2177.8055 | 2177.8055 | 2177.8055 | 2177.8055
F1_Industrial_Instruments_Existing_Space Heating_Natural Gas_Commissioning_A_Achievable Economic TRC Potential | F1 | Industrial | Instruments | Existing | Space Heating | Natural Gas | Commissioning | A | Original Unit Energy Savings (kWh or therms) | Achievable Economic TRC Potential | 0 | 0 | 0 | 0 | 0 | 3.6319 | 3.6141 | 3.5922 | 3.569 | 3.5446 | 3.52 | 3.4947 | 3.4695 | 3.4444 | 3.4173 | 3.3922 | 3.3675 | 3.3445 | 3.3231 | 3.3022 | 3.2825 | 3.2624 | 3.2442 | 3.227 | 3.2107 | 3.1956 | 3.1816 | 3.1686 | 0 | 0 | 0
F2_Industrial_Instruments_Existing_Space Heating_Natural Gas_Commissioning_A_Achievable Economic TRC Potential | F2 | Industrial | Instruments | Existing | Space Heating | Natural Gas | Commissioning | A | Original Unit Summer Peak Savings (kW) | Achievable Economic TRC Potential | 0 | 0 | 0 | 0 | 0 | 0 | 0 | 0 | 0 | 0 | 0 | 0 | 0 | 0 | 0 | 0 | 0 | 0 | 0 | 0 | 0 | 0 | 0 | 0 | 0 | 0 | 0 | 0 | 0 | 0 | 0
F3_Industrial_Instruments_Existing_Space Heating_Natural Gas_Commissioning_A_Achievable Economic TRC Potential | F3 | Industrial | Instruments | Existing | Space Heating | Natural Gas | Commissioning | A | Original Unit Winter Peak Savings (kW) | Achievable Economic TRC Potential | 0 | 0 | 0 | 0 | 0 | 0 | 0 | 0 | 0 | 0 | 0 | 0 | 0 | 0 | 0 | 0 | 0 | 0 | 0 | 0 | 0 | 0 | 0 | 0 | 0 | 0 | 0 | 0 | 0 | 0 | 0
F4_Industrial_Instruments_Existing_Space Heating_Natural Gas_Commissioning_A_Achievable Economic TRC Potential | F4 | Industrial | Instruments | Existing | Space Heating | Natural Gas | Commissioning | A | Standalone Impact on Baseline Energy (%) | Achievable Economic TRC Potential | 0% | 0% | 0% | 0% | 0% | 0% | 0% | 0% | 0% | 0% | 0% | 0% | 0% | 0% | 0% | 0% | 0% | 0% | 0% | 0% | 0% | 0% | 0% | 0% | 0 | 0 | 0 | 0 | 0 | 0 | 0
F5_Industrial_Instruments_Existing_Space Heating_Natural Gas_Commissioning_A_Achievable Economic TRC Potential | F5 | Industrial | Instruments | Existing | Space Heating | Natural Gas | Commissioning | A | Standalone Impact on Baseline Summer Peak (%) | Achievable Economic TRC Potential | 0% | 0% | 0% | 0% | 0% | 0% | 0% | 0% | 0% | 0% | 0% | 0% | 0% | 0% | 0% | 0% | 0% | 0% | 0% | 0% | 0% | 0% | 0% | 0% | 0 | 0 | 0 | 0 | 0 | 0 | 0
F6_Industrial_Instruments_Existing_Space Heating_Natural Gas_Commissioning_A_Achievable Economic TRC Potential | F6 | Industrial | Instruments | Existing | Space Heating | Natural Gas | Commissioning | A | Standalone Impact on Baseline Winter Peak (%) | Achievable Economic TRC Potential | 0% | 0% | 0% | 0% | 0% | 0% | 0% | 0% | 0% | 0% | 0% | 0% | 0% | 0% | 0% | 0% | 0% | 0% | 0% | 0% | 0% | 0% | 0% | 0% | 0 | 0 | 0 | 0 | 0 | 0 | 0
F7_Industrial_Instruments_Existing_Space Heating_Natural Gas_Commissioning_A_Achievable Economic TRC Potential | F7 | Industrial | Instruments | Existing | Space Heating | Natural Gas | Commissioning | A | Incremental Energy Savings (MWh or mTherms) | Achievable Economic TRC Potential | 0 | 0 | 0 | 0 | 0 | 0 | 0 | 0 | 0 | 0 | 0 | 0 | 0 | 0 | 0 | 0 | 0 | 0 | 0 | 0 | 0 | 0 | 0 | 0 | 0 | 0 | 0 | 0 | 0 | 0 | 0
F8_Industrial_Instruments_Existing_Space Heating_Natural Gas_Commissioning_A_Achievable Economic TRC Potential | F8 | Industrial | Instruments | Existing | Space Heating | Natural Gas | Commissioning | A | Incremental Summer Peak Savings (MW) | Achievable Economic TRC Potential | 0 | 0 | 0 | 0 | 0 | 0 | 0 | 0 | 0 | 0 | 0 | 0 | 0 | 0 | 0 | 0 | 0 | 0 | 0 | 0 | 0 | 0 | 0 | 0 | 0 | 0 | 0 | 0 | 0 | 0 | 0
F9_Industrial_Instruments_Existing_Space Heating_Natural Gas_Commissioning_A_Achievable Economic TRC Potential | F9 | Industrial | Instruments | Existing | Space Heating | Natural Gas | Commissioning | A | Incremental Winter Peak Savings (MW) | Achievable Economic TRC Potential | 0 | 0 | 0 | 0 | 0 | 0 | 0 | 0 | 0 | 0 | 0 | 0 | 0 | 0 | 0 | 0 | 0 | 0 | 0 | 0 | 0 | 0 | 0 | 0 | 0 | 0 | 0 | 0 | 0 | 0 | 0
F10_Industrial_Instruments_Existing_Space Heating_Natural Gas_Commissioning_A_Achievable Economic TRC Potential | F10 | Industrial | Instruments | Existing | Space Heating | Natural Gas | Commissioning | A | Cumulative Energy Savings (MWh or mTherms) | Achievable Economic TRC Potential | 0 | 0 | 0 | 0 | 0 | 0 | 0 | 0 | 0 | 0 | 0 | 0 | 0 | 0 | 0 | 0 | 0 | 0 | 0 | 0 | 0 | 0 | 0 | 0 | 0 | 0 | 0 | 0 | 0 | 0 | 0
F11_Industrial_Instruments_Existing_Space Heating_Natural Gas_Commissioning_A_Achievable Economic TRC Potential | F11 | Industrial | Instruments | Existing | Space Heating | Natural Gas | Commissioning | A | Cumulative Summer Peak Savings (MW) | Achievable Economic TRC Potential | 0 | 0 | 0 | 0 | 0 | 0 | 0 | 0 | 0 | 0 | 0 | 0 | 0 | 0 | 0 | 0 | 0 | 0 | 0 | 0 | 0 | 0 | 0 | 0 | 0 | 0 | 0 | 0 | 0 | 0 | 0
F12_Industrial_Instruments_Existing_Space Heating_Natural Gas_Commissioning_A_Achievable Economic TRC Potential | F12 | Industrial | Instruments | Existing | Space Heating | Natural Gas | Commissioning | A | Cumulative Winter Peak Savings (MW) | Achievable Economic TRC Potential | 0 | 0 | 0 | 0 | 0 | 0 | 0 | 0 | 0 | 0 | 0 | 0 | 0 | 0 | 0 | 0 | 0 | 0 | 0 | 0 | 0 | 0 | 0 | 0 | 0 | 0 | 0 | 0 | 0 | 0 | 0
F13_Industrial_Instruments_Existing_Space Heating_Natural Gas_Commissioning_A_Achievable Economic TRC Potential | F13 | Industrial | Instruments | Existing | Space Heating | Natural Gas | Commissioning | A | Purchases (Incremental) | Achievable Economic TRC Potential | 0 | 0 | 0 | 0 | 0 | 0 | 0 | 0 | 0 | 0 | 0 | 0 | 0 | 0 | 0 | 0 | 0 | 0 | 0 | 0 | 0 | 0 | 0 | 0 | 0 | 0 | 0 | 0 | 0 | 0 | 0
F14_Industrial_Instruments_Existing_Space Heating_Natural Gas_Commissioning_A_Achievable Economic TRC Potential | F14 | Industrial | Instruments | Existing | Space Heating | Natural Gas | Commissioning | A | Purchases (Cumulative) | Achievable Economic TRC Potential | 0 | 0 | 0 | 0 | 0 | 0 | 0 | 0 | 0 | 0 | 0 | 0 | 0 | 0 | 0 | 0 | 0 | 0 | 0 | 0 | 0 | 0 | 0 | 0 | 0 | 0 | 0 | 0 | 0 | 0 | 0
F1_Industrial_Instruments_Existing_Process_Natural Gas_Commissioning_A_Achievable Economic TRC Potential | F1 | Industrial | Instruments | Existing | Process | Natural Gas | Commissioning | A | Original Unit Energy Savings (kWh or therms) | Achievable Economic TRC Potential | 0 | 0 | 0 | 0 | 0 | 9.4849 | 9.4849 | 9.4849 | 9.4849 | 9.4849 | 9.4849 | 9.4849 | 9.4849 | 9.4849 | 9.4849 | 9.4849 | 9.4849 | 9.4849 | 9.4849 | 9.4849 | 9.4849 | 9.4849 | 9.4849 | 9.4849 | 9.4849 | 9.4849 | 9.4849 | 9.4849 | 0 | 0 | 0
F2_Industrial_Instruments_Existing_Process_Natural Gas_Commissioning_A_Achievable Economic TRC Potential | F2 | Industrial | Instruments | Existing | Process | Natural Gas | Commissioning | A | Original Unit Summer Peak Savings (kW) | Achievable Economic TRC Potential | 0 | 0 | 0 | 0 | 0 | 0 | 0 | 0 | 0 | 0 | 0 | 0 | 0 | 0 | 0 | 0 | 0 | 0 | 0 | 0 | 0 | 0 | 0 | 0 | 0 | 0 | 0 | 0 | 0 | 0 | 0
F3_Industrial_Instruments_Existing_Process_Natural Gas_Commissioning_A_Achievable Economic TRC Potential | F3 | Industrial | Instruments | Existing | Process | Natural Gas | Commissioning | A | Original Unit Winter Peak Savings (kW) | Achievable Economic TRC Potential | 0 | 0 | 0 | 0 | 0 | 0 | 0 | 0 | 0 | 0 | 0 | 0 | 0 | 0 | 0 | 0 | 0 | 0 | 0 | 0 | 0 | 0 | 0 | 0 | 0 | 0 | 0 | 0 | 0 | 0 | 0
F4_Industrial_Instruments_Existing_Process_Natural Gas_Commissioning_A_Achievable Economic TRC Potential | F4 | Industrial | Instruments | Existing | Process | Natural Gas | Commissioning | A | Standalone Impact on Baseline Energy (%) | Achievable Economic TRC Potential | 0% | 0% | 0% | 0% | 0% | 0% | 0% | 0% | 0% | 0% | 0% | 0% | 0% | 0% | 0% | 0% | 0% | 0% | 0% | 0% | 0% | 0% | 0% | 0% | 0 | 0 | 0 | 0 | 0 | 0 | 0
F5_Industrial_Instruments_Existing_Process_Natural Gas_Commissioning_A_Achievable Economic TRC Potential | F5 | Industrial | Instruments | Existing | Process | Natural Gas | Commissioning | A | Standalone Impact on Baseline Summer Peak (%) | Achievable Economic TRC Potential | 0% | 0% | 0% | 0% | 0% | 0% | 0% | 0% | 0% | 0% | 0% | 0% | 0% | 0% | 0% | 0% | 0% | 0% | 0% | 0% | 0% | 0% | 0% | 0% | 0 | 0 | 0 | 0 | 0 | 0 | 0
F6_Industrial_Instruments_Existing_Process_Natural Gas_Commissioning_A_Achievable Economic TRC Potential | F6 | Industrial | Instruments | Existing | Process | Natural Gas | Commissioning | A | Standalone Impact on Baseline Winter Peak (%) | Achievable Economic TRC Potential | 0% | 0% | 0% | 0% | 0% | 0% | 0% | 0% | 0% | 0% | 0% | 0% | 0% | 0% | 0% | 0% | 0% | 0% | 0% | 0% | 0% | 0% | 0% | 0% | 0 | 0 | 0 | 0 | 0 | 0 | 0
F7_Industrial_Instruments_Existing_Process_Natural Gas_Commissioning_A_Achievable Economic TRC Potential | F7 | Industrial | Instruments | Existing | Process | Natural Gas | Commissioning | A | Incremental Energy Savings (MWh or mTherms) | Achievable Economic TRC Potential | 0 | 0 | 0 | 0 | 0 | 0 | 0 | 0 | 0 | 0 | 0 | 0 | 0 | 0 | 0 | 0 | 0 | 0 | 0 | 0 | 0 | 0 | 0 | 0 | 0 | 0 | 0 | 0 | 0 | 0 | 0
F8_Industrial_Instruments_Existing_Process_Natural Gas_Commissioning_A_Achievable Economic TRC Potential | F8 | Industrial | Instruments | Existing | Process | Natural Gas | Commissioning | A | Incremental Summer Peak Savings (MW) | Achievable Economic TRC Potential | 0 | 0 | 0 | 0 | 0 | 0 | 0 | 0 | 0 | 0 | 0 | 0 | 0 | 0 | 0 | 0 | 0 | 0 | 0 | 0 | 0 | 0 | 0 | 0 | 0 | 0 | 0 | 0 | 0 | 0 | 0
F9_Industrial_Instruments_Existing_Process_Natural Gas_Commissioning_A_Achievable Economic TRC Potential | F9 | Industrial | Instruments | Existing | Process | Natural Gas | Commissioning | A | Incremental Winter Peak Savings (MW) | Achievable Economic TRC Potential | 0 | 0 | 0 | 0 | 0 | 0 | 0 | 0 | 0 | 0 | 0 | 0 | 0 | 0 | 0 | 0 | 0 | 0 | 0 | 0 | 0 | 0 | 0 | 0 | 0 | 0 | 0 | 0 | 0 | 0 | 0
F10_Industrial_Instruments_Existing_Process_Natural Gas_Commissioning_A_Achievable Economic TRC Potential | F10 | Industrial | Instruments | Existing | Process | Natural Gas | Commissioning | A | Cumulative Energy Savings (MWh or mTherms) | Achievable Economic TRC Potential | 0 | 0 | 0 | 0 | 0 | 0 | 0 | 0 | 0 | 0 | 0 | 0 | 0 | 0 | 0 | 0 | 0 | 0 | 0 | 0 | 0 | 0 | 0 | 0 | 0 | 0 | 0 | 0 | 0 | 0 | 0
F11_Industrial_Instruments_Existing_Process_Natural Gas_Commissioning_A_Achievable Economic TRC Potential | F11 | Industrial | Instruments | Existing | Process | Natural Gas | Commissioning | A | Cumulative Summer Peak Savings (MW) | Achievable Economic TRC Potential | 0 | 0 | 0 | 0 | 0 | 0 | 0 | 0 | 0 | 0 | 0 | 0 | 0 | 0 | 0 | 0 | 0 | 0 | 0 | 0 | 0 | 0 | 0 | 0 | 0 | 0 | 0 | 0 | 0 | 0 | 0
F12_Industrial_Instruments_Existing_Process_Natural Gas_Commissioning_A_Achievable Economic TRC Potential | F12 | Industrial | Instruments | Existing | Process | Natural Gas | Commissioning | A | Cumulative Winter Peak Savings (MW) | Achievable Economic TRC Potential | 0 | 0 | 0 | 0 | 0 | 0 | 0 | 0 | 0 | 0 | 0 | 0 | 0 | 0 | 0 | 0 | 0 | 0 | 0 | 0 | 0 | 0 | 0 | 0 | 0 | 0 | 0 | 0 | 0 | 0 | 0
F13_Industrial_Instruments_Existing_Process_Natural Gas_Commissioning_A_Achievable Economic TRC Potential | F13 | Industrial | Instruments | Existing | Process | Natural Gas | Commissioning | A | Purchases (Incremental) | Achievable Economic TRC Potential | 0 | 0 | 0 | 0 | 0 | 0 | 0 | 0 | 0 | 0 | 0 | 0 | 0 | 0 | 0 | 0 | 0 | 0 | 0 | 0 | 0 | 0 | 0 | 0 | 0 | 0 | 0 | 0 | 0 | 0 | 0
F14_Industrial_Instruments_Existing_Process_Natural Gas_Commissioning_A_Achievable Economic TRC Potential | F14 | Industrial | Instruments | Existing | Process | Natural Gas | Commissioning | A | Purchases (Cumulative) | Achievable Economic TRC Potential | 0 | 0 | 0 | 0 | 0 | 0 | 0 | 0 | 0 | 0 | 0 | 0 | 0 | 0 | 0 | 0 | 0 | 0 | 0 | 0 | 0 | 0 | 0 | 0 | 0 | 0 | 0 | 0 | 0 | 0 | 0
F1_Industrial_Instruments_Existing_Space Heating_Natural Gas_Retrocommissioning_A_Achievable Economic TRC Potential | F1 | Industrial | Instruments | Existing | Space Heating | Natural Gas | Retrocommissioning | A | Original Unit Energy Savings (kWh or therms) | Achievable Economic TRC Potential | 0 | 0 | 0 | 0 | 0 | 0.50444 | 0.50198 | 0.49893 | 0.4957 | 0.49233 | 0.4889 | 0.48538 | 0.48188 | 0.4784 | 0.47464 | 0.47116 | 0.46772 | 0.46453 | 0.46155 | 0.45866 | 0.45592 | 0.45312 | 0.4506 | 0.44821 | 0.44594 | 0.44384 | 0.4419 | 0.4401 | 0 | 0 | 0
F2_Industrial_Instruments_Existing_Space Heating_Natural Gas_Retrocommissioning_A_Achievable Economic TRC Potential | F2 | Industrial | Instruments | Existing | Space Heating | Natural Gas | Retrocommissioning | A | Original Unit Summer Peak Savings (kW) | Achievable Economic TRC Potential | 0 | 0 | 0 | 0 | 0 | 0 | 0 | 0 | 0 | 0 | 0 | 0 | 0 | 0 | 0 | 0 | 0 | 0 | 0 | 0 | 0 | 0 | 0 | 0 | 0 | 0 | 0 | 0 | 0 | 0 | 0
F3_Industrial_Instruments_Existing_Space Heating_Natural Gas_Retrocommissioning_A_Achievable Economic TRC Potential | F3 | Industrial | Instruments | Existing | Space Heating | Natural Gas | Retrocommissioning | A | Original Unit Winter Peak Savings (kW) | Achievable Economic TRC Potential | 0 | 0 | 0 | 0 | 0 | 0 | 0 | 0 | 0 | 0 | 0 | 0 | 0 | 0 | 0 | 0 | 0 | 0 | 0 | 0 | 0 | 0 | 0 | 0 | 0 | 0 | 0 | 0 | 0 | 0 | 0
F4_Industrial_Instruments_Existing_Space Heating_Natural Gas_Retrocommissioning_A_Achievable Economic TRC Potential | F4 | Industrial | Instruments | Existing | Space Heating | Natural Gas | Retrocommissioning | A | Standalone Impact on Baseline Energy (%) | Achievable Economic TRC Potential | 0% | 0% | 0% | 0% | 0% | 0.0124% | 0.0248% | 0.03734% | 0.04972% | 0.06207% | 0.07527% | 0.08787% | 0.1004% | 0.1145% | 0.1264% | 0.14% | 0.1524% | 0.1656% | 0.1795% | 0.1917% | 0.2048% | 0.218% | 0.2312% | 0.2444% | 0.0025759 | 0.0025834 | 0.0025903 | 0.0025966 | 0 | 0 | 0
F5_Industrial_Instruments_Existing_Space Heating_Natural Gas_Retrocommissioning_A_Achievable Economic TRC Potential | F5 | Industrial | Instruments | Existing | Space Heating | Natural Gas | Retrocommissioning | A | Standalone Impact on Baseline Summer Peak (%) | Achievable Economic TRC Potential | 0% | 0% | 0% | 0% | 0% | 0% | 0% | 0% | 0% | 0% | 0% | 0% | 0% | 0% | 0% | 0% | 0% | 0% | 0% | 0% | 0% | 0% | 0% | 0% | 0 | 0 | 0 | 0 | 0 | 0 | 0
F6_Industrial_Instruments_Existing_Space Heating_Natural Gas_Retrocommissioning_A_Achievable Economic TRC Potential | F6 | Industrial | Instruments | Existing | Space Heating | Natural Gas | Retrocommissioning | A | Standalone Impact on Baseline Winter Peak (%) | Achievable Economic TRC Potential | 0% | 0% | 0% | 0% | 0% | 0% | 0% | 0% | 0% | 0% | 0% | 0% | 0% | 0% | 0% | 0% | 0% | 0% | 0% | 0% | 0% | 0% | 0% | 0% | 0 | 0 | 0 | 0 | 0 | 0 | 0
F7_Industrial_Instruments_Existing_Space Heating_Natural Gas_Retrocommissioning_A_Achievable Economic TRC Potential | F7 | Industrial | Instruments | Existing | Space Heating | Natural Gas | Retrocommissioning | A | Incremental Energy Savings (MWh or mTherms) | Achievable Economic TRC Potential | 0 | 0 | 0 | 0 | 0 | 0.044339 | 0.044098 | 0.043571 | 0.043313 | 0.043054 | 0.042211 | 0.041793 | 0.041407 | 0.040455 | 0.04029 | 0.039613 | 0.039329 | 0.038865 | 0.038271 | 0.038076 | 0.037692 | 0.037315 | 0.036972 | 0.036651 | 0.036351 | 0 | 0 | 0 | 0 | 0 | 0
F8_Industrial_Instruments_Existing_Space Heating_Natural Gas_Retrocommissioning_A_Achievable Economic TRC Potential | F8 | Industrial | Instruments | Existing | Space Heating | Natural Gas | Retrocommissioning | A | Incremental Summer Peak Savings (MW) | Achievable Economic TRC Potential | 0 | 0 | 0 | 0 | 0 | 0 | 0 | 0 | 0 | 0 | 0 | 0 | 0 | 0 | 0 | 0 | 0 | 0 | 0 | 0 | 0 | 0 | 0 | 0 | 0 | 0 | 0 | 0 | 0 | 0 | 0
F9_Industrial_Instruments_Existing_Space Heating_Natural Gas_Retrocommissioning_A_Achievable Economic TRC Potential | F9 | Industrial | Instruments | Existing | Space Heating | Natural Gas | Retrocommissioning | A | Incremental Winter Peak Savings (MW) | Achievable Economic TRC Potential | 0 | 0 | 0 | 0 | 0 | 0 | 0 | 0 | 0 | 0 | 0 | 0 | 0 | 0 | 0 | 0 | 0 | 0 | 0 | 0 | 0 | 0 | 0 | 0 | 0 | 0 | 0 | 0 | 0 | 0 | 0
F10_Industrial_Instruments_Existing_Space Heating_Natural Gas_Retrocommissioning_A_Achievable Economic TRC Potential | F10 | Industrial | Instruments | Existing | Space Heating | Natural Gas | Retrocommissioning | A | Cumulative Energy Savings (MWh or mTherms) | Achievable Economic TRC Potential | 0 | 0 | 0 | 0 | 0 | 0.044339 | 0.08822 | 0.13125 | 0.17372 | 0.21559 | 0.2563 | 0.29625 | 0.33552 | 0.37355 | 0.4109 | 0.4475 | 0.48357 | 0.51913 | 0.55408 | 0.58868 | 0.62286 | 0.65635 | 0.68966 | 0.72266 | 0.75536 | 0.7518 | 0.74851 | 0.74546 | 0 | 0 | 0
F11_Industrial_Instruments_Existing_Space Heating_Natural Gas_Retrocommissioning_A_Achievable Economic TRC Potential | F11 | Industrial | Instruments | Existing | Space Heating | Natural Gas | Retrocommissioning | A | Cumulative Summer Peak Savings (MW) | Achievable Economic TRC Potential | 0 | 0 | 0 | 0 | 0 | 0 | 0 | 0 | 0 | 0 | 0 | 0 | 0 | 0 | 0 | 0 | 0 | 0 | 0 | 0 | 0 | 0 | 0 | 0 | 0 | 0 | 0 | 0 | 0 | 0 | 0
F12_Industrial_Instruments_Existing_Space Heating_Natural Gas_Retrocommissioning_A_Achievable Economic TRC Potential | F12 | Industrial | Instruments | Existing | Space Heating | Natural Gas | Retrocommissioning | A | Cumulative Winter Peak Savings (MW) | Achievable Economic TRC Potential | 0 | 0 | 0 | 0 | 0 | 0 | 0 | 0 | 0 | 0 | 0 | 0 | 0 | 0 | 0 | 0 | 0 | 0 | 0 | 0 | 0 | 0 | 0 | 0 | 0 | 0 | 0 | 0 | 0 | 0 | 0
F13_Industrial_Instruments_Existing_Space Heating_Natural Gas_Retrocommissioning_A_Achievable Economic TRC Potential | F13 | Industrial | Instruments | Existing | Space Heating | Natural Gas | Retrocommissioning | A | Purchases (Incremental) | Achievable Economic TRC Potential | 0 | 0 | 0 | 0 | 0 | 87.8962 | 87.8479 | 87.3299 | 87.3771 | 87.4493 | 86.3388 | 86.1029 | 85.9281 | 84.5635 | 84.8864 | 84.0769 | 84.0878 | 83.6646 | 82.9183 | 83.0165 | 82.6733 | 82.3517 | 82.0516 | 81.7728 | 81.5149 | 0 | 0 | 0 | 0 | 0 | 0
F14_Industrial_Instruments_Existing_Space Heating_Natural Gas_Retrocommissioning_A_Achievable Economic TRC Potential | F14 | Industrial | Instruments | Existing | Space Heating | Natural Gas | Retrocommissioning | A | Purchases (Cumulative) | Achievable Economic TRC Potential | 0 | 0 | 0 | 0 | 0 | 87.8962 | 175.7441 | 263.074 | 350.4511 | 437.9004 | 524.2392 | 610.3421 | 696.2702 | 780.8337 | 865.7201 | 949.7971 | 1033.8849 | 1117.5495 | 1200.4678 | 1283.4844 | 1366.1576 | 1448.5093 | 1530.561 | 1612.3338 | 1693.8487 | 1693.8487 | 1693.8487 | 1693.8487 | 1693.8487 | 1693.8487 | 1693.8487
F1_Industrial_Instruments_Existing_Process_Natural Gas_Retrocommissioning_A_Achievable Economic TRC Potential | F1 | Industrial | Instruments | Existing | Process | Natural Gas | Retrocommissioning | A | Original Unit Energy Savings (kWh or therms) | Achievable Economic TRC Potential | 0 | 0 | 0 | 0 | 0 | 0 | 0 | 0 | 0 | 0 | 0 | 0 | 0 | 0 | 0 | 0 | 0 | 0 | 0 | 0 | 0 | 0 | 0 | 0 | 0 | 0 | 0 | 0 | 0 | 0 | 0
F2_Industrial_Instruments_Existing_Process_Natural Gas_Retrocommissioning_A_Achievable Economic TRC Potential | F2 | Industrial | Instruments | Existing | Process | Natural Gas | Retrocommissioning | A | Original Unit Summer Peak Savings (kW) | Achievable Economic TRC Potential | 0 | 0 | 0 | 0 | 0 | 0 | 0 | 0 | 0 | 0 | 0 | 0 | 0 | 0 | 0 | 0 | 0 | 0 | 0 | 0 | 0 | 0 | 0 | 0 | 0 | 0 | 0 | 0 | 0 | 0 | 0
F3_Industrial_Instruments_Existing_Process_Natural Gas_Retrocommissioning_A_Achievable Economic TRC Potential | F3 | Industrial | Instruments | Existing | Process | Natural Gas | Retrocommissioning | A | Original Unit Winter Peak Savings (kW) | Achievable Economic TRC Potential | 0 | 0 | 0 | 0 | 0 | 0 | 0 | 0 | 0 | 0 | 0 | 0 | 0 | 0 | 0 | 0 | 0 | 0 | 0 | 0 | 0 | 0 | 0 | 0 | 0 | 0 | 0 | 0 | 0 | 0 | 0
F4_Industrial_Instruments_Existing_Process_Natural Gas_Retrocommissioning_A_Achievable Economic TRC Potential | F4 | Industrial | Instruments | Existing | Process | Natural Gas | Retrocommissioning | A | Standalone Impact on Baseline Energy (%) | Achievable Economic TRC Potential | 0% | 0% | 0% | 0% | 0% | 0% | 0% | 0% | 0% | 0% | 0% | 0% | 0% | 0% | 0% | 0% | 0% | 0% | 0% | 0% | 0% | 0% | 0% | 0% | 0 | 0 | 0 | 0 | 0 | 0 | 0
F5_Industrial_Instruments_Existing_Process_Natural Gas_Retrocommissioning_A_Achievable Economic TRC Potential | F5 | Industrial | Instruments | Existing | Process | Natural Gas | Retrocommissioning | A | Standalone Impact on Baseline Summer Peak (%) | Achievable Economic TRC Potential | 0% | 0% | 0% | 0% | 0% | 0% | 0% | 0% | 0% | 0% | 0% | 0% | 0% | 0% | 0% | 0% | 0% | 0% | 0% | 0% | 0% | 0% | 0% | 0% | 0 | 0 | 0 | 0 | 0 | 0 | 0
F6_Industrial_Instruments_Existing_Process_Natural Gas_Retrocommissioning_A_Achievable Economic TRC Potential | F6 | Industrial | Instruments | Existing | Process | Natural Gas | Retrocommissioning | A | Standalone Impact on Baseline Winter Peak (%) | Achievable Economic TRC Potential | 0% | 0% | 0% | 0% | 0% | 0% | 0% | 0% | 0% | 0% | 0% | 0% | 0% | 0% | 0% | 0% | 0% | 0% | 0% | 0% | 0% | 0% | 0% | 0% | 0 | 0 | 0 | 0 | 0 | 0 | 0
F7_Industrial_Instruments_Existing_Process_Natural Gas_Retrocommissioning_A_Achievable Economic TRC Potential | F7 | Industrial | Instruments | Existing | Process | Natural Gas | Retrocommissioning | A | Incremental Energy Savings (MWh or mTherms) | Achievable Economic TRC Potential | 0 | 0 | 0 | 0 | 0 | 0 | 0 | 0 | 0 | 0 | 0 | 0 | 0 | 0 | 0 | 0 | 0 | 0 | 0 | 0 | 0 | 0 | 0 | 0 | 0 | 0 | 0 | 0 | 0 | 0 | 0
F8_Industrial_Instruments_Existing_Process_Natural Gas_Retrocommissioning_A_Achievable Economic TRC Potential | F8 | Industrial | Instruments | Existing | Process | Natural Gas | Retrocommissioning | A | Incremental Summer Peak Savings (MW) | Achievable Economic TRC Potential | 0 | 0 | 0 | 0 | 0 | 0 | 0 | 0 | 0 | 0 | 0 | 0 | 0 | 0 | 0 | 0 | 0 | 0 | 0 | 0 | 0 | 0 | 0 | 0 | 0 | 0 | 0 | 0 | 0 | 0 | 0
F9_Industrial_Instruments_Existing_Process_Natural Gas_Retrocommissioning_A_Achievable Economic TRC Potential | F9 | Industrial | Instruments | Existing | Process | Natural Gas | Retrocommissioning | A | Incremental Winter Peak Savings (MW) | Achievable Economic TRC Potential | 0 | 0 | 0 | 0 | 0 | 0 | 0 | 0 | 0 | 0 | 0 | 0 | 0 | 0 | 0 | 0 | 0 | 0 | 0 | 0 | 0 | 0 | 0 | 0 | 0 | 0 | 0 | 0 | 0 | 0 | 0
F10_Industrial_Instruments_Existing_Process_Natural Gas_Retrocommissioning_A_Achievable Economic TRC Potential | F10 | Industrial | Instruments | Existing | Process | Natural Gas | Retrocommissioning | A | Cumulative Energy Savings (MWh or mTherms) | Achievable Economic TRC Potential | 0 | 0 | 0 | 0 | 0 | 0 | 0 | 0 | 0 | 0 | 0 | 0 | 0 | 0 | 0 | 0 | 0 | 0 | 0 | 0 | 0 | 0 | 0 | 0 | 0 | 0 | 0 | 0 | 0 | 0 | 0
F11_Industrial_Instruments_Existing_Process_Natural Gas_Retrocommissioning_A_Achievable Economic TRC Potential | F11 | Industrial | Instruments | Existing | Process | Natural Gas | Retrocommissioning | A | Cumulative Summer Peak Savings (MW) | Achievable Economic TRC Potential | 0 | 0 | 0 | 0 | 0 | 0 | 0 | 0 | 0 | 0 | 0 | 0 | 0 | 0 | 0 | 0 | 0 | 0 | 0 | 0 | 0 | 0 | 0 | 0 | 0 | 0 | 0 | 0 | 0 | 0 | 0
F12_Industrial_Instruments_Existing_Process_Natural Gas_Retrocommissioning_A_Achievable Economic TRC Potential | F12 | Industrial | Instruments | Existing | Process | Natural Gas | Retrocommissioning | A | Cumulative Winter Peak Savings (MW) | Achievable Economic TRC Potential | 0 | 0 | 0 | 0 | 0 | 0 | 0 | 0 | 0 | 0 | 0 | 0 | 0 | 0 | 0 | 0 | 0 | 0 | 0 | 0 | 0 | 0 | 0 | 0 | 0 | 0 | 0 | 0 | 0 | 0 | 0
F13_Industrial_Instruments_Existing_Process_Natural Gas_Retrocommissioning_A_Achievable Economic TRC Potential | F13 | Industrial | Instruments | Existing | Process | Natural Gas | Retrocommissioning | A | Purchases (Incremental) | Achievable Economic TRC Potential | 0 | 0 | 0 | 0 | 0 | 87.8962 | 87.8479 | 87.3299 | 87.3771 | 87.4493 | 86.3388 | 86.1029 | 85.9281 | 84.5635 | 84.8864 | 84.0769 | 84.0878 | 83.6646 | 82.9183 | 83.0165 | 82.6733 | 82.3517 | 82.0516 | 81.7728 | 81.5149 | 0 | 0 | 0 | 0 | 0 | 0
F14_Industrial_Instruments_Existing_Process_Natural Gas_Retrocommissioning_A_Achievable Economic TRC Potential | F14 | Industrial | Instruments | Existing | Process | Natural Gas | Retrocommissioning | A | Purchases (Cumulative) | Achievable Economic TRC Potential | 0 | 0 | 0 | 0 | 0 | 87.8962 | 175.7441 | 263.074 | 350.4511 | 437.9004 | 524.2392 | 610.3421 | 696.2702 | 780.8337 | 865.7201 | 949.7971 | 1033.8849 | 1117.5495 | 1200.4678 | 1283.4844 | 1366.1576 | 1448.5093 | 1530.561 | 1612.3338 | 1693.8487 | 1693.8487 | 1693.8487 | 1693.8487 | 1693.8487 | 1693.8487 | 1693.8487
F1_Industrial_Instruments_New_Space Heating_Natural Gas_Insulation - Roof/Ceiling_A_Achievable Economic TRC Potential | F1 | Industrial | Instruments | New | Space Heating | Natural Gas | Insulation - Roof/Ceiling | A | Original Unit Energy Savings (kWh or therms) | Achievable Economic TRC Potential | 0 | 0 | 0 | 0 | 0 | 0.093892 | 0.092679 | 0.091794 | 0.091122 | 0.090592 | 0.090164 | 0.089662 | 0.089136 | 0.088616 | 0.088114 | 0.08772 | 0.087409 | 0.087162 | 0.08677 | 0.086483 | 0.086275 | 0.086113 | 0.086113 | 0.086113 | 0.086113 | 0.086113 | 0.086113 | 0.086113 | 0 | 0 | 0
F2_Industrial_Instruments_New_Space Heating_Natural Gas_Insulation - Roof/Ceiling_A_Achievable Economic TRC Potential | F2 | Industrial | Instruments | New | Space Heating | Natural Gas | Insulation - Roof/Ceiling | A | Original Unit Summer Peak Savings (kW) | Achievable Economic TRC Potential | 0 | 0 | 0 | 0 | 0 | 0 | 0 | 0 | 0 | 0 | 0 | 0 | 0 | 0 | 0 | 0 | 0 | 0 | 0 | 0 | 0 | 0 | 0 | 0 | 0 | 0 | 0 | 0 | 0 | 0 | 0
F3_Industrial_Instruments_New_Space Heating_Natural Gas_Insulation - Roof/Ceiling_A_Achievable Economic TRC Potential | F3 | Industrial | Instruments | New | Space Heating | Natural Gas | Insulation - Roof/Ceiling | A | Original Unit Winter Peak Savings (kW) | Achievable Economic TRC Potential | 0 | 0 | 0 | 0 | 0 | 0 | 0 | 0 | 0 | 0 | 0 | 0 | 0 | 0 | 0 | 0 | 0 | 0 | 0 | 0 | 0 | 0 | 0 | 0 | 0 | 0 | 0 | 0 | 0 | 0 | 0
F4_Industrial_Instruments_New_Space Heating_Natural Gas_Insulation - Roof/Ceiling_A_Achievable Economic TRC Potential | F4 | Industrial | Instruments | New | Space Heating | Natural Gas | Insulation - Roof/Ceiling | A | Standalone Impact on Baseline Energy (%) | Achievable Economic TRC Potential | 0% | 0% | 0% | 0% | 0% | 0% | 0% | 0% | 0% | 0% | 0% | 0% | 0% | 0% | 0% | 0% | 0% | 0% | 0% | 0% | 0% | 0% | 0% | 0% | 0 | 0 | 0 | 0 | 0 | 0 | 0
F5_Industrial_Instruments_New_Space Heating_Natural Gas_Insulation - Roof/Ceiling_A_Achievable Economic TRC Potential | F5 | Industrial | Instruments | New | Space Heating | Natural Gas | Insulation - Roof/Ceiling | A | Standalone Impact on Baseline Summer Peak (%) | Achievable Economic TRC Potential | 0% | 0% | 0% | 0% | 0% | 0% | 0% | 0% | 0% | 0% | 0% | 0% | 0% | 0% | 0% | 0% | 0% | 0% | 0% | 0% | 0% | 0% | 0% | 0% | 0 | 0 | 0 | 0 | 0 | 0 | 0
F6_Industrial_Instruments_New_Space Heating_Natural Gas_Insulation - Roof/Ceiling_A_Achievable Economic TRC Potential | F6 | Industrial | Instruments | New | Space Heating | Natural Gas | Insulation - Roof/Ceiling | A | Standalone Impact on Baseline Winter Peak (%) | Achievable Economic TRC Potential | 0% | 0% | 0% | 0% | 0% | 0% | 0% | 0% | 0% | 0% | 0% | 0% | 0% | 0% | 0% | 0% | 0% | 0% | 0% | 0% | 0% | 0% | 0% | 0% | 0 | 0 | 0 | 0 | 0 | 0 | 0
F7_Industrial_Instruments_New_Space Heating_Natural Gas_Insulation - Roof/Ceiling_A_Achievable Economic TRC Potential | F7 | Industrial | Instruments | New | Space Heating | Natural Gas | Insulation - Roof/Ceiling | A | Incremental Energy Savings (MWh or mTherms) | Achievable Economic TRC Potential | 0 | 0 | 0 | 0 | 0 | 0 | 0 | 0 | 0 | 0 | 0 | 0 | 0 | 0 | 0 | 0 | 0 | 0 | 0 | 0 | 0 | 0 | 0 | 0 | 0 | 0 | 0 | 0 | 0 | 0 | 0
F8_Industrial_Instruments_New_Space Heating_Natural Gas_Insulation - Roof/Ceiling_A_Achievable Economic TRC Potential | F8 | Industrial | Instruments | New | Space Heating | Natural Gas | Insulation - Roof/Ceiling | A | Incremental Summer Peak Savings (MW) | Achievable Economic TRC Potential | 0 | 0 | 0 | 0 | 0 | 0 | 0 | 0 | 0 | 0 | 0 | 0 | 0 | 0 | 0 | 0 | 0 | 0 | 0 | 0 | 0 | 0 | 0 | 0 | 0 | 0 | 0 | 0 | 0 | 0 | 0
F9_Industrial_Instruments_New_Space Heating_Natural Gas_Insulation - Roof/Ceiling_A_Achievable Economic TRC Potential | F9 | Industrial | Instruments | New | Space Heating | Natural Gas | Insulation - Roof/Ceiling | A | Incremental Winter Peak Savings (MW) | Achievable Economic TRC Potential | 0 | 0 | 0 | 0 | 0 | 0 | 0 | 0 | 0 | 0 | 0 | 0 | 0 | 0 | 0 | 0 | 0 | 0 | 0 | 0 | 0 | 0 | 0 | 0 | 0 | 0 | 0 | 0 | 0 | 0 | 0
F10_Industrial_Instruments_New_Space Heating_Natural Gas_Insulation - Roof/Ceiling_A_Achievable Economic TRC Potential | F10 | Industrial | Instruments | New | Space Heating | Natural Gas | Insulation - Roof/Ceiling | A | Cumulative Energy Savings (MWh or mTherms) | Achievable Economic TRC Potential | 0 | 0 | 0 | 0 | 0 | 0 | 0 | 0 | 0 | 0 | 0 | 0 | 0 | 0 | 0 | 0 | 0 | 0 | 0 | 0 | 0 | 0 | 0 | 0 | 0 | 0 | 0 | 0 | 0 | 0 | 0
F11_Industrial_Instruments_New_Space Heating_Natural Gas_Insulation - Roof/Ceiling_A_Achievable Economic TRC Potential | F11 | Industrial | Instruments | New | Space Heating | Natural Gas | Insulation - Roof/Ceiling | A | Cumulative Summer Peak Savings (MW) | Achievable Economic TRC Potential | 0 | 0 | 0 | 0 | 0 | 0 | 0 | 0 | 0 | 0 | 0 | 0 | 0 | 0 | 0 | 0 | 0 | 0 | 0 | 0 | 0 | 0 | 0 | 0 | 0 | 0 | 0 | 0 | 0 | 0 | 0
F12_Industrial_Instruments_New_Space Heating_Natural Gas_Insulation - Roof/Ceiling_A_Achievable Economic TRC Potential | F12 | Industrial | Instruments | New | Space Heating | Natural Gas | Insulation - Roof/Ceiling | A | Cumulative Winter Peak Savings (MW) | Achievable Economic TRC Potential | 0 | 0 | 0 | 0 | 0 | 0 | 0 | 0 | 0 | 0 | 0 | 0 | 0 | 0 | 0 | 0 | 0 | 0 | 0 | 0 | 0 | 0 | 0 | 0 | 0 | 0 | 0 | 0 | 0 | 0 | 0
F13_Industrial_Instruments_New_Space Heating_Natural Gas_Insulation - Roof/Ceiling_A_Achievable Economic TRC Potential | F13 | Industrial | Instruments | New | Space Heating | Natural Gas | Insulation - Roof/Ceiling | A | Purchases (Incremental) | Achievable Economic TRC Potential | 0 | 0 | 0 | 0 | 0 | 0 | 0 | 0 | 0 | 0 | 0 | 0 | 0 | 0 | 0 | 0 | 0 | 0 | 0 | 0 | 0 | 0 | 0 | 0 | 0 | 0 | 0 | 0 | 0 | 0 | 0
F14_Industrial_Instruments_New_Space Heating_Natural Gas_Insulation - Roof/Ceiling_A_Achievable Economic TRC Potential | F14 | Industrial | Instruments | New | Space Heating | Natural Gas | Insulation - Roof/Ceiling | A | Purchases (Cumulative) | Achievable Economic TRC Potential | 0 | 0 | 0 | 0 | 0 | 0 | 0 | 0 | 0 | 0 | 0 | 0 | 0 | 0 | 0 | 0 | 0 | 0 | 0 | 0 | 0 | 0 | 0 | 0 | 0 | 0 | 0 | 0 | 0 | 0 | 0
F1_Industrial_Instruments_New_Space Heating_Natural Gas_Insulation - Wall Cavity_A_Achievable Economic TRC Potential | F1 | Industrial | Instruments | New | Space Heating | Natural Gas | Insulation - Wall Cavity | A | Original Unit Energy Savings (kWh or therms) | Achievable Economic TRC Potential | 0 | 0 | 0 | 0 | 0 | 0.016909 | 0.016691 | 0.016531 | 0.01641 | 0.016315 | 0.016238 | 0.016147 | 0.016053 | 0.015959 | 0.015869 | 0.015798 | 0.015742 | 0.015697 | 0.015627 | 0.015575 | 0.015537 | 0.015508 | 0.015508 | 0.015508 | 0.015508 | 0.015508 | 0.015508 | 0.015508 | 0 | 0 | 0
F2_Industrial_Instruments_New_Space Heating_Natural Gas_Insulation - Wall Cavity_A_Achievable Economic TRC Potential | F2 | Industrial | Instruments | New | Space Heating | Natural Gas | Insulation - Wall Cavity | A | Original Unit Summer Peak Savings (kW) | Achievable Economic TRC Potential | 0 | 0 | 0 | 0 | 0 | 0 | 0 | 0 | 0 | 0 | 0 | 0 | 0 | 0 | 0 | 0 | 0 | 0 | 0 | 0 | 0 | 0 | 0 | 0 | 0 | 0 | 0 | 0 | 0 | 0 | 0
F3_Industrial_Instruments_New_Space Heating_Natural Gas_Insulation - Wall Cavity_A_Achievable Economic TRC Potential | F3 | Industrial | Instruments | New | Space Heating | Natural Gas | Insulation - Wall Cavity | A | Original Unit Winter Peak Savings (kW) | Achievable Economic TRC Potential | 0 | 0 | 0 | 0 | 0 | 0 | 0 | 0 | 0 | 0 | 0 | 0 | 0 | 0 | 0 | 0 | 0 | 0 | 0 | 0 | 0 | 0 | 0 | 0 | 0 | 0 | 0 | 0 | 0 | 0 | 0
F4_Industrial_Instruments_New_Space Heating_Natural Gas_Insulation - Wall Cavity_A_Achievable Economic TRC Potential | F4 | Industrial | Instruments | New | Space Heating | Natural Gas | Insulation - Wall Cavity | A | Standalone Impact on Baseline Energy (%) | Achievable Economic TRC Potential | 0% | 0% | 0% | 0% | 0% | 0% | 0% | 0% | 0% | 0% | 0% | 0% | 0% | 0% | 0% | 0% | 0% | 0% | 0% | 0% | 0% | 0% | 0% | 0% | 0 | 0 | 0 | 0 | 0 | 0 | 0
F5_Industrial_Instruments_New_Space Heating_Natural Gas_Insulation - Wall Cavity_A_Achievable Economic TRC Potential | F5 | Industrial | Instruments | New | Space Heating | Natural Gas | Insulation - Wall Cavity | A | Standalone Impact on Baseline Summer Peak (%) | Achievable Economic TRC Potential | 0% | 0% | 0% | 0% | 0% | 0% | 0% | 0% | 0% | 0% | 0% | 0% | 0% | 0% | 0% | 0% | 0% | 0% | 0% | 0% | 0% | 0% | 0% | 0% | 0 | 0 | 0 | 0 | 0 | 0 | 0
F6_Industrial_Instruments_New_Space Heating_Natural Gas_Insulation - Wall Cavity_A_Achievable Economic TRC Potential | F6 | Industrial | Instruments | New | Space Heating | Natural Gas | Insulation - Wall Cavity | A | Standalone Impact on Baseline Winter Peak (%) | Achievable Economic TRC Potential | 0% | 0% | 0% | 0% | 0% | 0% | 0% | 0% | 0% | 0% | 0% | 0% | 0% | 0% | 0% | 0% | 0% | 0% | 0% | 0% | 0% | 0% | 0% | 0% | 0 | 0 | 0 | 0 | 0 | 0 | 0
F7_Industrial_Instruments_New_Space Heating_Natural Gas_Insulation - Wall Cavity_A_Achievable Economic TRC Potential | F7 | Industrial | Instruments | New | Space Heating | Natural Gas | Insulation - Wall Cavity | A | Incremental Energy Savings (MWh or mTherms) | Achievable Economic TRC Potential | 0 | 0 | 0 | 0 | 0 | 0 | 0 | 0 | 0 | 0 | 0 | 0 | 0 | 0 | 0 | 0 | 0 | 0 | 0 | 0 | 0 | 0 | 0 | 0 | 0 | 0 | 0 | 0 | 0 | 0 | 0
F8_Industrial_Instruments_New_Space Heating_Natural Gas_Insulation - Wall Cavity_A_Achievable Economic TRC Potential | F8 | Industrial | Instruments | New | Space Heating | Natural Gas | Insulation - Wall Cavity | A | Incremental Summer Peak Savings (MW) | Achievable Economic TRC Potential | 0 | 0 | 0 | 0 | 0 | 0 | 0 | 0 | 0 | 0 | 0 | 0 | 0 | 0 | 0 | 0 | 0 | 0 | 0 | 0 | 0 | 0 | 0 | 0 | 0 | 0 | 0 | 0 | 0 | 0 | 0
F9_Industrial_Instruments_New_Space Heating_Natural Gas_Insulation - Wall Cavity_A_Achievable Economic TRC Potential | F9 | Industrial | Instruments | New | Space Heating | Natural Gas | Insulation - Wall Cavity | A | Incremental Winter Peak Savings (MW) | Achievable Economic TRC Potential | 0 | 0 | 0 | 0 | 0 | 0 | 0 | 0 | 0 | 0 | 0 | 0 | 0 | 0 | 0 | 0 | 0 | 0 | 0 | 0 | 0 | 0 | 0 | 0 | 0 | 0 | 0 | 0 | 0 | 0 | 0
F10_Industrial_Instruments_New_Space Heating_Natural Gas_Insulation - Wall Cavity_A_Achievable Economic TRC Potential | F10 | Industrial | Instruments | New | Space Heating | Natural Gas | Insulation - Wall Cavity | A | Cumulative Energy Savings (MWh or mTherms) | Achievable Economic TRC Potential | 0 | 0 | 0 | 0 | 0 | 0 | 0 | 0 | 0 | 0 | 0 | 0 | 0 | 0 | 0 | 0 | 0 | 0 | 0 | 0 | 0 | 0 | 0 | 0 | 0 | 0 | 0 | 0 | 0 | 0 | 0
F11_Industrial_Instruments_New_Space Heating_Natural Gas_Insulation - Wall Cavity_A_Achievable Economic TRC Potential | F11 | Industrial | Instruments | New | Space Heating | Natural Gas | Insulation - Wall Cavity | A | Cumulative Summer Peak Savings (MW) | Achievable Economic TRC Potential | 0 | 0 | 0 | 0 | 0 | 0 | 0 | 0 | 0 | 0 | 0 | 0 | 0 | 0 | 0 | 0 | 0 | 0 | 0 | 0 | 0 | 0 | 0 | 0 | 0 | 0 | 0 | 0 | 0 | 0 | 0
F12_Industrial_Instruments_New_Space Heating_Natural Gas_Insulation - Wall Cavity_A_Achievable Economic TRC Potential | F12 | Industrial | Instruments | New | Space Heating | Natural Gas | Insulation - Wall Cavity | A | Cumulative Winter Peak Savings (MW) | Achievable Economic TRC Potential | 0 | 0 | 0 | 0 | 0 | 0 | 0 | 0 | 0 | 0 | 0 | 0 | 0 | 0 | 0 | 0 | 0 | 0 | 0 | 0 | 0 | 0 | 0 | 0 | 0 | 0 | 0 | 0 | 0 | 0 | 0
F13_Industrial_Instruments_New_Space Heating_Natural Gas_Insulation - Wall Cavity_A_Achievable Economic TRC Potential | F13 | Industrial | Instruments | New | Space Heating | Natural Gas | Insulation - Wall Cavity | A | Purchases (Incremental) | Achievable Economic TRC Potential | 0 | 0 | 0 | 0 | 0 | 0 | 0 | 0 | 0 | 0 | 0 | 0 | 0 | 0 | 0 | 0 | 0 | 0 | 0 | 0 | 0 | 0 | 0 | 0 | 0 | 0 | 0 | 0 | 0 | 0 | 0
F14_Industrial_Instruments_New_Space Heating_Natural Gas_Insulation - Wall Cavity_A_Achievable Economic TRC Potential | F14 | Industrial | Instruments | New | Space Heating | Natural Gas | Insulation - Wall Cavity | A | Purchases (Cumulative) | Achievable Economic TRC Potential | 0 | 0 | 0 | 0 | 0 | 0 | 0 | 0 | 0 | 0 | 0 | 0 | 0 | 0 | 0 | 0 | 0 | 0 | 0 | 0 | 0 | 0 | 0 | 0 | 0 | 0 | 0 | 0 | 0 | 0 | 0
F1_Industrial_Instruments_New_Space Heating_Natural Gas_Insulation - Ducting_A_Achievable Economic TRC Potential | F1 | Industrial | Instruments | New | Space Heating | Natural Gas | Insulation - Ducting | A | Original Unit Energy Savings (kWh or therms) | Achievable Economic TRC Potential | 0 | 0 | 0 | 0 | 0 | 0 | 0 | 0 | 0 | 0 | 0 | 0 | 0 | 0 | 0 | 0 | 0 | 0 | 0 | 0 | 0 | 0 | 0 | 0 | 0 | 0 | 0 | 0 | 0 | 0 | 0
F2_Industrial_Instruments_New_Space Heating_Natural Gas_Insulation - Ducting_A_Achievable Economic TRC Potential | F2 | Industrial | Instruments | New | Space Heating | Natural Gas | Insulation - Ducting | A | Original Unit Summer Peak Savings (kW) | Achievable Economic TRC Potential | 0 | 0 | 0 | 0 | 0 | 0 | 0 | 0 | 0 | 0 | 0 | 0 | 0 | 0 | 0 | 0 | 0 | 0 | 0 | 0 | 0 | 0 | 0 | 0 | 0 | 0 | 0 | 0 | 0 | 0 | 0
F3_Industrial_Instruments_New_Space Heating_Natural Gas_Insulation - Ducting_A_Achievable Economic TRC Potential | F3 | Industrial | Instruments | New | Space Heating | Natural Gas | Insulation - Ducting | A | Original Unit Winter Peak Savings (kW) | Achievable Economic TRC Potential | 0 | 0 | 0 | 0 | 0 | 0 | 0 | 0 | 0 | 0 | 0 | 0 | 0 | 0 | 0 | 0 | 0 | 0 | 0 | 0 | 0 | 0 | 0 | 0 | 0 | 0 | 0 | 0 | 0 | 0 | 0
F4_Industrial_Instruments_New_Space Heating_Natural Gas_Insulation - Ducting_A_Achievable Economic TRC Potential | F4 | Industrial | Instruments | New | Space Heating | Natural Gas | Insulation - Ducting | A | Standalone Impact on Baseline Energy (%) | Achievable Economic TRC Potential | 0% | 0% | 0% | 0% | 0% | 0% | 0% | 0% | 0% | 0% | 0% | 0% | 0% | 0% | 0% | 0% | 0% | 0% | 0% | 0% | 0% | 0% | 0% | 0% | 0 | 0 | 0 | 0 | 0 | 0 | 0
F5_Industrial_Instruments_New_Space Heating_Natural Gas_Insulation - Ducting_A_Achievable Economic TRC Potential | F5 | Industrial | Instruments | New | Space Heating | Natural Gas | Insulation - Ducting | A | Standalone Impact on Baseline Summer Peak (%) | Achievable Economic TRC Potential | 0% | 0% | 0% | 0% | 0% | 0% | 0% | 0% | 0% | 0% | 0% | 0% | 0% | 0% | 0% | 0% | 0% | 0% | 0% | 0% | 0% | 0% | 0% | 0% | 0 | 0 | 0 | 0 | 0 | 0 | 0
F6_Industrial_Instruments_New_Space Heating_Natural Gas_Insulation - Ducting_A_Achievable Economic TRC Potential | F6 | Industrial | Instruments | New | Space Heating | Natural Gas | Insulation - Ducting | A | Standalone Impact on Baseline Winter Peak (%) | Achievable Economic TRC Potential | 0% | 0% | 0% | 0% | 0% | 0% | 0% | 0% | 0% | 0% | 0% | 0% | 0% | 0% | 0% | 0% | 0% | 0% | 0% | 0% | 0% | 0% | 0% | 0% | 0 | 0 | 0 | 0 | 0 | 0 | 0
F7_Industrial_Instruments_New_Space Heating_Natural Gas_Insulation - Ducting_A_Achievable Economic TRC Potential | F7 | Industrial | Instruments | New | Space Heating | Natural Gas | Insulation - Ducting | A | Incremental Energy Savings (MWh or mTherms) | Achievable Economic TRC Potential | 0 | 0 | 0 | 0 | 0 | 0 | 0 | 0 | 0 | 0 | 0 | 0 | 0 | 0 | 0 | 0 | 0 | 0 | 0 | 0 | 0 | 0 | 0 | 0 | 0 | 0 | 0 | 0 | 0 | 0 | 0
F8_Industrial_Instruments_New_Space Heating_Natural Gas_Insulation - Ducting_A_Achievable Economic TRC Potential | F8 | Industrial | Instruments | New | Space Heating | Natural Gas | Insulation - Ducting | A | Incremental Summer Peak Savings (MW) | Achievable Economic TRC Potential | 0 | 0 | 0 | 0 | 0 | 0 | 0 | 0 | 0 | 0 | 0 | 0 | 0 | 0 | 0 | 0 | 0 | 0 | 0 | 0 | 0 | 0 | 0 | 0 | 0 | 0 | 0 | 0 | 0 | 0 | 0
F9_Industrial_Instruments_New_Space Heating_Natural Gas_Insulation - Ducting_A_Achievable Economic TRC Potential | F9 | Industrial | Instruments | New | Space Heating | Natural Gas | Insulation - Ducting | A | Incremental Winter Peak Savings (MW) | Achievable Economic TRC Potential | 0 | 0 | 0 | 0 | 0 | 0 | 0 | 0 | 0 | 0 | 0 | 0 | 0 | 0 | 0 | 0 | 0 | 0 | 0 | 0 | 0 | 0 | 0 | 0 | 0 | 0 | 0 | 0 | 0 | 0 | 0
F10_Industrial_Instruments_New_Space Heating_Natural Gas_Insulation - Ducting_A_Achievable Economic TRC Potential | F10 | Industrial | Instruments | New | Space Heating | Natural Gas | Insulation - Ducting | A | Cumulative Energy Savings (MWh or mTherms) | Achievable Economic TRC Potential | 0 | 0 | 0 | 0 | 0 | 0 | 0 | 0 | 0 | 0 | 0 | 0 | 0 | 0 | 0 | 0 | 0 | 0 | 0 | 0 | 0 | 0 | 0 | 0 | 0 | 0 | 0 | 0 | 0 | 0 | 0
F11_Industrial_Instruments_New_Space Heating_Natural Gas_Insulation - Ducting_A_Achievable Economic TRC Potential | F11 | Industrial | Instruments | New | Space Heating | Natural Gas | Insulation - Ducting | A | Cumulative Summer Peak Savings (MW) | Achievable Economic TRC Potential | 0 | 0 | 0 | 0 | 0 | 0 | 0 | 0 | 0 | 0 | 0 | 0 | 0 | 0 | 0 | 0 | 0 | 0 | 0 | 0 | 0 | 0 | 0 | 0 | 0 | 0 | 0 | 0 | 0 | 0 | 0
F12_Industrial_Instruments_New_Space Heating_Natural Gas_Insulation - Ducting_A_Achievable Economic TRC Potential | F12 | Industrial | Instruments | New | Space Heating | Natural Gas | Insulation - Ducting | A | Cumulative Winter Peak Savings (MW) | Achievable Economic TRC Potential | 0 | 0 | 0 | 0 | 0 | 0 | 0 | 0 | 0 | 0 | 0 | 0 | 0 | 0 | 0 | 0 | 0 | 0 | 0 | 0 | 0 | 0 | 0 | 0 | 0 | 0 | 0 | 0 | 0 | 0 | 0
F13_Industrial_Instruments_New_Space Heating_Natural Gas_Insulation - Ducting_A_Achievable Economic TRC Potential | F13 | Industrial | Instruments | New | Space Heating | Natural Gas | Insulation - Ducting | A | Purchases (Incremental) | Achievable Economic TRC Potential | 0 | 0 | 0 | 0 | 0 | 0 | 0 | 0 | 0 | 0 | 0 | 0 | 0 | 0 | 0 | 0 | 0 | 0 | 0 | 0 | 0 | 0 | 0 | 0 | 0 | 0 | 0 | 0 | 0 | 0 | 0
F14_Industrial_Instruments_New_Space Heating_Natural Gas_Insulation - Ducting_A_Achievable Economic TRC Potential | F14 | Industrial | Instruments | New | Space Heating | Natural Gas | Insulation - Ducting | A | Purchases (Cumulative) | Achievable Economic TRC Potential | 0 | 0 | 0 | 0 | 0 | 0 | 0 | 0 | 0 | 0 | 0 | 0 | 0 | 0 | 0 | 0 | 0 | 0 | 0 | 0 | 0 | 0 | 0 | 0 | 0 | 0 | 0 | 0 | 0 | 0 | 0
F1_Industrial_Instruments_New_Space Heating_Natural Gas_HVAC - Duct Repair and Sealing_A_Achievable Economic TRC Potential | F1 | Industrial | Instruments | New | Space Heating | Natural Gas | HVAC - Duct Repair and Sealing | A | Original Unit Energy Savings (kWh or therms) | Achievable Economic TRC Potential | 0 | 0 | 0 | 0 | 0 | 0 | 0 | 0 | 0 | 0 | 0 | 0 | 0 | 0 | 0 | 0 | 0 | 0 | 0 | 0 | 0 | 0 | 0 | 0 | 0 | 0 | 0 | 0 | 0 | 0 | 0
F2_Industrial_Instruments_New_Space Heating_Natural Gas_HVAC - Duct Repair and Sealing_A_Achievable Economic TRC Potential | F2 | Industrial | Instruments | New | Space Heating | Natural Gas | HVAC - Duct Repair and Sealing | A | Original Unit Summer Peak Savings (kW) | Achievable Economic TRC Potential | 0 | 0 | 0 | 0 | 0 | 0 | 0 | 0 | 0 | 0 | 0 | 0 | 0 | 0 | 0 | 0 | 0 | 0 | 0 | 0 | 0 | 0 | 0 | 0 | 0 | 0 | 0 | 0 | 0 | 0 | 0
F3_Industrial_Instruments_New_Space Heating_Natural Gas_HVAC - Duct Repair and Sealing_A_Achievable Economic TRC Potential | F3 | Industrial | Instruments | New | Space Heating | Natural Gas | HVAC - Duct Repair and Sealing | A | Original Unit Winter Peak Savings (kW) | Achievable Economic TRC Potential | 0 | 0 | 0 | 0 | 0 | 0 | 0 | 0 | 0 | 0 | 0 | 0 | 0 | 0 | 0 | 0 | 0 | 0 | 0 | 0 | 0 | 0 | 0 | 0 | 0 | 0 | 0 | 0 | 0 | 0 | 0
F4_Industrial_Instruments_New_Space Heating_Natural Gas_HVAC - Duct Repair and Sealing_A_Achievable Economic TRC Potential | F4 | Industrial | Instruments | New | Space Heating | Natural Gas | HVAC - Duct Repair and Sealing | A | Standalone Impact on Baseline Energy (%) | Achievable Economic TRC Potential | 0% | 0% | 0% | 0% | 0% | 0% | 0% | 0% | 0% | 0% | 0% | 0% | 0% | 0% | 0% | 0% | 0% | 0% | 0% | 0% | 0% | 0% | 0% | 0% | 0 | 0 | 0 | 0 | 0 | 0 | 0
F5_Industrial_Instruments_New_Space Heating_Natural Gas_HVAC - Duct Repair and Sealing_A_Achievable Economic TRC Potential | F5 | Industrial | Instruments | New | Space Heating | Natural Gas | HVAC - Duct Repair and Sealing | A | Standalone Impact on Baseline Summer Peak (%) | Achievable Economic TRC Potential | 0% | 0% | 0% | 0% | 0% | 0% | 0% | 0% | 0% | 0% | 0% | 0% | 0% | 0% | 0% | 0% | 0% | 0% | 0% | 0% | 0% | 0% | 0% | 0% | 0 | 0 | 0 | 0 | 0 | 0 | 0
F6_Industrial_Instruments_New_Space Heating_Natural Gas_HVAC - Duct Repair and Sealing_A_Achievable Economic TRC Potential | F6 | Industrial | Instruments | New | Space Heating | Natural Gas | HVAC - Duct Repair and Sealing | A | Standalone Impact on Baseline Winter Peak (%) | Achievable Economic TRC Potential | 0% | 0% | 0% | 0% | 0% | 0% | 0% | 0% | 0% | 0% | 0% | 0% | 0% | 0% | 0% | 0% | 0% | 0% | 0% | 0% | 0% | 0% | 0% | 0% | 0 | 0 | 0 | 0 | 0 | 0 | 0
F7_Industrial_Instruments_New_Space Heating_Natural Gas_HVAC - Duct Repair and Sealing_A_Achievable Economic TRC Potential | F7 | Industrial | Instruments | New | Space Heating | Natural Gas | HVAC - Duct Repair and Sealing | A | Incremental Energy Savings (MWh or mTherms) | Achievable Economic TRC Potential | 0 | 0 | 0 | 0 | 0 | 0 | 0 | 0 | 0 | 0 | 0 | 0 | 0 | 0 | 0 | 0 | 0 | 0 | 0 | 0 | 0 | 0 | 0 | 0 | 0 | 0 | 0 | 0 | 0 | 0 | 0
F8_Industrial_Instruments_New_Space Heating_Natural Gas_HVAC - Duct Repair and Sealing_A_Achievable Economic TRC Potential | F8 | Industrial | Instruments | New | Space Heating | Natural Gas | HVAC - Duct Repair and Sealing | A | Incremental Summer Peak Savings (MW) | Achievable Economic TRC Potential | 0 | 0 | 0 | 0 | 0 | 0 | 0 | 0 | 0 | 0 | 0 | 0 | 0 | 0 | 0 | 0 | 0 | 0 | 0 | 0 | 0 | 0 | 0 | 0 | 0 | 0 | 0 | 0 | 0 | 0 | 0
F9_Industrial_Instruments_New_Space Heating_Natural Gas_HVAC - Duct Repair and Sealing_A_Achievable Economic TRC Potential | F9 | Industrial | Instruments | New | Space Heating | Natural Gas | HVAC - Duct Repair and Sealing | A | Incremental Winter Peak Savings (MW) | Achievable Economic TRC Potential | 0 | 0 | 0 | 0 | 0 | 0 | 0 | 0 | 0 | 0 | 0 | 0 | 0 | 0 | 0 | 0 | 0 | 0 | 0 | 0 | 0 | 0 | 0 | 0 | 0 | 0 | 0 | 0 | 0 | 0 | 0
F10_Industrial_Instruments_New_Space Heating_Natural Gas_HVAC - Duct Repair and Sealing_A_Achievable Economic TRC Potential | F10 | Industrial | Instruments | New | Space Heating | Natural Gas | HVAC - Duct Repair and Sealing | A | Cumulative Energy Savings (MWh or mTherms) | Achievable Economic TRC Potential | 0 | 0 | 0 | 0 | 0 | 0 | 0 | 0 | 0 | 0 | 0 | 0 | 0 | 0 | 0 | 0 | 0 | 0 | 0 | 0 | 0 | 0 | 0 | 0 | 0 | 0 | 0 | 0 | 0 | 0 | 0
F11_Industrial_Instruments_New_Space Heating_Natural Gas_HVAC - Duct Repair and Sealing_A_Achievable Economic TRC Potential | F11 | Industrial | Instruments | New | Space Heating | Natural Gas | HVAC - Duct Repair and Sealing | A | Cumulative Summer Peak Savings (MW) | Achievable Economic TRC Potential | 0 | 0 | 0 | 0 | 0 | 0 | 0 | 0 | 0 | 0 | 0 | 0 | 0 | 0 | 0 | 0 | 0 | 0 | 0 | 0 | 0 | 0 | 0 | 0 | 0 | 0 | 0 | 0 | 0 | 0 | 0
F12_Industrial_Instruments_New_Space Heating_Natural Gas_HVAC - Duct Repair and Sealing_A_Achievable Economic TRC Potential | F12 | Industrial | Instruments | New | Space Heating | Natural Gas | HVAC - Duct Repair and Sealing | A | Cumulative Winter Peak Savings (MW) | Achievable Economic TRC Potential | 0 | 0 | 0 | 0 | 0 | 0 | 0 | 0 | 0 | 0 | 0 | 0 | 0 | 0 | 0 | 0 | 0 | 0 | 0 | 0 | 0 | 0 | 0 | 0 | 0 | 0 | 0 | 0 | 0 | 0 | 0
F13_Industrial_Instruments_New_Space Heating_Natural Gas_HVAC - Duct Repair and Sealing_A_Achievable Economic TRC Potential | F13 | Industrial | Instruments | New | Space Heating | Natural Gas | HVAC - Duct Repair and Sealing | A | Purchases (Incremental) | Achievable Economic TRC Potential | 0 | 0 | 0 | 0 | 0 | 0 | 0 | 0 | 0 | 0 | 0 | 0 | 0 | 0 | 0 | 0 | 0 | 0 | 0 | 0 | 0 | 0 | 0 | 0 | 0 | 0 | 0 | 0 | 0 | 0 | 0
F14_Industrial_Instruments_New_Space Heating_Natural Gas_HVAC - Duct Repair and Sealing_A_Achievable Economic TRC Potential | F14 | Industrial | Instruments | New | Space Heating | Natural Gas | HVAC - Duct Repair and Sealing | A | Purchases (Cumulative) | Achievable Economic TRC Potential | 0 | 0 | 0 | 0 | 0 | 0 | 0 | 0 | 0 | 0 | 0 | 0 | 0 | 0 | 0 | 0 | 0 | 0 | 0 | 0 | 0 | 0 | 0 | 0 | 0 | 0 | 0 | 0 | 0 | 0 | 0
F1_Industrial_Instruments_New_Space Heating_Natural Gas_Windows - High Efficiency_A_Achievable Economic TRC Potential | F1 | Industrial | Instruments | New | Space Heating | Natural Gas | Windows - High Efficiency | A | Original Unit Energy Savings (kWh or therms) | Achievable Economic TRC Potential | 0 | 0 | 0 | 0 | 0 | 0.0053664 | 0.005297 | 0.0052464 | 0.0052081 | 0.0051778 | 0.0051533 | 0.0051246 | 0.0050945 | 0.0050648 | 0.0050361 | 0.0050136 | 0.0049958 | 0.0049817 | 0.0049593 | 0.0049429 | 0.004931 | 0.0049217 | 0.0049217 | 0.0049217 | 0.0049217 | 0.0049217 | 0.0049217 | 0.0049217 | 0 | 0 | 0
F2_Industrial_Instruments_New_Space Heating_Natural Gas_Windows - High Efficiency_A_Achievable Economic TRC Potential | F2 | Industrial | Instruments | New | Space Heating | Natural Gas | Windows - High Efficiency | A | Original Unit Summer Peak Savings (kW) | Achievable Economic TRC Potential | 0 | 0 | 0 | 0 | 0 | 0 | 0 | 0 | 0 | 0 | 0 | 0 | 0 | 0 | 0 | 0 | 0 | 0 | 0 | 0 | 0 | 0 | 0 | 0 | 0 | 0 | 0 | 0 | 0 | 0 | 0
F3_Industrial_Instruments_New_Space Heating_Natural Gas_Windows - High Efficiency_A_Achievable Economic TRC Potential | F3 | Industrial | Instruments | New | Space Heating | Natural Gas | Windows - High Efficiency | A | Original Unit Winter Peak Savings (kW) | Achievable Economic TRC Potential | 0 | 0 | 0 | 0 | 0 | 0 | 0 | 0 | 0 | 0 | 0 | 0 | 0 | 0 | 0 | 0 | 0 | 0 | 0 | 0 | 0 | 0 | 0 | 0 | 0 | 0 | 0 | 0 | 0 | 0 | 0
F4_Industrial_Instruments_New_Space Heating_Natural Gas_Windows - High Efficiency_A_Achievable Economic TRC Potential | F4 | Industrial | Instruments | New | Space Heating | Natural Gas | Windows - High Efficiency | A | Standalone Impact on Baseline Energy (%) | Achievable Economic TRC Potential | 0% | 0% | 0% | 0% | 0% | 0% | 0% | 0% | 0% | 0% | 0% | 0% | 0% | 0% | 0% | 0% | 0% | 0% | 0% | 0% | 0% | 0% | 0% | 0% | 0 | 0 | 0 | 0 | 0 | 0 | 0
F5_Industrial_Instruments_New_Space Heating_Natural Gas_Windows - High Efficiency_A_Achievable Economic TRC Potential | F5 | Industrial | Instruments | New | Space Heating | Natural Gas | Windows - High Efficiency | A | Standalone Impact on Baseline Summer Peak (%) | Achievable Economic TRC Potential | 0% | 0% | 0% | 0% | 0% | 0% | 0% | 0% | 0% | 0% | 0% | 0% | 0% | 0% | 0% | 0% | 0% | 0% | 0% | 0% | 0% | 0% | 0% | 0% | 0 | 0 | 0 | 0 | 0 | 0 | 0
F6_Industrial_Instruments_New_Space Heating_Natural Gas_Windows - High Efficiency_A_Achievable Economic TRC Potential | F6 | Industrial | Instruments | New | Space Heating | Natural Gas | Windows - High Efficiency | A | Standalone Impact on Baseline Winter Peak (%) | Achievable Economic TRC Potential | 0% | 0% | 0% | 0% | 0% | 0% | 0% | 0% | 0% | 0% | 0% | 0% | 0% | 0% | 0% | 0% | 0% | 0% | 0% | 0% | 0% | 0% | 0% | 0% | 0 | 0 | 0 | 0 | 0 | 0 | 0
F7_Industrial_Instruments_New_Space Heating_Natural Gas_Windows - High Efficiency_A_Achievable Economic TRC Potential | F7 | Industrial | Instruments | New | Space Heating | Natural Gas | Windows - High Efficiency | A | Incremental Energy Savings (MWh or mTherms) | Achievable Economic TRC Potential | 0 | 0 | 0 | 0 | 0 | 0 | 0 | 0 | 0 | 0 | 0 | 0 | 0 | 0 | 0 | 0 | 0 | 0 | 0 | 0 | 0 | 0 | 0 | 0 | 0 | 0 | 0 | 0 | 0 | 0 | 0
F8_Industrial_Instruments_New_Space Heating_Natural Gas_Windows - High Efficiency_A_Achievable Economic TRC Potential | F8 | Industrial | Instruments | New | Space Heating | Natural Gas | Windows - High Efficiency | A | Incremental Summer Peak Savings (MW) | Achievable Economic TRC Potential | 0 | 0 | 0 | 0 | 0 | 0 | 0 | 0 | 0 | 0 | 0 | 0 | 0 | 0 | 0 | 0 | 0 | 0 | 0 | 0 | 0 | 0 | 0 | 0 | 0 | 0 | 0 | 0 | 0 | 0 | 0
F9_Industrial_Instruments_New_Space Heating_Natural Gas_Windows - High Efficiency_A_Achievable Economic TRC Potential | F9 | Industrial | Instruments | New | Space Heating | Natural Gas | Windows - High Efficiency | A | Incremental Winter Peak Savings (MW) | Achievable Economic TRC Potential | 0 | 0 | 0 | 0 | 0 | 0 | 0 | 0 | 0 | 0 | 0 | 0 | 0 | 0 | 0 | 0 | 0 | 0 | 0 | 0 | 0 | 0 | 0 | 0 | 0 | 0 | 0 | 0 | 0 | 0 | 0
F10_Industrial_Instruments_New_Space Heating_Natural Gas_Windows - High Efficiency_A_Achievable Economic TRC Potential | F10 | Industrial | Instruments | New | Space Heating | Natural Gas | Windows - High Efficiency | A | Cumulative Energy Savings (MWh or mTherms) | Achievable Economic TRC Potential | 0 | 0 | 0 | 0 | 0 | 0 | 0 | 0 | 0 | 0 | 0 | 0 | 0 | 0 | 0 | 0 | 0 | 0 | 0 | 0 | 0 | 0 | 0 | 0 | 0 | 0 | 0 | 0 | 0 | 0 | 0
F11_Industrial_Instruments_New_Space Heating_Natural Gas_Windows - High Efficiency_A_Achievable Economic TRC Potential | F11 | Industrial | Instruments | New | Space Heating | Natural Gas | Windows - High Efficiency | A | Cumulative Summer Peak Savings (MW) | Achievable Economic TRC Potential | 0 | 0 | 0 | 0 | 0 | 0 | 0 | 0 | 0 | 0 | 0 | 0 | 0 | 0 | 0 | 0 | 0 | 0 | 0 | 0 | 0 | 0 | 0 | 0 | 0 | 0 | 0 | 0 | 0 | 0 | 0
F12_Industrial_Instruments_New_Space Heating_Natural Gas_Windows - High Efficiency_A_Achievable Economic TRC Potential | F12 | Industrial | Instruments | New | Space Heating | Natural Gas | Windows - High Efficiency | A | Cumulative Winter Peak Savings (MW) | Achievable Economic TRC Potential | 0 | 0 | 0 | 0 | 0 | 0 | 0 | 0 | 0 | 0 | 0 | 0 | 0 | 0 | 0 | 0 | 0 | 0 | 0 | 0 | 0 | 0 | 0 | 0 | 0 | 0 | 0 | 0 | 0 | 0 | 0
F13_Industrial_Instruments_New_Space Heating_Natural Gas_Windows - High Efficiency_A_Achievable Economic TRC Potential | F13 | Industrial | Instruments | New | Space Heating | Natural Gas | Windows - High Efficiency | A | Purchases (Incremental) | Achievable Economic TRC Potential | 0 | 0 | 0 | 0 | 0 | 0 | 0 | 0 | 0 | 0 | 0 | 0 | 0 | 0 | 0 | 0 | 0 | 0 | 0 | 0 | 0 | 0 | 0 | 0 | 0 | 0 | 0 | 0 | 0 | 0 | 0
F14_Industrial_Instruments_New_Space Heating_Natural Gas_Windows - High Efficiency_A_Achievable Economic TRC Potential | F14 | Industrial | Instruments | New | Space Heating | Natural Gas | Windows - High Efficiency | A | Purchases (Cumulative) | Achievable Economic TRC Potential | 0 | 0 | 0 | 0 | 0 | 0 | 0 | 0 | 0 | 0 | 0 | 0 | 0 | 0 | 0 | 0 | 0 | 0 | 0 | 0 | 0 | 0 | 0 | 0 | 0 | 0 | 0 | 0 | 0 | 0 | 0
F1_Industrial_Instruments_New_Space Heating_Natural Gas_Gas Boiler - Maintenance_A_Achievable Economic TRC Potential | F1 | Industrial | Instruments | New | Space Heating | Natural Gas | Gas Boiler - Maintenance | A | Original Unit Energy Savings (kWh or therms) | Achievable Economic TRC Potential | 0 | 0 | 0 | 0 | 0 | 0 | 0 | 0 | 0 | 0 | 0 | 0 | 0 | 0 | 0 | 0 | 0 | 0 | 0 | 0 | 0 | 0 | 0 | 0 | 0 | 0 | 0 | 0 | 0 | 0 | 0
F2_Industrial_Instruments_New_Space Heating_Natural Gas_Gas Boiler - Maintenance_A_Achievable Economic TRC Potential | F2 | Industrial | Instruments | New | Space Heating | Natural Gas | Gas Boiler - Maintenance | A | Original Unit Summer Peak Savings (kW) | Achievable Economic TRC Potential | 0 | 0 | 0 | 0 | 0 | 0 | 0 | 0 | 0 | 0 | 0 | 0 | 0 | 0 | 0 | 0 | 0 | 0 | 0 | 0 | 0 | 0 | 0 | 0 | 0 | 0 | 0 | 0 | 0 | 0 | 0
F3_Industrial_Instruments_New_Space Heating_Natural Gas_Gas Boiler - Maintenance_A_Achievable Economic TRC Potential | F3 | Industrial | Instruments | New | Space Heating | Natural Gas | Gas Boiler - Maintenance | A | Original Unit Winter Peak Savings (kW) | Achievable Economic TRC Potential | 0 | 0 | 0 | 0 | 0 | 0 | 0 | 0 | 0 | 0 | 0 | 0 | 0 | 0 | 0 | 0 | 0 | 0 | 0 | 0 | 0 | 0 | 0 | 0 | 0 | 0 | 0 | 0 | 0 | 0 | 0
F4_Industrial_Instruments_New_Space Heating_Natural Gas_Gas Boiler - Maintenance_A_Achievable Economic TRC Potential | F4 | Industrial | Instruments | New | Space Heating | Natural Gas | Gas Boiler - Maintenance | A | Standalone Impact on Baseline Energy (%) | Achievable Economic TRC Potential | 0% | 0% | 0% | 0% | 0% | 0% | 0% | 0% | 0% | 0% | 0% | 0% | 0% | 0% | 0% | 0% | 0% | 0% | 0% | 0% | 0% | 0% | 0% | 0% | 0 | 0 | 0 | 0 | 0 | 0 | 0
F5_Industrial_Instruments_New_Space Heating_Natural Gas_Gas Boiler - Maintenance_A_Achievable Economic TRC Potential | F5 | Industrial | Instruments | New | Space Heating | Natural Gas | Gas Boiler - Maintenance | A | Standalone Impact on Baseline Summer Peak (%) | Achievable Economic TRC Potential | 0% | 0% | 0% | 0% | 0% | 0% | 0% | 0% | 0% | 0% | 0% | 0% | 0% | 0% | 0% | 0% | 0% | 0% | 0% | 0% | 0% | 0% | 0% | 0% | 0 | 0 | 0 | 0 | 0 | 0 | 0
F6_Industrial_Instruments_New_Space Heating_Natural Gas_Gas Boiler - Maintenance_A_Achievable Economic TRC Potential | F6 | Industrial | Instruments | New | Space Heating | Natural Gas | Gas Boiler - Maintenance | A | Standalone Impact on Baseline Winter Peak (%) | Achievable Economic TRC Potential | 0% | 0% | 0% | 0% | 0% | 0% | 0% | 0% | 0% | 0% | 0% | 0% | 0% | 0% | 0% | 0% | 0% | 0% | 0% | 0% | 0% | 0% | 0% | 0% | 0 | 0 | 0 | 0 | 0 | 0 | 0
F7_Industrial_Instruments_New_Space Heating_Natural Gas_Gas Boiler - Maintenance_A_Achievable Economic TRC Potential | F7 | Industrial | Instruments | New | Space Heating | Natural Gas | Gas Boiler - Maintenance | A | Incremental Energy Savings (MWh or mTherms) | Achievable Economic TRC Potential | 0 | 0 | 0 | 0 | 0 | 0 | 0 | 0 | 0 | 0 | 0 | 0 | 0 | 0 | 0 | 0 | 0 | 0 | 0 | 0 | 0 | 0 | 0 | 0 | 0 | 0 | 0 | 0 | 0 | 0 | 0
F8_Industrial_Instruments_New_Space Heating_Natural Gas_Gas Boiler - Maintenance_A_Achievable Economic TRC Potential | F8 | Industrial | Instruments | New | Space Heating | Natural Gas | Gas Boiler - Maintenance | A | Incremental Summer Peak Savings (MW) | Achievable Economic TRC Potential | 0 | 0 | 0 | 0 | 0 | 0 | 0 | 0 | 0 | 0 | 0 | 0 | 0 | 0 | 0 | 0 | 0 | 0 | 0 | 0 | 0 | 0 | 0 | 0 | 0 | 0 | 0 | 0 | 0 | 0 | 0
F9_Industrial_Instruments_New_Space Heating_Natural Gas_Gas Boiler - Maintenance_A_Achievable Economic TRC Potential | F9 | Industrial | Instruments | New | Space Heating | Natural Gas | Gas Boiler - Maintenance | A | Incremental Winter Peak Savings (MW) | Achievable Economic TRC Potential | 0 | 0 | 0 | 0 | 0 | 0 | 0 | 0 | 0 | 0 | 0 | 0 | 0 | 0 | 0 | 0 | 0 | 0 | 0 | 0 | 0 | 0 | 0 | 0 | 0 | 0 | 0 | 0 | 0 | 0 | 0
F10_Industrial_Instruments_New_Space Heating_Natural Gas_Gas Boiler - Maintenance_A_Achievable Economic TRC Potential | F10 | Industrial | Instruments | New | Space Heating | Natural Gas | Gas Boiler - Maintenance | A | Cumulative Energy Savings (MWh or mTherms) | Achievable Economic TRC Potential | 0 | 0 | 0 | 0 | 0 | 0 | 0 | 0 | 0 | 0 | 0 | 0 | 0 | 0 | 0 | 0 | 0 | 0 | 0 | 0 | 0 | 0 | 0 | 0 | 0 | 0 | 0 | 0 | 0 | 0 | 0
F11_Industrial_Instruments_New_Space Heating_Natural Gas_Gas Boiler - Maintenance_A_Achievable Economic TRC Potential | F11 | Industrial | Instruments | New | Space Heating | Natural Gas | Gas Boiler - Maintenance | A | Cumulative Summer Peak Savings (MW) | Achievable Economic TRC Potential | 0 | 0 | 0 | 0 | 0 | 0 | 0 | 0 | 0 | 0 | 0 | 0 | 0 | 0 | 0 | 0 | 0 | 0 | 0 | 0 | 0 | 0 | 0 | 0 | 0 | 0 | 0 | 0 | 0 | 0 | 0
F12_Industrial_Instruments_New_Space Heating_Natural Gas_Gas Boiler - Maintenance_A_Achievable Economic TRC Potential | F12 | Industrial | Instruments | New | Space Heating | Natural Gas | Gas Boiler - Maintenance | A | Cumulative Winter Peak Savings (MW) | Achievable Economic TRC Potential | 0 | 0 | 0 | 0 | 0 | 0 | 0 | 0 | 0 | 0 | 0 | 0 | 0 | 0 | 0 | 0 | 0 | 0 | 0 | 0 | 0 | 0 | 0 | 0 | 0 | 0 | 0 | 0 | 0 | 0 | 0
F13_Industrial_Instruments_New_Space Heating_Natural Gas_Gas Boiler - Maintenance_A_Achievable Economic TRC Potential | F13 | Industrial | Instruments | New | Space Heating | Natural Gas | Gas Boiler - Maintenance | A | Purchases (Incremental) | Achievable Economic TRC Potential | 0 | 0 | 0 | 0 | 0 | 0 | 0 | 0 | 0 | 0 | 0 | 0 | 0 | 0 | 0 | 0 | 0 | 0 | 0 | 0 | 0 | 0 | 0 | 0 | 0 | 0 | 0 | 0 | 0 | 0 | 0
F14_Industrial_Instruments_New_Space Heating_Natural Gas_Gas Boiler - Maintenance_A_Achievable Economic TRC Potential | F14 | Industrial | Instruments | New | Space Heating | Natural Gas | Gas Boiler - Maintenance | A | Purchases (Cumulative) | Achievable Economic TRC Potential | 0 | 0 | 0 | 0 | 0 | 0 | 0 | 0 | 0 | 0 | 0 | 0 | 0 | 0 | 0 | 0 | 0 | 0 | 0 | 0 | 0 | 0 | 0 | 0 | 0 | 0 | 0 | 0 | 0 | 0 | 0
F1_Industrial_Instruments_New_Process_Natural Gas_Gas Boiler - Maintenance_A_Achievable Economic TRC Potential | F1 | Industrial | Instruments | New | Process | Natural Gas | Gas Boiler - Maintenance | A | Original Unit Energy Savings (kWh or therms) | Achievable Economic TRC Potential | 0 | 0 | 0 | 0 | 0 | 2.58 | 2.58 | 2.58 | 2.58 | 2.58 | 2.58 | 2.58 | 2.58 | 2.58 | 2.58 | 2.58 | 2.58 | 2.58 | 2.58 | 2.58 | 2.58 | 2.58 | 2.58 | 2.58 | 2.58 | 2.58 | 2.58 | 2.58 | 2.58 | 2.58 | 2.58
F2_Industrial_Instruments_New_Process_Natural Gas_Gas Boiler - Maintenance_A_Achievable Economic TRC Potential | F2 | Industrial | Instruments | New | Process | Natural Gas | Gas Boiler - Maintenance | A | Original Unit Summer Peak Savings (kW) | Achievable Economic TRC Potential | 0 | 0 | 0 | 0 | 0 | 0 | 0 | 0 | 0 | 0 | 0 | 0 | 0 | 0 | 0 | 0 | 0 | 0 | 0 | 0 | 0 | 0 | 0 | 0 | 0 | 0 | 0 | 0 | 0 | 0 | 0
F3_Industrial_Instruments_New_Process_Natural Gas_Gas Boiler - Maintenance_A_Achievable Economic TRC Potential | F3 | Industrial | Instruments | New | Process | Natural Gas | Gas Boiler - Maintenance | A | Original Unit Winter Peak Savings (kW) | Achievable Economic TRC Potential | 0 | 0 | 0 | 0 | 0 | 0 | 0 | 0 | 0 | 0 | 0 | 0 | 0 | 0 | 0 | 0 | 0 | 0 | 0 | 0 | 0 | 0 | 0 | 0 | 0 | 0 | 0 | 0 | 0 | 0 | 0
F4_Industrial_Instruments_New_Process_Natural Gas_Gas Boiler - Maintenance_A_Achievable Economic TRC Potential | F4 | Industrial | Instruments | New | Process | Natural Gas | Gas Boiler - Maintenance | A | Standalone Impact on Baseline Energy (%) | Achievable Economic TRC Potential | 0% | 0% | 0% | 0% | 0% | 0.01534% | 0.02371% | 0.02795% | 0.02465% | 0.02204% | 0.01993% | 0.01821% | 0.01677% | 0.01554% | 0.01449% | 0.01358% | 0.01278% | 0.01206% | 0.01143% | 0.01087% | 0.01035% | 0.009888% | 0.009465% | 0.009078% | 8.7224e-05 | 8.3947e-05 | 8.0916e-05 | 7.8103e-05 | 0 | 0 | 0
F5_Industrial_Instruments_New_Process_Natural Gas_Gas Boiler - Maintenance_A_Achievable Economic TRC Potential | F5 | Industrial | Instruments | New | Process | Natural Gas | Gas Boiler - Maintenance | A | Standalone Impact on Baseline Summer Peak (%) | Achievable Economic TRC Potential | 0% | 0% | 0% | 0% | 0% | 0% | 0% | 0% | 0% | 0% | 0% | 0% | 0% | 0% | 0% | 0% | 0% | 0% | 0% | 0% | 0% | 0% | 0% | 0% | 0 | 0 | 0 | 0 | 0 | 0 | 0
F6_Industrial_Instruments_New_Process_Natural Gas_Gas Boiler - Maintenance_A_Achievable Economic TRC Potential | F6 | Industrial | Instruments | New | Process | Natural Gas | Gas Boiler - Maintenance | A | Standalone Impact on Baseline Winter Peak (%) | Achievable Economic TRC Potential | 0% | 0% | 0% | 0% | 0% | 0% | 0% | 0% | 0% | 0% | 0% | 0% | 0% | 0% | 0% | 0% | 0% | 0% | 0% | 0% | 0% | 0% | 0% | 0% | 0 | 0 | 0 | 0 | 0 | 0 | 0
F7_Industrial_Instruments_New_Process_Natural Gas_Gas Boiler - Maintenance_A_Achievable Economic TRC Potential | F7 | Industrial | Instruments | New | Process | Natural Gas | Gas Boiler - Maintenance | A | Incremental Energy Savings (MWh or mTherms) | Achievable Economic TRC Potential | 0 | 0 | 0 | 0 | 0 | 0.015517 | 0.012885 | 0.01031 | 0.015517 | 0.012885 | 0.01031 | 0.015517 | 0.012885 | 0.01031 | 0.015517 | 0.012885 | 0.01031 | 0.015517 | 0.012885 | 0.01031 | 0.015517 | 0.012885 | 0.01031 | 0.015517 | 0.012885 | 0.01031 | 0.015517 | 0.012885 | 0.01031 | 0.015517 | 0.012885
F8_Industrial_Instruments_New_Process_Natural Gas_Gas Boiler - Maintenance_A_Achievable Economic TRC Potential | F8 | Industrial | Instruments | New | Process | Natural Gas | Gas Boiler - Maintenance | A | Incremental Summer Peak Savings (MW) | Achievable Economic TRC Potential | 0 | 0 | 0 | 0 | 0 | 0 | 0 | 0 | 0 | 0 | 0 | 0 | 0 | 0 | 0 | 0 | 0 | 0 | 0 | 0 | 0 | 0 | 0 | 0 | 0 | 0 | 0 | 0 | 0 | 0 | 0
F9_Industrial_Instruments_New_Process_Natural Gas_Gas Boiler - Maintenance_A_Achievable Economic TRC Potential | F9 | Industrial | Instruments | New | Process | Natural Gas | Gas Boiler - Maintenance | A | Incremental Winter Peak Savings (MW) | Achievable Economic TRC Potential | 0 | 0 | 0 | 0 | 0 | 0 | 0 | 0 | 0 | 0 | 0 | 0 | 0 | 0 | 0 | 0 | 0 | 0 | 0 | 0 | 0 | 0 | 0 | 0 | 0 | 0 | 0 | 0 | 0 | 0 | 0
F10_Industrial_Instruments_New_Process_Natural Gas_Gas Boiler - Maintenance_A_Achievable Economic TRC Potential | F10 | Industrial | Instruments | New | Process | Natural Gas | Gas Boiler - Maintenance | A | Cumulative Energy Savings (MWh or mTherms) | Achievable Economic TRC Potential | 0 | 0 | 0 | 0 | 0 | 0.015517 | 0.028402 | 0.038712 | 0.038712 | 0.038712 | 0.038712 | 0.038712 | 0.038712 | 0.038712 | 0.038712 | 0.038712 | 0.038712 | 0.038712 | 0.038712 | 0.038712 | 0.038712 | 0.038712 | 0.038712 | 0.038712 | 0.038712 | 0.038712 | 0.038712 | 0.038712 | 0.038712 | 0.038712 | 0.038712
F11_Industrial_Instruments_New_Process_Natural Gas_Gas Boiler - Maintenance_A_Achievable Economic TRC Potential | F11 | Industrial | Instruments | New | Process | Natural Gas | Gas Boiler - Maintenance | A | Cumulative Summer Peak Savings (MW) | Achievable Economic TRC Potential | 0 | 0 | 0 | 0 | 0 | 0 | 0 | 0 | 0 | 0 | 0 | 0 | 0 | 0 | 0 | 0 | 0 | 0 | 0 | 0 | 0 | 0 | 0 | 0 | 0 | 0 | 0 | 0 | 0 | 0 | 0
F12_Industrial_Instruments_New_Process_Natural Gas_Gas Boiler - Maintenance_A_Achievable Economic TRC Potential | F12 | Industrial | Instruments | New | Process | Natural Gas | Gas Boiler - Maintenance | A | Cumulative Winter Peak Savings (MW) | Achievable Economic TRC Potential | 0 | 0 | 0 | 0 | 0 | 0 | 0 | 0 | 0 | 0 | 0 | 0 | 0 | 0 | 0 | 0 | 0 | 0 | 0 | 0 | 0 | 0 | 0 | 0 | 0 | 0 | 0 | 0 | 0 | 0 | 0
F13_Industrial_Instruments_New_Process_Natural Gas_Gas Boiler - Maintenance_A_Achievable Economic TRC Potential | F13 | Industrial | Instruments | New | Process | Natural Gas | Gas Boiler - Maintenance | A | Purchases (Incremental) | Achievable Economic TRC Potential | 0 | 0 | 0 | 0 | 0 | 6.0143 | 4.9943 | 3.9962 | 6.0143 | 4.9943 | 3.9962 | 6.0143 | 4.9943 | 3.9962 | 6.0143 | 4.9943 | 3.9962 | 6.0143 | 4.9943 | 3.9962 | 6.0143 | 4.9943 | 3.9962 | 6.0143 | 4.9943 | 3.9962 | 6.0143 | 4.9943 | 3.9962 | 6.0143 | 4.9943
F14_Industrial_Instruments_New_Process_Natural Gas_Gas Boiler - Maintenance_A_Achievable Economic TRC Potential | F14 | Industrial | Instruments | New | Process | Natural Gas | Gas Boiler - Maintenance | A | Purchases (Cumulative) | Achievable Economic TRC Potential | 0 | 0 | 0 | 0 | 0 | 6.0143 | 11.0086 | 15.0047 | 15.0047 | 15.0047 | 15.0047 | 15.0047 | 15.0047 | 15.0047 | 15.0047 | 15.0047 | 15.0047 | 15.0047 | 15.0047 | 15.0047 | 15.0047 | 15.0047 | 15.0047 | 15.0047 | 15.0047 | 15.0047 | 15.0047 | 15.0047 | 15.0047 | 15.0047 | 15.0047
F1_Industrial_Instruments_New_Space Heating_Natural Gas_Gas Furnace - Maintenance_A_Achievable Economic TRC Potential | F1 | Industrial | Instruments | New | Space Heating | Natural Gas | Gas Furnace - Maintenance | A | Original Unit Energy Savings (kWh or therms) | Achievable Economic TRC Potential | 0 | 0 | 0 | 0 | 0 | 0 | 0 | 0 | 0 | 0 | 0 | 0 | 0 | 0 | 0 | 0 | 0 | 0 | 0 | 0 | 0 | 0 | 0 | 0 | 0 | 0 | 0 | 0 | 0 | 0 | 0
F2_Industrial_Instruments_New_Space Heating_Natural Gas_Gas Furnace - Maintenance_A_Achievable Economic TRC Potential | F2 | Industrial | Instruments | New | Space Heating | Natural Gas | Gas Furnace - Maintenance | A | Original Unit Summer Peak Savings (kW) | Achievable Economic TRC Potential | 0 | 0 | 0 | 0 | 0 | 0 | 0 | 0 | 0 | 0 | 0 | 0 | 0 | 0 | 0 | 0 | 0 | 0 | 0 | 0 | 0 | 0 | 0 | 0 | 0 | 0 | 0 | 0 | 0 | 0 | 0
F3_Industrial_Instruments_New_Space Heating_Natural Gas_Gas Furnace - Maintenance_A_Achievable Economic TRC Potential | F3 | Industrial | Instruments | New | Space Heating | Natural Gas | Gas Furnace - Maintenance | A | Original Unit Winter Peak Savings (kW) | Achievable Economic TRC Potential | 0 | 0 | 0 | 0 | 0 | 0 | 0 | 0 | 0 | 0 | 0 | 0 | 0 | 0 | 0 | 0 | 0 | 0 | 0 | 0 | 0 | 0 | 0 | 0 | 0 | 0 | 0 | 0 | 0 | 0 | 0
F4_Industrial_Instruments_New_Space Heating_Natural Gas_Gas Furnace - Maintenance_A_Achievable Economic TRC Potential | F4 | Industrial | Instruments | New | Space Heating | Natural Gas | Gas Furnace - Maintenance | A | Standalone Impact on Baseline Energy (%) | Achievable Economic TRC Potential | 0% | 0% | 0% | 0% | 0% | 0% | 0% | 0% | 0% | 0% | 0% | 0% | 0% | 0% | 0% | 0% | 0% | 0% | 0% | 0% | 0% | 0% | 0% | 0% | 0 | 0 | 0 | 0 | 0 | 0 | 0
F5_Industrial_Instruments_New_Space Heating_Natural Gas_Gas Furnace - Maintenance_A_Achievable Economic TRC Potential | F5 | Industrial | Instruments | New | Space Heating | Natural Gas | Gas Furnace - Maintenance | A | Standalone Impact on Baseline Summer Peak (%) | Achievable Economic TRC Potential | 0% | 0% | 0% | 0% | 0% | 0% | 0% | 0% | 0% | 0% | 0% | 0% | 0% | 0% | 0% | 0% | 0% | 0% | 0% | 0% | 0% | 0% | 0% | 0% | 0 | 0 | 0 | 0 | 0 | 0 | 0
F6_Industrial_Instruments_New_Space Heating_Natural Gas_Gas Furnace - Maintenance_A_Achievable Economic TRC Potential | F6 | Industrial | Instruments | New | Space Heating | Natural Gas | Gas Furnace - Maintenance | A | Standalone Impact on Baseline Winter Peak (%) | Achievable Economic TRC Potential | 0% | 0% | 0% | 0% | 0% | 0% | 0% | 0% | 0% | 0% | 0% | 0% | 0% | 0% | 0% | 0% | 0% | 0% | 0% | 0% | 0% | 0% | 0% | 0% | 0 | 0 | 0 | 0 | 0 | 0 | 0
F7_Industrial_Instruments_New_Space Heating_Natural Gas_Gas Furnace - Maintenance_A_Achievable Economic TRC Potential | F7 | Industrial | Instruments | New | Space Heating | Natural Gas | Gas Furnace - Maintenance | A | Incremental Energy Savings (MWh or mTherms) | Achievable Economic TRC Potential | 0 | 0 | 0 | 0 | 0 | 0 | 0 | 0 | 0 | 0 | 0 | 0 | 0 | 0 | 0 | 0 | 0 | 0 | 0 | 0 | 0 | 0 | 0 | 0 | 0 | 0 | 0 | 0 | 0 | 0 | 0
F8_Industrial_Instruments_New_Space Heating_Natural Gas_Gas Furnace - Maintenance_A_Achievable Economic TRC Potential | F8 | Industrial | Instruments | New | Space Heating | Natural Gas | Gas Furnace - Maintenance | A | Incremental Summer Peak Savings (MW) | Achievable Economic TRC Potential | 0 | 0 | 0 | 0 | 0 | 0 | 0 | 0 | 0 | 0 | 0 | 0 | 0 | 0 | 0 | 0 | 0 | 0 | 0 | 0 | 0 | 0 | 0 | 0 | 0 | 0 | 0 | 0 | 0 | 0 | 0
F9_Industrial_Instruments_New_Space Heating_Natural Gas_Gas Furnace - Maintenance_A_Achievable Economic TRC Potential | F9 | Industrial | Instruments | New | Space Heating | Natural Gas | Gas Furnace - Maintenance | A | Incremental Winter Peak Savings (MW) | Achievable Economic TRC Potential | 0 | 0 | 0 | 0 | 0 | 0 | 0 | 0 | 0 | 0 | 0 | 0 | 0 | 0 | 0 | 0 | 0 | 0 | 0 | 0 | 0 | 0 | 0 | 0 | 0 | 0 | 0 | 0 | 0 | 0 | 0
F10_Industrial_Instruments_New_Space Heating_Natural Gas_Gas Furnace - Maintenance_A_Achievable Economic TRC Potential | F10 | Industrial | Instruments | New | Space Heating | Natural Gas | Gas Furnace - Maintenance | A | Cumulative Energy Savings (MWh or mTherms) | Achievable Economic TRC Potential | 0 | 0 | 0 | 0 | 0 | 0 | 0 | 0 | 0 | 0 | 0 | 0 | 0 | 0 | 0 | 0 | 0 | 0 | 0 | 0 | 0 | 0 | 0 | 0 | 0 | 0 | 0 | 0 | 0 | 0 | 0
F11_Industrial_Instruments_New_Space Heating_Natural Gas_Gas Furnace - Maintenance_A_Achievable Economic TRC Potential | F11 | Industrial | Instruments | New | Space Heating | Natural Gas | Gas Furnace - Maintenance | A | Cumulative Summer Peak Savings (MW) | Achievable Economic TRC Potential | 0 | 0 | 0 | 0 | 0 | 0 | 0 | 0 | 0 | 0 | 0 | 0 | 0 | 0 | 0 | 0 | 0 | 0 | 0 | 0 | 0 | 0 | 0 | 0 | 0 | 0 | 0 | 0 | 0 | 0 | 0
F12_Industrial_Instruments_New_Space Heating_Natural Gas_Gas Furnace - Maintenance_A_Achievable Economic TRC Potential | F12 | Industrial | Instruments | New | Space Heating | Natural Gas | Gas Furnace - Maintenance | A | Cumulative Winter Peak Savings (MW) | Achievable Economic TRC Potential | 0 | 0 | 0 | 0 | 0 | 0 | 0 | 0 | 0 | 0 | 0 | 0 | 0 | 0 | 0 | 0 | 0 | 0 | 0 | 0 | 0 | 0 | 0 | 0 | 0 | 0 | 0 | 0 | 0 | 0 | 0
F13_Industrial_Instruments_New_Space Heating_Natural Gas_Gas Furnace - Maintenance_A_Achievable Economic TRC Potential | F13 | Industrial | Instruments | New | Space Heating | Natural Gas | Gas Furnace - Maintenance | A | Purchases (Incremental) | Achievable Economic TRC Potential | 0 | 0 | 0 | 0 | 0 | 0 | 0 | 0 | 0 | 0 | 0 | 0 | 0 | 0 | 0 | 0 | 0 | 0 | 0 | 0 | 0 | 0 | 0 | 0 | 0 | 0 | 0 | 0 | 0 | 0 | 0
F14_Industrial_Instruments_New_Space Heating_Natural Gas_Gas Furnace - Maintenance_A_Achievable Economic TRC Potential | F14 | Industrial | Instruments | New | Space Heating | Natural Gas | Gas Furnace - Maintenance | A | Purchases (Cumulative) | Achievable Economic TRC Potential | 0 | 0 | 0 | 0 | 0 | 0 | 0 | 0 | 0 | 0 | 0 | 0 | 0 | 0 | 0 | 0 | 0 | 0 | 0 | 0 | 0 | 0 | 0 | 0 | 0 | 0 | 0 | 0 | 0 | 0 | 0
F1_Industrial_Instruments_New_Space Heating_Natural Gas_Gas Boiler - Hot Water Reset_A_Achievable Economic TRC Potential | F1 | Industrial | Instruments | New | Space Heating | Natural Gas | Gas Boiler - Hot Water Reset | A | Original Unit Energy Savings (kWh or therms) | Achievable Economic TRC Potential | 0 | 0 | 0 | 0 | 0 | 0 | 0 | 0 | 0 | 0 | 0 | 0 | 0 | 0 | 0 | 0 | 0 | 0 | 0 | 0 | 0 | 0 | 0 | 0 | 0 | 0 | 0 | 0 | 0 | 0 | 0
F2_Industrial_Instruments_New_Space Heating_Natural Gas_Gas Boiler - Hot Water Reset_A_Achievable Economic TRC Potential | F2 | Industrial | Instruments | New | Space Heating | Natural Gas | Gas Boiler - Hot Water Reset | A | Original Unit Summer Peak Savings (kW) | Achievable Economic TRC Potential | 0 | 0 | 0 | 0 | 0 | 0 | 0 | 0 | 0 | 0 | 0 | 0 | 0 | 0 | 0 | 0 | 0 | 0 | 0 | 0 | 0 | 0 | 0 | 0 | 0 | 0 | 0 | 0 | 0 | 0 | 0
F3_Industrial_Instruments_New_Space Heating_Natural Gas_Gas Boiler - Hot Water Reset_A_Achievable Economic TRC Potential | F3 | Industrial | Instruments | New | Space Heating | Natural Gas | Gas Boiler - Hot Water Reset | A | Original Unit Winter Peak Savings (kW) | Achievable Economic TRC Potential | 0 | 0 | 0 | 0 | 0 | 0 | 0 | 0 | 0 | 0 | 0 | 0 | 0 | 0 | 0 | 0 | 0 | 0 | 0 | 0 | 0 | 0 | 0 | 0 | 0 | 0 | 0 | 0 | 0 | 0 | 0
F4_Industrial_Instruments_New_Space Heating_Natural Gas_Gas Boiler - Hot Water Reset_A_Achievable Economic TRC Potential | F4 | Industrial | Instruments | New | Space Heating | Natural Gas | Gas Boiler - Hot Water Reset | A | Standalone Impact on Baseline Energy (%) | Achievable Economic TRC Potential | 0% | 0% | 0% | 0% | 0% | 0% | 0% | 0% | 0% | 0% | 0% | 0% | 0% | 0% | 0% | 0% | 0% | 0% | 0% | 0% | 0% | 0% | 0% | 0% | 0 | 0 | 0 | 0 | 0 | 0 | 0
F5_Industrial_Instruments_New_Space Heating_Natural Gas_Gas Boiler - Hot Water Reset_A_Achievable Economic TRC Potential | F5 | Industrial | Instruments | New | Space Heating | Natural Gas | Gas Boiler - Hot Water Reset | A | Standalone Impact on Baseline Summer Peak (%) | Achievable Economic TRC Potential | 0% | 0% | 0% | 0% | 0% | 0% | 0% | 0% | 0% | 0% | 0% | 0% | 0% | 0% | 0% | 0% | 0% | 0% | 0% | 0% | 0% | 0% | 0% | 0% | 0 | 0 | 0 | 0 | 0 | 0 | 0
F6_Industrial_Instruments_New_Space Heating_Natural Gas_Gas Boiler - Hot Water Reset_A_Achievable Economic TRC Potential | F6 | Industrial | Instruments | New | Space Heating | Natural Gas | Gas Boiler - Hot Water Reset | A | Standalone Impact on Baseline Winter Peak (%) | Achievable Economic TRC Potential | 0% | 0% | 0% | 0% | 0% | 0% | 0% | 0% | 0% | 0% | 0% | 0% | 0% | 0% | 0% | 0% | 0% | 0% | 0% | 0% | 0% | 0% | 0% | 0% | 0 | 0 | 0 | 0 | 0 | 0 | 0
F7_Industrial_Instruments_New_Space Heating_Natural Gas_Gas Boiler - Hot Water Reset_A_Achievable Economic TRC Potential | F7 | Industrial | Instruments | New | Space Heating | Natural Gas | Gas Boiler - Hot Water Reset | A | Incremental Energy Savings (MWh or mTherms) | Achievable Economic TRC Potential | 0 | 0 | 0 | 0 | 0 | 0 | 0 | 0 | 0 | 0 | 0 | 0 | 0 | 0 | 0 | 0 | 0 | 0 | 0 | 0 | 0 | 0 | 0 | 0 | 0 | 0 | 0 | 0 | 0 | 0 | 0
F8_Industrial_Instruments_New_Space Heating_Natural Gas_Gas Boiler - Hot Water Reset_A_Achievable Economic TRC Potential | F8 | Industrial | Instruments | New | Space Heating | Natural Gas | Gas Boiler - Hot Water Reset | A | Incremental Summer Peak Savings (MW) | Achievable Economic TRC Potential | 0 | 0 | 0 | 0 | 0 | 0 | 0 | 0 | 0 | 0 | 0 | 0 | 0 | 0 | 0 | 0 | 0 | 0 | 0 | 0 | 0 | 0 | 0 | 0 | 0 | 0 | 0 | 0 | 0 | 0 | 0
F9_Industrial_Instruments_New_Space Heating_Natural Gas_Gas Boiler - Hot Water Reset_A_Achievable Economic TRC Potential | F9 | Industrial | Instruments | New | Space Heating | Natural Gas | Gas Boiler - Hot Water Reset | A | Incremental Winter Peak Savings (MW) | Achievable Economic TRC Potential | 0 | 0 | 0 | 0 | 0 | 0 | 0 | 0 | 0 | 0 | 0 | 0 | 0 | 0 | 0 | 0 | 0 | 0 | 0 | 0 | 0 | 0 | 0 | 0 | 0 | 0 | 0 | 0 | 0 | 0 | 0
F10_Industrial_Instruments_New_Space Heating_Natural Gas_Gas Boiler - Hot Water Reset_A_Achievable Economic TRC Potential | F10 | Industrial | Instruments | New | Space Heating | Natural Gas | Gas Boiler - Hot Water Reset | A | Cumulative Energy Savings (MWh or mTherms) | Achievable Economic TRC Potential | 0 | 0 | 0 | 0 | 0 | 0 | 0 | 0 | 0 | 0 | 0 | 0 | 0 | 0 | 0 | 0 | 0 | 0 | 0 | 0 | 0 | 0 | 0 | 0 | 0 | 0 | 0 | 0 | 0 | 0 | 0
F11_Industrial_Instruments_New_Space Heating_Natural Gas_Gas Boiler - Hot Water Reset_A_Achievable Economic TRC Potential | F11 | Industrial | Instruments | New | Space Heating | Natural Gas | Gas Boiler - Hot Water Reset | A | Cumulative Summer Peak Savings (MW) | Achievable Economic TRC Potential | 0 | 0 | 0 | 0 | 0 | 0 | 0 | 0 | 0 | 0 | 0 | 0 | 0 | 0 | 0 | 0 | 0 | 0 | 0 | 0 | 0 | 0 | 0 | 0 | 0 | 0 | 0 | 0 | 0 | 0 | 0
F12_Industrial_Instruments_New_Space Heating_Natural Gas_Gas Boiler - Hot Water Reset_A_Achievable Economic TRC Potential | F12 | Industrial | Instruments | New | Space Heating | Natural Gas | Gas Boiler - Hot Water Reset | A | Cumulative Winter Peak Savings (MW) | Achievable Economic TRC Potential | 0 | 0 | 0 | 0 | 0 | 0 | 0 | 0 | 0 | 0 | 0 | 0 | 0 | 0 | 0 | 0 | 0 | 0 | 0 | 0 | 0 | 0 | 0 | 0 | 0 | 0 | 0 | 0 | 0 | 0 | 0
F13_Industrial_Instruments_New_Space Heating_Natural Gas_Gas Boiler - Hot Water Reset_A_Achievable Economic TRC Potential | F13 | Industrial | Instruments | New | Space Heating | Natural Gas | Gas Boiler - Hot Water Reset | A | Purchases (Incremental) | Achievable Economic TRC Potential | 0 | 0 | 0 | 0 | 0 | 0 | 0 | 0 | 0 | 0 | 0 | 0 | 0 | 0 | 0 | 0 | 0 | 0 | 0 | 0 | 0 | 0 | 0 | 0 | 0 | 0 | 0 | 0 | 0 | 0 | 0
F14_Industrial_Instruments_New_Space Heating_Natural Gas_Gas Boiler - Hot Water Reset_A_Achievable Economic TRC Potential | F14 | Industrial | Instruments | New | Space Heating | Natural Gas | Gas Boiler - Hot Water Reset | A | Purchases (Cumulative) | Achievable Economic TRC Potential | 0 | 0 | 0 | 0 | 0 | 0 | 0 | 0 | 0 | 0 | 0 | 0 | 0 | 0 | 0 | 0 | 0 | 0 | 0 | 0 | 0 | 0 | 0 | 0 | 0 | 0 | 0 | 0 | 0 | 0 | 0
F1_Industrial_Instruments_New_Process_Natural Gas_Gas Boiler - Hot Water Reset_A_Achievable Economic TRC Potential | F1 | Industrial | Instruments | New | Process | Natural Gas | Gas Boiler - Hot Water Reset | A | Original Unit Energy Savings (kWh or therms) | Achievable Economic TRC Potential | 0 | 0 | 0 | 0 | 0 | 4.6909 | 4.6909 | 4.6909 | 4.6909 | 4.6909 | 4.6909 | 4.6909 | 4.6909 | 4.6909 | 4.6909 | 4.6909 | 4.6909 | 4.6909 | 4.6909 | 4.6909 | 4.6909 | 4.6909 | 4.6909 | 4.6909 | 4.6909 | 4.6909 | 4.6909 | 4.6909 | 4.6909 | 4.6909 | 4.6909
F2_Industrial_Instruments_New_Process_Natural Gas_Gas Boiler - Hot Water Reset_A_Achievable Economic TRC Potential | F2 | Industrial | Instruments | New | Process | Natural Gas | Gas Boiler - Hot Water Reset | A | Original Unit Summer Peak Savings (kW) | Achievable Economic TRC Potential | 0 | 0 | 0 | 0 | 0 | 0 | 0 | 0 | 0 | 0 | 0 | 0 | 0 | 0 | 0 | 0 | 0 | 0 | 0 | 0 | 0 | 0 | 0 | 0 | 0 | 0 | 0 | 0 | 0 | 0 | 0
F3_Industrial_Instruments_New_Process_Natural Gas_Gas Boiler - Hot Water Reset_A_Achievable Economic TRC Potential | F3 | Industrial | Instruments | New | Process | Natural Gas | Gas Boiler - Hot Water Reset | A | Original Unit Winter Peak Savings (kW) | Achievable Economic TRC Potential | 0 | 0 | 0 | 0 | 0 | 0 | 0 | 0 | 0 | 0 | 0 | 0 | 0 | 0 | 0 | 0 | 0 | 0 | 0 | 0 | 0 | 0 | 0 | 0 | 0 | 0 | 0 | 0 | 0 | 0 | 0
F4_Industrial_Instruments_New_Process_Natural Gas_Gas Boiler - Hot Water Reset_A_Achievable Economic TRC Potential | F4 | Industrial | Instruments | New | Process | Natural Gas | Gas Boiler - Hot Water Reset | A | Standalone Impact on Baseline Energy (%) | Achievable Economic TRC Potential | 0% | 0% | 0% | 0% | 0% | 0.02711% | 0.05618% | 0.08935% | 0.1261% | 0.1667% | 0.2138% | 0.2645% | 0.3142% | 0.3578% | 0.391% | 0.4105% | 0.4157% | 0.4095% | 0.3962% | 0.3801% | 0.3634% | 0.3471% | 0.3323% | 0.3187% | 0.0030619 | 0.0029468 | 0.0028404 | 0.0027417 | 0 | 0 | 0
F5_Industrial_Instruments_New_Process_Natural Gas_Gas Boiler - Hot Water Reset_A_Achievable Economic TRC Potential | F5 | Industrial | Instruments | New | Process | Natural Gas | Gas Boiler - Hot Water Reset | A | Standalone Impact on Baseline Summer Peak (%) | Achievable Economic TRC Potential | 0% | 0% | 0% | 0% | 0% | 0% | 0% | 0% | 0% | 0% | 0% | 0% | 0% | 0% | 0% | 0% | 0% | 0% | 0% | 0% | 0% | 0% | 0% | 0% | 0 | 0 | 0 | 0 | 0 | 0 | 0
F6_Industrial_Instruments_New_Process_Natural Gas_Gas Boiler - Hot Water Reset_A_Achievable Economic TRC Potential | F6 | Industrial | Instruments | New | Process | Natural Gas | Gas Boiler - Hot Water Reset | A | Standalone Impact on Baseline Winter Peak (%) | Achievable Economic TRC Potential | 0% | 0% | 0% | 0% | 0% | 0% | 0% | 0% | 0% | 0% | 0% | 0% | 0% | 0% | 0% | 0% | 0% | 0% | 0% | 0% | 0% | 0% | 0% | 0% | 0 | 0 | 0 | 0 | 0 | 0 | 0
F7_Industrial_Instruments_New_Process_Natural Gas_Gas Boiler - Hot Water Reset_A_Achievable Economic TRC Potential | F7 | Industrial | Instruments | New | Process | Natural Gas | Gas Boiler - Hot Water Reset | A | Incremental Energy Savings (MWh or mTherms) | Achievable Economic TRC Potential | 0 | 0 | 0 | 0 | 0 | 0.027422 | 0.03989 | 0.05642 | 0.074273 | 0.094736 | 0.12248 | 0.14706 | 0.16317 | 0.16593 | 0.15292 | 0.12633 | 0.088848 | 0.054632 | 0.027762 | 0.012357 | 0.0047159 | 0.027422 | 0.03989 | 0.05642 | 0.074273 | 0.094736 | 0.12248 | 0.14706 | 0.16317 | 0.16593 | 0.15292
F8_Industrial_Instruments_New_Process_Natural Gas_Gas Boiler - Hot Water Reset_A_Achievable Economic TRC Potential | F8 | Industrial | Instruments | New | Process | Natural Gas | Gas Boiler - Hot Water Reset | A | Incremental Summer Peak Savings (MW) | Achievable Economic TRC Potential | 0 | 0 | 0 | 0 | 0 | 0 | 0 | 0 | 0 | 0 | 0 | 0 | 0 | 0 | 0 | 0 | 0 | 0 | 0 | 0 | 0 | 0 | 0 | 0 | 0 | 0 | 0 | 0 | 0 | 0 | 0
F9_Industrial_Instruments_New_Process_Natural Gas_Gas Boiler - Hot Water Reset_A_Achievable Economic TRC Potential | F9 | Industrial | Instruments | New | Process | Natural Gas | Gas Boiler - Hot Water Reset | A | Incremental Winter Peak Savings (MW) | Achievable Economic TRC Potential | 0 | 0 | 0 | 0 | 0 | 0 | 0 | 0 | 0 | 0 | 0 | 0 | 0 | 0 | 0 | 0 | 0 | 0 | 0 | 0 | 0 | 0 | 0 | 0 | 0 | 0 | 0 | 0 | 0 | 0 | 0
F10_Industrial_Instruments_New_Process_Natural Gas_Gas Boiler - Hot Water Reset_A_Achievable Economic TRC Potential | F10 | Industrial | Instruments | New | Process | Natural Gas | Gas Boiler - Hot Water Reset | A | Cumulative Energy Savings (MWh or mTherms) | Achievable Economic TRC Potential | 0 | 0 | 0 | 0 | 0 | 0.027422 | 0.067312 | 0.12373 | 0.19801 | 0.29274 | 0.41522 | 0.56228 | 0.72545 | 0.89138 | 1.0443 | 1.1706 | 1.2595 | 1.3141 | 1.3419 | 1.3542 | 1.3589 | 1.3589 | 1.3589 | 1.3589 | 1.3589 | 1.3589 | 1.3589 | 1.3589 | 1.3589 | 1.3589 | 1.3589
F11_Industrial_Instruments_New_Process_Natural Gas_Gas Boiler - Hot Water Reset_A_Achievable Economic TRC Potential | F11 | Industrial | Instruments | New | Process | Natural Gas | Gas Boiler - Hot Water Reset | A | Cumulative Summer Peak Savings (MW) | Achievable Economic TRC Potential | 0 | 0 | 0 | 0 | 0 | 0 | 0 | 0 | 0 | 0 | 0 | 0 | 0 | 0 | 0 | 0 | 0 | 0 | 0 | 0 | 0 | 0 | 0 | 0 | 0 | 0 | 0 | 0 | 0 | 0 | 0
F12_Industrial_Instruments_New_Process_Natural Gas_Gas Boiler - Hot Water Reset_A_Achievable Economic TRC Potential | F12 | Industrial | Instruments | New | Process | Natural Gas | Gas Boiler - Hot Water Reset | A | Cumulative Winter Peak Savings (MW) | Achievable Economic TRC Potential | 0 | 0 | 0 | 0 | 0 | 0 | 0 | 0 | 0 | 0 | 0 | 0 | 0 | 0 | 0 | 0 | 0 | 0 | 0 | 0 | 0 | 0 | 0 | 0 | 0 | 0 | 0 | 0 | 0 | 0 | 0
F13_Industrial_Instruments_New_Process_Natural Gas_Gas Boiler - Hot Water Reset_A_Achievable Economic TRC Potential | F13 | Industrial | Instruments | New | Process | Natural Gas | Gas Boiler - Hot Water Reset | A | Purchases (Incremental) | Achievable Economic TRC Potential | 0 | 0 | 0 | 0 | 0 | 5.8457 | 8.5035 | 12.0275 | 15.8334 | 20.1956 | 26.11 | 31.3497 | 34.7833 | 35.3723 | 32.5991 | 26.9306 | 18.9403 | 11.6463 | 5.9182 | 2.6342 | 1.0053 | 5.8457 | 8.5035 | 12.0275 | 15.8334 | 20.1956 | 26.11 | 31.3497 | 34.7833 | 35.3723 | 32.5991
F14_Industrial_Instruments_New_Process_Natural Gas_Gas Boiler - Hot Water Reset_A_Achievable Economic TRC Potential | F14 | Industrial | Instruments | New | Process | Natural Gas | Gas Boiler - Hot Water Reset | A | Purchases (Cumulative) | Achievable Economic TRC Potential | 0 | 0 | 0 | 0 | 0 | 5.8457 | 14.3493 | 26.3768 | 42.2101 | 62.4058 | 88.5158 | 119.8654 | 154.6487 | 190.021 | 222.6201 | 249.5507 | 268.491 | 280.1373 | 286.0555 | 288.6897 | 289.695 | 289.695 | 289.695 | 289.695 | 289.695 | 289.695 | 289.695 | 289.695 | 289.695 | 289.695 | 289.695
F1_Industrial_Instruments_New_Space Heating_Natural Gas_Steam Trap Maintenance_A_Achievable Economic TRC Potential | F1 | Industrial | Instruments | New | Space Heating | Natural Gas | Steam Trap Maintenance | A | Original Unit Energy Savings (kWh or therms) | Achievable Economic TRC Potential | 0 | 0 | 0 | 0 | 0 | 0 | 0 | 0 | 0 | 0 | 0 | 0 | 0 | 0 | 0 | 0 | 0 | 0 | 0 | 0 | 0 | 0 | 0 | 0 | 0 | 0 | 0 | 0 | 0 | 0 | 0
F2_Industrial_Instruments_New_Space Heating_Natural Gas_Steam Trap Maintenance_A_Achievable Economic TRC Potential | F2 | Industrial | Instruments | New | Space Heating | Natural Gas | Steam Trap Maintenance | A | Original Unit Summer Peak Savings (kW) | Achievable Economic TRC Potential | 0 | 0 | 0 | 0 | 0 | 0 | 0 | 0 | 0 | 0 | 0 | 0 | 0 | 0 | 0 | 0 | 0 | 0 | 0 | 0 | 0 | 0 | 0 | 0 | 0 | 0 | 0 | 0 | 0 | 0 | 0
F3_Industrial_Instruments_New_Space Heating_Natural Gas_Steam Trap Maintenance_A_Achievable Economic TRC Potential | F3 | Industrial | Instruments | New | Space Heating | Natural Gas | Steam Trap Maintenance | A | Original Unit Winter Peak Savings (kW) | Achievable Economic TRC Potential | 0 | 0 | 0 | 0 | 0 | 0 | 0 | 0 | 0 | 0 | 0 | 0 | 0 | 0 | 0 | 0 | 0 | 0 | 0 | 0 | 0 | 0 | 0 | 0 | 0 | 0 | 0 | 0 | 0 | 0 | 0
F4_Industrial_Instruments_New_Space Heating_Natural Gas_Steam Trap Maintenance_A_Achievable Economic TRC Potential | F4 | Industrial | Instruments | New | Space Heating | Natural Gas | Steam Trap Maintenance | A | Standalone Impact on Baseline Energy (%) | Achievable Economic TRC Potential | 0% | 0% | 0% | 0% | 0% | 0% | 0% | 0% | 0% | 0% | 0% | 0% | 0% | 0% | 0% | 0% | 0% | 0% | 0% | 0% | 0% | 0% | 0% | 0% | 0 | 0 | 0 | 0 | 0 | 0 | 0
F5_Industrial_Instruments_New_Space Heating_Natural Gas_Steam Trap Maintenance_A_Achievable Economic TRC Potential | F5 | Industrial | Instruments | New | Space Heating | Natural Gas | Steam Trap Maintenance | A | Standalone Impact on Baseline Summer Peak (%) | Achievable Economic TRC Potential | 0% | 0% | 0% | 0% | 0% | 0% | 0% | 0% | 0% | 0% | 0% | 0% | 0% | 0% | 0% | 0% | 0% | 0% | 0% | 0% | 0% | 0% | 0% | 0% | 0 | 0 | 0 | 0 | 0 | 0 | 0
F6_Industrial_Instruments_New_Space Heating_Natural Gas_Steam Trap Maintenance_A_Achievable Economic TRC Potential | F6 | Industrial | Instruments | New | Space Heating | Natural Gas | Steam Trap Maintenance | A | Standalone Impact on Baseline Winter Peak (%) | Achievable Economic TRC Potential | 0% | 0% | 0% | 0% | 0% | 0% | 0% | 0% | 0% | 0% | 0% | 0% | 0% | 0% | 0% | 0% | 0% | 0% | 0% | 0% | 0% | 0% | 0% | 0% | 0 | 0 | 0 | 0 | 0 | 0 | 0
F7_Industrial_Instruments_New_Space Heating_Natural Gas_Steam Trap Maintenance_A_Achievable Economic TRC Potential | F7 | Industrial | Instruments | New | Space Heating | Natural Gas | Steam Trap Maintenance | A | Incremental Energy Savings (MWh or mTherms) | Achievable Economic TRC Potential | 0 | 0 | 0 | 0 | 0 | 0 | 0 | 0 | 0 | 0 | 0 | 0 | 0 | 0 | 0 | 0 | 0 | 0 | 0 | 0 | 0 | 0 | 0 | 0 | 0 | 0 | 0 | 0 | 0 | 0 | 0
F8_Industrial_Instruments_New_Space Heating_Natural Gas_Steam Trap Maintenance_A_Achievable Economic TRC Potential | F8 | Industrial | Instruments | New | Space Heating | Natural Gas | Steam Trap Maintenance | A | Incremental Summer Peak Savings (MW) | Achievable Economic TRC Potential | 0 | 0 | 0 | 0 | 0 | 0 | 0 | 0 | 0 | 0 | 0 | 0 | 0 | 0 | 0 | 0 | 0 | 0 | 0 | 0 | 0 | 0 | 0 | 0 | 0 | 0 | 0 | 0 | 0 | 0 | 0
F9_Industrial_Instruments_New_Space Heating_Natural Gas_Steam Trap Maintenance_A_Achievable Economic TRC Potential | F9 | Industrial | Instruments | New | Space Heating | Natural Gas | Steam Trap Maintenance | A | Incremental Winter Peak Savings (MW) | Achievable Economic TRC Potential | 0 | 0 | 0 | 0 | 0 | 0 | 0 | 0 | 0 | 0 | 0 | 0 | 0 | 0 | 0 | 0 | 0 | 0 | 0 | 0 | 0 | 0 | 0 | 0 | 0 | 0 | 0 | 0 | 0 | 0 | 0
F10_Industrial_Instruments_New_Space Heating_Natural Gas_Steam Trap Maintenance_A_Achievable Economic TRC Potential | F10 | Industrial | Instruments | New | Space Heating | Natural Gas | Steam Trap Maintenance | A | Cumulative Energy Savings (MWh or mTherms) | Achievable Economic TRC Potential | 0 | 0 | 0 | 0 | 0 | 0 | 0 | 0 | 0 | 0 | 0 | 0 | 0 | 0 | 0 | 0 | 0 | 0 | 0 | 0 | 0 | 0 | 0 | 0 | 0 | 0 | 0 | 0 | 0 | 0 | 0
F11_Industrial_Instruments_New_Space Heating_Natural Gas_Steam Trap Maintenance_A_Achievable Economic TRC Potential | F11 | Industrial | Instruments | New | Space Heating | Natural Gas | Steam Trap Maintenance | A | Cumulative Summer Peak Savings (MW) | Achievable Economic TRC Potential | 0 | 0 | 0 | 0 | 0 | 0 | 0 | 0 | 0 | 0 | 0 | 0 | 0 | 0 | 0 | 0 | 0 | 0 | 0 | 0 | 0 | 0 | 0 | 0 | 0 | 0 | 0 | 0 | 0 | 0 | 0
F12_Industrial_Instruments_New_Space Heating_Natural Gas_Steam Trap Maintenance_A_Achievable Economic TRC Potential | F12 | Industrial | Instruments | New | Space Heating | Natural Gas | Steam Trap Maintenance | A | Cumulative Winter Peak Savings (MW) | Achievable Economic TRC Potential | 0 | 0 | 0 | 0 | 0 | 0 | 0 | 0 | 0 | 0 | 0 | 0 | 0 | 0 | 0 | 0 | 0 | 0 | 0 | 0 | 0 | 0 | 0 | 0 | 0 | 0 | 0 | 0 | 0 | 0 | 0
F13_Industrial_Instruments_New_Space Heating_Natural Gas_Steam Trap Maintenance_A_Achievable Economic TRC Potential | F13 | Industrial | Instruments | New | Space Heating | Natural Gas | Steam Trap Maintenance | A | Purchases (Incremental) | Achievable Economic TRC Potential | 0 | 0 | 0 | 0 | 0 | 0 | 0 | 0 | 0 | 0 | 0 | 0 | 0 | 0 | 0 | 0 | 0 | 0 | 0 | 0 | 0 | 0 | 0 | 0 | 0 | 0 | 0 | 0 | 0 | 0 | 0
F14_Industrial_Instruments_New_Space Heating_Natural Gas_Steam Trap Maintenance_A_Achievable Economic TRC Potential | F14 | Industrial | Instruments | New | Space Heating | Natural Gas | Steam Trap Maintenance | A | Purchases (Cumulative) | Achievable Economic TRC Potential | 0 | 0 | 0 | 0 | 0 | 0 | 0 | 0 | 0 | 0 | 0 | 0 | 0 | 0 | 0 | 0 | 0 | 0 | 0 | 0 | 0 | 0 | 0 | 0 | 0 | 0 | 0 | 0 | 0 | 0 | 0
F1_Industrial_Instruments_New_Process_Natural Gas_Steam Trap Maintenance_A_Achievable Economic TRC Potential | F1 | Industrial | Instruments | New | Process | Natural Gas | Steam Trap Maintenance | A | Original Unit Energy Savings (kWh or therms) | Achievable Economic TRC Potential | 0 | 0 | 0 | 0 | 0 | 3.3144 | 3.3144 | 3.3144 | 3.3144 | 3.3144 | 3.3144 | 3.3144 | 3.3144 | 3.3144 | 3.3144 | 3.3144 | 3.3144 | 3.3144 | 3.3144 | 3.3144 | 3.3144 | 3.3144 | 3.3144 | 3.3144 | 3.3144 | 3.3144 | 3.3144 | 3.3144 | 3.3144 | 3.3144 | 3.3144
F2_Industrial_Instruments_New_Process_Natural Gas_Steam Trap Maintenance_A_Achievable Economic TRC Potential | F2 | Industrial | Instruments | New | Process | Natural Gas | Steam Trap Maintenance | A | Original Unit Summer Peak Savings (kW) | Achievable Economic TRC Potential | 0 | 0 | 0 | 0 | 0 | 0 | 0 | 0 | 0 | 0 | 0 | 0 | 0 | 0 | 0 | 0 | 0 | 0 | 0 | 0 | 0 | 0 | 0 | 0 | 0 | 0 | 0 | 0 | 0 | 0 | 0
F3_Industrial_Instruments_New_Process_Natural Gas_Steam Trap Maintenance_A_Achievable Economic TRC Potential | F3 | Industrial | Instruments | New | Process | Natural Gas | Steam Trap Maintenance | A | Original Unit Winter Peak Savings (kW) | Achievable Economic TRC Potential | 0 | 0 | 0 | 0 | 0 | 0 | 0 | 0 | 0 | 0 | 0 | 0 | 0 | 0 | 0 | 0 | 0 | 0 | 0 | 0 | 0 | 0 | 0 | 0 | 0 | 0 | 0 | 0 | 0 | 0 | 0
F4_Industrial_Instruments_New_Process_Natural Gas_Steam Trap Maintenance_A_Achievable Economic TRC Potential | F4 | Industrial | Instruments | New | Process | Natural Gas | Steam Trap Maintenance | A | Standalone Impact on Baseline Energy (%) | Achievable Economic TRC Potential | 0% | 0% | 0% | 0% | 0% | 0% | 0% | 0% | 0% | 0% | 0% | 0% | 0% | 0% | 0% | 0% | 0% | 0% | 0% | 0% | 0% | 0% | 0% | 0% | 0 | 0 | 0 | 0 | 0 | 0 | 0
F5_Industrial_Instruments_New_Process_Natural Gas_Steam Trap Maintenance_A_Achievable Economic TRC Potential | F5 | Industrial | Instruments | New | Process | Natural Gas | Steam Trap Maintenance | A | Standalone Impact on Baseline Summer Peak (%) | Achievable Economic TRC Potential | 0% | 0% | 0% | 0% | 0% | 0% | 0% | 0% | 0% | 0% | 0% | 0% | 0% | 0% | 0% | 0% | 0% | 0% | 0% | 0% | 0% | 0% | 0% | 0% | 0 | 0 | 0 | 0 | 0 | 0 | 0
F6_Industrial_Instruments_New_Process_Natural Gas_Steam Trap Maintenance_A_Achievable Economic TRC Potential | F6 | Industrial | Instruments | New | Process | Natural Gas | Steam Trap Maintenance | A | Standalone Impact on Baseline Winter Peak (%) | Achievable Economic TRC Potential | 0% | 0% | 0% | 0% | 0% | 0% | 0% | 0% | 0% | 0% | 0% | 0% | 0% | 0% | 0% | 0% | 0% | 0% | 0% | 0% | 0% | 0% | 0% | 0% | 0 | 0 | 0 | 0 | 0 | 0 | 0
F7_Industrial_Instruments_New_Process_Natural Gas_Steam Trap Maintenance_A_Achievable Economic TRC Potential | F7 | Industrial | Instruments | New | Process | Natural Gas | Steam Trap Maintenance | A | Incremental Energy Savings (MWh or mTherms) | Achievable Economic TRC Potential | 0 | 0 | 0 | 0 | 0 | 0 | 0 | 0 | 0 | 0 | 0 | 0 | 0 | 0 | 0 | 0 | 0 | 0 | 0 | 0 | 0 | 0 | 0 | 0 | 0 | 0 | 0 | 0 | 0 | 0 | 0
F8_Industrial_Instruments_New_Process_Natural Gas_Steam Trap Maintenance_A_Achievable Economic TRC Potential | F8 | Industrial | Instruments | New | Process | Natural Gas | Steam Trap Maintenance | A | Incremental Summer Peak Savings (MW) | Achievable Economic TRC Potential | 0 | 0 | 0 | 0 | 0 | 0 | 0 | 0 | 0 | 0 | 0 | 0 | 0 | 0 | 0 | 0 | 0 | 0 | 0 | 0 | 0 | 0 | 0 | 0 | 0 | 0 | 0 | 0 | 0 | 0 | 0
F9_Industrial_Instruments_New_Process_Natural Gas_Steam Trap Maintenance_A_Achievable Economic TRC Potential | F9 | Industrial | Instruments | New | Process | Natural Gas | Steam Trap Maintenance | A | Incremental Winter Peak Savings (MW) | Achievable Economic TRC Potential | 0 | 0 | 0 | 0 | 0 | 0 | 0 | 0 | 0 | 0 | 0 | 0 | 0 | 0 | 0 | 0 | 0 | 0 | 0 | 0 | 0 | 0 | 0 | 0 | 0 | 0 | 0 | 0 | 0 | 0 | 0
F10_Industrial_Instruments_New_Process_Natural Gas_Steam Trap Maintenance_A_Achievable Economic TRC Potential | F10 | Industrial | Instruments | New | Process | Natural Gas | Steam Trap Maintenance | A | Cumulative Energy Savings (MWh or mTherms) | Achievable Economic TRC Potential | 0 | 0 | 0 | 0 | 0 | 0 | 0 | 0 | 0 | 0 | 0 | 0 | 0 | 0 | 0 | 0 | 0 | 0 | 0 | 0 | 0 | 0 | 0 | 0 | 0 | 0 | 0 | 0 | 0 | 0 | 0
F11_Industrial_Instruments_New_Process_Natural Gas_Steam Trap Maintenance_A_Achievable Economic TRC Potential | F11 | Industrial | Instruments | New | Process | Natural Gas | Steam Trap Maintenance | A | Cumulative Summer Peak Savings (MW) | Achievable Economic TRC Potential | 0 | 0 | 0 | 0 | 0 | 0 | 0 | 0 | 0 | 0 | 0 | 0 | 0 | 0 | 0 | 0 | 0 | 0 | 0 | 0 | 0 | 0 | 0 | 0 | 0 | 0 | 0 | 0 | 0 | 0 | 0
F12_Industrial_Instruments_New_Process_Natural Gas_Steam Trap Maintenance_A_Achievable Economic TRC Potential | F12 | Industrial | Instruments | New | Process | Natural Gas | Steam Trap Maintenance | A | Cumulative Winter Peak Savings (MW) | Achievable Economic TRC Potential | 0 | 0 | 0 | 0 | 0 | 0 | 0 | 0 | 0 | 0 | 0 | 0 | 0 | 0 | 0 | 0 | 0 | 0 | 0 | 0 | 0 | 0 | 0 | 0 | 0 | 0 | 0 | 0 | 0 | 0 | 0
F13_Industrial_Instruments_New_Process_Natural Gas_Steam Trap Maintenance_A_Achievable Economic TRC Potential | F13 | Industrial | Instruments | New | Process | Natural Gas | Steam Trap Maintenance | A | Purchases (Incremental) | Achievable Economic TRC Potential | 0 | 0 | 0 | 0 | 0 | 0 | 0 | 0 | 0 | 0 | 0 | 0 | 0 | 0 | 0 | 0 | 0 | 0 | 0 | 0 | 0 | 0 | 0 | 0 | 0 | 0 | 0 | 0 | 0 | 0 | 0
F14_Industrial_Instruments_New_Process_Natural Gas_Steam Trap Maintenance_A_Achievable Economic TRC Potential | F14 | Industrial | Instruments | New | Process | Natural Gas | Steam Trap Maintenance | A | Purchases (Cumulative) | Achievable Economic TRC Potential | 0 | 0 | 0 | 0 | 0 | 0 | 0 | 0 | 0 | 0 | 0 | 0 | 0 | 0 | 0 | 0 | 0 | 0 | 0 | 0 | 0 | 0 | 0 | 0 | 0 | 0 | 0 | 0 | 0 | 0 | 0
F1_Industrial_Instruments_New_Space Heating_Natural Gas_Gas Boiler - High Turndown_A_Achievable Economic TRC Potential | F1 | Industrial | Instruments | New | Space Heating | Natural Gas | Gas Boiler - High Turndown | A | Original Unit Energy Savings (kWh or therms) | Achievable Economic TRC Potential | 0 | 0 | 0 | 0 | 0 | 0 | 0 | 0 | 0 | 0 | 0 | 0 | 0 | 0 | 0 | 0 | 0 | 0 | 0 | 0 | 0 | 0 | 0 | 0 | 0 | 0 | 0 | 0 | 0 | 0 | 0
F2_Industrial_Instruments_New_Space Heating_Natural Gas_Gas Boiler - High Turndown_A_Achievable Economic TRC Potential | F2 | Industrial | Instruments | New | Space Heating | Natural Gas | Gas Boiler - High Turndown | A | Original Unit Summer Peak Savings (kW) | Achievable Economic TRC Potential | 0 | 0 | 0 | 0 | 0 | 0 | 0 | 0 | 0 | 0 | 0 | 0 | 0 | 0 | 0 | 0 | 0 | 0 | 0 | 0 | 0 | 0 | 0 | 0 | 0 | 0 | 0 | 0 | 0 | 0 | 0
F3_Industrial_Instruments_New_Space Heating_Natural Gas_Gas Boiler - High Turndown_A_Achievable Economic TRC Potential | F3 | Industrial | Instruments | New | Space Heating | Natural Gas | Gas Boiler - High Turndown | A | Original Unit Winter Peak Savings (kW) | Achievable Economic TRC Potential | 0 | 0 | 0 | 0 | 0 | 0 | 0 | 0 | 0 | 0 | 0 | 0 | 0 | 0 | 0 | 0 | 0 | 0 | 0 | 0 | 0 | 0 | 0 | 0 | 0 | 0 | 0 | 0 | 0 | 0 | 0
F4_Industrial_Instruments_New_Space Heating_Natural Gas_Gas Boiler - High Turndown_A_Achievable Economic TRC Potential | F4 | Industrial | Instruments | New | Space Heating | Natural Gas | Gas Boiler - High Turndown | A | Standalone Impact on Baseline Energy (%) | Achievable Economic TRC Potential | 0% | 0% | 0% | 0% | 0% | 0% | 0% | 0% | 0% | 0% | 0% | 0% | 0% | 0% | 0% | 0% | 0% | 0% | 0% | 0% | 0% | 0% | 0% | 0% | 0 | 0 | 0 | 0 | 0 | 0 | 0
F5_Industrial_Instruments_New_Space Heating_Natural Gas_Gas Boiler - High Turndown_A_Achievable Economic TRC Potential | F5 | Industrial | Instruments | New | Space Heating | Natural Gas | Gas Boiler - High Turndown | A | Standalone Impact on Baseline Summer Peak (%) | Achievable Economic TRC Potential | 0% | 0% | 0% | 0% | 0% | 0% | 0% | 0% | 0% | 0% | 0% | 0% | 0% | 0% | 0% | 0% | 0% | 0% | 0% | 0% | 0% | 0% | 0% | 0% | 0 | 0 | 0 | 0 | 0 | 0 | 0
F6_Industrial_Instruments_New_Space Heating_Natural Gas_Gas Boiler - High Turndown_A_Achievable Economic TRC Potential | F6 | Industrial | Instruments | New | Space Heating | Natural Gas | Gas Boiler - High Turndown | A | Standalone Impact on Baseline Winter Peak (%) | Achievable Economic TRC Potential | 0% | 0% | 0% | 0% | 0% | 0% | 0% | 0% | 0% | 0% | 0% | 0% | 0% | 0% | 0% | 0% | 0% | 0% | 0% | 0% | 0% | 0% | 0% | 0% | 0 | 0 | 0 | 0 | 0 | 0 | 0
F7_Industrial_Instruments_New_Space Heating_Natural Gas_Gas Boiler - High Turndown_A_Achievable Economic TRC Potential | F7 | Industrial | Instruments | New | Space Heating | Natural Gas | Gas Boiler - High Turndown | A | Incremental Energy Savings (MWh or mTherms) | Achievable Economic TRC Potential | 0 | 0 | 0 | 0 | 0 | 0 | 0 | 0 | 0 | 0 | 0 | 0 | 0 | 0 | 0 | 0 | 0 | 0 | 0 | 0 | 0 | 0 | 0 | 0 | 0 | 0 | 0 | 0 | 0 | 0 | 0
F8_Industrial_Instruments_New_Space Heating_Natural Gas_Gas Boiler - High Turndown_A_Achievable Economic TRC Potential | F8 | Industrial | Instruments | New | Space Heating | Natural Gas | Gas Boiler - High Turndown | A | Incremental Summer Peak Savings (MW) | Achievable Economic TRC Potential | 0 | 0 | 0 | 0 | 0 | 0 | 0 | 0 | 0 | 0 | 0 | 0 | 0 | 0 | 0 | 0 | 0 | 0 | 0 | 0 | 0 | 0 | 0 | 0 | 0 | 0 | 0 | 0 | 0 | 0 | 0
F9_Industrial_Instruments_New_Space Heating_Natural Gas_Gas Boiler - High Turndown_A_Achievable Economic TRC Potential | F9 | Industrial | Instruments | New | Space Heating | Natural Gas | Gas Boiler - High Turndown | A | Incremental Winter Peak Savings (MW) | Achievable Economic TRC Potential | 0 | 0 | 0 | 0 | 0 | 0 | 0 | 0 | 0 | 0 | 0 | 0 | 0 | 0 | 0 | 0 | 0 | 0 | 0 | 0 | 0 | 0 | 0 | 0 | 0 | 0 | 0 | 0 | 0 | 0 | 0
F10_Industrial_Instruments_New_Space Heating_Natural Gas_Gas Boiler - High Turndown_A_Achievable Economic TRC Potential | F10 | Industrial | Instruments | New | Space Heating | Natural Gas | Gas Boiler - High Turndown | A | Cumulative Energy Savings (MWh or mTherms) | Achievable Economic TRC Potential | 0 | 0 | 0 | 0 | 0 | 0 | 0 | 0 | 0 | 0 | 0 | 0 | 0 | 0 | 0 | 0 | 0 | 0 | 0 | 0 | 0 | 0 | 0 | 0 | 0 | 0 | 0 | 0 | 0 | 0 | 0
F11_Industrial_Instruments_New_Space Heating_Natural Gas_Gas Boiler - High Turndown_A_Achievable Economic TRC Potential | F11 | Industrial | Instruments | New | Space Heating | Natural Gas | Gas Boiler - High Turndown | A | Cumulative Summer Peak Savings (MW) | Achievable Economic TRC Potential | 0 | 0 | 0 | 0 | 0 | 0 | 0 | 0 | 0 | 0 | 0 | 0 | 0 | 0 | 0 | 0 | 0 | 0 | 0 | 0 | 0 | 0 | 0 | 0 | 0 | 0 | 0 | 0 | 0 | 0 | 0
F12_Industrial_Instruments_New_Space Heating_Natural Gas_Gas Boiler - High Turndown_A_Achievable Economic TRC Potential | F12 | Industrial | Instruments | New | Space Heating | Natural Gas | Gas Boiler - High Turndown | A | Cumulative Winter Peak Savings (MW) | Achievable Economic TRC Potential | 0 | 0 | 0 | 0 | 0 | 0 | 0 | 0 | 0 | 0 | 0 | 0 | 0 | 0 | 0 | 0 | 0 | 0 | 0 | 0 | 0 | 0 | 0 | 0 | 0 | 0 | 0 | 0 | 0 | 0 | 0
F13_Industrial_Instruments_New_Space Heating_Natural Gas_Gas Boiler - High Turndown_A_Achievable Economic TRC Potential | F13 | Industrial | Instruments | New | Space Heating | Natural Gas | Gas Boiler - High Turndown | A | Purchases (Incremental) | Achievable Economic TRC Potential | 0 | 0 | 0 | 0 | 0 | 0 | 0 | 0 | 0 | 0 | 0 | 0 | 0 | 0 | 0 | 0 | 0 | 0 | 0 | 0 | 0 | 0 | 0 | 0 | 0 | 0 | 0 | 0 | 0 | 0 | 0
F14_Industrial_Instruments_New_Space Heating_Natural Gas_Gas Boiler - High Turndown_A_Achievable Economic TRC Potential | F14 | Industrial | Instruments | New | Space Heating | Natural Gas | Gas Boiler - High Turndown | A | Purchases (Cumulative) | Achievable Economic TRC Potential | 0 | 0 | 0 | 0 | 0 | 0 | 0 | 0 | 0 | 0 | 0 | 0 | 0 | 0 | 0 | 0 | 0 | 0 | 0 | 0 | 0 | 0 | 0 | 0 | 0 | 0 | 0 | 0 | 0 | 0 | 0
F1_Industrial_Instruments_New_Process_Natural Gas_Gas Boiler - High Turndown_A_Achievable Economic TRC Potential | F1 | Industrial | Instruments | New | Process | Natural Gas | Gas Boiler - High Turndown | A | Original Unit Energy Savings (kWh or therms) | Achievable Economic TRC Potential | 0 | 0 | 0 | 0 | 0 | 3.5182 | 3.5182 | 3.5182 | 3.5182 | 3.5182 | 3.5182 | 3.5182 | 3.5182 | 3.5182 | 3.5182 | 3.5182 | 3.5182 | 3.5182 | 3.5182 | 3.5182 | 3.5182 | 3.5182 | 3.5182 | 3.5182 | 3.5182 | 3.5182 | 3.5182 | 3.5182 | 3.5182 | 3.5182 | 3.5182
F2_Industrial_Instruments_New_Process_Natural Gas_Gas Boiler - High Turndown_A_Achievable Economic TRC Potential | F2 | Industrial | Instruments | New | Process | Natural Gas | Gas Boiler - High Turndown | A | Original Unit Summer Peak Savings (kW) | Achievable Economic TRC Potential | 0 | 0 | 0 | 0 | 0 | 0 | 0 | 0 | 0 | 0 | 0 | 0 | 0 | 0 | 0 | 0 | 0 | 0 | 0 | 0 | 0 | 0 | 0 | 0 | 0 | 0 | 0 | 0 | 0 | 0 | 0
F3_Industrial_Instruments_New_Process_Natural Gas_Gas Boiler - High Turndown_A_Achievable Economic TRC Potential | F3 | Industrial | Instruments | New | Process | Natural Gas | Gas Boiler - High Turndown | A | Original Unit Winter Peak Savings (kW) | Achievable Economic TRC Potential | 0 | 0 | 0 | 0 | 0 | 0 | 0 | 0 | 0 | 0 | 0 | 0 | 0 | 0 | 0 | 0 | 0 | 0 | 0 | 0 | 0 | 0 | 0 | 0 | 0 | 0 | 0 | 0 | 0 | 0 | 0
F4_Industrial_Instruments_New_Process_Natural Gas_Gas Boiler - High Turndown_A_Achievable Economic TRC Potential | F4 | Industrial | Instruments | New | Process | Natural Gas | Gas Boiler - High Turndown | A | Standalone Impact on Baseline Energy (%) | Achievable Economic TRC Potential | 0% | 0% | 0% | 0% | 0% | 0% | 0% | 0% | 0% | 0% | 0% | 0% | 0% | 0% | 0% | 0% | 0% | 0% | 0% | 0% | 0% | 0% | 0% | 0% | 0 | 0 | 0 | 0 | 0 | 0 | 0
F5_Industrial_Instruments_New_Process_Natural Gas_Gas Boiler - High Turndown_A_Achievable Economic TRC Potential | F5 | Industrial | Instruments | New | Process | Natural Gas | Gas Boiler - High Turndown | A | Standalone Impact on Baseline Summer Peak (%) | Achievable Economic TRC Potential | 0% | 0% | 0% | 0% | 0% | 0% | 0% | 0% | 0% | 0% | 0% | 0% | 0% | 0% | 0% | 0% | 0% | 0% | 0% | 0% | 0% | 0% | 0% | 0% | 0 | 0 | 0 | 0 | 0 | 0 | 0
F6_Industrial_Instruments_New_Process_Natural Gas_Gas Boiler - High Turndown_A_Achievable Economic TRC Potential | F6 | Industrial | Instruments | New | Process | Natural Gas | Gas Boiler - High Turndown | A | Standalone Impact on Baseline Winter Peak (%) | Achievable Economic TRC Potential | 0% | 0% | 0% | 0% | 0% | 0% | 0% | 0% | 0% | 0% | 0% | 0% | 0% | 0% | 0% | 0% | 0% | 0% | 0% | 0% | 0% | 0% | 0% | 0% | 0 | 0 | 0 | 0 | 0 | 0 | 0
F7_Industrial_Instruments_New_Process_Natural Gas_Gas Boiler - High Turndown_A_Achievable Economic TRC Potential | F7 | Industrial | Instruments | New | Process | Natural Gas | Gas Boiler - High Turndown | A | Incremental Energy Savings (MWh or mTherms) | Achievable Economic TRC Potential | 0 | 0 | 0 | 0 | 0 | 0 | 0 | 0 | 0 | 0 | 0 | 0 | 0 | 0 | 0 | 0 | 0 | 0 | 0 | 0 | 0 | 0 | 0 | 0 | 0 | 0 | 0 | 0 | 0 | 0 | 0
F8_Industrial_Instruments_New_Process_Natural Gas_Gas Boiler - High Turndown_A_Achievable Economic TRC Potential | F8 | Industrial | Instruments | New | Process | Natural Gas | Gas Boiler - High Turndown | A | Incremental Summer Peak Savings (MW) | Achievable Economic TRC Potential | 0 | 0 | 0 | 0 | 0 | 0 | 0 | 0 | 0 | 0 | 0 | 0 | 0 | 0 | 0 | 0 | 0 | 0 | 0 | 0 | 0 | 0 | 0 | 0 | 0 | 0 | 0 | 0 | 0 | 0 | 0
F9_Industrial_Instruments_New_Process_Natural Gas_Gas Boiler - High Turndown_A_Achievable Economic TRC Potential | F9 | Industrial | Instruments | New | Process | Natural Gas | Gas Boiler - High Turndown | A | Incremental Winter Peak Savings (MW) | Achievable Economic TRC Potential | 0 | 0 | 0 | 0 | 0 | 0 | 0 | 0 | 0 | 0 | 0 | 0 | 0 | 0 | 0 | 0 | 0 | 0 | 0 | 0 | 0 | 0 | 0 | 0 | 0 | 0 | 0 | 0 | 0 | 0 | 0
F10_Industrial_Instruments_New_Process_Natural Gas_Gas Boiler - High Turndown_A_Achievable Economic TRC Potential | F10 | Industrial | Instruments | New | Process | Natural Gas | Gas Boiler - High Turndown | A | Cumulative Energy Savings (MWh or mTherms) | Achievable Economic TRC Potential | 0 | 0 | 0 | 0 | 0 | 0 | 0 | 0 | 0 | 0 | 0 | 0 | 0 | 0 | 0 | 0 | 0 | 0 | 0 | 0 | 0 | 0 | 0 | 0 | 0 | 0 | 0 | 0 | 0 | 0 | 0
F11_Industrial_Instruments_New_Process_Natural Gas_Gas Boiler - High Turndown_A_Achievable Economic TRC Potential | F11 | Industrial | Instruments | New | Process | Natural Gas | Gas Boiler - High Turndown | A | Cumulative Summer Peak Savings (MW) | Achievable Economic TRC Potential | 0 | 0 | 0 | 0 | 0 | 0 | 0 | 0 | 0 | 0 | 0 | 0 | 0 | 0 | 0 | 0 | 0 | 0 | 0 | 0 | 0 | 0 | 0 | 0 | 0 | 0 | 0 | 0 | 0 | 0 | 0
F12_Industrial_Instruments_New_Process_Natural Gas_Gas Boiler - High Turndown_A_Achievable Economic TRC Potential | F12 | Industrial | Instruments | New | Process | Natural Gas | Gas Boiler - High Turndown | A | Cumulative Winter Peak Savings (MW) | Achievable Economic TRC Potential | 0 | 0 | 0 | 0 | 0 | 0 | 0 | 0 | 0 | 0 | 0 | 0 | 0 | 0 | 0 | 0 | 0 | 0 | 0 | 0 | 0 | 0 | 0 | 0 | 0 | 0 | 0 | 0 | 0 | 0 | 0
F13_Industrial_Instruments_New_Process_Natural Gas_Gas Boiler - High Turndown_A_Achievable Economic TRC Potential | F13 | Industrial | Instruments | New | Process | Natural Gas | Gas Boiler - High Turndown | A | Purchases (Incremental) | Achievable Economic TRC Potential | 0 | 0 | 0 | 0 | 0 | 0 | 0 | 0 | 0 | 0 | 0 | 0 | 0 | 0 | 0 | 0 | 0 | 0 | 0 | 0 | 0 | 0 | 0 | 0 | 0 | 0 | 0 | 0 | 0 | 0 | 0
F14_Industrial_Instruments_New_Process_Natural Gas_Gas Boiler - High Turndown_A_Achievable Economic TRC Potential | F14 | Industrial | Instruments | New | Process | Natural Gas | Gas Boiler - High Turndown | A | Purchases (Cumulative) | Achievable Economic TRC Potential | 0 | 0 | 0 | 0 | 0 | 0 | 0 | 0 | 0 | 0 | 0 | 0 | 0 | 0 | 0 | 0 | 0 | 0 | 0 | 0 | 0 | 0 | 0 | 0 | 0 | 0 | 0 | 0 | 0 | 0 | 0
F1_Industrial_Instruments_New_Space Heating_Natural Gas_Gas Boiler - Burner Control Optimization_A_Achievable Economic TRC Potential | F1 | Industrial | Instruments | New | Space Heating | Natural Gas | Gas Boiler - Burner Control Optimization | A | Original Unit Energy Savings (kWh or therms) | Achievable Economic TRC Potential | 0 | 0 | 0 | 0 | 0 | 0 | 0 | 0 | 0 | 0 | 0 | 0 | 0 | 0 | 0 | 0 | 0 | 0 | 0 | 0 | 0 | 0 | 0 | 0 | 0 | 0 | 0 | 0 | 0 | 0 | 0
F2_Industrial_Instruments_New_Space Heating_Natural Gas_Gas Boiler - Burner Control Optimization_A_Achievable Economic TRC Potential | F2 | Industrial | Instruments | New | Space Heating | Natural Gas | Gas Boiler - Burner Control Optimization | A | Original Unit Summer Peak Savings (kW) | Achievable Economic TRC Potential | 0 | 0 | 0 | 0 | 0 | 0 | 0 | 0 | 0 | 0 | 0 | 0 | 0 | 0 | 0 | 0 | 0 | 0 | 0 | 0 | 0 | 0 | 0 | 0 | 0 | 0 | 0 | 0 | 0 | 0 | 0
F3_Industrial_Instruments_New_Space Heating_Natural Gas_Gas Boiler - Burner Control Optimization_A_Achievable Economic TRC Potential | F3 | Industrial | Instruments | New | Space Heating | Natural Gas | Gas Boiler - Burner Control Optimization | A | Original Unit Winter Peak Savings (kW) | Achievable Economic TRC Potential | 0 | 0 | 0 | 0 | 0 | 0 | 0 | 0 | 0 | 0 | 0 | 0 | 0 | 0 | 0 | 0 | 0 | 0 | 0 | 0 | 0 | 0 | 0 | 0 | 0 | 0 | 0 | 0 | 0 | 0 | 0
F4_Industrial_Instruments_New_Space Heating_Natural Gas_Gas Boiler - Burner Control Optimization_A_Achievable Economic TRC Potential | F4 | Industrial | Instruments | New | Space Heating | Natural Gas | Gas Boiler - Burner Control Optimization | A | Standalone Impact on Baseline Energy (%) | Achievable Economic TRC Potential | 0% | 0% | 0% | 0% | 0% | 0% | 0% | 0% | 0% | 0% | 0% | 0% | 0% | 0% | 0% | 0% | 0% | 0% | 0% | 0% | 0% | 0% | 0% | 0% | 0 | 0 | 0 | 0 | 0 | 0 | 0
F5_Industrial_Instruments_New_Space Heating_Natural Gas_Gas Boiler - Burner Control Optimization_A_Achievable Economic TRC Potential | F5 | Industrial | Instruments | New | Space Heating | Natural Gas | Gas Boiler - Burner Control Optimization | A | Standalone Impact on Baseline Summer Peak (%) | Achievable Economic TRC Potential | 0% | 0% | 0% | 0% | 0% | 0% | 0% | 0% | 0% | 0% | 0% | 0% | 0% | 0% | 0% | 0% | 0% | 0% | 0% | 0% | 0% | 0% | 0% | 0% | 0 | 0 | 0 | 0 | 0 | 0 | 0
F6_Industrial_Instruments_New_Space Heating_Natural Gas_Gas Boiler - Burner Control Optimization_A_Achievable Economic TRC Potential | F6 | Industrial | Instruments | New | Space Heating | Natural Gas | Gas Boiler - Burner Control Optimization | A | Standalone Impact on Baseline Winter Peak (%) | Achievable Economic TRC Potential | 0% | 0% | 0% | 0% | 0% | 0% | 0% | 0% | 0% | 0% | 0% | 0% | 0% | 0% | 0% | 0% | 0% | 0% | 0% | 0% | 0% | 0% | 0% | 0% | 0 | 0 | 0 | 0 | 0 | 0 | 0
F7_Industrial_Instruments_New_Space Heating_Natural Gas_Gas Boiler - Burner Control Optimization_A_Achievable Economic TRC Potential | F7 | Industrial | Instruments | New | Space Heating | Natural Gas | Gas Boiler - Burner Control Optimization | A | Incremental Energy Savings (MWh or mTherms) | Achievable Economic TRC Potential | 0 | 0 | 0 | 0 | 0 | 0 | 0 | 0 | 0 | 0 | 0 | 0 | 0 | 0 | 0 | 0 | 0 | 0 | 0 | 0 | 0 | 0 | 0 | 0 | 0 | 0 | 0 | 0 | 0 | 0 | 0
F8_Industrial_Instruments_New_Space Heating_Natural Gas_Gas Boiler - Burner Control Optimization_A_Achievable Economic TRC Potential | F8 | Industrial | Instruments | New | Space Heating | Natural Gas | Gas Boiler - Burner Control Optimization | A | Incremental Summer Peak Savings (MW) | Achievable Economic TRC Potential | 0 | 0 | 0 | 0 | 0 | 0 | 0 | 0 | 0 | 0 | 0 | 0 | 0 | 0 | 0 | 0 | 0 | 0 | 0 | 0 | 0 | 0 | 0 | 0 | 0 | 0 | 0 | 0 | 0 | 0 | 0
F9_Industrial_Instruments_New_Space Heating_Natural Gas_Gas Boiler - Burner Control Optimization_A_Achievable Economic TRC Potential | F9 | Industrial | Instruments | New | Space Heating | Natural Gas | Gas Boiler - Burner Control Optimization | A | Incremental Winter Peak Savings (MW) | Achievable Economic TRC Potential | 0 | 0 | 0 | 0 | 0 | 0 | 0 | 0 | 0 | 0 | 0 | 0 | 0 | 0 | 0 | 0 | 0 | 0 | 0 | 0 | 0 | 0 | 0 | 0 | 0 | 0 | 0 | 0 | 0 | 0 | 0
F10_Industrial_Instruments_New_Space Heating_Natural Gas_Gas Boiler - Burner Control Optimization_A_Achievable Economic TRC Potential | F10 | Industrial | Instruments | New | Space Heating | Natural Gas | Gas Boiler - Burner Control Optimization | A | Cumulative Energy Savings (MWh or mTherms) | Achievable Economic TRC Potential | 0 | 0 | 0 | 0 | 0 | 0 | 0 | 0 | 0 | 0 | 0 | 0 | 0 | 0 | 0 | 0 | 0 | 0 | 0 | 0 | 0 | 0 | 0 | 0 | 0 | 0 | 0 | 0 | 0 | 0 | 0
F11_Industrial_Instruments_New_Space Heating_Natural Gas_Gas Boiler - Burner Control Optimization_A_Achievable Economic TRC Potential | F11 | Industrial | Instruments | New | Space Heating | Natural Gas | Gas Boiler - Burner Control Optimization | A | Cumulative Summer Peak Savings (MW) | Achievable Economic TRC Potential | 0 | 0 | 0 | 0 | 0 | 0 | 0 | 0 | 0 | 0 | 0 | 0 | 0 | 0 | 0 | 0 | 0 | 0 | 0 | 0 | 0 | 0 | 0 | 0 | 0 | 0 | 0 | 0 | 0 | 0 | 0
F12_Industrial_Instruments_New_Space Heating_Natural Gas_Gas Boiler - Burner Control Optimization_A_Achievable Economic TRC Potential | F12 | Industrial | Instruments | New | Space Heating | Natural Gas | Gas Boiler - Burner Control Optimization | A | Cumulative Winter Peak Savings (MW) | Achievable Economic TRC Potential | 0 | 0 | 0 | 0 | 0 | 0 | 0 | 0 | 0 | 0 | 0 | 0 | 0 | 0 | 0 | 0 | 0 | 0 | 0 | 0 | 0 | 0 | 0 | 0 | 0 | 0 | 0 | 0 | 0 | 0 | 0
F13_Industrial_Instruments_New_Space Heating_Natural Gas_Gas Boiler - Burner Control Optimization_A_Achievable Economic TRC Potential | F13 | Industrial | Instruments | New | Space Heating | Natural Gas | Gas Boiler - Burner Control Optimization | A | Purchases (Incremental) | Achievable Economic TRC Potential | 0 | 0 | 0 | 0 | 0 | 0 | 0 | 0 | 0 | 0 | 0 | 0 | 0 | 0 | 0 | 0 | 0 | 0 | 0 | 0 | 0 | 0 | 0 | 0 | 0 | 0 | 0 | 0 | 0 | 0 | 0
F14_Industrial_Instruments_New_Space Heating_Natural Gas_Gas Boiler - Burner Control Optimization_A_Achievable Economic TRC Potential | F14 | Industrial | Instruments | New | Space Heating | Natural Gas | Gas Boiler - Burner Control Optimization | A | Purchases (Cumulative) | Achievable Economic TRC Potential | 0 | 0 | 0 | 0 | 0 | 0 | 0 | 0 | 0 | 0 | 0 | 0 | 0 | 0 | 0 | 0 | 0 | 0 | 0 | 0 | 0 | 0 | 0 | 0 | 0 | 0 | 0 | 0 | 0 | 0 | 0
F1_Industrial_Instruments_New_Process_Natural Gas_Gas Boiler - Burner Control Optimization_A_Achievable Economic TRC Potential | F1 | Industrial | Instruments | New | Process | Natural Gas | Gas Boiler - Burner Control Optimization | A | Original Unit Energy Savings (kWh or therms) | Achievable Economic TRC Potential | 0 | 0 | 0 | 0 | 0 | 1.0203 | 1.0203 | 1.0203 | 1.0203 | 1.0203 | 1.0203 | 1.0203 | 1.0203 | 1.0203 | 1.0203 | 1.0203 | 1.0203 | 1.0203 | 1.0203 | 1.0203 | 1.0203 | 1.0203 | 1.0203 | 1.0203 | 1.0203 | 1.0203 | 1.0203 | 1.0203 | 1.0203 | 1.0203 | 1.0203
F2_Industrial_Instruments_New_Process_Natural Gas_Gas Boiler - Burner Control Optimization_A_Achievable Economic TRC Potential | F2 | Industrial | Instruments | New | Process | Natural Gas | Gas Boiler - Burner Control Optimization | A | Original Unit Summer Peak Savings (kW) | Achievable Economic TRC Potential | 0 | 0 | 0 | 0 | 0 | 0 | 0 | 0 | 0 | 0 | 0 | 0 | 0 | 0 | 0 | 0 | 0 | 0 | 0 | 0 | 0 | 0 | 0 | 0 | 0 | 0 | 0 | 0 | 0 | 0 | 0
F3_Industrial_Instruments_New_Process_Natural Gas_Gas Boiler - Burner Control Optimization_A_Achievable Economic TRC Potential | F3 | Industrial | Instruments | New | Process | Natural Gas | Gas Boiler - Burner Control Optimization | A | Original Unit Winter Peak Savings (kW) | Achievable Economic TRC Potential | 0 | 0 | 0 | 0 | 0 | 0 | 0 | 0 | 0 | 0 | 0 | 0 | 0 | 0 | 0 | 0 | 0 | 0 | 0 | 0 | 0 | 0 | 0 | 0 | 0 | 0 | 0 | 0 | 0 | 0 | 0
F4_Industrial_Instruments_New_Process_Natural Gas_Gas Boiler - Burner Control Optimization_A_Achievable Economic TRC Potential | F4 | Industrial | Instruments | New | Process | Natural Gas | Gas Boiler - Burner Control Optimization | A | Standalone Impact on Baseline Energy (%) | Achievable Economic TRC Potential | 0% | 0% | 0% | 0% | 0% | 0% | 0% | 0% | 0% | 0% | 0% | 0% | 0% | 0% | 0% | 0% | 0% | 0% | 0% | 0% | 0% | 0% | 0% | 0% | 0 | 0 | 0 | 0 | 0 | 0 | 0
F5_Industrial_Instruments_New_Process_Natural Gas_Gas Boiler - Burner Control Optimization_A_Achievable Economic TRC Potential | F5 | Industrial | Instruments | New | Process | Natural Gas | Gas Boiler - Burner Control Optimization | A | Standalone Impact on Baseline Summer Peak (%) | Achievable Economic TRC Potential | 0% | 0% | 0% | 0% | 0% | 0% | 0% | 0% | 0% | 0% | 0% | 0% | 0% | 0% | 0% | 0% | 0% | 0% | 0% | 0% | 0% | 0% | 0% | 0% | 0 | 0 | 0 | 0 | 0 | 0 | 0
F6_Industrial_Instruments_New_Process_Natural Gas_Gas Boiler - Burner Control Optimization_A_Achievable Economic TRC Potential | F6 | Industrial | Instruments | New | Process | Natural Gas | Gas Boiler - Burner Control Optimization | A | Standalone Impact on Baseline Winter Peak (%) | Achievable Economic TRC Potential | 0% | 0% | 0% | 0% | 0% | 0% | 0% | 0% | 0% | 0% | 0% | 0% | 0% | 0% | 0% | 0% | 0% | 0% | 0% | 0% | 0% | 0% | 0% | 0% | 0 | 0 | 0 | 0 | 0 | 0 | 0
F7_Industrial_Instruments_New_Process_Natural Gas_Gas Boiler - Burner Control Optimization_A_Achievable Economic TRC Potential | F7 | Industrial | Instruments | New | Process | Natural Gas | Gas Boiler - Burner Control Optimization | A | Incremental Energy Savings (MWh or mTherms) | Achievable Economic TRC Potential | 0 | 0 | 0 | 0 | 0 | 0 | 0 | 0 | 0 | 0 | 0 | 0 | 0 | 0 | 0 | 0 | 0 | 0 | 0 | 0 | 0 | 0 | 0 | 0 | 0 | 0 | 0 | 0 | 0 | 0 | 0
F8_Industrial_Instruments_New_Process_Natural Gas_Gas Boiler - Burner Control Optimization_A_Achievable Economic TRC Potential | F8 | Industrial | Instruments | New | Process | Natural Gas | Gas Boiler - Burner Control Optimization | A | Incremental Summer Peak Savings (MW) | Achievable Economic TRC Potential | 0 | 0 | 0 | 0 | 0 | 0 | 0 | 0 | 0 | 0 | 0 | 0 | 0 | 0 | 0 | 0 | 0 | 0 | 0 | 0 | 0 | 0 | 0 | 0 | 0 | 0 | 0 | 0 | 0 | 0 | 0
F9_Industrial_Instruments_New_Process_Natural Gas_Gas Boiler - Burner Control Optimization_A_Achievable Economic TRC Potential | F9 | Industrial | Instruments | New | Process | Natural Gas | Gas Boiler - Burner Control Optimization | A | Incremental Winter Peak Savings (MW) | Achievable Economic TRC Potential | 0 | 0 | 0 | 0 | 0 | 0 | 0 | 0 | 0 | 0 | 0 | 0 | 0 | 0 | 0 | 0 | 0 | 0 | 0 | 0 | 0 | 0 | 0 | 0 | 0 | 0 | 0 | 0 | 0 | 0 | 0
F10_Industrial_Instruments_New_Process_Natural Gas_Gas Boiler - Burner Control Optimization_A_Achievable Economic TRC Potential | F10 | Industrial | Instruments | New | Process | Natural Gas | Gas Boiler - Burner Control Optimization | A | Cumulative Energy Savings (MWh or mTherms) | Achievable Economic TRC Potential | 0 | 0 | 0 | 0 | 0 | 0 | 0 | 0 | 0 | 0 | 0 | 0 | 0 | 0 | 0 | 0 | 0 | 0 | 0 | 0 | 0 | 0 | 0 | 0 | 0 | 0 | 0 | 0 | 0 | 0 | 0
F11_Industrial_Instruments_New_Process_Natural Gas_Gas Boiler - Burner Control Optimization_A_Achievable Economic TRC Potential | F11 | Industrial | Instruments | New | Process | Natural Gas | Gas Boiler - Burner Control Optimization | A | Cumulative Summer Peak Savings (MW) | Achievable Economic TRC Potential | 0 | 0 | 0 | 0 | 0 | 0 | 0 | 0 | 0 | 0 | 0 | 0 | 0 | 0 | 0 | 0 | 0 | 0 | 0 | 0 | 0 | 0 | 0 | 0 | 0 | 0 | 0 | 0 | 0 | 0 | 0
F12_Industrial_Instruments_New_Process_Natural Gas_Gas Boiler - Burner Control Optimization_A_Achievable Economic TRC Potential | F12 | Industrial | Instruments | New | Process | Natural Gas | Gas Boiler - Burner Control Optimization | A | Cumulative Winter Peak Savings (MW) | Achievable Economic TRC Potential | 0 | 0 | 0 | 0 | 0 | 0 | 0 | 0 | 0 | 0 | 0 | 0 | 0 | 0 | 0 | 0 | 0 | 0 | 0 | 0 | 0 | 0 | 0 | 0 | 0 | 0 | 0 | 0 | 0 | 0 | 0
F13_Industrial_Instruments_New_Process_Natural Gas_Gas Boiler - Burner Control Optimization_A_Achievable Economic TRC Potential | F13 | Industrial | Instruments | New | Process | Natural Gas | Gas Boiler - Burner Control Optimization | A | Purchases (Incremental) | Achievable Economic TRC Potential | 0 | 0 | 0 | 0 | 0 | 0 | 0 | 0 | 0 | 0 | 0 | 0 | 0 | 0 | 0 | 0 | 0 | 0 | 0 | 0 | 0 | 0 | 0 | 0 | 0 | 0 | 0 | 0 | 0 | 0 | 0
F14_Industrial_Instruments_New_Process_Natural Gas_Gas Boiler - Burner Control Optimization_A_Achievable Economic TRC Potential | F14 | Industrial | Instruments | New | Process | Natural Gas | Gas Boiler - Burner Control Optimization | A | Purchases (Cumulative) | Achievable Economic TRC Potential | 0 | 0 | 0 | 0 | 0 | 0 | 0 | 0 | 0 | 0 | 0 | 0 | 0 | 0 | 0 | 0 | 0 | 0 | 0 | 0 | 0 | 0 | 0 | 0 | 0 | 0 | 0 | 0 | 0 | 0 | 0
F1_Industrial_Instruments_New_Space Heating_Natural Gas_HVAC - Demand Controlled Ventilation_A_Achievable Economic TRC Potential | F1 | Industrial | Instruments | New | Space Heating | Natural Gas | HVAC - Demand Controlled Ventilation | A | Original Unit Energy Savings (kWh or therms) | Achievable Economic TRC Potential | 0 | 0 | 0 | 0 | 0 | 0 | 0 | 0 | 0 | 0 | 0 | 0 | 0 | 0 | 0 | 0 | 0 | 0 | 0 | 0 | 0 | 0 | 0 | 0 | 0 | 0 | 0 | 0 | 0 | 0 | 0
F2_Industrial_Instruments_New_Space Heating_Natural Gas_HVAC - Demand Controlled Ventilation_A_Achievable Economic TRC Potential | F2 | Industrial | Instruments | New | Space Heating | Natural Gas | HVAC - Demand Controlled Ventilation | A | Original Unit Summer Peak Savings (kW) | Achievable Economic TRC Potential | 0 | 0 | 0 | 0 | 0 | 0 | 0 | 0 | 0 | 0 | 0 | 0 | 0 | 0 | 0 | 0 | 0 | 0 | 0 | 0 | 0 | 0 | 0 | 0 | 0 | 0 | 0 | 0 | 0 | 0 | 0
F3_Industrial_Instruments_New_Space Heating_Natural Gas_HVAC - Demand Controlled Ventilation_A_Achievable Economic TRC Potential | F3 | Industrial | Instruments | New | Space Heating | Natural Gas | HVAC - Demand Controlled Ventilation | A | Original Unit Winter Peak Savings (kW) | Achievable Economic TRC Potential | 0 | 0 | 0 | 0 | 0 | 0 | 0 | 0 | 0 | 0 | 0 | 0 | 0 | 0 | 0 | 0 | 0 | 0 | 0 | 0 | 0 | 0 | 0 | 0 | 0 | 0 | 0 | 0 | 0 | 0 | 0
F4_Industrial_Instruments_New_Space Heating_Natural Gas_HVAC - Demand Controlled Ventilation_A_Achievable Economic TRC Potential | F4 | Industrial | Instruments | New | Space Heating | Natural Gas | HVAC - Demand Controlled Ventilation | A | Standalone Impact on Baseline Energy (%) | Achievable Economic TRC Potential | 0% | 0% | 0% | 0% | 0% | 0% | 0% | 0% | 0% | 0% | 0% | 0% | 0% | 0% | 0% | 0% | 0% | 0% | 0% | 0% | 0% | 0% | 0% | 0% | 0 | 0 | 0 | 0 | 0 | 0 | 0
F5_Industrial_Instruments_New_Space Heating_Natural Gas_HVAC - Demand Controlled Ventilation_A_Achievable Economic TRC Potential | F5 | Industrial | Instruments | New | Space Heating | Natural Gas | HVAC - Demand Controlled Ventilation | A | Standalone Impact on Baseline Summer Peak (%) | Achievable Economic TRC Potential | 0% | 0% | 0% | 0% | 0% | 0% | 0% | 0% | 0% | 0% | 0% | 0% | 0% | 0% | 0% | 0% | 0% | 0% | 0% | 0% | 0% | 0% | 0% | 0% | 0 | 0 | 0 | 0 | 0 | 0 | 0
F6_Industrial_Instruments_New_Space Heating_Natural Gas_HVAC - Demand Controlled Ventilation_A_Achievable Economic TRC Potential | F6 | Industrial | Instruments | New | Space Heating | Natural Gas | HVAC - Demand Controlled Ventilation | A | Standalone Impact on Baseline Winter Peak (%) | Achievable Economic TRC Potential | 0% | 0% | 0% | 0% | 0% | 0% | 0% | 0% | 0% | 0% | 0% | 0% | 0% | 0% | 0% | 0% | 0% | 0% | 0% | 0% | 0% | 0% | 0% | 0% | 0 | 0 | 0 | 0 | 0 | 0 | 0
F7_Industrial_Instruments_New_Space Heating_Natural Gas_HVAC - Demand Controlled Ventilation_A_Achievable Economic TRC Potential | F7 | Industrial | Instruments | New | Space Heating | Natural Gas | HVAC - Demand Controlled Ventilation | A | Incremental Energy Savings (MWh or mTherms) | Achievable Economic TRC Potential | 0 | 0 | 0 | 0 | 0 | 0 | 0 | 0 | 0 | 0 | 0 | 0 | 0 | 0 | 0 | 0 | 0 | 0 | 0 | 0 | 0 | 0 | 0 | 0 | 0 | 0 | 0 | 0 | 0 | 0 | 0
F8_Industrial_Instruments_New_Space Heating_Natural Gas_HVAC - Demand Controlled Ventilation_A_Achievable Economic TRC Potential | F8 | Industrial | Instruments | New | Space Heating | Natural Gas | HVAC - Demand Controlled Ventilation | A | Incremental Summer Peak Savings (MW) | Achievable Economic TRC Potential | 0 | 0 | 0 | 0 | 0 | 0 | 0 | 0 | 0 | 0 | 0 | 0 | 0 | 0 | 0 | 0 | 0 | 0 | 0 | 0 | 0 | 0 | 0 | 0 | 0 | 0 | 0 | 0 | 0 | 0 | 0
F9_Industrial_Instruments_New_Space Heating_Natural Gas_HVAC - Demand Controlled Ventilation_A_Achievable Economic TRC Potential | F9 | Industrial | Instruments | New | Space Heating | Natural Gas | HVAC - Demand Controlled Ventilation | A | Incremental Winter Peak Savings (MW) | Achievable Economic TRC Potential | 0 | 0 | 0 | 0 | 0 | 0 | 0 | 0 | 0 | 0 | 0 | 0 | 0 | 0 | 0 | 0 | 0 | 0 | 0 | 0 | 0 | 0 | 0 | 0 | 0 | 0 | 0 | 0 | 0 | 0 | 0
F10_Industrial_Instruments_New_Space Heating_Natural Gas_HVAC - Demand Controlled Ventilation_A_Achievable Economic TRC Potential | F10 | Industrial | Instruments | New | Space Heating | Natural Gas | HVAC - Demand Controlled Ventilation | A | Cumulative Energy Savings (MWh or mTherms) | Achievable Economic TRC Potential | 0 | 0 | 0 | 0 | 0 | 0 | 0 | 0 | 0 | 0 | 0 | 0 | 0 | 0 | 0 | 0 | 0 | 0 | 0 | 0 | 0 | 0 | 0 | 0 | 0 | 0 | 0 | 0 | 0 | 0 | 0
F11_Industrial_Instruments_New_Space Heating_Natural Gas_HVAC - Demand Controlled Ventilation_A_Achievable Economic TRC Potential | F11 | Industrial | Instruments | New | Space Heating | Natural Gas | HVAC - Demand Controlled Ventilation | A | Cumulative Summer Peak Savings (MW) | Achievable Economic TRC Potential | 0 | 0 | 0 | 0 | 0 | 0 | 0 | 0 | 0 | 0 | 0 | 0 | 0 | 0 | 0 | 0 | 0 | 0 | 0 | 0 | 0 | 0 | 0 | 0 | 0 | 0 | 0 | 0 | 0 | 0 | 0
F12_Industrial_Instruments_New_Space Heating_Natural Gas_HVAC - Demand Controlled Ventilation_A_Achievable Economic TRC Potential | F12 | Industrial | Instruments | New | Space Heating | Natural Gas | HVAC - Demand Controlled Ventilation | A | Cumulative Winter Peak Savings (MW) | Achievable Economic TRC Potential | 0 | 0 | 0 | 0 | 0 | 0 | 0 | 0 | 0 | 0 | 0 | 0 | 0 | 0 | 0 | 0 | 0 | 0 | 0 | 0 | 0 | 0 | 0 | 0 | 0 | 0 | 0 | 0 | 0 | 0 | 0
F13_Industrial_Instruments_New_Space Heating_Natural Gas_HVAC - Demand Controlled Ventilation_A_Achievable Economic TRC Potential | F13 | Industrial | Instruments | New | Space Heating | Natural Gas | HVAC - Demand Controlled Ventilation | A | Purchases (Incremental) | Achievable Economic TRC Potential | 0 | 0 | 0 | 0 | 0 | 0 | 0 | 0 | 0 | 0 | 0 | 0 | 0 | 0 | 0 | 0 | 0 | 0 | 0 | 0 | 0 | 0 | 0 | 0 | 0 | 0 | 0 | 0 | 0 | 0 | 0
F14_Industrial_Instruments_New_Space Heating_Natural Gas_HVAC - Demand Controlled Ventilation_A_Achievable Economic TRC Potential | F14 | Industrial | Instruments | New | Space Heating | Natural Gas | HVAC - Demand Controlled Ventilation | A | Purchases (Cumulative) | Achievable Economic TRC Potential | 0 | 0 | 0 | 0 | 0 | 0 | 0 | 0 | 0 | 0 | 0 | 0 | 0 | 0 | 0 | 0 | 0 | 0 | 0 | 0 | 0 | 0 | 0 | 0 | 0 | 0 | 0 | 0 | 0 | 0 | 0
F1_Industrial_Instruments_New_Space Heating_Natural Gas_Gas Boiler - Stack Economizer_A_Achievable Economic TRC Potential | F1 | Industrial | Instruments | New | Space Heating | Natural Gas | Gas Boiler - Stack Economizer | A | Original Unit Energy Savings (kWh or therms) | Achievable Economic TRC Potential | 0 | 0 | 0 | 0 | 0 | 0 | 0 | 0 | 0 | 0 | 0 | 0 | 0 | 0 | 0 | 0 | 0 | 0 | 0 | 0 | 0 | 0 | 0 | 0 | 0 | 0 | 0 | 0 | 0 | 0 | 0
F2_Industrial_Instruments_New_Space Heating_Natural Gas_Gas Boiler - Stack Economizer_A_Achievable Economic TRC Potential | F2 | Industrial | Instruments | New | Space Heating | Natural Gas | Gas Boiler - Stack Economizer | A | Original Unit Summer Peak Savings (kW) | Achievable Economic TRC Potential | 0 | 0 | 0 | 0 | 0 | 0 | 0 | 0 | 0 | 0 | 0 | 0 | 0 | 0 | 0 | 0 | 0 | 0 | 0 | 0 | 0 | 0 | 0 | 0 | 0 | 0 | 0 | 0 | 0 | 0 | 0
F3_Industrial_Instruments_New_Space Heating_Natural Gas_Gas Boiler - Stack Economizer_A_Achievable Economic TRC Potential | F3 | Industrial | Instruments | New | Space Heating | Natural Gas | Gas Boiler - Stack Economizer | A | Original Unit Winter Peak Savings (kW) | Achievable Economic TRC Potential | 0 | 0 | 0 | 0 | 0 | 0 | 0 | 0 | 0 | 0 | 0 | 0 | 0 | 0 | 0 | 0 | 0 | 0 | 0 | 0 | 0 | 0 | 0 | 0 | 0 | 0 | 0 | 0 | 0 | 0 | 0
F4_Industrial_Instruments_New_Space Heating_Natural Gas_Gas Boiler - Stack Economizer_A_Achievable Economic TRC Potential | F4 | Industrial | Instruments | New | Space Heating | Natural Gas | Gas Boiler - Stack Economizer | A | Standalone Impact on Baseline Energy (%) | Achievable Economic TRC Potential | 0% | 0% | 0% | 0% | 0% | 0% | 0% | 0% | 0% | 0% | 0% | 0% | 0% | 0% | 0% | 0% | 0% | 0% | 0% | 0% | 0% | 0% | 0% | 0% | 0 | 0 | 0 | 0 | 0 | 0 | 0
F5_Industrial_Instruments_New_Space Heating_Natural Gas_Gas Boiler - Stack Economizer_A_Achievable Economic TRC Potential | F5 | Industrial | Instruments | New | Space Heating | Natural Gas | Gas Boiler - Stack Economizer | A | Standalone Impact on Baseline Summer Peak (%) | Achievable Economic TRC Potential | 0% | 0% | 0% | 0% | 0% | 0% | 0% | 0% | 0% | 0% | 0% | 0% | 0% | 0% | 0% | 0% | 0% | 0% | 0% | 0% | 0% | 0% | 0% | 0% | 0 | 0 | 0 | 0 | 0 | 0 | 0
F6_Industrial_Instruments_New_Space Heating_Natural Gas_Gas Boiler - Stack Economizer_A_Achievable Economic TRC Potential | F6 | Industrial | Instruments | New | Space Heating | Natural Gas | Gas Boiler - Stack Economizer | A | Standalone Impact on Baseline Winter Peak (%) | Achievable Economic TRC Potential | 0% | 0% | 0% | 0% | 0% | 0% | 0% | 0% | 0% | 0% | 0% | 0% | 0% | 0% | 0% | 0% | 0% | 0% | 0% | 0% | 0% | 0% | 0% | 0% | 0 | 0 | 0 | 0 | 0 | 0 | 0
F7_Industrial_Instruments_New_Space Heating_Natural Gas_Gas Boiler - Stack Economizer_A_Achievable Economic TRC Potential | F7 | Industrial | Instruments | New | Space Heating | Natural Gas | Gas Boiler - Stack Economizer | A | Incremental Energy Savings (MWh or mTherms) | Achievable Economic TRC Potential | 0 | 0 | 0 | 0 | 0 | 0 | 0 | 0 | 0 | 0 | 0 | 0 | 0 | 0 | 0 | 0 | 0 | 0 | 0 | 0 | 0 | 0 | 0 | 0 | 0 | 0 | 0 | 0 | 0 | 0 | 0
F8_Industrial_Instruments_New_Space Heating_Natural Gas_Gas Boiler - Stack Economizer_A_Achievable Economic TRC Potential | F8 | Industrial | Instruments | New | Space Heating | Natural Gas | Gas Boiler - Stack Economizer | A | Incremental Summer Peak Savings (MW) | Achievable Economic TRC Potential | 0 | 0 | 0 | 0 | 0 | 0 | 0 | 0 | 0 | 0 | 0 | 0 | 0 | 0 | 0 | 0 | 0 | 0 | 0 | 0 | 0 | 0 | 0 | 0 | 0 | 0 | 0 | 0 | 0 | 0 | 0
F9_Industrial_Instruments_New_Space Heating_Natural Gas_Gas Boiler - Stack Economizer_A_Achievable Economic TRC Potential | F9 | Industrial | Instruments | New | Space Heating | Natural Gas | Gas Boiler - Stack Economizer | A | Incremental Winter Peak Savings (MW) | Achievable Economic TRC Potential | 0 | 0 | 0 | 0 | 0 | 0 | 0 | 0 | 0 | 0 | 0 | 0 | 0 | 0 | 0 | 0 | 0 | 0 | 0 | 0 | 0 | 0 | 0 | 0 | 0 | 0 | 0 | 0 | 0 | 0 | 0
F10_Industrial_Instruments_New_Space Heating_Natural Gas_Gas Boiler - Stack Economizer_A_Achievable Economic TRC Potential | F10 | Industrial | Instruments | New | Space Heating | Natural Gas | Gas Boiler - Stack Economizer | A | Cumulative Energy Savings (MWh or mTherms) | Achievable Economic TRC Potential | 0 | 0 | 0 | 0 | 0 | 0 | 0 | 0 | 0 | 0 | 0 | 0 | 0 | 0 | 0 | 0 | 0 | 0 | 0 | 0 | 0 | 0 | 0 | 0 | 0 | 0 | 0 | 0 | 0 | 0 | 0
F11_Industrial_Instruments_New_Space Heating_Natural Gas_Gas Boiler - Stack Economizer_A_Achievable Economic TRC Potential | F11 | Industrial | Instruments | New | Space Heating | Natural Gas | Gas Boiler - Stack Economizer | A | Cumulative Summer Peak Savings (MW) | Achievable Economic TRC Potential | 0 | 0 | 0 | 0 | 0 | 0 | 0 | 0 | 0 | 0 | 0 | 0 | 0 | 0 | 0 | 0 | 0 | 0 | 0 | 0 | 0 | 0 | 0 | 0 | 0 | 0 | 0 | 0 | 0 | 0 | 0
F12_Industrial_Instruments_New_Space Heating_Natural Gas_Gas Boiler - Stack Economizer_A_Achievable Economic TRC Potential | F12 | Industrial | Instruments | New | Space Heating | Natural Gas | Gas Boiler - Stack Economizer | A | Cumulative Winter Peak Savings (MW) | Achievable Economic TRC Potential | 0 | 0 | 0 | 0 | 0 | 0 | 0 | 0 | 0 | 0 | 0 | 0 | 0 | 0 | 0 | 0 | 0 | 0 | 0 | 0 | 0 | 0 | 0 | 0 | 0 | 0 | 0 | 0 | 0 | 0 | 0
F13_Industrial_Instruments_New_Space Heating_Natural Gas_Gas Boiler - Stack Economizer_A_Achievable Economic TRC Potential | F13 | Industrial | Instruments | New | Space Heating | Natural Gas | Gas Boiler - Stack Economizer | A | Purchases (Incremental) | Achievable Economic TRC Potential | 0 | 0 | 0 | 0 | 0 | 0 | 0 | 0 | 0 | 0 | 0 | 0 | 0 | 0 | 0 | 0 | 0 | 0 | 0 | 0 | 0 | 0 | 0 | 0 | 0 | 0 | 0 | 0 | 0 | 0 | 0
F14_Industrial_Instruments_New_Space Heating_Natural Gas_Gas Boiler - Stack Economizer_A_Achievable Economic TRC Potential | F14 | Industrial | Instruments | New | Space Heating | Natural Gas | Gas Boiler - Stack Economizer | A | Purchases (Cumulative) | Achievable Economic TRC Potential | 0 | 0 | 0 | 0 | 0 | 0 | 0 | 0 | 0 | 0 | 0 | 0 | 0 | 0 | 0 | 0 | 0 | 0 | 0 | 0 | 0 | 0 | 0 | 0 | 0 | 0 | 0 | 0 | 0 | 0 | 0
F1_Industrial_Instruments_New_Process_Natural Gas_Gas Boiler - Stack Economizer_A_Achievable Economic TRC Potential | F1 | Industrial | Instruments | New | Process | Natural Gas | Gas Boiler - Stack Economizer | A | Original Unit Energy Savings (kWh or therms) | Achievable Economic TRC Potential | 0 | 0 | 0 | 0 | 0 | 3.3775 | 3.3775 | 3.3775 | 3.3775 | 3.3775 | 3.3775 | 3.3775 | 3.3775 | 3.3775 | 3.3775 | 3.3775 | 3.3775 | 3.3775 | 3.3775 | 3.3775 | 3.3775 | 3.3775 | 3.3775 | 3.3775 | 3.3775 | 3.3775 | 3.3775 | 3.3775 | 3.3775 | 3.3775 | 3.3775
F2_Industrial_Instruments_New_Process_Natural Gas_Gas Boiler - Stack Economizer_A_Achievable Economic TRC Potential | F2 | Industrial | Instruments | New | Process | Natural Gas | Gas Boiler - Stack Economizer | A | Original Unit Summer Peak Savings (kW) | Achievable Economic TRC Potential | 0 | 0 | 0 | 0 | 0 | 0 | 0 | 0 | 0 | 0 | 0 | 0 | 0 | 0 | 0 | 0 | 0 | 0 | 0 | 0 | 0 | 0 | 0 | 0 | 0 | 0 | 0 | 0 | 0 | 0 | 0
F3_Industrial_Instruments_New_Process_Natural Gas_Gas Boiler - Stack Economizer_A_Achievable Economic TRC Potential | F3 | Industrial | Instruments | New | Process | Natural Gas | Gas Boiler - Stack Economizer | A | Original Unit Winter Peak Savings (kW) | Achievable Economic TRC Potential | 0 | 0 | 0 | 0 | 0 | 0 | 0 | 0 | 0 | 0 | 0 | 0 | 0 | 0 | 0 | 0 | 0 | 0 | 0 | 0 | 0 | 0 | 0 | 0 | 0 | 0 | 0 | 0 | 0 | 0 | 0
F4_Industrial_Instruments_New_Process_Natural Gas_Gas Boiler - Stack Economizer_A_Achievable Economic TRC Potential | F4 | Industrial | Instruments | New | Process | Natural Gas | Gas Boiler - Stack Economizer | A | Standalone Impact on Baseline Energy (%) | Achievable Economic TRC Potential | 0% | 0% | 0% | 0% | 0% | 0.07945% | 0.1465% | 0.2062% | 0.2613% | 0.3131% | 0.3547% | 0.3812% | 0.3968% | 0.4043% | 0.4064% | 0.4041% | 0.399% | 0.3918% | 0.3832% | 0.3739% | 0.3562% | 0.3402% | 0.3257% | 0.3123% | 0.0030012 | 0.0028884 | 0.0027841 | 0.0026874 | 0 | 0 | 0
F5_Industrial_Instruments_New_Process_Natural Gas_Gas Boiler - Stack Economizer_A_Achievable Economic TRC Potential | F5 | Industrial | Instruments | New | Process | Natural Gas | Gas Boiler - Stack Economizer | A | Standalone Impact on Baseline Summer Peak (%) | Achievable Economic TRC Potential | 0% | 0% | 0% | 0% | 0% | 0% | 0% | 0% | 0% | 0% | 0% | 0% | 0% | 0% | 0% | 0% | 0% | 0% | 0% | 0% | 0% | 0% | 0% | 0% | 0 | 0 | 0 | 0 | 0 | 0 | 0
F6_Industrial_Instruments_New_Process_Natural Gas_Gas Boiler - Stack Economizer_A_Achievable Economic TRC Potential | F6 | Industrial | Instruments | New | Process | Natural Gas | Gas Boiler - Stack Economizer | A | Standalone Impact on Baseline Winter Peak (%) | Achievable Economic TRC Potential | 0% | 0% | 0% | 0% | 0% | 0% | 0% | 0% | 0% | 0% | 0% | 0% | 0% | 0% | 0% | 0% | 0% | 0% | 0% | 0% | 0% | 0% | 0% | 0% | 0 | 0 | 0 | 0 | 0 | 0 | 0
F7_Industrial_Instruments_New_Process_Natural Gas_Gas Boiler - Stack Economizer_A_Achievable Economic TRC Potential | F7 | Industrial | Instruments | New | Process | Natural Gas | Gas Boiler - Stack Economizer | A | Incremental Energy Savings (MWh or mTherms) | Achievable Economic TRC Potential | 0 | 0 | 0 | 0 | 0 | 0.080353 | 0.095196 | 0.11003 | 0.12478 | 0.13953 | 0.13887 | 0.1216 | 0.10565 | 0.091208 | 0.078231 | 0.066812 | 0.0568 | 0.04812 | 0.040629 | 0.034195 | 0.080353 | 0.095196 | 0.11003 | 0.12478 | 0.13953 | 0.13887 | 0.1216 | 0.10565 | 0.091208 | 0.078231 | 0.066812
F8_Industrial_Instruments_New_Process_Natural Gas_Gas Boiler - Stack Economizer_A_Achievable Economic TRC Potential | F8 | Industrial | Instruments | New | Process | Natural Gas | Gas Boiler - Stack Economizer | A | Incremental Summer Peak Savings (MW) | Achievable Economic TRC Potential | 0 | 0 | 0 | 0 | 0 | 0 | 0 | 0 | 0 | 0 | 0 | 0 | 0 | 0 | 0 | 0 | 0 | 0 | 0 | 0 | 0 | 0 | 0 | 0 | 0 | 0 | 0 | 0 | 0 | 0 | 0
F9_Industrial_Instruments_New_Process_Natural Gas_Gas Boiler - Stack Economizer_A_Achievable Economic TRC Potential | F9 | Industrial | Instruments | New | Process | Natural Gas | Gas Boiler - Stack Economizer | A | Incremental Winter Peak Savings (MW) | Achievable Economic TRC Potential | 0 | 0 | 0 | 0 | 0 | 0 | 0 | 0 | 0 | 0 | 0 | 0 | 0 | 0 | 0 | 0 | 0 | 0 | 0 | 0 | 0 | 0 | 0 | 0 | 0 | 0 | 0 | 0 | 0 | 0 | 0
F10_Industrial_Instruments_New_Process_Natural Gas_Gas Boiler - Stack Economizer_A_Achievable Economic TRC Potential | F10 | Industrial | Instruments | New | Process | Natural Gas | Gas Boiler - Stack Economizer | A | Cumulative Energy Savings (MWh or mTherms) | Achievable Economic TRC Potential | 0 | 0 | 0 | 0 | 0 | 0.080353 | 0.17555 | 0.28558 | 0.41036 | 0.54989 | 0.68876 | 0.81036 | 0.91601 | 1.0072 | 1.0855 | 1.1523 | 1.2091 | 1.2572 | 1.2978 | 1.332 | 1.332 | 1.332 | 1.332 | 1.332 | 1.332 | 1.332 | 1.332 | 1.332 | 1.332 | 1.332 | 1.332
F11_Industrial_Instruments_New_Process_Natural Gas_Gas Boiler - Stack Economizer_A_Achievable Economic TRC Potential | F11 | Industrial | Instruments | New | Process | Natural Gas | Gas Boiler - Stack Economizer | A | Cumulative Summer Peak Savings (MW) | Achievable Economic TRC Potential | 0 | 0 | 0 | 0 | 0 | 0 | 0 | 0 | 0 | 0 | 0 | 0 | 0 | 0 | 0 | 0 | 0 | 0 | 0 | 0 | 0 | 0 | 0 | 0 | 0 | 0 | 0 | 0 | 0 | 0 | 0
F12_Industrial_Instruments_New_Process_Natural Gas_Gas Boiler - Stack Economizer_A_Achievable Economic TRC Potential | F12 | Industrial | Instruments | New | Process | Natural Gas | Gas Boiler - Stack Economizer | A | Cumulative Winter Peak Savings (MW) | Achievable Economic TRC Potential | 0 | 0 | 0 | 0 | 0 | 0 | 0 | 0 | 0 | 0 | 0 | 0 | 0 | 0 | 0 | 0 | 0 | 0 | 0 | 0 | 0 | 0 | 0 | 0 | 0 | 0 | 0 | 0 | 0 | 0 | 0
F13_Industrial_Instruments_New_Process_Natural Gas_Gas Boiler - Stack Economizer_A_Achievable Economic TRC Potential | F13 | Industrial | Instruments | New | Process | Natural Gas | Gas Boiler - Stack Economizer | A | Purchases (Incremental) | Achievable Economic TRC Potential | 0 | 0 | 0 | 0 | 0 | 23.7907 | 28.1855 | 32.5779 | 36.9444 | 41.3132 | 41.1171 | 36.0019 | 31.2812 | 27.0048 | 23.1625 | 19.7817 | 16.8172 | 14.2473 | 12.0295 | 10.1244 | 23.7907 | 28.1855 | 32.5779 | 36.9444 | 41.3132 | 41.1171 | 36.0019 | 31.2812 | 27.0048 | 23.1625 | 19.7817
F14_Industrial_Instruments_New_Process_Natural Gas_Gas Boiler - Stack Economizer_A_Achievable Economic TRC Potential | F14 | Industrial | Instruments | New | Process | Natural Gas | Gas Boiler - Stack Economizer | A | Purchases (Cumulative) | Achievable Economic TRC Potential | 0 | 0 | 0 | 0 | 0 | 23.7907 | 51.9762 | 84.5541 | 121.4985 | 162.8117 | 203.9288 | 239.9307 | 271.2119 | 298.2167 | 321.3792 | 341.1609 | 357.978 | 372.2253 | 384.2548 | 394.3792 | 394.3792 | 394.3792 | 394.3792 | 394.3792 | 394.3792 | 394.3792 | 394.3792 | 394.3792 | 394.3792 | 394.3792 | 394.3792
F1_Industrial_Instruments_New_Space Heating_Natural Gas_Gas Furnace Tube Inserts_A_Achievable Economic TRC Potential | F1 | Industrial | Instruments | New | Space Heating | Natural Gas | Gas Furnace Tube Inserts | A | Original Unit Energy Savings (kWh or therms) | Achievable Economic TRC Potential | 0 | 0 | 0 | 0 | 0 | 0 | 0 | 0 | 0 | 0 | 0 | 0 | 0 | 0 | 0 | 0 | 0 | 0 | 0 | 0 | 0 | 0 | 0 | 0 | 0 | 0 | 0 | 0 | 0 | 0 | 0
F2_Industrial_Instruments_New_Space Heating_Natural Gas_Gas Furnace Tube Inserts_A_Achievable Economic TRC Potential | F2 | Industrial | Instruments | New | Space Heating | Natural Gas | Gas Furnace Tube Inserts | A | Original Unit Summer Peak Savings (kW) | Achievable Economic TRC Potential | 0 | 0 | 0 | 0 | 0 | 0 | 0 | 0 | 0 | 0 | 0 | 0 | 0 | 0 | 0 | 0 | 0 | 0 | 0 | 0 | 0 | 0 | 0 | 0 | 0 | 0 | 0 | 0 | 0 | 0 | 0
F3_Industrial_Instruments_New_Space Heating_Natural Gas_Gas Furnace Tube Inserts_A_Achievable Economic TRC Potential | F3 | Industrial | Instruments | New | Space Heating | Natural Gas | Gas Furnace Tube Inserts | A | Original Unit Winter Peak Savings (kW) | Achievable Economic TRC Potential | 0 | 0 | 0 | 0 | 0 | 0 | 0 | 0 | 0 | 0 | 0 | 0 | 0 | 0 | 0 | 0 | 0 | 0 | 0 | 0 | 0 | 0 | 0 | 0 | 0 | 0 | 0 | 0 | 0 | 0 | 0
F4_Industrial_Instruments_New_Space Heating_Natural Gas_Gas Furnace Tube Inserts_A_Achievable Economic TRC Potential | F4 | Industrial | Instruments | New | Space Heating | Natural Gas | Gas Furnace Tube Inserts | A | Standalone Impact on Baseline Energy (%) | Achievable Economic TRC Potential | 0% | 0% | 0% | 0% | 0% | 0% | 0% | 0% | 0% | 0% | 0% | 0% | 0% | 0% | 0% | 0% | 0% | 0% | 0% | 0% | 0% | 0% | 0% | 0% | 0 | 0 | 0 | 0 | 0 | 0 | 0
F5_Industrial_Instruments_New_Space Heating_Natural Gas_Gas Furnace Tube Inserts_A_Achievable Economic TRC Potential | F5 | Industrial | Instruments | New | Space Heating | Natural Gas | Gas Furnace Tube Inserts | A | Standalone Impact on Baseline Summer Peak (%) | Achievable Economic TRC Potential | 0% | 0% | 0% | 0% | 0% | 0% | 0% | 0% | 0% | 0% | 0% | 0% | 0% | 0% | 0% | 0% | 0% | 0% | 0% | 0% | 0% | 0% | 0% | 0% | 0 | 0 | 0 | 0 | 0 | 0 | 0
F6_Industrial_Instruments_New_Space Heating_Natural Gas_Gas Furnace Tube Inserts_A_Achievable Economic TRC Potential | F6 | Industrial | Instruments | New | Space Heating | Natural Gas | Gas Furnace Tube Inserts | A | Standalone Impact on Baseline Winter Peak (%) | Achievable Economic TRC Potential | 0% | 0% | 0% | 0% | 0% | 0% | 0% | 0% | 0% | 0% | 0% | 0% | 0% | 0% | 0% | 0% | 0% | 0% | 0% | 0% | 0% | 0% | 0% | 0% | 0 | 0 | 0 | 0 | 0 | 0 | 0
F7_Industrial_Instruments_New_Space Heating_Natural Gas_Gas Furnace Tube Inserts_A_Achievable Economic TRC Potential | F7 | Industrial | Instruments | New | Space Heating | Natural Gas | Gas Furnace Tube Inserts | A | Incremental Energy Savings (MWh or mTherms) | Achievable Economic TRC Potential | 0 | 0 | 0 | 0 | 0 | 0 | 0 | 0 | 0 | 0 | 0 | 0 | 0 | 0 | 0 | 0 | 0 | 0 | 0 | 0 | 0 | 0 | 0 | 0 | 0 | 0 | 0 | 0 | 0 | 0 | 0
F8_Industrial_Instruments_New_Space Heating_Natural Gas_Gas Furnace Tube Inserts_A_Achievable Economic TRC Potential | F8 | Industrial | Instruments | New | Space Heating | Natural Gas | Gas Furnace Tube Inserts | A | Incremental Summer Peak Savings (MW) | Achievable Economic TRC Potential | 0 | 0 | 0 | 0 | 0 | 0 | 0 | 0 | 0 | 0 | 0 | 0 | 0 | 0 | 0 | 0 | 0 | 0 | 0 | 0 | 0 | 0 | 0 | 0 | 0 | 0 | 0 | 0 | 0 | 0 | 0
F9_Industrial_Instruments_New_Space Heating_Natural Gas_Gas Furnace Tube Inserts_A_Achievable Economic TRC Potential | F9 | Industrial | Instruments | New | Space Heating | Natural Gas | Gas Furnace Tube Inserts | A | Incremental Winter Peak Savings (MW) | Achievable Economic TRC Potential | 0 | 0 | 0 | 0 | 0 | 0 | 0 | 0 | 0 | 0 | 0 | 0 | 0 | 0 | 0 | 0 | 0 | 0 | 0 | 0 | 0 | 0 | 0 | 0 | 0 | 0 | 0 | 0 | 0 | 0 | 0
F10_Industrial_Instruments_New_Space Heating_Natural Gas_Gas Furnace Tube Inserts_A_Achievable Economic TRC Potential | F10 | Industrial | Instruments | New | Space Heating | Natural Gas | Gas Furnace Tube Inserts | A | Cumulative Energy Savings (MWh or mTherms) | Achievable Economic TRC Potential | 0 | 0 | 0 | 0 | 0 | 0 | 0 | 0 | 0 | 0 | 0 | 0 | 0 | 0 | 0 | 0 | 0 | 0 | 0 | 0 | 0 | 0 | 0 | 0 | 0 | 0 | 0 | 0 | 0 | 0 | 0
F11_Industrial_Instruments_New_Space Heating_Natural Gas_Gas Furnace Tube Inserts_A_Achievable Economic TRC Potential | F11 | Industrial | Instruments | New | Space Heating | Natural Gas | Gas Furnace Tube Inserts | A | Cumulative Summer Peak Savings (MW) | Achievable Economic TRC Potential | 0 | 0 | 0 | 0 | 0 | 0 | 0 | 0 | 0 | 0 | 0 | 0 | 0 | 0 | 0 | 0 | 0 | 0 | 0 | 0 | 0 | 0 | 0 | 0 | 0 | 0 | 0 | 0 | 0 | 0 | 0
F12_Industrial_Instruments_New_Space Heating_Natural Gas_Gas Furnace Tube Inserts_A_Achievable Economic TRC Potential | F12 | Industrial | Instruments | New | Space Heating | Natural Gas | Gas Furnace Tube Inserts | A | Cumulative Winter Peak Savings (MW) | Achievable Economic TRC Potential | 0 | 0 | 0 | 0 | 0 | 0 | 0 | 0 | 0 | 0 | 0 | 0 | 0 | 0 | 0 | 0 | 0 | 0 | 0 | 0 | 0 | 0 | 0 | 0 | 0 | 0 | 0 | 0 | 0 | 0 | 0
F13_Industrial_Instruments_New_Space Heating_Natural Gas_Gas Furnace Tube Inserts_A_Achievable Economic TRC Potential | F13 | Industrial | Instruments | New | Space Heating | Natural Gas | Gas Furnace Tube Inserts | A | Purchases (Incremental) | Achievable Economic TRC Potential | 0 | 0 | 0 | 0 | 0 | 0 | 0 | 0 | 0 | 0 | 0 | 0 | 0 | 0 | 0 | 0 | 0 | 0 | 0 | 0 | 0 | 0 | 0 | 0 | 0 | 0 | 0 | 0 | 0 | 0 | 0
F14_Industrial_Instruments_New_Space Heating_Natural Gas_Gas Furnace Tube Inserts_A_Achievable Economic TRC Potential | F14 | Industrial | Instruments | New | Space Heating | Natural Gas | Gas Furnace Tube Inserts | A | Purchases (Cumulative) | Achievable Economic TRC Potential | 0 | 0 | 0 | 0 | 0 | 0 | 0 | 0 | 0 | 0 | 0 | 0 | 0 | 0 | 0 | 0 | 0 | 0 | 0 | 0 | 0 | 0 | 0 | 0 | 0 | 0 | 0 | 0 | 0 | 0 | 0
F1_Industrial_Instruments_New_Space Heating_Natural Gas_Space Heating - Heat Recovery Ventilator_A_Achievable Economic TRC Potential | F1 | Industrial | Instruments | New | Space Heating | Natural Gas | Space Heating - Heat Recovery Ventilator | A | Original Unit Energy Savings (kWh or therms) | Achievable Economic TRC Potential | 0 | 0 | 0 | 0 | 0 | 0.012468 | 0.012307 | 0.01219 | 0.0121 | 0.01203 | 0.011973 | 0.011906 | 0.011837 | 0.011768 | 0.011701 | 0.011649 | 0.011607 | 0.011574 | 0.011522 | 0.011484 | 0.011457 | 0.011435 | 0.011435 | 0.011435 | 0.011435 | 0.011435 | 0.011435 | 0.011435 | 0 | 0 | 0
F2_Industrial_Instruments_New_Space Heating_Natural Gas_Space Heating - Heat Recovery Ventilator_A_Achievable Economic TRC Potential | F2 | Industrial | Instruments | New | Space Heating | Natural Gas | Space Heating - Heat Recovery Ventilator | A | Original Unit Summer Peak Savings (kW) | Achievable Economic TRC Potential | 0 | 0 | 0 | 0 | 0 | 0 | 0 | 0 | 0 | 0 | 0 | 0 | 0 | 0 | 0 | 0 | 0 | 0 | 0 | 0 | 0 | 0 | 0 | 0 | 0 | 0 | 0 | 0 | 0 | 0 | 0
F3_Industrial_Instruments_New_Space Heating_Natural Gas_Space Heating - Heat Recovery Ventilator_A_Achievable Economic TRC Potential | F3 | Industrial | Instruments | New | Space Heating | Natural Gas | Space Heating - Heat Recovery Ventilator | A | Original Unit Winter Peak Savings (kW) | Achievable Economic TRC Potential | 0 | 0 | 0 | 0 | 0 | 0 | 0 | 0 | 0 | 0 | 0 | 0 | 0 | 0 | 0 | 0 | 0 | 0 | 0 | 0 | 0 | 0 | 0 | 0 | 0 | 0 | 0 | 0 | 0 | 0 | 0
F4_Industrial_Instruments_New_Space Heating_Natural Gas_Space Heating - Heat Recovery Ventilator_A_Achievable Economic TRC Potential | F4 | Industrial | Instruments | New | Space Heating | Natural Gas | Space Heating - Heat Recovery Ventilator | A | Standalone Impact on Baseline Energy (%) | Achievable Economic TRC Potential | 0% | 0% | 0% | 0% | 0% | 0% | 0% | 0% | 0% | 0% | 0% | 0% | 0% | 0% | 0% | 0% | 0% | 0% | 0% | 0% | 0% | 0% | 0% | 0% | 0 | 0 | 0 | 0 | 0 | 0 | 0
F5_Industrial_Instruments_New_Space Heating_Natural Gas_Space Heating - Heat Recovery Ventilator_A_Achievable Economic TRC Potential | F5 | Industrial | Instruments | New | Space Heating | Natural Gas | Space Heating - Heat Recovery Ventilator | A | Standalone Impact on Baseline Summer Peak (%) | Achievable Economic TRC Potential | 0% | 0% | 0% | 0% | 0% | 0% | 0% | 0% | 0% | 0% | 0% | 0% | 0% | 0% | 0% | 0% | 0% | 0% | 0% | 0% | 0% | 0% | 0% | 0% | 0 | 0 | 0 | 0 | 0 | 0 | 0
F6_Industrial_Instruments_New_Space Heating_Natural Gas_Space Heating - Heat Recovery Ventilator_A_Achievable Economic TRC Potential | F6 | Industrial | Instruments | New | Space Heating | Natural Gas | Space Heating - Heat Recovery Ventilator | A | Standalone Impact on Baseline Winter Peak (%) | Achievable Economic TRC Potential | 0% | 0% | 0% | 0% | 0% | 0% | 0% | 0% | 0% | 0% | 0% | 0% | 0% | 0% | 0% | 0% | 0% | 0% | 0% | 0% | 0% | 0% | 0% | 0% | 0 | 0 | 0 | 0 | 0 | 0 | 0
F7_Industrial_Instruments_New_Space Heating_Natural Gas_Space Heating - Heat Recovery Ventilator_A_Achievable Economic TRC Potential | F7 | Industrial | Instruments | New | Space Heating | Natural Gas | Space Heating - Heat Recovery Ventilator | A | Incremental Energy Savings (MWh or mTherms) | Achievable Economic TRC Potential | 0 | 0 | 0 | 0 | 0 | 0 | 0 | 0 | 0 | 0 | 0 | 0 | 0 | 0 | 0 | 0 | 0 | 0 | 0 | 0 | 0 | 0 | 0 | 0 | 0 | 0 | 0 | 0 | 0 | 0 | 0
F8_Industrial_Instruments_New_Space Heating_Natural Gas_Space Heating - Heat Recovery Ventilator_A_Achievable Economic TRC Potential | F8 | Industrial | Instruments | New | Space Heating | Natural Gas | Space Heating - Heat Recovery Ventilator | A | Incremental Summer Peak Savings (MW) | Achievable Economic TRC Potential | 0 | 0 | 0 | 0 | 0 | 0 | 0 | 0 | 0 | 0 | 0 | 0 | 0 | 0 | 0 | 0 | 0 | 0 | 0 | 0 | 0 | 0 | 0 | 0 | 0 | 0 | 0 | 0 | 0 | 0 | 0
F9_Industrial_Instruments_New_Space Heating_Natural Gas_Space Heating - Heat Recovery Ventilator_A_Achievable Economic TRC Potential | F9 | Industrial | Instruments | New | Space Heating | Natural Gas | Space Heating - Heat Recovery Ventilator | A | Incremental Winter Peak Savings (MW) | Achievable Economic TRC Potential | 0 | 0 | 0 | 0 | 0 | 0 | 0 | 0 | 0 | 0 | 0 | 0 | 0 | 0 | 0 | 0 | 0 | 0 | 0 | 0 | 0 | 0 | 0 | 0 | 0 | 0 | 0 | 0 | 0 | 0 | 0
F10_Industrial_Instruments_New_Space Heating_Natural Gas_Space Heating - Heat Recovery Ventilator_A_Achievable Economic TRC Potential | F10 | Industrial | Instruments | New | Space Heating | Natural Gas | Space Heating - Heat Recovery Ventilator | A | Cumulative Energy Savings (MWh or mTherms) | Achievable Economic TRC Potential | 0 | 0 | 0 | 0 | 0 | 0 | 0 | 0 | 0 | 0 | 0 | 0 | 0 | 0 | 0 | 0 | 0 | 0 | 0 | 0 | 0 | 0 | 0 | 0 | 0 | 0 | 0 | 0 | 0 | 0 | 0
F11_Industrial_Instruments_New_Space Heating_Natural Gas_Space Heating - Heat Recovery Ventilator_A_Achievable Economic TRC Potential | F11 | Industrial | Instruments | New | Space Heating | Natural Gas | Space Heating - Heat Recovery Ventilator | A | Cumulative Summer Peak Savings (MW) | Achievable Economic TRC Potential | 0 | 0 | 0 | 0 | 0 | 0 | 0 | 0 | 0 | 0 | 0 | 0 | 0 | 0 | 0 | 0 | 0 | 0 | 0 | 0 | 0 | 0 | 0 | 0 | 0 | 0 | 0 | 0 | 0 | 0 | 0
F12_Industrial_Instruments_New_Space Heating_Natural Gas_Space Heating - Heat Recovery Ventilator_A_Achievable Economic TRC Potential | F12 | Industrial | Instruments | New | Space Heating | Natural Gas | Space Heating - Heat Recovery Ventilator | A | Cumulative Winter Peak Savings (MW) | Achievable Economic TRC Potential | 0 | 0 | 0 | 0 | 0 | 0 | 0 | 0 | 0 | 0 | 0 | 0 | 0 | 0 | 0 | 0 | 0 | 0 | 0 | 0 | 0 | 0 | 0 | 0 | 0 | 0 | 0 | 0 | 0 | 0 | 0
F13_Industrial_Instruments_New_Space Heating_Natural Gas_Space Heating - Heat Recovery Ventilator_A_Achievable Economic TRC Potential | F13 | Industrial | Instruments | New | Space Heating | Natural Gas | Space Heating - Heat Recovery Ventilator | A | Purchases (Incremental) | Achievable Economic TRC Potential | 0 | 0 | 0 | 0 | 0 | 0 | 0 | 0 | 0 | 0 | 0 | 0 | 0 | 0 | 0 | 0 | 0 | 0 | 0 | 0 | 0 | 0 | 0 | 0 | 0 | 0 | 0 | 0 | 0 | 0 | 0
F14_Industrial_Instruments_New_Space Heating_Natural Gas_Space Heating - Heat Recovery Ventilator_A_Achievable Economic TRC Potential | F14 | Industrial | Instruments | New | Space Heating | Natural Gas | Space Heating - Heat Recovery Ventilator | A | Purchases (Cumulative) | Achievable Economic TRC Potential | 0 | 0 | 0 | 0 | 0 | 0 | 0 | 0 | 0 | 0 | 0 | 0 | 0 | 0 | 0 | 0 | 0 | 0 | 0 | 0 | 0 | 0 | 0 | 0 | 0 | 0 | 0 | 0 | 0 | 0 | 0
F1_Industrial_Instruments_New_Space Heating_Natural Gas_Thermostat - Programmable_A_Achievable Economic TRC Potential | F1 | Industrial | Instruments | New | Space Heating | Natural Gas | Thermostat - Programmable | A | Original Unit Energy Savings (kWh or therms) | Achievable Economic TRC Potential | 0 | 0 | 0 | 0 | 0 | 0.006194 | 0.006114 | 0.0060556 | 0.0060113 | 0.0059764 | 0.0059481 | 0.005915 | 0.0058802 | 0.005846 | 0.0058129 | 0.0057868 | 0.0057663 | 0.00575 | 0.0057242 | 0.0057053 | 0.0056915 | 0.0056808 | 0.0056808 | 0.0056808 | 0.0056808 | 0.0056808 | 0.0056808 | 0.0056808 | 0 | 0 | 0
F2_Industrial_Instruments_New_Space Heating_Natural Gas_Thermostat - Programmable_A_Achievable Economic TRC Potential | F2 | Industrial | Instruments | New | Space Heating | Natural Gas | Thermostat - Programmable | A | Original Unit Summer Peak Savings (kW) | Achievable Economic TRC Potential | 0 | 0 | 0 | 0 | 0 | 0 | 0 | 0 | 0 | 0 | 0 | 0 | 0 | 0 | 0 | 0 | 0 | 0 | 0 | 0 | 0 | 0 | 0 | 0 | 0 | 0 | 0 | 0 | 0 | 0 | 0
F3_Industrial_Instruments_New_Space Heating_Natural Gas_Thermostat - Programmable_A_Achievable Economic TRC Potential | F3 | Industrial | Instruments | New | Space Heating | Natural Gas | Thermostat - Programmable | A | Original Unit Winter Peak Savings (kW) | Achievable Economic TRC Potential | 0 | 0 | 0 | 0 | 0 | 0 | 0 | 0 | 0 | 0 | 0 | 0 | 0 | 0 | 0 | 0 | 0 | 0 | 0 | 0 | 0 | 0 | 0 | 0 | 0 | 0 | 0 | 0 | 0 | 0 | 0
F4_Industrial_Instruments_New_Space Heating_Natural Gas_Thermostat - Programmable_A_Achievable Economic TRC Potential | F4 | Industrial | Instruments | New | Space Heating | Natural Gas | Thermostat - Programmable | A | Standalone Impact on Baseline Energy (%) | Achievable Economic TRC Potential | 0% | 0% | 0% | 0% | 0% | 0% | 0% | 0% | 0% | 0% | 0% | 0% | 0% | 0% | 0% | 0% | 0% | 0% | 0% | 0% | 0% | 0% | 0% | 0% | 0 | 0 | 0 | 0 | 0 | 0 | 0
F5_Industrial_Instruments_New_Space Heating_Natural Gas_Thermostat - Programmable_A_Achievable Economic TRC Potential | F5 | Industrial | Instruments | New | Space Heating | Natural Gas | Thermostat - Programmable | A | Standalone Impact on Baseline Summer Peak (%) | Achievable Economic TRC Potential | 0% | 0% | 0% | 0% | 0% | 0% | 0% | 0% | 0% | 0% | 0% | 0% | 0% | 0% | 0% | 0% | 0% | 0% | 0% | 0% | 0% | 0% | 0% | 0% | 0 | 0 | 0 | 0 | 0 | 0 | 0
F6_Industrial_Instruments_New_Space Heating_Natural Gas_Thermostat - Programmable_A_Achievable Economic TRC Potential | F6 | Industrial | Instruments | New | Space Heating | Natural Gas | Thermostat - Programmable | A | Standalone Impact on Baseline Winter Peak (%) | Achievable Economic TRC Potential | 0% | 0% | 0% | 0% | 0% | 0% | 0% | 0% | 0% | 0% | 0% | 0% | 0% | 0% | 0% | 0% | 0% | 0% | 0% | 0% | 0% | 0% | 0% | 0% | 0 | 0 | 0 | 0 | 0 | 0 | 0
F7_Industrial_Instruments_New_Space Heating_Natural Gas_Thermostat - Programmable_A_Achievable Economic TRC Potential | F7 | Industrial | Instruments | New | Space Heating | Natural Gas | Thermostat - Programmable | A | Incremental Energy Savings (MWh or mTherms) | Achievable Economic TRC Potential | 0 | 0 | 0 | 0 | 0 | 0 | 0 | 0 | 0 | 0 | 0 | 0 | 0 | 0 | 0 | 0 | 0 | 0 | 0 | 0 | 0 | 0 | 0 | 0 | 0 | 0 | 0 | 0 | 0 | 0 | 0
F8_Industrial_Instruments_New_Space Heating_Natural Gas_Thermostat - Programmable_A_Achievable Economic TRC Potential | F8 | Industrial | Instruments | New | Space Heating | Natural Gas | Thermostat - Programmable | A | Incremental Summer Peak Savings (MW) | Achievable Economic TRC Potential | 0 | 0 | 0 | 0 | 0 | 0 | 0 | 0 | 0 | 0 | 0 | 0 | 0 | 0 | 0 | 0 | 0 | 0 | 0 | 0 | 0 | 0 | 0 | 0 | 0 | 0 | 0 | 0 | 0 | 0 | 0
F9_Industrial_Instruments_New_Space Heating_Natural Gas_Thermostat - Programmable_A_Achievable Economic TRC Potential | F9 | Industrial | Instruments | New | Space Heating | Natural Gas | Thermostat - Programmable | A | Incremental Winter Peak Savings (MW) | Achievable Economic TRC Potential | 0 | 0 | 0 | 0 | 0 | 0 | 0 | 0 | 0 | 0 | 0 | 0 | 0 | 0 | 0 | 0 | 0 | 0 | 0 | 0 | 0 | 0 | 0 | 0 | 0 | 0 | 0 | 0 | 0 | 0 | 0
F10_Industrial_Instruments_New_Space Heating_Natural Gas_Thermostat - Programmable_A_Achievable Economic TRC Potential | F10 | Industrial | Instruments | New | Space Heating | Natural Gas | Thermostat - Programmable | A | Cumulative Energy Savings (MWh or mTherms) | Achievable Economic TRC Potential | 0 | 0 | 0 | 0 | 0 | 0 | 0 | 0 | 0 | 0 | 0 | 0 | 0 | 0 | 0 | 0 | 0 | 0 | 0 | 0 | 0 | 0 | 0 | 0 | 0 | 0 | 0 | 0 | 0 | 0 | 0
F11_Industrial_Instruments_New_Space Heating_Natural Gas_Thermostat - Programmable_A_Achievable Economic TRC Potential | F11 | Industrial | Instruments | New | Space Heating | Natural Gas | Thermostat - Programmable | A | Cumulative Summer Peak Savings (MW) | Achievable Economic TRC Potential | 0 | 0 | 0 | 0 | 0 | 0 | 0 | 0 | 0 | 0 | 0 | 0 | 0 | 0 | 0 | 0 | 0 | 0 | 0 | 0 | 0 | 0 | 0 | 0 | 0 | 0 | 0 | 0 | 0 | 0 | 0
F12_Industrial_Instruments_New_Space Heating_Natural Gas_Thermostat - Programmable_A_Achievable Economic TRC Potential | F12 | Industrial | Instruments | New | Space Heating | Natural Gas | Thermostat - Programmable | A | Cumulative Winter Peak Savings (MW) | Achievable Economic TRC Potential | 0 | 0 | 0 | 0 | 0 | 0 | 0 | 0 | 0 | 0 | 0 | 0 | 0 | 0 | 0 | 0 | 0 | 0 | 0 | 0 | 0 | 0 | 0 | 0 | 0 | 0 | 0 | 0 | 0 | 0 | 0
F13_Industrial_Instruments_New_Space Heating_Natural Gas_Thermostat - Programmable_A_Achievable Economic TRC Potential | F13 | Industrial | Instruments | New | Space Heating | Natural Gas | Thermostat - Programmable | A | Purchases (Incremental) | Achievable Economic TRC Potential | 0 | 0 | 0 | 0 | 0 | 0 | 0 | 0 | 0 | 0 | 0 | 0 | 0 | 0 | 0 | 0 | 0 | 0 | 0 | 0 | 0 | 0 | 0 | 0 | 0 | 0 | 0 | 0 | 0 | 0 | 0
F14_Industrial_Instruments_New_Space Heating_Natural Gas_Thermostat - Programmable_A_Achievable Economic TRC Potential | F14 | Industrial | Instruments | New | Space Heating | Natural Gas | Thermostat - Programmable | A | Purchases (Cumulative) | Achievable Economic TRC Potential | 0 | 0 | 0 | 0 | 0 | 0 | 0 | 0 | 0 | 0 | 0 | 0 | 0 | 0 | 0 | 0 | 0 | 0 | 0 | 0 | 0 | 0 | 0 | 0 | 0 | 0 | 0 | 0 | 0 | 0 | 0
F1_Industrial_Instruments_New_Space Heating_Natural Gas_ENERGY STAR Connected Thermostat_A_Achievable Economic TRC Potential | F1 | Industrial | Instruments | New | Space Heating | Natural Gas | ENERGY STAR Connected Thermostat | A | Original Unit Energy Savings (kWh or therms) | Achievable Economic TRC Potential | 0 | 0 | 0 | 0 | 0 | 0.014581 | 0.014392 | 0.014255 | 0.014151 | 0.014068 | 0.014002 | 0.013924 | 0.013842 | 0.013762 | 0.013684 | 0.013622 | 0.013574 | 0.013536 | 0.013475 | 0.01343 | 0.013398 | 0.013373 | 0.013373 | 0.013373 | 0.013373 | 0.013373 | 0.013373 | 0.013373 | 0 | 0 | 0
F2_Industrial_Instruments_New_Space Heating_Natural Gas_ENERGY STAR Connected Thermostat_A_Achievable Economic TRC Potential | F2 | Industrial | Instruments | New | Space Heating | Natural Gas | ENERGY STAR Connected Thermostat | A | Original Unit Summer Peak Savings (kW) | Achievable Economic TRC Potential | 0 | 0 | 0 | 0 | 0 | 0 | 0 | 0 | 0 | 0 | 0 | 0 | 0 | 0 | 0 | 0 | 0 | 0 | 0 | 0 | 0 | 0 | 0 | 0 | 0 | 0 | 0 | 0 | 0 | 0 | 0
F3_Industrial_Instruments_New_Space Heating_Natural Gas_ENERGY STAR Connected Thermostat_A_Achievable Economic TRC Potential | F3 | Industrial | Instruments | New | Space Heating | Natural Gas | ENERGY STAR Connected Thermostat | A | Original Unit Winter Peak Savings (kW) | Achievable Economic TRC Potential | 0 | 0 | 0 | 0 | 0 | 0 | 0 | 0 | 0 | 0 | 0 | 0 | 0 | 0 | 0 | 0 | 0 | 0 | 0 | 0 | 0 | 0 | 0 | 0 | 0 | 0 | 0 | 0 | 0 | 0 | 0
F4_Industrial_Instruments_New_Space Heating_Natural Gas_ENERGY STAR Connected Thermostat_A_Achievable Economic TRC Potential | F4 | Industrial | Instruments | New | Space Heating | Natural Gas | ENERGY STAR Connected Thermostat | A | Standalone Impact on Baseline Energy (%) | Achievable Economic TRC Potential | 0% | 0% | 0% | 0% | 0% | 0% | 0% | 0% | 0% | 0% | 0% | 0% | 0% | 0% | 0% | 0% | 0% | 0% | 0% | 0% | 0% | 0% | 0% | 0% | 0 | 0 | 0 | 0 | 0 | 0 | 0
F5_Industrial_Instruments_New_Space Heating_Natural Gas_ENERGY STAR Connected Thermostat_A_Achievable Economic TRC Potential | F5 | Industrial | Instruments | New | Space Heating | Natural Gas | ENERGY STAR Connected Thermostat | A | Standalone Impact on Baseline Summer Peak (%) | Achievable Economic TRC Potential | 0% | 0% | 0% | 0% | 0% | 0% | 0% | 0% | 0% | 0% | 0% | 0% | 0% | 0% | 0% | 0% | 0% | 0% | 0% | 0% | 0% | 0% | 0% | 0% | 0 | 0 | 0 | 0 | 0 | 0 | 0
F6_Industrial_Instruments_New_Space Heating_Natural Gas_ENERGY STAR Connected Thermostat_A_Achievable Economic TRC Potential | F6 | Industrial | Instruments | New | Space Heating | Natural Gas | ENERGY STAR Connected Thermostat | A | Standalone Impact on Baseline Winter Peak (%) | Achievable Economic TRC Potential | 0% | 0% | 0% | 0% | 0% | 0% | 0% | 0% | 0% | 0% | 0% | 0% | 0% | 0% | 0% | 0% | 0% | 0% | 0% | 0% | 0% | 0% | 0% | 0% | 0 | 0 | 0 | 0 | 0 | 0 | 0
F7_Industrial_Instruments_New_Space Heating_Natural Gas_ENERGY STAR Connected Thermostat_A_Achievable Economic TRC Potential | F7 | Industrial | Instruments | New | Space Heating | Natural Gas | ENERGY STAR Connected Thermostat | A | Incremental Energy Savings (MWh or mTherms) | Achievable Economic TRC Potential | 0 | 0 | 0 | 0 | 0 | 0 | 0 | 0 | 0 | 0 | 0 | 0 | 0 | 0 | 0 | 0 | 0 | 0 | 0 | 0 | 0 | 0 | 0 | 0 | 0 | 0 | 0 | 0 | 0 | 0 | 0
F8_Industrial_Instruments_New_Space Heating_Natural Gas_ENERGY STAR Connected Thermostat_A_Achievable Economic TRC Potential | F8 | Industrial | Instruments | New | Space Heating | Natural Gas | ENERGY STAR Connected Thermostat | A | Incremental Summer Peak Savings (MW) | Achievable Economic TRC Potential | 0 | 0 | 0 | 0 | 0 | 0 | 0 | 0 | 0 | 0 | 0 | 0 | 0 | 0 | 0 | 0 | 0 | 0 | 0 | 0 | 0 | 0 | 0 | 0 | 0 | 0 | 0 | 0 | 0 | 0 | 0
F9_Industrial_Instruments_New_Space Heating_Natural Gas_ENERGY STAR Connected Thermostat_A_Achievable Economic TRC Potential | F9 | Industrial | Instruments | New | Space Heating | Natural Gas | ENERGY STAR Connected Thermostat | A | Incremental Winter Peak Savings (MW) | Achievable Economic TRC Potential | 0 | 0 | 0 | 0 | 0 | 0 | 0 | 0 | 0 | 0 | 0 | 0 | 0 | 0 | 0 | 0 | 0 | 0 | 0 | 0 | 0 | 0 | 0 | 0 | 0 | 0 | 0 | 0 | 0 | 0 | 0
F10_Industrial_Instruments_New_Space Heating_Natural Gas_ENERGY STAR Connected Thermostat_A_Achievable Economic TRC Potential | F10 | Industrial | Instruments | New | Space Heating | Natural Gas | ENERGY STAR Connected Thermostat | A | Cumulative Energy Savings (MWh or mTherms) | Achievable Economic TRC Potential | 0 | 0 | 0 | 0 | 0 | 0 | 0 | 0 | 0 | 0 | 0 | 0 | 0 | 0 | 0 | 0 | 0 | 0 | 0 | 0 | 0 | 0 | 0 | 0 | 0 | 0 | 0 | 0 | 0 | 0 | 0
F11_Industrial_Instruments_New_Space Heating_Natural Gas_ENERGY STAR Connected Thermostat_A_Achievable Economic TRC Potential | F11 | Industrial | Instruments | New | Space Heating | Natural Gas | ENERGY STAR Connected Thermostat | A | Cumulative Summer Peak Savings (MW) | Achievable Economic TRC Potential | 0 | 0 | 0 | 0 | 0 | 0 | 0 | 0 | 0 | 0 | 0 | 0 | 0 | 0 | 0 | 0 | 0 | 0 | 0 | 0 | 0 | 0 | 0 | 0 | 0 | 0 | 0 | 0 | 0 | 0 | 0
F12_Industrial_Instruments_New_Space Heating_Natural Gas_ENERGY STAR Connected Thermostat_A_Achievable Economic TRC Potential | F12 | Industrial | Instruments | New | Space Heating | Natural Gas | ENERGY STAR Connected Thermostat | A | Cumulative Winter Peak Savings (MW) | Achievable Economic TRC Potential | 0 | 0 | 0 | 0 | 0 | 0 | 0 | 0 | 0 | 0 | 0 | 0 | 0 | 0 | 0 | 0 | 0 | 0 | 0 | 0 | 0 | 0 | 0 | 0 | 0 | 0 | 0 | 0 | 0 | 0 | 0
F13_Industrial_Instruments_New_Space Heating_Natural Gas_ENERGY STAR Connected Thermostat_A_Achievable Economic TRC Potential | F13 | Industrial | Instruments | New | Space Heating | Natural Gas | ENERGY STAR Connected Thermostat | A | Purchases (Incremental) | Achievable Economic TRC Potential | 0 | 0 | 0 | 0 | 0 | 0 | 0 | 0 | 0 | 0 | 0 | 0 | 0 | 0 | 0 | 0 | 0 | 0 | 0 | 0 | 0 | 0 | 0 | 0 | 0 | 0 | 0 | 0 | 0 | 0 | 0
F14_Industrial_Instruments_New_Space Heating_Natural Gas_ENERGY STAR Connected Thermostat_A_Achievable Economic TRC Potential | F14 | Industrial | Instruments | New | Space Heating | Natural Gas | ENERGY STAR Connected Thermostat | A | Purchases (Cumulative) | Achievable Economic TRC Potential | 0 | 0 | 0 | 0 | 0 | 0 | 0 | 0 | 0 | 0 | 0 | 0 | 0 | 0 | 0 | 0 | 0 | 0 | 0 | 0 | 0 | 0 | 0 | 0 | 0 | 0 | 0 | 0 | 0 | 0 | 0
F1_Industrial_Instruments_New_Space Heating_Natural Gas_Destratification Fans (HVLS)_A_Achievable Economic TRC Potential | F1 | Industrial | Instruments | New | Space Heating | Natural Gas | Destratification Fans (HVLS) | A | Original Unit Energy Savings (kWh or therms) | Achievable Economic TRC Potential | 0 | 0 | 0 | 0 | 0 | 0.014581 | 0.014392 | 0.014255 | 0.014151 | 0.014068 | 0.014002 | 0.013924 | 0.013842 | 0.013762 | 0.013684 | 0.013622 | 0.013574 | 0.013536 | 0.013475 | 0.01343 | 0.013398 | 0.013373 | 0.013373 | 0.013373 | 0.013373 | 0.013373 | 0.013373 | 0.013373 | 0 | 0 | 0
F2_Industrial_Instruments_New_Space Heating_Natural Gas_Destratification Fans (HVLS)_A_Achievable Economic TRC Potential | F2 | Industrial | Instruments | New | Space Heating | Natural Gas | Destratification Fans (HVLS) | A | Original Unit Summer Peak Savings (kW) | Achievable Economic TRC Potential | 0 | 0 | 0 | 0 | 0 | 0 | 0 | 0 | 0 | 0 | 0 | 0 | 0 | 0 | 0 | 0 | 0 | 0 | 0 | 0 | 0 | 0 | 0 | 0 | 0 | 0 | 0 | 0 | 0 | 0 | 0
F3_Industrial_Instruments_New_Space Heating_Natural Gas_Destratification Fans (HVLS)_A_Achievable Economic TRC Potential | F3 | Industrial | Instruments | New | Space Heating | Natural Gas | Destratification Fans (HVLS) | A | Original Unit Winter Peak Savings (kW) | Achievable Economic TRC Potential | 0 | 0 | 0 | 0 | 0 | 0 | 0 | 0 | 0 | 0 | 0 | 0 | 0 | 0 | 0 | 0 | 0 | 0 | 0 | 0 | 0 | 0 | 0 | 0 | 0 | 0 | 0 | 0 | 0 | 0 | 0
F4_Industrial_Instruments_New_Space Heating_Natural Gas_Destratification Fans (HVLS)_A_Achievable Economic TRC Potential | F4 | Industrial | Instruments | New | Space Heating | Natural Gas | Destratification Fans (HVLS) | A | Standalone Impact on Baseline Energy (%) | Achievable Economic TRC Potential | 0% | 0% | 0% | 0% | 0% | 0% | 0% | 0% | 0% | 0% | 0% | 0% | 0% | 0% | 0% | 0% | 0% | 0% | 0% | 0% | 0% | 0% | 0% | 0% | 0 | 0 | 0 | 0 | 0 | 0 | 0
F5_Industrial_Instruments_New_Space Heating_Natural Gas_Destratification Fans (HVLS)_A_Achievable Economic TRC Potential | F5 | Industrial | Instruments | New | Space Heating | Natural Gas | Destratification Fans (HVLS) | A | Standalone Impact on Baseline Summer Peak (%) | Achievable Economic TRC Potential | 0% | 0% | 0% | 0% | 0% | 0% | 0% | 0% | 0% | 0% | 0% | 0% | 0% | 0% | 0% | 0% | 0% | 0% | 0% | 0% | 0% | 0% | 0% | 0% | 0 | 0 | 0 | 0 | 0 | 0 | 0
F6_Industrial_Instruments_New_Space Heating_Natural Gas_Destratification Fans (HVLS)_A_Achievable Economic TRC Potential | F6 | Industrial | Instruments | New | Space Heating | Natural Gas | Destratification Fans (HVLS) | A | Standalone Impact on Baseline Winter Peak (%) | Achievable Economic TRC Potential | 0% | 0% | 0% | 0% | 0% | 0% | 0% | 0% | 0% | 0% | 0% | 0% | 0% | 0% | 0% | 0% | 0% | 0% | 0% | 0% | 0% | 0% | 0% | 0% | 0 | 0 | 0 | 0 | 0 | 0 | 0
F7_Industrial_Instruments_New_Space Heating_Natural Gas_Destratification Fans (HVLS)_A_Achievable Economic TRC Potential | F7 | Industrial | Instruments | New | Space Heating | Natural Gas | Destratification Fans (HVLS) | A | Incremental Energy Savings (MWh or mTherms) | Achievable Economic TRC Potential | 0 | 0 | 0 | 0 | 0 | 0 | 0 | 0 | 0 | 0 | 0 | 0 | 0 | 0 | 0 | 0 | 0 | 0 | 0 | 0 | 0 | 0 | 0 | 0 | 0 | 0 | 0 | 0 | 0 | 0 | 0
F8_Industrial_Instruments_New_Space Heating_Natural Gas_Destratification Fans (HVLS)_A_Achievable Economic TRC Potential | F8 | Industrial | Instruments | New | Space Heating | Natural Gas | Destratification Fans (HVLS) | A | Incremental Summer Peak Savings (MW) | Achievable Economic TRC Potential | 0 | 0 | 0 | 0 | 0 | 0 | 0 | 0 | 0 | 0 | 0 | 0 | 0 | 0 | 0 | 0 | 0 | 0 | 0 | 0 | 0 | 0 | 0 | 0 | 0 | 0 | 0 | 0 | 0 | 0 | 0
F9_Industrial_Instruments_New_Space Heating_Natural Gas_Destratification Fans (HVLS)_A_Achievable Economic TRC Potential | F9 | Industrial | Instruments | New | Space Heating | Natural Gas | Destratification Fans (HVLS) | A | Incremental Winter Peak Savings (MW) | Achievable Economic TRC Potential | 0 | 0 | 0 | 0 | 0 | 0 | 0 | 0 | 0 | 0 | 0 | 0 | 0 | 0 | 0 | 0 | 0 | 0 | 0 | 0 | 0 | 0 | 0 | 0 | 0 | 0 | 0 | 0 | 0 | 0 | 0
F10_Industrial_Instruments_New_Space Heating_Natural Gas_Destratification Fans (HVLS)_A_Achievable Economic TRC Potential | F10 | Industrial | Instruments | New | Space Heating | Natural Gas | Destratification Fans (HVLS) | A | Cumulative Energy Savings (MWh or mTherms) | Achievable Economic TRC Potential | 0 | 0 | 0 | 0 | 0 | 0 | 0 | 0 | 0 | 0 | 0 | 0 | 0 | 0 | 0 | 0 | 0 | 0 | 0 | 0 | 0 | 0 | 0 | 0 | 0 | 0 | 0 | 0 | 0 | 0 | 0
F11_Industrial_Instruments_New_Space Heating_Natural Gas_Destratification Fans (HVLS)_A_Achievable Economic TRC Potential | F11 | Industrial | Instruments | New | Space Heating | Natural Gas | Destratification Fans (HVLS) | A | Cumulative Summer Peak Savings (MW) | Achievable Economic TRC Potential | 0 | 0 | 0 | 0 | 0 | 0 | 0 | 0 | 0 | 0 | 0 | 0 | 0 | 0 | 0 | 0 | 0 | 0 | 0 | 0 | 0 | 0 | 0 | 0 | 0 | 0 | 0 | 0 | 0 | 0 | 0
F12_Industrial_Instruments_New_Space Heating_Natural Gas_Destratification Fans (HVLS)_A_Achievable Economic TRC Potential | F12 | Industrial | Instruments | New | Space Heating | Natural Gas | Destratification Fans (HVLS) | A | Cumulative Winter Peak Savings (MW) | Achievable Economic TRC Potential | 0 | 0 | 0 | 0 | 0 | 0 | 0 | 0 | 0 | 0 | 0 | 0 | 0 | 0 | 0 | 0 | 0 | 0 | 0 | 0 | 0 | 0 | 0 | 0 | 0 | 0 | 0 | 0 | 0 | 0 | 0
F13_Industrial_Instruments_New_Space Heating_Natural Gas_Destratification Fans (HVLS)_A_Achievable Economic TRC Potential | F13 | Industrial | Instruments | New | Space Heating | Natural Gas | Destratification Fans (HVLS) | A | Purchases (Incremental) | Achievable Economic TRC Potential | 0 | 0 | 0 | 0 | 0 | 0 | 0 | 0 | 0 | 0 | 0 | 0 | 0 | 0 | 0 | 0 | 0 | 0 | 0 | 0 | 0 | 0 | 0 | 0 | 0 | 0 | 0 | 0 | 0 | 0 | 0
F14_Industrial_Instruments_New_Space Heating_Natural Gas_Destratification Fans (HVLS)_A_Achievable Economic TRC Potential | F14 | Industrial | Instruments | New | Space Heating | Natural Gas | Destratification Fans (HVLS) | A | Purchases (Cumulative) | Achievable Economic TRC Potential | 0 | 0 | 0 | 0 | 0 | 0 | 0 | 0 | 0 | 0 | 0 | 0 | 0 | 0 | 0 | 0 | 0 | 0 | 0 | 0 | 0 | 0 | 0 | 0 | 0 | 0 | 0 | 0 | 0 | 0 | 0
F1_Industrial_Instruments_New_Space Heating_Natural Gas_Gas Boiler - Insulate Steam Lines/Condensate Tank_A_Achievable Economic TRC Potential | F1 | Industrial | Instruments | New | Space Heating | Natural Gas | Gas Boiler - Insulate Steam Lines/Condensate Tank | A | Original Unit Energy Savings (kWh or therms) | Achievable Economic TRC Potential | 0 | 0 | 0 | 0 | 0 | 0 | 0 | 0 | 0 | 0 | 0 | 0 | 0 | 0 | 0 | 0 | 0 | 0 | 0 | 0 | 0 | 0 | 0 | 0 | 0 | 0 | 0 | 0 | 0 | 0 | 0
F2_Industrial_Instruments_New_Space Heating_Natural Gas_Gas Boiler - Insulate Steam Lines/Condensate Tank_A_Achievable Economic TRC Potential | F2 | Industrial | Instruments | New | Space Heating | Natural Gas | Gas Boiler - Insulate Steam Lines/Condensate Tank | A | Original Unit Summer Peak Savings (kW) | Achievable Economic TRC Potential | 0 | 0 | 0 | 0 | 0 | 0 | 0 | 0 | 0 | 0 | 0 | 0 | 0 | 0 | 0 | 0 | 0 | 0 | 0 | 0 | 0 | 0 | 0 | 0 | 0 | 0 | 0 | 0 | 0 | 0 | 0
F3_Industrial_Instruments_New_Space Heating_Natural Gas_Gas Boiler - Insulate Steam Lines/Condensate Tank_A_Achievable Economic TRC Potential | F3 | Industrial | Instruments | New | Space Heating | Natural Gas | Gas Boiler - Insulate Steam Lines/Condensate Tank | A | Original Unit Winter Peak Savings (kW) | Achievable Economic TRC Potential | 0 | 0 | 0 | 0 | 0 | 0 | 0 | 0 | 0 | 0 | 0 | 0 | 0 | 0 | 0 | 0 | 0 | 0 | 0 | 0 | 0 | 0 | 0 | 0 | 0 | 0 | 0 | 0 | 0 | 0 | 0
F4_Industrial_Instruments_New_Space Heating_Natural Gas_Gas Boiler - Insulate Steam Lines/Condensate Tank_A_Achievable Economic TRC Potential | F4 | Industrial | Instruments | New | Space Heating | Natural Gas | Gas Boiler - Insulate Steam Lines/Condensate Tank | A | Standalone Impact on Baseline Energy (%) | Achievable Economic TRC Potential | 0% | 0% | 0% | 0% | 0% | 0% | 0% | 0% | 0% | 0% | 0% | 0% | 0% | 0% | 0% | 0% | 0% | 0% | 0% | 0% | 0% | 0% | 0% | 0% | 0 | 0 | 0 | 0 | 0 | 0 | 0
F5_Industrial_Instruments_New_Space Heating_Natural Gas_Gas Boiler - Insulate Steam Lines/Condensate Tank_A_Achievable Economic TRC Potential | F5 | Industrial | Instruments | New | Space Heating | Natural Gas | Gas Boiler - Insulate Steam Lines/Condensate Tank | A | Standalone Impact on Baseline Summer Peak (%) | Achievable Economic TRC Potential | 0% | 0% | 0% | 0% | 0% | 0% | 0% | 0% | 0% | 0% | 0% | 0% | 0% | 0% | 0% | 0% | 0% | 0% | 0% | 0% | 0% | 0% | 0% | 0% | 0 | 0 | 0 | 0 | 0 | 0 | 0
F6_Industrial_Instruments_New_Space Heating_Natural Gas_Gas Boiler - Insulate Steam Lines/Condensate Tank_A_Achievable Economic TRC Potential | F6 | Industrial | Instruments | New | Space Heating | Natural Gas | Gas Boiler - Insulate Steam Lines/Condensate Tank | A | Standalone Impact on Baseline Winter Peak (%) | Achievable Economic TRC Potential | 0% | 0% | 0% | 0% | 0% | 0% | 0% | 0% | 0% | 0% | 0% | 0% | 0% | 0% | 0% | 0% | 0% | 0% | 0% | 0% | 0% | 0% | 0% | 0% | 0 | 0 | 0 | 0 | 0 | 0 | 0
F7_Industrial_Instruments_New_Space Heating_Natural Gas_Gas Boiler - Insulate Steam Lines/Condensate Tank_A_Achievable Economic TRC Potential | F7 | Industrial | Instruments | New | Space Heating | Natural Gas | Gas Boiler - Insulate Steam Lines/Condensate Tank | A | Incremental Energy Savings (MWh or mTherms) | Achievable Economic TRC Potential | 0 | 0 | 0 | 0 | 0 | 0 | 0 | 0 | 0 | 0 | 0 | 0 | 0 | 0 | 0 | 0 | 0 | 0 | 0 | 0 | 0 | 0 | 0 | 0 | 0 | 0 | 0 | 0 | 0 | 0 | 0
F8_Industrial_Instruments_New_Space Heating_Natural Gas_Gas Boiler - Insulate Steam Lines/Condensate Tank_A_Achievable Economic TRC Potential | F8 | Industrial | Instruments | New | Space Heating | Natural Gas | Gas Boiler - Insulate Steam Lines/Condensate Tank | A | Incremental Summer Peak Savings (MW) | Achievable Economic TRC Potential | 0 | 0 | 0 | 0 | 0 | 0 | 0 | 0 | 0 | 0 | 0 | 0 | 0 | 0 | 0 | 0 | 0 | 0 | 0 | 0 | 0 | 0 | 0 | 0 | 0 | 0 | 0 | 0 | 0 | 0 | 0
F9_Industrial_Instruments_New_Space Heating_Natural Gas_Gas Boiler - Insulate Steam Lines/Condensate Tank_A_Achievable Economic TRC Potential | F9 | Industrial | Instruments | New | Space Heating | Natural Gas | Gas Boiler - Insulate Steam Lines/Condensate Tank | A | Incremental Winter Peak Savings (MW) | Achievable Economic TRC Potential | 0 | 0 | 0 | 0 | 0 | 0 | 0 | 0 | 0 | 0 | 0 | 0 | 0 | 0 | 0 | 0 | 0 | 0 | 0 | 0 | 0 | 0 | 0 | 0 | 0 | 0 | 0 | 0 | 0 | 0 | 0
F10_Industrial_Instruments_New_Space Heating_Natural Gas_Gas Boiler - Insulate Steam Lines/Condensate Tank_A_Achievable Economic TRC Potential | F10 | Industrial | Instruments | New | Space Heating | Natural Gas | Gas Boiler - Insulate Steam Lines/Condensate Tank | A | Cumulative Energy Savings (MWh or mTherms) | Achievable Economic TRC Potential | 0 | 0 | 0 | 0 | 0 | 0 | 0 | 0 | 0 | 0 | 0 | 0 | 0 | 0 | 0 | 0 | 0 | 0 | 0 | 0 | 0 | 0 | 0 | 0 | 0 | 0 | 0 | 0 | 0 | 0 | 0
F11_Industrial_Instruments_New_Space Heating_Natural Gas_Gas Boiler - Insulate Steam Lines/Condensate Tank_A_Achievable Economic TRC Potential | F11 | Industrial | Instruments | New | Space Heating | Natural Gas | Gas Boiler - Insulate Steam Lines/Condensate Tank | A | Cumulative Summer Peak Savings (MW) | Achievable Economic TRC Potential | 0 | 0 | 0 | 0 | 0 | 0 | 0 | 0 | 0 | 0 | 0 | 0 | 0 | 0 | 0 | 0 | 0 | 0 | 0 | 0 | 0 | 0 | 0 | 0 | 0 | 0 | 0 | 0 | 0 | 0 | 0
F12_Industrial_Instruments_New_Space Heating_Natural Gas_Gas Boiler - Insulate Steam Lines/Condensate Tank_A_Achievable Economic TRC Potential | F12 | Industrial | Instruments | New | Space Heating | Natural Gas | Gas Boiler - Insulate Steam Lines/Condensate Tank | A | Cumulative Winter Peak Savings (MW) | Achievable Economic TRC Potential | 0 | 0 | 0 | 0 | 0 | 0 | 0 | 0 | 0 | 0 | 0 | 0 | 0 | 0 | 0 | 0 | 0 | 0 | 0 | 0 | 0 | 0 | 0 | 0 | 0 | 0 | 0 | 0 | 0 | 0 | 0
F13_Industrial_Instruments_New_Space Heating_Natural Gas_Gas Boiler - Insulate Steam Lines/Condensate Tank_A_Achievable Economic TRC Potential | F13 | Industrial | Instruments | New | Space Heating | Natural Gas | Gas Boiler - Insulate Steam Lines/Condensate Tank | A | Purchases (Incremental) | Achievable Economic TRC Potential | 0 | 0 | 0 | 0 | 0 | 0 | 0 | 0 | 0 | 0 | 0 | 0 | 0 | 0 | 0 | 0 | 0 | 0 | 0 | 0 | 0 | 0 | 0 | 0 | 0 | 0 | 0 | 0 | 0 | 0 | 0
F14_Industrial_Instruments_New_Space Heating_Natural Gas_Gas Boiler - Insulate Steam Lines/Condensate Tank_A_Achievable Economic TRC Potential | F14 | Industrial | Instruments | New | Space Heating | Natural Gas | Gas Boiler - Insulate Steam Lines/Condensate Tank | A | Purchases (Cumulative) | Achievable Economic TRC Potential | 0 | 0 | 0 | 0 | 0 | 0 | 0 | 0 | 0 | 0 | 0 | 0 | 0 | 0 | 0 | 0 | 0 | 0 | 0 | 0 | 0 | 0 | 0 | 0 | 0 | 0 | 0 | 0 | 0 | 0 | 0
F1_Industrial_Instruments_New_Process_Natural Gas_Gas Boiler - Insulate Steam Lines/Condensate Tank_A_Achievable Economic TRC Potential | F1 | Industrial | Instruments | New | Process | Natural Gas | Gas Boiler - Insulate Steam Lines/Condensate Tank | A | Original Unit Energy Savings (kWh or therms) | Achievable Economic TRC Potential | 0 | 0 | 0 | 0 | 0 | 27.9412 | 27.9412 | 27.9412 | 27.9412 | 27.9412 | 27.9412 | 27.9412 | 27.9412 | 27.9412 | 27.9412 | 27.9412 | 27.9412 | 27.9412 | 27.9412 | 27.9412 | 27.9412 | 27.9412 | 27.9412 | 27.9412 | 27.9412 | 27.9412 | 27.9412 | 27.9412 | 27.9412 | 27.9412 | 27.9412
F2_Industrial_Instruments_New_Process_Natural Gas_Gas Boiler - Insulate Steam Lines/Condensate Tank_A_Achievable Economic TRC Potential | F2 | Industrial | Instruments | New | Process | Natural Gas | Gas Boiler - Insulate Steam Lines/Condensate Tank | A | Original Unit Summer Peak Savings (kW) | Achievable Economic TRC Potential | 0 | 0 | 0 | 0 | 0 | 0 | 0 | 0 | 0 | 0 | 0 | 0 | 0 | 0 | 0 | 0 | 0 | 0 | 0 | 0 | 0 | 0 | 0 | 0 | 0 | 0 | 0 | 0 | 0 | 0 | 0
F3_Industrial_Instruments_New_Process_Natural Gas_Gas Boiler - Insulate Steam Lines/Condensate Tank_A_Achievable Economic TRC Potential | F3 | Industrial | Instruments | New | Process | Natural Gas | Gas Boiler - Insulate Steam Lines/Condensate Tank | A | Original Unit Winter Peak Savings (kW) | Achievable Economic TRC Potential | 0 | 0 | 0 | 0 | 0 | 0 | 0 | 0 | 0 | 0 | 0 | 0 | 0 | 0 | 0 | 0 | 0 | 0 | 0 | 0 | 0 | 0 | 0 | 0 | 0 | 0 | 0 | 0 | 0 | 0 | 0
F4_Industrial_Instruments_New_Process_Natural Gas_Gas Boiler - Insulate Steam Lines/Condensate Tank_A_Achievable Economic TRC Potential | F4 | Industrial | Instruments | New | Process | Natural Gas | Gas Boiler - Insulate Steam Lines/Condensate Tank | A | Standalone Impact on Baseline Energy (%) | Achievable Economic TRC Potential | 0% | 0% | 0% | 0% | 0% | 0.03756% | 0.06926% | 0.09748% | 0.1235% | 0.148% | 0.1714% | 0.1942% | 0.2163% | 0.238% | 0.2596% | 0.2807% | 0.3017% | 0.3225% | 0.3431% | 0.3637% | 0.3841% | 0.4044% | 0.4247% | 0.4449% | 0.00465 | 0.0044753 | 0.0043137 | 0.0041637 | 0 | 0 | 0
F5_Industrial_Instruments_New_Process_Natural Gas_Gas Boiler - Insulate Steam Lines/Condensate Tank_A_Achievable Economic TRC Potential | F5 | Industrial | Instruments | New | Process | Natural Gas | Gas Boiler - Insulate Steam Lines/Condensate Tank | A | Standalone Impact on Baseline Summer Peak (%) | Achievable Economic TRC Potential | 0% | 0% | 0% | 0% | 0% | 0% | 0% | 0% | 0% | 0% | 0% | 0% | 0% | 0% | 0% | 0% | 0% | 0% | 0% | 0% | 0% | 0% | 0% | 0% | 0 | 0 | 0 | 0 | 0 | 0 | 0
F6_Industrial_Instruments_New_Process_Natural Gas_Gas Boiler - Insulate Steam Lines/Condensate Tank_A_Achievable Economic TRC Potential | F6 | Industrial | Instruments | New | Process | Natural Gas | Gas Boiler - Insulate Steam Lines/Condensate Tank | A | Standalone Impact on Baseline Winter Peak (%) | Achievable Economic TRC Potential | 0% | 0% | 0% | 0% | 0% | 0% | 0% | 0% | 0% | 0% | 0% | 0% | 0% | 0% | 0% | 0% | 0% | 0% | 0% | 0% | 0% | 0% | 0% | 0% | 0 | 0 | 0 | 0 | 0 | 0 | 0
F7_Industrial_Instruments_New_Process_Natural Gas_Gas Boiler - Insulate Steam Lines/Condensate Tank_A_Achievable Economic TRC Potential | F7 | Industrial | Instruments | New | Process | Natural Gas | Gas Boiler - Insulate Steam Lines/Condensate Tank | A | Incremental Energy Savings (MWh or mTherms) | Achievable Economic TRC Potential | 0 | 0 | 0 | 0 | 0 | 0.037985 | 0.045002 | 0.052015 | 0.058987 | 0.065963 | 0.072944 | 0.079836 | 0.08671 | 0.09357 | 0.10032 | 0.1071 | 0.11381 | 0.12052 | 0.1272 | 0.13382 | 0.14045 | 0.14705 | 0.15362 | 0.16017 | 0.1667 | 0.037985 | 0.045002 | 0.052015 | 0.058987 | 0.065963 | 0.072944
F8_Industrial_Instruments_New_Process_Natural Gas_Gas Boiler - Insulate Steam Lines/Condensate Tank_A_Achievable Economic TRC Potential | F8 | Industrial | Instruments | New | Process | Natural Gas | Gas Boiler - Insulate Steam Lines/Condensate Tank | A | Incremental Summer Peak Savings (MW) | Achievable Economic TRC Potential | 0 | 0 | 0 | 0 | 0 | 0 | 0 | 0 | 0 | 0 | 0 | 0 | 0 | 0 | 0 | 0 | 0 | 0 | 0 | 0 | 0 | 0 | 0 | 0 | 0 | 0 | 0 | 0 | 0 | 0 | 0
F9_Industrial_Instruments_New_Process_Natural Gas_Gas Boiler - Insulate Steam Lines/Condensate Tank_A_Achievable Economic TRC Potential | F9 | Industrial | Instruments | New | Process | Natural Gas | Gas Boiler - Insulate Steam Lines/Condensate Tank | A | Incremental Winter Peak Savings (MW) | Achievable Economic TRC Potential | 0 | 0 | 0 | 0 | 0 | 0 | 0 | 0 | 0 | 0 | 0 | 0 | 0 | 0 | 0 | 0 | 0 | 0 | 0 | 0 | 0 | 0 | 0 | 0 | 0 | 0 | 0 | 0 | 0 | 0 | 0
F10_Industrial_Instruments_New_Process_Natural Gas_Gas Boiler - Insulate Steam Lines/Condensate Tank_A_Achievable Economic TRC Potential | F10 | Industrial | Instruments | New | Process | Natural Gas | Gas Boiler - Insulate Steam Lines/Condensate Tank | A | Cumulative Energy Savings (MWh or mTherms) | Achievable Economic TRC Potential | 0 | 0 | 0 | 0 | 0 | 0.037985 | 0.082988 | 0.135 | 0.19399 | 0.25995 | 0.3329 | 0.41273 | 0.49944 | 0.59301 | 0.69333 | 0.80043 | 0.91424 | 1.0348 | 1.162 | 1.2958 | 1.4362 | 1.5833 | 1.7369 | 1.8971 | 2.0638 | 2.0638 | 2.0638 | 2.0638 | 2.0638 | 2.0638 | 2.0638
F11_Industrial_Instruments_New_Process_Natural Gas_Gas Boiler - Insulate Steam Lines/Condensate Tank_A_Achievable Economic TRC Potential | F11 | Industrial | Instruments | New | Process | Natural Gas | Gas Boiler - Insulate Steam Lines/Condensate Tank | A | Cumulative Summer Peak Savings (MW) | Achievable Economic TRC Potential | 0 | 0 | 0 | 0 | 0 | 0 | 0 | 0 | 0 | 0 | 0 | 0 | 0 | 0 | 0 | 0 | 0 | 0 | 0 | 0 | 0 | 0 | 0 | 0 | 0 | 0 | 0 | 0 | 0 | 0 | 0
F12_Industrial_Instruments_New_Process_Natural Gas_Gas Boiler - Insulate Steam Lines/Condensate Tank_A_Achievable Economic TRC Potential | F12 | Industrial | Instruments | New | Process | Natural Gas | Gas Boiler - Insulate Steam Lines/Condensate Tank | A | Cumulative Winter Peak Savings (MW) | Achievable Economic TRC Potential | 0 | 0 | 0 | 0 | 0 | 0 | 0 | 0 | 0 | 0 | 0 | 0 | 0 | 0 | 0 | 0 | 0 | 0 | 0 | 0 | 0 | 0 | 0 | 0 | 0 | 0 | 0 | 0 | 0 | 0 | 0
F13_Industrial_Instruments_New_Process_Natural Gas_Gas Boiler - Insulate Steam Lines/Condensate Tank_A_Achievable Economic TRC Potential | F13 | Industrial | Instruments | New | Process | Natural Gas | Gas Boiler - Insulate Steam Lines/Condensate Tank | A | Purchases (Incremental) | Achievable Economic TRC Potential | 0 | 0 | 0 | 0 | 0 | 1.3595 | 1.6106 | 1.8616 | 2.1111 | 2.3608 | 2.6106 | 2.8573 | 3.1033 | 3.3488 | 3.5904 | 3.833 | 4.0732 | 4.3134 | 4.5525 | 4.7894 | 5.0266 | 5.2628 | 5.4981 | 5.7325 | 5.9661 | 1.3595 | 1.6106 | 1.8616 | 2.1111 | 2.3608 | 2.6106
F14_Industrial_Instruments_New_Process_Natural Gas_Gas Boiler - Insulate Steam Lines/Condensate Tank_A_Achievable Economic TRC Potential | F14 | Industrial | Instruments | New | Process | Natural Gas | Gas Boiler - Insulate Steam Lines/Condensate Tank | A | Purchases (Cumulative) | Achievable Economic TRC Potential | 0 | 0 | 0 | 0 | 0 | 1.3595 | 2.9701 | 4.8317 | 6.9428 | 9.3036 | 11.9142 | 14.7715 | 17.8748 | 21.2236 | 24.814 | 28.647 | 32.7202 | 37.0336 | 41.5861 | 46.3755 | 51.402 | 56.6648 | 62.1629 | 67.8954 | 73.8615 | 73.8615 | 73.8615 | 73.8615 | 73.8615 | 73.8615 | 73.8615
F1_Industrial_Instruments_New_Space Heating_Natural Gas_Gas Boiler - Insulate Hot Water Lines_A_Achievable Economic TRC Potential | F1 | Industrial | Instruments | New | Space Heating | Natural Gas | Gas Boiler - Insulate Hot Water Lines | A | Original Unit Energy Savings (kWh or therms) | Achievable Economic TRC Potential | 0 | 0 | 0 | 0 | 0 | 0 | 0 | 0 | 0 | 0 | 0 | 0 | 0 | 0 | 0 | 0 | 0 | 0 | 0 | 0 | 0 | 0 | 0 | 0 | 0 | 0 | 0 | 0 | 0 | 0 | 0
F2_Industrial_Instruments_New_Space Heating_Natural Gas_Gas Boiler - Insulate Hot Water Lines_A_Achievable Economic TRC Potential | F2 | Industrial | Instruments | New | Space Heating | Natural Gas | Gas Boiler - Insulate Hot Water Lines | A | Original Unit Summer Peak Savings (kW) | Achievable Economic TRC Potential | 0 | 0 | 0 | 0 | 0 | 0 | 0 | 0 | 0 | 0 | 0 | 0 | 0 | 0 | 0 | 0 | 0 | 0 | 0 | 0 | 0 | 0 | 0 | 0 | 0 | 0 | 0 | 0 | 0 | 0 | 0
F3_Industrial_Instruments_New_Space Heating_Natural Gas_Gas Boiler - Insulate Hot Water Lines_A_Achievable Economic TRC Potential | F3 | Industrial | Instruments | New | Space Heating | Natural Gas | Gas Boiler - Insulate Hot Water Lines | A | Original Unit Winter Peak Savings (kW) | Achievable Economic TRC Potential | 0 | 0 | 0 | 0 | 0 | 0 | 0 | 0 | 0 | 0 | 0 | 0 | 0 | 0 | 0 | 0 | 0 | 0 | 0 | 0 | 0 | 0 | 0 | 0 | 0 | 0 | 0 | 0 | 0 | 0 | 0
F4_Industrial_Instruments_New_Space Heating_Natural Gas_Gas Boiler - Insulate Hot Water Lines_A_Achievable Economic TRC Potential | F4 | Industrial | Instruments | New | Space Heating | Natural Gas | Gas Boiler - Insulate Hot Water Lines | A | Standalone Impact on Baseline Energy (%) | Achievable Economic TRC Potential | 0% | 0% | 0% | 0% | 0% | 0% | 0% | 0% | 0% | 0% | 0% | 0% | 0% | 0% | 0% | 0% | 0% | 0% | 0% | 0% | 0% | 0% | 0% | 0% | 0 | 0 | 0 | 0 | 0 | 0 | 0
F5_Industrial_Instruments_New_Space Heating_Natural Gas_Gas Boiler - Insulate Hot Water Lines_A_Achievable Economic TRC Potential | F5 | Industrial | Instruments | New | Space Heating | Natural Gas | Gas Boiler - Insulate Hot Water Lines | A | Standalone Impact on Baseline Summer Peak (%) | Achievable Economic TRC Potential | 0% | 0% | 0% | 0% | 0% | 0% | 0% | 0% | 0% | 0% | 0% | 0% | 0% | 0% | 0% | 0% | 0% | 0% | 0% | 0% | 0% | 0% | 0% | 0% | 0 | 0 | 0 | 0 | 0 | 0 | 0
F6_Industrial_Instruments_New_Space Heating_Natural Gas_Gas Boiler - Insulate Hot Water Lines_A_Achievable Economic TRC Potential | F6 | Industrial | Instruments | New | Space Heating | Natural Gas | Gas Boiler - Insulate Hot Water Lines | A | Standalone Impact on Baseline Winter Peak (%) | Achievable Economic TRC Potential | 0% | 0% | 0% | 0% | 0% | 0% | 0% | 0% | 0% | 0% | 0% | 0% | 0% | 0% | 0% | 0% | 0% | 0% | 0% | 0% | 0% | 0% | 0% | 0% | 0 | 0 | 0 | 0 | 0 | 0 | 0
F7_Industrial_Instruments_New_Space Heating_Natural Gas_Gas Boiler - Insulate Hot Water Lines_A_Achievable Economic TRC Potential | F7 | Industrial | Instruments | New | Space Heating | Natural Gas | Gas Boiler - Insulate Hot Water Lines | A | Incremental Energy Savings (MWh or mTherms) | Achievable Economic TRC Potential | 0 | 0 | 0 | 0 | 0 | 0 | 0 | 0 | 0 | 0 | 0 | 0 | 0 | 0 | 0 | 0 | 0 | 0 | 0 | 0 | 0 | 0 | 0 | 0 | 0 | 0 | 0 | 0 | 0 | 0 | 0
F8_Industrial_Instruments_New_Space Heating_Natural Gas_Gas Boiler - Insulate Hot Water Lines_A_Achievable Economic TRC Potential | F8 | Industrial | Instruments | New | Space Heating | Natural Gas | Gas Boiler - Insulate Hot Water Lines | A | Incremental Summer Peak Savings (MW) | Achievable Economic TRC Potential | 0 | 0 | 0 | 0 | 0 | 0 | 0 | 0 | 0 | 0 | 0 | 0 | 0 | 0 | 0 | 0 | 0 | 0 | 0 | 0 | 0 | 0 | 0 | 0 | 0 | 0 | 0 | 0 | 0 | 0 | 0
F9_Industrial_Instruments_New_Space Heating_Natural Gas_Gas Boiler - Insulate Hot Water Lines_A_Achievable Economic TRC Potential | F9 | Industrial | Instruments | New | Space Heating | Natural Gas | Gas Boiler - Insulate Hot Water Lines | A | Incremental Winter Peak Savings (MW) | Achievable Economic TRC Potential | 0 | 0 | 0 | 0 | 0 | 0 | 0 | 0 | 0 | 0 | 0 | 0 | 0 | 0 | 0 | 0 | 0 | 0 | 0 | 0 | 0 | 0 | 0 | 0 | 0 | 0 | 0 | 0 | 0 | 0 | 0
F10_Industrial_Instruments_New_Space Heating_Natural Gas_Gas Boiler - Insulate Hot Water Lines_A_Achievable Economic TRC Potential | F10 | Industrial | Instruments | New | Space Heating | Natural Gas | Gas Boiler - Insulate Hot Water Lines | A | Cumulative Energy Savings (MWh or mTherms) | Achievable Economic TRC Potential | 0 | 0 | 0 | 0 | 0 | 0 | 0 | 0 | 0 | 0 | 0 | 0 | 0 | 0 | 0 | 0 | 0 | 0 | 0 | 0 | 0 | 0 | 0 | 0 | 0 | 0 | 0 | 0 | 0 | 0 | 0
F11_Industrial_Instruments_New_Space Heating_Natural Gas_Gas Boiler - Insulate Hot Water Lines_A_Achievable Economic TRC Potential | F11 | Industrial | Instruments | New | Space Heating | Natural Gas | Gas Boiler - Insulate Hot Water Lines | A | Cumulative Summer Peak Savings (MW) | Achievable Economic TRC Potential | 0 | 0 | 0 | 0 | 0 | 0 | 0 | 0 | 0 | 0 | 0 | 0 | 0 | 0 | 0 | 0 | 0 | 0 | 0 | 0 | 0 | 0 | 0 | 0 | 0 | 0 | 0 | 0 | 0 | 0 | 0
F12_Industrial_Instruments_New_Space Heating_Natural Gas_Gas Boiler - Insulate Hot Water Lines_A_Achievable Economic TRC Potential | F12 | Industrial | Instruments | New | Space Heating | Natural Gas | Gas Boiler - Insulate Hot Water Lines | A | Cumulative Winter Peak Savings (MW) | Achievable Economic TRC Potential | 0 | 0 | 0 | 0 | 0 | 0 | 0 | 0 | 0 | 0 | 0 | 0 | 0 | 0 | 0 | 0 | 0 | 0 | 0 | 0 | 0 | 0 | 0 | 0 | 0 | 0 | 0 | 0 | 0 | 0 | 0
F13_Industrial_Instruments_New_Space Heating_Natural Gas_Gas Boiler - Insulate Hot Water Lines_A_Achievable Economic TRC Potential | F13 | Industrial | Instruments | New | Space Heating | Natural Gas | Gas Boiler - Insulate Hot Water Lines | A | Purchases (Incremental) | Achievable Economic TRC Potential | 0 | 0 | 0 | 0 | 0 | 0 | 0 | 0 | 0 | 0 | 0 | 0 | 0 | 0 | 0 | 0 | 0 | 0 | 0 | 0 | 0 | 0 | 0 | 0 | 0 | 0 | 0 | 0 | 0 | 0 | 0
F14_Industrial_Instruments_New_Space Heating_Natural Gas_Gas Boiler - Insulate Hot Water Lines_A_Achievable Economic TRC Potential | F14 | Industrial | Instruments | New | Space Heating | Natural Gas | Gas Boiler - Insulate Hot Water Lines | A | Purchases (Cumulative) | Achievable Economic TRC Potential | 0 | 0 | 0 | 0 | 0 | 0 | 0 | 0 | 0 | 0 | 0 | 0 | 0 | 0 | 0 | 0 | 0 | 0 | 0 | 0 | 0 | 0 | 0 | 0 | 0 | 0 | 0 | 0 | 0 | 0 | 0
F1_Industrial_Instruments_New_Process_Natural Gas_Gas Boiler - Insulate Hot Water Lines_A_Achievable Economic TRC Potential | F1 | Industrial | Instruments | New | Process | Natural Gas | Gas Boiler - Insulate Hot Water Lines | A | Original Unit Energy Savings (kWh or therms) | Achievable Economic TRC Potential | 0 | 0 | 0 | 0 | 0 | 31.5823 | 31.5823 | 31.5823 | 31.5823 | 31.5823 | 31.5823 | 31.5823 | 31.5823 | 31.5823 | 31.5823 | 31.5823 | 31.5823 | 31.5823 | 31.5823 | 31.5823 | 31.5823 | 31.5823 | 31.5823 | 31.5823 | 31.5823 | 31.5823 | 31.5823 | 31.5823 | 31.5823 | 31.5823 | 31.5823
F2_Industrial_Instruments_New_Process_Natural Gas_Gas Boiler - Insulate Hot Water Lines_A_Achievable Economic TRC Potential | F2 | Industrial | Instruments | New | Process | Natural Gas | Gas Boiler - Insulate Hot Water Lines | A | Original Unit Summer Peak Savings (kW) | Achievable Economic TRC Potential | 0 | 0 | 0 | 0 | 0 | 0 | 0 | 0 | 0 | 0 | 0 | 0 | 0 | 0 | 0 | 0 | 0 | 0 | 0 | 0 | 0 | 0 | 0 | 0 | 0 | 0 | 0 | 0 | 0 | 0 | 0
F3_Industrial_Instruments_New_Process_Natural Gas_Gas Boiler - Insulate Hot Water Lines_A_Achievable Economic TRC Potential | F3 | Industrial | Instruments | New | Process | Natural Gas | Gas Boiler - Insulate Hot Water Lines | A | Original Unit Winter Peak Savings (kW) | Achievable Economic TRC Potential | 0 | 0 | 0 | 0 | 0 | 0 | 0 | 0 | 0 | 0 | 0 | 0 | 0 | 0 | 0 | 0 | 0 | 0 | 0 | 0 | 0 | 0 | 0 | 0 | 0 | 0 | 0 | 0 | 0 | 0 | 0
F4_Industrial_Instruments_New_Process_Natural Gas_Gas Boiler - Insulate Hot Water Lines_A_Achievable Economic TRC Potential | F4 | Industrial | Instruments | New | Process | Natural Gas | Gas Boiler - Insulate Hot Water Lines | A | Standalone Impact on Baseline Energy (%) | Achievable Economic TRC Potential | 0% | 0% | 0% | 0% | 0% | 0.04245% | 0.07829% | 0.1102% | 0.1396% | 0.1673% | 0.1938% | 0.2195% | 0.2445% | 0.2691% | 0.2934% | 0.3173% | 0.341% | 0.3645% | 0.3878% | 0.4111% | 0.4341% | 0.4571% | 0.48% | 0.5028% | 0.0052559 | 0.0050585 | 0.0048758 | 0.0047063 | 0 | 0 | 0
F5_Industrial_Instruments_New_Process_Natural Gas_Gas Boiler - Insulate Hot Water Lines_A_Achievable Economic TRC Potential | F5 | Industrial | Instruments | New | Process | Natural Gas | Gas Boiler - Insulate Hot Water Lines | A | Standalone Impact on Baseline Summer Peak (%) | Achievable Economic TRC Potential | 0% | 0% | 0% | 0% | 0% | 0% | 0% | 0% | 0% | 0% | 0% | 0% | 0% | 0% | 0% | 0% | 0% | 0% | 0% | 0% | 0% | 0% | 0% | 0% | 0 | 0 | 0 | 0 | 0 | 0 | 0
F6_Industrial_Instruments_New_Process_Natural Gas_Gas Boiler - Insulate Hot Water Lines_A_Achievable Economic TRC Potential | F6 | Industrial | Instruments | New | Process | Natural Gas | Gas Boiler - Insulate Hot Water Lines | A | Standalone Impact on Baseline Winter Peak (%) | Achievable Economic TRC Potential | 0% | 0% | 0% | 0% | 0% | 0% | 0% | 0% | 0% | 0% | 0% | 0% | 0% | 0% | 0% | 0% | 0% | 0% | 0% | 0% | 0% | 0% | 0% | 0% | 0 | 0 | 0 | 0 | 0 | 0 | 0
F7_Industrial_Instruments_New_Process_Natural Gas_Gas Boiler - Insulate Hot Water Lines_A_Achievable Economic TRC Potential | F7 | Industrial | Instruments | New | Process | Natural Gas | Gas Boiler - Insulate Hot Water Lines | A | Incremental Energy Savings (MWh or mTherms) | Achievable Economic TRC Potential | 0 | 0 | 0 | 0 | 0 | 0.042935 | 0.050867 | 0.058794 | 0.066674 | 0.074558 | 0.082449 | 0.09024 | 0.09801 | 0.10576 | 0.11339 | 0.12105 | 0.12864 | 0.13623 | 0.14378 | 0.15126 | 0.15875 | 0.16621 | 0.17364 | 0.18105 | 0.18842 | 0.042935 | 0.050867 | 0.058794 | 0.066674 | 0.074558 | 0.082449
F8_Industrial_Instruments_New_Process_Natural Gas_Gas Boiler - Insulate Hot Water Lines_A_Achievable Economic TRC Potential | F8 | Industrial | Instruments | New | Process | Natural Gas | Gas Boiler - Insulate Hot Water Lines | A | Incremental Summer Peak Savings (MW) | Achievable Economic TRC Potential | 0 | 0 | 0 | 0 | 0 | 0 | 0 | 0 | 0 | 0 | 0 | 0 | 0 | 0 | 0 | 0 | 0 | 0 | 0 | 0 | 0 | 0 | 0 | 0 | 0 | 0 | 0 | 0 | 0 | 0 | 0
F9_Industrial_Instruments_New_Process_Natural Gas_Gas Boiler - Insulate Hot Water Lines_A_Achievable Economic TRC Potential | F9 | Industrial | Instruments | New | Process | Natural Gas | Gas Boiler - Insulate Hot Water Lines | A | Incremental Winter Peak Savings (MW) | Achievable Economic TRC Potential | 0 | 0 | 0 | 0 | 0 | 0 | 0 | 0 | 0 | 0 | 0 | 0 | 0 | 0 | 0 | 0 | 0 | 0 | 0 | 0 | 0 | 0 | 0 | 0 | 0 | 0 | 0 | 0 | 0 | 0 | 0
F10_Industrial_Instruments_New_Process_Natural Gas_Gas Boiler - Insulate Hot Water Lines_A_Achievable Economic TRC Potential | F10 | Industrial | Instruments | New | Process | Natural Gas | Gas Boiler - Insulate Hot Water Lines | A | Cumulative Energy Savings (MWh or mTherms) | Achievable Economic TRC Potential | 0 | 0 | 0 | 0 | 0 | 0.042935 | 0.093802 | 0.1526 | 0.21927 | 0.29383 | 0.37628 | 0.46652 | 0.56453 | 0.67029 | 0.78369 | 0.90474 | 1.0334 | 1.1696 | 1.3134 | 1.4646 | 1.6234 | 1.7896 | 1.9633 | 2.1443 | 2.3327 | 2.3327 | 2.3327 | 2.3327 | 2.3327 | 2.3327 | 2.3327
F11_Industrial_Instruments_New_Process_Natural Gas_Gas Boiler - Insulate Hot Water Lines_A_Achievable Economic TRC Potential | F11 | Industrial | Instruments | New | Process | Natural Gas | Gas Boiler - Insulate Hot Water Lines | A | Cumulative Summer Peak Savings (MW) | Achievable Economic TRC Potential | 0 | 0 | 0 | 0 | 0 | 0 | 0 | 0 | 0 | 0 | 0 | 0 | 0 | 0 | 0 | 0 | 0 | 0 | 0 | 0 | 0 | 0 | 0 | 0 | 0 | 0 | 0 | 0 | 0 | 0 | 0
F12_Industrial_Instruments_New_Process_Natural Gas_Gas Boiler - Insulate Hot Water Lines_A_Achievable Economic TRC Potential | F12 | Industrial | Instruments | New | Process | Natural Gas | Gas Boiler - Insulate Hot Water Lines | A | Cumulative Winter Peak Savings (MW) | Achievable Economic TRC Potential | 0 | 0 | 0 | 0 | 0 | 0 | 0 | 0 | 0 | 0 | 0 | 0 | 0 | 0 | 0 | 0 | 0 | 0 | 0 | 0 | 0 | 0 | 0 | 0 | 0 | 0 | 0 | 0 | 0 | 0 | 0
F13_Industrial_Instruments_New_Process_Natural Gas_Gas Boiler - Insulate Hot Water Lines_A_Achievable Economic TRC Potential | F13 | Industrial | Instruments | New | Process | Natural Gas | Gas Boiler - Insulate Hot Water Lines | A | Purchases (Incremental) | Achievable Economic TRC Potential | 0 | 0 | 0 | 0 | 0 | 1.3595 | 1.6106 | 1.8616 | 2.1111 | 2.3608 | 2.6106 | 2.8573 | 3.1033 | 3.3488 | 3.5904 | 3.833 | 4.0732 | 4.3134 | 4.5525 | 4.7894 | 5.0266 | 5.2628 | 5.4981 | 5.7325 | 5.9661 | 1.3595 | 1.6106 | 1.8616 | 2.1111 | 2.3608 | 2.6106
F14_Industrial_Instruments_New_Process_Natural Gas_Gas Boiler - Insulate Hot Water Lines_A_Achievable Economic TRC Potential | F14 | Industrial | Instruments | New | Process | Natural Gas | Gas Boiler - Insulate Hot Water Lines | A | Purchases (Cumulative) | Achievable Economic TRC Potential | 0 | 0 | 0 | 0 | 0 | 1.3595 | 2.9701 | 4.8317 | 6.9428 | 9.3036 | 11.9142 | 14.7715 | 17.8748 | 21.2236 | 24.814 | 28.647 | 32.7202 | 37.0336 | 41.5861 | 46.3755 | 51.402 | 56.6648 | 62.1629 | 67.8954 | 73.8615 | 73.8615 | 73.8615 | 73.8615 | 73.8615 | 73.8615 | 73.8615
F1_Industrial_Instruments_New_Process_Natural Gas_Process - Insulate Heated Process Fluids_A_Achievable Economic TRC Potential | F1 | Industrial | Instruments | New | Process | Natural Gas | Process - Insulate Heated Process Fluids | A | Original Unit Energy Savings (kWh or therms) | Achievable Economic TRC Potential | 0 | 0 | 0 | 0 | 0 | 9.2315 | 9.2315 | 9.2315 | 9.2315 | 9.2315 | 9.2315 | 9.2315 | 9.2315 | 9.2315 | 9.2315 | 9.2315 | 9.2315 | 9.2315 | 9.2315 | 9.2315 | 9.2315 | 9.2315 | 9.2315 | 9.2315 | 9.2315 | 9.2315 | 9.2315 | 9.2315 | 9.2315 | 9.2315 | 9.2315
F2_Industrial_Instruments_New_Process_Natural Gas_Process - Insulate Heated Process Fluids_A_Achievable Economic TRC Potential | F2 | Industrial | Instruments | New | Process | Natural Gas | Process - Insulate Heated Process Fluids | A | Original Unit Summer Peak Savings (kW) | Achievable Economic TRC Potential | 0 | 0 | 0 | 0 | 0 | 0 | 0 | 0 | 0 | 0 | 0 | 0 | 0 | 0 | 0 | 0 | 0 | 0 | 0 | 0 | 0 | 0 | 0 | 0 | 0 | 0 | 0 | 0 | 0 | 0 | 0
F3_Industrial_Instruments_New_Process_Natural Gas_Process - Insulate Heated Process Fluids_A_Achievable Economic TRC Potential | F3 | Industrial | Instruments | New | Process | Natural Gas | Process - Insulate Heated Process Fluids | A | Original Unit Winter Peak Savings (kW) | Achievable Economic TRC Potential | 0 | 0 | 0 | 0 | 0 | 0 | 0 | 0 | 0 | 0 | 0 | 0 | 0 | 0 | 0 | 0 | 0 | 0 | 0 | 0 | 0 | 0 | 0 | 0 | 0 | 0 | 0 | 0 | 0 | 0 | 0
F4_Industrial_Instruments_New_Process_Natural Gas_Process - Insulate Heated Process Fluids_A_Achievable Economic TRC Potential | F4 | Industrial | Instruments | New | Process | Natural Gas | Process - Insulate Heated Process Fluids | A | Standalone Impact on Baseline Energy (%) | Achievable Economic TRC Potential | 0% | 0% | 0% | 0% | 0% | 0% | 0% | 0% | 0% | 0% | 0% | 0% | 0% | 0% | 0% | 0% | 0% | 0% | 0% | 0% | 0% | 0% | 0% | 0% | 0 | 0 | 0 | 0 | 0 | 0 | 0
F5_Industrial_Instruments_New_Process_Natural Gas_Process - Insulate Heated Process Fluids_A_Achievable Economic TRC Potential | F5 | Industrial | Instruments | New | Process | Natural Gas | Process - Insulate Heated Process Fluids | A | Standalone Impact on Baseline Summer Peak (%) | Achievable Economic TRC Potential | 0% | 0% | 0% | 0% | 0% | 0% | 0% | 0% | 0% | 0% | 0% | 0% | 0% | 0% | 0% | 0% | 0% | 0% | 0% | 0% | 0% | 0% | 0% | 0% | 0 | 0 | 0 | 0 | 0 | 0 | 0
F6_Industrial_Instruments_New_Process_Natural Gas_Process - Insulate Heated Process Fluids_A_Achievable Economic TRC Potential | F6 | Industrial | Instruments | New | Process | Natural Gas | Process - Insulate Heated Process Fluids | A | Standalone Impact on Baseline Winter Peak (%) | Achievable Economic TRC Potential | 0% | 0% | 0% | 0% | 0% | 0% | 0% | 0% | 0% | 0% | 0% | 0% | 0% | 0% | 0% | 0% | 0% | 0% | 0% | 0% | 0% | 0% | 0% | 0% | 0 | 0 | 0 | 0 | 0 | 0 | 0
F7_Industrial_Instruments_New_Process_Natural Gas_Process - Insulate Heated Process Fluids_A_Achievable Economic TRC Potential | F7 | Industrial | Instruments | New | Process | Natural Gas | Process - Insulate Heated Process Fluids | A | Incremental Energy Savings (MWh or mTherms) | Achievable Economic TRC Potential | 0 | 0 | 0 | 0 | 0 | 0 | 0 | 0 | 0 | 0 | 0 | 0 | 0 | 0 | 0 | 0 | 0 | 0 | 0 | 0 | 0 | 0 | 0 | 0 | 0 | 0 | 0 | 0 | 0 | 0 | 0
F8_Industrial_Instruments_New_Process_Natural Gas_Process - Insulate Heated Process Fluids_A_Achievable Economic TRC Potential | F8 | Industrial | Instruments | New | Process | Natural Gas | Process - Insulate Heated Process Fluids | A | Incremental Summer Peak Savings (MW) | Achievable Economic TRC Potential | 0 | 0 | 0 | 0 | 0 | 0 | 0 | 0 | 0 | 0 | 0 | 0 | 0 | 0 | 0 | 0 | 0 | 0 | 0 | 0 | 0 | 0 | 0 | 0 | 0 | 0 | 0 | 0 | 0 | 0 | 0
F9_Industrial_Instruments_New_Process_Natural Gas_Process - Insulate Heated Process Fluids_A_Achievable Economic TRC Potential | F9 | Industrial | Instruments | New | Process | Natural Gas | Process - Insulate Heated Process Fluids | A | Incremental Winter Peak Savings (MW) | Achievable Economic TRC Potential | 0 | 0 | 0 | 0 | 0 | 0 | 0 | 0 | 0 | 0 | 0 | 0 | 0 | 0 | 0 | 0 | 0 | 0 | 0 | 0 | 0 | 0 | 0 | 0 | 0 | 0 | 0 | 0 | 0 | 0 | 0
F10_Industrial_Instruments_New_Process_Natural Gas_Process - Insulate Heated Process Fluids_A_Achievable Economic TRC Potential | F10 | Industrial | Instruments | New | Process | Natural Gas | Process - Insulate Heated Process Fluids | A | Cumulative Energy Savings (MWh or mTherms) | Achievable Economic TRC Potential | 0 | 0 | 0 | 0 | 0 | 0 | 0 | 0 | 0 | 0 | 0 | 0 | 0 | 0 | 0 | 0 | 0 | 0 | 0 | 0 | 0 | 0 | 0 | 0 | 0 | 0 | 0 | 0 | 0 | 0 | 0
F11_Industrial_Instruments_New_Process_Natural Gas_Process - Insulate Heated Process Fluids_A_Achievable Economic TRC Potential | F11 | Industrial | Instruments | New | Process | Natural Gas | Process - Insulate Heated Process Fluids | A | Cumulative Summer Peak Savings (MW) | Achievable Economic TRC Potential | 0 | 0 | 0 | 0 | 0 | 0 | 0 | 0 | 0 | 0 | 0 | 0 | 0 | 0 | 0 | 0 | 0 | 0 | 0 | 0 | 0 | 0 | 0 | 0 | 0 | 0 | 0 | 0 | 0 | 0 | 0
F12_Industrial_Instruments_New_Process_Natural Gas_Process - Insulate Heated Process Fluids_A_Achievable Economic TRC Potential | F12 | Industrial | Instruments | New | Process | Natural Gas | Process - Insulate Heated Process Fluids | A | Cumulative Winter Peak Savings (MW) | Achievable Economic TRC Potential | 0 | 0 | 0 | 0 | 0 | 0 | 0 | 0 | 0 | 0 | 0 | 0 | 0 | 0 | 0 | 0 | 0 | 0 | 0 | 0 | 0 | 0 | 0 | 0 | 0 | 0 | 0 | 0 | 0 | 0 | 0
F13_Industrial_Instruments_New_Process_Natural Gas_Process - Insulate Heated Process Fluids_A_Achievable Economic TRC Potential | F13 | Industrial | Instruments | New | Process | Natural Gas | Process - Insulate Heated Process Fluids | A | Purchases (Incremental) | Achievable Economic TRC Potential | 0 | 0 | 0 | 0 | 0 | 0 | 0 | 0 | 0 | 0 | 0 | 0 | 0 | 0 | 0 | 0 | 0 | 0 | 0 | 0 | 0 | 0 | 0 | 0 | 0 | 0 | 0 | 0 | 0 | 0 | 0
F14_Industrial_Instruments_New_Process_Natural Gas_Process - Insulate Heated Process Fluids_A_Achievable Economic TRC Potential | F14 | Industrial | Instruments | New | Process | Natural Gas | Process - Insulate Heated Process Fluids | A | Purchases (Cumulative) | Achievable Economic TRC Potential | 0 | 0 | 0 | 0 | 0 | 0 | 0 | 0 | 0 | 0 | 0 | 0 | 0 | 0 | 0 | 0 | 0 | 0 | 0 | 0 | 0 | 0 | 0 | 0 | 0 | 0 | 0 | 0 | 0 | 0 | 0
F1_Industrial_Instruments_New_Process_Natural Gas_Process Heat Recovery_A_Achievable Economic TRC Potential | F1 | Industrial | Instruments | New | Process | Natural Gas | Process Heat Recovery | A | Original Unit Energy Savings (kWh or therms) | Achievable Economic TRC Potential | 0 | 0 | 0 | 0 | 0 | 0.14017 | 0.14017 | 0.14017 | 0.14017 | 0.14017 | 0.14017 | 0.14017 | 0.14017 | 0.14017 | 0.14017 | 0.14017 | 0.14017 | 0.14017 | 0.14017 | 0.14017 | 0.14017 | 0.14017 | 0.14017 | 0.14017 | 0.14017 | 0.14017 | 0.14017 | 0.14017 | 0 | 0 | 0
F2_Industrial_Instruments_New_Process_Natural Gas_Process Heat Recovery_A_Achievable Economic TRC Potential | F2 | Industrial | Instruments | New | Process | Natural Gas | Process Heat Recovery | A | Original Unit Summer Peak Savings (kW) | Achievable Economic TRC Potential | 0 | 0 | 0 | 0 | 0 | 0 | 0 | 0 | 0 | 0 | 0 | 0 | 0 | 0 | 0 | 0 | 0 | 0 | 0 | 0 | 0 | 0 | 0 | 0 | 0 | 0 | 0 | 0 | 0 | 0 | 0
F3_Industrial_Instruments_New_Process_Natural Gas_Process Heat Recovery_A_Achievable Economic TRC Potential | F3 | Industrial | Instruments | New | Process | Natural Gas | Process Heat Recovery | A | Original Unit Winter Peak Savings (kW) | Achievable Economic TRC Potential | 0 | 0 | 0 | 0 | 0 | 0 | 0 | 0 | 0 | 0 | 0 | 0 | 0 | 0 | 0 | 0 | 0 | 0 | 0 | 0 | 0 | 0 | 0 | 0 | 0 | 0 | 0 | 0 | 0 | 0 | 0
F4_Industrial_Instruments_New_Process_Natural Gas_Process Heat Recovery_A_Achievable Economic TRC Potential | F4 | Industrial | Instruments | New | Process | Natural Gas | Process Heat Recovery | A | Standalone Impact on Baseline Energy (%) | Achievable Economic TRC Potential | 0% | 0% | 0% | 0% | 0% | 0% | 0% | 0% | 0% | 0% | 0% | 0% | 0% | 0% | 0% | 0% | 0% | 0% | 0% | 0% | 0% | 0% | 0% | 0% | 0 | 0 | 0 | 0 | 0 | 0 | 0
F5_Industrial_Instruments_New_Process_Natural Gas_Process Heat Recovery_A_Achievable Economic TRC Potential | F5 | Industrial | Instruments | New | Process | Natural Gas | Process Heat Recovery | A | Standalone Impact on Baseline Summer Peak (%) | Achievable Economic TRC Potential | 0% | 0% | 0% | 0% | 0% | 0% | 0% | 0% | 0% | 0% | 0% | 0% | 0% | 0% | 0% | 0% | 0% | 0% | 0% | 0% | 0% | 0% | 0% | 0% | 0 | 0 | 0 | 0 | 0 | 0 | 0
F6_Industrial_Instruments_New_Process_Natural Gas_Process Heat Recovery_A_Achievable Economic TRC Potential | F6 | Industrial | Instruments | New | Process | Natural Gas | Process Heat Recovery | A | Standalone Impact on Baseline Winter Peak (%) | Achievable Economic TRC Potential | 0% | 0% | 0% | 0% | 0% | 0% | 0% | 0% | 0% | 0% | 0% | 0% | 0% | 0% | 0% | 0% | 0% | 0% | 0% | 0% | 0% | 0% | 0% | 0% | 0 | 0 | 0 | 0 | 0 | 0 | 0
F7_Industrial_Instruments_New_Process_Natural Gas_Process Heat Recovery_A_Achievable Economic TRC Potential | F7 | Industrial | Instruments | New | Process | Natural Gas | Process Heat Recovery | A | Incremental Energy Savings (MWh or mTherms) | Achievable Economic TRC Potential | 0 | 0 | 0 | 0 | 0 | 0 | 0 | 0 | 0 | 0 | 0 | 0 | 0 | 0 | 0 | 0 | 0 | 0 | 0 | 0 | 0 | 0 | 0 | 0 | 0 | 0 | 0 | 0 | 0 | 0 | 0
F8_Industrial_Instruments_New_Process_Natural Gas_Process Heat Recovery_A_Achievable Economic TRC Potential | F8 | Industrial | Instruments | New | Process | Natural Gas | Process Heat Recovery | A | Incremental Summer Peak Savings (MW) | Achievable Economic TRC Potential | 0 | 0 | 0 | 0 | 0 | 0 | 0 | 0 | 0 | 0 | 0 | 0 | 0 | 0 | 0 | 0 | 0 | 0 | 0 | 0 | 0 | 0 | 0 | 0 | 0 | 0 | 0 | 0 | 0 | 0 | 0
F9_Industrial_Instruments_New_Process_Natural Gas_Process Heat Recovery_A_Achievable Economic TRC Potential | F9 | Industrial | Instruments | New | Process | Natural Gas | Process Heat Recovery | A | Incremental Winter Peak Savings (MW) | Achievable Economic TRC Potential | 0 | 0 | 0 | 0 | 0 | 0 | 0 | 0 | 0 | 0 | 0 | 0 | 0 | 0 | 0 | 0 | 0 | 0 | 0 | 0 | 0 | 0 | 0 | 0 | 0 | 0 | 0 | 0 | 0 | 0 | 0
F10_Industrial_Instruments_New_Process_Natural Gas_Process Heat Recovery_A_Achievable Economic TRC Potential | F10 | Industrial | Instruments | New | Process | Natural Gas | Process Heat Recovery | A | Cumulative Energy Savings (MWh or mTherms) | Achievable Economic TRC Potential | 0 | 0 | 0 | 0 | 0 | 0 | 0 | 0 | 0 | 0 | 0 | 0 | 0 | 0 | 0 | 0 | 0 | 0 | 0 | 0 | 0 | 0 | 0 | 0 | 0 | 0 | 0 | 0 | 0 | 0 | 0
F11_Industrial_Instruments_New_Process_Natural Gas_Process Heat Recovery_A_Achievable Economic TRC Potential | F11 | Industrial | Instruments | New | Process | Natural Gas | Process Heat Recovery | A | Cumulative Summer Peak Savings (MW) | Achievable Economic TRC Potential | 0 | 0 | 0 | 0 | 0 | 0 | 0 | 0 | 0 | 0 | 0 | 0 | 0 | 0 | 0 | 0 | 0 | 0 | 0 | 0 | 0 | 0 | 0 | 0 | 0 | 0 | 0 | 0 | 0 | 0 | 0
F12_Industrial_Instruments_New_Process_Natural Gas_Process Heat Recovery_A_Achievable Economic TRC Potential | F12 | Industrial | Instruments | New | Process | Natural Gas | Process Heat Recovery | A | Cumulative Winter Peak Savings (MW) | Achievable Economic TRC Potential | 0 | 0 | 0 | 0 | 0 | 0 | 0 | 0 | 0 | 0 | 0 | 0 | 0 | 0 | 0 | 0 | 0 | 0 | 0 | 0 | 0 | 0 | 0 | 0 | 0 | 0 | 0 | 0 | 0 | 0 | 0
F13_Industrial_Instruments_New_Process_Natural Gas_Process Heat Recovery_A_Achievable Economic TRC Potential | F13 | Industrial | Instruments | New | Process | Natural Gas | Process Heat Recovery | A | Purchases (Incremental) | Achievable Economic TRC Potential | 0 | 0 | 0 | 0 | 0 | 0 | 0 | 0 | 0 | 0 | 0 | 0 | 0 | 0 | 0 | 0 | 0 | 0 | 0 | 0 | 0 | 0 | 0 | 0 | 0 | 0 | 0 | 0 | 0 | 0 | 0
F14_Industrial_Instruments_New_Process_Natural Gas_Process Heat Recovery_A_Achievable Economic TRC Potential | F14 | Industrial | Instruments | New | Process | Natural Gas | Process Heat Recovery | A | Purchases (Cumulative) | Achievable Economic TRC Potential | 0 | 0 | 0 | 0 | 0 | 0 | 0 | 0 | 0 | 0 | 0 | 0 | 0 | 0 | 0 | 0 | 0 | 0 | 0 | 0 | 0 | 0 | 0 | 0 | 0 | 0 | 0 | 0 | 0 | 0 | 0
F1_Industrial_Instruments_New_Space Heating_Natural Gas_Building Automation System_A_Achievable Economic TRC Potential | F1 | Industrial | Instruments | New | Space Heating | Natural Gas | Building Automation System | A | Original Unit Energy Savings (kWh or therms) | Achievable Economic TRC Potential | 0 | 0 | 0 | 0 | 0 | 0.014581 | 0.014392 | 0.014255 | 0.014151 | 0.014068 | 0.014002 | 0.013924 | 0.013842 | 0.013762 | 0.013684 | 0.013622 | 0.013574 | 0.013536 | 0.013475 | 0.01343 | 0.013398 | 0.013373 | 0.013373 | 0.013373 | 0.013373 | 0.013373 | 0.013373 | 0.013373 | 0 | 0 | 0
F2_Industrial_Instruments_New_Space Heating_Natural Gas_Building Automation System_A_Achievable Economic TRC Potential | F2 | Industrial | Instruments | New | Space Heating | Natural Gas | Building Automation System | A | Original Unit Summer Peak Savings (kW) | Achievable Economic TRC Potential | 0 | 0 | 0 | 0 | 0 | 0 | 0 | 0 | 0 | 0 | 0 | 0 | 0 | 0 | 0 | 0 | 0 | 0 | 0 | 0 | 0 | 0 | 0 | 0 | 0 | 0 | 0 | 0 | 0 | 0 | 0
F3_Industrial_Instruments_New_Space Heating_Natural Gas_Building Automation System_A_Achievable Economic TRC Potential | F3 | Industrial | Instruments | New | Space Heating | Natural Gas | Building Automation System | A | Original Unit Winter Peak Savings (kW) | Achievable Economic TRC Potential | 0 | 0 | 0 | 0 | 0 | 0 | 0 | 0 | 0 | 0 | 0 | 0 | 0 | 0 | 0 | 0 | 0 | 0 | 0 | 0 | 0 | 0 | 0 | 0 | 0 | 0 | 0 | 0 | 0 | 0 | 0
F4_Industrial_Instruments_New_Space Heating_Natural Gas_Building Automation System_A_Achievable Economic TRC Potential | F4 | Industrial | Instruments | New | Space Heating | Natural Gas | Building Automation System | A | Standalone Impact on Baseline Energy (%) | Achievable Economic TRC Potential | 0% | 0% | 0% | 0% | 0% | 0.01147% | 0.03261% | 0.06892% | 0.127% | 0.2141% | 0.3375% | 0.5042% | 0.718% | 0.9794% | 1.284% | 1.618% | 1.964% | 2.299% | 2.596% | 2.835% | 3.003% | 3.093% | 3.108% | 3.06% | 0.029672 | 0.028557 | 0.027526 | 0.026569 | 0 | 0 | 0
F5_Industrial_Instruments_New_Space Heating_Natural Gas_Building Automation System_A_Achievable Economic TRC Potential | F5 | Industrial | Instruments | New | Space Heating | Natural Gas | Building Automation System | A | Standalone Impact on Baseline Summer Peak (%) | Achievable Economic TRC Potential | 0% | 0% | 0% | 0% | 0% | 0% | 0% | 0% | 0% | 0% | 0% | 0% | 0% | 0% | 0% | 0% | 0% | 0% | 0% | 0% | 0% | 0% | 0% | 0% | 0 | 0 | 0 | 0 | 0 | 0 | 0
F6_Industrial_Instruments_New_Space Heating_Natural Gas_Building Automation System_A_Achievable Economic TRC Potential | F6 | Industrial | Instruments | New | Space Heating | Natural Gas | Building Automation System | A | Standalone Impact on Baseline Winter Peak (%) | Achievable Economic TRC Potential | 0% | 0% | 0% | 0% | 0% | 0% | 0% | 0% | 0% | 0% | 0% | 0% | 0% | 0% | 0% | 0% | 0% | 0% | 0% | 0% | 0% | 0% | 0% | 0% | 0 | 0 | 0 | 0 | 0 | 0 | 0
F7_Industrial_Instruments_New_Space Heating_Natural Gas_Building Automation System_A_Achievable Economic TRC Potential | F7 | Industrial | Instruments | New | Space Heating | Natural Gas | Building Automation System | A | Incremental Energy Savings (MWh or mTherms) | Achievable Economic TRC Potential | 0 | 0 | 0 | 0 | 0 | 0.00045328 | 0.0010596 | 0.0021538 | 0.0039439 | 0.0066552 | 0.010491 | 0.015532 | 0.02174 | 0.028847 | 0.036265 | 0.04324 | 0.048709 | 0.051651 | 0.051158 | 0.047163 | 0.040836 | 0.032634 | 0.023603 | 0.015722 | 0.010672 | 0.010019 | 0.014917 | 0.021003 | 0 | 0 | 0
F8_Industrial_Instruments_New_Space Heating_Natural Gas_Building Automation System_A_Achievable Economic TRC Potential | F8 | Industrial | Instruments | New | Space Heating | Natural Gas | Building Automation System | A | Incremental Summer Peak Savings (MW) | Achievable Economic TRC Potential | 0 | 0 | 0 | 0 | 0 | 0 | 0 | 0 | 0 | 0 | 0 | 0 | 0 | 0 | 0 | 0 | 0 | 0 | 0 | 0 | 0 | 0 | 0 | 0 | 0 | 0 | 0 | 0 | 0 | 0 | 0
F9_Industrial_Instruments_New_Space Heating_Natural Gas_Building Automation System_A_Achievable Economic TRC Potential | F9 | Industrial | Instruments | New | Space Heating | Natural Gas | Building Automation System | A | Incremental Winter Peak Savings (MW) | Achievable Economic TRC Potential | 0 | 0 | 0 | 0 | 0 | 0 | 0 | 0 | 0 | 0 | 0 | 0 | 0 | 0 | 0 | 0 | 0 | 0 | 0 | 0 | 0 | 0 | 0 | 0 | 0 | 0 | 0 | 0 | 0 | 0 | 0
F10_Industrial_Instruments_New_Space Heating_Natural Gas_Building Automation System_A_Achievable Economic TRC Potential | F10 | Industrial | Instruments | New | Space Heating | Natural Gas | Building Automation System | A | Cumulative Energy Savings (MWh or mTherms) | Achievable Economic TRC Potential | 0 | 0 | 0 | 0 | 0 | 0.00045328 | 0.001507 | 0.0036464 | 0.0075636 | 0.014175 | 0.024598 | 0.039993 | 0.061498 | 0.089987 | 0.12574 | 0.16842 | 0.21653 | 0.26757 | 0.31753 | 0.36364 | 0.40318 | 0.43407 | 0.45565 | 0.46765 | 0.472 | 0.472 | 0.472 | 0.472 | 0 | 0 | 0
F11_Industrial_Instruments_New_Space Heating_Natural Gas_Building Automation System_A_Achievable Economic TRC Potential | F11 | Industrial | Instruments | New | Space Heating | Natural Gas | Building Automation System | A | Cumulative Summer Peak Savings (MW) | Achievable Economic TRC Potential | 0 | 0 | 0 | 0 | 0 | 0 | 0 | 0 | 0 | 0 | 0 | 0 | 0 | 0 | 0 | 0 | 0 | 0 | 0 | 0 | 0 | 0 | 0 | 0 | 0 | 0 | 0 | 0 | 0 | 0 | 0
F12_Industrial_Instruments_New_Space Heating_Natural Gas_Building Automation System_A_Achievable Economic TRC Potential | F12 | Industrial | Instruments | New | Space Heating | Natural Gas | Building Automation System | A | Cumulative Winter Peak Savings (MW) | Achievable Economic TRC Potential | 0 | 0 | 0 | 0 | 0 | 0 | 0 | 0 | 0 | 0 | 0 | 0 | 0 | 0 | 0 | 0 | 0 | 0 | 0 | 0 | 0 | 0 | 0 | 0 | 0 | 0 | 0 | 0 | 0 | 0 | 0
F13_Industrial_Instruments_New_Space Heating_Natural Gas_Building Automation System_A_Achievable Economic TRC Potential | F13 | Industrial | Instruments | New | Space Heating | Natural Gas | Building Automation System | A | Purchases (Incremental) | Achievable Economic TRC Potential | 0 | 0 | 0 | 0 | 0 | 31.0873 | 73.6208 | 151.0877 | 278.7052 | 473.0614 | 749.2319 | 1115.4636 | 1570.5453 | 2096.1682 | 2650.2212 | 3174.2268 | 3588.4096 | 3815.9317 | 3796.5065 | 3511.6859 | 3047.9497 | 2440.3136 | 1764.9804 | 1175.7074 | 798.0164 | 749.2319 | 1115.4636 | 1570.5453 | 2096.1682 | 2650.2212 | 3174.2268
F14_Industrial_Instruments_New_Space Heating_Natural Gas_Building Automation System_A_Achievable Economic TRC Potential | F14 | Industrial | Instruments | New | Space Heating | Natural Gas | Building Automation System | A | Purchases (Cumulative) | Achievable Economic TRC Potential | 0 | 0 | 0 | 0 | 0 | 31.0873 | 104.7081 | 255.7958 | 534.5009 | 1007.5623 | 1756.7942 | 2872.2577 | 4442.803 | 6538.9712 | 9189.1924 | 12363.4193 | 15951.8289 | 19767.7606 | 23564.2671 | 27075.953 | 30092.8154 | 32459.5083 | 34073.401 | 34970.4032 | 35295.3582 | 35295.3582 | 35295.3582 | 35295.3582 | 35295.3582 | 35295.3582 | 35295.3582
F1_Industrial_Instruments_New_Space Heating_Natural Gas_Steam System Efficiency Improvements_A_Achievable Economic TRC Potential | F1 | Industrial | Instruments | New | Space Heating | Natural Gas | Steam System Efficiency Improvements | A | Original Unit Energy Savings (kWh or therms) | Achievable Economic TRC Potential | 0 | 0 | 0 | 0 | 0 | 0 | 0 | 0 | 0 | 0 | 0 | 0 | 0 | 0 | 0 | 0 | 0 | 0 | 0 | 0 | 0 | 0 | 0 | 0 | 0 | 0 | 0 | 0 | 0 | 0 | 0
F2_Industrial_Instruments_New_Space Heating_Natural Gas_Steam System Efficiency Improvements_A_Achievable Economic TRC Potential | F2 | Industrial | Instruments | New | Space Heating | Natural Gas | Steam System Efficiency Improvements | A | Original Unit Summer Peak Savings (kW) | Achievable Economic TRC Potential | 0 | 0 | 0 | 0 | 0 | 0 | 0 | 0 | 0 | 0 | 0 | 0 | 0 | 0 | 0 | 0 | 0 | 0 | 0 | 0 | 0 | 0 | 0 | 0 | 0 | 0 | 0 | 0 | 0 | 0 | 0
F3_Industrial_Instruments_New_Space Heating_Natural Gas_Steam System Efficiency Improvements_A_Achievable Economic TRC Potential | F3 | Industrial | Instruments | New | Space Heating | Natural Gas | Steam System Efficiency Improvements | A | Original Unit Winter Peak Savings (kW) | Achievable Economic TRC Potential | 0 | 0 | 0 | 0 | 0 | 0 | 0 | 0 | 0 | 0 | 0 | 0 | 0 | 0 | 0 | 0 | 0 | 0 | 0 | 0 | 0 | 0 | 0 | 0 | 0 | 0 | 0 | 0 | 0 | 0 | 0
F4_Industrial_Instruments_New_Space Heating_Natural Gas_Steam System Efficiency Improvements_A_Achievable Economic TRC Potential | F4 | Industrial | Instruments | New | Space Heating | Natural Gas | Steam System Efficiency Improvements | A | Standalone Impact on Baseline Energy (%) | Achievable Economic TRC Potential | 0% | 0% | 0% | 0% | 0% | 0% | 0% | 0% | 0% | 0% | 0% | 0% | 0% | 0% | 0% | 0% | 0% | 0% | 0% | 0% | 0% | 0% | 0% | 0% | 0 | 0 | 0 | 0 | 0 | 0 | 0
F5_Industrial_Instruments_New_Space Heating_Natural Gas_Steam System Efficiency Improvements_A_Achievable Economic TRC Potential | F5 | Industrial | Instruments | New | Space Heating | Natural Gas | Steam System Efficiency Improvements | A | Standalone Impact on Baseline Summer Peak (%) | Achievable Economic TRC Potential | 0% | 0% | 0% | 0% | 0% | 0% | 0% | 0% | 0% | 0% | 0% | 0% | 0% | 0% | 0% | 0% | 0% | 0% | 0% | 0% | 0% | 0% | 0% | 0% | 0 | 0 | 0 | 0 | 0 | 0 | 0
F6_Industrial_Instruments_New_Space Heating_Natural Gas_Steam System Efficiency Improvements_A_Achievable Economic TRC Potential | F6 | Industrial | Instruments | New | Space Heating | Natural Gas | Steam System Efficiency Improvements | A | Standalone Impact on Baseline Winter Peak (%) | Achievable Economic TRC Potential | 0% | 0% | 0% | 0% | 0% | 0% | 0% | 0% | 0% | 0% | 0% | 0% | 0% | 0% | 0% | 0% | 0% | 0% | 0% | 0% | 0% | 0% | 0% | 0% | 0 | 0 | 0 | 0 | 0 | 0 | 0
F7_Industrial_Instruments_New_Space Heating_Natural Gas_Steam System Efficiency Improvements_A_Achievable Economic TRC Potential | F7 | Industrial | Instruments | New | Space Heating | Natural Gas | Steam System Efficiency Improvements | A | Incremental Energy Savings (MWh or mTherms) | Achievable Economic TRC Potential | 0 | 0 | 0 | 0 | 0 | 0 | 0 | 0 | 0 | 0 | 0 | 0 | 0 | 0 | 0 | 0 | 0 | 0 | 0 | 0 | 0 | 0 | 0 | 0 | 0 | 0 | 0 | 0 | 0 | 0 | 0
F8_Industrial_Instruments_New_Space Heating_Natural Gas_Steam System Efficiency Improvements_A_Achievable Economic TRC Potential | F8 | Industrial | Instruments | New | Space Heating | Natural Gas | Steam System Efficiency Improvements | A | Incremental Summer Peak Savings (MW) | Achievable Economic TRC Potential | 0 | 0 | 0 | 0 | 0 | 0 | 0 | 0 | 0 | 0 | 0 | 0 | 0 | 0 | 0 | 0 | 0 | 0 | 0 | 0 | 0 | 0 | 0 | 0 | 0 | 0 | 0 | 0 | 0 | 0 | 0
F9_Industrial_Instruments_New_Space Heating_Natural Gas_Steam System Efficiency Improvements_A_Achievable Economic TRC Potential | F9 | Industrial | Instruments | New | Space Heating | Natural Gas | Steam System Efficiency Improvements | A | Incremental Winter Peak Savings (MW) | Achievable Economic TRC Potential | 0 | 0 | 0 | 0 | 0 | 0 | 0 | 0 | 0 | 0 | 0 | 0 | 0 | 0 | 0 | 0 | 0 | 0 | 0 | 0 | 0 | 0 | 0 | 0 | 0 | 0 | 0 | 0 | 0 | 0 | 0
F10_Industrial_Instruments_New_Space Heating_Natural Gas_Steam System Efficiency Improvements_A_Achievable Economic TRC Potential | F10 | Industrial | Instruments | New | Space Heating | Natural Gas | Steam System Efficiency Improvements | A | Cumulative Energy Savings (MWh or mTherms) | Achievable Economic TRC Potential | 0 | 0 | 0 | 0 | 0 | 0 | 0 | 0 | 0 | 0 | 0 | 0 | 0 | 0 | 0 | 0 | 0 | 0 | 0 | 0 | 0 | 0 | 0 | 0 | 0 | 0 | 0 | 0 | 0 | 0 | 0
F11_Industrial_Instruments_New_Space Heating_Natural Gas_Steam System Efficiency Improvements_A_Achievable Economic TRC Potential | F11 | Industrial | Instruments | New | Space Heating | Natural Gas | Steam System Efficiency Improvements | A | Cumulative Summer Peak Savings (MW) | Achievable Economic TRC Potential | 0 | 0 | 0 | 0 | 0 | 0 | 0 | 0 | 0 | 0 | 0 | 0 | 0 | 0 | 0 | 0 | 0 | 0 | 0 | 0 | 0 | 0 | 0 | 0 | 0 | 0 | 0 | 0 | 0 | 0 | 0
F12_Industrial_Instruments_New_Space Heating_Natural Gas_Steam System Efficiency Improvements_A_Achievable Economic TRC Potential | F12 | Industrial | Instruments | New | Space Heating | Natural Gas | Steam System Efficiency Improvements | A | Cumulative Winter Peak Savings (MW) | Achievable Economic TRC Potential | 0 | 0 | 0 | 0 | 0 | 0 | 0 | 0 | 0 | 0 | 0 | 0 | 0 | 0 | 0 | 0 | 0 | 0 | 0 | 0 | 0 | 0 | 0 | 0 | 0 | 0 | 0 | 0 | 0 | 0 | 0
F13_Industrial_Instruments_New_Space Heating_Natural Gas_Steam System Efficiency Improvements_A_Achievable Economic TRC Potential | F13 | Industrial | Instruments | New | Space Heating | Natural Gas | Steam System Efficiency Improvements | A | Purchases (Incremental) | Achievable Economic TRC Potential | 0 | 0 | 0 | 0 | 0 | 0 | 0 | 0 | 0 | 0 | 0 | 0 | 0 | 0 | 0 | 0 | 0 | 0 | 0 | 0 | 0 | 0 | 0 | 0 | 0 | 0 | 0 | 0 | 0 | 0 | 0
F14_Industrial_Instruments_New_Space Heating_Natural Gas_Steam System Efficiency Improvements_A_Achievable Economic TRC Potential | F14 | Industrial | Instruments | New | Space Heating | Natural Gas | Steam System Efficiency Improvements | A | Purchases (Cumulative) | Achievable Economic TRC Potential | 0 | 0 | 0 | 0 | 0 | 0 | 0 | 0 | 0 | 0 | 0 | 0 | 0 | 0 | 0 | 0 | 0 | 0 | 0 | 0 | 0 | 0 | 0 | 0 | 0 | 0 | 0 | 0 | 0 | 0 | 0
F1_Industrial_Instruments_New_Process_Natural Gas_Steam System Efficiency Improvements_A_Achievable Economic TRC Potential | F1 | Industrial | Instruments | New | Process | Natural Gas | Steam System Efficiency Improvements | A | Original Unit Energy Savings (kWh or therms) | Achievable Economic TRC Potential | 0 | 0 | 0 | 0 | 0 | 0.087109 | 0.087109 | 0.087109 | 0.087109 | 0.087109 | 0.087109 | 0.087109 | 0.087109 | 0.087109 | 0.087109 | 0.087109 | 0.087109 | 0.087109 | 0.087109 | 0.087109 | 0.087109 | 0.087109 | 0.087109 | 0.087109 | 0.087109 | 0.087109 | 0.087109 | 0.087109 | 0.087109 | 0.087109 | 0.087109
F2_Industrial_Instruments_New_Process_Natural Gas_Steam System Efficiency Improvements_A_Achievable Economic TRC Potential | F2 | Industrial | Instruments | New | Process | Natural Gas | Steam System Efficiency Improvements | A | Original Unit Summer Peak Savings (kW) | Achievable Economic TRC Potential | 0 | 0 | 0 | 0 | 0 | 0 | 0 | 0 | 0 | 0 | 0 | 0 | 0 | 0 | 0 | 0 | 0 | 0 | 0 | 0 | 0 | 0 | 0 | 0 | 0 | 0 | 0 | 0 | 0 | 0 | 0
F3_Industrial_Instruments_New_Process_Natural Gas_Steam System Efficiency Improvements_A_Achievable Economic TRC Potential | F3 | Industrial | Instruments | New | Process | Natural Gas | Steam System Efficiency Improvements | A | Original Unit Winter Peak Savings (kW) | Achievable Economic TRC Potential | 0 | 0 | 0 | 0 | 0 | 0 | 0 | 0 | 0 | 0 | 0 | 0 | 0 | 0 | 0 | 0 | 0 | 0 | 0 | 0 | 0 | 0 | 0 | 0 | 0 | 0 | 0 | 0 | 0 | 0 | 0
F4_Industrial_Instruments_New_Process_Natural Gas_Steam System Efficiency Improvements_A_Achievable Economic TRC Potential | F4 | Industrial | Instruments | New | Process | Natural Gas | Steam System Efficiency Improvements | A | Standalone Impact on Baseline Energy (%) | Achievable Economic TRC Potential | 0% | 0% | 0% | 0% | 0% | 0% | 0% | 0% | 0% | 0% | 0% | 0% | 0% | 0% | 0% | 0% | 0% | 0% | 0% | 0% | 0% | 0% | 0% | 0% | 0 | 0 | 0 | 0 | 0 | 0 | 0
F5_Industrial_Instruments_New_Process_Natural Gas_Steam System Efficiency Improvements_A_Achievable Economic TRC Potential | F5 | Industrial | Instruments | New | Process | Natural Gas | Steam System Efficiency Improvements | A | Standalone Impact on Baseline Summer Peak (%) | Achievable Economic TRC Potential | 0% | 0% | 0% | 0% | 0% | 0% | 0% | 0% | 0% | 0% | 0% | 0% | 0% | 0% | 0% | 0% | 0% | 0% | 0% | 0% | 0% | 0% | 0% | 0% | 0 | 0 | 0 | 0 | 0 | 0 | 0
F6_Industrial_Instruments_New_Process_Natural Gas_Steam System Efficiency Improvements_A_Achievable Economic TRC Potential | F6 | Industrial | Instruments | New | Process | Natural Gas | Steam System Efficiency Improvements | A | Standalone Impact on Baseline Winter Peak (%) | Achievable Economic TRC Potential | 0% | 0% | 0% | 0% | 0% | 0% | 0% | 0% | 0% | 0% | 0% | 0% | 0% | 0% | 0% | 0% | 0% | 0% | 0% | 0% | 0% | 0% | 0% | 0% | 0 | 0 | 0 | 0 | 0 | 0 | 0
F7_Industrial_Instruments_New_Process_Natural Gas_Steam System Efficiency Improvements_A_Achievable Economic TRC Potential | F7 | Industrial | Instruments | New | Process | Natural Gas | Steam System Efficiency Improvements | A | Incremental Energy Savings (MWh or mTherms) | Achievable Economic TRC Potential | 0 | 0 | 0 | 0 | 0 | 0 | 0 | 0 | 0 | 0 | 0 | 0 | 0 | 0 | 0 | 0 | 0 | 0 | 0 | 0 | 0 | 0 | 0 | 0 | 0 | 0 | 0 | 0 | 0 | 0 | 0
F8_Industrial_Instruments_New_Process_Natural Gas_Steam System Efficiency Improvements_A_Achievable Economic TRC Potential | F8 | Industrial | Instruments | New | Process | Natural Gas | Steam System Efficiency Improvements | A | Incremental Summer Peak Savings (MW) | Achievable Economic TRC Potential | 0 | 0 | 0 | 0 | 0 | 0 | 0 | 0 | 0 | 0 | 0 | 0 | 0 | 0 | 0 | 0 | 0 | 0 | 0 | 0 | 0 | 0 | 0 | 0 | 0 | 0 | 0 | 0 | 0 | 0 | 0
F9_Industrial_Instruments_New_Process_Natural Gas_Steam System Efficiency Improvements_A_Achievable Economic TRC Potential | F9 | Industrial | Instruments | New | Process | Natural Gas | Steam System Efficiency Improvements | A | Incremental Winter Peak Savings (MW) | Achievable Economic TRC Potential | 0 | 0 | 0 | 0 | 0 | 0 | 0 | 0 | 0 | 0 | 0 | 0 | 0 | 0 | 0 | 0 | 0 | 0 | 0 | 0 | 0 | 0 | 0 | 0 | 0 | 0 | 0 | 0 | 0 | 0 | 0
F10_Industrial_Instruments_New_Process_Natural Gas_Steam System Efficiency Improvements_A_Achievable Economic TRC Potential | F10 | Industrial | Instruments | New | Process | Natural Gas | Steam System Efficiency Improvements | A | Cumulative Energy Savings (MWh or mTherms) | Achievable Economic TRC Potential | 0 | 0 | 0 | 0 | 0 | 0 | 0 | 0 | 0 | 0 | 0 | 0 | 0 | 0 | 0 | 0 | 0 | 0 | 0 | 0 | 0 | 0 | 0 | 0 | 0 | 0 | 0 | 0 | 0 | 0 | 0
F11_Industrial_Instruments_New_Process_Natural Gas_Steam System Efficiency Improvements_A_Achievable Economic TRC Potential | F11 | Industrial | Instruments | New | Process | Natural Gas | Steam System Efficiency Improvements | A | Cumulative Summer Peak Savings (MW) | Achievable Economic TRC Potential | 0 | 0 | 0 | 0 | 0 | 0 | 0 | 0 | 0 | 0 | 0 | 0 | 0 | 0 | 0 | 0 | 0 | 0 | 0 | 0 | 0 | 0 | 0 | 0 | 0 | 0 | 0 | 0 | 0 | 0 | 0
F12_Industrial_Instruments_New_Process_Natural Gas_Steam System Efficiency Improvements_A_Achievable Economic TRC Potential | F12 | Industrial | Instruments | New | Process | Natural Gas | Steam System Efficiency Improvements | A | Cumulative Winter Peak Savings (MW) | Achievable Economic TRC Potential | 0 | 0 | 0 | 0 | 0 | 0 | 0 | 0 | 0 | 0 | 0 | 0 | 0 | 0 | 0 | 0 | 0 | 0 | 0 | 0 | 0 | 0 | 0 | 0 | 0 | 0 | 0 | 0 | 0 | 0 | 0
F13_Industrial_Instruments_New_Process_Natural Gas_Steam System Efficiency Improvements_A_Achievable Economic TRC Potential | F13 | Industrial | Instruments | New | Process | Natural Gas | Steam System Efficiency Improvements | A | Purchases (Incremental) | Achievable Economic TRC Potential | 0 | 0 | 0 | 0 | 0 | 0 | 0 | 0 | 0 | 0 | 0 | 0 | 0 | 0 | 0 | 0 | 0 | 0 | 0 | 0 | 0 | 0 | 0 | 0 | 0 | 0 | 0 | 0 | 0 | 0 | 0
F14_Industrial_Instruments_New_Process_Natural Gas_Steam System Efficiency Improvements_A_Achievable Economic TRC Potential | F14 | Industrial | Instruments | New | Process | Natural Gas | Steam System Efficiency Improvements | A | Purchases (Cumulative) | Achievable Economic TRC Potential | 0 | 0 | 0 | 0 | 0 | 0 | 0 | 0 | 0 | 0 | 0 | 0 | 0 | 0 | 0 | 0 | 0 | 0 | 0 | 0 | 0 | 0 | 0 | 0 | 0 | 0 | 0 | 0 | 0 | 0 | 0
F1_Industrial_Instruments_New_Space Heating_Natural Gas_Strategic Energy Management_A_Achievable Economic TRC Potential | F1 | Industrial | Instruments | New | Space Heating | Natural Gas | Strategic Energy Management | A | Original Unit Energy Savings (kWh or therms) | Achievable Economic TRC Potential | 0 | 0 | 0 | 0 | 0 | 2.9959 | 2.9572 | 2.9289 | 2.9075 | 2.8906 | 2.8769 | 2.8609 | 2.8441 | 2.8275 | 2.8115 | 2.7989 | 2.789 | 2.7811 | 2.7686 | 2.7595 | 2.7528 | 2.7476 | 2.7476 | 2.7476 | 2.7476 | 2.7476 | 2.7476 | 2.7476 | 0 | 0 | 0
F2_Industrial_Instruments_New_Space Heating_Natural Gas_Strategic Energy Management_A_Achievable Economic TRC Potential | F2 | Industrial | Instruments | New | Space Heating | Natural Gas | Strategic Energy Management | A | Original Unit Summer Peak Savings (kW) | Achievable Economic TRC Potential | 0 | 0 | 0 | 0 | 0 | 0 | 0 | 0 | 0 | 0 | 0 | 0 | 0 | 0 | 0 | 0 | 0 | 0 | 0 | 0 | 0 | 0 | 0 | 0 | 0 | 0 | 0 | 0 | 0 | 0 | 0
F3_Industrial_Instruments_New_Space Heating_Natural Gas_Strategic Energy Management_A_Achievable Economic TRC Potential | F3 | Industrial | Instruments | New | Space Heating | Natural Gas | Strategic Energy Management | A | Original Unit Winter Peak Savings (kW) | Achievable Economic TRC Potential | 0 | 0 | 0 | 0 | 0 | 0 | 0 | 0 | 0 | 0 | 0 | 0 | 0 | 0 | 0 | 0 | 0 | 0 | 0 | 0 | 0 | 0 | 0 | 0 | 0 | 0 | 0 | 0 | 0 | 0 | 0
F4_Industrial_Instruments_New_Space Heating_Natural Gas_Strategic Energy Management_A_Achievable Economic TRC Potential | F4 | Industrial | Instruments | New | Space Heating | Natural Gas | Strategic Energy Management | A | Standalone Impact on Baseline Energy (%) | Achievable Economic TRC Potential | 0% | 0% | 0% | 0% | 0% | 0.07212% | 0.133% | 0.1872% | 0.2372% | 0.2842% | 0.2916% | 0.2979% | 0.3031% | 0.3075% | 0.3115% | 0.3148% | 0.3178% | 0.3203% | 0.3226% | 0.3247% | 0.3265% | 0.3281% | 0.3296% | 0.331% | 0.0033225 | 0.0031977 | 0.0030822 | 0.0029751 | 0 | 0 | 0
F5_Industrial_Instruments_New_Space Heating_Natural Gas_Strategic Energy Management_A_Achievable Economic TRC Potential | F5 | Industrial | Instruments | New | Space Heating | Natural Gas | Strategic Energy Management | A | Standalone Impact on Baseline Summer Peak (%) | Achievable Economic TRC Potential | 0% | 0% | 0% | 0% | 0% | 0% | 0% | 0% | 0% | 0% | 0% | 0% | 0% | 0% | 0% | 0% | 0% | 0% | 0% | 0% | 0% | 0% | 0% | 0% | 0 | 0 | 0 | 0 | 0 | 0 | 0
F6_Industrial_Instruments_New_Space Heating_Natural Gas_Strategic Energy Management_A_Achievable Economic TRC Potential | F6 | Industrial | Instruments | New | Space Heating | Natural Gas | Strategic Energy Management | A | Standalone Impact on Baseline Winter Peak (%) | Achievable Economic TRC Potential | 0% | 0% | 0% | 0% | 0% | 0% | 0% | 0% | 0% | 0% | 0% | 0% | 0% | 0% | 0% | 0% | 0% | 0% | 0% | 0% | 0% | 0% | 0% | 0% | 0 | 0 | 0 | 0 | 0 | 0 | 0
F7_Industrial_Instruments_New_Space Heating_Natural Gas_Strategic Energy Management_A_Achievable Economic TRC Potential | F7 | Industrial | Instruments | New | Space Heating | Natural Gas | Strategic Energy Management | A | Incremental Energy Savings (MWh or mTherms) | Achievable Economic TRC Potential | 0 | 0 | 0 | 0 | 0 | 0.0028502 | 0.0033331 | 0.0038157 | 0.0042955 | 0.0047756 | 0.005256 | 0.0057207 | 0.0061767 | 0.0066265 | 0.0070644 | 0.0075078 | 0.0079501 | 0.0083952 | 0.0088206 | 0.0092489 | 0.0096836 | 0.01012 | 0.010572 | 0.011023 | 0.011472 | 0.0096654 | 0.01012 | 0.010572 | 0 | 0 | 0
F8_Industrial_Instruments_New_Space Heating_Natural Gas_Strategic Energy Management_A_Achievable Economic TRC Potential | F8 | Industrial | Instruments | New | Space Heating | Natural Gas | Strategic Energy Management | A | Incremental Summer Peak Savings (MW) | Achievable Economic TRC Potential | 0 | 0 | 0 | 0 | 0 | 0 | 0 | 0 | 0 | 0 | 0 | 0 | 0 | 0 | 0 | 0 | 0 | 0 | 0 | 0 | 0 | 0 | 0 | 0 | 0 | 0 | 0 | 0 | 0 | 0 | 0
F9_Industrial_Instruments_New_Space Heating_Natural Gas_Strategic Energy Management_A_Achievable Economic TRC Potential | F9 | Industrial | Instruments | New | Space Heating | Natural Gas | Strategic Energy Management | A | Incremental Winter Peak Savings (MW) | Achievable Economic TRC Potential | 0 | 0 | 0 | 0 | 0 | 0 | 0 | 0 | 0 | 0 | 0 | 0 | 0 | 0 | 0 | 0 | 0 | 0 | 0 | 0 | 0 | 0 | 0 | 0 | 0 | 0 | 0 | 0 | 0 | 0 | 0
F10_Industrial_Instruments_New_Space Heating_Natural Gas_Strategic Energy Management_A_Achievable Economic TRC Potential | F10 | Industrial | Instruments | New | Space Heating | Natural Gas | Strategic Energy Management | A | Cumulative Energy Savings (MWh or mTherms) | Achievable Economic TRC Potential | 0 | 0 | 0 | 0 | 0 | 0.0028502 | 0.0061465 | 0.0099036 | 0.014127 | 0.01882 | 0.02125 | 0.023628 | 0.02596 | 0.028258 | 0.030518 | 0.032775 | 0.035032 | 0.037289 | 0.039453 | 0.041638 | 0.043837 | 0.046042 | 0.04832 | 0.050589 | 0.052852 | 0.052852 | 0.052852 | 0.052852 | 0 | 0 | 0
F11_Industrial_Instruments_New_Space Heating_Natural Gas_Strategic Energy Management_A_Achievable Economic TRC Potential | F11 | Industrial | Instruments | New | Space Heating | Natural Gas | Strategic Energy Management | A | Cumulative Summer Peak Savings (MW) | Achievable Economic TRC Potential | 0 | 0 | 0 | 0 | 0 | 0 | 0 | 0 | 0 | 0 | 0 | 0 | 0 | 0 | 0 | 0 | 0 | 0 | 0 | 0 | 0 | 0 | 0 | 0 | 0 | 0 | 0 | 0 | 0 | 0 | 0
F12_Industrial_Instruments_New_Space Heating_Natural Gas_Strategic Energy Management_A_Achievable Economic TRC Potential | F12 | Industrial | Instruments | New | Space Heating | Natural Gas | Strategic Energy Management | A | Cumulative Winter Peak Savings (MW) | Achievable Economic TRC Potential | 0 | 0 | 0 | 0 | 0 | 0 | 0 | 0 | 0 | 0 | 0 | 0 | 0 | 0 | 0 | 0 | 0 | 0 | 0 | 0 | 0 | 0 | 0 | 0 | 0 | 0 | 0 | 0 | 0 | 0 | 0
F13_Industrial_Instruments_New_Space Heating_Natural Gas_Strategic Energy Management_A_Achievable Economic TRC Potential | F13 | Industrial | Instruments | New | Space Heating | Natural Gas | Strategic Energy Management | A | Purchases (Incremental) | Achievable Economic TRC Potential | 0 | 0 | 0 | 0 | 0 | 0.95139 | 1.1271 | 1.3028 | 1.4774 | 1.6521 | 1.827 | 1.9996 | 2.1718 | 2.3436 | 2.5127 | 2.6824 | 2.8505 | 3.0186 | 3.1859 | 3.3517 | 3.5177 | 3.683 | 3.8477 | 4.0117 | 4.1752 | 3.5177 | 3.683 | 3.8477 | 4.0117 | 4.1752 | 3.5177
F14_Industrial_Instruments_New_Space Heating_Natural Gas_Strategic Energy Management_A_Achievable Economic TRC Potential | F14 | Industrial | Instruments | New | Space Heating | Natural Gas | Strategic Energy Management | A | Purchases (Cumulative) | Achievable Economic TRC Potential | 0 | 0 | 0 | 0 | 0 | 0.95139 | 2.0785 | 3.3813 | 4.8587 | 6.5108 | 7.3864 | 8.2589 | 9.1278 | 9.994 | 10.8546 | 11.71 | 12.5609 | 13.4077 | 14.2501 | 15.0891 | 15.9245 | 16.757 | 17.586 | 18.4118 | 19.2353 | 19.2353 | 19.2353 | 19.2353 | 19.2353 | 19.2353 | 19.2353
F1_Industrial_Instruments_New_Process_Natural Gas_Strategic Energy Management_A_Achievable Economic TRC Potential | F1 | Industrial | Instruments | New | Process | Natural Gas | Strategic Energy Management | A | Original Unit Energy Savings (kWh or therms) | Achievable Economic TRC Potential | 0 | 0 | 0 | 0 | 0 | 1.6994 | 1.6994 | 1.6994 | 1.6994 | 1.6994 | 1.6994 | 1.6994 | 1.6994 | 1.6994 | 1.6994 | 1.6994 | 1.6994 | 1.6994 | 1.6994 | 1.6994 | 1.6994 | 1.6994 | 1.6994 | 1.6994 | 1.6994 | 1.6994 | 1.6994 | 1.6994 | 0 | 0 | 0
F2_Industrial_Instruments_New_Process_Natural Gas_Strategic Energy Management_A_Achievable Economic TRC Potential | F2 | Industrial | Instruments | New | Process | Natural Gas | Strategic Energy Management | A | Original Unit Summer Peak Savings (kW) | Achievable Economic TRC Potential | 0 | 0 | 0 | 0 | 0 | 0 | 0 | 0 | 0 | 0 | 0 | 0 | 0 | 0 | 0 | 0 | 0 | 0 | 0 | 0 | 0 | 0 | 0 | 0 | 0 | 0 | 0 | 0 | 0 | 0 | 0
F3_Industrial_Instruments_New_Process_Natural Gas_Strategic Energy Management_A_Achievable Economic TRC Potential | F3 | Industrial | Instruments | New | Process | Natural Gas | Strategic Energy Management | A | Original Unit Winter Peak Savings (kW) | Achievable Economic TRC Potential | 0 | 0 | 0 | 0 | 0 | 0 | 0 | 0 | 0 | 0 | 0 | 0 | 0 | 0 | 0 | 0 | 0 | 0 | 0 | 0 | 0 | 0 | 0 | 0 | 0 | 0 | 0 | 0 | 0 | 0 | 0
F4_Industrial_Instruments_New_Process_Natural Gas_Strategic Energy Management_A_Achievable Economic TRC Potential | F4 | Industrial | Instruments | New | Process | Natural Gas | Strategic Energy Management | A | Standalone Impact on Baseline Energy (%) | Achievable Economic TRC Potential | 0% | 0% | 0% | 0% | 0% | 0.08224% | 0.1517% | 0.2134% | 0.2705% | 0.3241% | 0.3325% | 0.3397% | 0.3456% | 0.3507% | 0.3553% | 0.359% | 0.3624% | 0.3653% | 0.3678% | 0.3702% | 0.3723% | 0.3742% | 0.3759% | 0.3774% | 0.0037887 | 0.0036463 | 0.0035147 | 0.0033925 | 0 | 0 | 0
F5_Industrial_Instruments_New_Process_Natural Gas_Strategic Energy Management_A_Achievable Economic TRC Potential | F5 | Industrial | Instruments | New | Process | Natural Gas | Strategic Energy Management | A | Standalone Impact on Baseline Summer Peak (%) | Achievable Economic TRC Potential | 0% | 0% | 0% | 0% | 0% | 0% | 0% | 0% | 0% | 0% | 0% | 0% | 0% | 0% | 0% | 0% | 0% | 0% | 0% | 0% | 0% | 0% | 0% | 0% | 0 | 0 | 0 | 0 | 0 | 0 | 0
F6_Industrial_Instruments_New_Process_Natural Gas_Strategic Energy Management_A_Achievable Economic TRC Potential | F6 | Industrial | Instruments | New | Process | Natural Gas | Strategic Energy Management | A | Standalone Impact on Baseline Winter Peak (%) | Achievable Economic TRC Potential | 0% | 0% | 0% | 0% | 0% | 0% | 0% | 0% | 0% | 0% | 0% | 0% | 0% | 0% | 0% | 0% | 0% | 0% | 0% | 0% | 0% | 0% | 0% | 0% | 0 | 0 | 0 | 0 | 0 | 0 | 0
F7_Industrial_Instruments_New_Process_Natural Gas_Strategic Energy Management_A_Achievable Economic TRC Potential | F7 | Industrial | Instruments | New | Process | Natural Gas | Strategic Energy Management | A | Incremental Energy Savings (MWh or mTherms) | Achievable Economic TRC Potential | 0 | 0 | 0 | 0 | 0 | 0.083169 | 0.098533 | 0.11389 | 0.12915 | 0.14443 | 0.15971 | 0.1748 | 0.18985 | 0.20487 | 0.21965 | 0.23449 | 0.24919 | 0.26388 | 0.27851 | 0.293 | 0.30751 | 0.32196 | 0.33636 | 0.3507 | 0.36499 | 0.30751 | 0.32196 | 0.33636 | 0 | 0 | 0
F8_Industrial_Instruments_New_Process_Natural Gas_Strategic Energy Management_A_Achievable Economic TRC Potential | F8 | Industrial | Instruments | New | Process | Natural Gas | Strategic Energy Management | A | Incremental Summer Peak Savings (MW) | Achievable Economic TRC Potential | 0 | 0 | 0 | 0 | 0 | 0 | 0 | 0 | 0 | 0 | 0 | 0 | 0 | 0 | 0 | 0 | 0 | 0 | 0 | 0 | 0 | 0 | 0 | 0 | 0 | 0 | 0 | 0 | 0 | 0 | 0
F9_Industrial_Instruments_New_Process_Natural Gas_Strategic Energy Management_A_Achievable Economic TRC Potential | F9 | Industrial | Instruments | New | Process | Natural Gas | Strategic Energy Management | A | Incremental Winter Peak Savings (MW) | Achievable Economic TRC Potential | 0 | 0 | 0 | 0 | 0 | 0 | 0 | 0 | 0 | 0 | 0 | 0 | 0 | 0 | 0 | 0 | 0 | 0 | 0 | 0 | 0 | 0 | 0 | 0 | 0 | 0 | 0 | 0 | 0 | 0 | 0
F10_Industrial_Instruments_New_Process_Natural Gas_Strategic Energy Management_A_Achievable Economic TRC Potential | F10 | Industrial | Instruments | New | Process | Natural Gas | Strategic Energy Management | A | Cumulative Energy Savings (MWh or mTherms) | Achievable Economic TRC Potential | 0 | 0 | 0 | 0 | 0 | 0.083169 | 0.1817 | 0.29559 | 0.42474 | 0.56917 | 0.64571 | 0.72198 | 0.79794 | 0.87366 | 0.94889 | 1.0237 | 1.0981 | 1.1721 | 1.2457 | 1.3191 | 1.3921 | 1.4649 | 1.5373 | 1.6095 | 1.6815 | 1.6815 | 1.6815 | 1.6815 | 0 | 0 | 0
F11_Industrial_Instruments_New_Process_Natural Gas_Strategic Energy Management_A_Achievable Economic TRC Potential | F11 | Industrial | Instruments | New | Process | Natural Gas | Strategic Energy Management | A | Cumulative Summer Peak Savings (MW) | Achievable Economic TRC Potential | 0 | 0 | 0 | 0 | 0 | 0 | 0 | 0 | 0 | 0 | 0 | 0 | 0 | 0 | 0 | 0 | 0 | 0 | 0 | 0 | 0 | 0 | 0 | 0 | 0 | 0 | 0 | 0 | 0 | 0 | 0
F12_Industrial_Instruments_New_Process_Natural Gas_Strategic Energy Management_A_Achievable Economic TRC Potential | F12 | Industrial | Instruments | New | Process | Natural Gas | Strategic Energy Management | A | Cumulative Winter Peak Savings (MW) | Achievable Economic TRC Potential | 0 | 0 | 0 | 0 | 0 | 0 | 0 | 0 | 0 | 0 | 0 | 0 | 0 | 0 | 0 | 0 | 0 | 0 | 0 | 0 | 0 | 0 | 0 | 0 | 0 | 0 | 0 | 0 | 0 | 0 | 0
F13_Industrial_Instruments_New_Process_Natural Gas_Strategic Energy Management_A_Achievable Economic TRC Potential | F13 | Industrial | Instruments | New | Process | Natural Gas | Strategic Energy Management | A | Purchases (Incremental) | Achievable Economic TRC Potential | 0 | 0 | 0 | 0 | 0 | 48.9411 | 57.9819 | 67.0176 | 76.0001 | 84.9875 | 93.9823 | 102.8629 | 111.7191 | 120.5575 | 129.2554 | 137.9866 | 146.6345 | 155.2835 | 163.889 | 172.4178 | 180.9566 | 189.4602 | 197.9306 | 206.3702 | 214.7811 | 180.9566 | 189.4602 | 197.9306 | 206.3702 | 214.7811 | 180.9566
F14_Industrial_Instruments_New_Process_Natural Gas_Strategic Energy Management_A_Achievable Economic TRC Potential | F14 | Industrial | Instruments | New | Process | Natural Gas | Strategic Energy Management | A | Purchases (Cumulative) | Achievable Economic TRC Potential | 0 | 0 | 0 | 0 | 0 | 48.9411 | 106.923 | 173.9406 | 249.9407 | 334.9282 | 379.9694 | 424.8504 | 469.5519 | 514.1092 | 558.3772 | 602.3815 | 646.1532 | 689.7176 | 733.0491 | 776.2115 | 819.1815 | 862.0072 | 904.6543 | 947.1355 | 989.4988 | 989.4988 | 989.4988 | 989.4988 | 989.4988 | 989.4988 | 989.4988
F1_Industrial_Instruments_New_Miscellaneous_Natural Gas_Strategic Energy Management_A_Achievable Economic TRC Potential | F1 | Industrial | Instruments | New | Miscellaneous | Natural Gas | Strategic Energy Management | A | Original Unit Energy Savings (kWh or therms) | Achievable Economic TRC Potential | 0 | 0 | 0 | 0 | 0 | 1.1153 | 1.1153 | 1.1153 | 1.1153 | 1.1153 | 1.1153 | 1.1153 | 1.1153 | 1.1153 | 1.1153 | 1.1153 | 1.1153 | 1.1153 | 1.1153 | 1.1153 | 1.1153 | 1.1153 | 1.1153 | 1.1153 | 1.1153 | 1.1153 | 1.1153 | 1.1153 | 0 | 0 | 0
F2_Industrial_Instruments_New_Miscellaneous_Natural Gas_Strategic Energy Management_A_Achievable Economic TRC Potential | F2 | Industrial | Instruments | New | Miscellaneous | Natural Gas | Strategic Energy Management | A | Original Unit Summer Peak Savings (kW) | Achievable Economic TRC Potential | 0 | 0 | 0 | 0 | 0 | 0 | 0 | 0 | 0 | 0 | 0 | 0 | 0 | 0 | 0 | 0 | 0 | 0 | 0 | 0 | 0 | 0 | 0 | 0 | 0 | 0 | 0 | 0 | 0 | 0 | 0
F3_Industrial_Instruments_New_Miscellaneous_Natural Gas_Strategic Energy Management_A_Achievable Economic TRC Potential | F3 | Industrial | Instruments | New | Miscellaneous | Natural Gas | Strategic Energy Management | A | Original Unit Winter Peak Savings (kW) | Achievable Economic TRC Potential | 0 | 0 | 0 | 0 | 0 | 0 | 0 | 0 | 0 | 0 | 0 | 0 | 0 | 0 | 0 | 0 | 0 | 0 | 0 | 0 | 0 | 0 | 0 | 0 | 0 | 0 | 0 | 0 | 0 | 0 | 0
F4_Industrial_Instruments_New_Miscellaneous_Natural Gas_Strategic Energy Management_A_Achievable Economic TRC Potential | F4 | Industrial | Instruments | New | Miscellaneous | Natural Gas | Strategic Energy Management | A | Standalone Impact on Baseline Energy (%) | Achievable Economic TRC Potential | 0% | 0% | 0% | 0% | 0% | 0.08224% | 0.1517% | 0.2134% | 0.2705% | 0.3241% | 0.3325% | 0.3397% | 0.3456% | 0.3507% | 0.3553% | 0.359% | 0.3624% | 0.3653% | 0.3678% | 0.3702% | 0.3723% | 0.3742% | 0.3759% | 0.3774% | 0.0037887 | 0.0036463 | 0.0035147 | 0.0033925 | 0 | 0 | 0
F5_Industrial_Instruments_New_Miscellaneous_Natural Gas_Strategic Energy Management_A_Achievable Economic TRC Potential | F5 | Industrial | Instruments | New | Miscellaneous | Natural Gas | Strategic Energy Management | A | Standalone Impact on Baseline Summer Peak (%) | Achievable Economic TRC Potential | 0% | 0% | 0% | 0% | 0% | 0% | 0% | 0% | 0% | 0% | 0% | 0% | 0% | 0% | 0% | 0% | 0% | 0% | 0% | 0% | 0% | 0% | 0% | 0% | 0 | 0 | 0 | 0 | 0 | 0 | 0
F6_Industrial_Instruments_New_Miscellaneous_Natural Gas_Strategic Energy Management_A_Achievable Economic TRC Potential | F6 | Industrial | Instruments | New | Miscellaneous | Natural Gas | Strategic Energy Management | A | Standalone Impact on Baseline Winter Peak (%) | Achievable Economic TRC Potential | 0% | 0% | 0% | 0% | 0% | 0% | 0% | 0% | 0% | 0% | 0% | 0% | 0% | 0% | 0% | 0% | 0% | 0% | 0% | 0% | 0% | 0% | 0% | 0% | 0 | 0 | 0 | 0 | 0 | 0 | 0
F7_Industrial_Instruments_New_Miscellaneous_Natural Gas_Strategic Energy Management_A_Achievable Economic TRC Potential | F7 | Industrial | Instruments | New | Miscellaneous | Natural Gas | Strategic Energy Management | A | Incremental Energy Savings (MWh or mTherms) | Achievable Economic TRC Potential | 0 | 0 | 0 | 0 | 0 | 0.013646 | 0.016166 | 0.018686 | 0.02119 | 0.023696 | 0.026204 | 0.02868 | 0.031149 | 0.033614 | 0.036039 | 0.038473 | 0.040884 | 0.043296 | 0.045695 | 0.048073 | 0.050454 | 0.052825 | 0.055187 | 0.05754 | 0.059885 | 0.050454 | 0.052825 | 0.055187 | 0 | 0 | 0
F8_Industrial_Instruments_New_Miscellaneous_Natural Gas_Strategic Energy Management_A_Achievable Economic TRC Potential | F8 | Industrial | Instruments | New | Miscellaneous | Natural Gas | Strategic Energy Management | A | Incremental Summer Peak Savings (MW) | Achievable Economic TRC Potential | 0 | 0 | 0 | 0 | 0 | 0 | 0 | 0 | 0 | 0 | 0 | 0 | 0 | 0 | 0 | 0 | 0 | 0 | 0 | 0 | 0 | 0 | 0 | 0 | 0 | 0 | 0 | 0 | 0 | 0 | 0
F9_Industrial_Instruments_New_Miscellaneous_Natural Gas_Strategic Energy Management_A_Achievable Economic TRC Potential | F9 | Industrial | Instruments | New | Miscellaneous | Natural Gas | Strategic Energy Management | A | Incremental Winter Peak Savings (MW) | Achievable Economic TRC Potential | 0 | 0 | 0 | 0 | 0 | 0 | 0 | 0 | 0 | 0 | 0 | 0 | 0 | 0 | 0 | 0 | 0 | 0 | 0 | 0 | 0 | 0 | 0 | 0 | 0 | 0 | 0 | 0 | 0 | 0 | 0
F10_Industrial_Instruments_New_Miscellaneous_Natural Gas_Strategic Energy Management_A_Achievable Economic TRC Potential | F10 | Industrial | Instruments | New | Miscellaneous | Natural Gas | Strategic Energy Management | A | Cumulative Energy Savings (MWh or mTherms) | Achievable Economic TRC Potential | 0 | 0 | 0 | 0 | 0 | 0.013646 | 0.029812 | 0.048498 | 0.069688 | 0.093384 | 0.10594 | 0.11846 | 0.13092 | 0.14334 | 0.15569 | 0.16796 | 0.18016 | 0.19231 | 0.20439 | 0.21642 | 0.2284 | 0.24034 | 0.25223 | 0.26408 | 0.27589 | 0.27589 | 0.27589 | 0.27589 | 0 | 0 | 0
F11_Industrial_Instruments_New_Miscellaneous_Natural Gas_Strategic Energy Management_A_Achievable Economic TRC Potential | F11 | Industrial | Instruments | New | Miscellaneous | Natural Gas | Strategic Energy Management | A | Cumulative Summer Peak Savings (MW) | Achievable Economic TRC Potential | 0 | 0 | 0 | 0 | 0 | 0 | 0 | 0 | 0 | 0 | 0 | 0 | 0 | 0 | 0 | 0 | 0 | 0 | 0 | 0 | 0 | 0 | 0 | 0 | 0 | 0 | 0 | 0 | 0 | 0 | 0
F12_Industrial_Instruments_New_Miscellaneous_Natural Gas_Strategic Energy Management_A_Achievable Economic TRC Potential | F12 | Industrial | Instruments | New | Miscellaneous | Natural Gas | Strategic Energy Management | A | Cumulative Winter Peak Savings (MW) | Achievable Economic TRC Potential | 0 | 0 | 0 | 0 | 0 | 0 | 0 | 0 | 0 | 0 | 0 | 0 | 0 | 0 | 0 | 0 | 0 | 0 | 0 | 0 | 0 | 0 | 0 | 0 | 0 | 0 | 0 | 0 | 0 | 0 | 0
F13_Industrial_Instruments_New_Miscellaneous_Natural Gas_Strategic Energy Management_A_Achievable Economic TRC Potential | F13 | Industrial | Instruments | New | Miscellaneous | Natural Gas | Strategic Energy Management | A | Purchases (Incremental) | Achievable Economic TRC Potential | 0 | 0 | 0 | 0 | 0 | 12.2353 | 14.4955 | 16.7544 | 19 | 21.2469 | 23.4956 | 25.7157 | 27.9298 | 30.1394 | 32.3139 | 34.4967 | 36.6586 | 38.8209 | 40.9723 | 43.1044 | 45.2392 | 47.365 | 49.4827 | 51.5926 | 53.6953 | 45.2392 | 47.365 | 49.4827 | 51.5926 | 53.6953 | 45.2392
F14_Industrial_Instruments_New_Miscellaneous_Natural Gas_Strategic Energy Management_A_Achievable Economic TRC Potential | F14 | Industrial | Instruments | New | Miscellaneous | Natural Gas | Strategic Energy Management | A | Purchases (Cumulative) | Achievable Economic TRC Potential | 0 | 0 | 0 | 0 | 0 | 12.2353 | 26.7307 | 43.4851 | 62.4852 | 83.7321 | 94.9924 | 106.2126 | 117.388 | 128.5273 | 139.5943 | 150.5954 | 161.5383 | 172.4294 | 183.2623 | 194.0529 | 204.7954 | 215.5018 | 226.1636 | 236.7839 | 247.3747 | 247.3747 | 247.3747 | 247.3747 | 247.3747 | 247.3747 | 247.3747
F1_Industrial_Instruments_New_Space Heating_Natural Gas_Commissioning_A_Achievable Economic TRC Potential | F1 | Industrial | Instruments | New | Space Heating | Natural Gas | Commissioning | A | Original Unit Energy Savings (kWh or therms) | Achievable Economic TRC Potential | 0 | 0 | 0 | 0 | 0 | 3.4241 | 3.3798 | 3.3475 | 3.3231 | 3.3037 | 3.2881 | 3.2698 | 3.2506 | 3.2317 | 3.2134 | 3.199 | 3.1876 | 3.1786 | 3.1644 | 3.1539 | 3.1463 | 3.1404 | 3.1404 | 3.1404 | 3.1404 | 3.1404 | 3.1404 | 3.1404 | 0 | 0 | 0
F2_Industrial_Instruments_New_Space Heating_Natural Gas_Commissioning_A_Achievable Economic TRC Potential | F2 | Industrial | Instruments | New | Space Heating | Natural Gas | Commissioning | A | Original Unit Summer Peak Savings (kW) | Achievable Economic TRC Potential | 0 | 0 | 0 | 0 | 0 | 0 | 0 | 0 | 0 | 0 | 0 | 0 | 0 | 0 | 0 | 0 | 0 | 0 | 0 | 0 | 0 | 0 | 0 | 0 | 0 | 0 | 0 | 0 | 0 | 0 | 0
F3_Industrial_Instruments_New_Space Heating_Natural Gas_Commissioning_A_Achievable Economic TRC Potential | F3 | Industrial | Instruments | New | Space Heating | Natural Gas | Commissioning | A | Original Unit Winter Peak Savings (kW) | Achievable Economic TRC Potential | 0 | 0 | 0 | 0 | 0 | 0 | 0 | 0 | 0 | 0 | 0 | 0 | 0 | 0 | 0 | 0 | 0 | 0 | 0 | 0 | 0 | 0 | 0 | 0 | 0 | 0 | 0 | 0 | 0 | 0 | 0
F4_Industrial_Instruments_New_Space Heating_Natural Gas_Commissioning_A_Achievable Economic TRC Potential | F4 | Industrial | Instruments | New | Space Heating | Natural Gas | Commissioning | A | Standalone Impact on Baseline Energy (%) | Achievable Economic TRC Potential | 0% | 0% | 0% | 0% | 0% | 0% | 0% | 0% | 0% | 0% | 0% | 0% | 0% | 0% | 0% | 0% | 0% | 0% | 0% | 0% | 0% | 0% | 0% | 0% | 0 | 0 | 0 | 0 | 0 | 0 | 0
F5_Industrial_Instruments_New_Space Heating_Natural Gas_Commissioning_A_Achievable Economic TRC Potential | F5 | Industrial | Instruments | New | Space Heating | Natural Gas | Commissioning | A | Standalone Impact on Baseline Summer Peak (%) | Achievable Economic TRC Potential | 0% | 0% | 0% | 0% | 0% | 0% | 0% | 0% | 0% | 0% | 0% | 0% | 0% | 0% | 0% | 0% | 0% | 0% | 0% | 0% | 0% | 0% | 0% | 0% | 0 | 0 | 0 | 0 | 0 | 0 | 0
F6_Industrial_Instruments_New_Space Heating_Natural Gas_Commissioning_A_Achievable Economic TRC Potential | F6 | Industrial | Instruments | New | Space Heating | Natural Gas | Commissioning | A | Standalone Impact on Baseline Winter Peak (%) | Achievable Economic TRC Potential | 0% | 0% | 0% | 0% | 0% | 0% | 0% | 0% | 0% | 0% | 0% | 0% | 0% | 0% | 0% | 0% | 0% | 0% | 0% | 0% | 0% | 0% | 0% | 0% | 0 | 0 | 0 | 0 | 0 | 0 | 0
F7_Industrial_Instruments_New_Space Heating_Natural Gas_Commissioning_A_Achievable Economic TRC Potential | F7 | Industrial | Instruments | New | Space Heating | Natural Gas | Commissioning | A | Incremental Energy Savings (MWh or mTherms) | Achievable Economic TRC Potential | 0 | 0 | 0 | 0 | 0 | 0 | 0 | 0 | 0 | 0 | 0 | 0 | 0 | 0 | 0 | 0 | 0 | 0 | 0 | 0 | 0 | 0 | 0 | 0 | 0 | 0 | 0 | 0 | 0 | 0 | 0
F8_Industrial_Instruments_New_Space Heating_Natural Gas_Commissioning_A_Achievable Economic TRC Potential | F8 | Industrial | Instruments | New | Space Heating | Natural Gas | Commissioning | A | Incremental Summer Peak Savings (MW) | Achievable Economic TRC Potential | 0 | 0 | 0 | 0 | 0 | 0 | 0 | 0 | 0 | 0 | 0 | 0 | 0 | 0 | 0 | 0 | 0 | 0 | 0 | 0 | 0 | 0 | 0 | 0 | 0 | 0 | 0 | 0 | 0 | 0 | 0
F9_Industrial_Instruments_New_Space Heating_Natural Gas_Commissioning_A_Achievable Economic TRC Potential | F9 | Industrial | Instruments | New | Space Heating | Natural Gas | Commissioning | A | Incremental Winter Peak Savings (MW) | Achievable Economic TRC Potential | 0 | 0 | 0 | 0 | 0 | 0 | 0 | 0 | 0 | 0 | 0 | 0 | 0 | 0 | 0 | 0 | 0 | 0 | 0 | 0 | 0 | 0 | 0 | 0 | 0 | 0 | 0 | 0 | 0 | 0 | 0
F10_Industrial_Instruments_New_Space Heating_Natural Gas_Commissioning_A_Achievable Economic TRC Potential | F10 | Industrial | Instruments | New | Space Heating | Natural Gas | Commissioning | A | Cumulative Energy Savings (MWh or mTherms) | Achievable Economic TRC Potential | 0 | 0 | 0 | 0 | 0 | 0 | 0 | 0 | 0 | 0 | 0 | 0 | 0 | 0 | 0 | 0 | 0 | 0 | 0 | 0 | 0 | 0 | 0 | 0 | 0 | 0 | 0 | 0 | 0 | 0 | 0
F11_Industrial_Instruments_New_Space Heating_Natural Gas_Commissioning_A_Achievable Economic TRC Potential | F11 | Industrial | Instruments | New | Space Heating | Natural Gas | Commissioning | A | Cumulative Summer Peak Savings (MW) | Achievable Economic TRC Potential | 0 | 0 | 0 | 0 | 0 | 0 | 0 | 0 | 0 | 0 | 0 | 0 | 0 | 0 | 0 | 0 | 0 | 0 | 0 | 0 | 0 | 0 | 0 | 0 | 0 | 0 | 0 | 0 | 0 | 0 | 0
F12_Industrial_Instruments_New_Space Heating_Natural Gas_Commissioning_A_Achievable Economic TRC Potential | F12 | Industrial | Instruments | New | Space Heating | Natural Gas | Commissioning | A | Cumulative Winter Peak Savings (MW) | Achievable Economic TRC Potential | 0 | 0 | 0 | 0 | 0 | 0 | 0 | 0 | 0 | 0 | 0 | 0 | 0 | 0 | 0 | 0 | 0 | 0 | 0 | 0 | 0 | 0 | 0 | 0 | 0 | 0 | 0 | 0 | 0 | 0 | 0
F13_Industrial_Instruments_New_Space Heating_Natural Gas_Commissioning_A_Achievable Economic TRC Potential | F13 | Industrial | Instruments | New | Space Heating | Natural Gas | Commissioning | A | Purchases (Incremental) | Achievable Economic TRC Potential | 0 | 0 | 0 | 0 | 0 | 0 | 0 | 0 | 0 | 0 | 0 | 0 | 0 | 0 | 0 | 0 | 0 | 0 | 0 | 0 | 0 | 0 | 0 | 0 | 0 | 0 | 0 | 0 | 0 | 0 | 0
F14_Industrial_Instruments_New_Space Heating_Natural Gas_Commissioning_A_Achievable Economic TRC Potential | F14 | Industrial | Instruments | New | Space Heating | Natural Gas | Commissioning | A | Purchases (Cumulative) | Achievable Economic TRC Potential | 0 | 0 | 0 | 0 | 0 | 0 | 0 | 0 | 0 | 0 | 0 | 0 | 0 | 0 | 0 | 0 | 0 | 0 | 0 | 0 | 0 | 0 | 0 | 0 | 0 | 0 | 0 | 0 | 0 | 0 | 0
F1_Industrial_Instruments_New_Process_Natural Gas_Commissioning_A_Achievable Economic TRC Potential | F1 | Industrial | Instruments | New | Process | Natural Gas | Commissioning | A | Original Unit Energy Savings (kWh or therms) | Achievable Economic TRC Potential | 0 | 0 | 0 | 0 | 0 | 9.4849 | 9.4849 | 9.4849 | 9.4849 | 9.4849 | 9.4849 | 9.4849 | 9.4849 | 9.4849 | 9.4849 | 9.4849 | 9.4849 | 9.4849 | 9.4849 | 9.4849 | 9.4849 | 9.4849 | 9.4849 | 9.4849 | 9.4849 | 9.4849 | 9.4849 | 9.4849 | 0 | 0 | 0
F2_Industrial_Instruments_New_Process_Natural Gas_Commissioning_A_Achievable Economic TRC Potential | F2 | Industrial | Instruments | New | Process | Natural Gas | Commissioning | A | Original Unit Summer Peak Savings (kW) | Achievable Economic TRC Potential | 0 | 0 | 0 | 0 | 0 | 0 | 0 | 0 | 0 | 0 | 0 | 0 | 0 | 0 | 0 | 0 | 0 | 0 | 0 | 0 | 0 | 0 | 0 | 0 | 0 | 0 | 0 | 0 | 0 | 0 | 0
F3_Industrial_Instruments_New_Process_Natural Gas_Commissioning_A_Achievable Economic TRC Potential | F3 | Industrial | Instruments | New | Process | Natural Gas | Commissioning | A | Original Unit Winter Peak Savings (kW) | Achievable Economic TRC Potential | 0 | 0 | 0 | 0 | 0 | 0 | 0 | 0 | 0 | 0 | 0 | 0 | 0 | 0 | 0 | 0 | 0 | 0 | 0 | 0 | 0 | 0 | 0 | 0 | 0 | 0 | 0 | 0 | 0 | 0 | 0
F4_Industrial_Instruments_New_Process_Natural Gas_Commissioning_A_Achievable Economic TRC Potential | F4 | Industrial | Instruments | New | Process | Natural Gas | Commissioning | A | Standalone Impact on Baseline Energy (%) | Achievable Economic TRC Potential | 0% | 0% | 0% | 0% | 0% | 0% | 0% | 0% | 0% | 0% | 0% | 0% | 0% | 0% | 0% | 0% | 0% | 0% | 0% | 0% | 0% | 0% | 0% | 0% | 0 | 0 | 0 | 0 | 0 | 0 | 0
F5_Industrial_Instruments_New_Process_Natural Gas_Commissioning_A_Achievable Economic TRC Potential | F5 | Industrial | Instruments | New | Process | Natural Gas | Commissioning | A | Standalone Impact on Baseline Summer Peak (%) | Achievable Economic TRC Potential | 0% | 0% | 0% | 0% | 0% | 0% | 0% | 0% | 0% | 0% | 0% | 0% | 0% | 0% | 0% | 0% | 0% | 0% | 0% | 0% | 0% | 0% | 0% | 0% | 0 | 0 | 0 | 0 | 0 | 0 | 0
F6_Industrial_Instruments_New_Process_Natural Gas_Commissioning_A_Achievable Economic TRC Potential | F6 | Industrial | Instruments | New | Process | Natural Gas | Commissioning | A | Standalone Impact on Baseline Winter Peak (%) | Achievable Economic TRC Potential | 0% | 0% | 0% | 0% | 0% | 0% | 0% | 0% | 0% | 0% | 0% | 0% | 0% | 0% | 0% | 0% | 0% | 0% | 0% | 0% | 0% | 0% | 0% | 0% | 0 | 0 | 0 | 0 | 0 | 0 | 0
F7_Industrial_Instruments_New_Process_Natural Gas_Commissioning_A_Achievable Economic TRC Potential | F7 | Industrial | Instruments | New | Process | Natural Gas | Commissioning | A | Incremental Energy Savings (MWh or mTherms) | Achievable Economic TRC Potential | 0 | 0 | 0 | 0 | 0 | 0 | 0 | 0 | 0 | 0 | 0 | 0 | 0 | 0 | 0 | 0 | 0 | 0 | 0 | 0 | 0 | 0 | 0 | 0 | 0 | 0 | 0 | 0 | 0 | 0 | 0
F8_Industrial_Instruments_New_Process_Natural Gas_Commissioning_A_Achievable Economic TRC Potential | F8 | Industrial | Instruments | New | Process | Natural Gas | Commissioning | A | Incremental Summer Peak Savings (MW) | Achievable Economic TRC Potential | 0 | 0 | 0 | 0 | 0 | 0 | 0 | 0 | 0 | 0 | 0 | 0 | 0 | 0 | 0 | 0 | 0 | 0 | 0 | 0 | 0 | 0 | 0 | 0 | 0 | 0 | 0 | 0 | 0 | 0 | 0
F9_Industrial_Instruments_New_Process_Natural Gas_Commissioning_A_Achievable Economic TRC Potential | F9 | Industrial | Instruments | New | Process | Natural Gas | Commissioning | A | Incremental Winter Peak Savings (MW) | Achievable Economic TRC Potential | 0 | 0 | 0 | 0 | 0 | 0 | 0 | 0 | 0 | 0 | 0 | 0 | 0 | 0 | 0 | 0 | 0 | 0 | 0 | 0 | 0 | 0 | 0 | 0 | 0 | 0 | 0 | 0 | 0 | 0 | 0
F10_Industrial_Instruments_New_Process_Natural Gas_Commissioning_A_Achievable Economic TRC Potential | F10 | Industrial | Instruments | New | Process | Natural Gas | Commissioning | A | Cumulative Energy Savings (MWh or mTherms) | Achievable Economic TRC Potential | 0 | 0 | 0 | 0 | 0 | 0 | 0 | 0 | 0 | 0 | 0 | 0 | 0 | 0 | 0 | 0 | 0 | 0 | 0 | 0 | 0 | 0 | 0 | 0 | 0 | 0 | 0 | 0 | 0 | 0 | 0
F11_Industrial_Instruments_New_Process_Natural Gas_Commissioning_A_Achievable Economic TRC Potential | F11 | Industrial | Instruments | New | Process | Natural Gas | Commissioning | A | Cumulative Summer Peak Savings (MW) | Achievable Economic TRC Potential | 0 | 0 | 0 | 0 | 0 | 0 | 0 | 0 | 0 | 0 | 0 | 0 | 0 | 0 | 0 | 0 | 0 | 0 | 0 | 0 | 0 | 0 | 0 | 0 | 0 | 0 | 0 | 0 | 0 | 0 | 0
F12_Industrial_Instruments_New_Process_Natural Gas_Commissioning_A_Achievable Economic TRC Potential | F12 | Industrial | Instruments | New | Process | Natural Gas | Commissioning | A | Cumulative Winter Peak Savings (MW) | Achievable Economic TRC Potential | 0 | 0 | 0 | 0 | 0 | 0 | 0 | 0 | 0 | 0 | 0 | 0 | 0 | 0 | 0 | 0 | 0 | 0 | 0 | 0 | 0 | 0 | 0 | 0 | 0 | 0 | 0 | 0 | 0 | 0 | 0
F13_Industrial_Instruments_New_Process_Natural Gas_Commissioning_A_Achievable Economic TRC Potential | F13 | Industrial | Instruments | New | Process | Natural Gas | Commissioning | A | Purchases (Incremental) | Achievable Economic TRC Potential | 0 | 0 | 0 | 0 | 0 | 0 | 0 | 0 | 0 | 0 | 0 | 0 | 0 | 0 | 0 | 0 | 0 | 0 | 0 | 0 | 0 | 0 | 0 | 0 | 0 | 0 | 0 | 0 | 0 | 0 | 0
F14_Industrial_Instruments_New_Process_Natural Gas_Commissioning_A_Achievable Economic TRC Potential | F14 | Industrial | Instruments | New | Process | Natural Gas | Commissioning | A | Purchases (Cumulative) | Achievable Economic TRC Potential | 0 | 0 | 0 | 0 | 0 | 0 | 0 | 0 | 0 | 0 | 0 | 0 | 0 | 0 | 0 | 0 | 0 | 0 | 0 | 0 | 0 | 0 | 0 | 0 | 0 | 0 | 0 | 0 | 0 | 0 | 0
F1_Industrial_Instruments_New_Space Heating_Natural Gas_Retrocommissioning_A_Achievable Economic TRC Potential | F1 | Industrial | Instruments | New | Space Heating | Natural Gas | Retrocommissioning | A | Original Unit Energy Savings (kWh or therms) | Achievable Economic TRC Potential | 0 | 0 | 0 | 0 | 0 | 0 | 0 | 0 | 0 | 0 | 0 | 0 | 0 | 0 | 0 | 0 | 0 | 0 | 0 | 0 | 0 | 0 | 0 | 0 | 0 | 0 | 0 | 0 | 0 | 0 | 0
F2_Industrial_Instruments_New_Space Heating_Natural Gas_Retrocommissioning_A_Achievable Economic TRC Potential | F2 | Industrial | Instruments | New | Space Heating | Natural Gas | Retrocommissioning | A | Original Unit Summer Peak Savings (kW) | Achievable Economic TRC Potential | 0 | 0 | 0 | 0 | 0 | 0 | 0 | 0 | 0 | 0 | 0 | 0 | 0 | 0 | 0 | 0 | 0 | 0 | 0 | 0 | 0 | 0 | 0 | 0 | 0 | 0 | 0 | 0 | 0 | 0 | 0
F3_Industrial_Instruments_New_Space Heating_Natural Gas_Retrocommissioning_A_Achievable Economic TRC Potential | F3 | Industrial | Instruments | New | Space Heating | Natural Gas | Retrocommissioning | A | Original Unit Winter Peak Savings (kW) | Achievable Economic TRC Potential | 0 | 0 | 0 | 0 | 0 | 0 | 0 | 0 | 0 | 0 | 0 | 0 | 0 | 0 | 0 | 0 | 0 | 0 | 0 | 0 | 0 | 0 | 0 | 0 | 0 | 0 | 0 | 0 | 0 | 0 | 0
F4_Industrial_Instruments_New_Space Heating_Natural Gas_Retrocommissioning_A_Achievable Economic TRC Potential | F4 | Industrial | Instruments | New | Space Heating | Natural Gas | Retrocommissioning | A | Standalone Impact on Baseline Energy (%) | Achievable Economic TRC Potential | 0% | 0% | 0% | 0% | 0% | 0% | 0% | 0% | 0% | 0% | 0% | 0% | 0% | 0% | 0% | 0% | 0% | 0% | 0% | 0% | 0% | 0% | 0% | 0% | 0 | 0 | 0 | 0 | 0 | 0 | 0
F5_Industrial_Instruments_New_Space Heating_Natural Gas_Retrocommissioning_A_Achievable Economic TRC Potential | F5 | Industrial | Instruments | New | Space Heating | Natural Gas | Retrocommissioning | A | Standalone Impact on Baseline Summer Peak (%) | Achievable Economic TRC Potential | 0% | 0% | 0% | 0% | 0% | 0% | 0% | 0% | 0% | 0% | 0% | 0% | 0% | 0% | 0% | 0% | 0% | 0% | 0% | 0% | 0% | 0% | 0% | 0% | 0 | 0 | 0 | 0 | 0 | 0 | 0
F6_Industrial_Instruments_New_Space Heating_Natural Gas_Retrocommissioning_A_Achievable Economic TRC Potential | F6 | Industrial | Instruments | New | Space Heating | Natural Gas | Retrocommissioning | A | Standalone Impact on Baseline Winter Peak (%) | Achievable Economic TRC Potential | 0% | 0% | 0% | 0% | 0% | 0% | 0% | 0% | 0% | 0% | 0% | 0% | 0% | 0% | 0% | 0% | 0% | 0% | 0% | 0% | 0% | 0% | 0% | 0% | 0 | 0 | 0 | 0 | 0 | 0 | 0
F7_Industrial_Instruments_New_Space Heating_Natural Gas_Retrocommissioning_A_Achievable Economic TRC Potential | F7 | Industrial | Instruments | New | Space Heating | Natural Gas | Retrocommissioning | A | Incremental Energy Savings (MWh or mTherms) | Achievable Economic TRC Potential | 0 | 0 | 0 | 0 | 0 | 0 | 0 | 0 | 0 | 0 | 0 | 0 | 0 | 0 | 0 | 0 | 0 | 0 | 0 | 0 | 0 | 0 | 0 | 0 | 0 | 0 | 0 | 0 | 0 | 0 | 0
F8_Industrial_Instruments_New_Space Heating_Natural Gas_Retrocommissioning_A_Achievable Economic TRC Potential | F8 | Industrial | Instruments | New | Space Heating | Natural Gas | Retrocommissioning | A | Incremental Summer Peak Savings (MW) | Achievable Economic TRC Potential | 0 | 0 | 0 | 0 | 0 | 0 | 0 | 0 | 0 | 0 | 0 | 0 | 0 | 0 | 0 | 0 | 0 | 0 | 0 | 0 | 0 | 0 | 0 | 0 | 0 | 0 | 0 | 0 | 0 | 0 | 0
F9_Industrial_Instruments_New_Space Heating_Natural Gas_Retrocommissioning_A_Achievable Economic TRC Potential | F9 | Industrial | Instruments | New | Space Heating | Natural Gas | Retrocommissioning | A | Incremental Winter Peak Savings (MW) | Achievable Economic TRC Potential | 0 | 0 | 0 | 0 | 0 | 0 | 0 | 0 | 0 | 0 | 0 | 0 | 0 | 0 | 0 | 0 | 0 | 0 | 0 | 0 | 0 | 0 | 0 | 0 | 0 | 0 | 0 | 0 | 0 | 0 | 0
F10_Industrial_Instruments_New_Space Heating_Natural Gas_Retrocommissioning_A_Achievable Economic TRC Potential | F10 | Industrial | Instruments | New | Space Heating | Natural Gas | Retrocommissioning | A | Cumulative Energy Savings (MWh or mTherms) | Achievable Economic TRC Potential | 0 | 0 | 0 | 0 | 0 | 0 | 0 | 0 | 0 | 0 | 0 | 0 | 0 | 0 | 0 | 0 | 0 | 0 | 0 | 0 | 0 | 0 | 0 | 0 | 0 | 0 | 0 | 0 | 0 | 0 | 0
F11_Industrial_Instruments_New_Space Heating_Natural Gas_Retrocommissioning_A_Achievable Economic TRC Potential | F11 | Industrial | Instruments | New | Space Heating | Natural Gas | Retrocommissioning | A | Cumulative Summer Peak Savings (MW) | Achievable Economic TRC Potential | 0 | 0 | 0 | 0 | 0 | 0 | 0 | 0 | 0 | 0 | 0 | 0 | 0 | 0 | 0 | 0 | 0 | 0 | 0 | 0 | 0 | 0 | 0 | 0 | 0 | 0 | 0 | 0 | 0 | 0 | 0
F12_Industrial_Instruments_New_Space Heating_Natural Gas_Retrocommissioning_A_Achievable Economic TRC Potential | F12 | Industrial | Instruments | New | Space Heating | Natural Gas | Retrocommissioning | A | Cumulative Winter Peak Savings (MW) | Achievable Economic TRC Potential | 0 | 0 | 0 | 0 | 0 | 0 | 0 | 0 | 0 | 0 | 0 | 0 | 0 | 0 | 0 | 0 | 0 | 0 | 0 | 0 | 0 | 0 | 0 | 0 | 0 | 0 | 0 | 0 | 0 | 0 | 0
F13_Industrial_Instruments_New_Space Heating_Natural Gas_Retrocommissioning_A_Achievable Economic TRC Potential | F13 | Industrial | Instruments | New | Space Heating | Natural Gas | Retrocommissioning | A | Purchases (Incremental) | Achievable Economic TRC Potential | 0 | 0 | 0 | 0 | 0 | 0 | 0 | 0 | 0 | 0 | 0 | 0 | 0 | 0 | 0 | 0 | 0 | 0 | 0 | 0 | 0 | 0 | 0 | 0 | 0 | 0 | 0 | 0 | 0 | 0 | 0
F14_Industrial_Instruments_New_Space Heating_Natural Gas_Retrocommissioning_A_Achievable Economic TRC Potential | F14 | Industrial | Instruments | New | Space Heating | Natural Gas | Retrocommissioning | A | Purchases (Cumulative) | Achievable Economic TRC Potential | 0 | 0 | 0 | 0 | 0 | 0 | 0 | 0 | 0 | 0 | 0 | 0 | 0 | 0 | 0 | 0 | 0 | 0 | 0 | 0 | 0 | 0 | 0 | 0 | 0 | 0 | 0 | 0 | 0 | 0 | 0
F1_Industrial_Instruments_New_Process_Natural Gas_Retrocommissioning_A_Achievable Economic TRC Potential | F1 | Industrial | Instruments | New | Process | Natural Gas | Retrocommissioning | A | Original Unit Energy Savings (kWh or therms) | Achievable Economic TRC Potential | 0 | 0 | 0 | 0 | 0 | 0 | 0 | 0 | 0 | 0 | 0 | 0 | 0 | 0 | 0 | 0 | 0 | 0 | 0 | 0 | 0 | 0 | 0 | 0 | 0 | 0 | 0 | 0 | 0 | 0 | 0
F2_Industrial_Instruments_New_Process_Natural Gas_Retrocommissioning_A_Achievable Economic TRC Potential | F2 | Industrial | Instruments | New | Process | Natural Gas | Retrocommissioning | A | Original Unit Summer Peak Savings (kW) | Achievable Economic TRC Potential | 0 | 0 | 0 | 0 | 0 | 0 | 0 | 0 | 0 | 0 | 0 | 0 | 0 | 0 | 0 | 0 | 0 | 0 | 0 | 0 | 0 | 0 | 0 | 0 | 0 | 0 | 0 | 0 | 0 | 0 | 0
F3_Industrial_Instruments_New_Process_Natural Gas_Retrocommissioning_A_Achievable Economic TRC Potential | F3 | Industrial | Instruments | New | Process | Natural Gas | Retrocommissioning | A | Original Unit Winter Peak Savings (kW) | Achievable Economic TRC Potential | 0 | 0 | 0 | 0 | 0 | 0 | 0 | 0 | 0 | 0 | 0 | 0 | 0 | 0 | 0 | 0 | 0 | 0 | 0 | 0 | 0 | 0 | 0 | 0 | 0 | 0 | 0 | 0 | 0 | 0 | 0
F4_Industrial_Instruments_New_Process_Natural Gas_Retrocommissioning_A_Achievable Economic TRC Potential | F4 | Industrial | Instruments | New | Process | Natural Gas | Retrocommissioning | A | Standalone Impact on Baseline Energy (%) | Achievable Economic TRC Potential | 0% | 0% | 0% | 0% | 0% | 0% | 0% | 0% | 0% | 0% | 0% | 0% | 0% | 0% | 0% | 0% | 0% | 0% | 0% | 0% | 0% | 0% | 0% | 0% | 0 | 0 | 0 | 0 | 0 | 0 | 0
F5_Industrial_Instruments_New_Process_Natural Gas_Retrocommissioning_A_Achievable Economic TRC Potential | F5 | Industrial | Instruments | New | Process | Natural Gas | Retrocommissioning | A | Standalone Impact on Baseline Summer Peak (%) | Achievable Economic TRC Potential | 0% | 0% | 0% | 0% | 0% | 0% | 0% | 0% | 0% | 0% | 0% | 0% | 0% | 0% | 0% | 0% | 0% | 0% | 0% | 0% | 0% | 0% | 0% | 0% | 0 | 0 | 0 | 0 | 0 | 0 | 0
F6_Industrial_Instruments_New_Process_Natural Gas_Retrocommissioning_A_Achievable Economic TRC Potential | F6 | Industrial | Instruments | New | Process | Natural Gas | Retrocommissioning | A | Standalone Impact on Baseline Winter Peak (%) | Achievable Economic TRC Potential | 0% | 0% | 0% | 0% | 0% | 0% | 0% | 0% | 0% | 0% | 0% | 0% | 0% | 0% | 0% | 0% | 0% | 0% | 0% | 0% | 0% | 0% | 0% | 0% | 0 | 0 | 0 | 0 | 0 | 0 | 0
F7_Industrial_Instruments_New_Process_Natural Gas_Retrocommissioning_A_Achievable Economic TRC Potential | F7 | Industrial | Instruments | New | Process | Natural Gas | Retrocommissioning | A | Incremental Energy Savings (MWh or mTherms) | Achievable Economic TRC Potential | 0 | 0 | 0 | 0 | 0 | 0 | 0 | 0 | 0 | 0 | 0 | 0 | 0 | 0 | 0 | 0 | 0 | 0 | 0 | 0 | 0 | 0 | 0 | 0 | 0 | 0 | 0 | 0 | 0 | 0 | 0
F8_Industrial_Instruments_New_Process_Natural Gas_Retrocommissioning_A_Achievable Economic TRC Potential | F8 | Industrial | Instruments | New | Process | Natural Gas | Retrocommissioning | A | Incremental Summer Peak Savings (MW) | Achievable Economic TRC Potential | 0 | 0 | 0 | 0 | 0 | 0 | 0 | 0 | 0 | 0 | 0 | 0 | 0 | 0 | 0 | 0 | 0 | 0 | 0 | 0 | 0 | 0 | 0 | 0 | 0 | 0 | 0 | 0 | 0 | 0 | 0
F9_Industrial_Instruments_New_Process_Natural Gas_Retrocommissioning_A_Achievable Economic TRC Potential | F9 | Industrial | Instruments | New | Process | Natural Gas | Retrocommissioning | A | Incremental Winter Peak Savings (MW) | Achievable Economic TRC Potential | 0 | 0 | 0 | 0 | 0 | 0 | 0 | 0 | 0 | 0 | 0 | 0 | 0 | 0 | 0 | 0 | 0 | 0 | 0 | 0 | 0 | 0 | 0 | 0 | 0 | 0 | 0 | 0 | 0 | 0 | 0
F10_Industrial_Instruments_New_Process_Natural Gas_Retrocommissioning_A_Achievable Economic TRC Potential | F10 | Industrial | Instruments | New | Process | Natural Gas | Retrocommissioning | A | Cumulative Energy Savings (MWh or mTherms) | Achievable Economic TRC Potential | 0 | 0 | 0 | 0 | 0 | 0 | 0 | 0 | 0 | 0 | 0 | 0 | 0 | 0 | 0 | 0 | 0 | 0 | 0 | 0 | 0 | 0 | 0 | 0 | 0 | 0 | 0 | 0 | 0 | 0 | 0
F11_Industrial_Instruments_New_Process_Natural Gas_Retrocommissioning_A_Achievable Economic TRC Potential | F11 | Industrial | Instruments | New | Process | Natural Gas | Retrocommissioning | A | Cumulative Summer Peak Savings (MW) | Achievable Economic TRC Potential | 0 | 0 | 0 | 0 | 0 | 0 | 0 | 0 | 0 | 0 | 0 | 0 | 0 | 0 | 0 | 0 | 0 | 0 | 0 | 0 | 0 | 0 | 0 | 0 | 0 | 0 | 0 | 0 | 0 | 0 | 0
F12_Industrial_Instruments_New_Process_Natural Gas_Retrocommissioning_A_Achievable Economic TRC Potential | F12 | Industrial | Instruments | New | Process | Natural Gas | Retrocommissioning | A | Cumulative Winter Peak Savings (MW) | Achievable Economic TRC Potential | 0 | 0 | 0 | 0 | 0 | 0 | 0 | 0 | 0 | 0 | 0 | 0 | 0 | 0 | 0 | 0 | 0 | 0 | 0 | 0 | 0 | 0 | 0 | 0 | 0 | 0 | 0 | 0 | 0 | 0 | 0
F13_Industrial_Instruments_New_Process_Natural Gas_Retrocommissioning_A_Achievable Economic TRC Potential | F13 | Industrial | Instruments | New | Process | Natural Gas | Retrocommissioning | A | Purchases (Incremental) | Achievable Economic TRC Potential | 0 | 0 | 0 | 0 | 0 | 0 | 0 | 0 | 0 | 0 | 0 | 0 | 0 | 0 | 0 | 0 | 0 | 0 | 0 | 0 | 0 | 0 | 0 | 0 | 0 | 0 | 0 | 0 | 0 | 0 | 0
F14_Industrial_Instruments_New_Process_Natural Gas_Retrocommissioning_A_Achievable Economic TRC Potential | F14 | Industrial | Instruments | New | Process | Natural Gas | Retrocommissioning | A | Purchases (Cumulative) | Achievable Economic TRC Potential | 0 | 0 | 0 | 0 | 0 | 0 | 0 | 0 | 0 | 0 | 0 | 0 | 0 | 0 | 0 | 0 | 0 | 0 | 0 | 0 | 0 | 0 | 0 | 0 | 0 | 0 | 0 | 0 | 0 | 0 | 0
F1_Industrial_Wood and Lumber Products_Existing_Space Heating_Natural Gas_Insulation - Roof/Ceiling_A_Achievable Economic TRC Potential | F1 | Industrial | Wood and Lumber Products | Existing | Space Heating | Natural Gas | Insulation - Roof/Ceiling | A | Original Unit Energy Savings (kWh or therms) | Achievable Economic TRC Potential | 0 | 0 | 0 | 0 | 0 | 0.099591 | 0.099104 | 0.098502 | 0.097865 | 0.097198 | 0.096522 | 0.095828 | 0.095137 | 0.094449 | 0.093706 | 0.093019 | 0.09234 | 0.09171 | 0.091123 | 0.090551 | 0.090011 | 0.089458 | 0.08896 | 0.088489 | 0.088041 | 0.087626 | 0.087242 | 0.086887 | 0 | 0 | 0
F2_Industrial_Wood and Lumber Products_Existing_Space Heating_Natural Gas_Insulation - Roof/Ceiling_A_Achievable Economic TRC Potential | F2 | Industrial | Wood and Lumber Products | Existing | Space Heating | Natural Gas | Insulation - Roof/Ceiling | A | Original Unit Summer Peak Savings (kW) | Achievable Economic TRC Potential | 0 | 0 | 0 | 0 | 0 | 0 | 0 | 0 | 0 | 0 | 0 | 0 | 0 | 0 | 0 | 0 | 0 | 0 | 0 | 0 | 0 | 0 | 0 | 0 | 0 | 0 | 0 | 0 | 0 | 0 | 0
F3_Industrial_Wood and Lumber Products_Existing_Space Heating_Natural Gas_Insulation - Roof/Ceiling_A_Achievable Economic TRC Potential | F3 | Industrial | Wood and Lumber Products | Existing | Space Heating | Natural Gas | Insulation - Roof/Ceiling | A | Original Unit Winter Peak Savings (kW) | Achievable Economic TRC Potential | 0 | 0 | 0 | 0 | 0 | 0 | 0 | 0 | 0 | 0 | 0 | 0 | 0 | 0 | 0 | 0 | 0 | 0 | 0 | 0 | 0 | 0 | 0 | 0 | 0 | 0 | 0 | 0 | 0 | 0 | 0
F4_Industrial_Wood and Lumber Products_Existing_Space Heating_Natural Gas_Insulation - Roof/Ceiling_A_Achievable Economic TRC Potential | F4 | Industrial | Wood and Lumber Products | Existing | Space Heating | Natural Gas | Insulation - Roof/Ceiling | A | Standalone Impact on Baseline Energy (%) | Achievable Economic TRC Potential | 0% | 0% | 0% | 0% | 0% | 0.3808% | 1.047% | 2.09% | 3.54% | 5.384% | 7.608% | 9.95% | 12.29% | 14.65% | 16.49% | 18.21% | 19.42% | 20.42% | 21.23% | 21.62% | 21.97% | 22.22% | 22.41% | 22.49% | 0.22561 | 0.22627 | 0.22687 | 0.22742 | 0 | 0 | 0
F5_Industrial_Wood and Lumber Products_Existing_Space Heating_Natural Gas_Insulation - Roof/Ceiling_A_Achievable Economic TRC Potential | F5 | Industrial | Wood and Lumber Products | Existing | Space Heating | Natural Gas | Insulation - Roof/Ceiling | A | Standalone Impact on Baseline Summer Peak (%) | Achievable Economic TRC Potential | 0% | 0% | 0% | 0% | 0% | 0% | 0% | 0% | 0% | 0% | 0% | 0% | 0% | 0% | 0% | 0% | 0% | 0% | 0% | 0% | 0% | 0% | 0% | 0% | 0 | 0 | 0 | 0 | 0 | 0 | 0
F6_Industrial_Wood and Lumber Products_Existing_Space Heating_Natural Gas_Insulation - Roof/Ceiling_A_Achievable Economic TRC Potential | F6 | Industrial | Wood and Lumber Products | Existing | Space Heating | Natural Gas | Insulation - Roof/Ceiling | A | Standalone Impact on Baseline Winter Peak (%) | Achievable Economic TRC Potential | 0% | 0% | 0% | 0% | 0% | 0% | 0% | 0% | 0% | 0% | 0% | 0% | 0% | 0% | 0% | 0% | 0% | 0% | 0% | 0% | 0% | 0% | 0% | 0% | 0 | 0 | 0 | 0 | 0 | 0 | 0
F7_Industrial_Wood and Lumber Products_Existing_Space Heating_Natural Gas_Insulation - Roof/Ceiling_A_Achievable Economic TRC Potential | F7 | Industrial | Wood and Lumber Products | Existing | Space Heating | Natural Gas | Insulation - Roof/Ceiling | A | Incremental Energy Savings (MWh or mTherms) | Achievable Economic TRC Potential | 0 | 0 | 0 | 0 | 0 | 0.28966 | 0.50415 | 0.77488 | 1.0784 | 1.3643 | 1.5605 | 1.6639 | 1.6486 | 1.5033 | 1.31 | 1.0607 | 0.81907 | 0.5964 | 0.4111 | 0.27267 | 0.17177 | 0.10351 | 0.06944 | 0 | 0 | 0 | 0 | 0 | 0 | 0 | 0
F8_Industrial_Wood and Lumber Products_Existing_Space Heating_Natural Gas_Insulation - Roof/Ceiling_A_Achievable Economic TRC Potential | F8 | Industrial | Wood and Lumber Products | Existing | Space Heating | Natural Gas | Insulation - Roof/Ceiling | A | Incremental Summer Peak Savings (MW) | Achievable Economic TRC Potential | 0 | 0 | 0 | 0 | 0 | 0 | 0 | 0 | 0 | 0 | 0 | 0 | 0 | 0 | 0 | 0 | 0 | 0 | 0 | 0 | 0 | 0 | 0 | 0 | 0 | 0 | 0 | 0 | 0 | 0 | 0
F9_Industrial_Wood and Lumber Products_Existing_Space Heating_Natural Gas_Insulation - Roof/Ceiling_A_Achievable Economic TRC Potential | F9 | Industrial | Wood and Lumber Products | Existing | Space Heating | Natural Gas | Insulation - Roof/Ceiling | A | Incremental Winter Peak Savings (MW) | Achievable Economic TRC Potential | 0 | 0 | 0 | 0 | 0 | 0 | 0 | 0 | 0 | 0 | 0 | 0 | 0 | 0 | 0 | 0 | 0 | 0 | 0 | 0 | 0 | 0 | 0 | 0 | 0 | 0 | 0 | 0 | 0 | 0 | 0
F10_Industrial_Wood and Lumber Products_Existing_Space Heating_Natural Gas_Insulation - Roof/Ceiling_A_Achievable Economic TRC Potential | F10 | Industrial | Wood and Lumber Products | Existing | Space Heating | Natural Gas | Insulation - Roof/Ceiling | A | Cumulative Energy Savings (MWh or mTherms) | Achievable Economic TRC Potential | 0 | 0 | 0 | 0 | 0 | 0.28966 | 0.7924 | 1.5625 | 2.6308 | 3.9771 | 5.51 | 7.1343 | 8.7314 | 10.1715 | 11.4015 | 12.3786 | 13.1073 | 13.6143 | 13.9383 | 14.1234 | 14.2109 | 14.2272 | 14.2174 | 14.1421 | 14.0705 | 14.0042 | 13.9429 | 13.8861 | 0 | 0 | 0
F11_Industrial_Wood and Lumber Products_Existing_Space Heating_Natural Gas_Insulation - Roof/Ceiling_A_Achievable Economic TRC Potential | F11 | Industrial | Wood and Lumber Products | Existing | Space Heating | Natural Gas | Insulation - Roof/Ceiling | A | Cumulative Summer Peak Savings (MW) | Achievable Economic TRC Potential | 0 | 0 | 0 | 0 | 0 | 0 | 0 | 0 | 0 | 0 | 0 | 0 | 0 | 0 | 0 | 0 | 0 | 0 | 0 | 0 | 0 | 0 | 0 | 0 | 0 | 0 | 0 | 0 | 0 | 0 | 0
F12_Industrial_Wood and Lumber Products_Existing_Space Heating_Natural Gas_Insulation - Roof/Ceiling_A_Achievable Economic TRC Potential | F12 | Industrial | Wood and Lumber Products | Existing | Space Heating | Natural Gas | Insulation - Roof/Ceiling | A | Cumulative Winter Peak Savings (MW) | Achievable Economic TRC Potential | 0 | 0 | 0 | 0 | 0 | 0 | 0 | 0 | 0 | 0 | 0 | 0 | 0 | 0 | 0 | 0 | 0 | 0 | 0 | 0 | 0 | 0 | 0 | 0 | 0 | 0 | 0 | 0 | 0 | 0 | 0
F13_Industrial_Wood and Lumber Products_Existing_Space Heating_Natural Gas_Insulation - Roof/Ceiling_A_Achievable Economic TRC Potential | F13 | Industrial | Wood and Lumber Products | Existing | Space Heating | Natural Gas | Insulation - Roof/Ceiling | A | Purchases (Incremental) | Achievable Economic TRC Potential | 0 | 0 | 0 | 0 | 0 | 2908.5236 | 5087.1228 | 7866.6346 | 11019.2427 | 14036.0873 | 16167.484 | 17363.5577 | 17328.3022 | 15916.2591 | 13979.8994 | 11403.0682 | 8870.204 | 6503.0442 | 4511.5262 | 3011.2469 | 1908.3239 | 1157.0706 | 780.5791 | 0 | 0 | 0 | 0 | 0 | 0 | 0 | 0
F14_Industrial_Wood and Lumber Products_Existing_Space Heating_Natural Gas_Insulation - Roof/Ceiling_A_Achievable Economic TRC Potential | F14 | Industrial | Wood and Lumber Products | Existing | Space Heating | Natural Gas | Insulation - Roof/Ceiling | A | Purchases (Cumulative) | Achievable Economic TRC Potential | 0 | 0 | 0 | 0 | 0 | 2908.5236 | 7995.6465 | 15862.2811 | 26881.5238 | 40917.611 | 57085.095 | 74448.6527 | 91776.9549 | 107693.2139 | 121673.1133 | 133076.1815 | 141946.3856 | 148449.4297 | 152960.9559 | 155972.2028 | 157880.5267 | 159037.5973 | 159818.1764 | 159818.1764 | 159818.1764 | 159818.1764 | 159818.1764 | 159818.1764 | 159818.1764 | 159818.1764 | 159818.1764
F1_Industrial_Wood and Lumber Products_Existing_Space Heating_Natural Gas_Insulation - Wall Cavity_A_Achievable Economic TRC Potential | F1 | Industrial | Wood and Lumber Products | Existing | Space Heating | Natural Gas | Insulation - Wall Cavity | A | Original Unit Energy Savings (kWh or therms) | Achievable Economic TRC Potential | 0 | 0 | 0 | 0 | 0 | 0.017935 | 0.017848 | 0.017739 | 0.017625 | 0.017505 | 0.017383 | 0.017258 | 0.017133 | 0.017009 | 0.016876 | 0.016752 | 0.01663 | 0.016516 | 0.01641 | 0.016307 | 0.01621 | 0.016111 | 0.016021 | 0.015936 | 0.015855 | 0.015781 | 0.015712 | 0.015648 | 0 | 0 | 0
F2_Industrial_Wood and Lumber Products_Existing_Space Heating_Natural Gas_Insulation - Wall Cavity_A_Achievable Economic TRC Potential | F2 | Industrial | Wood and Lumber Products | Existing | Space Heating | Natural Gas | Insulation - Wall Cavity | A | Original Unit Summer Peak Savings (kW) | Achievable Economic TRC Potential | 0 | 0 | 0 | 0 | 0 | 0 | 0 | 0 | 0 | 0 | 0 | 0 | 0 | 0 | 0 | 0 | 0 | 0 | 0 | 0 | 0 | 0 | 0 | 0 | 0 | 0 | 0 | 0 | 0 | 0 | 0
F3_Industrial_Wood and Lumber Products_Existing_Space Heating_Natural Gas_Insulation - Wall Cavity_A_Achievable Economic TRC Potential | F3 | Industrial | Wood and Lumber Products | Existing | Space Heating | Natural Gas | Insulation - Wall Cavity | A | Original Unit Winter Peak Savings (kW) | Achievable Economic TRC Potential | 0 | 0 | 0 | 0 | 0 | 0 | 0 | 0 | 0 | 0 | 0 | 0 | 0 | 0 | 0 | 0 | 0 | 0 | 0 | 0 | 0 | 0 | 0 | 0 | 0 | 0 | 0 | 0 | 0 | 0 | 0
F4_Industrial_Wood and Lumber Products_Existing_Space Heating_Natural Gas_Insulation - Wall Cavity_A_Achievable Economic TRC Potential | F4 | Industrial | Wood and Lumber Products | Existing | Space Heating | Natural Gas | Insulation - Wall Cavity | A | Standalone Impact on Baseline Energy (%) | Achievable Economic TRC Potential | 0% | 0% | 0% | 0% | 0% | 0.06857% | 0.1886% | 0.3764% | 0.6376% | 0.9696% | 1.37% | 1.792% | 2.213% | 2.639% | 2.97% | 3.28% | 3.498% | 3.677% | 3.823% | 3.894% | 3.958% | 4.002% | 4.036% | 4.05% | 0.04063 | 0.040749 | 0.040857 | 0.040957 | 0 | 0 | 0
F5_Industrial_Wood and Lumber Products_Existing_Space Heating_Natural Gas_Insulation - Wall Cavity_A_Achievable Economic TRC Potential | F5 | Industrial | Wood and Lumber Products | Existing | Space Heating | Natural Gas | Insulation - Wall Cavity | A | Standalone Impact on Baseline Summer Peak (%) | Achievable Economic TRC Potential | 0% | 0% | 0% | 0% | 0% | 0% | 0% | 0% | 0% | 0% | 0% | 0% | 0% | 0% | 0% | 0% | 0% | 0% | 0% | 0% | 0% | 0% | 0% | 0% | 0 | 0 | 0 | 0 | 0 | 0 | 0
F6_Industrial_Wood and Lumber Products_Existing_Space Heating_Natural Gas_Insulation - Wall Cavity_A_Achievable Economic TRC Potential | F6 | Industrial | Wood and Lumber Products | Existing | Space Heating | Natural Gas | Insulation - Wall Cavity | A | Standalone Impact on Baseline Winter Peak (%) | Achievable Economic TRC Potential | 0% | 0% | 0% | 0% | 0% | 0% | 0% | 0% | 0% | 0% | 0% | 0% | 0% | 0% | 0% | 0% | 0% | 0% | 0% | 0% | 0% | 0% | 0% | 0% | 0 | 0 | 0 | 0 | 0 | 0 | 0
F7_Industrial_Wood and Lumber Products_Existing_Space Heating_Natural Gas_Insulation - Wall Cavity_A_Achievable Economic TRC Potential | F7 | Industrial | Wood and Lumber Products | Existing | Space Heating | Natural Gas | Insulation - Wall Cavity | A | Incremental Energy Savings (MWh or mTherms) | Achievable Economic TRC Potential | 0 | 0 | 0 | 0 | 0 | 0.052166 | 0.090794 | 0.13955 | 0.19421 | 0.2457 | 0.28104 | 0.29966 | 0.29689 | 0.27073 | 0.23592 | 0.19102 | 0.14751 | 0.10741 | 0.074036 | 0.049106 | 0.030934 | 0.018641 | 0.012506 | 0 | 0 | 0 | 0 | 0 | 0 | 0 | 0
F8_Industrial_Wood and Lumber Products_Existing_Space Heating_Natural Gas_Insulation - Wall Cavity_A_Achievable Economic TRC Potential | F8 | Industrial | Wood and Lumber Products | Existing | Space Heating | Natural Gas | Insulation - Wall Cavity | A | Incremental Summer Peak Savings (MW) | Achievable Economic TRC Potential | 0 | 0 | 0 | 0 | 0 | 0 | 0 | 0 | 0 | 0 | 0 | 0 | 0 | 0 | 0 | 0 | 0 | 0 | 0 | 0 | 0 | 0 | 0 | 0 | 0 | 0 | 0 | 0 | 0 | 0 | 0
F9_Industrial_Wood and Lumber Products_Existing_Space Heating_Natural Gas_Insulation - Wall Cavity_A_Achievable Economic TRC Potential | F9 | Industrial | Wood and Lumber Products | Existing | Space Heating | Natural Gas | Insulation - Wall Cavity | A | Incremental Winter Peak Savings (MW) | Achievable Economic TRC Potential | 0 | 0 | 0 | 0 | 0 | 0 | 0 | 0 | 0 | 0 | 0 | 0 | 0 | 0 | 0 | 0 | 0 | 0 | 0 | 0 | 0 | 0 | 0 | 0 | 0 | 0 | 0 | 0 | 0 | 0 | 0
F10_Industrial_Wood and Lumber Products_Existing_Space Heating_Natural Gas_Insulation - Wall Cavity_A_Achievable Economic TRC Potential | F10 | Industrial | Wood and Lumber Products | Existing | Space Heating | Natural Gas | Insulation - Wall Cavity | A | Cumulative Energy Savings (MWh or mTherms) | Achievable Economic TRC Potential | 0 | 0 | 0 | 0 | 0 | 0.052166 | 0.1427 | 0.28139 | 0.47378 | 0.71625 | 0.9923 | 1.2848 | 1.5724 | 1.8318 | 2.0533 | 2.2293 | 2.3605 | 2.4518 | 2.5102 | 2.5435 | 2.5593 | 2.5622 | 2.5604 | 2.5469 | 2.534 | 2.522 | 2.511 | 2.5008 | 0 | 0 | 0
F11_Industrial_Wood and Lumber Products_Existing_Space Heating_Natural Gas_Insulation - Wall Cavity_A_Achievable Economic TRC Potential | F11 | Industrial | Wood and Lumber Products | Existing | Space Heating | Natural Gas | Insulation - Wall Cavity | A | Cumulative Summer Peak Savings (MW) | Achievable Economic TRC Potential | 0 | 0 | 0 | 0 | 0 | 0 | 0 | 0 | 0 | 0 | 0 | 0 | 0 | 0 | 0 | 0 | 0 | 0 | 0 | 0 | 0 | 0 | 0 | 0 | 0 | 0 | 0 | 0 | 0 | 0 | 0
F12_Industrial_Wood and Lumber Products_Existing_Space Heating_Natural Gas_Insulation - Wall Cavity_A_Achievable Economic TRC Potential | F12 | Industrial | Wood and Lumber Products | Existing | Space Heating | Natural Gas | Insulation - Wall Cavity | A | Cumulative Winter Peak Savings (MW) | Achievable Economic TRC Potential | 0 | 0 | 0 | 0 | 0 | 0 | 0 | 0 | 0 | 0 | 0 | 0 | 0 | 0 | 0 | 0 | 0 | 0 | 0 | 0 | 0 | 0 | 0 | 0 | 0 | 0 | 0 | 0 | 0 | 0 | 0
F13_Industrial_Wood and Lumber Products_Existing_Space Heating_Natural Gas_Insulation - Wall Cavity_A_Achievable Economic TRC Potential | F13 | Industrial | Wood and Lumber Products | Existing | Space Heating | Natural Gas | Insulation - Wall Cavity | A | Purchases (Incremental) | Achievable Economic TRC Potential | 0 | 0 | 0 | 0 | 0 | 2908.5236 | 5087.1228 | 7866.6346 | 11019.2427 | 14036.0873 | 16167.484 | 17363.5577 | 17328.3022 | 15916.2591 | 13979.8994 | 11403.0682 | 8870.204 | 6503.0442 | 4511.5262 | 3011.2469 | 1908.3239 | 1157.0706 | 780.5791 | 0 | 0 | 0 | 0 | 0 | 0 | 0 | 0
F14_Industrial_Wood and Lumber Products_Existing_Space Heating_Natural Gas_Insulation - Wall Cavity_A_Achievable Economic TRC Potential | F14 | Industrial | Wood and Lumber Products | Existing | Space Heating | Natural Gas | Insulation - Wall Cavity | A | Purchases (Cumulative) | Achievable Economic TRC Potential | 0 | 0 | 0 | 0 | 0 | 2908.5236 | 7995.6465 | 15862.2811 | 26881.5238 | 40917.611 | 57085.095 | 74448.6527 | 91776.9549 | 107693.2139 | 121673.1133 | 133076.1815 | 141946.3856 | 148449.4297 | 152960.9559 | 155972.2028 | 157880.5267 | 159037.5973 | 159818.1764 | 159818.1764 | 159818.1764 | 159818.1764 | 159818.1764 | 159818.1764 | 159818.1764 | 159818.1764 | 159818.1764
F1_Industrial_Wood and Lumber Products_Existing_Space Heating_Natural Gas_Insulation - Ducting_A_Achievable Economic TRC Potential | F1 | Industrial | Wood and Lumber Products | Existing | Space Heating | Natural Gas | Insulation - Ducting | A | Original Unit Energy Savings (kWh or therms) | Achievable Economic TRC Potential | 0 | 0 | 0 | 0 | 0 | 0.0016309 | 0.0016162 | 0.0015975 | 0.0015784 | 0.0015594 | 0.0015407 | 0.0015222 | 0.0015048 | 0.0014884 | 0.0014718 | 0.0014574 | 0.0014437 | 0.0014309 | 0.0014188 | 0.0014066 | 0.0013948 | 0.001383 | 0.0013709 | 0.0013593 | 0.0013481 | 0.0013376 | 0.0013278 | 0.0013186 | 0.00131 | 0.0013019 | 0.0012943
F2_Industrial_Wood and Lumber Products_Existing_Space Heating_Natural Gas_Insulation - Ducting_A_Achievable Economic TRC Potential | F2 | Industrial | Wood and Lumber Products | Existing | Space Heating | Natural Gas | Insulation - Ducting | A | Original Unit Summer Peak Savings (kW) | Achievable Economic TRC Potential | 0 | 0 | 0 | 0 | 0 | 0 | 0 | 0 | 0 | 0 | 0 | 0 | 0 | 0 | 0 | 0 | 0 | 0 | 0 | 0 | 0 | 0 | 0 | 0 | 0 | 0 | 0 | 0 | 0 | 0 | 0
F3_Industrial_Wood and Lumber Products_Existing_Space Heating_Natural Gas_Insulation - Ducting_A_Achievable Economic TRC Potential | F3 | Industrial | Wood and Lumber Products | Existing | Space Heating | Natural Gas | Insulation - Ducting | A | Original Unit Winter Peak Savings (kW) | Achievable Economic TRC Potential | 0 | 0 | 0 | 0 | 0 | 0 | 0 | 0 | 0 | 0 | 0 | 0 | 0 | 0 | 0 | 0 | 0 | 0 | 0 | 0 | 0 | 0 | 0 | 0 | 0 | 0 | 0 | 0 | 0 | 0 | 0
F4_Industrial_Wood and Lumber Products_Existing_Space Heating_Natural Gas_Insulation - Ducting_A_Achievable Economic TRC Potential | F4 | Industrial | Wood and Lumber Products | Existing | Space Heating | Natural Gas | Insulation - Ducting | A | Standalone Impact on Baseline Energy (%) | Achievable Economic TRC Potential | 0% | 0% | 0% | 0% | 0% | 0% | 0% | 0% | 0% | 0% | 0% | 0% | 0% | 0% | 0% | 0% | 0% | 0% | 0% | 0% | 0% | 0% | 0% | 0% | 0 | 0 | 0 | 0 | 0 | 0 | 0
F5_Industrial_Wood and Lumber Products_Existing_Space Heating_Natural Gas_Insulation - Ducting_A_Achievable Economic TRC Potential | F5 | Industrial | Wood and Lumber Products | Existing | Space Heating | Natural Gas | Insulation - Ducting | A | Standalone Impact on Baseline Summer Peak (%) | Achievable Economic TRC Potential | 0% | 0% | 0% | 0% | 0% | 0% | 0% | 0% | 0% | 0% | 0% | 0% | 0% | 0% | 0% | 0% | 0% | 0% | 0% | 0% | 0% | 0% | 0% | 0% | 0 | 0 | 0 | 0 | 0 | 0 | 0
F6_Industrial_Wood and Lumber Products_Existing_Space Heating_Natural Gas_Insulation - Ducting_A_Achievable Economic TRC Potential | F6 | Industrial | Wood and Lumber Products | Existing | Space Heating | Natural Gas | Insulation - Ducting | A | Standalone Impact on Baseline Winter Peak (%) | Achievable Economic TRC Potential | 0% | 0% | 0% | 0% | 0% | 0% | 0% | 0% | 0% | 0% | 0% | 0% | 0% | 0% | 0% | 0% | 0% | 0% | 0% | 0% | 0% | 0% | 0% | 0% | 0 | 0 | 0 | 0 | 0 | 0 | 0
F7_Industrial_Wood and Lumber Products_Existing_Space Heating_Natural Gas_Insulation - Ducting_A_Achievable Economic TRC Potential | F7 | Industrial | Wood and Lumber Products | Existing | Space Heating | Natural Gas | Insulation - Ducting | A | Incremental Energy Savings (MWh or mTherms) | Achievable Economic TRC Potential | 0 | 0 | 0 | 0 | 0 | 0 | 0 | 0 | 0 | 0 | 0 | 0 | 0 | 0 | 0 | 0 | 0 | 0 | 0 | 0 | 0 | 0 | 0 | 0 | 0 | 0 | 0 | 0 | 0 | 0 | 0
F8_Industrial_Wood and Lumber Products_Existing_Space Heating_Natural Gas_Insulation - Ducting_A_Achievable Economic TRC Potential | F8 | Industrial | Wood and Lumber Products | Existing | Space Heating | Natural Gas | Insulation - Ducting | A | Incremental Summer Peak Savings (MW) | Achievable Economic TRC Potential | 0 | 0 | 0 | 0 | 0 | 0 | 0 | 0 | 0 | 0 | 0 | 0 | 0 | 0 | 0 | 0 | 0 | 0 | 0 | 0 | 0 | 0 | 0 | 0 | 0 | 0 | 0 | 0 | 0 | 0 | 0
F9_Industrial_Wood and Lumber Products_Existing_Space Heating_Natural Gas_Insulation - Ducting_A_Achievable Economic TRC Potential | F9 | Industrial | Wood and Lumber Products | Existing | Space Heating | Natural Gas | Insulation - Ducting | A | Incremental Winter Peak Savings (MW) | Achievable Economic TRC Potential | 0 | 0 | 0 | 0 | 0 | 0 | 0 | 0 | 0 | 0 | 0 | 0 | 0 | 0 | 0 | 0 | 0 | 0 | 0 | 0 | 0 | 0 | 0 | 0 | 0 | 0 | 0 | 0 | 0 | 0 | 0
F10_Industrial_Wood and Lumber Products_Existing_Space Heating_Natural Gas_Insulation - Ducting_A_Achievable Economic TRC Potential | F10 | Industrial | Wood and Lumber Products | Existing | Space Heating | Natural Gas | Insulation - Ducting | A | Cumulative Energy Savings (MWh or mTherms) | Achievable Economic TRC Potential | 0 | 0 | 0 | 0 | 0 | 0 | 0 | 0 | 0 | 0 | 0 | 0 | 0 | 0 | 0 | 0 | 0 | 0 | 0 | 0 | 0 | 0 | 0 | 0 | 0 | 0 | 0 | 0 | 0 | 0 | 0
F11_Industrial_Wood and Lumber Products_Existing_Space Heating_Natural Gas_Insulation - Ducting_A_Achievable Economic TRC Potential | F11 | Industrial | Wood and Lumber Products | Existing | Space Heating | Natural Gas | Insulation - Ducting | A | Cumulative Summer Peak Savings (MW) | Achievable Economic TRC Potential | 0 | 0 | 0 | 0 | 0 | 0 | 0 | 0 | 0 | 0 | 0 | 0 | 0 | 0 | 0 | 0 | 0 | 0 | 0 | 0 | 0 | 0 | 0 | 0 | 0 | 0 | 0 | 0 | 0 | 0 | 0
F12_Industrial_Wood and Lumber Products_Existing_Space Heating_Natural Gas_Insulation - Ducting_A_Achievable Economic TRC Potential | F12 | Industrial | Wood and Lumber Products | Existing | Space Heating | Natural Gas | Insulation - Ducting | A | Cumulative Winter Peak Savings (MW) | Achievable Economic TRC Potential | 0 | 0 | 0 | 0 | 0 | 0 | 0 | 0 | 0 | 0 | 0 | 0 | 0 | 0 | 0 | 0 | 0 | 0 | 0 | 0 | 0 | 0 | 0 | 0 | 0 | 0 | 0 | 0 | 0 | 0 | 0
F13_Industrial_Wood and Lumber Products_Existing_Space Heating_Natural Gas_Insulation - Ducting_A_Achievable Economic TRC Potential | F13 | Industrial | Wood and Lumber Products | Existing | Space Heating | Natural Gas | Insulation - Ducting | A | Purchases (Incremental) | Achievable Economic TRC Potential | 0 | 0 | 0 | 0 | 0 | 0 | 0 | 0 | 0 | 0 | 0 | 0 | 0 | 0 | 0 | 0 | 0 | 0 | 0 | 0 | 0 | 0 | 0 | 0 | 0 | 0 | 0 | 0 | 0 | 0 | 0
F14_Industrial_Wood and Lumber Products_Existing_Space Heating_Natural Gas_Insulation - Ducting_A_Achievable Economic TRC Potential | F14 | Industrial | Wood and Lumber Products | Existing | Space Heating | Natural Gas | Insulation - Ducting | A | Purchases (Cumulative) | Achievable Economic TRC Potential | 0 | 0 | 0 | 0 | 0 | 0 | 0 | 0 | 0 | 0 | 0 | 0 | 0 | 0 | 0 | 0 | 0 | 0 | 0 | 0 | 0 | 0 | 0 | 0 | 0 | 0 | 0 | 0 | 0 | 0 | 0
F1_Industrial_Wood and Lumber Products_Existing_Space Heating_Natural Gas_HVAC - Duct Repair and Sealing_A_Achievable Economic TRC Potential | F1 | Industrial | Wood and Lumber Products | Existing | Space Heating | Natural Gas | HVAC - Duct Repair and Sealing | A | Original Unit Energy Savings (kWh or therms) | Achievable Economic TRC Potential | 0 | 0 | 0 | 0 | 0 | 0.0038394 | 0.0038048 | 0.0037607 | 0.003716 | 0.0036711 | 0.0036271 | 0.0035835 | 0.0035425 | 0.0035039 | 0.003465 | 0.0034309 | 0.0033988 | 0.0033686 | 0.0033402 | 0.0033115 | 0.0032836 | 0.003256 | 0.0032274 | 0.0032 | 0.0031737 | 0.003149 | 0.0031259 | 0.0031042 | 0.0030839 | 0.0030649 | 0.0030471
F2_Industrial_Wood and Lumber Products_Existing_Space Heating_Natural Gas_HVAC - Duct Repair and Sealing_A_Achievable Economic TRC Potential | F2 | Industrial | Wood and Lumber Products | Existing | Space Heating | Natural Gas | HVAC - Duct Repair and Sealing | A | Original Unit Summer Peak Savings (kW) | Achievable Economic TRC Potential | 0 | 0 | 0 | 0 | 0 | 0 | 0 | 0 | 0 | 0 | 0 | 0 | 0 | 0 | 0 | 0 | 0 | 0 | 0 | 0 | 0 | 0 | 0 | 0 | 0 | 0 | 0 | 0 | 0 | 0 | 0
F3_Industrial_Wood and Lumber Products_Existing_Space Heating_Natural Gas_HVAC - Duct Repair and Sealing_A_Achievable Economic TRC Potential | F3 | Industrial | Wood and Lumber Products | Existing | Space Heating | Natural Gas | HVAC - Duct Repair and Sealing | A | Original Unit Winter Peak Savings (kW) | Achievable Economic TRC Potential | 0 | 0 | 0 | 0 | 0 | 0 | 0 | 0 | 0 | 0 | 0 | 0 | 0 | 0 | 0 | 0 | 0 | 0 | 0 | 0 | 0 | 0 | 0 | 0 | 0 | 0 | 0 | 0 | 0 | 0 | 0
F4_Industrial_Wood and Lumber Products_Existing_Space Heating_Natural Gas_HVAC - Duct Repair and Sealing_A_Achievable Economic TRC Potential | F4 | Industrial | Wood and Lumber Products | Existing | Space Heating | Natural Gas | HVAC - Duct Repair and Sealing | A | Standalone Impact on Baseline Energy (%) | Achievable Economic TRC Potential | 0% | 0% | 0% | 0% | 0% | 0% | 0% | 0% | 0% | 0% | 0% | 0% | 0% | 0% | 0% | 0% | 0% | 0% | 0% | 0% | 0% | 0% | 0% | 0% | 0 | 0 | 0 | 0 | 0 | 0 | 0
F5_Industrial_Wood and Lumber Products_Existing_Space Heating_Natural Gas_HVAC - Duct Repair and Sealing_A_Achievable Economic TRC Potential | F5 | Industrial | Wood and Lumber Products | Existing | Space Heating | Natural Gas | HVAC - Duct Repair and Sealing | A | Standalone Impact on Baseline Summer Peak (%) | Achievable Economic TRC Potential | 0% | 0% | 0% | 0% | 0% | 0% | 0% | 0% | 0% | 0% | 0% | 0% | 0% | 0% | 0% | 0% | 0% | 0% | 0% | 0% | 0% | 0% | 0% | 0% | 0 | 0 | 0 | 0 | 0 | 0 | 0
F6_Industrial_Wood and Lumber Products_Existing_Space Heating_Natural Gas_HVAC - Duct Repair and Sealing_A_Achievable Economic TRC Potential | F6 | Industrial | Wood and Lumber Products | Existing | Space Heating | Natural Gas | HVAC - Duct Repair and Sealing | A | Standalone Impact on Baseline Winter Peak (%) | Achievable Economic TRC Potential | 0% | 0% | 0% | 0% | 0% | 0% | 0% | 0% | 0% | 0% | 0% | 0% | 0% | 0% | 0% | 0% | 0% | 0% | 0% | 0% | 0% | 0% | 0% | 0% | 0 | 0 | 0 | 0 | 0 | 0 | 0
F7_Industrial_Wood and Lumber Products_Existing_Space Heating_Natural Gas_HVAC - Duct Repair and Sealing_A_Achievable Economic TRC Potential | F7 | Industrial | Wood and Lumber Products | Existing | Space Heating | Natural Gas | HVAC - Duct Repair and Sealing | A | Incremental Energy Savings (MWh or mTherms) | Achievable Economic TRC Potential | 0 | 0 | 0 | 0 | 0 | 0 | 0 | 0 | 0 | 0 | 0 | 0 | 0 | 0 | 0 | 0 | 0 | 0 | 0 | 0 | 0 | 0 | 0 | 0 | 0 | 0 | 0 | 0 | 0 | 0 | 0
F8_Industrial_Wood and Lumber Products_Existing_Space Heating_Natural Gas_HVAC - Duct Repair and Sealing_A_Achievable Economic TRC Potential | F8 | Industrial | Wood and Lumber Products | Existing | Space Heating | Natural Gas | HVAC - Duct Repair and Sealing | A | Incremental Summer Peak Savings (MW) | Achievable Economic TRC Potential | 0 | 0 | 0 | 0 | 0 | 0 | 0 | 0 | 0 | 0 | 0 | 0 | 0 | 0 | 0 | 0 | 0 | 0 | 0 | 0 | 0 | 0 | 0 | 0 | 0 | 0 | 0 | 0 | 0 | 0 | 0
F9_Industrial_Wood and Lumber Products_Existing_Space Heating_Natural Gas_HVAC - Duct Repair and Sealing_A_Achievable Economic TRC Potential | F9 | Industrial | Wood and Lumber Products | Existing | Space Heating | Natural Gas | HVAC - Duct Repair and Sealing | A | Incremental Winter Peak Savings (MW) | Achievable Economic TRC Potential | 0 | 0 | 0 | 0 | 0 | 0 | 0 | 0 | 0 | 0 | 0 | 0 | 0 | 0 | 0 | 0 | 0 | 0 | 0 | 0 | 0 | 0 | 0 | 0 | 0 | 0 | 0 | 0 | 0 | 0 | 0
F10_Industrial_Wood and Lumber Products_Existing_Space Heating_Natural Gas_HVAC - Duct Repair and Sealing_A_Achievable Economic TRC Potential | F10 | Industrial | Wood and Lumber Products | Existing | Space Heating | Natural Gas | HVAC - Duct Repair and Sealing | A | Cumulative Energy Savings (MWh or mTherms) | Achievable Economic TRC Potential | 0 | 0 | 0 | 0 | 0 | 0 | 0 | 0 | 0 | 0 | 0 | 0 | 0 | 0 | 0 | 0 | 0 | 0 | 0 | 0 | 0 | 0 | 0 | 0 | 0 | 0 | 0 | 0 | 0 | 0 | 0
F11_Industrial_Wood and Lumber Products_Existing_Space Heating_Natural Gas_HVAC - Duct Repair and Sealing_A_Achievable Economic TRC Potential | F11 | Industrial | Wood and Lumber Products | Existing | Space Heating | Natural Gas | HVAC - Duct Repair and Sealing | A | Cumulative Summer Peak Savings (MW) | Achievable Economic TRC Potential | 0 | 0 | 0 | 0 | 0 | 0 | 0 | 0 | 0 | 0 | 0 | 0 | 0 | 0 | 0 | 0 | 0 | 0 | 0 | 0 | 0 | 0 | 0 | 0 | 0 | 0 | 0 | 0 | 0 | 0 | 0
F12_Industrial_Wood and Lumber Products_Existing_Space Heating_Natural Gas_HVAC - Duct Repair and Sealing_A_Achievable Economic TRC Potential | F12 | Industrial | Wood and Lumber Products | Existing | Space Heating | Natural Gas | HVAC - Duct Repair and Sealing | A | Cumulative Winter Peak Savings (MW) | Achievable Economic TRC Potential | 0 | 0 | 0 | 0 | 0 | 0 | 0 | 0 | 0 | 0 | 0 | 0 | 0 | 0 | 0 | 0 | 0 | 0 | 0 | 0 | 0 | 0 | 0 | 0 | 0 | 0 | 0 | 0 | 0 | 0 | 0
F13_Industrial_Wood and Lumber Products_Existing_Space Heating_Natural Gas_HVAC - Duct Repair and Sealing_A_Achievable Economic TRC Potential | F13 | Industrial | Wood and Lumber Products | Existing | Space Heating | Natural Gas | HVAC - Duct Repair and Sealing | A | Purchases (Incremental) | Achievable Economic TRC Potential | 0 | 0 | 0 | 0 | 0 | 0 | 0 | 0 | 0 | 0 | 0 | 0 | 0 | 0 | 0 | 0 | 0 | 0 | 0 | 0 | 0 | 0 | 0 | 0 | 0 | 0 | 0 | 0 | 0 | 0 | 0
F14_Industrial_Wood and Lumber Products_Existing_Space Heating_Natural Gas_HVAC - Duct Repair and Sealing_A_Achievable Economic TRC Potential | F14 | Industrial | Wood and Lumber Products | Existing | Space Heating | Natural Gas | HVAC - Duct Repair and Sealing | A | Purchases (Cumulative) | Achievable Economic TRC Potential | 0 | 0 | 0 | 0 | 0 | 0 | 0 | 0 | 0 | 0 | 0 | 0 | 0 | 0 | 0 | 0 | 0 | 0 | 0 | 0 | 0 | 0 | 0 | 0 | 0 | 0 | 0 | 0 | 0 | 0 | 0
F1_Industrial_Wood and Lumber Products_Existing_Space Heating_Natural Gas_Windows - High Efficiency_A_Achievable Economic TRC Potential | F1 | Industrial | Wood and Lumber Products | Existing | Space Heating | Natural Gas | Windows - High Efficiency | A | Original Unit Energy Savings (kWh or therms) | Achievable Economic TRC Potential | 0 | 0 | 0 | 0 | 0 | 0.0056921 | 0.0056642 | 0.0056298 | 0.0055934 | 0.0055553 | 0.0055167 | 0.005477 | 0.0054375 | 0.0053982 | 0.0053557 | 0.0053164 | 0.0052777 | 0.0052417 | 0.0052081 | 0.0051754 | 0.0051445 | 0.005113 | 0.0050845 | 0.0050575 | 0.0050319 | 0.0050082 | 0.0049863 | 0.004966 | 0 | 0 | 0
F2_Industrial_Wood and Lumber Products_Existing_Space Heating_Natural Gas_Windows - High Efficiency_A_Achievable Economic TRC Potential | F2 | Industrial | Wood and Lumber Products | Existing | Space Heating | Natural Gas | Windows - High Efficiency | A | Original Unit Summer Peak Savings (kW) | Achievable Economic TRC Potential | 0 | 0 | 0 | 0 | 0 | 0 | 0 | 0 | 0 | 0 | 0 | 0 | 0 | 0 | 0 | 0 | 0 | 0 | 0 | 0 | 0 | 0 | 0 | 0 | 0 | 0 | 0 | 0 | 0 | 0 | 0
F3_Industrial_Wood and Lumber Products_Existing_Space Heating_Natural Gas_Windows - High Efficiency_A_Achievable Economic TRC Potential | F3 | Industrial | Wood and Lumber Products | Existing | Space Heating | Natural Gas | Windows - High Efficiency | A | Original Unit Winter Peak Savings (kW) | Achievable Economic TRC Potential | 0 | 0 | 0 | 0 | 0 | 0 | 0 | 0 | 0 | 0 | 0 | 0 | 0 | 0 | 0 | 0 | 0 | 0 | 0 | 0 | 0 | 0 | 0 | 0 | 0 | 0 | 0 | 0 | 0 | 0 | 0
F4_Industrial_Wood and Lumber Products_Existing_Space Heating_Natural Gas_Windows - High Efficiency_A_Achievable Economic TRC Potential | F4 | Industrial | Wood and Lumber Products | Existing | Space Heating | Natural Gas | Windows - High Efficiency | A | Standalone Impact on Baseline Energy (%) | Achievable Economic TRC Potential | 0% | 0% | 0% | 0% | 0% | 0% | 0% | 0% | 0% | 0% | 0% | 0% | 0% | 0% | 0% | 0% | 0% | 0% | 0% | 0% | 0% | 0% | 0% | 0% | 0 | 0 | 0 | 0 | 0 | 0 | 0
F5_Industrial_Wood and Lumber Products_Existing_Space Heating_Natural Gas_Windows - High Efficiency_A_Achievable Economic TRC Potential | F5 | Industrial | Wood and Lumber Products | Existing | Space Heating | Natural Gas | Windows - High Efficiency | A | Standalone Impact on Baseline Summer Peak (%) | Achievable Economic TRC Potential | 0% | 0% | 0% | 0% | 0% | 0% | 0% | 0% | 0% | 0% | 0% | 0% | 0% | 0% | 0% | 0% | 0% | 0% | 0% | 0% | 0% | 0% | 0% | 0% | 0 | 0 | 0 | 0 | 0 | 0 | 0
F6_Industrial_Wood and Lumber Products_Existing_Space Heating_Natural Gas_Windows - High Efficiency_A_Achievable Economic TRC Potential | F6 | Industrial | Wood and Lumber Products | Existing | Space Heating | Natural Gas | Windows - High Efficiency | A | Standalone Impact on Baseline Winter Peak (%) | Achievable Economic TRC Potential | 0% | 0% | 0% | 0% | 0% | 0% | 0% | 0% | 0% | 0% | 0% | 0% | 0% | 0% | 0% | 0% | 0% | 0% | 0% | 0% | 0% | 0% | 0% | 0% | 0 | 0 | 0 | 0 | 0 | 0 | 0
F7_Industrial_Wood and Lumber Products_Existing_Space Heating_Natural Gas_Windows - High Efficiency_A_Achievable Economic TRC Potential | F7 | Industrial | Wood and Lumber Products | Existing | Space Heating | Natural Gas | Windows - High Efficiency | A | Incremental Energy Savings (MWh or mTherms) | Achievable Economic TRC Potential | 0 | 0 | 0 | 0 | 0 | 0 | 0 | 0 | 0 | 0 | 0 | 0 | 0 | 0 | 0 | 0 | 0 | 0 | 0 | 0 | 0 | 0 | 0 | 0 | 0 | 0 | 0 | 0 | 0 | 0 | 0
F8_Industrial_Wood and Lumber Products_Existing_Space Heating_Natural Gas_Windows - High Efficiency_A_Achievable Economic TRC Potential | F8 | Industrial | Wood and Lumber Products | Existing | Space Heating | Natural Gas | Windows - High Efficiency | A | Incremental Summer Peak Savings (MW) | Achievable Economic TRC Potential | 0 | 0 | 0 | 0 | 0 | 0 | 0 | 0 | 0 | 0 | 0 | 0 | 0 | 0 | 0 | 0 | 0 | 0 | 0 | 0 | 0 | 0 | 0 | 0 | 0 | 0 | 0 | 0 | 0 | 0 | 0
F9_Industrial_Wood and Lumber Products_Existing_Space Heating_Natural Gas_Windows - High Efficiency_A_Achievable Economic TRC Potential | F9 | Industrial | Wood and Lumber Products | Existing | Space Heating | Natural Gas | Windows - High Efficiency | A | Incremental Winter Peak Savings (MW) | Achievable Economic TRC Potential | 0 | 0 | 0 | 0 | 0 | 0 | 0 | 0 | 0 | 0 | 0 | 0 | 0 | 0 | 0 | 0 | 0 | 0 | 0 | 0 | 0 | 0 | 0 | 0 | 0 | 0 | 0 | 0 | 0 | 0 | 0
F10_Industrial_Wood and Lumber Products_Existing_Space Heating_Natural Gas_Windows - High Efficiency_A_Achievable Economic TRC Potential | F10 | Industrial | Wood and Lumber Products | Existing | Space Heating | Natural Gas | Windows - High Efficiency | A | Cumulative Energy Savings (MWh or mTherms) | Achievable Economic TRC Potential | 0 | 0 | 0 | 0 | 0 | 0 | 0 | 0 | 0 | 0 | 0 | 0 | 0 | 0 | 0 | 0 | 0 | 0 | 0 | 0 | 0 | 0 | 0 | 0 | 0 | 0 | 0 | 0 | 0 | 0 | 0
F11_Industrial_Wood and Lumber Products_Existing_Space Heating_Natural Gas_Windows - High Efficiency_A_Achievable Economic TRC Potential | F11 | Industrial | Wood and Lumber Products | Existing | Space Heating | Natural Gas | Windows - High Efficiency | A | Cumulative Summer Peak Savings (MW) | Achievable Economic TRC Potential | 0 | 0 | 0 | 0 | 0 | 0 | 0 | 0 | 0 | 0 | 0 | 0 | 0 | 0 | 0 | 0 | 0 | 0 | 0 | 0 | 0 | 0 | 0 | 0 | 0 | 0 | 0 | 0 | 0 | 0 | 0
F12_Industrial_Wood and Lumber Products_Existing_Space Heating_Natural Gas_Windows - High Efficiency_A_Achievable Economic TRC Potential | F12 | Industrial | Wood and Lumber Products | Existing | Space Heating | Natural Gas | Windows - High Efficiency | A | Cumulative Winter Peak Savings (MW) | Achievable Economic TRC Potential | 0 | 0 | 0 | 0 | 0 | 0 | 0 | 0 | 0 | 0 | 0 | 0 | 0 | 0 | 0 | 0 | 0 | 0 | 0 | 0 | 0 | 0 | 0 | 0 | 0 | 0 | 0 | 0 | 0 | 0 | 0
F13_Industrial_Wood and Lumber Products_Existing_Space Heating_Natural Gas_Windows - High Efficiency_A_Achievable Economic TRC Potential | F13 | Industrial | Wood and Lumber Products | Existing | Space Heating | Natural Gas | Windows - High Efficiency | A | Purchases (Incremental) | Achievable Economic TRC Potential | 0 | 0 | 0 | 0 | 0 | 0 | 0 | 0 | 0 | 0 | 0 | 0 | 0 | 0 | 0 | 0 | 0 | 0 | 0 | 0 | 0 | 0 | 0 | 0 | 0 | 0 | 0 | 0 | 0 | 0 | 0
F14_Industrial_Wood and Lumber Products_Existing_Space Heating_Natural Gas_Windows - High Efficiency_A_Achievable Economic TRC Potential | F14 | Industrial | Wood and Lumber Products | Existing | Space Heating | Natural Gas | Windows - High Efficiency | A | Purchases (Cumulative) | Achievable Economic TRC Potential | 0 | 0 | 0 | 0 | 0 | 0 | 0 | 0 | 0 | 0 | 0 | 0 | 0 | 0 | 0 | 0 | 0 | 0 | 0 | 0 | 0 | 0 | 0 | 0 | 0 | 0 | 0 | 0 | 0 | 0 | 0
F1_Industrial_Wood and Lumber Products_Existing_Space Heating_Natural Gas_Gas Boiler - Maintenance_A_Achievable Economic TRC Potential | F1 | Industrial | Wood and Lumber Products | Existing | Space Heating | Natural Gas | Gas Boiler - Maintenance | A | Original Unit Energy Savings (kWh or therms) | Achievable Economic TRC Potential | 0 | 0 | 0 | 0 | 0 | 0.88497 | 0.87897 | 0.87301 | 0.86702 | 0.86105 | 0.85524 | 0.8495 | 0.84381 | 0.83819 | 0.83224 | 0.82678 | 0.82138 | 0.81607 | 0.81084 | 0.80559 | 0.80053 | 0.79526 | 0.79017 | 0.78524 | 0.78028 | 0.77575 | 0.77162 | 0.76785 | 0.76441 | 0.76127 | 0.75841
F2_Industrial_Wood and Lumber Products_Existing_Space Heating_Natural Gas_Gas Boiler - Maintenance_A_Achievable Economic TRC Potential | F2 | Industrial | Wood and Lumber Products | Existing | Space Heating | Natural Gas | Gas Boiler - Maintenance | A | Original Unit Summer Peak Savings (kW) | Achievable Economic TRC Potential | 0 | 0 | 0 | 0 | 0 | 0 | 0 | 0 | 0 | 0 | 0 | 0 | 0 | 0 | 0 | 0 | 0 | 0 | 0 | 0 | 0 | 0 | 0 | 0 | 0 | 0 | 0 | 0 | 0 | 0 | 0
F3_Industrial_Wood and Lumber Products_Existing_Space Heating_Natural Gas_Gas Boiler - Maintenance_A_Achievable Economic TRC Potential | F3 | Industrial | Wood and Lumber Products | Existing | Space Heating | Natural Gas | Gas Boiler - Maintenance | A | Original Unit Winter Peak Savings (kW) | Achievable Economic TRC Potential | 0 | 0 | 0 | 0 | 0 | 0 | 0 | 0 | 0 | 0 | 0 | 0 | 0 | 0 | 0 | 0 | 0 | 0 | 0 | 0 | 0 | 0 | 0 | 0 | 0 | 0 | 0 | 0 | 0 | 0 | 0
F4_Industrial_Wood and Lumber Products_Existing_Space Heating_Natural Gas_Gas Boiler - Maintenance_A_Achievable Economic TRC Potential | F4 | Industrial | Wood and Lumber Products | Existing | Space Heating | Natural Gas | Gas Boiler - Maintenance | A | Standalone Impact on Baseline Energy (%) | Achievable Economic TRC Potential | 0% | 0% | 0% | 0% | 0% | 0.004179% | 0.007097% | 0.009157% | 0.01072% | 0.01209% | 0.01344% | 0.01451% | 0.01542% | 0.01641% | 0.01698% | 0.01767% | 0.01808% | 0.01849% | 0.0189% | 0.01906% | 0.01931% | 0.01951% | 0.01969% | 0.01983% | 0.00019949 | 0.00019985 | 0.0002002 | 0.00020052 | 0 | 0 | 0
F5_Industrial_Wood and Lumber Products_Existing_Space Heating_Natural Gas_Gas Boiler - Maintenance_A_Achievable Economic TRC Potential | F5 | Industrial | Wood and Lumber Products | Existing | Space Heating | Natural Gas | Gas Boiler - Maintenance | A | Standalone Impact on Baseline Summer Peak (%) | Achievable Economic TRC Potential | 0% | 0% | 0% | 0% | 0% | 0% | 0% | 0% | 0% | 0% | 0% | 0% | 0% | 0% | 0% | 0% | 0% | 0% | 0% | 0% | 0% | 0% | 0% | 0% | 0 | 0 | 0 | 0 | 0 | 0 | 0
F6_Industrial_Wood and Lumber Products_Existing_Space Heating_Natural Gas_Gas Boiler - Maintenance_A_Achievable Economic TRC Potential | F6 | Industrial | Wood and Lumber Products | Existing | Space Heating | Natural Gas | Gas Boiler - Maintenance | A | Standalone Impact on Baseline Winter Peak (%) | Achievable Economic TRC Potential | 0% | 0% | 0% | 0% | 0% | 0% | 0% | 0% | 0% | 0% | 0% | 0% | 0% | 0% | 0% | 0% | 0% | 0% | 0% | 0% | 0% | 0% | 0% | 0% | 0 | 0 | 0 | 0 | 0 | 0 | 0
F7_Industrial_Wood and Lumber Products_Existing_Space Heating_Natural Gas_Gas Boiler - Maintenance_A_Achievable Economic TRC Potential | F7 | Industrial | Wood and Lumber Products | Existing | Space Heating | Natural Gas | Gas Boiler - Maintenance | A | Incremental Energy Savings (MWh or mTherms) | Achievable Economic TRC Potential | 0 | 0 | 0 | 0 | 0 | 0.0031791 | 0.002212 | 0.0015119 | 0.00117 | 0.0010189 | 0.00086463 | 0.00073372 | 0.00061794 | 0.00050966 | 0.00042604 | 0.0003498 | 0.00027068 | 0.00020839 | 0.00015982 | 0.00012381 | 0.0001125 | 8.7123e-05 | 7.4271e-05 | 6.1693e-05 | 4.9358e-05 | 0 | 0 | 0 | 0 | 0 | 0
F8_Industrial_Wood and Lumber Products_Existing_Space Heating_Natural Gas_Gas Boiler - Maintenance_A_Achievable Economic TRC Potential | F8 | Industrial | Wood and Lumber Products | Existing | Space Heating | Natural Gas | Gas Boiler - Maintenance | A | Incremental Summer Peak Savings (MW) | Achievable Economic TRC Potential | 0 | 0 | 0 | 0 | 0 | 0 | 0 | 0 | 0 | 0 | 0 | 0 | 0 | 0 | 0 | 0 | 0 | 0 | 0 | 0 | 0 | 0 | 0 | 0 | 0 | 0 | 0 | 0 | 0 | 0 | 0
F9_Industrial_Wood and Lumber Products_Existing_Space Heating_Natural Gas_Gas Boiler - Maintenance_A_Achievable Economic TRC Potential | F9 | Industrial | Wood and Lumber Products | Existing | Space Heating | Natural Gas | Gas Boiler - Maintenance | A | Incremental Winter Peak Savings (MW) | Achievable Economic TRC Potential | 0 | 0 | 0 | 0 | 0 | 0 | 0 | 0 | 0 | 0 | 0 | 0 | 0 | 0 | 0 | 0 | 0 | 0 | 0 | 0 | 0 | 0 | 0 | 0 | 0 | 0 | 0 | 0 | 0 | 0 | 0
F10_Industrial_Wood and Lumber Products_Existing_Space Heating_Natural Gas_Gas Boiler - Maintenance_A_Achievable Economic TRC Potential | F10 | Industrial | Wood and Lumber Products | Existing | Space Heating | Natural Gas | Gas Boiler - Maintenance | A | Cumulative Energy Savings (MWh or mTherms) | Achievable Economic TRC Potential | 0 | 0 | 0 | 0 | 0 | 0.0031791 | 0.0053695 | 0.006845 | 0.0079681 | 0.0089321 | 0.0097365 | 0.010405 | 0.010953 | 0.01139 | 0.011735 | 0.012008 | 0.0122 | 0.01233 | 0.01241 | 0.012454 | 0.012488 | 0.012493 | 0.012487 | 0.012471 | 0.012442 | 0.01237 | 0.012304 | 0.012244 | 0.012189 | 0.012139 | 0.012093
F11_Industrial_Wood and Lumber Products_Existing_Space Heating_Natural Gas_Gas Boiler - Maintenance_A_Achievable Economic TRC Potential | F11 | Industrial | Wood and Lumber Products | Existing | Space Heating | Natural Gas | Gas Boiler - Maintenance | A | Cumulative Summer Peak Savings (MW) | Achievable Economic TRC Potential | 0 | 0 | 0 | 0 | 0 | 0 | 0 | 0 | 0 | 0 | 0 | 0 | 0 | 0 | 0 | 0 | 0 | 0 | 0 | 0 | 0 | 0 | 0 | 0 | 0 | 0 | 0 | 0 | 0 | 0 | 0
F12_Industrial_Wood and Lumber Products_Existing_Space Heating_Natural Gas_Gas Boiler - Maintenance_A_Achievable Economic TRC Potential | F12 | Industrial | Wood and Lumber Products | Existing | Space Heating | Natural Gas | Gas Boiler - Maintenance | A | Cumulative Winter Peak Savings (MW) | Achievable Economic TRC Potential | 0 | 0 | 0 | 0 | 0 | 0 | 0 | 0 | 0 | 0 | 0 | 0 | 0 | 0 | 0 | 0 | 0 | 0 | 0 | 0 | 0 | 0 | 0 | 0 | 0 | 0 | 0 | 0 | 0 | 0 | 0
F13_Industrial_Wood and Lumber Products_Existing_Space Heating_Natural Gas_Gas Boiler - Maintenance_A_Achievable Economic TRC Potential | F13 | Industrial | Wood and Lumber Products | Existing | Space Heating | Natural Gas | Gas Boiler - Maintenance | A | Purchases (Incremental) | Achievable Economic TRC Potential | 0 | 0 | 0 | 0 | 0 | 3.5923 | 2.5165 | 1.7318 | 1.3495 | 1.1833 | 1.011 | 0.86372 | 0.73232 | 0.60805 | 0.51192 | 0.42309 | 0.32955 | 0.25536 | 0.1971 | 0.15368 | 0.14053 | 0.10955 | 0.093994 | 0.078565 | 0.063257 | 0 | 0 | 0 | 0 | 0 | 0
F14_Industrial_Wood and Lumber Products_Existing_Space Heating_Natural Gas_Gas Boiler - Maintenance_A_Achievable Economic TRC Potential | F14 | Industrial | Wood and Lumber Products | Existing | Space Heating | Natural Gas | Gas Boiler - Maintenance | A | Purchases (Cumulative) | Achievable Economic TRC Potential | 0 | 0 | 0 | 0 | 0 | 3.5923 | 6.1088 | 7.8407 | 9.1902 | 10.3735 | 11.3845 | 12.2482 | 12.9805 | 13.5886 | 14.1005 | 14.5236 | 14.8531 | 15.1085 | 15.3056 | 15.4593 | 15.5998 | 15.7094 | 15.8033 | 15.8819 | 15.9452 | 15.9452 | 15.9452 | 15.9452 | 15.9452 | 15.9452 | 15.9452
F1_Industrial_Wood and Lumber Products_Existing_Process_Natural Gas_Gas Boiler - Maintenance_A_Achievable Economic TRC Potential | F1 | Industrial | Wood and Lumber Products | Existing | Process | Natural Gas | Gas Boiler - Maintenance | A | Original Unit Energy Savings (kWh or therms) | Achievable Economic TRC Potential | 0 | 0 | 0 | 0 | 0 | 6.3264 | 6.3264 | 6.3264 | 6.3264 | 6.3264 | 6.3264 | 6.3264 | 6.3264 | 6.3264 | 6.3264 | 6.3264 | 6.3264 | 6.3264 | 6.3264 | 6.3264 | 6.3264 | 6.3264 | 6.3264 | 6.3264 | 6.3264 | 6.3264 | 6.3264 | 6.3264 | 6.3264 | 6.3264 | 6.3264
F2_Industrial_Wood and Lumber Products_Existing_Process_Natural Gas_Gas Boiler - Maintenance_A_Achievable Economic TRC Potential | F2 | Industrial | Wood and Lumber Products | Existing | Process | Natural Gas | Gas Boiler - Maintenance | A | Original Unit Summer Peak Savings (kW) | Achievable Economic TRC Potential | 0 | 0 | 0 | 0 | 0 | 0 | 0 | 0 | 0 | 0 | 0 | 0 | 0 | 0 | 0 | 0 | 0 | 0 | 0 | 0 | 0 | 0 | 0 | 0 | 0 | 0 | 0 | 0 | 0 | 0 | 0
F3_Industrial_Wood and Lumber Products_Existing_Process_Natural Gas_Gas Boiler - Maintenance_A_Achievable Economic TRC Potential | F3 | Industrial | Wood and Lumber Products | Existing | Process | Natural Gas | Gas Boiler - Maintenance | A | Original Unit Winter Peak Savings (kW) | Achievable Economic TRC Potential | 0 | 0 | 0 | 0 | 0 | 0 | 0 | 0 | 0 | 0 | 0 | 0 | 0 | 0 | 0 | 0 | 0 | 0 | 0 | 0 | 0 | 0 | 0 | 0 | 0 | 0 | 0 | 0 | 0 | 0 | 0
F4_Industrial_Wood and Lumber Products_Existing_Process_Natural Gas_Gas Boiler - Maintenance_A_Achievable Economic TRC Potential | F4 | Industrial | Wood and Lumber Products | Existing | Process | Natural Gas | Gas Boiler - Maintenance | A | Standalone Impact on Baseline Energy (%) | Achievable Economic TRC Potential | 0% | 0% | 0% | 0% | 0% | 0.01429% | 0.02432% | 0.0314% | 0.03679% | 0.04149% | 0.04612% | 0.04975% | 0.05283% | 0.0562% | 0.0581% | 0.06042% | 0.06178% | 0.06316% | 0.06456% | 0.06513% | 0.066% | 0.06672% | 0.06736% | 0.06793% | 0.00068416 | 0.00068615 | 0.00068799 | 0.00068966 | 0 | 0 | 0
F5_Industrial_Wood and Lumber Products_Existing_Process_Natural Gas_Gas Boiler - Maintenance_A_Achievable Economic TRC Potential | F5 | Industrial | Wood and Lumber Products | Existing | Process | Natural Gas | Gas Boiler - Maintenance | A | Standalone Impact on Baseline Summer Peak (%) | Achievable Economic TRC Potential | 0% | 0% | 0% | 0% | 0% | 0% | 0% | 0% | 0% | 0% | 0% | 0% | 0% | 0% | 0% | 0% | 0% | 0% | 0% | 0% | 0% | 0% | 0% | 0% | 0 | 0 | 0 | 0 | 0 | 0 | 0
F6_Industrial_Wood and Lumber Products_Existing_Process_Natural Gas_Gas Boiler - Maintenance_A_Achievable Economic TRC Potential | F6 | Industrial | Wood and Lumber Products | Existing | Process | Natural Gas | Gas Boiler - Maintenance | A | Standalone Impact on Baseline Winter Peak (%) | Achievable Economic TRC Potential | 0% | 0% | 0% | 0% | 0% | 0% | 0% | 0% | 0% | 0% | 0% | 0% | 0% | 0% | 0% | 0% | 0% | 0% | 0% | 0% | 0% | 0% | 0% | 0% | 0 | 0 | 0 | 0 | 0 | 0 | 0
F7_Industrial_Wood and Lumber Products_Existing_Process_Natural Gas_Gas Boiler - Maintenance_A_Achievable Economic TRC Potential | F7 | Industrial | Wood and Lumber Products | Existing | Process | Natural Gas | Gas Boiler - Maintenance | A | Incremental Energy Savings (MWh or mTherms) | Achievable Economic TRC Potential | 0 | 0 | 0 | 0 | 0 | 0.078225 | 0.054799 | 0.037712 | 0.029386 | 0.025768 | 0.022015 | 0.018808 | 0.015947 | 0.013241 | 0.011148 | 0.0092131 | 0.0071761 | 0.0055606 | 0.004292 | 0.0033466 | 0.0030602 | 0.0023856 | 0.0020468 | 0.0017108 | 0.0013775 | 0 | 0 | 0 | 0 | 0 | 0
F8_Industrial_Wood and Lumber Products_Existing_Process_Natural Gas_Gas Boiler - Maintenance_A_Achievable Economic TRC Potential | F8 | Industrial | Wood and Lumber Products | Existing | Process | Natural Gas | Gas Boiler - Maintenance | A | Incremental Summer Peak Savings (MW) | Achievable Economic TRC Potential | 0 | 0 | 0 | 0 | 0 | 0 | 0 | 0 | 0 | 0 | 0 | 0 | 0 | 0 | 0 | 0 | 0 | 0 | 0 | 0 | 0 | 0 | 0 | 0 | 0 | 0 | 0 | 0 | 0 | 0 | 0
F9_Industrial_Wood and Lumber Products_Existing_Process_Natural Gas_Gas Boiler - Maintenance_A_Achievable Economic TRC Potential | F9 | Industrial | Wood and Lumber Products | Existing | Process | Natural Gas | Gas Boiler - Maintenance | A | Incremental Winter Peak Savings (MW) | Achievable Economic TRC Potential | 0 | 0 | 0 | 0 | 0 | 0 | 0 | 0 | 0 | 0 | 0 | 0 | 0 | 0 | 0 | 0 | 0 | 0 | 0 | 0 | 0 | 0 | 0 | 0 | 0 | 0 | 0 | 0 | 0 | 0 | 0
F10_Industrial_Wood and Lumber Products_Existing_Process_Natural Gas_Gas Boiler - Maintenance_A_Achievable Economic TRC Potential | F10 | Industrial | Wood and Lumber Products | Existing | Process | Natural Gas | Gas Boiler - Maintenance | A | Cumulative Energy Savings (MWh or mTherms) | Achievable Economic TRC Potential | 0 | 0 | 0 | 0 | 0 | 0.078225 | 0.13302 | 0.17074 | 0.20012 | 0.22589 | 0.24791 | 0.26671 | 0.28266 | 0.2959 | 0.30705 | 0.31626 | 0.32344 | 0.329 | 0.33329 | 0.33664 | 0.3397 | 0.34208 | 0.34413 | 0.34584 | 0.34722 | 0.34722 | 0.34722 | 0.34722 | 0.34722 | 0.34722 | 0.34722
F11_Industrial_Wood and Lumber Products_Existing_Process_Natural Gas_Gas Boiler - Maintenance_A_Achievable Economic TRC Potential | F11 | Industrial | Wood and Lumber Products | Existing | Process | Natural Gas | Gas Boiler - Maintenance | A | Cumulative Summer Peak Savings (MW) | Achievable Economic TRC Potential | 0 | 0 | 0 | 0 | 0 | 0 | 0 | 0 | 0 | 0 | 0 | 0 | 0 | 0 | 0 | 0 | 0 | 0 | 0 | 0 | 0 | 0 | 0 | 0 | 0 | 0 | 0 | 0 | 0 | 0 | 0
F12_Industrial_Wood and Lumber Products_Existing_Process_Natural Gas_Gas Boiler - Maintenance_A_Achievable Economic TRC Potential | F12 | Industrial | Wood and Lumber Products | Existing | Process | Natural Gas | Gas Boiler - Maintenance | A | Cumulative Winter Peak Savings (MW) | Achievable Economic TRC Potential | 0 | 0 | 0 | 0 | 0 | 0 | 0 | 0 | 0 | 0 | 0 | 0 | 0 | 0 | 0 | 0 | 0 | 0 | 0 | 0 | 0 | 0 | 0 | 0 | 0 | 0 | 0 | 0 | 0 | 0 | 0
F13_Industrial_Wood and Lumber Products_Existing_Process_Natural Gas_Gas Boiler - Maintenance_A_Achievable Economic TRC Potential | F13 | Industrial | Wood and Lumber Products | Existing | Process | Natural Gas | Gas Boiler - Maintenance | A | Purchases (Incremental) | Achievable Economic TRC Potential | 0 | 0 | 0 | 0 | 0 | 12.3649 | 8.662 | 5.9611 | 4.645 | 4.0731 | 3.4798 | 2.973 | 2.5207 | 2.0929 | 1.7621 | 1.4563 | 1.1343 | 0.87896 | 0.67843 | 0.52899 | 0.48371 | 0.37709 | 0.32353 | 0.27043 | 0.21773 | 0 | 0 | 0 | 0 | 0 | 0
F14_Industrial_Wood and Lumber Products_Existing_Process_Natural Gas_Gas Boiler - Maintenance_A_Achievable Economic TRC Potential | F14 | Industrial | Wood and Lumber Products | Existing | Process | Natural Gas | Gas Boiler - Maintenance | A | Purchases (Cumulative) | Achievable Economic TRC Potential | 0 | 0 | 0 | 0 | 0 | 12.3649 | 21.0269 | 26.988 | 31.633 | 35.7061 | 39.186 | 42.1589 | 44.6796 | 46.7726 | 48.5346 | 49.9909 | 51.1253 | 52.0042 | 52.6827 | 53.2116 | 53.6954 | 54.0724 | 54.396 | 54.6664 | 54.8841 | 54.8841 | 54.8841 | 54.8841 | 54.8841 | 54.8841 | 54.8841
F1_Industrial_Wood and Lumber Products_Existing_Space Heating_Natural Gas_Gas Furnace - Maintenance_A_Achievable Economic TRC Potential | F1 | Industrial | Wood and Lumber Products | Existing | Space Heating | Natural Gas | Gas Furnace - Maintenance | A | Original Unit Energy Savings (kWh or therms) | Achievable Economic TRC Potential | 0 | 0 | 0 | 0 | 0 | 0.0091939 | 0.0091109 | 0.0090054 | 0.0088982 | 0.0087907 | 0.0086854 | 0.0085811 | 0.0084829 | 0.0083904 | 0.0082972 | 0.0082156 | 0.0081386 | 0.0080664 | 0.0079984 | 0.0079296 | 0.007863 | 0.0077967 | 0.0077284 | 0.0076628 | 0.0075997 | 0.0075405 | 0.0074852 | 0.0074333 | 0.0073847 | 0.0073392 | 0.0072965
F2_Industrial_Wood and Lumber Products_Existing_Space Heating_Natural Gas_Gas Furnace - Maintenance_A_Achievable Economic TRC Potential | F2 | Industrial | Wood and Lumber Products | Existing | Space Heating | Natural Gas | Gas Furnace - Maintenance | A | Original Unit Summer Peak Savings (kW) | Achievable Economic TRC Potential | 0 | 0 | 0 | 0 | 0 | 0 | 0 | 0 | 0 | 0 | 0 | 0 | 0 | 0 | 0 | 0 | 0 | 0 | 0 | 0 | 0 | 0 | 0 | 0 | 0 | 0 | 0 | 0 | 0 | 0 | 0
F3_Industrial_Wood and Lumber Products_Existing_Space Heating_Natural Gas_Gas Furnace - Maintenance_A_Achievable Economic TRC Potential | F3 | Industrial | Wood and Lumber Products | Existing | Space Heating | Natural Gas | Gas Furnace - Maintenance | A | Original Unit Winter Peak Savings (kW) | Achievable Economic TRC Potential | 0 | 0 | 0 | 0 | 0 | 0 | 0 | 0 | 0 | 0 | 0 | 0 | 0 | 0 | 0 | 0 | 0 | 0 | 0 | 0 | 0 | 0 | 0 | 0 | 0 | 0 | 0 | 0 | 0 | 0 | 0
F4_Industrial_Wood and Lumber Products_Existing_Space Heating_Natural Gas_Gas Furnace - Maintenance_A_Achievable Economic TRC Potential | F4 | Industrial | Wood and Lumber Products | Existing | Space Heating | Natural Gas | Gas Furnace - Maintenance | A | Standalone Impact on Baseline Energy (%) | Achievable Economic TRC Potential | 0% | 0% | 0% | 0% | 0% | 7.333e-05% | 0.0001243% | 0.0001595% | 0.0001859% | 0.0002085% | 0.0002306% | 0.0002476% | 0.0002618% | 0.0002775% | 0.0002859% | 0.0002965% | 0.0003026% | 0.0003087% | 0.0003149% | 0.000317% | 0.0003204% | 0.0003231% | 0.0003252% | 0.0003269% | 3.2818e-06 | 3.2813e-06 | 3.2802e-06 | 3.2788e-06 | 0 | 0 | 0
F5_Industrial_Wood and Lumber Products_Existing_Space Heating_Natural Gas_Gas Furnace - Maintenance_A_Achievable Economic TRC Potential | F5 | Industrial | Wood and Lumber Products | Existing | Space Heating | Natural Gas | Gas Furnace - Maintenance | A | Standalone Impact on Baseline Summer Peak (%) | Achievable Economic TRC Potential | 0% | 0% | 0% | 0% | 0% | 0% | 0% | 0% | 0% | 0% | 0% | 0% | 0% | 0% | 0% | 0% | 0% | 0% | 0% | 0% | 0% | 0% | 0% | 0% | 0 | 0 | 0 | 0 | 0 | 0 | 0
F6_Industrial_Wood and Lumber Products_Existing_Space Heating_Natural Gas_Gas Furnace - Maintenance_A_Achievable Economic TRC Potential | F6 | Industrial | Wood and Lumber Products | Existing | Space Heating | Natural Gas | Gas Furnace - Maintenance | A | Standalone Impact on Baseline Winter Peak (%) | Achievable Economic TRC Potential | 0% | 0% | 0% | 0% | 0% | 0% | 0% | 0% | 0% | 0% | 0% | 0% | 0% | 0% | 0% | 0% | 0% | 0% | 0% | 0% | 0% | 0% | 0% | 0% | 0 | 0 | 0 | 0 | 0 | 0 | 0
F7_Industrial_Wood and Lumber Products_Existing_Space Heating_Natural Gas_Gas Furnace - Maintenance_A_Achievable Economic TRC Potential | F7 | Industrial | Wood and Lumber Products | Existing | Space Heating | Natural Gas | Gas Furnace - Maintenance | A | Incremental Energy Savings (MWh or mTherms) | Achievable Economic TRC Potential | 0 | 0 | 0 | 0 | 0 | 5.5786e-05 | 3.8727e-05 | 2.6343e-05 | 2.0283e-05 | 1.757e-05 | 1.4831e-05 | 1.2519e-05 | 1.0493e-05 | 8.6174e-06 | 7.1744e-06 | 5.8712e-06 | 4.5302e-06 | 3.4792e-06 | 2.6628e-06 | 2.0584e-06 | 1.8664e-06 | 1.4427e-06 | 1.227e-06 | 1.0169e-06 | 8.1199e-07 | 0 | 0 | 0 | 0 | 0 | 0
F8_Industrial_Wood and Lumber Products_Existing_Space Heating_Natural Gas_Gas Furnace - Maintenance_A_Achievable Economic TRC Potential | F8 | Industrial | Wood and Lumber Products | Existing | Space Heating | Natural Gas | Gas Furnace - Maintenance | A | Incremental Summer Peak Savings (MW) | Achievable Economic TRC Potential | 0 | 0 | 0 | 0 | 0 | 0 | 0 | 0 | 0 | 0 | 0 | 0 | 0 | 0 | 0 | 0 | 0 | 0 | 0 | 0 | 0 | 0 | 0 | 0 | 0 | 0 | 0 | 0 | 0 | 0 | 0
F9_Industrial_Wood and Lumber Products_Existing_Space Heating_Natural Gas_Gas Furnace - Maintenance_A_Achievable Economic TRC Potential | F9 | Industrial | Wood and Lumber Products | Existing | Space Heating | Natural Gas | Gas Furnace - Maintenance | A | Incremental Winter Peak Savings (MW) | Achievable Economic TRC Potential | 0 | 0 | 0 | 0 | 0 | 0 | 0 | 0 | 0 | 0 | 0 | 0 | 0 | 0 | 0 | 0 | 0 | 0 | 0 | 0 | 0 | 0 | 0 | 0 | 0 | 0 | 0 | 0 | 0 | 0 | 0
F10_Industrial_Wood and Lumber Products_Existing_Space Heating_Natural Gas_Gas Furnace - Maintenance_A_Achievable Economic TRC Potential | F10 | Industrial | Wood and Lumber Products | Existing | Space Heating | Natural Gas | Gas Furnace - Maintenance | A | Cumulative Energy Savings (MWh or mTherms) | Achievable Economic TRC Potential | 0 | 0 | 0 | 0 | 0 | 5.5786e-05 | 9.4009e-05 | 0.00011926 | 0.00013813 | 0.00015403 | 0.00016701 | 0.00017753 | 0.00018599 | 0.00019258 | 0.00019761 | 0.00020154 | 0.00020418 | 0.00020585 | 0.00020678 | 0.00020706 | 0.00020718 | 0.00020688 | 0.00020629 | 0.00020556 | 0.00020468 | 0.00020309 | 0.0002016 | 0.0002002 | 0.00019889 | 0.00019766 | 0.00019651
F11_Industrial_Wood and Lumber Products_Existing_Space Heating_Natural Gas_Gas Furnace - Maintenance_A_Achievable Economic TRC Potential | F11 | Industrial | Wood and Lumber Products | Existing | Space Heating | Natural Gas | Gas Furnace - Maintenance | A | Cumulative Summer Peak Savings (MW) | Achievable Economic TRC Potential | 0 | 0 | 0 | 0 | 0 | 0 | 0 | 0 | 0 | 0 | 0 | 0 | 0 | 0 | 0 | 0 | 0 | 0 | 0 | 0 | 0 | 0 | 0 | 0 | 0 | 0 | 0 | 0 | 0 | 0 | 0
F12_Industrial_Wood and Lumber Products_Existing_Space Heating_Natural Gas_Gas Furnace - Maintenance_A_Achievable Economic TRC Potential | F12 | Industrial | Wood and Lumber Products | Existing | Space Heating | Natural Gas | Gas Furnace - Maintenance | A | Cumulative Winter Peak Savings (MW) | Achievable Economic TRC Potential | 0 | 0 | 0 | 0 | 0 | 0 | 0 | 0 | 0 | 0 | 0 | 0 | 0 | 0 | 0 | 0 | 0 | 0 | 0 | 0 | 0 | 0 | 0 | 0 | 0 | 0 | 0 | 0 | 0 | 0 | 0
F13_Industrial_Wood and Lumber Products_Existing_Space Heating_Natural Gas_Gas Furnace - Maintenance_A_Achievable Economic TRC Potential | F13 | Industrial | Wood and Lumber Products | Existing | Space Heating | Natural Gas | Gas Furnace - Maintenance | A | Purchases (Incremental) | Achievable Economic TRC Potential | 0 | 0 | 0 | 0 | 0 | 6.0677 | 4.2506 | 2.9252 | 2.2794 | 1.9987 | 1.7076 | 1.4589 | 1.237 | 1.027 | 0.86468 | 0.71463 | 0.55663 | 0.43132 | 0.33292 | 0.25958 | 0.23737 | 0.18504 | 0.15876 | 0.1327 | 0.10685 | 0 | 0 | 0 | 0 | 0 | 0
F14_Industrial_Wood and Lumber Products_Existing_Space Heating_Natural Gas_Gas Furnace - Maintenance_A_Achievable Economic TRC Potential | F14 | Industrial | Wood and Lumber Products | Existing | Space Heating | Natural Gas | Gas Furnace - Maintenance | A | Purchases (Cumulative) | Achievable Economic TRC Potential | 0 | 0 | 0 | 0 | 0 | 6.0677 | 10.3183 | 13.2435 | 15.5229 | 17.5217 | 19.2293 | 20.6882 | 21.9251 | 22.9522 | 23.8168 | 24.5315 | 25.0881 | 25.5194 | 25.8523 | 26.1119 | 26.3493 | 26.5343 | 26.6931 | 26.8258 | 26.9326 | 26.9326 | 26.9326 | 26.9326 | 26.9326 | 26.9326 | 26.9326
F1_Industrial_Wood and Lumber Products_Existing_Space Heating_Natural Gas_Gas Boiler - Hot Water Reset_A_Achievable Economic TRC Potential | F1 | Industrial | Wood and Lumber Products | Existing | Space Heating | Natural Gas | Gas Boiler - Hot Water Reset | A | Original Unit Energy Savings (kWh or therms) | Achievable Economic TRC Potential | 0 | 0 | 0 | 0 | 0 | 3.2181 | 3.1963 | 3.1746 | 3.1528 | 3.1311 | 3.11 | 3.0891 | 3.0684 | 3.048 | 3.0263 | 3.0065 | 2.9868 | 2.9675 | 2.9485 | 2.9294 | 2.911 | 2.8918 | 2.8733 | 2.8554 | 2.8374 | 2.8209 | 2.8059 | 2.7922 | 2.7797 | 2.7683 | 2.7578
F2_Industrial_Wood and Lumber Products_Existing_Space Heating_Natural Gas_Gas Boiler - Hot Water Reset_A_Achievable Economic TRC Potential | F2 | Industrial | Wood and Lumber Products | Existing | Space Heating | Natural Gas | Gas Boiler - Hot Water Reset | A | Original Unit Summer Peak Savings (kW) | Achievable Economic TRC Potential | 0 | 0 | 0 | 0 | 0 | 0 | 0 | 0 | 0 | 0 | 0 | 0 | 0 | 0 | 0 | 0 | 0 | 0 | 0 | 0 | 0 | 0 | 0 | 0 | 0 | 0 | 0 | 0 | 0 | 0 | 0
F3_Industrial_Wood and Lumber Products_Existing_Space Heating_Natural Gas_Gas Boiler - Hot Water Reset_A_Achievable Economic TRC Potential | F3 | Industrial | Wood and Lumber Products | Existing | Space Heating | Natural Gas | Gas Boiler - Hot Water Reset | A | Original Unit Winter Peak Savings (kW) | Achievable Economic TRC Potential | 0 | 0 | 0 | 0 | 0 | 0 | 0 | 0 | 0 | 0 | 0 | 0 | 0 | 0 | 0 | 0 | 0 | 0 | 0 | 0 | 0 | 0 | 0 | 0 | 0 | 0 | 0 | 0 | 0 | 0 | 0
F4_Industrial_Wood and Lumber Products_Existing_Space Heating_Natural Gas_Gas Boiler - Hot Water Reset_A_Achievable Economic TRC Potential | F4 | Industrial | Wood and Lumber Products | Existing | Space Heating | Natural Gas | Gas Boiler - Hot Water Reset | A | Standalone Impact on Baseline Energy (%) | Achievable Economic TRC Potential | 0% | 0% | 0% | 0% | 0% | 0.007385% | 0.01643% | 0.02758% | 0.0404% | 0.05501% | 0.07286% | 0.09189% | 0.1113% | 0.1313% | 0.1465% | 0.1601% | 0.1682% | 0.1738% | 0.1776% | 0.1783% | 0.1793% | 0.18% | 0.1805% | 0.181% | 0.0018133 | 0.0018166 | 0.0018197 | 0.0018227 | 0 | 0 | 0
F5_Industrial_Wood and Lumber Products_Existing_Space Heating_Natural Gas_Gas Boiler - Hot Water Reset_A_Achievable Economic TRC Potential | F5 | Industrial | Wood and Lumber Products | Existing | Space Heating | Natural Gas | Gas Boiler - Hot Water Reset | A | Standalone Impact on Baseline Summer Peak (%) | Achievable Economic TRC Potential | 0% | 0% | 0% | 0% | 0% | 0% | 0% | 0% | 0% | 0% | 0% | 0% | 0% | 0% | 0% | 0% | 0% | 0% | 0% | 0% | 0% | 0% | 0% | 0% | 0 | 0 | 0 | 0 | 0 | 0 | 0
F6_Industrial_Wood and Lumber Products_Existing_Space Heating_Natural Gas_Gas Boiler - Hot Water Reset_A_Achievable Economic TRC Potential | F6 | Industrial | Wood and Lumber Products | Existing | Space Heating | Natural Gas | Gas Boiler - Hot Water Reset | A | Standalone Impact on Baseline Winter Peak (%) | Achievable Economic TRC Potential | 0% | 0% | 0% | 0% | 0% | 0% | 0% | 0% | 0% | 0% | 0% | 0% | 0% | 0% | 0% | 0% | 0% | 0% | 0% | 0% | 0% | 0% | 0% | 0% | 0 | 0 | 0 | 0 | 0 | 0 | 0
F7_Industrial_Wood and Lumber Products_Existing_Space Heating_Natural Gas_Gas Boiler - Hot Water Reset_A_Achievable Economic TRC Potential | F7 | Industrial | Wood and Lumber Products | Existing | Space Heating | Natural Gas | Gas Boiler - Hot Water Reset | A | Incremental Energy Savings (MWh or mTherms) | Achievable Economic TRC Potential | 0 | 0 | 0 | 0 | 0 | 0.0056181 | 0.0068477 | 0.0082736 | 0.0095436 | 0.01082 | 0.012405 | 0.01348 | 0.013651 | 0.012575 | 0.010774 | 0.0082036 | 0.0053946 | 0.0030964 | 0.0014681 | 0.00061783 | 0.00022233 | 6.872e-05 | 1.4828e-05 | 2.4138e-06 | 2.8701e-07 | 0 | 0 | 0 | 0 | 0 | 0
F8_Industrial_Wood and Lumber Products_Existing_Space Heating_Natural Gas_Gas Boiler - Hot Water Reset_A_Achievable Economic TRC Potential | F8 | Industrial | Wood and Lumber Products | Existing | Space Heating | Natural Gas | Gas Boiler - Hot Water Reset | A | Incremental Summer Peak Savings (MW) | Achievable Economic TRC Potential | 0 | 0 | 0 | 0 | 0 | 0 | 0 | 0 | 0 | 0 | 0 | 0 | 0 | 0 | 0 | 0 | 0 | 0 | 0 | 0 | 0 | 0 | 0 | 0 | 0 | 0 | 0 | 0 | 0 | 0 | 0
F9_Industrial_Wood and Lumber Products_Existing_Space Heating_Natural Gas_Gas Boiler - Hot Water Reset_A_Achievable Economic TRC Potential | F9 | Industrial | Wood and Lumber Products | Existing | Space Heating | Natural Gas | Gas Boiler - Hot Water Reset | A | Incremental Winter Peak Savings (MW) | Achievable Economic TRC Potential | 0 | 0 | 0 | 0 | 0 | 0 | 0 | 0 | 0 | 0 | 0 | 0 | 0 | 0 | 0 | 0 | 0 | 0 | 0 | 0 | 0 | 0 | 0 | 0 | 0 | 0 | 0 | 0 | 0 | 0 | 0
F10_Industrial_Wood and Lumber Products_Existing_Space Heating_Natural Gas_Gas Boiler - Hot Water Reset_A_Achievable Economic TRC Potential | F10 | Industrial | Wood and Lumber Products | Existing | Space Heating | Natural Gas | Gas Boiler - Hot Water Reset | A | Cumulative Energy Savings (MWh or mTherms) | Achievable Economic TRC Potential | 0 | 0 | 0 | 0 | 0 | 0.0056181 | 0.012428 | 0.020617 | 0.030019 | 0.040632 | 0.052763 | 0.065888 | 0.079098 | 0.091146 | 0.10127 | 0.10881 | 0.1135 | 0.11586 | 0.11658 | 0.11645 | 0.11594 | 0.11524 | 0.11452 | 0.11381 | 0.11309 | 0.11243 | 0.11184 | 0.11129 | 0.11079 | 0.11034 | 0.10992
F11_Industrial_Wood and Lumber Products_Existing_Space Heating_Natural Gas_Gas Boiler - Hot Water Reset_A_Achievable Economic TRC Potential | F11 | Industrial | Wood and Lumber Products | Existing | Space Heating | Natural Gas | Gas Boiler - Hot Water Reset | A | Cumulative Summer Peak Savings (MW) | Achievable Economic TRC Potential | 0 | 0 | 0 | 0 | 0 | 0 | 0 | 0 | 0 | 0 | 0 | 0 | 0 | 0 | 0 | 0 | 0 | 0 | 0 | 0 | 0 | 0 | 0 | 0 | 0 | 0 | 0 | 0 | 0 | 0 | 0
F12_Industrial_Wood and Lumber Products_Existing_Space Heating_Natural Gas_Gas Boiler - Hot Water Reset_A_Achievable Economic TRC Potential | F12 | Industrial | Wood and Lumber Products | Existing | Space Heating | Natural Gas | Gas Boiler - Hot Water Reset | A | Cumulative Winter Peak Savings (MW) | Achievable Economic TRC Potential | 0 | 0 | 0 | 0 | 0 | 0 | 0 | 0 | 0 | 0 | 0 | 0 | 0 | 0 | 0 | 0 | 0 | 0 | 0 | 0 | 0 | 0 | 0 | 0 | 0 | 0 | 0 | 0 | 0 | 0 | 0
F13_Industrial_Wood and Lumber Products_Existing_Space Heating_Natural Gas_Gas Boiler - Hot Water Reset_A_Achievable Economic TRC Potential | F13 | Industrial | Wood and Lumber Products | Existing | Space Heating | Natural Gas | Gas Boiler - Hot Water Reset | A | Purchases (Incremental) | Achievable Economic TRC Potential | 0 | 0 | 0 | 0 | 0 | 1.7458 | 2.1424 | 2.6062 | 3.027 | 3.4556 | 3.9887 | 4.3637 | 4.4488 | 4.1258 | 3.5601 | 2.7287 | 1.8061 | 1.0434 | 0.49791 | 0.2109 | 0.076375 | 0.023763 | 0.0051605 | 0.00084536 | 0.00010115 | 0 | 0 | 0 | 0 | 0 | 0
F14_Industrial_Wood and Lumber Products_Existing_Space Heating_Natural Gas_Gas Boiler - Hot Water Reset_A_Achievable Economic TRC Potential | F14 | Industrial | Wood and Lumber Products | Existing | Space Heating | Natural Gas | Gas Boiler - Hot Water Reset | A | Purchases (Cumulative) | Achievable Economic TRC Potential | 0 | 0 | 0 | 0 | 0 | 1.7458 | 3.8882 | 6.4944 | 9.5215 | 12.977 | 16.9657 | 21.3294 | 25.7782 | 29.904 | 33.4641 | 36.1927 | 37.9988 | 39.0423 | 39.5402 | 39.7511 | 39.8274 | 39.8512 | 39.8564 | 39.8572 | 39.8573 | 39.8573 | 39.8573 | 39.8573 | 39.8573 | 39.8573 | 39.8573
F1_Industrial_Wood and Lumber Products_Existing_Process_Natural Gas_Gas Boiler - Hot Water Reset_A_Achievable Economic TRC Potential | F1 | Industrial | Wood and Lumber Products | Existing | Process | Natural Gas | Gas Boiler - Hot Water Reset | A | Original Unit Energy Savings (kWh or therms) | Achievable Economic TRC Potential | 0 | 0 | 0 | 0 | 0 | 11.5025 | 11.5025 | 11.5025 | 11.5025 | 11.5025 | 11.5025 | 11.5025 | 11.5025 | 11.5025 | 11.5025 | 11.5025 | 11.5025 | 11.5025 | 11.5025 | 11.5025 | 11.5025 | 11.5025 | 11.5025 | 11.5025 | 11.5025 | 11.5025 | 11.5025 | 11.5025 | 11.5025 | 11.5025 | 11.5025
F2_Industrial_Wood and Lumber Products_Existing_Process_Natural Gas_Gas Boiler - Hot Water Reset_A_Achievable Economic TRC Potential | F2 | Industrial | Wood and Lumber Products | Existing | Process | Natural Gas | Gas Boiler - Hot Water Reset | A | Original Unit Summer Peak Savings (kW) | Achievable Economic TRC Potential | 0 | 0 | 0 | 0 | 0 | 0 | 0 | 0 | 0 | 0 | 0 | 0 | 0 | 0 | 0 | 0 | 0 | 0 | 0 | 0 | 0 | 0 | 0 | 0 | 0 | 0 | 0 | 0 | 0 | 0 | 0
F3_Industrial_Wood and Lumber Products_Existing_Process_Natural Gas_Gas Boiler - Hot Water Reset_A_Achievable Economic TRC Potential | F3 | Industrial | Wood and Lumber Products | Existing | Process | Natural Gas | Gas Boiler - Hot Water Reset | A | Original Unit Winter Peak Savings (kW) | Achievable Economic TRC Potential | 0 | 0 | 0 | 0 | 0 | 0 | 0 | 0 | 0 | 0 | 0 | 0 | 0 | 0 | 0 | 0 | 0 | 0 | 0 | 0 | 0 | 0 | 0 | 0 | 0 | 0 | 0 | 0 | 0 | 0 | 0
F4_Industrial_Wood and Lumber Products_Existing_Process_Natural Gas_Gas Boiler - Hot Water Reset_A_Achievable Economic TRC Potential | F4 | Industrial | Wood and Lumber Products | Existing | Process | Natural Gas | Gas Boiler - Hot Water Reset | A | Standalone Impact on Baseline Energy (%) | Achievable Economic TRC Potential | 0% | 0% | 0% | 0% | 0% | 0.01263% | 0.02815% | 0.04729% | 0.0693% | 0.09437% | 0.125% | 0.1575% | 0.1908% | 0.2249% | 0.2507% | 0.2737% | 0.2874% | 0.2968% | 0.3032% | 0.3045% | 0.3063% | 0.3077% | 0.3089% | 0.31% | 0.0031094 | 0.0031184 | 0.0031268 | 0.0031344 | 0 | 0 | 0
F5_Industrial_Wood and Lumber Products_Existing_Process_Natural Gas_Gas Boiler - Hot Water Reset_A_Achievable Economic TRC Potential | F5 | Industrial | Wood and Lumber Products | Existing | Process | Natural Gas | Gas Boiler - Hot Water Reset | A | Standalone Impact on Baseline Summer Peak (%) | Achievable Economic TRC Potential | 0% | 0% | 0% | 0% | 0% | 0% | 0% | 0% | 0% | 0% | 0% | 0% | 0% | 0% | 0% | 0% | 0% | 0% | 0% | 0% | 0% | 0% | 0% | 0% | 0 | 0 | 0 | 0 | 0 | 0 | 0
F6_Industrial_Wood and Lumber Products_Existing_Process_Natural Gas_Gas Boiler - Hot Water Reset_A_Achievable Economic TRC Potential | F6 | Industrial | Wood and Lumber Products | Existing | Process | Natural Gas | Gas Boiler - Hot Water Reset | A | Standalone Impact on Baseline Winter Peak (%) | Achievable Economic TRC Potential | 0% | 0% | 0% | 0% | 0% | 0% | 0% | 0% | 0% | 0% | 0% | 0% | 0% | 0% | 0% | 0% | 0% | 0% | 0% | 0% | 0% | 0% | 0% | 0% | 0 | 0 | 0 | 0 | 0 | 0 | 0
F7_Industrial_Wood and Lumber Products_Existing_Process_Natural Gas_Gas Boiler - Hot Water Reset_A_Achievable Economic TRC Potential | F7 | Industrial | Wood and Lumber Products | Existing | Process | Natural Gas | Gas Boiler - Hot Water Reset | A | Incremental Energy Savings (MWh or mTherms) | Achievable Economic TRC Potential | 0 | 0 | 0 | 0 | 0 | 0.069121 | 0.084823 | 0.10319 | 0.11985 | 0.13681 | 0.15792 | 0.17277 | 0.17614 | 0.16335 | 0.14095 | 0.10803 | 0.071508 | 0.041312 | 0.019713 | 0.0083502 | 0.0030239 | 0.00094085 | 0.00020432 | 3.347e-05 | 4.0048e-06 | 0 | 0 | 0 | 0 | 0 | 0
F8_Industrial_Wood and Lumber Products_Existing_Process_Natural Gas_Gas Boiler - Hot Water Reset_A_Achievable Economic TRC Potential | F8 | Industrial | Wood and Lumber Products | Existing | Process | Natural Gas | Gas Boiler - Hot Water Reset | A | Incremental Summer Peak Savings (MW) | Achievable Economic TRC Potential | 0 | 0 | 0 | 0 | 0 | 0 | 0 | 0 | 0 | 0 | 0 | 0 | 0 | 0 | 0 | 0 | 0 | 0 | 0 | 0 | 0 | 0 | 0 | 0 | 0 | 0 | 0 | 0 | 0 | 0 | 0
F9_Industrial_Wood and Lumber Products_Existing_Process_Natural Gas_Gas Boiler - Hot Water Reset_A_Achievable Economic TRC Potential | F9 | Industrial | Wood and Lumber Products | Existing | Process | Natural Gas | Gas Boiler - Hot Water Reset | A | Incremental Winter Peak Savings (MW) | Achievable Economic TRC Potential | 0 | 0 | 0 | 0 | 0 | 0 | 0 | 0 | 0 | 0 | 0 | 0 | 0 | 0 | 0 | 0 | 0 | 0 | 0 | 0 | 0 | 0 | 0 | 0 | 0 | 0 | 0 | 0 | 0 | 0 | 0
F10_Industrial_Wood and Lumber Products_Existing_Process_Natural Gas_Gas Boiler - Hot Water Reset_A_Achievable Economic TRC Potential | F10 | Industrial | Wood and Lumber Products | Existing | Process | Natural Gas | Gas Boiler - Hot Water Reset | A | Cumulative Energy Savings (MWh or mTherms) | Achievable Economic TRC Potential | 0 | 0 | 0 | 0 | 0 | 0.069121 | 0.15394 | 0.25713 | 0.37698 | 0.51379 | 0.67171 | 0.84448 | 1.0206 | 1.184 | 1.3249 | 1.433 | 1.5045 | 1.5458 | 1.5655 | 1.5738 | 1.5769 | 1.5778 | 1.578 | 1.578 | 1.578 | 1.578 | 1.578 | 1.578 | 1.578 | 1.578 | 1.578
F11_Industrial_Wood and Lumber Products_Existing_Process_Natural Gas_Gas Boiler - Hot Water Reset_A_Achievable Economic TRC Potential | F11 | Industrial | Wood and Lumber Products | Existing | Process | Natural Gas | Gas Boiler - Hot Water Reset | A | Cumulative Summer Peak Savings (MW) | Achievable Economic TRC Potential | 0 | 0 | 0 | 0 | 0 | 0 | 0 | 0 | 0 | 0 | 0 | 0 | 0 | 0 | 0 | 0 | 0 | 0 | 0 | 0 | 0 | 0 | 0 | 0 | 0 | 0 | 0 | 0 | 0 | 0 | 0
F12_Industrial_Wood and Lumber Products_Existing_Process_Natural Gas_Gas Boiler - Hot Water Reset_A_Achievable Economic TRC Potential | F12 | Industrial | Wood and Lumber Products | Existing | Process | Natural Gas | Gas Boiler - Hot Water Reset | A | Cumulative Winter Peak Savings (MW) | Achievable Economic TRC Potential | 0 | 0 | 0 | 0 | 0 | 0 | 0 | 0 | 0 | 0 | 0 | 0 | 0 | 0 | 0 | 0 | 0 | 0 | 0 | 0 | 0 | 0 | 0 | 0 | 0 | 0 | 0 | 0 | 0 | 0 | 0
F13_Industrial_Wood and Lumber Products_Existing_Process_Natural Gas_Gas Boiler - Hot Water Reset_A_Achievable Economic TRC Potential | F13 | Industrial | Wood and Lumber Products | Existing | Process | Natural Gas | Gas Boiler - Hot Water Reset | A | Purchases (Incremental) | Achievable Economic TRC Potential | 0 | 0 | 0 | 0 | 0 | 6.0092 | 7.3743 | 8.9707 | 10.4192 | 11.8943 | 13.7292 | 15.02 | 15.3129 | 14.2014 | 12.2539 | 9.3922 | 6.2167 | 3.5916 | 1.7138 | 0.72595 | 0.26289 | 0.081795 | 0.017763 | 0.0029098 | 0.00034817 | 0 | 0 | 0 | 0 | 0 | 0
F14_Industrial_Wood and Lumber Products_Existing_Process_Natural Gas_Gas Boiler - Hot Water Reset_A_Achievable Economic TRC Potential | F14 | Industrial | Wood and Lumber Products | Existing | Process | Natural Gas | Gas Boiler - Hot Water Reset | A | Purchases (Cumulative) | Achievable Economic TRC Potential | 0 | 0 | 0 | 0 | 0 | 6.0092 | 13.3834 | 22.3542 | 32.7734 | 44.6677 | 58.3969 | 73.4169 | 88.7298 | 102.9312 | 115.1851 | 124.5773 | 130.794 | 134.3856 | 136.0994 | 136.8253 | 137.0882 | 137.17 | 137.1878 | 137.1907 | 137.191 | 137.191 | 137.191 | 137.191 | 137.191 | 137.191 | 137.191
F1_Industrial_Wood and Lumber Products_Existing_Space Heating_Natural Gas_Steam Trap Maintenance_A_Achievable Economic TRC Potential | F1 | Industrial | Wood and Lumber Products | Existing | Space Heating | Natural Gas | Steam Trap Maintenance | A | Original Unit Energy Savings (kWh or therms) | Achievable Economic TRC Potential | 0 | 0 | 0 | 0 | 0 | 1.1369 | 1.1292 | 1.1215 | 1.1138 | 1.1061 | 1.0987 | 1.0913 | 1.084 | 1.0768 | 1.0691 | 1.0621 | 1.0552 | 1.0484 | 1.0416 | 1.0349 | 1.0284 | 1.0216 | 1.0151 | 1.0088 | 1.0024 | 0.99657 | 0.99127 | 0.98642 | 0.982 | 0.97797 | 0.97429
F2_Industrial_Wood and Lumber Products_Existing_Space Heating_Natural Gas_Steam Trap Maintenance_A_Achievable Economic TRC Potential | F2 | Industrial | Wood and Lumber Products | Existing | Space Heating | Natural Gas | Steam Trap Maintenance | A | Original Unit Summer Peak Savings (kW) | Achievable Economic TRC Potential | 0 | 0 | 0 | 0 | 0 | 0 | 0 | 0 | 0 | 0 | 0 | 0 | 0 | 0 | 0 | 0 | 0 | 0 | 0 | 0 | 0 | 0 | 0 | 0 | 0 | 0 | 0 | 0 | 0 | 0 | 0
F3_Industrial_Wood and Lumber Products_Existing_Space Heating_Natural Gas_Steam Trap Maintenance_A_Achievable Economic TRC Potential | F3 | Industrial | Wood and Lumber Products | Existing | Space Heating | Natural Gas | Steam Trap Maintenance | A | Original Unit Winter Peak Savings (kW) | Achievable Economic TRC Potential | 0 | 0 | 0 | 0 | 0 | 0 | 0 | 0 | 0 | 0 | 0 | 0 | 0 | 0 | 0 | 0 | 0 | 0 | 0 | 0 | 0 | 0 | 0 | 0 | 0 | 0 | 0 | 0 | 0 | 0 | 0
F4_Industrial_Wood and Lumber Products_Existing_Space Heating_Natural Gas_Steam Trap Maintenance_A_Achievable Economic TRC Potential | F4 | Industrial | Wood and Lumber Products | Existing | Space Heating | Natural Gas | Steam Trap Maintenance | A | Standalone Impact on Baseline Energy (%) | Achievable Economic TRC Potential | 0% | 0% | 0% | 0% | 0% | 0.001456% | 0.002908% | 0.004375% | 0.005823% | 0.00727% | 0.008817% | 0.0103% | 0.01178% | 0.01343% | 0.01484% | 0.01645% | 0.01792% | 0.01948% | 0.02111% | 0.02254% | 0.02408% | 0.02562% | 0.02715% | 0.02867% | 0.0003018 | 0.00030235 | 0.00030287 | 0.00030336 | 0 | 0 | 0
F5_Industrial_Wood and Lumber Products_Existing_Space Heating_Natural Gas_Steam Trap Maintenance_A_Achievable Economic TRC Potential | F5 | Industrial | Wood and Lumber Products | Existing | Space Heating | Natural Gas | Steam Trap Maintenance | A | Standalone Impact on Baseline Summer Peak (%) | Achievable Economic TRC Potential | 0% | 0% | 0% | 0% | 0% | 0% | 0% | 0% | 0% | 0% | 0% | 0% | 0% | 0% | 0% | 0% | 0% | 0% | 0% | 0% | 0% | 0% | 0% | 0% | 0 | 0 | 0 | 0 | 0 | 0 | 0
F6_Industrial_Wood and Lumber Products_Existing_Space Heating_Natural Gas_Steam Trap Maintenance_A_Achievable Economic TRC Potential | F6 | Industrial | Wood and Lumber Products | Existing | Space Heating | Natural Gas | Steam Trap Maintenance | A | Standalone Impact on Baseline Winter Peak (%) | Achievable Economic TRC Potential | 0% | 0% | 0% | 0% | 0% | 0% | 0% | 0% | 0% | 0% | 0% | 0% | 0% | 0% | 0% | 0% | 0% | 0% | 0% | 0% | 0% | 0% | 0% | 0% | 0 | 0 | 0 | 0 | 0 | 0 | 0
F7_Industrial_Wood and Lumber Products_Existing_Space Heating_Natural Gas_Steam Trap Maintenance_A_Achievable Economic TRC Potential | F7 | Industrial | Wood and Lumber Products | Existing | Space Heating | Natural Gas | Steam Trap Maintenance | A | Incremental Energy Savings (MWh or mTherms) | Achievable Economic TRC Potential | 0 | 0 | 0 | 0 | 0 | 0.0011078 | 0.0010997 | 0.0010858 | 0.0010789 | 0.0010724 | 0.0010516 | 0.0010417 | 0.0010326 | 0.0010094 | 0.0010061 | 0.00098997 | 0.00098363 | 0.00097235 | 0.0009575 | 0.00095243 | 0.00094253 | 0.00093268 | 0.00092334 | 0.00091446 | 0.00090582 | 0 | 0 | 0 | 0 | 0 | 0
F8_Industrial_Wood and Lumber Products_Existing_Space Heating_Natural Gas_Steam Trap Maintenance_A_Achievable Economic TRC Potential | F8 | Industrial | Wood and Lumber Products | Existing | Space Heating | Natural Gas | Steam Trap Maintenance | A | Incremental Summer Peak Savings (MW) | Achievable Economic TRC Potential | 0 | 0 | 0 | 0 | 0 | 0 | 0 | 0 | 0 | 0 | 0 | 0 | 0 | 0 | 0 | 0 | 0 | 0 | 0 | 0 | 0 | 0 | 0 | 0 | 0 | 0 | 0 | 0 | 0 | 0 | 0
F9_Industrial_Wood and Lumber Products_Existing_Space Heating_Natural Gas_Steam Trap Maintenance_A_Achievable Economic TRC Potential | F9 | Industrial | Wood and Lumber Products | Existing | Space Heating | Natural Gas | Steam Trap Maintenance | A | Incremental Winter Peak Savings (MW) | Achievable Economic TRC Potential | 0 | 0 | 0 | 0 | 0 | 0 | 0 | 0 | 0 | 0 | 0 | 0 | 0 | 0 | 0 | 0 | 0 | 0 | 0 | 0 | 0 | 0 | 0 | 0 | 0 | 0 | 0 | 0 | 0 | 0 | 0
F10_Industrial_Wood and Lumber Products_Existing_Space Heating_Natural Gas_Steam Trap Maintenance_A_Achievable Economic TRC Potential | F10 | Industrial | Wood and Lumber Products | Existing | Space Heating | Natural Gas | Steam Trap Maintenance | A | Cumulative Energy Savings (MWh or mTherms) | Achievable Economic TRC Potential | 0 | 0 | 0 | 0 | 0 | 0.0011078 | 0.0021999 | 0.0032708 | 0.0043273 | 0.0053698 | 0.0063852 | 0.007384 | 0.0083671 | 0.0093208 | 0.010261 | 0.011183 | 0.012094 | 0.012988 | 0.013862 | 0.014725 | 0.015575 | 0.016405 | 0.017224 | 0.018031 | 0.018823 | 0.018713 | 0.018614 | 0.018523 | 0.01844 | 0.018364 | 0.018295
F11_Industrial_Wood and Lumber Products_Existing_Space Heating_Natural Gas_Steam Trap Maintenance_A_Achievable Economic TRC Potential | F11 | Industrial | Wood and Lumber Products | Existing | Space Heating | Natural Gas | Steam Trap Maintenance | A | Cumulative Summer Peak Savings (MW) | Achievable Economic TRC Potential | 0 | 0 | 0 | 0 | 0 | 0 | 0 | 0 | 0 | 0 | 0 | 0 | 0 | 0 | 0 | 0 | 0 | 0 | 0 | 0 | 0 | 0 | 0 | 0 | 0 | 0 | 0 | 0 | 0 | 0 | 0
F12_Industrial_Wood and Lumber Products_Existing_Space Heating_Natural Gas_Steam Trap Maintenance_A_Achievable Economic TRC Potential | F12 | Industrial | Wood and Lumber Products | Existing | Space Heating | Natural Gas | Steam Trap Maintenance | A | Cumulative Winter Peak Savings (MW) | Achievable Economic TRC Potential | 0 | 0 | 0 | 0 | 0 | 0 | 0 | 0 | 0 | 0 | 0 | 0 | 0 | 0 | 0 | 0 | 0 | 0 | 0 | 0 | 0 | 0 | 0 | 0 | 0 | 0 | 0 | 0 | 0 | 0 | 0
F13_Industrial_Wood and Lumber Products_Existing_Space Heating_Natural Gas_Steam Trap Maintenance_A_Achievable Economic TRC Potential | F13 | Industrial | Wood and Lumber Products | Existing | Space Heating | Natural Gas | Steam Trap Maintenance | A | Purchases (Incremental) | Achievable Economic TRC Potential | 0 | 0 | 0 | 0 | 0 | 0.97441 | 0.97387 | 0.96813 | 0.96865 | 0.96945 | 0.95714 | 0.95453 | 0.95259 | 0.93746 | 0.94104 | 0.93207 | 0.93219 | 0.9275 | 0.91922 | 0.92031 | 0.91651 | 0.91294 | 0.90961 | 0.90652 | 0.90366 | 0 | 0 | 0 | 0 | 0 | 0
F14_Industrial_Wood and Lumber Products_Existing_Space Heating_Natural Gas_Steam Trap Maintenance_A_Achievable Economic TRC Potential | F14 | Industrial | Wood and Lumber Products | Existing | Space Heating | Natural Gas | Steam Trap Maintenance | A | Purchases (Cumulative) | Achievable Economic TRC Potential | 0 | 0 | 0 | 0 | 0 | 0.97441 | 1.9483 | 2.9164 | 3.8851 | 4.8545 | 5.8117 | 6.7662 | 7.7188 | 8.6562 | 9.5973 | 10.5293 | 11.4615 | 12.389 | 13.3082 | 14.2286 | 15.1451 | 16.058 | 16.9676 | 17.8741 | 18.7778 | 18.7778 | 18.7778 | 18.7778 | 18.7778 | 18.7778 | 18.7778
F1_Industrial_Wood and Lumber Products_Existing_Process_Natural Gas_Steam Trap Maintenance_A_Achievable Economic TRC Potential | F1 | Industrial | Wood and Lumber Products | Existing | Process | Natural Gas | Steam Trap Maintenance | A | Original Unit Energy Savings (kWh or therms) | Achievable Economic TRC Potential | 0 | 0 | 0 | 0 | 0 | 8.1272 | 8.1272 | 8.1272 | 8.1272 | 8.1272 | 8.1272 | 8.1272 | 8.1272 | 8.1272 | 8.1272 | 8.1272 | 8.1272 | 8.1272 | 8.1272 | 8.1272 | 8.1272 | 8.1272 | 8.1272 | 8.1272 | 8.1272 | 8.1272 | 8.1272 | 8.1272 | 8.1272 | 8.1272 | 8.1272
F2_Industrial_Wood and Lumber Products_Existing_Process_Natural Gas_Steam Trap Maintenance_A_Achievable Economic TRC Potential | F2 | Industrial | Wood and Lumber Products | Existing | Process | Natural Gas | Steam Trap Maintenance | A | Original Unit Summer Peak Savings (kW) | Achievable Economic TRC Potential | 0 | 0 | 0 | 0 | 0 | 0 | 0 | 0 | 0 | 0 | 0 | 0 | 0 | 0 | 0 | 0 | 0 | 0 | 0 | 0 | 0 | 0 | 0 | 0 | 0 | 0 | 0 | 0 | 0 | 0 | 0
F3_Industrial_Wood and Lumber Products_Existing_Process_Natural Gas_Steam Trap Maintenance_A_Achievable Economic TRC Potential | F3 | Industrial | Wood and Lumber Products | Existing | Process | Natural Gas | Steam Trap Maintenance | A | Original Unit Winter Peak Savings (kW) | Achievable Economic TRC Potential | 0 | 0 | 0 | 0 | 0 | 0 | 0 | 0 | 0 | 0 | 0 | 0 | 0 | 0 | 0 | 0 | 0 | 0 | 0 | 0 | 0 | 0 | 0 | 0 | 0 | 0 | 0 | 0 | 0 | 0 | 0
F4_Industrial_Wood and Lumber Products_Existing_Process_Natural Gas_Steam Trap Maintenance_A_Achievable Economic TRC Potential | F4 | Industrial | Wood and Lumber Products | Existing | Process | Natural Gas | Steam Trap Maintenance | A | Standalone Impact on Baseline Energy (%) | Achievable Economic TRC Potential | 0% | 0% | 0% | 0% | 0% | 0.004981% | 0.009965% | 0.015% | 0.01998% | 0.02494% | 0.03024% | 0.03531% | 0.04036% | 0.04599% | 0.0508% | 0.05627% | 0.06124% | 0.06653% | 0.07211% | 0.07701% | 0.08231% | 0.08761% | 0.09291% | 0.09821% | 0.001035 | 0.0010381 | 0.0010408 | 0.0010434 | 0 | 0 | 0
F5_Industrial_Wood and Lumber Products_Existing_Process_Natural Gas_Steam Trap Maintenance_A_Achievable Economic TRC Potential | F5 | Industrial | Wood and Lumber Products | Existing | Process | Natural Gas | Steam Trap Maintenance | A | Standalone Impact on Baseline Summer Peak (%) | Achievable Economic TRC Potential | 0% | 0% | 0% | 0% | 0% | 0% | 0% | 0% | 0% | 0% | 0% | 0% | 0% | 0% | 0% | 0% | 0% | 0% | 0% | 0% | 0% | 0% | 0% | 0% | 0 | 0 | 0 | 0 | 0 | 0 | 0
F6_Industrial_Wood and Lumber Products_Existing_Process_Natural Gas_Steam Trap Maintenance_A_Achievable Economic TRC Potential | F6 | Industrial | Wood and Lumber Products | Existing | Process | Natural Gas | Steam Trap Maintenance | A | Standalone Impact on Baseline Winter Peak (%) | Achievable Economic TRC Potential | 0% | 0% | 0% | 0% | 0% | 0% | 0% | 0% | 0% | 0% | 0% | 0% | 0% | 0% | 0% | 0% | 0% | 0% | 0% | 0% | 0% | 0% | 0% | 0% | 0 | 0 | 0 | 0 | 0 | 0 | 0
F7_Industrial_Wood and Lumber Products_Existing_Process_Natural Gas_Steam Trap Maintenance_A_Achievable Economic TRC Potential | F7 | Industrial | Wood and Lumber Products | Existing | Process | Natural Gas | Steam Trap Maintenance | A | Incremental Energy Savings (MWh or mTherms) | Achievable Economic TRC Potential | 0 | 0 | 0 | 0 | 0 | 0.027258 | 0.027243 | 0.027083 | 0.027097 | 0.02712 | 0.026775 | 0.026702 | 0.026648 | 0.026225 | 0.026325 | 0.026074 | 0.026077 | 0.025946 | 0.025715 | 0.025745 | 0.025639 | 0.025539 | 0.025446 | 0.025359 | 0.025279 | 0 | 0 | 0 | 0 | 0 | 0
F8_Industrial_Wood and Lumber Products_Existing_Process_Natural Gas_Steam Trap Maintenance_A_Achievable Economic TRC Potential | F8 | Industrial | Wood and Lumber Products | Existing | Process | Natural Gas | Steam Trap Maintenance | A | Incremental Summer Peak Savings (MW) | Achievable Economic TRC Potential | 0 | 0 | 0 | 0 | 0 | 0 | 0 | 0 | 0 | 0 | 0 | 0 | 0 | 0 | 0 | 0 | 0 | 0 | 0 | 0 | 0 | 0 | 0 | 0 | 0 | 0 | 0 | 0 | 0 | 0 | 0
F9_Industrial_Wood and Lumber Products_Existing_Process_Natural Gas_Steam Trap Maintenance_A_Achievable Economic TRC Potential | F9 | Industrial | Wood and Lumber Products | Existing | Process | Natural Gas | Steam Trap Maintenance | A | Incremental Winter Peak Savings (MW) | Achievable Economic TRC Potential | 0 | 0 | 0 | 0 | 0 | 0 | 0 | 0 | 0 | 0 | 0 | 0 | 0 | 0 | 0 | 0 | 0 | 0 | 0 | 0 | 0 | 0 | 0 | 0 | 0 | 0 | 0 | 0 | 0 | 0 | 0
F10_Industrial_Wood and Lumber Products_Existing_Process_Natural Gas_Steam Trap Maintenance_A_Achievable Economic TRC Potential | F10 | Industrial | Wood and Lumber Products | Existing | Process | Natural Gas | Steam Trap Maintenance | A | Cumulative Energy Savings (MWh or mTherms) | Achievable Economic TRC Potential | 0 | 0 | 0 | 0 | 0 | 0.027258 | 0.054502 | 0.081584 | 0.10868 | 0.1358 | 0.16258 | 0.18928 | 0.21593 | 0.24215 | 0.26848 | 0.29455 | 0.32063 | 0.34657 | 0.37229 | 0.39803 | 0.42367 | 0.44921 | 0.47466 | 0.50002 | 0.52529 | 0.52529 | 0.52529 | 0.52529 | 0.52529 | 0.52529 | 0.52529
F11_Industrial_Wood and Lumber Products_Existing_Process_Natural Gas_Steam Trap Maintenance_A_Achievable Economic TRC Potential | F11 | Industrial | Wood and Lumber Products | Existing | Process | Natural Gas | Steam Trap Maintenance | A | Cumulative Summer Peak Savings (MW) | Achievable Economic TRC Potential | 0 | 0 | 0 | 0 | 0 | 0 | 0 | 0 | 0 | 0 | 0 | 0 | 0 | 0 | 0 | 0 | 0 | 0 | 0 | 0 | 0 | 0 | 0 | 0 | 0 | 0 | 0 | 0 | 0 | 0 | 0
F12_Industrial_Wood and Lumber Products_Existing_Process_Natural Gas_Steam Trap Maintenance_A_Achievable Economic TRC Potential | F12 | Industrial | Wood and Lumber Products | Existing | Process | Natural Gas | Steam Trap Maintenance | A | Cumulative Winter Peak Savings (MW) | Achievable Economic TRC Potential | 0 | 0 | 0 | 0 | 0 | 0 | 0 | 0 | 0 | 0 | 0 | 0 | 0 | 0 | 0 | 0 | 0 | 0 | 0 | 0 | 0 | 0 | 0 | 0 | 0 | 0 | 0 | 0 | 0 | 0 | 0
F13_Industrial_Wood and Lumber Products_Existing_Process_Natural Gas_Steam Trap Maintenance_A_Achievable Economic TRC Potential | F13 | Industrial | Wood and Lumber Products | Existing | Process | Natural Gas | Steam Trap Maintenance | A | Purchases (Incremental) | Achievable Economic TRC Potential | 0 | 0 | 0 | 0 | 0 | 3.354 | 3.3521 | 3.3323 | 3.3342 | 3.3369 | 3.2945 | 3.2855 | 3.2789 | 3.2268 | 3.2391 | 3.2082 | 3.2086 | 3.1925 | 3.164 | 3.1678 | 3.1547 | 3.1424 | 3.1309 | 3.1203 | 3.1105 | 0 | 0 | 0 | 0 | 0 | 0
F14_Industrial_Wood and Lumber Products_Existing_Process_Natural Gas_Steam Trap Maintenance_A_Achievable Economic TRC Potential | F14 | Industrial | Wood and Lumber Products | Existing | Process | Natural Gas | Steam Trap Maintenance | A | Purchases (Cumulative) | Achievable Economic TRC Potential | 0 | 0 | 0 | 0 | 0 | 3.354 | 6.7061 | 10.0384 | 13.3726 | 16.7095 | 20.004 | 23.2896 | 26.5684 | 29.7952 | 33.0343 | 36.2425 | 39.4512 | 42.6437 | 45.8077 | 48.9754 | 52.1301 | 55.2725 | 58.4034 | 61.5237 | 64.6342 | 64.6342 | 64.6342 | 64.6342 | 64.6342 | 64.6342 | 64.6342
F1_Industrial_Wood and Lumber Products_Existing_Space Heating_Natural Gas_Gas Boiler - High Turndown_A_Achievable Economic TRC Potential | F1 | Industrial | Wood and Lumber Products | Existing | Space Heating | Natural Gas | Gas Boiler - High Turndown | A | Original Unit Energy Savings (kWh or therms) | Achievable Economic TRC Potential | 0 | 0 | 0 | 0 | 0 | 1.2068 | 1.1986 | 1.1905 | 1.1823 | 1.1742 | 1.1662 | 1.1584 | 1.1506 | 1.143 | 1.1349 | 1.1274 | 1.1201 | 1.1128 | 1.1057 | 1.0985 | 1.0916 | 1.0844 | 1.0775 | 1.0708 | 1.064 | 1.0578 | 1.0522 | 1.0471 | 1.0424 | 1.0381 | 1.0342
F2_Industrial_Wood and Lumber Products_Existing_Space Heating_Natural Gas_Gas Boiler - High Turndown_A_Achievable Economic TRC Potential | F2 | Industrial | Wood and Lumber Products | Existing | Space Heating | Natural Gas | Gas Boiler - High Turndown | A | Original Unit Summer Peak Savings (kW) | Achievable Economic TRC Potential | 0 | 0 | 0 | 0 | 0 | 0 | 0 | 0 | 0 | 0 | 0 | 0 | 0 | 0 | 0 | 0 | 0 | 0 | 0 | 0 | 0 | 0 | 0 | 0 | 0 | 0 | 0 | 0 | 0 | 0 | 0
F3_Industrial_Wood and Lumber Products_Existing_Space Heating_Natural Gas_Gas Boiler - High Turndown_A_Achievable Economic TRC Potential | F3 | Industrial | Wood and Lumber Products | Existing | Space Heating | Natural Gas | Gas Boiler - High Turndown | A | Original Unit Winter Peak Savings (kW) | Achievable Economic TRC Potential | 0 | 0 | 0 | 0 | 0 | 0 | 0 | 0 | 0 | 0 | 0 | 0 | 0 | 0 | 0 | 0 | 0 | 0 | 0 | 0 | 0 | 0 | 0 | 0 | 0 | 0 | 0 | 0 | 0 | 0 | 0
F4_Industrial_Wood and Lumber Products_Existing_Space Heating_Natural Gas_Gas Boiler - High Turndown_A_Achievable Economic TRC Potential | F4 | Industrial | Wood and Lumber Products | Existing | Space Heating | Natural Gas | Gas Boiler - High Turndown | A | Standalone Impact on Baseline Energy (%) | Achievable Economic TRC Potential | 0% | 0% | 0% | 0% | 0% | 0.004227% | 0.00844% | 0.0127% | 0.0169% | 0.0211% | 0.02517% | 0.02829% | 0.03079% | 0.03325% | 0.0347% | 0.03631% | 0.03733% | 0.03834% | 0.03932% | 0.03978% | 0.04034% | 0.04048% | 0.04059% | 0.04069% | 0.00040772 | 0.00040847 | 0.00040917 | 0.00040983 | 0 | 0 | 0
F5_Industrial_Wood and Lumber Products_Existing_Space Heating_Natural Gas_Gas Boiler - High Turndown_A_Achievable Economic TRC Potential | F5 | Industrial | Wood and Lumber Products | Existing | Space Heating | Natural Gas | Gas Boiler - High Turndown | A | Standalone Impact on Baseline Summer Peak (%) | Achievable Economic TRC Potential | 0% | 0% | 0% | 0% | 0% | 0% | 0% | 0% | 0% | 0% | 0% | 0% | 0% | 0% | 0% | 0% | 0% | 0% | 0% | 0% | 0% | 0% | 0% | 0% | 0 | 0 | 0 | 0 | 0 | 0 | 0
F6_Industrial_Wood and Lumber Products_Existing_Space Heating_Natural Gas_Gas Boiler - High Turndown_A_Achievable Economic TRC Potential | F6 | Industrial | Wood and Lumber Products | Existing | Space Heating | Natural Gas | Gas Boiler - High Turndown | A | Standalone Impact on Baseline Winter Peak (%) | Achievable Economic TRC Potential | 0% | 0% | 0% | 0% | 0% | 0% | 0% | 0% | 0% | 0% | 0% | 0% | 0% | 0% | 0% | 0% | 0% | 0% | 0% | 0% | 0% | 0% | 0% | 0% | 0 | 0 | 0 | 0 | 0 | 0 | 0
F7_Industrial_Wood and Lumber Products_Existing_Space Heating_Natural Gas_Gas Boiler - High Turndown_A_Achievable Economic TRC Potential | F7 | Industrial | Wood and Lumber Products | Existing | Space Heating | Natural Gas | Gas Boiler - High Turndown | A | Incremental Energy Savings (MWh or mTherms) | Achievable Economic TRC Potential | 0 | 0 | 0 | 0 | 0 | 0.0032153 | 0.0031918 | 0.0031514 | 0.0031315 | 0.0031125 | 0.002747 | 0.0021769 | 0.0017263 | 0.0013501 | 0.0010765 | 0.00084739 | 0.00067357 | 0.00053268 | 0.00041963 | 0.00033393 | 0.00026437 | 1.7844e-06 | 6.3088e-07 | 2.1301e-07 | 6.8802e-08 | 5.7973e-08 | 5.7511e-08 | 5.7091e-08 | 5.6712e-08 | 5.6369e-08 | 5.6061e-08
F8_Industrial_Wood and Lumber Products_Existing_Space Heating_Natural Gas_Gas Boiler - High Turndown_A_Achievable Economic TRC Potential | F8 | Industrial | Wood and Lumber Products | Existing | Space Heating | Natural Gas | Gas Boiler - High Turndown | A | Incremental Summer Peak Savings (MW) | Achievable Economic TRC Potential | 0 | 0 | 0 | 0 | 0 | 0 | 0 | 0 | 0 | 0 | 0 | 0 | 0 | 0 | 0 | 0 | 0 | 0 | 0 | 0 | 0 | 0 | 0 | 0 | 0 | 0 | 0 | 0 | 0 | 0 | 0
F9_Industrial_Wood and Lumber Products_Existing_Space Heating_Natural Gas_Gas Boiler - High Turndown_A_Achievable Economic TRC Potential | F9 | Industrial | Wood and Lumber Products | Existing | Space Heating | Natural Gas | Gas Boiler - High Turndown | A | Incremental Winter Peak Savings (MW) | Achievable Economic TRC Potential | 0 | 0 | 0 | 0 | 0 | 0 | 0 | 0 | 0 | 0 | 0 | 0 | 0 | 0 | 0 | 0 | 0 | 0 | 0 | 0 | 0 | 0 | 0 | 0 | 0 | 0 | 0 | 0 | 0 | 0 | 0
F10_Industrial_Wood and Lumber Products_Existing_Space Heating_Natural Gas_Gas Boiler - High Turndown_A_Achievable Economic TRC Potential | F10 | Industrial | Wood and Lumber Products | Existing | Space Heating | Natural Gas | Gas Boiler - High Turndown | A | Cumulative Energy Savings (MWh or mTherms) | Achievable Economic TRC Potential | 0 | 0 | 0 | 0 | 0 | 0.0032153 | 0.0063853 | 0.0094934 | 0.01256 | 0.015586 | 0.018228 | 0.020282 | 0.021873 | 0.023077 | 0.02399 | 0.02468 | 0.025192 | 0.025562 | 0.025818 | 0.025985 | 0.026086 | 0.025916 | 0.02575 | 0.02559 | 0.025429 | 0.025281 | 0.025147 | 0.025024 | 0.024912 | 0.024809 | 0.024716
F11_Industrial_Wood and Lumber Products_Existing_Space Heating_Natural Gas_Gas Boiler - High Turndown_A_Achievable Economic TRC Potential | F11 | Industrial | Wood and Lumber Products | Existing | Space Heating | Natural Gas | Gas Boiler - High Turndown | A | Cumulative Summer Peak Savings (MW) | Achievable Economic TRC Potential | 0 | 0 | 0 | 0 | 0 | 0 | 0 | 0 | 0 | 0 | 0 | 0 | 0 | 0 | 0 | 0 | 0 | 0 | 0 | 0 | 0 | 0 | 0 | 0 | 0 | 0 | 0 | 0 | 0 | 0 | 0
F12_Industrial_Wood and Lumber Products_Existing_Space Heating_Natural Gas_Gas Boiler - High Turndown_A_Achievable Economic TRC Potential | F12 | Industrial | Wood and Lumber Products | Existing | Space Heating | Natural Gas | Gas Boiler - High Turndown | A | Cumulative Winter Peak Savings (MW) | Achievable Economic TRC Potential | 0 | 0 | 0 | 0 | 0 | 0 | 0 | 0 | 0 | 0 | 0 | 0 | 0 | 0 | 0 | 0 | 0 | 0 | 0 | 0 | 0 | 0 | 0 | 0 | 0 | 0 | 0 | 0 | 0 | 0 | 0
F13_Industrial_Wood and Lumber Products_Existing_Space Heating_Natural Gas_Gas Boiler - High Turndown_A_Achievable Economic TRC Potential | F13 | Industrial | Wood and Lumber Products | Existing | Space Heating | Natural Gas | Gas Boiler - High Turndown | A | Purchases (Incremental) | Achievable Economic TRC Potential | 0 | 0 | 0 | 0 | 0 | 2.6644 | 2.6629 | 2.6472 | 2.6486 | 2.6508 | 2.3555 | 1.8792 | 1.5003 | 1.1812 | 0.94857 | 0.75162 | 0.60137 | 0.47868 | 0.37952 | 0.30398 | 0.24218 | 0.0016454 | 0.00058551 | 0.00019893 | 6.4663e-05 | 5.4803e-05 | 5.4657e-05 | 5.4525e-05 | 5.4406e-05 | 5.43e-05 | 5.4208e-05
F14_Industrial_Wood and Lumber Products_Existing_Space Heating_Natural Gas_Gas Boiler - High Turndown_A_Achievable Economic TRC Potential | F14 | Industrial | Wood and Lumber Products | Existing | Space Heating | Natural Gas | Gas Boiler - High Turndown | A | Purchases (Cumulative) | Achievable Economic TRC Potential | 0 | 0 | 0 | 0 | 0 | 2.6644 | 5.3273 | 7.9745 | 10.6232 | 13.274 | 15.6295 | 17.5087 | 19.009 | 20.1902 | 21.1388 | 21.8904 | 22.4917 | 22.9704 | 23.3499 | 23.6539 | 23.8961 | 23.8977 | 23.8983 | 23.8985 | 23.8986 | 23.8987 | 23.8987 | 23.8988 | 23.8988 | 23.8989 | 23.8989
F1_Industrial_Wood and Lumber Products_Existing_Process_Natural Gas_Gas Boiler - High Turndown_A_Achievable Economic TRC Potential | F1 | Industrial | Wood and Lumber Products | Existing | Process | Natural Gas | Gas Boiler - High Turndown | A | Original Unit Energy Savings (kWh or therms) | Achievable Economic TRC Potential | 0 | 0 | 0 | 0 | 0 | 8.6269 | 8.6269 | 8.6269 | 8.6269 | 8.6269 | 8.6269 | 8.6269 | 8.6269 | 8.6269 | 8.6269 | 8.6269 | 8.6269 | 8.6269 | 8.6269 | 8.6269 | 8.6269 | 8.6269 | 8.6269 | 8.6269 | 8.6269 | 8.6269 | 8.6269 | 8.6269 | 8.6269 | 8.6269 | 8.6269
F2_Industrial_Wood and Lumber Products_Existing_Process_Natural Gas_Gas Boiler - High Turndown_A_Achievable Economic TRC Potential | F2 | Industrial | Wood and Lumber Products | Existing | Process | Natural Gas | Gas Boiler - High Turndown | A | Original Unit Summer Peak Savings (kW) | Achievable Economic TRC Potential | 0 | 0 | 0 | 0 | 0 | 0 | 0 | 0 | 0 | 0 | 0 | 0 | 0 | 0 | 0 | 0 | 0 | 0 | 0 | 0 | 0 | 0 | 0 | 0 | 0 | 0 | 0 | 0 | 0 | 0 | 0
F3_Industrial_Wood and Lumber Products_Existing_Process_Natural Gas_Gas Boiler - High Turndown_A_Achievable Economic TRC Potential | F3 | Industrial | Wood and Lumber Products | Existing | Process | Natural Gas | Gas Boiler - High Turndown | A | Original Unit Winter Peak Savings (kW) | Achievable Economic TRC Potential | 0 | 0 | 0 | 0 | 0 | 0 | 0 | 0 | 0 | 0 | 0 | 0 | 0 | 0 | 0 | 0 | 0 | 0 | 0 | 0 | 0 | 0 | 0 | 0 | 0 | 0 | 0 | 0 | 0 | 0 | 0
F4_Industrial_Wood and Lumber Products_Existing_Process_Natural Gas_Gas Boiler - High Turndown_A_Achievable Economic TRC Potential | F4 | Industrial | Wood and Lumber Products | Existing | Process | Natural Gas | Gas Boiler - High Turndown | A | Standalone Impact on Baseline Energy (%) | Achievable Economic TRC Potential | 0% | 0% | 0% | 0% | 0% | 0.01446% | 0.02892% | 0.04355% | 0.05799% | 0.07239% | 0.08634% | 0.09698% | 0.1055% | 0.1139% | 0.1188% | 0.1242% | 0.1276% | 0.1309% | 0.1343% | 0.1359% | 0.1379% | 0.1384% | 0.1389% | 0.1394% | 0.0013983 | 0.0014024 | 0.0014061 | 0.0014095 | 0 | 0 | 0
F5_Industrial_Wood and Lumber Products_Existing_Process_Natural Gas_Gas Boiler - High Turndown_A_Achievable Economic TRC Potential | F5 | Industrial | Wood and Lumber Products | Existing | Process | Natural Gas | Gas Boiler - High Turndown | A | Standalone Impact on Baseline Summer Peak (%) | Achievable Economic TRC Potential | 0% | 0% | 0% | 0% | 0% | 0% | 0% | 0% | 0% | 0% | 0% | 0% | 0% | 0% | 0% | 0% | 0% | 0% | 0% | 0% | 0% | 0% | 0% | 0% | 0 | 0 | 0 | 0 | 0 | 0 | 0
F6_Industrial_Wood and Lumber Products_Existing_Process_Natural Gas_Gas Boiler - High Turndown_A_Achievable Economic TRC Potential | F6 | Industrial | Wood and Lumber Products | Existing | Process | Natural Gas | Gas Boiler - High Turndown | A | Standalone Impact on Baseline Winter Peak (%) | Achievable Economic TRC Potential | 0% | 0% | 0% | 0% | 0% | 0% | 0% | 0% | 0% | 0% | 0% | 0% | 0% | 0% | 0% | 0% | 0% | 0% | 0% | 0% | 0% | 0% | 0% | 0% | 0 | 0 | 0 | 0 | 0 | 0 | 0
F7_Industrial_Wood and Lumber Products_Existing_Process_Natural Gas_Gas Boiler - High Turndown_A_Achievable Economic TRC Potential | F7 | Industrial | Wood and Lumber Products | Existing | Process | Natural Gas | Gas Boiler - High Turndown | A | Incremental Energy Savings (MWh or mTherms) | Achievable Economic TRC Potential | 0 | 0 | 0 | 0 | 0 | 0.079117 | 0.079073 | 0.078607 | 0.078649 | 0.078714 | 0.069943 | 0.055802 | 0.044551 | 0.035075 | 0.028167 | 0.022319 | 0.017857 | 0.014214 | 0.01127 | 0.0090264 | 0.0071913 | 4.8859e-05 | 1.7386e-05 | 5.9069e-06 | 1.9201e-06 | 1.6273e-06 | 1.623e-06 | 1.6191e-06 | 1.6155e-06 | 1.6124e-06 | 1.6097e-06
F8_Industrial_Wood and Lumber Products_Existing_Process_Natural Gas_Gas Boiler - High Turndown_A_Achievable Economic TRC Potential | F8 | Industrial | Wood and Lumber Products | Existing | Process | Natural Gas | Gas Boiler - High Turndown | A | Incremental Summer Peak Savings (MW) | Achievable Economic TRC Potential | 0 | 0 | 0 | 0 | 0 | 0 | 0 | 0 | 0 | 0 | 0 | 0 | 0 | 0 | 0 | 0 | 0 | 0 | 0 | 0 | 0 | 0 | 0 | 0 | 0 | 0 | 0 | 0 | 0 | 0 | 0
F9_Industrial_Wood and Lumber Products_Existing_Process_Natural Gas_Gas Boiler - High Turndown_A_Achievable Economic TRC Potential | F9 | Industrial | Wood and Lumber Products | Existing | Process | Natural Gas | Gas Boiler - High Turndown | A | Incremental Winter Peak Savings (MW) | Achievable Economic TRC Potential | 0 | 0 | 0 | 0 | 0 | 0 | 0 | 0 | 0 | 0 | 0 | 0 | 0 | 0 | 0 | 0 | 0 | 0 | 0 | 0 | 0 | 0 | 0 | 0 | 0 | 0 | 0 | 0 | 0 | 0 | 0
F10_Industrial_Wood and Lumber Products_Existing_Process_Natural Gas_Gas Boiler - High Turndown_A_Achievable Economic TRC Potential | F10 | Industrial | Wood and Lumber Products | Existing | Process | Natural Gas | Gas Boiler - High Turndown | A | Cumulative Energy Savings (MWh or mTherms) | Achievable Economic TRC Potential | 0 | 0 | 0 | 0 | 0 | 0.079117 | 0.15819 | 0.2368 | 0.31545 | 0.39416 | 0.4641 | 0.51991 | 0.56446 | 0.59953 | 0.6277 | 0.65002 | 0.66787 | 0.68209 | 0.69336 | 0.70238 | 0.70958 | 0.70962 | 0.70964 | 0.70965 | 0.70965 | 0.70965 | 0.70965 | 0.70965 | 0.70966 | 0.70966 | 0.70966
F11_Industrial_Wood and Lumber Products_Existing_Process_Natural Gas_Gas Boiler - High Turndown_A_Achievable Economic TRC Potential | F11 | Industrial | Wood and Lumber Products | Existing | Process | Natural Gas | Gas Boiler - High Turndown | A | Cumulative Summer Peak Savings (MW) | Achievable Economic TRC Potential | 0 | 0 | 0 | 0 | 0 | 0 | 0 | 0 | 0 | 0 | 0 | 0 | 0 | 0 | 0 | 0 | 0 | 0 | 0 | 0 | 0 | 0 | 0 | 0 | 0 | 0 | 0 | 0 | 0 | 0 | 0
F12_Industrial_Wood and Lumber Products_Existing_Process_Natural Gas_Gas Boiler - High Turndown_A_Achievable Economic TRC Potential | F12 | Industrial | Wood and Lumber Products | Existing | Process | Natural Gas | Gas Boiler - High Turndown | A | Cumulative Winter Peak Savings (MW) | Achievable Economic TRC Potential | 0 | 0 | 0 | 0 | 0 | 0 | 0 | 0 | 0 | 0 | 0 | 0 | 0 | 0 | 0 | 0 | 0 | 0 | 0 | 0 | 0 | 0 | 0 | 0 | 0 | 0 | 0 | 0 | 0 | 0 | 0
F13_Industrial_Wood and Lumber Products_Existing_Process_Natural Gas_Gas Boiler - High Turndown_A_Achievable Economic TRC Potential | F13 | Industrial | Wood and Lumber Products | Existing | Process | Natural Gas | Gas Boiler - High Turndown | A | Purchases (Incremental) | Achievable Economic TRC Potential | 0 | 0 | 0 | 0 | 0 | 9.1709 | 9.1659 | 9.1119 | 9.1168 | 9.1243 | 8.1076 | 6.4684 | 5.1642 | 4.0657 | 3.265 | 2.5871 | 2.0699 | 1.6476 | 1.3063 | 1.0463 | 0.83359 | 0.0056636 | 0.0020153 | 0.00068471 | 0.00022257 | 0.00018864 | 0.00018813 | 0.00018768 | 0.00018727 | 0.0001869 | 0.00018659
F14_Industrial_Wood and Lumber Products_Existing_Process_Natural Gas_Gas Boiler - High Turndown_A_Achievable Economic TRC Potential | F14 | Industrial | Wood and Lumber Products | Existing | Process | Natural Gas | Gas Boiler - High Turndown | A | Purchases (Cumulative) | Achievable Economic TRC Potential | 0 | 0 | 0 | 0 | 0 | 9.1709 | 18.3369 | 27.4487 | 36.5655 | 45.6898 | 53.7974 | 60.2658 | 65.43 | 69.4957 | 72.7608 | 75.3479 | 77.4178 | 79.0654 | 80.3718 | 81.4181 | 82.2517 | 82.2573 | 82.2594 | 82.26 | 82.2603 | 82.2604 | 82.2606 | 82.2608 | 82.261 | 82.2612 | 82.2614
F1_Industrial_Wood and Lumber Products_Existing_Space Heating_Natural Gas_Gas Boiler - Burner Control Optimization_A_Achievable Economic TRC Potential | F1 | Industrial | Wood and Lumber Products | Existing | Space Heating | Natural Gas | Gas Boiler - Burner Control Optimization | A | Original Unit Energy Savings (kWh or therms) | Achievable Economic TRC Potential | 0 | 0 | 0 | 0 | 0 | 0.34996 | 0.34759 | 0.34524 | 0.34287 | 0.34051 | 0.33821 | 0.33594 | 0.33369 | 0.33147 | 0.32911 | 0.32695 | 0.32482 | 0.32272 | 0.32065 | 0.31857 | 0.31657 | 0.31449 | 0.31248 | 0.31053 | 0.30856 | 0.30677 | 0.30514 | 0.30365 | 0.30229 | 0.30105 | 0.29992
F2_Industrial_Wood and Lumber Products_Existing_Space Heating_Natural Gas_Gas Boiler - Burner Control Optimization_A_Achievable Economic TRC Potential | F2 | Industrial | Wood and Lumber Products | Existing | Space Heating | Natural Gas | Gas Boiler - Burner Control Optimization | A | Original Unit Summer Peak Savings (kW) | Achievable Economic TRC Potential | 0 | 0 | 0 | 0 | 0 | 0 | 0 | 0 | 0 | 0 | 0 | 0 | 0 | 0 | 0 | 0 | 0 | 0 | 0 | 0 | 0 | 0 | 0 | 0 | 0 | 0 | 0 | 0 | 0 | 0 | 0
F3_Industrial_Wood and Lumber Products_Existing_Space Heating_Natural Gas_Gas Boiler - Burner Control Optimization_A_Achievable Economic TRC Potential | F3 | Industrial | Wood and Lumber Products | Existing | Space Heating | Natural Gas | Gas Boiler - Burner Control Optimization | A | Original Unit Winter Peak Savings (kW) | Achievable Economic TRC Potential | 0 | 0 | 0 | 0 | 0 | 0 | 0 | 0 | 0 | 0 | 0 | 0 | 0 | 0 | 0 | 0 | 0 | 0 | 0 | 0 | 0 | 0 | 0 | 0 | 0 | 0 | 0 | 0 | 0 | 0 | 0
F4_Industrial_Wood and Lumber Products_Existing_Space Heating_Natural Gas_Gas Boiler - Burner Control Optimization_A_Achievable Economic TRC Potential | F4 | Industrial | Wood and Lumber Products | Existing | Space Heating | Natural Gas | Gas Boiler - Burner Control Optimization | A | Standalone Impact on Baseline Energy (%) | Achievable Economic TRC Potential | 0% | 0% | 0% | 0% | 0% | 0.0003306% | 0.000849% | 0.00189% | 0.003702% | 0.00652% | 0.01056% | 0.01562% | 0.02153% | 0.02822% | 0.03446% | 0.04074% | 0.04594% | 0.05046% | 0.05423% | 0.0566% | 0.05853% | 0.05987% | 0.06076% | 0.06135% | 0.00061767 | 0.00061879 | 0.00061986 | 0.00062085 | 0 | 0 | 0
F5_Industrial_Wood and Lumber Products_Existing_Space Heating_Natural Gas_Gas Boiler - Burner Control Optimization_A_Achievable Economic TRC Potential | F5 | Industrial | Wood and Lumber Products | Existing | Space Heating | Natural Gas | Gas Boiler - Burner Control Optimization | A | Standalone Impact on Baseline Summer Peak (%) | Achievable Economic TRC Potential | 0% | 0% | 0% | 0% | 0% | 0% | 0% | 0% | 0% | 0% | 0% | 0% | 0% | 0% | 0% | 0% | 0% | 0% | 0% | 0% | 0% | 0% | 0% | 0% | 0 | 0 | 0 | 0 | 0 | 0 | 0
F6_Industrial_Wood and Lumber Products_Existing_Space Heating_Natural Gas_Gas Boiler - Burner Control Optimization_A_Achievable Economic TRC Potential | F6 | Industrial | Wood and Lumber Products | Existing | Space Heating | Natural Gas | Gas Boiler - Burner Control Optimization | A | Standalone Impact on Baseline Winter Peak (%) | Achievable Economic TRC Potential | 0% | 0% | 0% | 0% | 0% | 0% | 0% | 0% | 0% | 0% | 0% | 0% | 0% | 0% | 0% | 0% | 0% | 0% | 0% | 0% | 0% | 0% | 0% | 0% | 0 | 0 | 0 | 0 | 0 | 0 | 0
F7_Industrial_Wood and Lumber Products_Existing_Space Heating_Natural Gas_Gas Boiler - Burner Control Optimization_A_Achievable Economic TRC Potential | F7 | Industrial | Wood and Lumber Products | Existing | Space Heating | Natural Gas | Gas Boiler - Burner Control Optimization | A | Incremental Energy Savings (MWh or mTherms) | Achievable Economic TRC Potential | 0 | 0 | 0 | 0 | 0 | 0.00025153 | 0.00039249 | 0.00077505 | 0.0013478 | 0.0020838 | 0.0028609 | 0.0036067 | 0.0041712 | 0.0043913 | 0.0043768 | 0.0040195 | 0.0034945 | 0.0028448 | 0.0021789 | 0.001597 | 0.0011063 | 0.00072981 | 0.00045977 | 0.00027717 | 0.00018589 | 0 | 0 | 0 | 0 | 0 | 0
F8_Industrial_Wood and Lumber Products_Existing_Space Heating_Natural Gas_Gas Boiler - Burner Control Optimization_A_Achievable Economic TRC Potential | F8 | Industrial | Wood and Lumber Products | Existing | Space Heating | Natural Gas | Gas Boiler - Burner Control Optimization | A | Incremental Summer Peak Savings (MW) | Achievable Economic TRC Potential | 0 | 0 | 0 | 0 | 0 | 0 | 0 | 0 | 0 | 0 | 0 | 0 | 0 | 0 | 0 | 0 | 0 | 0 | 0 | 0 | 0 | 0 | 0 | 0 | 0 | 0 | 0 | 0 | 0 | 0 | 0
F9_Industrial_Wood and Lumber Products_Existing_Space Heating_Natural Gas_Gas Boiler - Burner Control Optimization_A_Achievable Economic TRC Potential | F9 | Industrial | Wood and Lumber Products | Existing | Space Heating | Natural Gas | Gas Boiler - Burner Control Optimization | A | Incremental Winter Peak Savings (MW) | Achievable Economic TRC Potential | 0 | 0 | 0 | 0 | 0 | 0 | 0 | 0 | 0 | 0 | 0 | 0 | 0 | 0 | 0 | 0 | 0 | 0 | 0 | 0 | 0 | 0 | 0 | 0 | 0 | 0 | 0 | 0 | 0 | 0 | 0
F10_Industrial_Wood and Lumber Products_Existing_Space Heating_Natural Gas_Gas Boiler - Burner Control Optimization_A_Achievable Economic TRC Potential | F10 | Industrial | Wood and Lumber Products | Existing | Space Heating | Natural Gas | Gas Boiler - Burner Control Optimization | A | Cumulative Energy Savings (MWh or mTherms) | Achievable Economic TRC Potential | 0 | 0 | 0 | 0 | 0 | 0.00025153 | 0.00064231 | 0.001413 | 0.0027511 | 0.0048159 | 0.0076443 | 0.0112 | 0.015296 | 0.019585 | 0.023823 | 0.027686 | 0.031 | 0.033644 | 0.035607 | 0.036974 | 0.037848 | 0.038329 | 0.038543 | 0.03858 | 0.038522 | 0.038299 | 0.038095 | 0.037909 | 0.037739 | 0.037584 | 0.037442
F11_Industrial_Wood and Lumber Products_Existing_Space Heating_Natural Gas_Gas Boiler - Burner Control Optimization_A_Achievable Economic TRC Potential | F11 | Industrial | Wood and Lumber Products | Existing | Space Heating | Natural Gas | Gas Boiler - Burner Control Optimization | A | Cumulative Summer Peak Savings (MW) | Achievable Economic TRC Potential | 0 | 0 | 0 | 0 | 0 | 0 | 0 | 0 | 0 | 0 | 0 | 0 | 0 | 0 | 0 | 0 | 0 | 0 | 0 | 0 | 0 | 0 | 0 | 0 | 0 | 0 | 0 | 0 | 0 | 0 | 0
F12_Industrial_Wood and Lumber Products_Existing_Space Heating_Natural Gas_Gas Boiler - Burner Control Optimization_A_Achievable Economic TRC Potential | F12 | Industrial | Wood and Lumber Products | Existing | Space Heating | Natural Gas | Gas Boiler - Burner Control Optimization | A | Cumulative Winter Peak Savings (MW) | Achievable Economic TRC Potential | 0 | 0 | 0 | 0 | 0 | 0 | 0 | 0 | 0 | 0 | 0 | 0 | 0 | 0 | 0 | 0 | 0 | 0 | 0 | 0 | 0 | 0 | 0 | 0 | 0 | 0 | 0 | 0 | 0 | 0 | 0
F13_Industrial_Wood and Lumber Products_Existing_Space Heating_Natural Gas_Gas Boiler - Burner Control Optimization_A_Achievable Economic TRC Potential | F13 | Industrial | Wood and Lumber Products | Existing | Space Heating | Natural Gas | Gas Boiler - Burner Control Optimization | A | Purchases (Incremental) | Achievable Economic TRC Potential | 0 | 0 | 0 | 0 | 0 | 0.71873 | 1.1292 | 2.245 | 3.9309 | 6.1197 | 8.4588 | 10.7363 | 12.5003 | 13.2481 | 13.2987 | 12.2937 | 10.7584 | 8.8153 | 6.7952 | 5.0129 | 3.4945 | 2.3206 | 1.4714 | 0.89258 | 0.60244 | 0 | 0 | 0 | 0 | 0 | 0
F14_Industrial_Wood and Lumber Products_Existing_Space Heating_Natural Gas_Gas Boiler - Burner Control Optimization_A_Achievable Economic TRC Potential | F14 | Industrial | Wood and Lumber Products | Existing | Space Heating | Natural Gas | Gas Boiler - Burner Control Optimization | A | Purchases (Cumulative) | Achievable Economic TRC Potential | 0 | 0 | 0 | 0 | 0 | 0.71873 | 1.8479 | 4.0929 | 8.0237 | 14.1435 | 22.6023 | 33.3386 | 45.8389 | 59.087 | 72.3857 | 84.6794 | 95.4378 | 104.2531 | 111.0483 | 116.0612 | 119.5557 | 121.8763 | 123.3477 | 124.2403 | 124.8427 | 124.8427 | 124.8427 | 124.8427 | 124.8427 | 124.8427 | 124.8427
F1_Industrial_Wood and Lumber Products_Existing_Process_Natural Gas_Gas Boiler - Burner Control Optimization_A_Achievable Economic TRC Potential | F1 | Industrial | Wood and Lumber Products | Existing | Process | Natural Gas | Gas Boiler - Burner Control Optimization | A | Original Unit Energy Savings (kWh or therms) | Achievable Economic TRC Potential | 0 | 0 | 0 | 0 | 0 | 2.5018 | 2.5018 | 2.5018 | 2.5018 | 2.5018 | 2.5018 | 2.5018 | 2.5018 | 2.5018 | 2.5018 | 2.5018 | 2.5018 | 2.5018 | 2.5018 | 2.5018 | 2.5018 | 2.5018 | 2.5018 | 2.5018 | 2.5018 | 2.5018 | 2.5018 | 2.5018 | 2.5018 | 2.5018 | 2.5018
F2_Industrial_Wood and Lumber Products_Existing_Process_Natural Gas_Gas Boiler - Burner Control Optimization_A_Achievable Economic TRC Potential | F2 | Industrial | Wood and Lumber Products | Existing | Process | Natural Gas | Gas Boiler - Burner Control Optimization | A | Original Unit Summer Peak Savings (kW) | Achievable Economic TRC Potential | 0 | 0 | 0 | 0 | 0 | 0 | 0 | 0 | 0 | 0 | 0 | 0 | 0 | 0 | 0 | 0 | 0 | 0 | 0 | 0 | 0 | 0 | 0 | 0 | 0 | 0 | 0 | 0 | 0 | 0 | 0
F3_Industrial_Wood and Lumber Products_Existing_Process_Natural Gas_Gas Boiler - Burner Control Optimization_A_Achievable Economic TRC Potential | F3 | Industrial | Wood and Lumber Products | Existing | Process | Natural Gas | Gas Boiler - Burner Control Optimization | A | Original Unit Winter Peak Savings (kW) | Achievable Economic TRC Potential | 0 | 0 | 0 | 0 | 0 | 0 | 0 | 0 | 0 | 0 | 0 | 0 | 0 | 0 | 0 | 0 | 0 | 0 | 0 | 0 | 0 | 0 | 0 | 0 | 0 | 0 | 0 | 0 | 0 | 0 | 0
F4_Industrial_Wood and Lumber Products_Existing_Process_Natural Gas_Gas Boiler - Burner Control Optimization_A_Achievable Economic TRC Potential | F4 | Industrial | Wood and Lumber Products | Existing | Process | Natural Gas | Gas Boiler - Burner Control Optimization | A | Standalone Impact on Baseline Energy (%) | Achievable Economic TRC Potential | 0% | 0% | 0% | 0% | 0% | 0.001131% | 0.002909% | 0.006482% | 0.0127% | 0.02237% | 0.03621% | 0.05355% | 0.07378% | 0.09664% | 0.1179% | 0.1393% | 0.157% | 0.1723% | 0.1852% | 0.1934% | 0.2% | 0.2047% | 0.2079% | 0.2101% | 0.0021183 | 0.0021245 | 0.0021301 | 0.0021353 | 0 | 0 | 0
F5_Industrial_Wood and Lumber Products_Existing_Process_Natural Gas_Gas Boiler - Burner Control Optimization_A_Achievable Economic TRC Potential | F5 | Industrial | Wood and Lumber Products | Existing | Process | Natural Gas | Gas Boiler - Burner Control Optimization | A | Standalone Impact on Baseline Summer Peak (%) | Achievable Economic TRC Potential | 0% | 0% | 0% | 0% | 0% | 0% | 0% | 0% | 0% | 0% | 0% | 0% | 0% | 0% | 0% | 0% | 0% | 0% | 0% | 0% | 0% | 0% | 0% | 0% | 0 | 0 | 0 | 0 | 0 | 0 | 0
F6_Industrial_Wood and Lumber Products_Existing_Process_Natural Gas_Gas Boiler - Burner Control Optimization_A_Achievable Economic TRC Potential | F6 | Industrial | Wood and Lumber Products | Existing | Process | Natural Gas | Gas Boiler - Burner Control Optimization | A | Standalone Impact on Baseline Winter Peak (%) | Achievable Economic TRC Potential | 0% | 0% | 0% | 0% | 0% | 0% | 0% | 0% | 0% | 0% | 0% | 0% | 0% | 0% | 0% | 0% | 0% | 0% | 0% | 0% | 0% | 0% | 0% | 0% | 0 | 0 | 0 | 0 | 0 | 0 | 0
F7_Industrial_Wood and Lumber Products_Existing_Process_Natural Gas_Gas Boiler - Burner Control Optimization_A_Achievable Economic TRC Potential | F7 | Industrial | Wood and Lumber Products | Existing | Process | Natural Gas | Gas Boiler - Burner Control Optimization | A | Incremental Energy Savings (MWh or mTherms) | Achievable Economic TRC Potential | 0 | 0 | 0 | 0 | 0 | 0.0061892 | 0.0097235 | 0.019332 | 0.03385 | 0.052699 | 0.072842 | 0.092454 | 0.10764 | 0.11408 | 0.11452 | 0.10587 | 0.092644 | 0.075911 | 0.058515 | 0.043168 | 0.030092 | 0.019984 | 0.01267 | 0.0076863 | 0.0051878 | 0 | 0 | 0 | 0 | 0 | 0
F8_Industrial_Wood and Lumber Products_Existing_Process_Natural Gas_Gas Boiler - Burner Control Optimization_A_Achievable Economic TRC Potential | F8 | Industrial | Wood and Lumber Products | Existing | Process | Natural Gas | Gas Boiler - Burner Control Optimization | A | Incremental Summer Peak Savings (MW) | Achievable Economic TRC Potential | 0 | 0 | 0 | 0 | 0 | 0 | 0 | 0 | 0 | 0 | 0 | 0 | 0 | 0 | 0 | 0 | 0 | 0 | 0 | 0 | 0 | 0 | 0 | 0 | 0 | 0 | 0 | 0 | 0 | 0 | 0
F9_Industrial_Wood and Lumber Products_Existing_Process_Natural Gas_Gas Boiler - Burner Control Optimization_A_Achievable Economic TRC Potential | F9 | Industrial | Wood and Lumber Products | Existing | Process | Natural Gas | Gas Boiler - Burner Control Optimization | A | Incremental Winter Peak Savings (MW) | Achievable Economic TRC Potential | 0 | 0 | 0 | 0 | 0 | 0 | 0 | 0 | 0 | 0 | 0 | 0 | 0 | 0 | 0 | 0 | 0 | 0 | 0 | 0 | 0 | 0 | 0 | 0 | 0 | 0 | 0 | 0 | 0 | 0 | 0
F10_Industrial_Wood and Lumber Products_Existing_Process_Natural Gas_Gas Boiler - Burner Control Optimization_A_Achievable Economic TRC Potential | F10 | Industrial | Wood and Lumber Products | Existing | Process | Natural Gas | Gas Boiler - Burner Control Optimization | A | Cumulative Energy Savings (MWh or mTherms) | Achievable Economic TRC Potential | 0 | 0 | 0 | 0 | 0 | 0.0061892 | 0.015913 | 0.035245 | 0.069095 | 0.12179 | 0.19464 | 0.28709 | 0.39473 | 0.50882 | 0.62334 | 0.7292 | 0.82185 | 0.89776 | 0.95627 | 0.99944 | 1.0295 | 1.0495 | 1.0622 | 1.0699 | 1.0751 | 1.0751 | 1.0751 | 1.0751 | 1.0751 | 1.0751 | 1.0751
F11_Industrial_Wood and Lumber Products_Existing_Process_Natural Gas_Gas Boiler - Burner Control Optimization_A_Achievable Economic TRC Potential | F11 | Industrial | Wood and Lumber Products | Existing | Process | Natural Gas | Gas Boiler - Burner Control Optimization | A | Cumulative Summer Peak Savings (MW) | Achievable Economic TRC Potential | 0 | 0 | 0 | 0 | 0 | 0 | 0 | 0 | 0 | 0 | 0 | 0 | 0 | 0 | 0 | 0 | 0 | 0 | 0 | 0 | 0 | 0 | 0 | 0 | 0 | 0 | 0 | 0 | 0 | 0 | 0
F12_Industrial_Wood and Lumber Products_Existing_Process_Natural Gas_Gas Boiler - Burner Control Optimization_A_Achievable Economic TRC Potential | F12 | Industrial | Wood and Lumber Products | Existing | Process | Natural Gas | Gas Boiler - Burner Control Optimization | A | Cumulative Winter Peak Savings (MW) | Achievable Economic TRC Potential | 0 | 0 | 0 | 0 | 0 | 0 | 0 | 0 | 0 | 0 | 0 | 0 | 0 | 0 | 0 | 0 | 0 | 0 | 0 | 0 | 0 | 0 | 0 | 0 | 0 | 0 | 0 | 0 | 0 | 0 | 0
F13_Industrial_Wood and Lumber Products_Existing_Process_Natural Gas_Gas Boiler - Burner Control Optimization_A_Achievable Economic TRC Potential | F13 | Industrial | Wood and Lumber Products | Existing | Process | Natural Gas | Gas Boiler - Burner Control Optimization | A | Purchases (Incremental) | Achievable Economic TRC Potential | 0 | 0 | 0 | 0 | 0 | 2.4739 | 3.8866 | 7.7274 | 13.5302 | 21.0644 | 29.1157 | 36.9551 | 43.0267 | 45.6007 | 45.7748 | 42.3157 | 37.031 | 30.3427 | 23.3893 | 17.2547 | 12.0283 | 7.9877 | 5.0646 | 3.0723 | 2.0736 | 0 | 0 | 0 | 0 | 0 | 0
F14_Industrial_Wood and Lumber Products_Existing_Process_Natural Gas_Gas Boiler - Burner Control Optimization_A_Achievable Economic TRC Potential | F14 | Industrial | Wood and Lumber Products | Existing | Process | Natural Gas | Gas Boiler - Burner Control Optimization | A | Purchases (Cumulative) | Achievable Economic TRC Potential | 0 | 0 | 0 | 0 | 0 | 2.4739 | 6.3605 | 14.0879 | 27.6181 | 48.6825 | 77.7982 | 114.7533 | 157.78 | 203.3807 | 249.1555 | 291.4712 | 328.5022 | 358.8449 | 382.2342 | 399.4889 | 411.5172 | 419.5049 | 424.5694 | 427.6417 | 429.7154 | 429.7154 | 429.7154 | 429.7154 | 429.7154 | 429.7154 | 429.7154
F1_Industrial_Wood and Lumber Products_Existing_Space Heating_Natural Gas_HVAC - Demand Controlled Ventilation_A_Achievable Economic TRC Potential | F1 | Industrial | Wood and Lumber Products | Existing | Space Heating | Natural Gas | HVAC - Demand Controlled Ventilation | A | Original Unit Energy Savings (kWh or therms) | Achievable Economic TRC Potential | 0 | 0 | 0 | 0 | 0 | 0.045714 | 0.045302 | 0.044777 | 0.044244 | 0.043709 | 0.043186 | 0.042667 | 0.042179 | 0.041719 | 0.041255 | 0.04085 | 0.040467 | 0.040108 | 0.03977 | 0.039428 | 0.039096 | 0.038767 | 0.038427 | 0.038101 | 0.037787 | 0.037493 | 0.037218 | 0.03696 | 0.036718 | 0.036492 | 0.03628
F2_Industrial_Wood and Lumber Products_Existing_Space Heating_Natural Gas_HVAC - Demand Controlled Ventilation_A_Achievable Economic TRC Potential | F2 | Industrial | Wood and Lumber Products | Existing | Space Heating | Natural Gas | HVAC - Demand Controlled Ventilation | A | Original Unit Summer Peak Savings (kW) | Achievable Economic TRC Potential | 0 | 0 | 0 | 0 | 0 | 0 | 0 | 0 | 0 | 0 | 0 | 0 | 0 | 0 | 0 | 0 | 0 | 0 | 0 | 0 | 0 | 0 | 0 | 0 | 0 | 0 | 0 | 0 | 0 | 0 | 0
F3_Industrial_Wood and Lumber Products_Existing_Space Heating_Natural Gas_HVAC - Demand Controlled Ventilation_A_Achievable Economic TRC Potential | F3 | Industrial | Wood and Lumber Products | Existing | Space Heating | Natural Gas | HVAC - Demand Controlled Ventilation | A | Original Unit Winter Peak Savings (kW) | Achievable Economic TRC Potential | 0 | 0 | 0 | 0 | 0 | 0 | 0 | 0 | 0 | 0 | 0 | 0 | 0 | 0 | 0 | 0 | 0 | 0 | 0 | 0 | 0 | 0 | 0 | 0 | 0 | 0 | 0 | 0 | 0 | 0 | 0
F4_Industrial_Wood and Lumber Products_Existing_Space Heating_Natural Gas_HVAC - Demand Controlled Ventilation_A_Achievable Economic TRC Potential | F4 | Industrial | Wood and Lumber Products | Existing | Space Heating | Natural Gas | HVAC - Demand Controlled Ventilation | A | Standalone Impact on Baseline Energy (%) | Achievable Economic TRC Potential | 0% | 0% | 0% | 0% | 0% | 0% | 0% | 0% | 0% | 0% | 0% | 0% | 0% | 0% | 0% | 0% | 0% | 0% | 0% | 0% | 0% | 0% | 0% | 0% | 0 | 0 | 0 | 0 | 0 | 0 | 0
F5_Industrial_Wood and Lumber Products_Existing_Space Heating_Natural Gas_HVAC - Demand Controlled Ventilation_A_Achievable Economic TRC Potential | F5 | Industrial | Wood and Lumber Products | Existing | Space Heating | Natural Gas | HVAC - Demand Controlled Ventilation | A | Standalone Impact on Baseline Summer Peak (%) | Achievable Economic TRC Potential | 0% | 0% | 0% | 0% | 0% | 0% | 0% | 0% | 0% | 0% | 0% | 0% | 0% | 0% | 0% | 0% | 0% | 0% | 0% | 0% | 0% | 0% | 0% | 0% | 0 | 0 | 0 | 0 | 0 | 0 | 0
F6_Industrial_Wood and Lumber Products_Existing_Space Heating_Natural Gas_HVAC - Demand Controlled Ventilation_A_Achievable Economic TRC Potential | F6 | Industrial | Wood and Lumber Products | Existing | Space Heating | Natural Gas | HVAC - Demand Controlled Ventilation | A | Standalone Impact on Baseline Winter Peak (%) | Achievable Economic TRC Potential | 0% | 0% | 0% | 0% | 0% | 0% | 0% | 0% | 0% | 0% | 0% | 0% | 0% | 0% | 0% | 0% | 0% | 0% | 0% | 0% | 0% | 0% | 0% | 0% | 0 | 0 | 0 | 0 | 0 | 0 | 0
F7_Industrial_Wood and Lumber Products_Existing_Space Heating_Natural Gas_HVAC - Demand Controlled Ventilation_A_Achievable Economic TRC Potential | F7 | Industrial | Wood and Lumber Products | Existing | Space Heating | Natural Gas | HVAC - Demand Controlled Ventilation | A | Incremental Energy Savings (MWh or mTherms) | Achievable Economic TRC Potential | 0 | 0 | 0 | 0 | 0 | 0 | 0 | 0 | 0 | 0 | 0 | 0 | 0 | 0 | 0 | 0 | 0 | 0 | 0 | 0 | 0 | 0 | 0 | 0 | 0 | 0 | 0 | 0 | 0 | 0 | 0
F8_Industrial_Wood and Lumber Products_Existing_Space Heating_Natural Gas_HVAC - Demand Controlled Ventilation_A_Achievable Economic TRC Potential | F8 | Industrial | Wood and Lumber Products | Existing | Space Heating | Natural Gas | HVAC - Demand Controlled Ventilation | A | Incremental Summer Peak Savings (MW) | Achievable Economic TRC Potential | 0 | 0 | 0 | 0 | 0 | 0 | 0 | 0 | 0 | 0 | 0 | 0 | 0 | 0 | 0 | 0 | 0 | 0 | 0 | 0 | 0 | 0 | 0 | 0 | 0 | 0 | 0 | 0 | 0 | 0 | 0
F9_Industrial_Wood and Lumber Products_Existing_Space Heating_Natural Gas_HVAC - Demand Controlled Ventilation_A_Achievable Economic TRC Potential | F9 | Industrial | Wood and Lumber Products | Existing | Space Heating | Natural Gas | HVAC - Demand Controlled Ventilation | A | Incremental Winter Peak Savings (MW) | Achievable Economic TRC Potential | 0 | 0 | 0 | 0 | 0 | 0 | 0 | 0 | 0 | 0 | 0 | 0 | 0 | 0 | 0 | 0 | 0 | 0 | 0 | 0 | 0 | 0 | 0 | 0 | 0 | 0 | 0 | 0 | 0 | 0 | 0
F10_Industrial_Wood and Lumber Products_Existing_Space Heating_Natural Gas_HVAC - Demand Controlled Ventilation_A_Achievable Economic TRC Potential | F10 | Industrial | Wood and Lumber Products | Existing | Space Heating | Natural Gas | HVAC - Demand Controlled Ventilation | A | Cumulative Energy Savings (MWh or mTherms) | Achievable Economic TRC Potential | 0 | 0 | 0 | 0 | 0 | 0 | 0 | 0 | 0 | 0 | 0 | 0 | 0 | 0 | 0 | 0 | 0 | 0 | 0 | 0 | 0 | 0 | 0 | 0 | 0 | 0 | 0 | 0 | 0 | 0 | 0
F11_Industrial_Wood and Lumber Products_Existing_Space Heating_Natural Gas_HVAC - Demand Controlled Ventilation_A_Achievable Economic TRC Potential | F11 | Industrial | Wood and Lumber Products | Existing | Space Heating | Natural Gas | HVAC - Demand Controlled Ventilation | A | Cumulative Summer Peak Savings (MW) | Achievable Economic TRC Potential | 0 | 0 | 0 | 0 | 0 | 0 | 0 | 0 | 0 | 0 | 0 | 0 | 0 | 0 | 0 | 0 | 0 | 0 | 0 | 0 | 0 | 0 | 0 | 0 | 0 | 0 | 0 | 0 | 0 | 0 | 0
F12_Industrial_Wood and Lumber Products_Existing_Space Heating_Natural Gas_HVAC - Demand Controlled Ventilation_A_Achievable Economic TRC Potential | F12 | Industrial | Wood and Lumber Products | Existing | Space Heating | Natural Gas | HVAC - Demand Controlled Ventilation | A | Cumulative Winter Peak Savings (MW) | Achievable Economic TRC Potential | 0 | 0 | 0 | 0 | 0 | 0 | 0 | 0 | 0 | 0 | 0 | 0 | 0 | 0 | 0 | 0 | 0 | 0 | 0 | 0 | 0 | 0 | 0 | 0 | 0 | 0 | 0 | 0 | 0 | 0 | 0
F13_Industrial_Wood and Lumber Products_Existing_Space Heating_Natural Gas_HVAC - Demand Controlled Ventilation_A_Achievable Economic TRC Potential | F13 | Industrial | Wood and Lumber Products | Existing | Space Heating | Natural Gas | HVAC - Demand Controlled Ventilation | A | Purchases (Incremental) | Achievable Economic TRC Potential | 0 | 0 | 0 | 0 | 0 | 0 | 0 | 0 | 0 | 0 | 0 | 0 | 0 | 0 | 0 | 0 | 0 | 0 | 0 | 0 | 0 | 0 | 0 | 0 | 0 | 0 | 0 | 0 | 0 | 0 | 0
F14_Industrial_Wood and Lumber Products_Existing_Space Heating_Natural Gas_HVAC - Demand Controlled Ventilation_A_Achievable Economic TRC Potential | F14 | Industrial | Wood and Lumber Products | Existing | Space Heating | Natural Gas | HVAC - Demand Controlled Ventilation | A | Purchases (Cumulative) | Achievable Economic TRC Potential | 0 | 0 | 0 | 0 | 0 | 0 | 0 | 0 | 0 | 0 | 0 | 0 | 0 | 0 | 0 | 0 | 0 | 0 | 0 | 0 | 0 | 0 | 0 | 0 | 0 | 0 | 0 | 0 | 0 | 0 | 0
F1_Industrial_Wood and Lumber Products_Existing_Space Heating_Natural Gas_Gas Boiler - Stack Economizer_A_Achievable Economic TRC Potential | F1 | Industrial | Wood and Lumber Products | Existing | Space Heating | Natural Gas | Gas Boiler - Stack Economizer | A | Original Unit Energy Savings (kWh or therms) | Achievable Economic TRC Potential | 0 | 0 | 0 | 0 | 0 | 0.88094 | 0.87497 | 0.86904 | 0.86308 | 0.85713 | 0.85136 | 0.84563 | 0.83997 | 0.83438 | 0.82846 | 0.82302 | 0.81764 | 0.81236 | 0.80715 | 0.80193 | 0.79689 | 0.79164 | 0.78658 | 0.78167 | 0.77673 | 0.77223 | 0.76811 | 0.76436 | 0.76094 | 0.75781 | 0.75496
F2_Industrial_Wood and Lumber Products_Existing_Space Heating_Natural Gas_Gas Boiler - Stack Economizer_A_Achievable Economic TRC Potential | F2 | Industrial | Wood and Lumber Products | Existing | Space Heating | Natural Gas | Gas Boiler - Stack Economizer | A | Original Unit Summer Peak Savings (kW) | Achievable Economic TRC Potential | 0 | 0 | 0 | 0 | 0 | 0 | 0 | 0 | 0 | 0 | 0 | 0 | 0 | 0 | 0 | 0 | 0 | 0 | 0 | 0 | 0 | 0 | 0 | 0 | 0 | 0 | 0 | 0 | 0 | 0 | 0
F3_Industrial_Wood and Lumber Products_Existing_Space Heating_Natural Gas_Gas Boiler - Stack Economizer_A_Achievable Economic TRC Potential | F3 | Industrial | Wood and Lumber Products | Existing | Space Heating | Natural Gas | Gas Boiler - Stack Economizer | A | Original Unit Winter Peak Savings (kW) | Achievable Economic TRC Potential | 0 | 0 | 0 | 0 | 0 | 0 | 0 | 0 | 0 | 0 | 0 | 0 | 0 | 0 | 0 | 0 | 0 | 0 | 0 | 0 | 0 | 0 | 0 | 0 | 0 | 0 | 0 | 0 | 0 | 0 | 0
F4_Industrial_Wood and Lumber Products_Existing_Space Heating_Natural Gas_Gas Boiler - Stack Economizer_A_Achievable Economic TRC Potential | F4 | Industrial | Wood and Lumber Products | Existing | Space Heating | Natural Gas | Gas Boiler - Stack Economizer | A | Standalone Impact on Baseline Energy (%) | Achievable Economic TRC Potential | 0% | 0% | 0% | 0% | 0% | 0.008228% | 0.01643% | 0.02472% | 0.0329% | 0.04107% | 0.049% | 0.05506% | 0.05993% | 0.06472% | 0.06756% | 0.07069% | 0.07268% | 0.07463% | 0.07654% | 0.07743% | 0.07852% | 0.0788% | 0.07902% | 0.07922% | 0.0007937 | 0.00079515 | 0.00079652 | 0.0007978 | 0 | 0 | 0
F5_Industrial_Wood and Lumber Products_Existing_Space Heating_Natural Gas_Gas Boiler - Stack Economizer_A_Achievable Economic TRC Potential | F5 | Industrial | Wood and Lumber Products | Existing | Space Heating | Natural Gas | Gas Boiler - Stack Economizer | A | Standalone Impact on Baseline Summer Peak (%) | Achievable Economic TRC Potential | 0% | 0% | 0% | 0% | 0% | 0% | 0% | 0% | 0% | 0% | 0% | 0% | 0% | 0% | 0% | 0% | 0% | 0% | 0% | 0% | 0% | 0% | 0% | 0% | 0 | 0 | 0 | 0 | 0 | 0 | 0
F6_Industrial_Wood and Lumber Products_Existing_Space Heating_Natural Gas_Gas Boiler - Stack Economizer_A_Achievable Economic TRC Potential | F6 | Industrial | Wood and Lumber Products | Existing | Space Heating | Natural Gas | Gas Boiler - Stack Economizer | A | Standalone Impact on Baseline Winter Peak (%) | Achievable Economic TRC Potential | 0% | 0% | 0% | 0% | 0% | 0% | 0% | 0% | 0% | 0% | 0% | 0% | 0% | 0% | 0% | 0% | 0% | 0% | 0% | 0% | 0% | 0% | 0% | 0% | 0 | 0 | 0 | 0 | 0 | 0 | 0
F7_Industrial_Wood and Lumber Products_Existing_Space Heating_Natural Gas_Gas Boiler - Stack Economizer_A_Achievable Economic TRC Potential | F7 | Industrial | Wood and Lumber Products | Existing | Space Heating | Natural Gas | Gas Boiler - Stack Economizer | A | Incremental Energy Savings (MWh or mTherms) | Achievable Economic TRC Potential | 0 | 0 | 0 | 0 | 0 | 0.0062591 | 0.0062133 | 0.0061348 | 0.006096 | 0.006059 | 0.0053475 | 0.0042377 | 0.0033606 | 0.0026282 | 0.0020956 | 0.0016496 | 0.0013112 | 0.0010369 | 0.00081689 | 0.00065005 | 0.00051464 | 3.4735e-06 | 1.2281e-06 | 4.1465e-07 | 1.3393e-07 | 1.1285e-07 | 1.1195e-07 | 1.1114e-07 | 1.104e-07 | 1.0973e-07 | 1.0913e-07
F8_Industrial_Wood and Lumber Products_Existing_Space Heating_Natural Gas_Gas Boiler - Stack Economizer_A_Achievable Economic TRC Potential | F8 | Industrial | Wood and Lumber Products | Existing | Space Heating | Natural Gas | Gas Boiler - Stack Economizer | A | Incremental Summer Peak Savings (MW) | Achievable Economic TRC Potential | 0 | 0 | 0 | 0 | 0 | 0 | 0 | 0 | 0 | 0 | 0 | 0 | 0 | 0 | 0 | 0 | 0 | 0 | 0 | 0 | 0 | 0 | 0 | 0 | 0 | 0 | 0 | 0 | 0 | 0 | 0
F9_Industrial_Wood and Lumber Products_Existing_Space Heating_Natural Gas_Gas Boiler - Stack Economizer_A_Achievable Economic TRC Potential | F9 | Industrial | Wood and Lumber Products | Existing | Space Heating | Natural Gas | Gas Boiler - Stack Economizer | A | Incremental Winter Peak Savings (MW) | Achievable Economic TRC Potential | 0 | 0 | 0 | 0 | 0 | 0 | 0 | 0 | 0 | 0 | 0 | 0 | 0 | 0 | 0 | 0 | 0 | 0 | 0 | 0 | 0 | 0 | 0 | 0 | 0 | 0 | 0 | 0 | 0 | 0 | 0
F10_Industrial_Wood and Lumber Products_Existing_Space Heating_Natural Gas_Gas Boiler - Stack Economizer_A_Achievable Economic TRC Potential | F10 | Industrial | Wood and Lumber Products | Existing | Space Heating | Natural Gas | Gas Boiler - Stack Economizer | A | Cumulative Energy Savings (MWh or mTherms) | Achievable Economic TRC Potential | 0 | 0 | 0 | 0 | 0 | 0.0062591 | 0.01243 | 0.018481 | 0.02445 | 0.03034 | 0.035483 | 0.039482 | 0.042579 | 0.044923 | 0.0467 | 0.048043 | 0.049041 | 0.049761 | 0.050258 | 0.050583 | 0.05078 | 0.050449 | 0.050128 | 0.049815 | 0.049501 | 0.049214 | 0.048952 | 0.048713 | 0.048495 | 0.048296 | 0.048114
F11_Industrial_Wood and Lumber Products_Existing_Space Heating_Natural Gas_Gas Boiler - Stack Economizer_A_Achievable Economic TRC Potential | F11 | Industrial | Wood and Lumber Products | Existing | Space Heating | Natural Gas | Gas Boiler - Stack Economizer | A | Cumulative Summer Peak Savings (MW) | Achievable Economic TRC Potential | 0 | 0 | 0 | 0 | 0 | 0 | 0 | 0 | 0 | 0 | 0 | 0 | 0 | 0 | 0 | 0 | 0 | 0 | 0 | 0 | 0 | 0 | 0 | 0 | 0 | 0 | 0 | 0 | 0 | 0 | 0
F12_Industrial_Wood and Lumber Products_Existing_Space Heating_Natural Gas_Gas Boiler - Stack Economizer_A_Achievable Economic TRC Potential | F12 | Industrial | Wood and Lumber Products | Existing | Space Heating | Natural Gas | Gas Boiler - Stack Economizer | A | Cumulative Winter Peak Savings (MW) | Achievable Economic TRC Potential | 0 | 0 | 0 | 0 | 0 | 0 | 0 | 0 | 0 | 0 | 0 | 0 | 0 | 0 | 0 | 0 | 0 | 0 | 0 | 0 | 0 | 0 | 0 | 0 | 0 | 0 | 0 | 0 | 0 | 0 | 0
F13_Industrial_Wood and Lumber Products_Existing_Space Heating_Natural Gas_Gas Boiler - Stack Economizer_A_Achievable Economic TRC Potential | F13 | Industrial | Wood and Lumber Products | Existing | Space Heating | Natural Gas | Gas Boiler - Stack Economizer | A | Purchases (Incremental) | Achievable Economic TRC Potential | 0 | 0 | 0 | 0 | 0 | 7.105 | 7.1011 | 7.0592 | 7.0631 | 7.0689 | 6.2812 | 5.0112 | 4.0009 | 3.1499 | 2.5295 | 2.0043 | 1.6037 | 1.2765 | 1.0121 | 0.81061 | 0.64581 | 0.0043878 | 0.0015613 | 0.00053047 | 0.00017243 | 0.00014614 | 0.00014575 | 0.0001454 | 0.00014508 | 0.0001448 | 0.00014455
F14_Industrial_Wood and Lumber Products_Existing_Space Heating_Natural Gas_Gas Boiler - Stack Economizer_A_Achievable Economic TRC Potential | F14 | Industrial | Wood and Lumber Products | Existing | Space Heating | Natural Gas | Gas Boiler - Stack Economizer | A | Purchases (Cumulative) | Achievable Economic TRC Potential | 0 | 0 | 0 | 0 | 0 | 7.105 | 14.2061 | 21.2654 | 28.3284 | 35.3973 | 41.6786 | 46.6898 | 50.6907 | 53.8405 | 56.37 | 58.3743 | 59.978 | 61.2545 | 62.2665 | 63.0771 | 63.7229 | 63.7273 | 63.7289 | 63.7294 | 63.7296 | 63.7297 | 63.7299 | 63.73 | 63.7302 | 63.7303 | 63.7305
F1_Industrial_Wood and Lumber Products_Existing_Process_Natural Gas_Gas Boiler - Stack Economizer_A_Achievable Economic TRC Potential | F1 | Industrial | Wood and Lumber Products | Existing | Process | Natural Gas | Gas Boiler - Stack Economizer | A | Original Unit Energy Savings (kWh or therms) | Achievable Economic TRC Potential | 0 | 0 | 0 | 0 | 0 | 8.2818 | 8.2818 | 8.2818 | 8.2818 | 8.2818 | 8.2818 | 8.2818 | 8.2818 | 8.2818 | 8.2818 | 8.2818 | 8.2818 | 8.2818 | 8.2818 | 8.2818 | 8.2818 | 8.2818 | 8.2818 | 8.2818 | 8.2818 | 8.2818 | 8.2818 | 8.2818 | 8.2818 | 8.2818 | 8.2818
F2_Industrial_Wood and Lumber Products_Existing_Process_Natural Gas_Gas Boiler - Stack Economizer_A_Achievable Economic TRC Potential | F2 | Industrial | Wood and Lumber Products | Existing | Process | Natural Gas | Gas Boiler - Stack Economizer | A | Original Unit Summer Peak Savings (kW) | Achievable Economic TRC Potential | 0 | 0 | 0 | 0 | 0 | 0 | 0 | 0 | 0 | 0 | 0 | 0 | 0 | 0 | 0 | 0 | 0 | 0 | 0 | 0 | 0 | 0 | 0 | 0 | 0 | 0 | 0 | 0 | 0 | 0 | 0
F3_Industrial_Wood and Lumber Products_Existing_Process_Natural Gas_Gas Boiler - Stack Economizer_A_Achievable Economic TRC Potential | F3 | Industrial | Wood and Lumber Products | Existing | Process | Natural Gas | Gas Boiler - Stack Economizer | A | Original Unit Winter Peak Savings (kW) | Achievable Economic TRC Potential | 0 | 0 | 0 | 0 | 0 | 0 | 0 | 0 | 0 | 0 | 0 | 0 | 0 | 0 | 0 | 0 | 0 | 0 | 0 | 0 | 0 | 0 | 0 | 0 | 0 | 0 | 0 | 0 | 0 | 0 | 0
F4_Industrial_Wood and Lumber Products_Existing_Process_Natural Gas_Gas Boiler - Stack Economizer_A_Achievable Economic TRC Potential | F4 | Industrial | Wood and Lumber Products | Existing | Process | Natural Gas | Gas Boiler - Stack Economizer | A | Standalone Impact on Baseline Energy (%) | Achievable Economic TRC Potential | 0% | 0% | 0% | 0% | 0% | 0.03701% | 0.07404% | 0.1115% | 0.1484% | 0.1853% | 0.221% | 0.2483% | 0.2701% | 0.2915% | 0.304% | 0.3179% | 0.3266% | 0.3352% | 0.3438% | 0.3479% | 0.3529% | 0.3543% | 0.3556% | 0.3568% | 0.0035796 | 0.0035901 | 0.0035997 | 0.0036084 | 0 | 0 | 0
F5_Industrial_Wood and Lumber Products_Existing_Process_Natural Gas_Gas Boiler - Stack Economizer_A_Achievable Economic TRC Potential | F5 | Industrial | Wood and Lumber Products | Existing | Process | Natural Gas | Gas Boiler - Stack Economizer | A | Standalone Impact on Baseline Summer Peak (%) | Achievable Economic TRC Potential | 0% | 0% | 0% | 0% | 0% | 0% | 0% | 0% | 0% | 0% | 0% | 0% | 0% | 0% | 0% | 0% | 0% | 0% | 0% | 0% | 0% | 0% | 0% | 0% | 0 | 0 | 0 | 0 | 0 | 0 | 0
F6_Industrial_Wood and Lumber Products_Existing_Process_Natural Gas_Gas Boiler - Stack Economizer_A_Achievable Economic TRC Potential | F6 | Industrial | Wood and Lumber Products | Existing | Process | Natural Gas | Gas Boiler - Stack Economizer | A | Standalone Impact on Baseline Winter Peak (%) | Achievable Economic TRC Potential | 0% | 0% | 0% | 0% | 0% | 0% | 0% | 0% | 0% | 0% | 0% | 0% | 0% | 0% | 0% | 0% | 0% | 0% | 0% | 0% | 0% | 0% | 0% | 0% | 0 | 0 | 0 | 0 | 0 | 0 | 0
F7_Industrial_Wood and Lumber Products_Existing_Process_Natural Gas_Gas Boiler - Stack Economizer_A_Achievable Economic TRC Potential | F7 | Industrial | Wood and Lumber Products | Existing | Process | Natural Gas | Gas Boiler - Stack Economizer | A | Incremental Energy Savings (MWh or mTherms) | Achievable Economic TRC Potential | 0 | 0 | 0 | 0 | 0 | 0.20254 | 0.20243 | 0.20123 | 0.20134 | 0.20151 | 0.17906 | 0.14285 | 0.11405 | 0.089791 | 0.072107 | 0.057136 | 0.045714 | 0.036388 | 0.02885 | 0.023108 | 0.01841 | 0.00012508 | 4.4508e-05 | 1.5122e-05 | 4.9155e-06 | 4.166e-06 | 4.1549e-06 | 4.1448e-06 | 4.1358e-06 | 4.1278e-06 | 4.1207e-06
F8_Industrial_Wood and Lumber Products_Existing_Process_Natural Gas_Gas Boiler - Stack Economizer_A_Achievable Economic TRC Potential | F8 | Industrial | Wood and Lumber Products | Existing | Process | Natural Gas | Gas Boiler - Stack Economizer | A | Incremental Summer Peak Savings (MW) | Achievable Economic TRC Potential | 0 | 0 | 0 | 0 | 0 | 0 | 0 | 0 | 0 | 0 | 0 | 0 | 0 | 0 | 0 | 0 | 0 | 0 | 0 | 0 | 0 | 0 | 0 | 0 | 0 | 0 | 0 | 0 | 0 | 0 | 0
F9_Industrial_Wood and Lumber Products_Existing_Process_Natural Gas_Gas Boiler - Stack Economizer_A_Achievable Economic TRC Potential | F9 | Industrial | Wood and Lumber Products | Existing | Process | Natural Gas | Gas Boiler - Stack Economizer | A | Incremental Winter Peak Savings (MW) | Achievable Economic TRC Potential | 0 | 0 | 0 | 0 | 0 | 0 | 0 | 0 | 0 | 0 | 0 | 0 | 0 | 0 | 0 | 0 | 0 | 0 | 0 | 0 | 0 | 0 | 0 | 0 | 0 | 0 | 0 | 0 | 0 | 0 | 0
F10_Industrial_Wood and Lumber Products_Existing_Process_Natural Gas_Gas Boiler - Stack Economizer_A_Achievable Economic TRC Potential | F10 | Industrial | Wood and Lumber Products | Existing | Process | Natural Gas | Gas Boiler - Stack Economizer | A | Cumulative Energy Savings (MWh or mTherms) | Achievable Economic TRC Potential | 0 | 0 | 0 | 0 | 0 | 0.20254 | 0.40497 | 0.6062 | 0.80754 | 1.0091 | 1.1881 | 1.331 | 1.445 | 1.5348 | 1.6069 | 1.664 | 1.7098 | 1.7461 | 1.775 | 1.7981 | 1.8165 | 1.8166 | 1.8167 | 1.8167 | 1.8167 | 1.8167 | 1.8167 | 1.8167 | 1.8167 | 1.8167 | 1.8167
F11_Industrial_Wood and Lumber Products_Existing_Process_Natural Gas_Gas Boiler - Stack Economizer_A_Achievable Economic TRC Potential | F11 | Industrial | Wood and Lumber Products | Existing | Process | Natural Gas | Gas Boiler - Stack Economizer | A | Cumulative Summer Peak Savings (MW) | Achievable Economic TRC Potential | 0 | 0 | 0 | 0 | 0 | 0 | 0 | 0 | 0 | 0 | 0 | 0 | 0 | 0 | 0 | 0 | 0 | 0 | 0 | 0 | 0 | 0 | 0 | 0 | 0 | 0 | 0 | 0 | 0 | 0 | 0
F12_Industrial_Wood and Lumber Products_Existing_Process_Natural Gas_Gas Boiler - Stack Economizer_A_Achievable Economic TRC Potential | F12 | Industrial | Wood and Lumber Products | Existing | Process | Natural Gas | Gas Boiler - Stack Economizer | A | Cumulative Winter Peak Savings (MW) | Achievable Economic TRC Potential | 0 | 0 | 0 | 0 | 0 | 0 | 0 | 0 | 0 | 0 | 0 | 0 | 0 | 0 | 0 | 0 | 0 | 0 | 0 | 0 | 0 | 0 | 0 | 0 | 0 | 0 | 0 | 0 | 0 | 0 | 0
F13_Industrial_Wood and Lumber Products_Existing_Process_Natural Gas_Gas Boiler - Stack Economizer_A_Achievable Economic TRC Potential | F13 | Industrial | Wood and Lumber Products | Existing | Process | Natural Gas | Gas Boiler - Stack Economizer | A | Purchases (Incremental) | Achievable Economic TRC Potential | 0 | 0 | 0 | 0 | 0 | 24.4559 | 24.4424 | 24.2983 | 24.3114 | 24.3315 | 21.6203 | 17.249 | 13.7712 | 10.842 | 8.7067 | 6.8989 | 5.5199 | 4.3937 | 3.4836 | 2.7902 | 2.2229 | 0.015103 | 0.0053742 | 0.0018259 | 0.00059353 | 0.00050303 | 0.00050169 | 0.00050047 | 0.00049938 | 0.00049841 | 0.00049756
F14_Industrial_Wood and Lumber Products_Existing_Process_Natural Gas_Gas Boiler - Stack Economizer_A_Achievable Economic TRC Potential | F14 | Industrial | Wood and Lumber Products | Existing | Process | Natural Gas | Gas Boiler - Stack Economizer | A | Purchases (Cumulative) | Achievable Economic TRC Potential | 0 | 0 | 0 | 0 | 0 | 24.4559 | 48.8983 | 73.1966 | 97.508 | 121.8396 | 143.4599 | 160.7088 | 174.48 | 185.322 | 194.0287 | 200.9276 | 206.4475 | 210.8411 | 214.3247 | 217.1149 | 219.3378 | 219.3529 | 219.3583 | 219.3601 | 219.3607 | 219.3612 | 219.3617 | 219.3622 | 219.3627 | 219.3632 | 219.3637
F1_Industrial_Wood and Lumber Products_Existing_Space Heating_Natural Gas_Gas Furnace Tube Inserts_A_Achievable Economic TRC Potential | F1 | Industrial | Wood and Lumber Products | Existing | Space Heating | Natural Gas | Gas Furnace Tube Inserts | A | Original Unit Energy Savings (kWh or therms) | Achievable Economic TRC Potential | 0 | 0 | 0 | 0 | 0 | 0.086193 | 0.085415 | 0.084425 | 0.083421 | 0.082413 | 0.081426 | 0.080448 | 0.079527 | 0.07866 | 0.077786 | 0.077021 | 0.0763 | 0.075622 | 0.074985 | 0.07434 | 0.073715 | 0.073094 | 0.072454 | 0.071839 | 0.071247 | 0.070693 | 0.070173 | 0.069687 | 0.069231 | 0.068805 | 0.068405
F2_Industrial_Wood and Lumber Products_Existing_Space Heating_Natural Gas_Gas Furnace Tube Inserts_A_Achievable Economic TRC Potential | F2 | Industrial | Wood and Lumber Products | Existing | Space Heating | Natural Gas | Gas Furnace Tube Inserts | A | Original Unit Summer Peak Savings (kW) | Achievable Economic TRC Potential | 0 | 0 | 0 | 0 | 0 | 0 | 0 | 0 | 0 | 0 | 0 | 0 | 0 | 0 | 0 | 0 | 0 | 0 | 0 | 0 | 0 | 0 | 0 | 0 | 0 | 0 | 0 | 0 | 0 | 0 | 0
F3_Industrial_Wood and Lumber Products_Existing_Space Heating_Natural Gas_Gas Furnace Tube Inserts_A_Achievable Economic TRC Potential | F3 | Industrial | Wood and Lumber Products | Existing | Space Heating | Natural Gas | Gas Furnace Tube Inserts | A | Original Unit Winter Peak Savings (kW) | Achievable Economic TRC Potential | 0 | 0 | 0 | 0 | 0 | 0 | 0 | 0 | 0 | 0 | 0 | 0 | 0 | 0 | 0 | 0 | 0 | 0 | 0 | 0 | 0 | 0 | 0 | 0 | 0 | 0 | 0 | 0 | 0 | 0 | 0
F4_Industrial_Wood and Lumber Products_Existing_Space Heating_Natural Gas_Gas Furnace Tube Inserts_A_Achievable Economic TRC Potential | F4 | Industrial | Wood and Lumber Products | Existing | Space Heating | Natural Gas | Gas Furnace Tube Inserts | A | Standalone Impact on Baseline Energy (%) | Achievable Economic TRC Potential | 0% | 0% | 0% | 0% | 0% | 0% | 0% | 0% | 0% | 0% | 0% | 0% | 0% | 0% | 0% | 0% | 0% | 0% | 0% | 0% | 0% | 0% | 0% | 0% | 0 | 0 | 0 | 0 | 0 | 0 | 0
F5_Industrial_Wood and Lumber Products_Existing_Space Heating_Natural Gas_Gas Furnace Tube Inserts_A_Achievable Economic TRC Potential | F5 | Industrial | Wood and Lumber Products | Existing | Space Heating | Natural Gas | Gas Furnace Tube Inserts | A | Standalone Impact on Baseline Summer Peak (%) | Achievable Economic TRC Potential | 0% | 0% | 0% | 0% | 0% | 0% | 0% | 0% | 0% | 0% | 0% | 0% | 0% | 0% | 0% | 0% | 0% | 0% | 0% | 0% | 0% | 0% | 0% | 0% | 0 | 0 | 0 | 0 | 0 | 0 | 0
F6_Industrial_Wood and Lumber Products_Existing_Space Heating_Natural Gas_Gas Furnace Tube Inserts_A_Achievable Economic TRC Potential | F6 | Industrial | Wood and Lumber Products | Existing | Space Heating | Natural Gas | Gas Furnace Tube Inserts | A | Standalone Impact on Baseline Winter Peak (%) | Achievable Economic TRC Potential | 0% | 0% | 0% | 0% | 0% | 0% | 0% | 0% | 0% | 0% | 0% | 0% | 0% | 0% | 0% | 0% | 0% | 0% | 0% | 0% | 0% | 0% | 0% | 0% | 0 | 0 | 0 | 0 | 0 | 0 | 0
F7_Industrial_Wood and Lumber Products_Existing_Space Heating_Natural Gas_Gas Furnace Tube Inserts_A_Achievable Economic TRC Potential | F7 | Industrial | Wood and Lumber Products | Existing | Space Heating | Natural Gas | Gas Furnace Tube Inserts | A | Incremental Energy Savings (MWh or mTherms) | Achievable Economic TRC Potential | 0 | 0 | 0 | 0 | 0 | 0 | 0 | 0 | 0 | 0 | 0 | 0 | 0 | 0 | 0 | 0 | 0 | 0 | 0 | 0 | 0 | 0 | 0 | 0 | 0 | 0 | 0 | 0 | 0 | 0 | 0
F8_Industrial_Wood and Lumber Products_Existing_Space Heating_Natural Gas_Gas Furnace Tube Inserts_A_Achievable Economic TRC Potential | F8 | Industrial | Wood and Lumber Products | Existing | Space Heating | Natural Gas | Gas Furnace Tube Inserts | A | Incremental Summer Peak Savings (MW) | Achievable Economic TRC Potential | 0 | 0 | 0 | 0 | 0 | 0 | 0 | 0 | 0 | 0 | 0 | 0 | 0 | 0 | 0 | 0 | 0 | 0 | 0 | 0 | 0 | 0 | 0 | 0 | 0 | 0 | 0 | 0 | 0 | 0 | 0
F9_Industrial_Wood and Lumber Products_Existing_Space Heating_Natural Gas_Gas Furnace Tube Inserts_A_Achievable Economic TRC Potential | F9 | Industrial | Wood and Lumber Products | Existing | Space Heating | Natural Gas | Gas Furnace Tube Inserts | A | Incremental Winter Peak Savings (MW) | Achievable Economic TRC Potential | 0 | 0 | 0 | 0 | 0 | 0 | 0 | 0 | 0 | 0 | 0 | 0 | 0 | 0 | 0 | 0 | 0 | 0 | 0 | 0 | 0 | 0 | 0 | 0 | 0 | 0 | 0 | 0 | 0 | 0 | 0
F10_Industrial_Wood and Lumber Products_Existing_Space Heating_Natural Gas_Gas Furnace Tube Inserts_A_Achievable Economic TRC Potential | F10 | Industrial | Wood and Lumber Products | Existing | Space Heating | Natural Gas | Gas Furnace Tube Inserts | A | Cumulative Energy Savings (MWh or mTherms) | Achievable Economic TRC Potential | 0 | 0 | 0 | 0 | 0 | 0 | 0 | 0 | 0 | 0 | 0 | 0 | 0 | 0 | 0 | 0 | 0 | 0 | 0 | 0 | 0 | 0 | 0 | 0 | 0 | 0 | 0 | 0 | 0 | 0 | 0
F11_Industrial_Wood and Lumber Products_Existing_Space Heating_Natural Gas_Gas Furnace Tube Inserts_A_Achievable Economic TRC Potential | F11 | Industrial | Wood and Lumber Products | Existing | Space Heating | Natural Gas | Gas Furnace Tube Inserts | A | Cumulative Summer Peak Savings (MW) | Achievable Economic TRC Potential | 0 | 0 | 0 | 0 | 0 | 0 | 0 | 0 | 0 | 0 | 0 | 0 | 0 | 0 | 0 | 0 | 0 | 0 | 0 | 0 | 0 | 0 | 0 | 0 | 0 | 0 | 0 | 0 | 0 | 0 | 0
F12_Industrial_Wood and Lumber Products_Existing_Space Heating_Natural Gas_Gas Furnace Tube Inserts_A_Achievable Economic TRC Potential | F12 | Industrial | Wood and Lumber Products | Existing | Space Heating | Natural Gas | Gas Furnace Tube Inserts | A | Cumulative Winter Peak Savings (MW) | Achievable Economic TRC Potential | 0 | 0 | 0 | 0 | 0 | 0 | 0 | 0 | 0 | 0 | 0 | 0 | 0 | 0 | 0 | 0 | 0 | 0 | 0 | 0 | 0 | 0 | 0 | 0 | 0 | 0 | 0 | 0 | 0 | 0 | 0
F13_Industrial_Wood and Lumber Products_Existing_Space Heating_Natural Gas_Gas Furnace Tube Inserts_A_Achievable Economic TRC Potential | F13 | Industrial | Wood and Lumber Products | Existing | Space Heating | Natural Gas | Gas Furnace Tube Inserts | A | Purchases (Incremental) | Achievable Economic TRC Potential | 0 | 0 | 0 | 0 | 0 | 0 | 0 | 0 | 0 | 0 | 0 | 0 | 0 | 0 | 0 | 0 | 0 | 0 | 0 | 0 | 0 | 0 | 0 | 0 | 0 | 0 | 0 | 0 | 0 | 0 | 0
F14_Industrial_Wood and Lumber Products_Existing_Space Heating_Natural Gas_Gas Furnace Tube Inserts_A_Achievable Economic TRC Potential | F14 | Industrial | Wood and Lumber Products | Existing | Space Heating | Natural Gas | Gas Furnace Tube Inserts | A | Purchases (Cumulative) | Achievable Economic TRC Potential | 0 | 0 | 0 | 0 | 0 | 0 | 0 | 0 | 0 | 0 | 0 | 0 | 0 | 0 | 0 | 0 | 0 | 0 | 0 | 0 | 0 | 0 | 0 | 0 | 0 | 0 | 0 | 0 | 0 | 0 | 0
F1_Industrial_Wood and Lumber Products_Existing_Space Heating_Natural Gas_Space Heating - Heat Recovery Ventilator_A_Achievable Economic TRC Potential | F1 | Industrial | Wood and Lumber Products | Existing | Space Heating | Natural Gas | Space Heating - Heat Recovery Ventilator | A | Original Unit Energy Savings (kWh or therms) | Achievable Economic TRC Potential | 0 | 0 | 0 | 0 | 0 | 0.013225 | 0.01316 | 0.01308 | 0.012996 | 0.012907 | 0.012817 | 0.012725 | 0.012634 | 0.012542 | 0.012443 | 0.012352 | 0.012262 | 0.012178 | 0.0121 | 0.012025 | 0.011953 | 0.011879 | 0.011813 | 0.011751 | 0.011691 | 0.011636 | 0.011585 | 0.011538 | 0 | 0 | 0
F2_Industrial_Wood and Lumber Products_Existing_Space Heating_Natural Gas_Space Heating - Heat Recovery Ventilator_A_Achievable Economic TRC Potential | F2 | Industrial | Wood and Lumber Products | Existing | Space Heating | Natural Gas | Space Heating - Heat Recovery Ventilator | A | Original Unit Summer Peak Savings (kW) | Achievable Economic TRC Potential | 0 | 0 | 0 | 0 | 0 | 0 | 0 | 0 | 0 | 0 | 0 | 0 | 0 | 0 | 0 | 0 | 0 | 0 | 0 | 0 | 0 | 0 | 0 | 0 | 0 | 0 | 0 | 0 | 0 | 0 | 0
F3_Industrial_Wood and Lumber Products_Existing_Space Heating_Natural Gas_Space Heating - Heat Recovery Ventilator_A_Achievable Economic TRC Potential | F3 | Industrial | Wood and Lumber Products | Existing | Space Heating | Natural Gas | Space Heating - Heat Recovery Ventilator | A | Original Unit Winter Peak Savings (kW) | Achievable Economic TRC Potential | 0 | 0 | 0 | 0 | 0 | 0 | 0 | 0 | 0 | 0 | 0 | 0 | 0 | 0 | 0 | 0 | 0 | 0 | 0 | 0 | 0 | 0 | 0 | 0 | 0 | 0 | 0 | 0 | 0 | 0 | 0
F4_Industrial_Wood and Lumber Products_Existing_Space Heating_Natural Gas_Space Heating - Heat Recovery Ventilator_A_Achievable Economic TRC Potential | F4 | Industrial | Wood and Lumber Products | Existing | Space Heating | Natural Gas | Space Heating - Heat Recovery Ventilator | A | Standalone Impact on Baseline Energy (%) | Achievable Economic TRC Potential | 0% | 0% | 0% | 0% | 0% | 0% | 0% | 0% | 0% | 0% | 0% | 0% | 0% | 0% | 0% | 0% | 0% | 0% | 0% | 0% | 0% | 0% | 0% | 0% | 0 | 0 | 0 | 0 | 0 | 0 | 0
F5_Industrial_Wood and Lumber Products_Existing_Space Heating_Natural Gas_Space Heating - Heat Recovery Ventilator_A_Achievable Economic TRC Potential | F5 | Industrial | Wood and Lumber Products | Existing | Space Heating | Natural Gas | Space Heating - Heat Recovery Ventilator | A | Standalone Impact on Baseline Summer Peak (%) | Achievable Economic TRC Potential | 0% | 0% | 0% | 0% | 0% | 0% | 0% | 0% | 0% | 0% | 0% | 0% | 0% | 0% | 0% | 0% | 0% | 0% | 0% | 0% | 0% | 0% | 0% | 0% | 0 | 0 | 0 | 0 | 0 | 0 | 0
F6_Industrial_Wood and Lumber Products_Existing_Space Heating_Natural Gas_Space Heating - Heat Recovery Ventilator_A_Achievable Economic TRC Potential | F6 | Industrial | Wood and Lumber Products | Existing | Space Heating | Natural Gas | Space Heating - Heat Recovery Ventilator | A | Standalone Impact on Baseline Winter Peak (%) | Achievable Economic TRC Potential | 0% | 0% | 0% | 0% | 0% | 0% | 0% | 0% | 0% | 0% | 0% | 0% | 0% | 0% | 0% | 0% | 0% | 0% | 0% | 0% | 0% | 0% | 0% | 0% | 0 | 0 | 0 | 0 | 0 | 0 | 0
F7_Industrial_Wood and Lumber Products_Existing_Space Heating_Natural Gas_Space Heating - Heat Recovery Ventilator_A_Achievable Economic TRC Potential | F7 | Industrial | Wood and Lumber Products | Existing | Space Heating | Natural Gas | Space Heating - Heat Recovery Ventilator | A | Incremental Energy Savings (MWh or mTherms) | Achievable Economic TRC Potential | 0 | 0 | 0 | 0 | 0 | 0 | 0 | 0 | 0 | 0 | 0 | 0 | 0 | 0 | 0 | 0 | 0 | 0 | 0 | 0 | 0 | 0 | 0 | 0 | 0 | 0 | 0 | 0 | 0 | 0 | 0
F8_Industrial_Wood and Lumber Products_Existing_Space Heating_Natural Gas_Space Heating - Heat Recovery Ventilator_A_Achievable Economic TRC Potential | F8 | Industrial | Wood and Lumber Products | Existing | Space Heating | Natural Gas | Space Heating - Heat Recovery Ventilator | A | Incremental Summer Peak Savings (MW) | Achievable Economic TRC Potential | 0 | 0 | 0 | 0 | 0 | 0 | 0 | 0 | 0 | 0 | 0 | 0 | 0 | 0 | 0 | 0 | 0 | 0 | 0 | 0 | 0 | 0 | 0 | 0 | 0 | 0 | 0 | 0 | 0 | 0 | 0
F9_Industrial_Wood and Lumber Products_Existing_Space Heating_Natural Gas_Space Heating - Heat Recovery Ventilator_A_Achievable Economic TRC Potential | F9 | Industrial | Wood and Lumber Products | Existing | Space Heating | Natural Gas | Space Heating - Heat Recovery Ventilator | A | Incremental Winter Peak Savings (MW) | Achievable Economic TRC Potential | 0 | 0 | 0 | 0 | 0 | 0 | 0 | 0 | 0 | 0 | 0 | 0 | 0 | 0 | 0 | 0 | 0 | 0 | 0 | 0 | 0 | 0 | 0 | 0 | 0 | 0 | 0 | 0 | 0 | 0 | 0
F10_Industrial_Wood and Lumber Products_Existing_Space Heating_Natural Gas_Space Heating - Heat Recovery Ventilator_A_Achievable Economic TRC Potential | F10 | Industrial | Wood and Lumber Products | Existing | Space Heating | Natural Gas | Space Heating - Heat Recovery Ventilator | A | Cumulative Energy Savings (MWh or mTherms) | Achievable Economic TRC Potential | 0 | 0 | 0 | 0 | 0 | 0 | 0 | 0 | 0 | 0 | 0 | 0 | 0 | 0 | 0 | 0 | 0 | 0 | 0 | 0 | 0 | 0 | 0 | 0 | 0 | 0 | 0 | 0 | 0 | 0 | 0
F11_Industrial_Wood and Lumber Products_Existing_Space Heating_Natural Gas_Space Heating - Heat Recovery Ventilator_A_Achievable Economic TRC Potential | F11 | Industrial | Wood and Lumber Products | Existing | Space Heating | Natural Gas | Space Heating - Heat Recovery Ventilator | A | Cumulative Summer Peak Savings (MW) | Achievable Economic TRC Potential | 0 | 0 | 0 | 0 | 0 | 0 | 0 | 0 | 0 | 0 | 0 | 0 | 0 | 0 | 0 | 0 | 0 | 0 | 0 | 0 | 0 | 0 | 0 | 0 | 0 | 0 | 0 | 0 | 0 | 0 | 0
F12_Industrial_Wood and Lumber Products_Existing_Space Heating_Natural Gas_Space Heating - Heat Recovery Ventilator_A_Achievable Economic TRC Potential | F12 | Industrial | Wood and Lumber Products | Existing | Space Heating | Natural Gas | Space Heating - Heat Recovery Ventilator | A | Cumulative Winter Peak Savings (MW) | Achievable Economic TRC Potential | 0 | 0 | 0 | 0 | 0 | 0 | 0 | 0 | 0 | 0 | 0 | 0 | 0 | 0 | 0 | 0 | 0 | 0 | 0 | 0 | 0 | 0 | 0 | 0 | 0 | 0 | 0 | 0 | 0 | 0 | 0
F13_Industrial_Wood and Lumber Products_Existing_Space Heating_Natural Gas_Space Heating - Heat Recovery Ventilator_A_Achievable Economic TRC Potential | F13 | Industrial | Wood and Lumber Products | Existing | Space Heating | Natural Gas | Space Heating - Heat Recovery Ventilator | A | Purchases (Incremental) | Achievable Economic TRC Potential | 0 | 0 | 0 | 0 | 0 | 0 | 0 | 0 | 0 | 0 | 0 | 0 | 0 | 0 | 0 | 0 | 0 | 0 | 0 | 0 | 0 | 0 | 0 | 0 | 0 | 0 | 0 | 0 | 0 | 0 | 0
F14_Industrial_Wood and Lumber Products_Existing_Space Heating_Natural Gas_Space Heating - Heat Recovery Ventilator_A_Achievable Economic TRC Potential | F14 | Industrial | Wood and Lumber Products | Existing | Space Heating | Natural Gas | Space Heating - Heat Recovery Ventilator | A | Purchases (Cumulative) | Achievable Economic TRC Potential | 0 | 0 | 0 | 0 | 0 | 0 | 0 | 0 | 0 | 0 | 0 | 0 | 0 | 0 | 0 | 0 | 0 | 0 | 0 | 0 | 0 | 0 | 0 | 0 | 0 | 0 | 0 | 0 | 0 | 0 | 0
F1_Industrial_Wood and Lumber Products_Existing_Space Heating_Natural Gas_Thermostat - Programmable_A_Achievable Economic TRC Potential | F1 | Industrial | Wood and Lumber Products | Existing | Space Heating | Natural Gas | Thermostat - Programmable | A | Original Unit Energy Savings (kWh or therms) | Achievable Economic TRC Potential | 0 | 0 | 0 | 0 | 0 | 0.00657 | 0.0065379 | 0.0064981 | 0.0064561 | 0.0064121 | 0.0063676 | 0.0063217 | 0.0062762 | 0.0062308 | 0.0061817 | 0.0061364 | 0.0060916 | 0.0060501 | 0.0060114 | 0.0059736 | 0.005938 | 0.0059015 | 0.0058686 | 0.0058376 | 0.005808 | 0.0057807 | 0.0057553 | 0.0057319 | 0 | 0 | 0
F2_Industrial_Wood and Lumber Products_Existing_Space Heating_Natural Gas_Thermostat - Programmable_A_Achievable Economic TRC Potential | F2 | Industrial | Wood and Lumber Products | Existing | Space Heating | Natural Gas | Thermostat - Programmable | A | Original Unit Summer Peak Savings (kW) | Achievable Economic TRC Potential | 0 | 0 | 0 | 0 | 0 | 0 | 0 | 0 | 0 | 0 | 0 | 0 | 0 | 0 | 0 | 0 | 0 | 0 | 0 | 0 | 0 | 0 | 0 | 0 | 0 | 0 | 0 | 0 | 0 | 0 | 0
F3_Industrial_Wood and Lumber Products_Existing_Space Heating_Natural Gas_Thermostat - Programmable_A_Achievable Economic TRC Potential | F3 | Industrial | Wood and Lumber Products | Existing | Space Heating | Natural Gas | Thermostat - Programmable | A | Original Unit Winter Peak Savings (kW) | Achievable Economic TRC Potential | 0 | 0 | 0 | 0 | 0 | 0 | 0 | 0 | 0 | 0 | 0 | 0 | 0 | 0 | 0 | 0 | 0 | 0 | 0 | 0 | 0 | 0 | 0 | 0 | 0 | 0 | 0 | 0 | 0 | 0 | 0
F4_Industrial_Wood and Lumber Products_Existing_Space Heating_Natural Gas_Thermostat - Programmable_A_Achievable Economic TRC Potential | F4 | Industrial | Wood and Lumber Products | Existing | Space Heating | Natural Gas | Thermostat - Programmable | A | Standalone Impact on Baseline Energy (%) | Achievable Economic TRC Potential | 0% | 0% | 0% | 0% | 0% | 0% | 0% | 0% | 0% | 0% | 0% | 0% | 0% | 0% | 0% | 0% | 0% | 0% | 0% | 0% | 0% | 0% | 0% | 0% | 0 | 0 | 0 | 0 | 0 | 0 | 0
F5_Industrial_Wood and Lumber Products_Existing_Space Heating_Natural Gas_Thermostat - Programmable_A_Achievable Economic TRC Potential | F5 | Industrial | Wood and Lumber Products | Existing | Space Heating | Natural Gas | Thermostat - Programmable | A | Standalone Impact on Baseline Summer Peak (%) | Achievable Economic TRC Potential | 0% | 0% | 0% | 0% | 0% | 0% | 0% | 0% | 0% | 0% | 0% | 0% | 0% | 0% | 0% | 0% | 0% | 0% | 0% | 0% | 0% | 0% | 0% | 0% | 0 | 0 | 0 | 0 | 0 | 0 | 0
F6_Industrial_Wood and Lumber Products_Existing_Space Heating_Natural Gas_Thermostat - Programmable_A_Achievable Economic TRC Potential | F6 | Industrial | Wood and Lumber Products | Existing | Space Heating | Natural Gas | Thermostat - Programmable | A | Standalone Impact on Baseline Winter Peak (%) | Achievable Economic TRC Potential | 0% | 0% | 0% | 0% | 0% | 0% | 0% | 0% | 0% | 0% | 0% | 0% | 0% | 0% | 0% | 0% | 0% | 0% | 0% | 0% | 0% | 0% | 0% | 0% | 0 | 0 | 0 | 0 | 0 | 0 | 0
F7_Industrial_Wood and Lumber Products_Existing_Space Heating_Natural Gas_Thermostat - Programmable_A_Achievable Economic TRC Potential | F7 | Industrial | Wood and Lumber Products | Existing | Space Heating | Natural Gas | Thermostat - Programmable | A | Incremental Energy Savings (MWh or mTherms) | Achievable Economic TRC Potential | 0 | 0 | 0 | 0 | 0 | 0 | 0 | 0 | 0 | 0 | 0 | 0 | 0 | 0 | 0 | 0 | 0 | 0 | 0 | 0 | 0 | 0 | 0 | 0 | 0 | 0 | 0 | 0 | 0 | 0 | 0
F8_Industrial_Wood and Lumber Products_Existing_Space Heating_Natural Gas_Thermostat - Programmable_A_Achievable Economic TRC Potential | F8 | Industrial | Wood and Lumber Products | Existing | Space Heating | Natural Gas | Thermostat - Programmable | A | Incremental Summer Peak Savings (MW) | Achievable Economic TRC Potential | 0 | 0 | 0 | 0 | 0 | 0 | 0 | 0 | 0 | 0 | 0 | 0 | 0 | 0 | 0 | 0 | 0 | 0 | 0 | 0 | 0 | 0 | 0 | 0 | 0 | 0 | 0 | 0 | 0 | 0 | 0
F9_Industrial_Wood and Lumber Products_Existing_Space Heating_Natural Gas_Thermostat - Programmable_A_Achievable Economic TRC Potential | F9 | Industrial | Wood and Lumber Products | Existing | Space Heating | Natural Gas | Thermostat - Programmable | A | Incremental Winter Peak Savings (MW) | Achievable Economic TRC Potential | 0 | 0 | 0 | 0 | 0 | 0 | 0 | 0 | 0 | 0 | 0 | 0 | 0 | 0 | 0 | 0 | 0 | 0 | 0 | 0 | 0 | 0 | 0 | 0 | 0 | 0 | 0 | 0 | 0 | 0 | 0
F10_Industrial_Wood and Lumber Products_Existing_Space Heating_Natural Gas_Thermostat - Programmable_A_Achievable Economic TRC Potential | F10 | Industrial | Wood and Lumber Products | Existing | Space Heating | Natural Gas | Thermostat - Programmable | A | Cumulative Energy Savings (MWh or mTherms) | Achievable Economic TRC Potential | 0 | 0 | 0 | 0 | 0 | 0 | 0 | 0 | 0 | 0 | 0 | 0 | 0 | 0 | 0 | 0 | 0 | 0 | 0 | 0 | 0 | 0 | 0 | 0 | 0 | 0 | 0 | 0 | 0 | 0 | 0
F11_Industrial_Wood and Lumber Products_Existing_Space Heating_Natural Gas_Thermostat - Programmable_A_Achievable Economic TRC Potential | F11 | Industrial | Wood and Lumber Products | Existing | Space Heating | Natural Gas | Thermostat - Programmable | A | Cumulative Summer Peak Savings (MW) | Achievable Economic TRC Potential | 0 | 0 | 0 | 0 | 0 | 0 | 0 | 0 | 0 | 0 | 0 | 0 | 0 | 0 | 0 | 0 | 0 | 0 | 0 | 0 | 0 | 0 | 0 | 0 | 0 | 0 | 0 | 0 | 0 | 0 | 0
F12_Industrial_Wood and Lumber Products_Existing_Space Heating_Natural Gas_Thermostat - Programmable_A_Achievable Economic TRC Potential | F12 | Industrial | Wood and Lumber Products | Existing | Space Heating | Natural Gas | Thermostat - Programmable | A | Cumulative Winter Peak Savings (MW) | Achievable Economic TRC Potential | 0 | 0 | 0 | 0 | 0 | 0 | 0 | 0 | 0 | 0 | 0 | 0 | 0 | 0 | 0 | 0 | 0 | 0 | 0 | 0 | 0 | 0 | 0 | 0 | 0 | 0 | 0 | 0 | 0 | 0 | 0
F13_Industrial_Wood and Lumber Products_Existing_Space Heating_Natural Gas_Thermostat - Programmable_A_Achievable Economic TRC Potential | F13 | Industrial | Wood and Lumber Products | Existing | Space Heating | Natural Gas | Thermostat - Programmable | A | Purchases (Incremental) | Achievable Economic TRC Potential | 0 | 0 | 0 | 0 | 0 | 0 | 0 | 0 | 0 | 0 | 0 | 0 | 0 | 0 | 0 | 0 | 0 | 0 | 0 | 0 | 0 | 0 | 0 | 0 | 0 | 0 | 0 | 0 | 0 | 0 | 0
F14_Industrial_Wood and Lumber Products_Existing_Space Heating_Natural Gas_Thermostat - Programmable_A_Achievable Economic TRC Potential | F14 | Industrial | Wood and Lumber Products | Existing | Space Heating | Natural Gas | Thermostat - Programmable | A | Purchases (Cumulative) | Achievable Economic TRC Potential | 0 | 0 | 0 | 0 | 0 | 0 | 0 | 0 | 0 | 0 | 0 | 0 | 0 | 0 | 0 | 0 | 0 | 0 | 0 | 0 | 0 | 0 | 0 | 0 | 0 | 0 | 0 | 0 | 0 | 0 | 0
F1_Industrial_Wood and Lumber Products_Existing_Space Heating_Natural Gas_ENERGY STAR Connected Thermostat_A_Achievable Economic TRC Potential | F1 | Industrial | Wood and Lumber Products | Existing | Space Heating | Natural Gas | ENERGY STAR Connected Thermostat | A | Original Unit Energy Savings (kWh or therms) | Achievable Economic TRC Potential | 0 | 0 | 0 | 0 | 0 | 0.015466 | 0.01539 | 0.015297 | 0.015198 | 0.015094 | 0.014989 | 0.014881 | 0.014774 | 0.014667 | 0.014552 | 0.014445 | 0.01434 | 0.014242 | 0.014151 | 0.014062 | 0.013978 | 0.013892 | 0.013815 | 0.013742 | 0.013672 | 0.013608 | 0.013548 | 0.013493 | 0 | 0 | 0
F2_Industrial_Wood and Lumber Products_Existing_Space Heating_Natural Gas_ENERGY STAR Connected Thermostat_A_Achievable Economic TRC Potential | F2 | Industrial | Wood and Lumber Products | Existing | Space Heating | Natural Gas | ENERGY STAR Connected Thermostat | A | Original Unit Summer Peak Savings (kW) | Achievable Economic TRC Potential | 0 | 0 | 0 | 0 | 0 | 0 | 0 | 0 | 0 | 0 | 0 | 0 | 0 | 0 | 0 | 0 | 0 | 0 | 0 | 0 | 0 | 0 | 0 | 0 | 0 | 0 | 0 | 0 | 0 | 0 | 0
F3_Industrial_Wood and Lumber Products_Existing_Space Heating_Natural Gas_ENERGY STAR Connected Thermostat_A_Achievable Economic TRC Potential | F3 | Industrial | Wood and Lumber Products | Existing | Space Heating | Natural Gas | ENERGY STAR Connected Thermostat | A | Original Unit Winter Peak Savings (kW) | Achievable Economic TRC Potential | 0 | 0 | 0 | 0 | 0 | 0 | 0 | 0 | 0 | 0 | 0 | 0 | 0 | 0 | 0 | 0 | 0 | 0 | 0 | 0 | 0 | 0 | 0 | 0 | 0 | 0 | 0 | 0 | 0 | 0 | 0
F4_Industrial_Wood and Lumber Products_Existing_Space Heating_Natural Gas_ENERGY STAR Connected Thermostat_A_Achievable Economic TRC Potential | F4 | Industrial | Wood and Lumber Products | Existing | Space Heating | Natural Gas | ENERGY STAR Connected Thermostat | A | Standalone Impact on Baseline Energy (%) | Achievable Economic TRC Potential | 0% | 0% | 0% | 0% | 0% | 0% | 0% | 0% | 0% | 0% | 0% | 0% | 0% | 0% | 0% | 0% | 0% | 0% | 0% | 0% | 0% | 0% | 0% | 0% | 0 | 0 | 0 | 0 | 0 | 0 | 0
F5_Industrial_Wood and Lumber Products_Existing_Space Heating_Natural Gas_ENERGY STAR Connected Thermostat_A_Achievable Economic TRC Potential | F5 | Industrial | Wood and Lumber Products | Existing | Space Heating | Natural Gas | ENERGY STAR Connected Thermostat | A | Standalone Impact on Baseline Summer Peak (%) | Achievable Economic TRC Potential | 0% | 0% | 0% | 0% | 0% | 0% | 0% | 0% | 0% | 0% | 0% | 0% | 0% | 0% | 0% | 0% | 0% | 0% | 0% | 0% | 0% | 0% | 0% | 0% | 0 | 0 | 0 | 0 | 0 | 0 | 0
F6_Industrial_Wood and Lumber Products_Existing_Space Heating_Natural Gas_ENERGY STAR Connected Thermostat_A_Achievable Economic TRC Potential | F6 | Industrial | Wood and Lumber Products | Existing | Space Heating | Natural Gas | ENERGY STAR Connected Thermostat | A | Standalone Impact on Baseline Winter Peak (%) | Achievable Economic TRC Potential | 0% | 0% | 0% | 0% | 0% | 0% | 0% | 0% | 0% | 0% | 0% | 0% | 0% | 0% | 0% | 0% | 0% | 0% | 0% | 0% | 0% | 0% | 0% | 0% | 0 | 0 | 0 | 0 | 0 | 0 | 0
F7_Industrial_Wood and Lumber Products_Existing_Space Heating_Natural Gas_ENERGY STAR Connected Thermostat_A_Achievable Economic TRC Potential | F7 | Industrial | Wood and Lumber Products | Existing | Space Heating | Natural Gas | ENERGY STAR Connected Thermostat | A | Incremental Energy Savings (MWh or mTherms) | Achievable Economic TRC Potential | 0 | 0 | 0 | 0 | 0 | 0 | 0 | 0 | 0 | 0 | 0 | 0 | 0 | 0 | 0 | 0 | 0 | 0 | 0 | 0 | 0 | 0 | 0 | 0 | 0 | 0 | 0 | 0 | 0 | 0 | 0
F8_Industrial_Wood and Lumber Products_Existing_Space Heating_Natural Gas_ENERGY STAR Connected Thermostat_A_Achievable Economic TRC Potential | F8 | Industrial | Wood and Lumber Products | Existing | Space Heating | Natural Gas | ENERGY STAR Connected Thermostat | A | Incremental Summer Peak Savings (MW) | Achievable Economic TRC Potential | 0 | 0 | 0 | 0 | 0 | 0 | 0 | 0 | 0 | 0 | 0 | 0 | 0 | 0 | 0 | 0 | 0 | 0 | 0 | 0 | 0 | 0 | 0 | 0 | 0 | 0 | 0 | 0 | 0 | 0 | 0
F9_Industrial_Wood and Lumber Products_Existing_Space Heating_Natural Gas_ENERGY STAR Connected Thermostat_A_Achievable Economic TRC Potential | F9 | Industrial | Wood and Lumber Products | Existing | Space Heating | Natural Gas | ENERGY STAR Connected Thermostat | A | Incremental Winter Peak Savings (MW) | Achievable Economic TRC Potential | 0 | 0 | 0 | 0 | 0 | 0 | 0 | 0 | 0 | 0 | 0 | 0 | 0 | 0 | 0 | 0 | 0 | 0 | 0 | 0 | 0 | 0 | 0 | 0 | 0 | 0 | 0 | 0 | 0 | 0 | 0
F10_Industrial_Wood and Lumber Products_Existing_Space Heating_Natural Gas_ENERGY STAR Connected Thermostat_A_Achievable Economic TRC Potential | F10 | Industrial | Wood and Lumber Products | Existing | Space Heating | Natural Gas | ENERGY STAR Connected Thermostat | A | Cumulative Energy Savings (MWh or mTherms) | Achievable Economic TRC Potential | 0 | 0 | 0 | 0 | 0 | 0 | 0 | 0 | 0 | 0 | 0 | 0 | 0 | 0 | 0 | 0 | 0 | 0 | 0 | 0 | 0 | 0 | 0 | 0 | 0 | 0 | 0 | 0 | 0 | 0 | 0
F11_Industrial_Wood and Lumber Products_Existing_Space Heating_Natural Gas_ENERGY STAR Connected Thermostat_A_Achievable Economic TRC Potential | F11 | Industrial | Wood and Lumber Products | Existing | Space Heating | Natural Gas | ENERGY STAR Connected Thermostat | A | Cumulative Summer Peak Savings (MW) | Achievable Economic TRC Potential | 0 | 0 | 0 | 0 | 0 | 0 | 0 | 0 | 0 | 0 | 0 | 0 | 0 | 0 | 0 | 0 | 0 | 0 | 0 | 0 | 0 | 0 | 0 | 0 | 0 | 0 | 0 | 0 | 0 | 0 | 0
F12_Industrial_Wood and Lumber Products_Existing_Space Heating_Natural Gas_ENERGY STAR Connected Thermostat_A_Achievable Economic TRC Potential | F12 | Industrial | Wood and Lumber Products | Existing | Space Heating | Natural Gas | ENERGY STAR Connected Thermostat | A | Cumulative Winter Peak Savings (MW) | Achievable Economic TRC Potential | 0 | 0 | 0 | 0 | 0 | 0 | 0 | 0 | 0 | 0 | 0 | 0 | 0 | 0 | 0 | 0 | 0 | 0 | 0 | 0 | 0 | 0 | 0 | 0 | 0 | 0 | 0 | 0 | 0 | 0 | 0
F13_Industrial_Wood and Lumber Products_Existing_Space Heating_Natural Gas_ENERGY STAR Connected Thermostat_A_Achievable Economic TRC Potential | F13 | Industrial | Wood and Lumber Products | Existing | Space Heating | Natural Gas | ENERGY STAR Connected Thermostat | A | Purchases (Incremental) | Achievable Economic TRC Potential | 0 | 0 | 0 | 0 | 0 | 0 | 0 | 0 | 0 | 0 | 0 | 0 | 0 | 0 | 0 | 0 | 0 | 0 | 0 | 0 | 0 | 0 | 0 | 0 | 0 | 0 | 0 | 0 | 0 | 0 | 0
F14_Industrial_Wood and Lumber Products_Existing_Space Heating_Natural Gas_ENERGY STAR Connected Thermostat_A_Achievable Economic TRC Potential | F14 | Industrial | Wood and Lumber Products | Existing | Space Heating | Natural Gas | ENERGY STAR Connected Thermostat | A | Purchases (Cumulative) | Achievable Economic TRC Potential | 0 | 0 | 0 | 0 | 0 | 0 | 0 | 0 | 0 | 0 | 0 | 0 | 0 | 0 | 0 | 0 | 0 | 0 | 0 | 0 | 0 | 0 | 0 | 0 | 0 | 0 | 0 | 0 | 0 | 0 | 0
F1_Industrial_Wood and Lumber Products_Existing_Space Heating_Natural Gas_Destratification Fans (HVLS)_A_Achievable Economic TRC Potential | F1 | Industrial | Wood and Lumber Products | Existing | Space Heating | Natural Gas | Destratification Fans (HVLS) | A | Original Unit Energy Savings (kWh or therms) | Achievable Economic TRC Potential | 0 | 0 | 0 | 0 | 0 | 0.015466 | 0.01539 | 0.015297 | 0.015198 | 0.015094 | 0.014989 | 0.014881 | 0.014774 | 0.014667 | 0.014552 | 0.014445 | 0.01434 | 0.014242 | 0.014151 | 0.014062 | 0.013978 | 0.013892 | 0.013815 | 0.013742 | 0.013672 | 0.013608 | 0.013548 | 0.013493 | 0 | 0 | 0
F2_Industrial_Wood and Lumber Products_Existing_Space Heating_Natural Gas_Destratification Fans (HVLS)_A_Achievable Economic TRC Potential | F2 | Industrial | Wood and Lumber Products | Existing | Space Heating | Natural Gas | Destratification Fans (HVLS) | A | Original Unit Summer Peak Savings (kW) | Achievable Economic TRC Potential | 0 | 0 | 0 | 0 | 0 | 0 | 0 | 0 | 0 | 0 | 0 | 0 | 0 | 0 | 0 | 0 | 0 | 0 | 0 | 0 | 0 | 0 | 0 | 0 | 0 | 0 | 0 | 0 | 0 | 0 | 0
F3_Industrial_Wood and Lumber Products_Existing_Space Heating_Natural Gas_Destratification Fans (HVLS)_A_Achievable Economic TRC Potential | F3 | Industrial | Wood and Lumber Products | Existing | Space Heating | Natural Gas | Destratification Fans (HVLS) | A | Original Unit Winter Peak Savings (kW) | Achievable Economic TRC Potential | 0 | 0 | 0 | 0 | 0 | 0 | 0 | 0 | 0 | 0 | 0 | 0 | 0 | 0 | 0 | 0 | 0 | 0 | 0 | 0 | 0 | 0 | 0 | 0 | 0 | 0 | 0 | 0 | 0 | 0 | 0
F4_Industrial_Wood and Lumber Products_Existing_Space Heating_Natural Gas_Destratification Fans (HVLS)_A_Achievable Economic TRC Potential | F4 | Industrial | Wood and Lumber Products | Existing | Space Heating | Natural Gas | Destratification Fans (HVLS) | A | Standalone Impact on Baseline Energy (%) | Achievable Economic TRC Potential | 0% | 0% | 0% | 0% | 0% | 0% | 0% | 0% | 0% | 0% | 0% | 0% | 0% | 0% | 0% | 0% | 0% | 0% | 0% | 0% | 0% | 0% | 0% | 0% | 0 | 0 | 0 | 0 | 0 | 0 | 0
F5_Industrial_Wood and Lumber Products_Existing_Space Heating_Natural Gas_Destratification Fans (HVLS)_A_Achievable Economic TRC Potential | F5 | Industrial | Wood and Lumber Products | Existing | Space Heating | Natural Gas | Destratification Fans (HVLS) | A | Standalone Impact on Baseline Summer Peak (%) | Achievable Economic TRC Potential | 0% | 0% | 0% | 0% | 0% | 0% | 0% | 0% | 0% | 0% | 0% | 0% | 0% | 0% | 0% | 0% | 0% | 0% | 0% | 0% | 0% | 0% | 0% | 0% | 0 | 0 | 0 | 0 | 0 | 0 | 0
F6_Industrial_Wood and Lumber Products_Existing_Space Heating_Natural Gas_Destratification Fans (HVLS)_A_Achievable Economic TRC Potential | F6 | Industrial | Wood and Lumber Products | Existing | Space Heating | Natural Gas | Destratification Fans (HVLS) | A | Standalone Impact on Baseline Winter Peak (%) | Achievable Economic TRC Potential | 0% | 0% | 0% | 0% | 0% | 0% | 0% | 0% | 0% | 0% | 0% | 0% | 0% | 0% | 0% | 0% | 0% | 0% | 0% | 0% | 0% | 0% | 0% | 0% | 0 | 0 | 0 | 0 | 0 | 0 | 0
F7_Industrial_Wood and Lumber Products_Existing_Space Heating_Natural Gas_Destratification Fans (HVLS)_A_Achievable Economic TRC Potential | F7 | Industrial | Wood and Lumber Products | Existing | Space Heating | Natural Gas | Destratification Fans (HVLS) | A | Incremental Energy Savings (MWh or mTherms) | Achievable Economic TRC Potential | 0 | 0 | 0 | 0 | 0 | 0 | 0 | 0 | 0 | 0 | 0 | 0 | 0 | 0 | 0 | 0 | 0 | 0 | 0 | 0 | 0 | 0 | 0 | 0 | 0 | 0 | 0 | 0 | 0 | 0 | 0
F8_Industrial_Wood and Lumber Products_Existing_Space Heating_Natural Gas_Destratification Fans (HVLS)_A_Achievable Economic TRC Potential | F8 | Industrial | Wood and Lumber Products | Existing | Space Heating | Natural Gas | Destratification Fans (HVLS) | A | Incremental Summer Peak Savings (MW) | Achievable Economic TRC Potential | 0 | 0 | 0 | 0 | 0 | 0 | 0 | 0 | 0 | 0 | 0 | 0 | 0 | 0 | 0 | 0 | 0 | 0 | 0 | 0 | 0 | 0 | 0 | 0 | 0 | 0 | 0 | 0 | 0 | 0 | 0
F9_Industrial_Wood and Lumber Products_Existing_Space Heating_Natural Gas_Destratification Fans (HVLS)_A_Achievable Economic TRC Potential | F9 | Industrial | Wood and Lumber Products | Existing | Space Heating | Natural Gas | Destratification Fans (HVLS) | A | Incremental Winter Peak Savings (MW) | Achievable Economic TRC Potential | 0 | 0 | 0 | 0 | 0 | 0 | 0 | 0 | 0 | 0 | 0 | 0 | 0 | 0 | 0 | 0 | 0 | 0 | 0 | 0 | 0 | 0 | 0 | 0 | 0 | 0 | 0 | 0 | 0 | 0 | 0
F10_Industrial_Wood and Lumber Products_Existing_Space Heating_Natural Gas_Destratification Fans (HVLS)_A_Achievable Economic TRC Potential | F10 | Industrial | Wood and Lumber Products | Existing | Space Heating | Natural Gas | Destratification Fans (HVLS) | A | Cumulative Energy Savings (MWh or mTherms) | Achievable Economic TRC Potential | 0 | 0 | 0 | 0 | 0 | 0 | 0 | 0 | 0 | 0 | 0 | 0 | 0 | 0 | 0 | 0 | 0 | 0 | 0 | 0 | 0 | 0 | 0 | 0 | 0 | 0 | 0 | 0 | 0 | 0 | 0
F11_Industrial_Wood and Lumber Products_Existing_Space Heating_Natural Gas_Destratification Fans (HVLS)_A_Achievable Economic TRC Potential | F11 | Industrial | Wood and Lumber Products | Existing | Space Heating | Natural Gas | Destratification Fans (HVLS) | A | Cumulative Summer Peak Savings (MW) | Achievable Economic TRC Potential | 0 | 0 | 0 | 0 | 0 | 0 | 0 | 0 | 0 | 0 | 0 | 0 | 0 | 0 | 0 | 0 | 0 | 0 | 0 | 0 | 0 | 0 | 0 | 0 | 0 | 0 | 0 | 0 | 0 | 0 | 0
F12_Industrial_Wood and Lumber Products_Existing_Space Heating_Natural Gas_Destratification Fans (HVLS)_A_Achievable Economic TRC Potential | F12 | Industrial | Wood and Lumber Products | Existing | Space Heating | Natural Gas | Destratification Fans (HVLS) | A | Cumulative Winter Peak Savings (MW) | Achievable Economic TRC Potential | 0 | 0 | 0 | 0 | 0 | 0 | 0 | 0 | 0 | 0 | 0 | 0 | 0 | 0 | 0 | 0 | 0 | 0 | 0 | 0 | 0 | 0 | 0 | 0 | 0 | 0 | 0 | 0 | 0 | 0 | 0
F13_Industrial_Wood and Lumber Products_Existing_Space Heating_Natural Gas_Destratification Fans (HVLS)_A_Achievable Economic TRC Potential | F13 | Industrial | Wood and Lumber Products | Existing | Space Heating | Natural Gas | Destratification Fans (HVLS) | A | Purchases (Incremental) | Achievable Economic TRC Potential | 0 | 0 | 0 | 0 | 0 | 0 | 0 | 0 | 0 | 0 | 0 | 0 | 0 | 0 | 0 | 0 | 0 | 0 | 0 | 0 | 0 | 0 | 0 | 0 | 0 | 0 | 0 | 0 | 0 | 0 | 0
F14_Industrial_Wood and Lumber Products_Existing_Space Heating_Natural Gas_Destratification Fans (HVLS)_A_Achievable Economic TRC Potential | F14 | Industrial | Wood and Lumber Products | Existing | Space Heating | Natural Gas | Destratification Fans (HVLS) | A | Purchases (Cumulative) | Achievable Economic TRC Potential | 0 | 0 | 0 | 0 | 0 | 0 | 0 | 0 | 0 | 0 | 0 | 0 | 0 | 0 | 0 | 0 | 0 | 0 | 0 | 0 | 0 | 0 | 0 | 0 | 0 | 0 | 0 | 0 | 0 | 0 | 0
F1_Industrial_Wood and Lumber Products_Existing_Space Heating_Natural Gas_Gas Boiler - Insulate Steam Lines/Condensate Tank_A_Achievable Economic TRC Potential | F1 | Industrial | Wood and Lumber Products | Existing | Space Heating | Natural Gas | Gas Boiler - Insulate Steam Lines/Condensate Tank | A | Original Unit Energy Savings (kWh or therms) | Achievable Economic TRC Potential | 0 | 0 | 0 | 0 | 0 | 9.5841 | 9.5191 | 9.4546 | 9.3897 | 9.325 | 9.2622 | 9.1999 | 9.1383 | 9.0775 | 9.013 | 8.9539 | 8.8954 | 8.8379 | 8.7812 | 8.7244 | 8.6696 | 8.6125 | 8.5574 | 8.504 | 8.4503 | 8.4013 | 8.3566 | 8.3157 | 8.2785 | 8.2445 | 8.2134
F2_Industrial_Wood and Lumber Products_Existing_Space Heating_Natural Gas_Gas Boiler - Insulate Steam Lines/Condensate Tank_A_Achievable Economic TRC Potential | F2 | Industrial | Wood and Lumber Products | Existing | Space Heating | Natural Gas | Gas Boiler - Insulate Steam Lines/Condensate Tank | A | Original Unit Summer Peak Savings (kW) | Achievable Economic TRC Potential | 0 | 0 | 0 | 0 | 0 | 0 | 0 | 0 | 0 | 0 | 0 | 0 | 0 | 0 | 0 | 0 | 0 | 0 | 0 | 0 | 0 | 0 | 0 | 0 | 0 | 0 | 0 | 0 | 0 | 0 | 0
F3_Industrial_Wood and Lumber Products_Existing_Space Heating_Natural Gas_Gas Boiler - Insulate Steam Lines/Condensate Tank_A_Achievable Economic TRC Potential | F3 | Industrial | Wood and Lumber Products | Existing | Space Heating | Natural Gas | Gas Boiler - Insulate Steam Lines/Condensate Tank | A | Original Unit Winter Peak Savings (kW) | Achievable Economic TRC Potential | 0 | 0 | 0 | 0 | 0 | 0 | 0 | 0 | 0 | 0 | 0 | 0 | 0 | 0 | 0 | 0 | 0 | 0 | 0 | 0 | 0 | 0 | 0 | 0 | 0 | 0 | 0 | 0 | 0 | 0 | 0
F4_Industrial_Wood and Lumber Products_Existing_Space Heating_Natural Gas_Gas Boiler - Insulate Steam Lines/Condensate Tank_A_Achievable Economic TRC Potential | F4 | Industrial | Wood and Lumber Products | Existing | Space Heating | Natural Gas | Gas Boiler - Insulate Steam Lines/Condensate Tank | A | Standalone Impact on Baseline Energy (%) | Achievable Economic TRC Potential | 0% | 0% | 0% | 0% | 0% | 0.005115% | 0.01021% | 0.01537% | 0.02045% | 0.02553% | 0.03097% | 0.03617% | 0.04137% | 0.04717% | 0.05214% | 0.0578% | 0.06296% | 0.06842% | 0.07416% | 0.07918% | 0.0846% | 0.09001% | 0.09538% | 0.1007% | 0.0010601 | 0.001062 | 0.0010639 | 0.0010656 | 0 | 0 | 0
F5_Industrial_Wood and Lumber Products_Existing_Space Heating_Natural Gas_Gas Boiler - Insulate Steam Lines/Condensate Tank_A_Achievable Economic TRC Potential | F5 | Industrial | Wood and Lumber Products | Existing | Space Heating | Natural Gas | Gas Boiler - Insulate Steam Lines/Condensate Tank | A | Standalone Impact on Baseline Summer Peak (%) | Achievable Economic TRC Potential | 0% | 0% | 0% | 0% | 0% | 0% | 0% | 0% | 0% | 0% | 0% | 0% | 0% | 0% | 0% | 0% | 0% | 0% | 0% | 0% | 0% | 0% | 0% | 0% | 0 | 0 | 0 | 0 | 0 | 0 | 0
F6_Industrial_Wood and Lumber Products_Existing_Space Heating_Natural Gas_Gas Boiler - Insulate Steam Lines/Condensate Tank_A_Achievable Economic TRC Potential | F6 | Industrial | Wood and Lumber Products | Existing | Space Heating | Natural Gas | Gas Boiler - Insulate Steam Lines/Condensate Tank | A | Standalone Impact on Baseline Winter Peak (%) | Achievable Economic TRC Potential | 0% | 0% | 0% | 0% | 0% | 0% | 0% | 0% | 0% | 0% | 0% | 0% | 0% | 0% | 0% | 0% | 0% | 0% | 0% | 0% | 0% | 0% | 0% | 0% | 0 | 0 | 0 | 0 | 0 | 0 | 0
F7_Industrial_Wood and Lumber Products_Existing_Space Heating_Natural Gas_Gas Boiler - Insulate Steam Lines/Condensate Tank_A_Achievable Economic TRC Potential | F7 | Industrial | Wood and Lumber Products | Existing | Space Heating | Natural Gas | Gas Boiler - Insulate Steam Lines/Condensate Tank | A | Incremental Energy Savings (MWh or mTherms) | Achievable Economic TRC Potential | 0 | 0 | 0 | 0 | 0 | 0.0038912 | 0.0038627 | 0.0038139 | 0.0037897 | 0.0037667 | 0.0036938 | 0.003659 | 0.0036271 | 0.0035457 | 0.003534 | 0.0034773 | 0.0034551 | 0.0034155 | 0.0033633 | 0.0033455 | 0.0033107 | 0.0032761 | 0.0032433 | 0.0032121 | 0.0031818 | 0 | 0 | 0 | 0 | 0 | 0
F8_Industrial_Wood and Lumber Products_Existing_Space Heating_Natural Gas_Gas Boiler - Insulate Steam Lines/Condensate Tank_A_Achievable Economic TRC Potential | F8 | Industrial | Wood and Lumber Products | Existing | Space Heating | Natural Gas | Gas Boiler - Insulate Steam Lines/Condensate Tank | A | Incremental Summer Peak Savings (MW) | Achievable Economic TRC Potential | 0 | 0 | 0 | 0 | 0 | 0 | 0 | 0 | 0 | 0 | 0 | 0 | 0 | 0 | 0 | 0 | 0 | 0 | 0 | 0 | 0 | 0 | 0 | 0 | 0 | 0 | 0 | 0 | 0 | 0 | 0
F9_Industrial_Wood and Lumber Products_Existing_Space Heating_Natural Gas_Gas Boiler - Insulate Steam Lines/Condensate Tank_A_Achievable Economic TRC Potential | F9 | Industrial | Wood and Lumber Products | Existing | Space Heating | Natural Gas | Gas Boiler - Insulate Steam Lines/Condensate Tank | A | Incremental Winter Peak Savings (MW) | Achievable Economic TRC Potential | 0 | 0 | 0 | 0 | 0 | 0 | 0 | 0 | 0 | 0 | 0 | 0 | 0 | 0 | 0 | 0 | 0 | 0 | 0 | 0 | 0 | 0 | 0 | 0 | 0 | 0 | 0 | 0 | 0 | 0 | 0
F10_Industrial_Wood and Lumber Products_Existing_Space Heating_Natural Gas_Gas Boiler - Insulate Steam Lines/Condensate Tank_A_Achievable Economic TRC Potential | F10 | Industrial | Wood and Lumber Products | Existing | Space Heating | Natural Gas | Gas Boiler - Insulate Steam Lines/Condensate Tank | A | Cumulative Energy Savings (MWh or mTherms) | Achievable Economic TRC Potential | 0 | 0 | 0 | 0 | 0 | 0.0038912 | 0.0077274 | 0.011489 | 0.0152 | 0.018862 | 0.022429 | 0.025937 | 0.02939 | 0.03274 | 0.036042 | 0.039283 | 0.042481 | 0.045622 | 0.048693 | 0.051723 | 0.054709 | 0.057625 | 0.060499 | 0.063334 | 0.066116 | 0.065732 | 0.065382 | 0.065063 | 0.064772 | 0.064505 | 0.064263
F11_Industrial_Wood and Lumber Products_Existing_Space Heating_Natural Gas_Gas Boiler - Insulate Steam Lines/Condensate Tank_A_Achievable Economic TRC Potential | F11 | Industrial | Wood and Lumber Products | Existing | Space Heating | Natural Gas | Gas Boiler - Insulate Steam Lines/Condensate Tank | A | Cumulative Summer Peak Savings (MW) | Achievable Economic TRC Potential | 0 | 0 | 0 | 0 | 0 | 0 | 0 | 0 | 0 | 0 | 0 | 0 | 0 | 0 | 0 | 0 | 0 | 0 | 0 | 0 | 0 | 0 | 0 | 0 | 0 | 0 | 0 | 0 | 0 | 0 | 0
F12_Industrial_Wood and Lumber Products_Existing_Space Heating_Natural Gas_Gas Boiler - Insulate Steam Lines/Condensate Tank_A_Achievable Economic TRC Potential | F12 | Industrial | Wood and Lumber Products | Existing | Space Heating | Natural Gas | Gas Boiler - Insulate Steam Lines/Condensate Tank | A | Cumulative Winter Peak Savings (MW) | Achievable Economic TRC Potential | 0 | 0 | 0 | 0 | 0 | 0 | 0 | 0 | 0 | 0 | 0 | 0 | 0 | 0 | 0 | 0 | 0 | 0 | 0 | 0 | 0 | 0 | 0 | 0 | 0 | 0 | 0 | 0 | 0 | 0 | 0
F13_Industrial_Wood and Lumber Products_Existing_Space Heating_Natural Gas_Gas Boiler - Insulate Steam Lines/Condensate Tank_A_Achievable Economic TRC Potential | F13 | Industrial | Wood and Lumber Products | Existing | Space Heating | Natural Gas | Gas Boiler - Insulate Steam Lines/Condensate Tank | A | Purchases (Incremental) | Achievable Economic TRC Potential | 0 | 0 | 0 | 0 | 0 | 0.406 | 0.40578 | 0.40339 | 0.4036 | 0.40394 | 0.39881 | 0.39772 | 0.39691 | 0.39061 | 0.3921 | 0.38836 | 0.38841 | 0.38646 | 0.38301 | 0.38346 | 0.38188 | 0.38039 | 0.37901 | 0.37772 | 0.37653 | 0 | 0 | 0 | 0 | 0 | 0
F14_Industrial_Wood and Lumber Products_Existing_Space Heating_Natural Gas_Gas Boiler - Insulate Steam Lines/Condensate Tank_A_Achievable Economic TRC Potential | F14 | Industrial | Wood and Lumber Products | Existing | Space Heating | Natural Gas | Gas Boiler - Insulate Steam Lines/Condensate Tank | A | Purchases (Cumulative) | Achievable Economic TRC Potential | 0 | 0 | 0 | 0 | 0 | 0.406 | 0.81178 | 1.2152 | 1.6188 | 2.0227 | 2.4215 | 2.8192 | 3.2162 | 3.6068 | 3.9989 | 4.3872 | 4.7756 | 5.1621 | 5.5451 | 5.9286 | 6.3104 | 6.6908 | 7.0698 | 7.4476 | 7.8241 | 7.8241 | 7.8241 | 7.8241 | 7.8241 | 7.8241 | 7.8241
F1_Industrial_Wood and Lumber Products_Existing_Process_Natural Gas_Gas Boiler - Insulate Steam Lines/Condensate Tank_A_Achievable Economic TRC Potential | F1 | Industrial | Wood and Lumber Products | Existing | Process | Natural Gas | Gas Boiler - Insulate Steam Lines/Condensate Tank | A | Original Unit Energy Savings (kWh or therms) | Achievable Economic TRC Potential | 0 | 0 | 0 | 0 | 0 | 68.5138 | 68.5138 | 68.5138 | 68.5138 | 68.5138 | 68.5138 | 68.5138 | 68.5138 | 68.5138 | 68.5138 | 68.5138 | 68.5138 | 68.5138 | 68.5138 | 68.5138 | 68.5138 | 68.5138 | 68.5138 | 68.5138 | 68.5138 | 68.5138 | 68.5138 | 68.5138 | 68.5138 | 68.5138 | 68.5138
F2_Industrial_Wood and Lumber Products_Existing_Process_Natural Gas_Gas Boiler - Insulate Steam Lines/Condensate Tank_A_Achievable Economic TRC Potential | F2 | Industrial | Wood and Lumber Products | Existing | Process | Natural Gas | Gas Boiler - Insulate Steam Lines/Condensate Tank | A | Original Unit Summer Peak Savings (kW) | Achievable Economic TRC Potential | 0 | 0 | 0 | 0 | 0 | 0 | 0 | 0 | 0 | 0 | 0 | 0 | 0 | 0 | 0 | 0 | 0 | 0 | 0 | 0 | 0 | 0 | 0 | 0 | 0 | 0 | 0 | 0 | 0 | 0 | 0
F3_Industrial_Wood and Lumber Products_Existing_Process_Natural Gas_Gas Boiler - Insulate Steam Lines/Condensate Tank_A_Achievable Economic TRC Potential | F3 | Industrial | Wood and Lumber Products | Existing | Process | Natural Gas | Gas Boiler - Insulate Steam Lines/Condensate Tank | A | Original Unit Winter Peak Savings (kW) | Achievable Economic TRC Potential | 0 | 0 | 0 | 0 | 0 | 0 | 0 | 0 | 0 | 0 | 0 | 0 | 0 | 0 | 0 | 0 | 0 | 0 | 0 | 0 | 0 | 0 | 0 | 0 | 0 | 0 | 0 | 0 | 0 | 0 | 0
F4_Industrial_Wood and Lumber Products_Existing_Process_Natural Gas_Gas Boiler - Insulate Steam Lines/Condensate Tank_A_Achievable Economic TRC Potential | F4 | Industrial | Wood and Lumber Products | Existing | Process | Natural Gas | Gas Boiler - Insulate Steam Lines/Condensate Tank | A | Standalone Impact on Baseline Energy (%) | Achievable Economic TRC Potential | 0% | 0% | 0% | 0% | 0% | 0.0175% | 0.035% | 0.05271% | 0.07017% | 0.08761% | 0.1062% | 0.124% | 0.1418% | 0.1616% | 0.1784% | 0.1977% | 0.2151% | 0.2337% | 0.2533% | 0.2705% | 0.2891% | 0.3077% | 0.3264% | 0.345% | 0.0036356 | 0.0036463 | 0.003656 | 0.0036649 | 0 | 0 | 0
F5_Industrial_Wood and Lumber Products_Existing_Process_Natural Gas_Gas Boiler - Insulate Steam Lines/Condensate Tank_A_Achievable Economic TRC Potential | F5 | Industrial | Wood and Lumber Products | Existing | Process | Natural Gas | Gas Boiler - Insulate Steam Lines/Condensate Tank | A | Standalone Impact on Baseline Summer Peak (%) | Achievable Economic TRC Potential | 0% | 0% | 0% | 0% | 0% | 0% | 0% | 0% | 0% | 0% | 0% | 0% | 0% | 0% | 0% | 0% | 0% | 0% | 0% | 0% | 0% | 0% | 0% | 0% | 0 | 0 | 0 | 0 | 0 | 0 | 0
F6_Industrial_Wood and Lumber Products_Existing_Process_Natural Gas_Gas Boiler - Insulate Steam Lines/Condensate Tank_A_Achievable Economic TRC Potential | F6 | Industrial | Wood and Lumber Products | Existing | Process | Natural Gas | Gas Boiler - Insulate Steam Lines/Condensate Tank | A | Standalone Impact on Baseline Winter Peak (%) | Achievable Economic TRC Potential | 0% | 0% | 0% | 0% | 0% | 0% | 0% | 0% | 0% | 0% | 0% | 0% | 0% | 0% | 0% | 0% | 0% | 0% | 0% | 0% | 0% | 0% | 0% | 0% | 0 | 0 | 0 | 0 | 0 | 0 | 0
F7_Industrial_Wood and Lumber Products_Existing_Process_Natural Gas_Gas Boiler - Insulate Steam Lines/Condensate Tank_A_Achievable Economic TRC Potential | F7 | Industrial | Wood and Lumber Products | Existing | Process | Natural Gas | Gas Boiler - Insulate Steam Lines/Condensate Tank | A | Incremental Energy Savings (MWh or mTherms) | Achievable Economic TRC Potential | 0 | 0 | 0 | 0 | 0 | 0.095747 | 0.095694 | 0.09513 | 0.095181 | 0.09526 | 0.09405 | 0.093793 | 0.093603 | 0.092117 | 0.092468 | 0.091586 | 0.091598 | 0.091137 | 0.090324 | 0.090431 | 0.090057 | 0.089707 | 0.08938 | 0.089077 | 0.088796 | 0 | 0 | 0 | 0 | 0 | 0
F8_Industrial_Wood and Lumber Products_Existing_Process_Natural Gas_Gas Boiler - Insulate Steam Lines/Condensate Tank_A_Achievable Economic TRC Potential | F8 | Industrial | Wood and Lumber Products | Existing | Process | Natural Gas | Gas Boiler - Insulate Steam Lines/Condensate Tank | A | Incremental Summer Peak Savings (MW) | Achievable Economic TRC Potential | 0 | 0 | 0 | 0 | 0 | 0 | 0 | 0 | 0 | 0 | 0 | 0 | 0 | 0 | 0 | 0 | 0 | 0 | 0 | 0 | 0 | 0 | 0 | 0 | 0 | 0 | 0 | 0 | 0 | 0 | 0
F9_Industrial_Wood and Lumber Products_Existing_Process_Natural Gas_Gas Boiler - Insulate Steam Lines/Condensate Tank_A_Achievable Economic TRC Potential | F9 | Industrial | Wood and Lumber Products | Existing | Process | Natural Gas | Gas Boiler - Insulate Steam Lines/Condensate Tank | A | Incremental Winter Peak Savings (MW) | Achievable Economic TRC Potential | 0 | 0 | 0 | 0 | 0 | 0 | 0 | 0 | 0 | 0 | 0 | 0 | 0 | 0 | 0 | 0 | 0 | 0 | 0 | 0 | 0 | 0 | 0 | 0 | 0 | 0 | 0 | 0 | 0 | 0 | 0
F10_Industrial_Wood and Lumber Products_Existing_Process_Natural Gas_Gas Boiler - Insulate Steam Lines/Condensate Tank_A_Achievable Economic TRC Potential | F10 | Industrial | Wood and Lumber Products | Existing | Process | Natural Gas | Gas Boiler - Insulate Steam Lines/Condensate Tank | A | Cumulative Energy Savings (MWh or mTherms) | Achievable Economic TRC Potential | 0 | 0 | 0 | 0 | 0 | 0.095747 | 0.19144 | 0.28657 | 0.38175 | 0.47701 | 0.57106 | 0.66486 | 0.75846 | 0.85058 | 0.94304 | 1.0346 | 1.1262 | 1.2174 | 1.3077 | 1.3981 | 1.4882 | 1.5779 | 1.6673 | 1.7563 | 1.8451 | 1.8451 | 1.8451 | 1.8451 | 1.8451 | 1.8451 | 1.8451
F11_Industrial_Wood and Lumber Products_Existing_Process_Natural Gas_Gas Boiler - Insulate Steam Lines/Condensate Tank_A_Achievable Economic TRC Potential | F11 | Industrial | Wood and Lumber Products | Existing | Process | Natural Gas | Gas Boiler - Insulate Steam Lines/Condensate Tank | A | Cumulative Summer Peak Savings (MW) | Achievable Economic TRC Potential | 0 | 0 | 0 | 0 | 0 | 0 | 0 | 0 | 0 | 0 | 0 | 0 | 0 | 0 | 0 | 0 | 0 | 0 | 0 | 0 | 0 | 0 | 0 | 0 | 0 | 0 | 0 | 0 | 0 | 0 | 0
F12_Industrial_Wood and Lumber Products_Existing_Process_Natural Gas_Gas Boiler - Insulate Steam Lines/Condensate Tank_A_Achievable Economic TRC Potential | F12 | Industrial | Wood and Lumber Products | Existing | Process | Natural Gas | Gas Boiler - Insulate Steam Lines/Condensate Tank | A | Cumulative Winter Peak Savings (MW) | Achievable Economic TRC Potential | 0 | 0 | 0 | 0 | 0 | 0 | 0 | 0 | 0 | 0 | 0 | 0 | 0 | 0 | 0 | 0 | 0 | 0 | 0 | 0 | 0 | 0 | 0 | 0 | 0 | 0 | 0 | 0 | 0 | 0 | 0
F13_Industrial_Wood and Lumber Products_Existing_Process_Natural Gas_Gas Boiler - Insulate Steam Lines/Condensate Tank_A_Achievable Economic TRC Potential | F13 | Industrial | Wood and Lumber Products | Existing | Process | Natural Gas | Gas Boiler - Insulate Steam Lines/Condensate Tank | A | Purchases (Incremental) | Achievable Economic TRC Potential | 0 | 0 | 0 | 0 | 0 | 1.3975 | 1.3967 | 1.3885 | 1.3892 | 1.3904 | 1.3727 | 1.369 | 1.3662 | 1.3445 | 1.3496 | 1.3368 | 1.3369 | 1.3302 | 1.3183 | 1.3199 | 1.3144 | 1.3093 | 1.3046 | 1.3001 | 1.296 | 0 | 0 | 0 | 0 | 0 | 0
F14_Industrial_Wood and Lumber Products_Existing_Process_Natural Gas_Gas Boiler - Insulate Steam Lines/Condensate Tank_A_Achievable Economic TRC Potential | F14 | Industrial | Wood and Lumber Products | Existing | Process | Natural Gas | Gas Boiler - Insulate Steam Lines/Condensate Tank | A | Purchases (Cumulative) | Achievable Economic TRC Potential | 0 | 0 | 0 | 0 | 0 | 1.3975 | 2.7942 | 4.1827 | 5.5719 | 6.9623 | 8.335 | 9.704 | 11.0702 | 12.4147 | 13.7643 | 15.1011 | 16.438 | 17.7682 | 19.0865 | 20.4064 | 21.7209 | 23.0302 | 24.3348 | 25.6349 | 26.9309 | 26.9309 | 26.9309 | 26.9309 | 26.9309 | 26.9309 | 26.9309
F1_Industrial_Wood and Lumber Products_Existing_Space Heating_Natural Gas_Gas Boiler - Insulate Hot Water Lines_A_Achievable Economic TRC Potential | F1 | Industrial | Wood and Lumber Products | Existing | Space Heating | Natural Gas | Gas Boiler - Insulate Hot Water Lines | A | Original Unit Energy Savings (kWh or therms) | Achievable Economic TRC Potential | 0 | 0 | 0 | 0 | 0 | 10.833 | 10.7596 | 10.6867 | 10.6133 | 10.5402 | 10.4691 | 10.3988 | 10.3292 | 10.2604 | 10.1876 | 10.1207 | 10.0546 | 9.9896 | 9.9256 | 9.8614 | 9.7994 | 9.7348 | 9.6726 | 9.6122 | 9.5515 | 9.4961 | 9.4455 | 9.3994 | 9.3573 | 9.3188 | 9.2838
F2_Industrial_Wood and Lumber Products_Existing_Space Heating_Natural Gas_Gas Boiler - Insulate Hot Water Lines_A_Achievable Economic TRC Potential | F2 | Industrial | Wood and Lumber Products | Existing | Space Heating | Natural Gas | Gas Boiler - Insulate Hot Water Lines | A | Original Unit Summer Peak Savings (kW) | Achievable Economic TRC Potential | 0 | 0 | 0 | 0 | 0 | 0 | 0 | 0 | 0 | 0 | 0 | 0 | 0 | 0 | 0 | 0 | 0 | 0 | 0 | 0 | 0 | 0 | 0 | 0 | 0 | 0 | 0 | 0 | 0 | 0 | 0
F3_Industrial_Wood and Lumber Products_Existing_Space Heating_Natural Gas_Gas Boiler - Insulate Hot Water Lines_A_Achievable Economic TRC Potential | F3 | Industrial | Wood and Lumber Products | Existing | Space Heating | Natural Gas | Gas Boiler - Insulate Hot Water Lines | A | Original Unit Winter Peak Savings (kW) | Achievable Economic TRC Potential | 0 | 0 | 0 | 0 | 0 | 0 | 0 | 0 | 0 | 0 | 0 | 0 | 0 | 0 | 0 | 0 | 0 | 0 | 0 | 0 | 0 | 0 | 0 | 0 | 0 | 0 | 0 | 0 | 0 | 0 | 0
F4_Industrial_Wood and Lumber Products_Existing_Space Heating_Natural Gas_Gas Boiler - Insulate Hot Water Lines_A_Achievable Economic TRC Potential | F4 | Industrial | Wood and Lumber Products | Existing | Space Heating | Natural Gas | Gas Boiler - Insulate Hot Water Lines | A | Standalone Impact on Baseline Energy (%) | Achievable Economic TRC Potential | 0% | 0% | 0% | 0% | 0% | 0.01156% | 0.02309% | 0.03474% | 0.04624% | 0.05772% | 0.07001% | 0.08177% | 0.09352% | 0.1066% | 0.1179% | 0.1307% | 0.1423% | 0.1547% | 0.1676% | 0.179% | 0.1912% | 0.2035% | 0.2156% | 0.2277% | 0.0023965 | 0.0024009 | 0.002405 | 0.0024089 | 0 | 0 | 0
F5_Industrial_Wood and Lumber Products_Existing_Space Heating_Natural Gas_Gas Boiler - Insulate Hot Water Lines_A_Achievable Economic TRC Potential | F5 | Industrial | Wood and Lumber Products | Existing | Space Heating | Natural Gas | Gas Boiler - Insulate Hot Water Lines | A | Standalone Impact on Baseline Summer Peak (%) | Achievable Economic TRC Potential | 0% | 0% | 0% | 0% | 0% | 0% | 0% | 0% | 0% | 0% | 0% | 0% | 0% | 0% | 0% | 0% | 0% | 0% | 0% | 0% | 0% | 0% | 0% | 0% | 0 | 0 | 0 | 0 | 0 | 0 | 0
F6_Industrial_Wood and Lumber Products_Existing_Space Heating_Natural Gas_Gas Boiler - Insulate Hot Water Lines_A_Achievable Economic TRC Potential | F6 | Industrial | Wood and Lumber Products | Existing | Space Heating | Natural Gas | Gas Boiler - Insulate Hot Water Lines | A | Standalone Impact on Baseline Winter Peak (%) | Achievable Economic TRC Potential | 0% | 0% | 0% | 0% | 0% | 0% | 0% | 0% | 0% | 0% | 0% | 0% | 0% | 0% | 0% | 0% | 0% | 0% | 0% | 0% | 0% | 0% | 0% | 0% | 0 | 0 | 0 | 0 | 0 | 0 | 0
F7_Industrial_Wood and Lumber Products_Existing_Space Heating_Natural Gas_Gas Boiler - Insulate Hot Water Lines_A_Achievable Economic TRC Potential | F7 | Industrial | Wood and Lumber Products | Existing | Space Heating | Natural Gas | Gas Boiler - Insulate Hot Water Lines | A | Incremental Energy Savings (MWh or mTherms) | Achievable Economic TRC Potential | 0 | 0 | 0 | 0 | 0 | 0.0087965 | 0.0087321 | 0.0086217 | 0.0085672 | 0.0085152 | 0.0083504 | 0.0082716 | 0.0081996 | 0.0080156 | 0.0079891 | 0.007861 | 0.0078107 | 0.0077211 | 0.0076032 | 0.0075629 | 0.0074843 | 0.0074061 | 0.0073319 | 0.0072614 | 0.0071928 | 0 | 0 | 0 | 0 | 0 | 0
F8_Industrial_Wood and Lumber Products_Existing_Space Heating_Natural Gas_Gas Boiler - Insulate Hot Water Lines_A_Achievable Economic TRC Potential | F8 | Industrial | Wood and Lumber Products | Existing | Space Heating | Natural Gas | Gas Boiler - Insulate Hot Water Lines | A | Incremental Summer Peak Savings (MW) | Achievable Economic TRC Potential | 0 | 0 | 0 | 0 | 0 | 0 | 0 | 0 | 0 | 0 | 0 | 0 | 0 | 0 | 0 | 0 | 0 | 0 | 0 | 0 | 0 | 0 | 0 | 0 | 0 | 0 | 0 | 0 | 0 | 0 | 0
F9_Industrial_Wood and Lumber Products_Existing_Space Heating_Natural Gas_Gas Boiler - Insulate Hot Water Lines_A_Achievable Economic TRC Potential | F9 | Industrial | Wood and Lumber Products | Existing | Space Heating | Natural Gas | Gas Boiler - Insulate Hot Water Lines | A | Incremental Winter Peak Savings (MW) | Achievable Economic TRC Potential | 0 | 0 | 0 | 0 | 0 | 0 | 0 | 0 | 0 | 0 | 0 | 0 | 0 | 0 | 0 | 0 | 0 | 0 | 0 | 0 | 0 | 0 | 0 | 0 | 0 | 0 | 0 | 0 | 0 | 0 | 0
F10_Industrial_Wood and Lumber Products_Existing_Space Heating_Natural Gas_Gas Boiler - Insulate Hot Water Lines_A_Achievable Economic TRC Potential | F10 | Industrial | Wood and Lumber Products | Existing | Space Heating | Natural Gas | Gas Boiler - Insulate Hot Water Lines | A | Cumulative Energy Savings (MWh or mTherms) | Achievable Economic TRC Potential | 0 | 0 | 0 | 0 | 0 | 0.0087965 | 0.017469 | 0.025972 | 0.034361 | 0.04264 | 0.050703 | 0.058633 | 0.06644 | 0.074014 | 0.081477 | 0.088804 | 0.096034 | 0.10313 | 0.11008 | 0.11693 | 0.12368 | 0.13027 | 0.13677 | 0.14318 | 0.14946 | 0.1486 | 0.14781 | 0.14708 | 0.14642 | 0.14582 | 0.14527
F11_Industrial_Wood and Lumber Products_Existing_Space Heating_Natural Gas_Gas Boiler - Insulate Hot Water Lines_A_Achievable Economic TRC Potential | F11 | Industrial | Wood and Lumber Products | Existing | Space Heating | Natural Gas | Gas Boiler - Insulate Hot Water Lines | A | Cumulative Summer Peak Savings (MW) | Achievable Economic TRC Potential | 0 | 0 | 0 | 0 | 0 | 0 | 0 | 0 | 0 | 0 | 0 | 0 | 0 | 0 | 0 | 0 | 0 | 0 | 0 | 0 | 0 | 0 | 0 | 0 | 0 | 0 | 0 | 0 | 0 | 0 | 0
F12_Industrial_Wood and Lumber Products_Existing_Space Heating_Natural Gas_Gas Boiler - Insulate Hot Water Lines_A_Achievable Economic TRC Potential | F12 | Industrial | Wood and Lumber Products | Existing | Space Heating | Natural Gas | Gas Boiler - Insulate Hot Water Lines | A | Cumulative Winter Peak Savings (MW) | Achievable Economic TRC Potential | 0 | 0 | 0 | 0 | 0 | 0 | 0 | 0 | 0 | 0 | 0 | 0 | 0 | 0 | 0 | 0 | 0 | 0 | 0 | 0 | 0 | 0 | 0 | 0 | 0 | 0 | 0 | 0 | 0 | 0 | 0
F13_Industrial_Wood and Lumber Products_Existing_Space Heating_Natural Gas_Gas Boiler - Insulate Hot Water Lines_A_Achievable Economic TRC Potential | F13 | Industrial | Wood and Lumber Products | Existing | Space Heating | Natural Gas | Gas Boiler - Insulate Hot Water Lines | A | Purchases (Incremental) | Achievable Economic TRC Potential | 0 | 0 | 0 | 0 | 0 | 0.81201 | 0.81156 | 0.80677 | 0.80721 | 0.80788 | 0.79762 | 0.79544 | 0.79382 | 0.78122 | 0.7842 | 0.77672 | 0.77682 | 0.77291 | 0.76602 | 0.76693 | 0.76375 | 0.76078 | 0.75801 | 0.75544 | 0.75305 | 0 | 0 | 0 | 0 | 0 | 0
F14_Industrial_Wood and Lumber Products_Existing_Space Heating_Natural Gas_Gas Boiler - Insulate Hot Water Lines_A_Achievable Economic TRC Potential | F14 | Industrial | Wood and Lumber Products | Existing | Space Heating | Natural Gas | Gas Boiler - Insulate Hot Water Lines | A | Purchases (Cumulative) | Achievable Economic TRC Potential | 0 | 0 | 0 | 0 | 0 | 0.81201 | 1.6236 | 2.4303 | 3.2375 | 4.0454 | 4.843 | 5.6385 | 6.4323 | 7.2135 | 7.9977 | 8.7744 | 9.5513 | 10.3242 | 11.0902 | 11.8571 | 12.6209 | 13.3817 | 14.1397 | 14.8951 | 15.6482 | 15.6482 | 15.6482 | 15.6482 | 15.6482 | 15.6482 | 15.6482
F1_Industrial_Wood and Lumber Products_Existing_Process_Natural Gas_Gas Boiler - Insulate Hot Water Lines_A_Achievable Economic TRC Potential | F1 | Industrial | Wood and Lumber Products | Existing | Process | Natural Gas | Gas Boiler - Insulate Hot Water Lines | A | Original Unit Energy Savings (kWh or therms) | Achievable Economic TRC Potential | 0 | 0 | 0 | 0 | 0 | 77.4421 | 77.4421 | 77.4421 | 77.4421 | 77.4421 | 77.4421 | 77.4421 | 77.4421 | 77.4421 | 77.4421 | 77.4421 | 77.4421 | 77.4421 | 77.4421 | 77.4421 | 77.4421 | 77.4421 | 77.4421 | 77.4421 | 77.4421 | 77.4421 | 77.4421 | 77.4421 | 77.4421 | 77.4421 | 77.4421
F2_Industrial_Wood and Lumber Products_Existing_Process_Natural Gas_Gas Boiler - Insulate Hot Water Lines_A_Achievable Economic TRC Potential | F2 | Industrial | Wood and Lumber Products | Existing | Process | Natural Gas | Gas Boiler - Insulate Hot Water Lines | A | Original Unit Summer Peak Savings (kW) | Achievable Economic TRC Potential | 0 | 0 | 0 | 0 | 0 | 0 | 0 | 0 | 0 | 0 | 0 | 0 | 0 | 0 | 0 | 0 | 0 | 0 | 0 | 0 | 0 | 0 | 0 | 0 | 0 | 0 | 0 | 0 | 0 | 0 | 0
F3_Industrial_Wood and Lumber Products_Existing_Process_Natural Gas_Gas Boiler - Insulate Hot Water Lines_A_Achievable Economic TRC Potential | F3 | Industrial | Wood and Lumber Products | Existing | Process | Natural Gas | Gas Boiler - Insulate Hot Water Lines | A | Original Unit Winter Peak Savings (kW) | Achievable Economic TRC Potential | 0 | 0 | 0 | 0 | 0 | 0 | 0 | 0 | 0 | 0 | 0 | 0 | 0 | 0 | 0 | 0 | 0 | 0 | 0 | 0 | 0 | 0 | 0 | 0 | 0 | 0 | 0 | 0 | 0 | 0 | 0
F4_Industrial_Wood and Lumber Products_Existing_Process_Natural Gas_Gas Boiler - Insulate Hot Water Lines_A_Achievable Economic TRC Potential | F4 | Industrial | Wood and Lumber Products | Existing | Process | Natural Gas | Gas Boiler - Insulate Hot Water Lines | A | Standalone Impact on Baseline Energy (%) | Achievable Economic TRC Potential | 0% | 0% | 0% | 0% | 0% | 0.03955% | 0.07913% | 0.1191% | 0.1586% | 0.1981% | 0.2402% | 0.2804% | 0.3205% | 0.3652% | 0.4034% | 0.4468% | 0.4863% | 0.5283% | 0.5726% | 0.6115% | 0.6536% | 0.6957% | 0.7378% | 0.7799% | 0.0082188 | 0.0082428 | 0.0082649 | 0.0082849 | 0 | 0 | 0
F5_Industrial_Wood and Lumber Products_Existing_Process_Natural Gas_Gas Boiler - Insulate Hot Water Lines_A_Achievable Economic TRC Potential | F5 | Industrial | Wood and Lumber Products | Existing | Process | Natural Gas | Gas Boiler - Insulate Hot Water Lines | A | Standalone Impact on Baseline Summer Peak (%) | Achievable Economic TRC Potential | 0% | 0% | 0% | 0% | 0% | 0% | 0% | 0% | 0% | 0% | 0% | 0% | 0% | 0% | 0% | 0% | 0% | 0% | 0% | 0% | 0% | 0% | 0% | 0% | 0 | 0 | 0 | 0 | 0 | 0 | 0
F6_Industrial_Wood and Lumber Products_Existing_Process_Natural Gas_Gas Boiler - Insulate Hot Water Lines_A_Achievable Economic TRC Potential | F6 | Industrial | Wood and Lumber Products | Existing | Process | Natural Gas | Gas Boiler - Insulate Hot Water Lines | A | Standalone Impact on Baseline Winter Peak (%) | Achievable Economic TRC Potential | 0% | 0% | 0% | 0% | 0% | 0% | 0% | 0% | 0% | 0% | 0% | 0% | 0% | 0% | 0% | 0% | 0% | 0% | 0% | 0% | 0% | 0% | 0% | 0% | 0 | 0 | 0 | 0 | 0 | 0 | 0
F7_Industrial_Wood and Lumber Products_Existing_Process_Natural Gas_Gas Boiler - Insulate Hot Water Lines_A_Achievable Economic TRC Potential | F7 | Industrial | Wood and Lumber Products | Existing | Process | Natural Gas | Gas Boiler - Insulate Hot Water Lines | A | Incremental Energy Savings (MWh or mTherms) | Achievable Economic TRC Potential | 0 | 0 | 0 | 0 | 0 | 0.21645 | 0.21633 | 0.21505 | 0.21517 | 0.21535 | 0.21261 | 0.21203 | 0.2116 | 0.20824 | 0.20904 | 0.20704 | 0.20707 | 0.20603 | 0.20419 | 0.20443 | 0.20359 | 0.20279 | 0.20206 | 0.20137 | 0.20073 | 0 | 0 | 0 | 0 | 0 | 0
F8_Industrial_Wood and Lumber Products_Existing_Process_Natural Gas_Gas Boiler - Insulate Hot Water Lines_A_Achievable Economic TRC Potential | F8 | Industrial | Wood and Lumber Products | Existing | Process | Natural Gas | Gas Boiler - Insulate Hot Water Lines | A | Incremental Summer Peak Savings (MW) | Achievable Economic TRC Potential | 0 | 0 | 0 | 0 | 0 | 0 | 0 | 0 | 0 | 0 | 0 | 0 | 0 | 0 | 0 | 0 | 0 | 0 | 0 | 0 | 0 | 0 | 0 | 0 | 0 | 0 | 0 | 0 | 0 | 0 | 0
F9_Industrial_Wood and Lumber Products_Existing_Process_Natural Gas_Gas Boiler - Insulate Hot Water Lines_A_Achievable Economic TRC Potential | F9 | Industrial | Wood and Lumber Products | Existing | Process | Natural Gas | Gas Boiler - Insulate Hot Water Lines | A | Incremental Winter Peak Savings (MW) | Achievable Economic TRC Potential | 0 | 0 | 0 | 0 | 0 | 0 | 0 | 0 | 0 | 0 | 0 | 0 | 0 | 0 | 0 | 0 | 0 | 0 | 0 | 0 | 0 | 0 | 0 | 0 | 0 | 0 | 0 | 0 | 0 | 0 | 0
F10_Industrial_Wood and Lumber Products_Existing_Process_Natural Gas_Gas Boiler - Insulate Hot Water Lines_A_Achievable Economic TRC Potential | F10 | Industrial | Wood and Lumber Products | Existing | Process | Natural Gas | Gas Boiler - Insulate Hot Water Lines | A | Cumulative Energy Savings (MWh or mTherms) | Achievable Economic TRC Potential | 0 | 0 | 0 | 0 | 0 | 0.21645 | 0.43278 | 0.64783 | 0.863 | 1.0783 | 1.291 | 1.503 | 1.7146 | 1.9228 | 2.1319 | 2.3389 | 2.546 | 2.752 | 2.9562 | 3.1606 | 3.3642 | 3.567 | 3.7691 | 3.9704 | 4.1712 | 4.1712 | 4.1712 | 4.1712 | 4.1712 | 4.1712 | 4.1712
F11_Industrial_Wood and Lumber Products_Existing_Process_Natural Gas_Gas Boiler - Insulate Hot Water Lines_A_Achievable Economic TRC Potential | F11 | Industrial | Wood and Lumber Products | Existing | Process | Natural Gas | Gas Boiler - Insulate Hot Water Lines | A | Cumulative Summer Peak Savings (MW) | Achievable Economic TRC Potential | 0 | 0 | 0 | 0 | 0 | 0 | 0 | 0 | 0 | 0 | 0 | 0 | 0 | 0 | 0 | 0 | 0 | 0 | 0 | 0 | 0 | 0 | 0 | 0 | 0 | 0 | 0 | 0 | 0 | 0 | 0
F12_Industrial_Wood and Lumber Products_Existing_Process_Natural Gas_Gas Boiler - Insulate Hot Water Lines_A_Achievable Economic TRC Potential | F12 | Industrial | Wood and Lumber Products | Existing | Process | Natural Gas | Gas Boiler - Insulate Hot Water Lines | A | Cumulative Winter Peak Savings (MW) | Achievable Economic TRC Potential | 0 | 0 | 0 | 0 | 0 | 0 | 0 | 0 | 0 | 0 | 0 | 0 | 0 | 0 | 0 | 0 | 0 | 0 | 0 | 0 | 0 | 0 | 0 | 0 | 0 | 0 | 0 | 0 | 0 | 0 | 0
F13_Industrial_Wood and Lumber Products_Existing_Process_Natural Gas_Gas Boiler - Insulate Hot Water Lines_A_Achievable Economic TRC Potential | F13 | Industrial | Wood and Lumber Products | Existing | Process | Natural Gas | Gas Boiler - Insulate Hot Water Lines | A | Purchases (Incremental) | Achievable Economic TRC Potential | 0 | 0 | 0 | 0 | 0 | 2.795 | 2.7934 | 2.777 | 2.7785 | 2.7808 | 2.7454 | 2.7379 | 2.7324 | 2.689 | 2.6993 | 2.6735 | 2.6739 | 2.6604 | 2.6367 | 2.6398 | 2.6289 | 2.6187 | 2.6091 | 2.6003 | 2.5921 | 0 | 0 | 0 | 0 | 0 | 0
F14_Industrial_Wood and Lumber Products_Existing_Process_Natural Gas_Gas Boiler - Insulate Hot Water Lines_A_Achievable Economic TRC Potential | F14 | Industrial | Wood and Lumber Products | Existing | Process | Natural Gas | Gas Boiler - Insulate Hot Water Lines | A | Purchases (Cumulative) | Achievable Economic TRC Potential | 0 | 0 | 0 | 0 | 0 | 2.795 | 5.5884 | 8.3654 | 11.1438 | 13.9246 | 16.67 | 19.408 | 22.1403 | 24.8293 | 27.5286 | 30.2021 | 32.876 | 35.5364 | 38.1731 | 40.8129 | 43.4418 | 46.0604 | 48.6695 | 51.2698 | 53.8618 | 53.8618 | 53.8618 | 53.8618 | 53.8618 | 53.8618 | 53.8618
F1_Industrial_Wood and Lumber Products_Existing_Process_Natural Gas_Process - Insulate Heated Process Fluids_A_Achievable Economic TRC Potential | F1 | Industrial | Wood and Lumber Products | Existing | Process | Natural Gas | Process - Insulate Heated Process Fluids | A | Original Unit Energy Savings (kWh or therms) | Achievable Economic TRC Potential | 0 | 0 | 0 | 0 | 0 | 125.8253 | 125.8253 | 125.8253 | 125.8253 | 125.8253 | 125.8253 | 125.8253 | 125.8253 | 125.8253 | 125.8253 | 125.8253 | 125.8253 | 125.8253 | 125.8253 | 125.8253 | 125.8253 | 125.8253 | 125.8253 | 125.8253 | 125.8253 | 125.8253 | 125.8253 | 125.8253 | 125.8253 | 125.8253 | 125.8253
F2_Industrial_Wood and Lumber Products_Existing_Process_Natural Gas_Process - Insulate Heated Process Fluids_A_Achievable Economic TRC Potential | F2 | Industrial | Wood and Lumber Products | Existing | Process | Natural Gas | Process - Insulate Heated Process Fluids | A | Original Unit Summer Peak Savings (kW) | Achievable Economic TRC Potential | 0 | 0 | 0 | 0 | 0 | 0 | 0 | 0 | 0 | 0 | 0 | 0 | 0 | 0 | 0 | 0 | 0 | 0 | 0 | 0 | 0 | 0 | 0 | 0 | 0 | 0 | 0 | 0 | 0 | 0 | 0
F3_Industrial_Wood and Lumber Products_Existing_Process_Natural Gas_Process - Insulate Heated Process Fluids_A_Achievable Economic TRC Potential | F3 | Industrial | Wood and Lumber Products | Existing | Process | Natural Gas | Process - Insulate Heated Process Fluids | A | Original Unit Winter Peak Savings (kW) | Achievable Economic TRC Potential | 0 | 0 | 0 | 0 | 0 | 0 | 0 | 0 | 0 | 0 | 0 | 0 | 0 | 0 | 0 | 0 | 0 | 0 | 0 | 0 | 0 | 0 | 0 | 0 | 0 | 0 | 0 | 0 | 0 | 0 | 0
F4_Industrial_Wood and Lumber Products_Existing_Process_Natural Gas_Process - Insulate Heated Process Fluids_A_Achievable Economic TRC Potential | F4 | Industrial | Wood and Lumber Products | Existing | Process | Natural Gas | Process - Insulate Heated Process Fluids | A | Standalone Impact on Baseline Energy (%) | Achievable Economic TRC Potential | 0% | 0% | 0% | 0% | 0% | 0.07029% | 0.1406% | 0.2117% | 0.2819% | 0.352% | 0.4198% | 0.4715% | 0.513% | 0.5536% | 0.5774% | 0.6037% | 0.6202% | 0.6366% | 0.653% | 0.6607% | 0.6702% | 0.6729% | 0.6754% | 0.6777% | 0.0067981 | 0.006818 | 0.0068362 | 0.0068528 | 0 | 0 | 0
F5_Industrial_Wood and Lumber Products_Existing_Process_Natural Gas_Process - Insulate Heated Process Fluids_A_Achievable Economic TRC Potential | F5 | Industrial | Wood and Lumber Products | Existing | Process | Natural Gas | Process - Insulate Heated Process Fluids | A | Standalone Impact on Baseline Summer Peak (%) | Achievable Economic TRC Potential | 0% | 0% | 0% | 0% | 0% | 0% | 0% | 0% | 0% | 0% | 0% | 0% | 0% | 0% | 0% | 0% | 0% | 0% | 0% | 0% | 0% | 0% | 0% | 0% | 0 | 0 | 0 | 0 | 0 | 0 | 0
F6_Industrial_Wood and Lumber Products_Existing_Process_Natural Gas_Process - Insulate Heated Process Fluids_A_Achievable Economic TRC Potential | F6 | Industrial | Wood and Lumber Products | Existing | Process | Natural Gas | Process - Insulate Heated Process Fluids | A | Standalone Impact on Baseline Winter Peak (%) | Achievable Economic TRC Potential | 0% | 0% | 0% | 0% | 0% | 0% | 0% | 0% | 0% | 0% | 0% | 0% | 0% | 0% | 0% | 0% | 0% | 0% | 0% | 0% | 0% | 0% | 0% | 0% | 0 | 0 | 0 | 0 | 0 | 0 | 0
F7_Industrial_Wood and Lumber Products_Existing_Process_Natural Gas_Process - Insulate Heated Process Fluids_A_Achievable Economic TRC Potential | F7 | Industrial | Wood and Lumber Products | Existing | Process | Natural Gas | Process - Insulate Heated Process Fluids | A | Incremental Energy Savings (MWh or mTherms) | Achievable Economic TRC Potential | 0 | 0 | 0 | 0 | 0 | 0.38465 | 0.38443 | 0.38217 | 0.38237 | 0.38269 | 0.34005 | 0.27129 | 0.2166 | 0.17052 | 0.13694 | 0.10851 | 0.086817 | 0.069104 | 0.05479 | 0.043884 | 0.034962 | 0.00023754 | 8.4527e-05 | 2.8718e-05 | 9.3351e-06 | 7.9117e-06 | 7.8906e-06 | 7.8715e-06 | 7.8544e-06 | 7.8391e-06 | 7.8258e-06
F8_Industrial_Wood and Lumber Products_Existing_Process_Natural Gas_Process - Insulate Heated Process Fluids_A_Achievable Economic TRC Potential | F8 | Industrial | Wood and Lumber Products | Existing | Process | Natural Gas | Process - Insulate Heated Process Fluids | A | Incremental Summer Peak Savings (MW) | Achievable Economic TRC Potential | 0 | 0 | 0 | 0 | 0 | 0 | 0 | 0 | 0 | 0 | 0 | 0 | 0 | 0 | 0 | 0 | 0 | 0 | 0 | 0 | 0 | 0 | 0 | 0 | 0 | 0 | 0 | 0 | 0 | 0 | 0
F9_Industrial_Wood and Lumber Products_Existing_Process_Natural Gas_Process - Insulate Heated Process Fluids_A_Achievable Economic TRC Potential | F9 | Industrial | Wood and Lumber Products | Existing | Process | Natural Gas | Process - Insulate Heated Process Fluids | A | Incremental Winter Peak Savings (MW) | Achievable Economic TRC Potential | 0 | 0 | 0 | 0 | 0 | 0 | 0 | 0 | 0 | 0 | 0 | 0 | 0 | 0 | 0 | 0 | 0 | 0 | 0 | 0 | 0 | 0 | 0 | 0 | 0 | 0 | 0 | 0 | 0 | 0 | 0
F10_Industrial_Wood and Lumber Products_Existing_Process_Natural Gas_Process - Insulate Heated Process Fluids_A_Achievable Economic TRC Potential | F10 | Industrial | Wood and Lumber Products | Existing | Process | Natural Gas | Process - Insulate Heated Process Fluids | A | Cumulative Energy Savings (MWh or mTherms) | Achievable Economic TRC Potential | 0 | 0 | 0 | 0 | 0 | 0.38465 | 0.76908 | 1.1512 | 1.5336 | 1.9163 | 2.2564 | 2.5277 | 2.7443 | 2.9148 | 3.0517 | 3.1602 | 3.247 | 3.3161 | 3.3709 | 3.4148 | 3.4498 | 3.45 | 3.4501 | 3.4501 | 3.4501 | 3.4501 | 3.4502 | 3.4502 | 3.4502 | 3.4502 | 3.4502
F11_Industrial_Wood and Lumber Products_Existing_Process_Natural Gas_Process - Insulate Heated Process Fluids_A_Achievable Economic TRC Potential | F11 | Industrial | Wood and Lumber Products | Existing | Process | Natural Gas | Process - Insulate Heated Process Fluids | A | Cumulative Summer Peak Savings (MW) | Achievable Economic TRC Potential | 0 | 0 | 0 | 0 | 0 | 0 | 0 | 0 | 0 | 0 | 0 | 0 | 0 | 0 | 0 | 0 | 0 | 0 | 0 | 0 | 0 | 0 | 0 | 0 | 0 | 0 | 0 | 0 | 0 | 0 | 0
F12_Industrial_Wood and Lumber Products_Existing_Process_Natural Gas_Process - Insulate Heated Process Fluids_A_Achievable Economic TRC Potential | F12 | Industrial | Wood and Lumber Products | Existing | Process | Natural Gas | Process - Insulate Heated Process Fluids | A | Cumulative Winter Peak Savings (MW) | Achievable Economic TRC Potential | 0 | 0 | 0 | 0 | 0 | 0 | 0 | 0 | 0 | 0 | 0 | 0 | 0 | 0 | 0 | 0 | 0 | 0 | 0 | 0 | 0 | 0 | 0 | 0 | 0 | 0 | 0 | 0 | 0 | 0 | 0
F13_Industrial_Wood and Lumber Products_Existing_Process_Natural Gas_Process - Insulate Heated Process Fluids_A_Achievable Economic TRC Potential | F13 | Industrial | Wood and Lumber Products | Existing | Process | Natural Gas | Process - Insulate Heated Process Fluids | A | Purchases (Incremental) | Achievable Economic TRC Potential | 0 | 0 | 0 | 0 | 0 | 3.057 | 3.0553 | 3.0373 | 3.0389 | 3.0414 | 2.7025 | 2.1561 | 1.7214 | 1.3552 | 1.0883 | 0.86237 | 0.68998 | 0.54921 | 0.43545 | 0.34877 | 0.27786 | 0.0018879 | 0.00067178 | 0.00022824 | 7.4191e-05 | 6.2879e-05 | 6.2711e-05 | 6.2559e-05 | 6.2423e-05 | 6.2302e-05 | 6.2196e-05
F14_Industrial_Wood and Lumber Products_Existing_Process_Natural Gas_Process - Insulate Heated Process Fluids_A_Achievable Economic TRC Potential | F14 | Industrial | Wood and Lumber Products | Existing | Process | Natural Gas | Process - Insulate Heated Process Fluids | A | Purchases (Cumulative) | Achievable Economic TRC Potential | 0 | 0 | 0 | 0 | 0 | 3.057 | 6.1123 | 9.1496 | 12.1885 | 15.2299 | 17.9325 | 20.0886 | 21.81 | 23.1652 | 24.2536 | 25.116 | 25.8059 | 26.3551 | 26.7906 | 27.1394 | 27.4172 | 27.4191 | 27.4198 | 27.42 | 27.4201 | 27.4201 | 27.4202 | 27.4203 | 27.4203 | 27.4204 | 27.4205
F1_Industrial_Wood and Lumber Products_Existing_Process_Natural Gas_Process Heat Recovery_A_Achievable Economic TRC Potential | F1 | Industrial | Wood and Lumber Products | Existing | Process | Natural Gas | Process Heat Recovery | A | Original Unit Energy Savings (kWh or therms) | Achievable Economic TRC Potential | 0 | 0 | 0 | 0 | 0 | 0.21081 | 0.21081 | 0.21081 | 0.21081 | 0.21081 | 0.21081 | 0.21081 | 0.21081 | 0.21081 | 0.21081 | 0.21081 | 0.21081 | 0.21081 | 0.21081 | 0.21081 | 0.21081 | 0.21081 | 0.21081 | 0.21081 | 0.21081 | 0.21081 | 0.21081 | 0.21081 | 0 | 0 | 0
F2_Industrial_Wood and Lumber Products_Existing_Process_Natural Gas_Process Heat Recovery_A_Achievable Economic TRC Potential | F2 | Industrial | Wood and Lumber Products | Existing | Process | Natural Gas | Process Heat Recovery | A | Original Unit Summer Peak Savings (kW) | Achievable Economic TRC Potential | 0 | 0 | 0 | 0 | 0 | 0 | 0 | 0 | 0 | 0 | 0 | 0 | 0 | 0 | 0 | 0 | 0 | 0 | 0 | 0 | 0 | 0 | 0 | 0 | 0 | 0 | 0 | 0 | 0 | 0 | 0
F3_Industrial_Wood and Lumber Products_Existing_Process_Natural Gas_Process Heat Recovery_A_Achievable Economic TRC Potential | F3 | Industrial | Wood and Lumber Products | Existing | Process | Natural Gas | Process Heat Recovery | A | Original Unit Winter Peak Savings (kW) | Achievable Economic TRC Potential | 0 | 0 | 0 | 0 | 0 | 0 | 0 | 0 | 0 | 0 | 0 | 0 | 0 | 0 | 0 | 0 | 0 | 0 | 0 | 0 | 0 | 0 | 0 | 0 | 0 | 0 | 0 | 0 | 0 | 0 | 0
F4_Industrial_Wood and Lumber Products_Existing_Process_Natural Gas_Process Heat Recovery_A_Achievable Economic TRC Potential | F4 | Industrial | Wood and Lumber Products | Existing | Process | Natural Gas | Process Heat Recovery | A | Standalone Impact on Baseline Energy (%) | Achievable Economic TRC Potential | 0% | 0% | 0% | 0% | 0% | 0% | 0% | 0% | 0% | 0% | 0% | 0% | 0% | 0% | 0% | 0% | 0% | 0% | 0% | 0% | 0% | 0% | 0% | 0% | 0 | 0 | 0 | 0 | 0 | 0 | 0
F5_Industrial_Wood and Lumber Products_Existing_Process_Natural Gas_Process Heat Recovery_A_Achievable Economic TRC Potential | F5 | Industrial | Wood and Lumber Products | Existing | Process | Natural Gas | Process Heat Recovery | A | Standalone Impact on Baseline Summer Peak (%) | Achievable Economic TRC Potential | 0% | 0% | 0% | 0% | 0% | 0% | 0% | 0% | 0% | 0% | 0% | 0% | 0% | 0% | 0% | 0% | 0% | 0% | 0% | 0% | 0% | 0% | 0% | 0% | 0 | 0 | 0 | 0 | 0 | 0 | 0
F6_Industrial_Wood and Lumber Products_Existing_Process_Natural Gas_Process Heat Recovery_A_Achievable Economic TRC Potential | F6 | Industrial | Wood and Lumber Products | Existing | Process | Natural Gas | Process Heat Recovery | A | Standalone Impact on Baseline Winter Peak (%) | Achievable Economic TRC Potential | 0% | 0% | 0% | 0% | 0% | 0% | 0% | 0% | 0% | 0% | 0% | 0% | 0% | 0% | 0% | 0% | 0% | 0% | 0% | 0% | 0% | 0% | 0% | 0% | 0 | 0 | 0 | 0 | 0 | 0 | 0
F7_Industrial_Wood and Lumber Products_Existing_Process_Natural Gas_Process Heat Recovery_A_Achievable Economic TRC Potential | F7 | Industrial | Wood and Lumber Products | Existing | Process | Natural Gas | Process Heat Recovery | A | Incremental Energy Savings (MWh or mTherms) | Achievable Economic TRC Potential | 0 | 0 | 0 | 0 | 0 | 0 | 0 | 0 | 0 | 0 | 0 | 0 | 0 | 0 | 0 | 0 | 0 | 0 | 0 | 0 | 0 | 0 | 0 | 0 | 0 | 0 | 0 | 0 | 0 | 0 | 0
F8_Industrial_Wood and Lumber Products_Existing_Process_Natural Gas_Process Heat Recovery_A_Achievable Economic TRC Potential | F8 | Industrial | Wood and Lumber Products | Existing | Process | Natural Gas | Process Heat Recovery | A | Incremental Summer Peak Savings (MW) | Achievable Economic TRC Potential | 0 | 0 | 0 | 0 | 0 | 0 | 0 | 0 | 0 | 0 | 0 | 0 | 0 | 0 | 0 | 0 | 0 | 0 | 0 | 0 | 0 | 0 | 0 | 0 | 0 | 0 | 0 | 0 | 0 | 0 | 0
F9_Industrial_Wood and Lumber Products_Existing_Process_Natural Gas_Process Heat Recovery_A_Achievable Economic TRC Potential | F9 | Industrial | Wood and Lumber Products | Existing | Process | Natural Gas | Process Heat Recovery | A | Incremental Winter Peak Savings (MW) | Achievable Economic TRC Potential | 0 | 0 | 0 | 0 | 0 | 0 | 0 | 0 | 0 | 0 | 0 | 0 | 0 | 0 | 0 | 0 | 0 | 0 | 0 | 0 | 0 | 0 | 0 | 0 | 0 | 0 | 0 | 0 | 0 | 0 | 0
F10_Industrial_Wood and Lumber Products_Existing_Process_Natural Gas_Process Heat Recovery_A_Achievable Economic TRC Potential | F10 | Industrial | Wood and Lumber Products | Existing | Process | Natural Gas | Process Heat Recovery | A | Cumulative Energy Savings (MWh or mTherms) | Achievable Economic TRC Potential | 0 | 0 | 0 | 0 | 0 | 0 | 0 | 0 | 0 | 0 | 0 | 0 | 0 | 0 | 0 | 0 | 0 | 0 | 0 | 0 | 0 | 0 | 0 | 0 | 0 | 0 | 0 | 0 | 0 | 0 | 0
F11_Industrial_Wood and Lumber Products_Existing_Process_Natural Gas_Process Heat Recovery_A_Achievable Economic TRC Potential | F11 | Industrial | Wood and Lumber Products | Existing | Process | Natural Gas | Process Heat Recovery | A | Cumulative Summer Peak Savings (MW) | Achievable Economic TRC Potential | 0 | 0 | 0 | 0 | 0 | 0 | 0 | 0 | 0 | 0 | 0 | 0 | 0 | 0 | 0 | 0 | 0 | 0 | 0 | 0 | 0 | 0 | 0 | 0 | 0 | 0 | 0 | 0 | 0 | 0 | 0
F12_Industrial_Wood and Lumber Products_Existing_Process_Natural Gas_Process Heat Recovery_A_Achievable Economic TRC Potential | F12 | Industrial | Wood and Lumber Products | Existing | Process | Natural Gas | Process Heat Recovery | A | Cumulative Winter Peak Savings (MW) | Achievable Economic TRC Potential | 0 | 0 | 0 | 0 | 0 | 0 | 0 | 0 | 0 | 0 | 0 | 0 | 0 | 0 | 0 | 0 | 0 | 0 | 0 | 0 | 0 | 0 | 0 | 0 | 0 | 0 | 0 | 0 | 0 | 0 | 0
F13_Industrial_Wood and Lumber Products_Existing_Process_Natural Gas_Process Heat Recovery_A_Achievable Economic TRC Potential | F13 | Industrial | Wood and Lumber Products | Existing | Process | Natural Gas | Process Heat Recovery | A | Purchases (Incremental) | Achievable Economic TRC Potential | 0 | 0 | 0 | 0 | 0 | 0 | 0 | 0 | 0 | 0 | 0 | 0 | 0 | 0 | 0 | 0 | 0 | 0 | 0 | 0 | 0 | 0 | 0 | 0 | 0 | 0 | 0 | 0 | 0 | 0 | 0
F14_Industrial_Wood and Lumber Products_Existing_Process_Natural Gas_Process Heat Recovery_A_Achievable Economic TRC Potential | F14 | Industrial | Wood and Lumber Products | Existing | Process | Natural Gas | Process Heat Recovery | A | Purchases (Cumulative) | Achievable Economic TRC Potential | 0 | 0 | 0 | 0 | 0 | 0 | 0 | 0 | 0 | 0 | 0 | 0 | 0 | 0 | 0 | 0 | 0 | 0 | 0 | 0 | 0 | 0 | 0 | 0 | 0 | 0 | 0 | 0 | 0 | 0 | 0
F1_Industrial_Wood and Lumber Products_Existing_Space Heating_Natural Gas_Building Automation System_A_Achievable Economic TRC Potential | F1 | Industrial | Wood and Lumber Products | Existing | Space Heating | Natural Gas | Building Automation System | A | Original Unit Energy Savings (kWh or therms) | Achievable Economic TRC Potential | 0 | 0 | 0 | 0 | 0 | 0.015466 | 0.01539 | 0.015297 | 0.015198 | 0.015094 | 0.014989 | 0.014881 | 0.014774 | 0.014667 | 0.014552 | 0.014445 | 0.01434 | 0.014242 | 0.014151 | 0.014062 | 0.013978 | 0.013892 | 0.013815 | 0.013742 | 0.013672 | 0.013608 | 0.013548 | 0.013493 | 0 | 0 | 0
F2_Industrial_Wood and Lumber Products_Existing_Space Heating_Natural Gas_Building Automation System_A_Achievable Economic TRC Potential | F2 | Industrial | Wood and Lumber Products | Existing | Space Heating | Natural Gas | Building Automation System | A | Original Unit Summer Peak Savings (kW) | Achievable Economic TRC Potential | 0 | 0 | 0 | 0 | 0 | 0 | 0 | 0 | 0 | 0 | 0 | 0 | 0 | 0 | 0 | 0 | 0 | 0 | 0 | 0 | 0 | 0 | 0 | 0 | 0 | 0 | 0 | 0 | 0 | 0 | 0
F3_Industrial_Wood and Lumber Products_Existing_Space Heating_Natural Gas_Building Automation System_A_Achievable Economic TRC Potential | F3 | Industrial | Wood and Lumber Products | Existing | Space Heating | Natural Gas | Building Automation System | A | Original Unit Winter Peak Savings (kW) | Achievable Economic TRC Potential | 0 | 0 | 0 | 0 | 0 | 0 | 0 | 0 | 0 | 0 | 0 | 0 | 0 | 0 | 0 | 0 | 0 | 0 | 0 | 0 | 0 | 0 | 0 | 0 | 0 | 0 | 0 | 0 | 0 | 0 | 0
F4_Industrial_Wood and Lumber Products_Existing_Space Heating_Natural Gas_Building Automation System_A_Achievable Economic TRC Potential | F4 | Industrial | Wood and Lumber Products | Existing | Space Heating | Natural Gas | Building Automation System | A | Standalone Impact on Baseline Energy (%) | Achievable Economic TRC Potential | 0% | 0% | 0% | 0% | 0% | 0.01308% | 0.03923% | 0.08588% | 0.1613% | 0.2758% | 0.4435% | 0.668% | 0.9588% | 1.332% | 1.749% | 2.24% | 2.743% | 3.263% | 3.77% | 4.184% | 4.549% | 4.832% | 5.033% | 5.167% | 0.052602 | 0.052755 | 0.052896 | 0.053025 | 0 | 0 | 0
F5_Industrial_Wood and Lumber Products_Existing_Space Heating_Natural Gas_Building Automation System_A_Achievable Economic TRC Potential | F5 | Industrial | Wood and Lumber Products | Existing | Space Heating | Natural Gas | Building Automation System | A | Standalone Impact on Baseline Summer Peak (%) | Achievable Economic TRC Potential | 0% | 0% | 0% | 0% | 0% | 0% | 0% | 0% | 0% | 0% | 0% | 0% | 0% | 0% | 0% | 0% | 0% | 0% | 0% | 0% | 0% | 0% | 0% | 0% | 0 | 0 | 0 | 0 | 0 | 0 | 0
F6_Industrial_Wood and Lumber Products_Existing_Space Heating_Natural Gas_Building Automation System_A_Achievable Economic TRC Potential | F6 | Industrial | Wood and Lumber Products | Existing | Space Heating | Natural Gas | Building Automation System | A | Standalone Impact on Baseline Winter Peak (%) | Achievable Economic TRC Potential | 0% | 0% | 0% | 0% | 0% | 0% | 0% | 0% | 0% | 0% | 0% | 0% | 0% | 0% | 0% | 0% | 0% | 0% | 0% | 0% | 0% | 0% | 0% | 0% | 0 | 0 | 0 | 0 | 0 | 0 | 0
F7_Industrial_Wood and Lumber Products_Existing_Space Heating_Natural Gas_Building Automation System_A_Achievable Economic TRC Potential | F7 | Industrial | Wood and Lumber Products | Existing | Space Heating | Natural Gas | Building Automation System | A | Incremental Energy Savings (MWh or mTherms) | Achievable Economic TRC Potential | 0 | 0 | 0 | 0 | 0 | 0.009949 | 0.019779 | 0.0347 | 0.056109 | 0.084656 | 0.11887 | 0.1601 | 0.20563 | 0.24848 | 0.29182 | 0.32191 | 0.33999 | 0.33738 | 0.31318 | 0.27395 | 0.22427 | 0.16979 | 0.11646 | 0.073761 | 0.047711 | 0 | 0 | 0 | 0 | 0 | 0
F8_Industrial_Wood and Lumber Products_Existing_Space Heating_Natural Gas_Building Automation System_A_Achievable Economic TRC Potential | F8 | Industrial | Wood and Lumber Products | Existing | Space Heating | Natural Gas | Building Automation System | A | Incremental Summer Peak Savings (MW) | Achievable Economic TRC Potential | 0 | 0 | 0 | 0 | 0 | 0 | 0 | 0 | 0 | 0 | 0 | 0 | 0 | 0 | 0 | 0 | 0 | 0 | 0 | 0 | 0 | 0 | 0 | 0 | 0 | 0 | 0 | 0 | 0 | 0 | 0
F9_Industrial_Wood and Lumber Products_Existing_Space Heating_Natural Gas_Building Automation System_A_Achievable Economic TRC Potential | F9 | Industrial | Wood and Lumber Products | Existing | Space Heating | Natural Gas | Building Automation System | A | Incremental Winter Peak Savings (MW) | Achievable Economic TRC Potential | 0 | 0 | 0 | 0 | 0 | 0 | 0 | 0 | 0 | 0 | 0 | 0 | 0 | 0 | 0 | 0 | 0 | 0 | 0 | 0 | 0 | 0 | 0 | 0 | 0 | 0 | 0 | 0 | 0 | 0 | 0
F10_Industrial_Wood and Lumber Products_Existing_Space Heating_Natural Gas_Building Automation System_A_Achievable Economic TRC Potential | F10 | Industrial | Wood and Lumber Products | Existing | Space Heating | Natural Gas | Building Automation System | A | Cumulative Energy Savings (MWh or mTherms) | Achievable Economic TRC Potential | 0 | 0 | 0 | 0 | 0 | 0.009949 | 0.02968 | 0.064199 | 0.11989 | 0.20373 | 0.32119 | 0.47898 | 0.68115 | 0.92471 | 1.2093 | 1.5223 | 1.8512 | 2.1759 | 2.4752 | 2.7336 | 2.9415 | 3.0933 | 3.1925 | 3.2494 | 3.2806 | 3.2652 | 3.2509 | 3.2376 | 0 | 0 | 0
F11_Industrial_Wood and Lumber Products_Existing_Space Heating_Natural Gas_Building Automation System_A_Achievable Economic TRC Potential | F11 | Industrial | Wood and Lumber Products | Existing | Space Heating | Natural Gas | Building Automation System | A | Cumulative Summer Peak Savings (MW) | Achievable Economic TRC Potential | 0 | 0 | 0 | 0 | 0 | 0 | 0 | 0 | 0 | 0 | 0 | 0 | 0 | 0 | 0 | 0 | 0 | 0 | 0 | 0 | 0 | 0 | 0 | 0 | 0 | 0 | 0 | 0 | 0 | 0 | 0
F12_Industrial_Wood and Lumber Products_Existing_Space Heating_Natural Gas_Building Automation System_A_Achievable Economic TRC Potential | F12 | Industrial | Wood and Lumber Products | Existing | Space Heating | Natural Gas | Building Automation System | A | Cumulative Winter Peak Savings (MW) | Achievable Economic TRC Potential | 0 | 0 | 0 | 0 | 0 | 0 | 0 | 0 | 0 | 0 | 0 | 0 | 0 | 0 | 0 | 0 | 0 | 0 | 0 | 0 | 0 | 0 | 0 | 0 | 0 | 0 | 0 | 0 | 0 | 0 | 0
F13_Industrial_Wood and Lumber Products_Existing_Space Heating_Natural Gas_Building Automation System_A_Achievable Economic TRC Potential | F13 | Industrial | Wood and Lumber Products | Existing | Space Heating | Natural Gas | Building Automation System | A | Purchases (Incremental) | Achievable Economic TRC Potential | 0 | 0 | 0 | 0 | 0 | 643.2891 | 1285.1869 | 2268.4503 | 3691.9402 | 5608.4833 | 7930.5415 | 10758.235 | 13918.2407 | 16941.1052 | 20053.8625 | 22284.5719 | 23709.6654 | 23688.8201 | 22131.5194 | 19481.6051 | 16044.449 | 12221.5653 | 8430.2544 | 5367.6926 | 3489.6299 | 0 | 0 | 0 | 0 | 0 | 0
F14_Industrial_Wood and Lumber Products_Existing_Space Heating_Natural Gas_Building Automation System_A_Achievable Economic TRC Potential | F14 | Industrial | Wood and Lumber Products | Existing | Space Heating | Natural Gas | Building Automation System | A | Purchases (Cumulative) | Achievable Economic TRC Potential | 0 | 0 | 0 | 0 | 0 | 643.2891 | 1928.4759 | 4196.9262 | 7888.8665 | 13497.3498 | 21427.8913 | 32186.1263 | 46104.367 | 63045.4722 | 83099.3346 | 105383.9066 | 129093.5719 | 152782.392 | 174913.9114 | 194395.5166 | 210439.9656 | 222661.5309 | 231091.7853 | 236459.4778 | 239949.1077 | 239949.1077 | 239949.1077 | 239949.1077 | 239949.1077 | 239949.1077 | 239949.1077
F1_Industrial_Wood and Lumber Products_Existing_Space Heating_Natural Gas_Steam System Efficiency Improvements_A_Achievable Economic TRC Potential | F1 | Industrial | Wood and Lumber Products | Existing | Space Heating | Natural Gas | Steam System Efficiency Improvements | A | Original Unit Energy Savings (kWh or therms) | Achievable Economic TRC Potential | 0 | 0 | 0 | 0 | 0 | 0.13779 | 0.13686 | 0.13593 | 0.135 | 0.13407 | 0.13317 | 0.13227 | 0.13139 | 0.13051 | 0.12958 | 0.12873 | 0.12789 | 0.12707 | 0.12625 | 0.12544 | 0.12465 | 0.12383 | 0.12303 | 0.12227 | 0.12149 | 0.12079 | 0.12015 | 0.11956 | 0.11902 | 0.11854 | 0.11809
F2_Industrial_Wood and Lumber Products_Existing_Space Heating_Natural Gas_Steam System Efficiency Improvements_A_Achievable Economic TRC Potential | F2 | Industrial | Wood and Lumber Products | Existing | Space Heating | Natural Gas | Steam System Efficiency Improvements | A | Original Unit Summer Peak Savings (kW) | Achievable Economic TRC Potential | 0 | 0 | 0 | 0 | 0 | 0 | 0 | 0 | 0 | 0 | 0 | 0 | 0 | 0 | 0 | 0 | 0 | 0 | 0 | 0 | 0 | 0 | 0 | 0 | 0 | 0 | 0 | 0 | 0 | 0 | 0
F3_Industrial_Wood and Lumber Products_Existing_Space Heating_Natural Gas_Steam System Efficiency Improvements_A_Achievable Economic TRC Potential | F3 | Industrial | Wood and Lumber Products | Existing | Space Heating | Natural Gas | Steam System Efficiency Improvements | A | Original Unit Winter Peak Savings (kW) | Achievable Economic TRC Potential | 0 | 0 | 0 | 0 | 0 | 0 | 0 | 0 | 0 | 0 | 0 | 0 | 0 | 0 | 0 | 0 | 0 | 0 | 0 | 0 | 0 | 0 | 0 | 0 | 0 | 0 | 0 | 0 | 0 | 0 | 0
F4_Industrial_Wood and Lumber Products_Existing_Space Heating_Natural Gas_Steam System Efficiency Improvements_A_Achievable Economic TRC Potential | F4 | Industrial | Wood and Lumber Products | Existing | Space Heating | Natural Gas | Steam System Efficiency Improvements | A | Standalone Impact on Baseline Energy (%) | Achievable Economic TRC Potential | 0% | 0% | 0% | 0% | 0% | 0.0008258% | 0.002472% | 0.005409% | 0.01016% | 0.01736% | 0.02792% | 0.04208% | 0.06043% | 0.08401% | 0.1104% | 0.1415% | 0.1734% | 0.2063% | 0.2384% | 0.2645% | 0.2875% | 0.3052% | 0.3177% | 0.3258% | 0.0033128 | 0.0033188 | 0.0033245 | 0.0033299 | 0 | 0 | 0
F5_Industrial_Wood and Lumber Products_Existing_Space Heating_Natural Gas_Steam System Efficiency Improvements_A_Achievable Economic TRC Potential | F5 | Industrial | Wood and Lumber Products | Existing | Space Heating | Natural Gas | Steam System Efficiency Improvements | A | Standalone Impact on Baseline Summer Peak (%) | Achievable Economic TRC Potential | 0% | 0% | 0% | 0% | 0% | 0% | 0% | 0% | 0% | 0% | 0% | 0% | 0% | 0% | 0% | 0% | 0% | 0% | 0% | 0% | 0% | 0% | 0% | 0% | 0 | 0 | 0 | 0 | 0 | 0 | 0
F6_Industrial_Wood and Lumber Products_Existing_Space Heating_Natural Gas_Steam System Efficiency Improvements_A_Achievable Economic TRC Potential | F6 | Industrial | Wood and Lumber Products | Existing | Space Heating | Natural Gas | Steam System Efficiency Improvements | A | Standalone Impact on Baseline Winter Peak (%) | Achievable Economic TRC Potential | 0% | 0% | 0% | 0% | 0% | 0% | 0% | 0% | 0% | 0% | 0% | 0% | 0% | 0% | 0% | 0% | 0% | 0% | 0% | 0% | 0% | 0% | 0% | 0% | 0 | 0 | 0 | 0 | 0 | 0 | 0
F7_Industrial_Wood and Lumber Products_Existing_Space Heating_Natural Gas_Steam System Efficiency Improvements_A_Achievable Economic TRC Potential | F7 | Industrial | Wood and Lumber Products | Existing | Space Heating | Natural Gas | Steam System Efficiency Improvements | A | Incremental Energy Savings (MWh or mTherms) | Achievable Economic TRC Potential | 0 | 0 | 0 | 0 | 0 | 0.00062822 | 0.0012466 | 0.0021854 | 0.0035323 | 0.005329 | 0.0074846 | 0.010085 | 0.01296 | 0.01567 | 0.018417 | 0.020332 | 0.02149 | 0.021333 | 0.019803 | 0.017319 | 0.014174 | 0.010725 | 0.0073508 | 0.0046512 | 0.0030047 | 0 | 0 | 0 | 0 | 0 | 0
F8_Industrial_Wood and Lumber Products_Existing_Space Heating_Natural Gas_Steam System Efficiency Improvements_A_Achievable Economic TRC Potential | F8 | Industrial | Wood and Lumber Products | Existing | Space Heating | Natural Gas | Steam System Efficiency Improvements | A | Incremental Summer Peak Savings (MW) | Achievable Economic TRC Potential | 0 | 0 | 0 | 0 | 0 | 0 | 0 | 0 | 0 | 0 | 0 | 0 | 0 | 0 | 0 | 0 | 0 | 0 | 0 | 0 | 0 | 0 | 0 | 0 | 0 | 0 | 0 | 0 | 0 | 0 | 0
F9_Industrial_Wood and Lumber Products_Existing_Space Heating_Natural Gas_Steam System Efficiency Improvements_A_Achievable Economic TRC Potential | F9 | Industrial | Wood and Lumber Products | Existing | Space Heating | Natural Gas | Steam System Efficiency Improvements | A | Incremental Winter Peak Savings (MW) | Achievable Economic TRC Potential | 0 | 0 | 0 | 0 | 0 | 0 | 0 | 0 | 0 | 0 | 0 | 0 | 0 | 0 | 0 | 0 | 0 | 0 | 0 | 0 | 0 | 0 | 0 | 0 | 0 | 0 | 0 | 0 | 0 | 0 | 0
F10_Industrial_Wood and Lumber Products_Existing_Space Heating_Natural Gas_Steam System Efficiency Improvements_A_Achievable Economic TRC Potential | F10 | Industrial | Wood and Lumber Products | Existing | Space Heating | Natural Gas | Steam System Efficiency Improvements | A | Cumulative Energy Savings (MWh or mTherms) | Achievable Economic TRC Potential | 0 | 0 | 0 | 0 | 0 | 0.00062822 | 0.0018705 | 0.0040432 | 0.0075478 | 0.012825 | 0.020223 | 0.030172 | 0.04293 | 0.058314 | 0.076317 | 0.096148 | 0.11701 | 0.13759 | 0.15651 | 0.17281 | 0.1859 | 0.1954 | 0.2015 | 0.2049 | 0.20661 | 0.20541 | 0.20432 | 0.20332 | 0.20241 | 0.20157 | 0.20082
F11_Industrial_Wood and Lumber Products_Existing_Space Heating_Natural Gas_Steam System Efficiency Improvements_A_Achievable Economic TRC Potential | F11 | Industrial | Wood and Lumber Products | Existing | Space Heating | Natural Gas | Steam System Efficiency Improvements | A | Cumulative Summer Peak Savings (MW) | Achievable Economic TRC Potential | 0 | 0 | 0 | 0 | 0 | 0 | 0 | 0 | 0 | 0 | 0 | 0 | 0 | 0 | 0 | 0 | 0 | 0 | 0 | 0 | 0 | 0 | 0 | 0 | 0 | 0 | 0 | 0 | 0 | 0 | 0
F12_Industrial_Wood and Lumber Products_Existing_Space Heating_Natural Gas_Steam System Efficiency Improvements_A_Achievable Economic TRC Potential | F12 | Industrial | Wood and Lumber Products | Existing | Space Heating | Natural Gas | Steam System Efficiency Improvements | A | Cumulative Winter Peak Savings (MW) | Achievable Economic TRC Potential | 0 | 0 | 0 | 0 | 0 | 0 | 0 | 0 | 0 | 0 | 0 | 0 | 0 | 0 | 0 | 0 | 0 | 0 | 0 | 0 | 0 | 0 | 0 | 0 | 0 | 0 | 0 | 0 | 0 | 0 | 0
F13_Industrial_Wood and Lumber Products_Existing_Space Heating_Natural Gas_Steam System Efficiency Improvements_A_Achievable Economic TRC Potential | F13 | Industrial | Wood and Lumber Products | Existing | Space Heating | Natural Gas | Steam System Efficiency Improvements | A | Purchases (Incremental) | Achievable Economic TRC Potential | 0 | 0 | 0 | 0 | 0 | 4.5591 | 9.1083 | 16.0768 | 26.1652 | 39.748 | 56.2047 | 76.2449 | 98.6403 | 120.0637 | 142.1242 | 157.9335 | 168.0333 | 167.8856 | 156.8488 | 138.0685 | 113.709 | 86.6157 | 59.7462 | 38.0415 | 24.7314 | 0 | 0 | 0 | 0 | 0 | 0
F14_Industrial_Wood and Lumber Products_Existing_Space Heating_Natural Gas_Steam System Efficiency Improvements_A_Achievable Economic TRC Potential | F14 | Industrial | Wood and Lumber Products | Existing | Space Heating | Natural Gas | Steam System Efficiency Improvements | A | Purchases (Cumulative) | Achievable Economic TRC Potential | 0 | 0 | 0 | 0 | 0 | 4.5591 | 13.6673 | 29.7441 | 55.9094 | 95.6574 | 151.8621 | 228.107 | 326.7473 | 446.811 | 588.9351 | 746.8686 | 914.9019 | 1082.7875 | 1239.6363 | 1377.7048 | 1491.4138 | 1578.0295 | 1637.7757 | 1675.8172 | 1700.5487 | 1700.5487 | 1700.5487 | 1700.5487 | 1700.5487 | 1700.5487 | 1700.5487
F1_Industrial_Wood and Lumber Products_Existing_Process_Natural Gas_Steam System Efficiency Improvements_A_Achievable Economic TRC Potential | F1 | Industrial | Wood and Lumber Products | Existing | Process | Natural Gas | Steam System Efficiency Improvements | A | Original Unit Energy Savings (kWh or therms) | Achievable Economic TRC Potential | 0 | 0 | 0 | 0 | 0 | 0.98506 | 0.98506 | 0.98506 | 0.98506 | 0.98506 | 0.98506 | 0.98506 | 0.98506 | 0.98506 | 0.98506 | 0.98506 | 0.98506 | 0.98506 | 0.98506 | 0.98506 | 0.98506 | 0.98506 | 0.98506 | 0.98506 | 0.98506 | 0.98506 | 0.98506 | 0.98506 | 0.98506 | 0.98506 | 0.98506
F2_Industrial_Wood and Lumber Products_Existing_Process_Natural Gas_Steam System Efficiency Improvements_A_Achievable Economic TRC Potential | F2 | Industrial | Wood and Lumber Products | Existing | Process | Natural Gas | Steam System Efficiency Improvements | A | Original Unit Summer Peak Savings (kW) | Achievable Economic TRC Potential | 0 | 0 | 0 | 0 | 0 | 0 | 0 | 0 | 0 | 0 | 0 | 0 | 0 | 0 | 0 | 0 | 0 | 0 | 0 | 0 | 0 | 0 | 0 | 0 | 0 | 0 | 0 | 0 | 0 | 0 | 0
F3_Industrial_Wood and Lumber Products_Existing_Process_Natural Gas_Steam System Efficiency Improvements_A_Achievable Economic TRC Potential | F3 | Industrial | Wood and Lumber Products | Existing | Process | Natural Gas | Steam System Efficiency Improvements | A | Original Unit Winter Peak Savings (kW) | Achievable Economic TRC Potential | 0 | 0 | 0 | 0 | 0 | 0 | 0 | 0 | 0 | 0 | 0 | 0 | 0 | 0 | 0 | 0 | 0 | 0 | 0 | 0 | 0 | 0 | 0 | 0 | 0 | 0 | 0 | 0 | 0 | 0 | 0
F4_Industrial_Wood and Lumber Products_Existing_Process_Natural Gas_Steam System Efficiency Improvements_A_Achievable Economic TRC Potential | F4 | Industrial | Wood and Lumber Products | Existing | Process | Natural Gas | Steam System Efficiency Improvements | A | Standalone Impact on Baseline Energy (%) | Achievable Economic TRC Potential | 0% | 0% | 0% | 0% | 0% | 0% | 0% | 0% | 0% | 0% | 0% | 0% | 0% | 0% | 0% | 0% | 0% | 0% | 7.741e-05% | 0.0002321% | 0.0005078% | 0.0009566% | 0.001638% | 0.002616% | 3.9454e-05 | 5.6701e-05 | 7.8042e-05 | 0.00010322 | 0 | 0 | 0
F5_Industrial_Wood and Lumber Products_Existing_Process_Natural Gas_Steam System Efficiency Improvements_A_Achievable Economic TRC Potential | F5 | Industrial | Wood and Lumber Products | Existing | Process | Natural Gas | Steam System Efficiency Improvements | A | Standalone Impact on Baseline Summer Peak (%) | Achievable Economic TRC Potential | 0% | 0% | 0% | 0% | 0% | 0% | 0% | 0% | 0% | 0% | 0% | 0% | 0% | 0% | 0% | 0% | 0% | 0% | 0% | 0% | 0% | 0% | 0% | 0% | 0 | 0 | 0 | 0 | 0 | 0 | 0
F6_Industrial_Wood and Lumber Products_Existing_Process_Natural Gas_Steam System Efficiency Improvements_A_Achievable Economic TRC Potential | F6 | Industrial | Wood and Lumber Products | Existing | Process | Natural Gas | Steam System Efficiency Improvements | A | Standalone Impact on Baseline Winter Peak (%) | Achievable Economic TRC Potential | 0% | 0% | 0% | 0% | 0% | 0% | 0% | 0% | 0% | 0% | 0% | 0% | 0% | 0% | 0% | 0% | 0% | 0% | 0% | 0% | 0% | 0% | 0% | 0% | 0 | 0 | 0 | 0 | 0 | 0 | 0
F7_Industrial_Wood and Lumber Products_Existing_Process_Natural Gas_Steam System Efficiency Improvements_A_Achievable Economic TRC Potential | F7 | Industrial | Wood and Lumber Products | Existing | Process | Natural Gas | Steam System Efficiency Improvements | A | Incremental Energy Savings (MWh or mTherms) | Achievable Economic TRC Potential | 0 | 0 | 0 | 0 | 0 | 0 | 0 | 0 | 0 | 0 | 0 | 0 | 0 | 0 | 0 | 0 | 0 | 0 | 0.00039963 | 0.00079978 | 0.0014142 | 0.0022914 | 0.0034653 | 0.0049462 | 0.006707 | 0.0086694 | 0.010694 | 0.01258 | 0.014083 | 0.014953 | 0.01499
F8_Industrial_Wood and Lumber Products_Existing_Process_Natural Gas_Steam System Efficiency Improvements_A_Achievable Economic TRC Potential | F8 | Industrial | Wood and Lumber Products | Existing | Process | Natural Gas | Steam System Efficiency Improvements | A | Incremental Summer Peak Savings (MW) | Achievable Economic TRC Potential | 0 | 0 | 0 | 0 | 0 | 0 | 0 | 0 | 0 | 0 | 0 | 0 | 0 | 0 | 0 | 0 | 0 | 0 | 0 | 0 | 0 | 0 | 0 | 0 | 0 | 0 | 0 | 0 | 0 | 0 | 0
F9_Industrial_Wood and Lumber Products_Existing_Process_Natural Gas_Steam System Efficiency Improvements_A_Achievable Economic TRC Potential | F9 | Industrial | Wood and Lumber Products | Existing | Process | Natural Gas | Steam System Efficiency Improvements | A | Incremental Winter Peak Savings (MW) | Achievable Economic TRC Potential | 0 | 0 | 0 | 0 | 0 | 0 | 0 | 0 | 0 | 0 | 0 | 0 | 0 | 0 | 0 | 0 | 0 | 0 | 0 | 0 | 0 | 0 | 0 | 0 | 0 | 0 | 0 | 0 | 0 | 0 | 0
F10_Industrial_Wood and Lumber Products_Existing_Process_Natural Gas_Steam System Efficiency Improvements_A_Achievable Economic TRC Potential | F10 | Industrial | Wood and Lumber Products | Existing | Process | Natural Gas | Steam System Efficiency Improvements | A | Cumulative Energy Savings (MWh or mTherms) | Achievable Economic TRC Potential | 0 | 0 | 0 | 0 | 0 | 0 | 0 | 0 | 0 | 0 | 0 | 0 | 0 | 0 | 0 | 0 | 0 | 0 | 0.00039963 | 0.0011994 | 0.0026136 | 0.004905 | 0.0083703 | 0.013317 | 0.020024 | 0.028693 | 0.039387 | 0.051967 | 0.066051 | 0.081004 | 0.095993
F11_Industrial_Wood and Lumber Products_Existing_Process_Natural Gas_Steam System Efficiency Improvements_A_Achievable Economic TRC Potential | F11 | Industrial | Wood and Lumber Products | Existing | Process | Natural Gas | Steam System Efficiency Improvements | A | Cumulative Summer Peak Savings (MW) | Achievable Economic TRC Potential | 0 | 0 | 0 | 0 | 0 | 0 | 0 | 0 | 0 | 0 | 0 | 0 | 0 | 0 | 0 | 0 | 0 | 0 | 0 | 0 | 0 | 0 | 0 | 0 | 0 | 0 | 0 | 0 | 0 | 0 | 0
F12_Industrial_Wood and Lumber Products_Existing_Process_Natural Gas_Steam System Efficiency Improvements_A_Achievable Economic TRC Potential | F12 | Industrial | Wood and Lumber Products | Existing | Process | Natural Gas | Steam System Efficiency Improvements | A | Cumulative Winter Peak Savings (MW) | Achievable Economic TRC Potential | 0 | 0 | 0 | 0 | 0 | 0 | 0 | 0 | 0 | 0 | 0 | 0 | 0 | 0 | 0 | 0 | 0 | 0 | 0 | 0 | 0 | 0 | 0 | 0 | 0 | 0 | 0 | 0 | 0 | 0 | 0
F13_Industrial_Wood and Lumber Products_Existing_Process_Natural Gas_Steam System Efficiency Improvements_A_Achievable Economic TRC Potential | F13 | Industrial | Wood and Lumber Products | Existing | Process | Natural Gas | Steam System Efficiency Improvements | A | Purchases (Incremental) | Achievable Economic TRC Potential | 0 | 0 | 0 | 0 | 0 | 0 | 0 | 0 | 0 | 0 | 0 | 0 | 0 | 0 | 0 | 0 | 0 | 0 | 0.40569 | 0.81191 | 1.4356 | 2.3261 | 3.5179 | 5.0213 | 6.8088 | 8.8009 | 10.8562 | 12.771 | 14.297 | 15.1798 | 15.2173
F14_Industrial_Wood and Lumber Products_Existing_Process_Natural Gas_Steam System Efficiency Improvements_A_Achievable Economic TRC Potential | F14 | Industrial | Wood and Lumber Products | Existing | Process | Natural Gas | Steam System Efficiency Improvements | A | Purchases (Cumulative) | Achievable Economic TRC Potential | 0 | 0 | 0 | 0 | 0 | 0 | 0 | 0 | 0 | 0 | 0 | 0 | 0 | 0 | 0 | 0 | 0 | 0 | 0.40569 | 1.2176 | 2.6532 | 4.9794 | 8.4973 | 13.5185 | 20.3273 | 29.1282 | 39.9844 | 52.7554 | 67.0524 | 82.2323 | 97.4495
F1_Industrial_Wood and Lumber Products_Existing_Space Heating_Natural Gas_Strategic Energy Management_A_Achievable Economic TRC Potential | F1 | Industrial | Wood and Lumber Products | Existing | Space Heating | Natural Gas | Strategic Energy Management | A | Original Unit Energy Savings (kWh or therms) | Achievable Economic TRC Potential | 0 | 0 | 0 | 0 | 0 | 5.5609 | 5.5337 | 5.5001 | 5.4645 | 5.4273 | 5.3896 | 5.3508 | 5.3122 | 5.2738 | 5.2323 | 5.1939 | 5.156 | 5.1209 | 5.0881 | 5.0561 | 5.0259 | 4.9951 | 4.9673 | 4.941 | 4.916 | 4.8928 | 4.8714 | 4.8515 | 0 | 0 | 0
F2_Industrial_Wood and Lumber Products_Existing_Space Heating_Natural Gas_Strategic Energy Management_A_Achievable Economic TRC Potential | F2 | Industrial | Wood and Lumber Products | Existing | Space Heating | Natural Gas | Strategic Energy Management | A | Original Unit Summer Peak Savings (kW) | Achievable Economic TRC Potential | 0 | 0 | 0 | 0 | 0 | 0 | 0 | 0 | 0 | 0 | 0 | 0 | 0 | 0 | 0 | 0 | 0 | 0 | 0 | 0 | 0 | 0 | 0 | 0 | 0 | 0 | 0 | 0 | 0 | 0 | 0
F3_Industrial_Wood and Lumber Products_Existing_Space Heating_Natural Gas_Strategic Energy Management_A_Achievable Economic TRC Potential | F3 | Industrial | Wood and Lumber Products | Existing | Space Heating | Natural Gas | Strategic Energy Management | A | Original Unit Winter Peak Savings (kW) | Achievable Economic TRC Potential | 0 | 0 | 0 | 0 | 0 | 0 | 0 | 0 | 0 | 0 | 0 | 0 | 0 | 0 | 0 | 0 | 0 | 0 | 0 | 0 | 0 | 0 | 0 | 0 | 0 | 0 | 0 | 0 | 0 | 0 | 0
F4_Industrial_Wood and Lumber Products_Existing_Space Heating_Natural Gas_Strategic Energy Management_A_Achievable Economic TRC Potential | F4 | Industrial | Wood and Lumber Products | Existing | Space Heating | Natural Gas | Strategic Energy Management | A | Standalone Impact on Baseline Energy (%) | Achievable Economic TRC Potential | 0% | 0% | 0% | 0% | 0% | 0.08224% | 0.1645% | 0.2477% | 0.3298% | 0.4118% | 0.4993% | 0.5829% | 0.6664% | 0.7594% | 0.8387% | 0.929% | 1.011% | 1.098% | 1.191% | 1.271% | 1.359% | 1.447% | 1.534% | 1.621% | 0.017089 | 0.017138 | 0.017184 | 0.017226 | 0 | 0 | 0
F5_Industrial_Wood and Lumber Products_Existing_Space Heating_Natural Gas_Strategic Energy Management_A_Achievable Economic TRC Potential | F5 | Industrial | Wood and Lumber Products | Existing | Space Heating | Natural Gas | Strategic Energy Management | A | Standalone Impact on Baseline Summer Peak (%) | Achievable Economic TRC Potential | 0% | 0% | 0% | 0% | 0% | 0% | 0% | 0% | 0% | 0% | 0% | 0% | 0% | 0% | 0% | 0% | 0% | 0% | 0% | 0% | 0% | 0% | 0% | 0% | 0 | 0 | 0 | 0 | 0 | 0 | 0
F6_Industrial_Wood and Lumber Products_Existing_Space Heating_Natural Gas_Strategic Energy Management_A_Achievable Economic TRC Potential | F6 | Industrial | Wood and Lumber Products | Existing | Space Heating | Natural Gas | Strategic Energy Management | A | Standalone Impact on Baseline Winter Peak (%) | Achievable Economic TRC Potential | 0% | 0% | 0% | 0% | 0% | 0% | 0% | 0% | 0% | 0% | 0% | 0% | 0% | 0% | 0% | 0% | 0% | 0% | 0% | 0% | 0% | 0% | 0% | 0% | 0 | 0 | 0 | 0 | 0 | 0 | 0
F7_Industrial_Wood and Lumber Products_Existing_Space Heating_Natural Gas_Strategic Energy Management_A_Achievable Economic TRC Potential | F7 | Industrial | Wood and Lumber Products | Existing | Space Heating | Natural Gas | Strategic Energy Management | A | Incremental Energy Savings (MWh or mTherms) | Achievable Economic TRC Potential | 0 | 0 | 0 | 0 | 0 | 0.06256 | 0.06222 | 0.061477 | 0.061112 | 0.060746 | 0.059558 | 0.058968 | 0.058424 | 0.05708 | 0.056847 | 0.055892 | 0.055492 | 0.054836 | 0.053999 | 0.053723 | 0.053182 | 0.05265 | 0.052166 | 0.051713 | 0.051289 | 0 | 0 | 0 | 0 | 0 | 0
F8_Industrial_Wood and Lumber Products_Existing_Space Heating_Natural Gas_Strategic Energy Management_A_Achievable Economic TRC Potential | F8 | Industrial | Wood and Lumber Products | Existing | Space Heating | Natural Gas | Strategic Energy Management | A | Incremental Summer Peak Savings (MW) | Achievable Economic TRC Potential | 0 | 0 | 0 | 0 | 0 | 0 | 0 | 0 | 0 | 0 | 0 | 0 | 0 | 0 | 0 | 0 | 0 | 0 | 0 | 0 | 0 | 0 | 0 | 0 | 0 | 0 | 0 | 0 | 0 | 0 | 0
F9_Industrial_Wood and Lumber Products_Existing_Space Heating_Natural Gas_Strategic Energy Management_A_Achievable Economic TRC Potential | F9 | Industrial | Wood and Lumber Products | Existing | Space Heating | Natural Gas | Strategic Energy Management | A | Incremental Winter Peak Savings (MW) | Achievable Economic TRC Potential | 0 | 0 | 0 | 0 | 0 | 0 | 0 | 0 | 0 | 0 | 0 | 0 | 0 | 0 | 0 | 0 | 0 | 0 | 0 | 0 | 0 | 0 | 0 | 0 | 0 | 0 | 0 | 0 | 0 | 0 | 0
F10_Industrial_Wood and Lumber Products_Existing_Space Heating_Natural Gas_Strategic Energy Management_A_Achievable Economic TRC Potential | F10 | Industrial | Wood and Lumber Products | Existing | Space Heating | Natural Gas | Strategic Energy Management | A | Cumulative Energy Savings (MWh or mTherms) | Achievable Economic TRC Potential | 0 | 0 | 0 | 0 | 0 | 0.06256 | 0.12447 | 0.18519 | 0.24511 | 0.30419 | 0.36163 | 0.41799 | 0.4734 | 0.52706 | 0.57976 | 0.6314 | 0.68229 | 0.73247 | 0.78178 | 0.83059 | 0.87882 | 0.92608 | 0.97308 | 1.0196 | 1.0658 | 1.0607 | 1.0561 | 1.0518 | 0 | 0 | 0
F11_Industrial_Wood and Lumber Products_Existing_Space Heating_Natural Gas_Strategic Energy Management_A_Achievable Economic TRC Potential | F11 | Industrial | Wood and Lumber Products | Existing | Space Heating | Natural Gas | Strategic Energy Management | A | Cumulative Summer Peak Savings (MW) | Achievable Economic TRC Potential | 0 | 0 | 0 | 0 | 0 | 0 | 0 | 0 | 0 | 0 | 0 | 0 | 0 | 0 | 0 | 0 | 0 | 0 | 0 | 0 | 0 | 0 | 0 | 0 | 0 | 0 | 0 | 0 | 0 | 0 | 0
F12_Industrial_Wood and Lumber Products_Existing_Space Heating_Natural Gas_Strategic Energy Management_A_Achievable Economic TRC Potential | F12 | Industrial | Wood and Lumber Products | Existing | Space Heating | Natural Gas | Strategic Energy Management | A | Cumulative Winter Peak Savings (MW) | Achievable Economic TRC Potential | 0 | 0 | 0 | 0 | 0 | 0 | 0 | 0 | 0 | 0 | 0 | 0 | 0 | 0 | 0 | 0 | 0 | 0 | 0 | 0 | 0 | 0 | 0 | 0 | 0 | 0 | 0 | 0 | 0 | 0 | 0
F13_Industrial_Wood and Lumber Products_Existing_Space Heating_Natural Gas_Strategic Energy Management_A_Achievable Economic TRC Potential | F13 | Industrial | Wood and Lumber Products | Existing | Space Heating | Natural Gas | Strategic Energy Management | A | Purchases (Incremental) | Achievable Economic TRC Potential | 0 | 0 | 0 | 0 | 0 | 11.2499 | 11.2438 | 11.1774 | 11.1835 | 11.1927 | 11.0506 | 11.0204 | 10.998 | 10.8234 | 10.8647 | 10.7611 | 10.7625 | 10.7083 | 10.6128 | 10.6254 | 10.5814 | 10.5403 | 10.5019 | 10.4662 | 10.4332 | 0 | 0 | 0 | 0 | 0 | 0
F14_Industrial_Wood and Lumber Products_Existing_Space Heating_Natural Gas_Strategic Energy Management_A_Achievable Economic TRC Potential | F14 | Industrial | Wood and Lumber Products | Existing | Space Heating | Natural Gas | Strategic Energy Management | A | Purchases (Cumulative) | Achievable Economic TRC Potential | 0 | 0 | 0 | 0 | 0 | 11.2499 | 22.4937 | 33.6711 | 44.8546 | 56.0474 | 67.098 | 78.1184 | 89.1164 | 99.9398 | 110.8045 | 121.5656 | 132.3281 | 143.0364 | 153.6492 | 164.2746 | 174.856 | 185.3963 | 195.8982 | 206.3644 | 216.7976 | 216.7976 | 216.7976 | 216.7976 | 216.7976 | 216.7976 | 216.7976
F1_Industrial_Wood and Lumber Products_Existing_Process_Natural Gas_Strategic Energy Management_A_Achievable Economic TRC Potential | F1 | Industrial | Wood and Lumber Products | Existing | Process | Natural Gas | Strategic Energy Management | A | Original Unit Energy Savings (kWh or therms) | Achievable Economic TRC Potential | 0 | 0 | 0 | 0 | 0 | 8.9454 | 8.9454 | 8.9454 | 8.9454 | 8.9454 | 8.9454 | 8.9454 | 8.9454 | 8.9454 | 8.9454 | 8.9454 | 8.9454 | 8.9454 | 8.9454 | 8.9454 | 8.9454 | 8.9454 | 8.9454 | 8.9454 | 8.9454 | 8.9454 | 8.9454 | 8.9454 | 0 | 0 | 0
F2_Industrial_Wood and Lumber Products_Existing_Process_Natural Gas_Strategic Energy Management_A_Achievable Economic TRC Potential | F2 | Industrial | Wood and Lumber Products | Existing | Process | Natural Gas | Strategic Energy Management | A | Original Unit Summer Peak Savings (kW) | Achievable Economic TRC Potential | 0 | 0 | 0 | 0 | 0 | 0 | 0 | 0 | 0 | 0 | 0 | 0 | 0 | 0 | 0 | 0 | 0 | 0 | 0 | 0 | 0 | 0 | 0 | 0 | 0 | 0 | 0 | 0 | 0 | 0 | 0
F3_Industrial_Wood and Lumber Products_Existing_Process_Natural Gas_Strategic Energy Management_A_Achievable Economic TRC Potential | F3 | Industrial | Wood and Lumber Products | Existing | Process | Natural Gas | Strategic Energy Management | A | Original Unit Winter Peak Savings (kW) | Achievable Economic TRC Potential | 0 | 0 | 0 | 0 | 0 | 0 | 0 | 0 | 0 | 0 | 0 | 0 | 0 | 0 | 0 | 0 | 0 | 0 | 0 | 0 | 0 | 0 | 0 | 0 | 0 | 0 | 0 | 0 | 0 | 0 | 0
F4_Industrial_Wood and Lumber Products_Existing_Process_Natural Gas_Strategic Energy Management_A_Achievable Economic TRC Potential | F4 | Industrial | Wood and Lumber Products | Existing | Process | Natural Gas | Strategic Energy Management | A | Standalone Impact on Baseline Energy (%) | Achievable Economic TRC Potential | 0% | 0% | 0% | 0% | 0% | 0.08224% | 0.1645% | 0.2477% | 0.3298% | 0.4118% | 0.4993% | 0.5829% | 0.6664% | 0.7594% | 0.8387% | 0.929% | 1.011% | 1.098% | 1.191% | 1.271% | 1.359% | 1.447% | 1.534% | 1.621% | 0.017089 | 0.017138 | 0.017184 | 0.017226 | 0 | 0 | 0
F5_Industrial_Wood and Lumber Products_Existing_Process_Natural Gas_Strategic Energy Management_A_Achievable Economic TRC Potential | F5 | Industrial | Wood and Lumber Products | Existing | Process | Natural Gas | Strategic Energy Management | A | Standalone Impact on Baseline Summer Peak (%) | Achievable Economic TRC Potential | 0% | 0% | 0% | 0% | 0% | 0% | 0% | 0% | 0% | 0% | 0% | 0% | 0% | 0% | 0% | 0% | 0% | 0% | 0% | 0% | 0% | 0% | 0% | 0% | 0 | 0 | 0 | 0 | 0 | 0 | 0
F6_Industrial_Wood and Lumber Products_Existing_Process_Natural Gas_Strategic Energy Management_A_Achievable Economic TRC Potential | F6 | Industrial | Wood and Lumber Products | Existing | Process | Natural Gas | Strategic Energy Management | A | Standalone Impact on Baseline Winter Peak (%) | Achievable Economic TRC Potential | 0% | 0% | 0% | 0% | 0% | 0% | 0% | 0% | 0% | 0% | 0% | 0% | 0% | 0% | 0% | 0% | 0% | 0% | 0% | 0% | 0% | 0% | 0% | 0% | 0 | 0 | 0 | 0 | 0 | 0 | 0
F7_Industrial_Wood and Lumber Products_Existing_Process_Natural Gas_Strategic Energy Management_A_Achievable Economic TRC Potential | F7 | Industrial | Wood and Lumber Products | Existing | Process | Natural Gas | Strategic Energy Management | A | Incremental Energy Savings (MWh or mTherms) | Achievable Economic TRC Potential | 0 | 0 | 0 | 0 | 0 | 0.45004 | 0.44979 | 0.44714 | 0.44738 | 0.44775 | 0.44207 | 0.44086 | 0.43996 | 0.43298 | 0.43463 | 0.43048 | 0.43054 | 0.42837 | 0.42455 | 0.42505 | 0.4233 | 0.42165 | 0.42011 | 0.41869 | 0.41737 | 0 | 0 | 0 | 0 | 0 | 0
F8_Industrial_Wood and Lumber Products_Existing_Process_Natural Gas_Strategic Energy Management_A_Achievable Economic TRC Potential | F8 | Industrial | Wood and Lumber Products | Existing | Process | Natural Gas | Strategic Energy Management | A | Incremental Summer Peak Savings (MW) | Achievable Economic TRC Potential | 0 | 0 | 0 | 0 | 0 | 0 | 0 | 0 | 0 | 0 | 0 | 0 | 0 | 0 | 0 | 0 | 0 | 0 | 0 | 0 | 0 | 0 | 0 | 0 | 0 | 0 | 0 | 0 | 0 | 0 | 0
F9_Industrial_Wood and Lumber Products_Existing_Process_Natural Gas_Strategic Energy Management_A_Achievable Economic TRC Potential | F9 | Industrial | Wood and Lumber Products | Existing | Process | Natural Gas | Strategic Energy Management | A | Incremental Winter Peak Savings (MW) | Achievable Economic TRC Potential | 0 | 0 | 0 | 0 | 0 | 0 | 0 | 0 | 0 | 0 | 0 | 0 | 0 | 0 | 0 | 0 | 0 | 0 | 0 | 0 | 0 | 0 | 0 | 0 | 0 | 0 | 0 | 0 | 0 | 0 | 0
F10_Industrial_Wood and Lumber Products_Existing_Process_Natural Gas_Strategic Energy Management_A_Achievable Economic TRC Potential | F10 | Industrial | Wood and Lumber Products | Existing | Process | Natural Gas | Strategic Energy Management | A | Cumulative Energy Savings (MWh or mTherms) | Achievable Economic TRC Potential | 0 | 0 | 0 | 0 | 0 | 0.45004 | 0.89983 | 1.347 | 1.7944 | 2.2421 | 2.6842 | 3.125 | 3.565 | 3.998 | 4.4326 | 4.8631 | 5.2936 | 5.722 | 6.1465 | 6.5716 | 6.9949 | 7.4165 | 7.8367 | 8.2553 | 8.6727 | 8.6727 | 8.6727 | 8.6727 | 0 | 0 | 0
F11_Industrial_Wood and Lumber Products_Existing_Process_Natural Gas_Strategic Energy Management_A_Achievable Economic TRC Potential | F11 | Industrial | Wood and Lumber Products | Existing | Process | Natural Gas | Strategic Energy Management | A | Cumulative Summer Peak Savings (MW) | Achievable Economic TRC Potential | 0 | 0 | 0 | 0 | 0 | 0 | 0 | 0 | 0 | 0 | 0 | 0 | 0 | 0 | 0 | 0 | 0 | 0 | 0 | 0 | 0 | 0 | 0 | 0 | 0 | 0 | 0 | 0 | 0 | 0 | 0
F12_Industrial_Wood and Lumber Products_Existing_Process_Natural Gas_Strategic Energy Management_A_Achievable Economic TRC Potential | F12 | Industrial | Wood and Lumber Products | Existing | Process | Natural Gas | Strategic Energy Management | A | Cumulative Winter Peak Savings (MW) | Achievable Economic TRC Potential | 0 | 0 | 0 | 0 | 0 | 0 | 0 | 0 | 0 | 0 | 0 | 0 | 0 | 0 | 0 | 0 | 0 | 0 | 0 | 0 | 0 | 0 | 0 | 0 | 0 | 0 | 0 | 0 | 0 | 0 | 0
F13_Industrial_Wood and Lumber Products_Existing_Process_Natural Gas_Strategic Energy Management_A_Achievable Economic TRC Potential | F13 | Industrial | Wood and Lumber Products | Existing | Process | Natural Gas | Strategic Energy Management | A | Purchases (Incremental) | Achievable Economic TRC Potential | 0 | 0 | 0 | 0 | 0 | 50.3094 | 50.2818 | 49.9852 | 50.0123 | 50.0536 | 49.418 | 49.283 | 49.1829 | 48.4019 | 48.5867 | 48.1233 | 48.1296 | 47.8874 | 47.4602 | 47.5164 | 47.3199 | 47.1359 | 46.9641 | 46.8045 | 46.6569 | 0 | 0 | 0 | 0 | 0 | 0
F14_Industrial_Wood and Lumber Products_Existing_Process_Natural Gas_Strategic Energy Management_A_Achievable Economic TRC Potential | F14 | Industrial | Wood and Lumber Products | Existing | Process | Natural Gas | Strategic Energy Management | A | Purchases (Cumulative) | Achievable Economic TRC Potential | 0 | 0 | 0 | 0 | 0 | 50.3094 | 100.5912 | 150.5764 | 200.5887 | 250.6423 | 300.0603 | 349.3433 | 398.5262 | 446.9281 | 495.5147 | 543.6381 | 591.7677 | 639.655 | 687.1152 | 734.6316 | 781.9516 | 829.0875 | 876.0516 | 922.8561 | 969.5131 | 969.5131 | 969.5131 | 969.5131 | 969.5131 | 969.5131 | 969.5131
F1_Industrial_Wood and Lumber Products_Existing_Miscellaneous_Natural Gas_Strategic Energy Management_A_Achievable Economic TRC Potential | F1 | Industrial | Wood and Lumber Products | Existing | Miscellaneous | Natural Gas | Strategic Energy Management | A | Original Unit Energy Savings (kWh or therms) | Achievable Economic TRC Potential | 0 | 0 | 0 | 0 | 0 | 3.4004 | 3.4004 | 3.4004 | 3.4004 | 3.4004 | 3.4004 | 3.4004 | 3.4004 | 3.4004 | 3.4004 | 3.4004 | 3.4004 | 3.4004 | 3.4004 | 3.4004 | 3.4004 | 3.4004 | 3.4004 | 3.4004 | 3.4004 | 3.4004 | 3.4004 | 3.4004 | 0 | 0 | 0
F2_Industrial_Wood and Lumber Products_Existing_Miscellaneous_Natural Gas_Strategic Energy Management_A_Achievable Economic TRC Potential | F2 | Industrial | Wood and Lumber Products | Existing | Miscellaneous | Natural Gas | Strategic Energy Management | A | Original Unit Summer Peak Savings (kW) | Achievable Economic TRC Potential | 0 | 0 | 0 | 0 | 0 | 0 | 0 | 0 | 0 | 0 | 0 | 0 | 0 | 0 | 0 | 0 | 0 | 0 | 0 | 0 | 0 | 0 | 0 | 0 | 0 | 0 | 0 | 0 | 0 | 0 | 0
F3_Industrial_Wood and Lumber Products_Existing_Miscellaneous_Natural Gas_Strategic Energy Management_A_Achievable Economic TRC Potential | F3 | Industrial | Wood and Lumber Products | Existing | Miscellaneous | Natural Gas | Strategic Energy Management | A | Original Unit Winter Peak Savings (kW) | Achievable Economic TRC Potential | 0 | 0 | 0 | 0 | 0 | 0 | 0 | 0 | 0 | 0 | 0 | 0 | 0 | 0 | 0 | 0 | 0 | 0 | 0 | 0 | 0 | 0 | 0 | 0 | 0 | 0 | 0 | 0 | 0 | 0 | 0
F4_Industrial_Wood and Lumber Products_Existing_Miscellaneous_Natural Gas_Strategic Energy Management_A_Achievable Economic TRC Potential | F4 | Industrial | Wood and Lumber Products | Existing | Miscellaneous | Natural Gas | Strategic Energy Management | A | Standalone Impact on Baseline Energy (%) | Achievable Economic TRC Potential | 0% | 0% | 0% | 0% | 0% | 0.08224% | 0.1645% | 0.2477% | 0.3298% | 0.4118% | 0.4993% | 0.5829% | 0.6664% | 0.7594% | 0.8387% | 0.929% | 1.011% | 1.098% | 1.191% | 1.271% | 1.359% | 1.447% | 1.534% | 1.621% | 0.017089 | 0.017138 | 0.017184 | 0.017226 | 0 | 0 | 0
F5_Industrial_Wood and Lumber Products_Existing_Miscellaneous_Natural Gas_Strategic Energy Management_A_Achievable Economic TRC Potential | F5 | Industrial | Wood and Lumber Products | Existing | Miscellaneous | Natural Gas | Strategic Energy Management | A | Standalone Impact on Baseline Summer Peak (%) | Achievable Economic TRC Potential | 0% | 0% | 0% | 0% | 0% | 0% | 0% | 0% | 0% | 0% | 0% | 0% | 0% | 0% | 0% | 0% | 0% | 0% | 0% | 0% | 0% | 0% | 0% | 0% | 0 | 0 | 0 | 0 | 0 | 0 | 0
F6_Industrial_Wood and Lumber Products_Existing_Miscellaneous_Natural Gas_Strategic Energy Management_A_Achievable Economic TRC Potential | F6 | Industrial | Wood and Lumber Products | Existing | Miscellaneous | Natural Gas | Strategic Energy Management | A | Standalone Impact on Baseline Winter Peak (%) | Achievable Economic TRC Potential | 0% | 0% | 0% | 0% | 0% | 0% | 0% | 0% | 0% | 0% | 0% | 0% | 0% | 0% | 0% | 0% | 0% | 0% | 0% | 0% | 0% | 0% | 0% | 0% | 0 | 0 | 0 | 0 | 0 | 0 | 0
F7_Industrial_Wood and Lumber Products_Existing_Miscellaneous_Natural Gas_Strategic Energy Management_A_Achievable Economic TRC Potential | F7 | Industrial | Wood and Lumber Products | Existing | Miscellaneous | Natural Gas | Strategic Energy Management | A | Incremental Energy Savings (MWh or mTherms) | Achievable Economic TRC Potential | 0 | 0 | 0 | 0 | 0 | 0.042769 | 0.042745 | 0.042493 | 0.042516 | 0.042551 | 0.042011 | 0.041896 | 0.041811 | 0.041147 | 0.041304 | 0.04091 | 0.040915 | 0.04071 | 0.040346 | 0.040394 | 0.040227 | 0.040071 | 0.039925 | 0.039789 | 0.039664 | 0 | 0 | 0 | 0 | 0 | 0
F8_Industrial_Wood and Lumber Products_Existing_Miscellaneous_Natural Gas_Strategic Energy Management_A_Achievable Economic TRC Potential | F8 | Industrial | Wood and Lumber Products | Existing | Miscellaneous | Natural Gas | Strategic Energy Management | A | Incremental Summer Peak Savings (MW) | Achievable Economic TRC Potential | 0 | 0 | 0 | 0 | 0 | 0 | 0 | 0 | 0 | 0 | 0 | 0 | 0 | 0 | 0 | 0 | 0 | 0 | 0 | 0 | 0 | 0 | 0 | 0 | 0 | 0 | 0 | 0 | 0 | 0 | 0
F9_Industrial_Wood and Lumber Products_Existing_Miscellaneous_Natural Gas_Strategic Energy Management_A_Achievable Economic TRC Potential | F9 | Industrial | Wood and Lumber Products | Existing | Miscellaneous | Natural Gas | Strategic Energy Management | A | Incremental Winter Peak Savings (MW) | Achievable Economic TRC Potential | 0 | 0 | 0 | 0 | 0 | 0 | 0 | 0 | 0 | 0 | 0 | 0 | 0 | 0 | 0 | 0 | 0 | 0 | 0 | 0 | 0 | 0 | 0 | 0 | 0 | 0 | 0 | 0 | 0 | 0 | 0
F10_Industrial_Wood and Lumber Products_Existing_Miscellaneous_Natural Gas_Strategic Energy Management_A_Achievable Economic TRC Potential | F10 | Industrial | Wood and Lumber Products | Existing | Miscellaneous | Natural Gas | Strategic Energy Management | A | Cumulative Energy Savings (MWh or mTherms) | Achievable Economic TRC Potential | 0 | 0 | 0 | 0 | 0 | 0.042769 | 0.085514 | 0.12801 | 0.17052 | 0.21307 | 0.25508 | 0.29698 | 0.33879 | 0.37994 | 0.42124 | 0.46215 | 0.50307 | 0.54378 | 0.58412 | 0.62452 | 0.66475 | 0.70482 | 0.74474 | 0.78453 | 0.82419 | 0.82419 | 0.82419 | 0.82419 | 0 | 0 | 0
F11_Industrial_Wood and Lumber Products_Existing_Miscellaneous_Natural Gas_Strategic Energy Management_A_Achievable Economic TRC Potential | F11 | Industrial | Wood and Lumber Products | Existing | Miscellaneous | Natural Gas | Strategic Energy Management | A | Cumulative Summer Peak Savings (MW) | Achievable Economic TRC Potential | 0 | 0 | 0 | 0 | 0 | 0 | 0 | 0 | 0 | 0 | 0 | 0 | 0 | 0 | 0 | 0 | 0 | 0 | 0 | 0 | 0 | 0 | 0 | 0 | 0 | 0 | 0 | 0 | 0 | 0 | 0
F12_Industrial_Wood and Lumber Products_Existing_Miscellaneous_Natural Gas_Strategic Energy Management_A_Achievable Economic TRC Potential | F12 | Industrial | Wood and Lumber Products | Existing | Miscellaneous | Natural Gas | Strategic Energy Management | A | Cumulative Winter Peak Savings (MW) | Achievable Economic TRC Potential | 0 | 0 | 0 | 0 | 0 | 0 | 0 | 0 | 0 | 0 | 0 | 0 | 0 | 0 | 0 | 0 | 0 | 0 | 0 | 0 | 0 | 0 | 0 | 0 | 0 | 0 | 0 | 0 | 0 | 0 | 0
F13_Industrial_Wood and Lumber Products_Existing_Miscellaneous_Natural Gas_Strategic Energy Management_A_Achievable Economic TRC Potential | F13 | Industrial | Wood and Lumber Products | Existing | Miscellaneous | Natural Gas | Strategic Energy Management | A | Purchases (Incremental) | Achievable Economic TRC Potential | 0 | 0 | 0 | 0 | 0 | 12.5773 | 12.5704 | 12.4963 | 12.5031 | 12.5134 | 12.3545 | 12.3207 | 12.2957 | 12.1005 | 12.1467 | 12.0308 | 12.0324 | 11.9718 | 11.865 | 11.8791 | 11.83 | 11.784 | 11.741 | 11.7011 | 11.6642 | 0 | 0 | 0 | 0 | 0 | 0
F14_Industrial_Wood and Lumber Products_Existing_Miscellaneous_Natural Gas_Strategic Energy Management_A_Achievable Economic TRC Potential | F14 | Industrial | Wood and Lumber Products | Existing | Miscellaneous | Natural Gas | Strategic Energy Management | A | Purchases (Cumulative) | Achievable Economic TRC Potential | 0 | 0 | 0 | 0 | 0 | 12.5773 | 25.1478 | 37.6441 | 50.1472 | 62.6606 | 75.0151 | 87.3358 | 99.6315 | 111.732 | 123.8787 | 135.9095 | 147.9419 | 159.9138 | 171.7788 | 183.6579 | 195.4879 | 207.2719 | 219.0129 | 230.714 | 242.3783 | 242.3783 | 242.3783 | 242.3783 | 242.3783 | 242.3783 | 242.3783
F1_Industrial_Wood and Lumber Products_Existing_Space Heating_Natural Gas_Commissioning_A_Achievable Economic TRC Potential | F1 | Industrial | Wood and Lumber Products | Existing | Space Heating | Natural Gas | Commissioning | A | Original Unit Energy Savings (kWh or therms) | Achievable Economic TRC Potential | 0 | 0 | 0 | 0 | 0 | 6.9405 | 6.9065 | 6.8646 | 6.8202 | 6.7737 | 6.7266 | 6.6782 | 6.6301 | 6.5821 | 6.5303 | 6.4824 | 6.4351 | 6.3913 | 6.3503 | 6.3105 | 6.2728 | 6.2343 | 6.1996 | 6.1667 | 6.1355 | 6.1066 | 6.0799 | 6.0551 | 0 | 0 | 0
F2_Industrial_Wood and Lumber Products_Existing_Space Heating_Natural Gas_Commissioning_A_Achievable Economic TRC Potential | F2 | Industrial | Wood and Lumber Products | Existing | Space Heating | Natural Gas | Commissioning | A | Original Unit Summer Peak Savings (kW) | Achievable Economic TRC Potential | 0 | 0 | 0 | 0 | 0 | 0 | 0 | 0 | 0 | 0 | 0 | 0 | 0 | 0 | 0 | 0 | 0 | 0 | 0 | 0 | 0 | 0 | 0 | 0 | 0 | 0 | 0 | 0 | 0 | 0 | 0
F3_Industrial_Wood and Lumber Products_Existing_Space Heating_Natural Gas_Commissioning_A_Achievable Economic TRC Potential | F3 | Industrial | Wood and Lumber Products | Existing | Space Heating | Natural Gas | Commissioning | A | Original Unit Winter Peak Savings (kW) | Achievable Economic TRC Potential | 0 | 0 | 0 | 0 | 0 | 0 | 0 | 0 | 0 | 0 | 0 | 0 | 0 | 0 | 0 | 0 | 0 | 0 | 0 | 0 | 0 | 0 | 0 | 0 | 0 | 0 | 0 | 0 | 0 | 0 | 0
F4_Industrial_Wood and Lumber Products_Existing_Space Heating_Natural Gas_Commissioning_A_Achievable Economic TRC Potential | F4 | Industrial | Wood and Lumber Products | Existing | Space Heating | Natural Gas | Commissioning | A | Standalone Impact on Baseline Energy (%) | Achievable Economic TRC Potential | 0% | 0% | 0% | 0% | 0% | 0% | 0% | 0% | 0% | 0% | 0% | 0% | 0% | 0% | 0% | 0% | 0% | 0% | 0% | 0% | 0% | 0% | 0% | 0% | 0 | 0 | 0 | 0 | 0 | 0 | 0
F5_Industrial_Wood and Lumber Products_Existing_Space Heating_Natural Gas_Commissioning_A_Achievable Economic TRC Potential | F5 | Industrial | Wood and Lumber Products | Existing | Space Heating | Natural Gas | Commissioning | A | Standalone Impact on Baseline Summer Peak (%) | Achievable Economic TRC Potential | 0% | 0% | 0% | 0% | 0% | 0% | 0% | 0% | 0% | 0% | 0% | 0% | 0% | 0% | 0% | 0% | 0% | 0% | 0% | 0% | 0% | 0% | 0% | 0% | 0 | 0 | 0 | 0 | 0 | 0 | 0
F6_Industrial_Wood and Lumber Products_Existing_Space Heating_Natural Gas_Commissioning_A_Achievable Economic TRC Potential | F6 | Industrial | Wood and Lumber Products | Existing | Space Heating | Natural Gas | Commissioning | A | Standalone Impact on Baseline Winter Peak (%) | Achievable Economic TRC Potential | 0% | 0% | 0% | 0% | 0% | 0% | 0% | 0% | 0% | 0% | 0% | 0% | 0% | 0% | 0% | 0% | 0% | 0% | 0% | 0% | 0% | 0% | 0% | 0% | 0 | 0 | 0 | 0 | 0 | 0 | 0
F7_Industrial_Wood and Lumber Products_Existing_Space Heating_Natural Gas_Commissioning_A_Achievable Economic TRC Potential | F7 | Industrial | Wood and Lumber Products | Existing | Space Heating | Natural Gas | Commissioning | A | Incremental Energy Savings (MWh or mTherms) | Achievable Economic TRC Potential | 0 | 0 | 0 | 0 | 0 | 0 | 0 | 0 | 0 | 0 | 0 | 0 | 0 | 0 | 0 | 0 | 0 | 0 | 0 | 0 | 0 | 0 | 0 | 0 | 0 | 0 | 0 | 0 | 0 | 0 | 0
F8_Industrial_Wood and Lumber Products_Existing_Space Heating_Natural Gas_Commissioning_A_Achievable Economic TRC Potential | F8 | Industrial | Wood and Lumber Products | Existing | Space Heating | Natural Gas | Commissioning | A | Incremental Summer Peak Savings (MW) | Achievable Economic TRC Potential | 0 | 0 | 0 | 0 | 0 | 0 | 0 | 0 | 0 | 0 | 0 | 0 | 0 | 0 | 0 | 0 | 0 | 0 | 0 | 0 | 0 | 0 | 0 | 0 | 0 | 0 | 0 | 0 | 0 | 0 | 0
F9_Industrial_Wood and Lumber Products_Existing_Space Heating_Natural Gas_Commissioning_A_Achievable Economic TRC Potential | F9 | Industrial | Wood and Lumber Products | Existing | Space Heating | Natural Gas | Commissioning | A | Incremental Winter Peak Savings (MW) | Achievable Economic TRC Potential | 0 | 0 | 0 | 0 | 0 | 0 | 0 | 0 | 0 | 0 | 0 | 0 | 0 | 0 | 0 | 0 | 0 | 0 | 0 | 0 | 0 | 0 | 0 | 0 | 0 | 0 | 0 | 0 | 0 | 0 | 0
F10_Industrial_Wood and Lumber Products_Existing_Space Heating_Natural Gas_Commissioning_A_Achievable Economic TRC Potential | F10 | Industrial | Wood and Lumber Products | Existing | Space Heating | Natural Gas | Commissioning | A | Cumulative Energy Savings (MWh or mTherms) | Achievable Economic TRC Potential | 0 | 0 | 0 | 0 | 0 | 0 | 0 | 0 | 0 | 0 | 0 | 0 | 0 | 0 | 0 | 0 | 0 | 0 | 0 | 0 | 0 | 0 | 0 | 0 | 0 | 0 | 0 | 0 | 0 | 0 | 0
F11_Industrial_Wood and Lumber Products_Existing_Space Heating_Natural Gas_Commissioning_A_Achievable Economic TRC Potential | F11 | Industrial | Wood and Lumber Products | Existing | Space Heating | Natural Gas | Commissioning | A | Cumulative Summer Peak Savings (MW) | Achievable Economic TRC Potential | 0 | 0 | 0 | 0 | 0 | 0 | 0 | 0 | 0 | 0 | 0 | 0 | 0 | 0 | 0 | 0 | 0 | 0 | 0 | 0 | 0 | 0 | 0 | 0 | 0 | 0 | 0 | 0 | 0 | 0 | 0
F12_Industrial_Wood and Lumber Products_Existing_Space Heating_Natural Gas_Commissioning_A_Achievable Economic TRC Potential | F12 | Industrial | Wood and Lumber Products | Existing | Space Heating | Natural Gas | Commissioning | A | Cumulative Winter Peak Savings (MW) | Achievable Economic TRC Potential | 0 | 0 | 0 | 0 | 0 | 0 | 0 | 0 | 0 | 0 | 0 | 0 | 0 | 0 | 0 | 0 | 0 | 0 | 0 | 0 | 0 | 0 | 0 | 0 | 0 | 0 | 0 | 0 | 0 | 0 | 0
F13_Industrial_Wood and Lumber Products_Existing_Space Heating_Natural Gas_Commissioning_A_Achievable Economic TRC Potential | F13 | Industrial | Wood and Lumber Products | Existing | Space Heating | Natural Gas | Commissioning | A | Purchases (Incremental) | Achievable Economic TRC Potential | 0 | 0 | 0 | 0 | 0 | 0 | 0 | 0 | 0 | 0 | 0 | 0 | 0 | 0 | 0 | 0 | 0 | 0 | 0 | 0 | 0 | 0 | 0 | 0 | 0 | 0 | 0 | 0 | 0 | 0 | 0
F14_Industrial_Wood and Lumber Products_Existing_Space Heating_Natural Gas_Commissioning_A_Achievable Economic TRC Potential | F14 | Industrial | Wood and Lumber Products | Existing | Space Heating | Natural Gas | Commissioning | A | Purchases (Cumulative) | Achievable Economic TRC Potential | 0 | 0 | 0 | 0 | 0 | 0 | 0 | 0 | 0 | 0 | 0 | 0 | 0 | 0 | 0 | 0 | 0 | 0 | 0 | 0 | 0 | 0 | 0 | 0 | 0 | 0 | 0 | 0 | 0 | 0 | 0
F1_Industrial_Wood and Lumber Products_Existing_Process_Natural Gas_Commissioning_A_Achievable Economic TRC Potential | F1 | Industrial | Wood and Lumber Products | Existing | Process | Natural Gas | Commissioning | A | Original Unit Energy Savings (kWh or therms) | Achievable Economic TRC Potential | 0 | 0 | 0 | 0 | 0 | 49.928 | 49.928 | 49.928 | 49.928 | 49.928 | 49.928 | 49.928 | 49.928 | 49.928 | 49.928 | 49.928 | 49.928 | 49.928 | 49.928 | 49.928 | 49.928 | 49.928 | 49.928 | 49.928 | 49.928 | 49.928 | 49.928 | 49.928 | 0 | 0 | 0
F2_Industrial_Wood and Lumber Products_Existing_Process_Natural Gas_Commissioning_A_Achievable Economic TRC Potential | F2 | Industrial | Wood and Lumber Products | Existing | Process | Natural Gas | Commissioning | A | Original Unit Summer Peak Savings (kW) | Achievable Economic TRC Potential | 0 | 0 | 0 | 0 | 0 | 0 | 0 | 0 | 0 | 0 | 0 | 0 | 0 | 0 | 0 | 0 | 0 | 0 | 0 | 0 | 0 | 0 | 0 | 0 | 0 | 0 | 0 | 0 | 0 | 0 | 0
F3_Industrial_Wood and Lumber Products_Existing_Process_Natural Gas_Commissioning_A_Achievable Economic TRC Potential | F3 | Industrial | Wood and Lumber Products | Existing | Process | Natural Gas | Commissioning | A | Original Unit Winter Peak Savings (kW) | Achievable Economic TRC Potential | 0 | 0 | 0 | 0 | 0 | 0 | 0 | 0 | 0 | 0 | 0 | 0 | 0 | 0 | 0 | 0 | 0 | 0 | 0 | 0 | 0 | 0 | 0 | 0 | 0 | 0 | 0 | 0 | 0 | 0 | 0
F4_Industrial_Wood and Lumber Products_Existing_Process_Natural Gas_Commissioning_A_Achievable Economic TRC Potential | F4 | Industrial | Wood and Lumber Products | Existing | Process | Natural Gas | Commissioning | A | Standalone Impact on Baseline Energy (%) | Achievable Economic TRC Potential | 0% | 0% | 0% | 0% | 0% | 0% | 0% | 0% | 0% | 0% | 0% | 0% | 0% | 0% | 0% | 0% | 0% | 0% | 0% | 0% | 0% | 0% | 0% | 0% | 0 | 0 | 0 | 0 | 0 | 0 | 0
F5_Industrial_Wood and Lumber Products_Existing_Process_Natural Gas_Commissioning_A_Achievable Economic TRC Potential | F5 | Industrial | Wood and Lumber Products | Existing | Process | Natural Gas | Commissioning | A | Standalone Impact on Baseline Summer Peak (%) | Achievable Economic TRC Potential | 0% | 0% | 0% | 0% | 0% | 0% | 0% | 0% | 0% | 0% | 0% | 0% | 0% | 0% | 0% | 0% | 0% | 0% | 0% | 0% | 0% | 0% | 0% | 0% | 0 | 0 | 0 | 0 | 0 | 0 | 0
F6_Industrial_Wood and Lumber Products_Existing_Process_Natural Gas_Commissioning_A_Achievable Economic TRC Potential | F6 | Industrial | Wood and Lumber Products | Existing | Process | Natural Gas | Commissioning | A | Standalone Impact on Baseline Winter Peak (%) | Achievable Economic TRC Potential | 0% | 0% | 0% | 0% | 0% | 0% | 0% | 0% | 0% | 0% | 0% | 0% | 0% | 0% | 0% | 0% | 0% | 0% | 0% | 0% | 0% | 0% | 0% | 0% | 0 | 0 | 0 | 0 | 0 | 0 | 0
F7_Industrial_Wood and Lumber Products_Existing_Process_Natural Gas_Commissioning_A_Achievable Economic TRC Potential | F7 | Industrial | Wood and Lumber Products | Existing | Process | Natural Gas | Commissioning | A | Incremental Energy Savings (MWh or mTherms) | Achievable Economic TRC Potential | 0 | 0 | 0 | 0 | 0 | 0 | 0 | 0 | 0 | 0 | 0 | 0 | 0 | 0 | 0 | 0 | 0 | 0 | 0 | 0 | 0 | 0 | 0 | 0 | 0 | 0 | 0 | 0 | 0 | 0 | 0
F8_Industrial_Wood and Lumber Products_Existing_Process_Natural Gas_Commissioning_A_Achievable Economic TRC Potential | F8 | Industrial | Wood and Lumber Products | Existing | Process | Natural Gas | Commissioning | A | Incremental Summer Peak Savings (MW) | Achievable Economic TRC Potential | 0 | 0 | 0 | 0 | 0 | 0 | 0 | 0 | 0 | 0 | 0 | 0 | 0 | 0 | 0 | 0 | 0 | 0 | 0 | 0 | 0 | 0 | 0 | 0 | 0 | 0 | 0 | 0 | 0 | 0 | 0
F9_Industrial_Wood and Lumber Products_Existing_Process_Natural Gas_Commissioning_A_Achievable Economic TRC Potential | F9 | Industrial | Wood and Lumber Products | Existing | Process | Natural Gas | Commissioning | A | Incremental Winter Peak Savings (MW) | Achievable Economic TRC Potential | 0 | 0 | 0 | 0 | 0 | 0 | 0 | 0 | 0 | 0 | 0 | 0 | 0 | 0 | 0 | 0 | 0 | 0 | 0 | 0 | 0 | 0 | 0 | 0 | 0 | 0 | 0 | 0 | 0 | 0 | 0
F10_Industrial_Wood and Lumber Products_Existing_Process_Natural Gas_Commissioning_A_Achievable Economic TRC Potential | F10 | Industrial | Wood and Lumber Products | Existing | Process | Natural Gas | Commissioning | A | Cumulative Energy Savings (MWh or mTherms) | Achievable Economic TRC Potential | 0 | 0 | 0 | 0 | 0 | 0 | 0 | 0 | 0 | 0 | 0 | 0 | 0 | 0 | 0 | 0 | 0 | 0 | 0 | 0 | 0 | 0 | 0 | 0 | 0 | 0 | 0 | 0 | 0 | 0 | 0
F11_Industrial_Wood and Lumber Products_Existing_Process_Natural Gas_Commissioning_A_Achievable Economic TRC Potential | F11 | Industrial | Wood and Lumber Products | Existing | Process | Natural Gas | Commissioning | A | Cumulative Summer Peak Savings (MW) | Achievable Economic TRC Potential | 0 | 0 | 0 | 0 | 0 | 0 | 0 | 0 | 0 | 0 | 0 | 0 | 0 | 0 | 0 | 0 | 0 | 0 | 0 | 0 | 0 | 0 | 0 | 0 | 0 | 0 | 0 | 0 | 0 | 0 | 0
F12_Industrial_Wood and Lumber Products_Existing_Process_Natural Gas_Commissioning_A_Achievable Economic TRC Potential | F12 | Industrial | Wood and Lumber Products | Existing | Process | Natural Gas | Commissioning | A | Cumulative Winter Peak Savings (MW) | Achievable Economic TRC Potential | 0 | 0 | 0 | 0 | 0 | 0 | 0 | 0 | 0 | 0 | 0 | 0 | 0 | 0 | 0 | 0 | 0 | 0 | 0 | 0 | 0 | 0 | 0 | 0 | 0 | 0 | 0 | 0 | 0 | 0 | 0
F13_Industrial_Wood and Lumber Products_Existing_Process_Natural Gas_Commissioning_A_Achievable Economic TRC Potential | F13 | Industrial | Wood and Lumber Products | Existing | Process | Natural Gas | Commissioning | A | Purchases (Incremental) | Achievable Economic TRC Potential | 0 | 0 | 0 | 0 | 0 | 0 | 0 | 0 | 0 | 0 | 0 | 0 | 0 | 0 | 0 | 0 | 0 | 0 | 0 | 0 | 0 | 0 | 0 | 0 | 0 | 0 | 0 | 0 | 0 | 0 | 0
F14_Industrial_Wood and Lumber Products_Existing_Process_Natural Gas_Commissioning_A_Achievable Economic TRC Potential | F14 | Industrial | Wood and Lumber Products | Existing | Process | Natural Gas | Commissioning | A | Purchases (Cumulative) | Achievable Economic TRC Potential | 0 | 0 | 0 | 0 | 0 | 0 | 0 | 0 | 0 | 0 | 0 | 0 | 0 | 0 | 0 | 0 | 0 | 0 | 0 | 0 | 0 | 0 | 0 | 0 | 0 | 0 | 0 | 0 | 0 | 0 | 0
F1_Industrial_Wood and Lumber Products_Existing_Space Heating_Natural Gas_Retrocommissioning_A_Achievable Economic TRC Potential | F1 | Industrial | Wood and Lumber Products | Existing | Space Heating | Natural Gas | Retrocommissioning | A | Original Unit Energy Savings (kWh or therms) | Achievable Economic TRC Potential | 0 | 0 | 0 | 0 | 0 | 0.96398 | 0.95927 | 0.95344 | 0.94728 | 0.94082 | 0.93428 | 0.92756 | 0.92087 | 0.91421 | 0.90702 | 0.90037 | 0.8938 | 0.8877 | 0.88202 | 0.87648 | 0.87125 | 0.8659 | 0.86108 | 0.85652 | 0.85218 | 0.84817 | 0.84445 | 0.84101 | 0 | 0 | 0
F2_Industrial_Wood and Lumber Products_Existing_Space Heating_Natural Gas_Retrocommissioning_A_Achievable Economic TRC Potential | F2 | Industrial | Wood and Lumber Products | Existing | Space Heating | Natural Gas | Retrocommissioning | A | Original Unit Summer Peak Savings (kW) | Achievable Economic TRC Potential | 0 | 0 | 0 | 0 | 0 | 0 | 0 | 0 | 0 | 0 | 0 | 0 | 0 | 0 | 0 | 0 | 0 | 0 | 0 | 0 | 0 | 0 | 0 | 0 | 0 | 0 | 0 | 0 | 0 | 0 | 0
F3_Industrial_Wood and Lumber Products_Existing_Space Heating_Natural Gas_Retrocommissioning_A_Achievable Economic TRC Potential | F3 | Industrial | Wood and Lumber Products | Existing | Space Heating | Natural Gas | Retrocommissioning | A | Original Unit Winter Peak Savings (kW) | Achievable Economic TRC Potential | 0 | 0 | 0 | 0 | 0 | 0 | 0 | 0 | 0 | 0 | 0 | 0 | 0 | 0 | 0 | 0 | 0 | 0 | 0 | 0 | 0 | 0 | 0 | 0 | 0 | 0 | 0 | 0 | 0 | 0 | 0
F4_Industrial_Wood and Lumber Products_Existing_Space Heating_Natural Gas_Retrocommissioning_A_Achievable Economic TRC Potential | F4 | Industrial | Wood and Lumber Products | Existing | Space Heating | Natural Gas | Retrocommissioning | A | Standalone Impact on Baseline Energy (%) | Achievable Economic TRC Potential | 0% | 0% | 0% | 0% | 0% | 0.0124% | 0.0248% | 0.03734% | 0.04972% | 0.06207% | 0.07527% | 0.08787% | 0.1004% | 0.1145% | 0.1264% | 0.14% | 0.1524% | 0.1656% | 0.1795% | 0.1917% | 0.2048% | 0.218% | 0.2312% | 0.2444% | 0.0025759 | 0.0025834 | 0.0025903 | 0.0025966 | 0 | 0 | 0
F5_Industrial_Wood and Lumber Products_Existing_Space Heating_Natural Gas_Retrocommissioning_A_Achievable Economic TRC Potential | F5 | Industrial | Wood and Lumber Products | Existing | Space Heating | Natural Gas | Retrocommissioning | A | Standalone Impact on Baseline Summer Peak (%) | Achievable Economic TRC Potential | 0% | 0% | 0% | 0% | 0% | 0% | 0% | 0% | 0% | 0% | 0% | 0% | 0% | 0% | 0% | 0% | 0% | 0% | 0% | 0% | 0% | 0% | 0% | 0% | 0 | 0 | 0 | 0 | 0 | 0 | 0
F6_Industrial_Wood and Lumber Products_Existing_Space Heating_Natural Gas_Retrocommissioning_A_Achievable Economic TRC Potential | F6 | Industrial | Wood and Lumber Products | Existing | Space Heating | Natural Gas | Retrocommissioning | A | Standalone Impact on Baseline Winter Peak (%) | Achievable Economic TRC Potential | 0% | 0% | 0% | 0% | 0% | 0% | 0% | 0% | 0% | 0% | 0% | 0% | 0% | 0% | 0% | 0% | 0% | 0% | 0% | 0% | 0% | 0% | 0% | 0% | 0 | 0 | 0 | 0 | 0 | 0 | 0
F7_Industrial_Wood and Lumber Products_Existing_Space Heating_Natural Gas_Retrocommissioning_A_Achievable Economic TRC Potential | F7 | Industrial | Wood and Lumber Products | Existing | Space Heating | Natural Gas | Retrocommissioning | A | Incremental Energy Savings (MWh or mTherms) | Achievable Economic TRC Potential | 0 | 0 | 0 | 0 | 0 | 0.00943 | 0.0093788 | 0.0092668 | 0.0092119 | 0.0091567 | 0.0089775 | 0.0088886 | 0.0088066 | 0.0086041 | 0.008569 | 0.008425 | 0.0083646 | 0.0082658 | 0.0081396 | 0.0080981 | 0.0080164 | 0.0079363 | 0.0078633 | 0.0077951 | 0.0077311 | 0 | 0 | 0 | 0 | 0 | 0
F8_Industrial_Wood and Lumber Products_Existing_Space Heating_Natural Gas_Retrocommissioning_A_Achievable Economic TRC Potential | F8 | Industrial | Wood and Lumber Products | Existing | Space Heating | Natural Gas | Retrocommissioning | A | Incremental Summer Peak Savings (MW) | Achievable Economic TRC Potential | 0 | 0 | 0 | 0 | 0 | 0 | 0 | 0 | 0 | 0 | 0 | 0 | 0 | 0 | 0 | 0 | 0 | 0 | 0 | 0 | 0 | 0 | 0 | 0 | 0 | 0 | 0 | 0 | 0 | 0 | 0
F9_Industrial_Wood and Lumber Products_Existing_Space Heating_Natural Gas_Retrocommissioning_A_Achievable Economic TRC Potential | F9 | Industrial | Wood and Lumber Products | Existing | Space Heating | Natural Gas | Retrocommissioning | A | Incremental Winter Peak Savings (MW) | Achievable Economic TRC Potential | 0 | 0 | 0 | 0 | 0 | 0 | 0 | 0 | 0 | 0 | 0 | 0 | 0 | 0 | 0 | 0 | 0 | 0 | 0 | 0 | 0 | 0 | 0 | 0 | 0 | 0 | 0 | 0 | 0 | 0 | 0
F10_Industrial_Wood and Lumber Products_Existing_Space Heating_Natural Gas_Retrocommissioning_A_Achievable Economic TRC Potential | F10 | Industrial | Wood and Lumber Products | Existing | Space Heating | Natural Gas | Retrocommissioning | A | Cumulative Energy Savings (MWh or mTherms) | Achievable Economic TRC Potential | 0 | 0 | 0 | 0 | 0 | 0.00943 | 0.018763 | 0.027916 | 0.036947 | 0.045852 | 0.054511 | 0.063007 | 0.071359 | 0.079447 | 0.087391 | 0.095175 | 0.10285 | 0.11041 | 0.11784 | 0.1252 | 0.13247 | 0.13959 | 0.14668 | 0.1537 | 0.16065 | 0.15989 | 0.15919 | 0.15854 | 0 | 0 | 0
F11_Industrial_Wood and Lumber Products_Existing_Space Heating_Natural Gas_Retrocommissioning_A_Achievable Economic TRC Potential | F11 | Industrial | Wood and Lumber Products | Existing | Space Heating | Natural Gas | Retrocommissioning | A | Cumulative Summer Peak Savings (MW) | Achievable Economic TRC Potential | 0 | 0 | 0 | 0 | 0 | 0 | 0 | 0 | 0 | 0 | 0 | 0 | 0 | 0 | 0 | 0 | 0 | 0 | 0 | 0 | 0 | 0 | 0 | 0 | 0 | 0 | 0 | 0 | 0 | 0 | 0
F12_Industrial_Wood and Lumber Products_Existing_Space Heating_Natural Gas_Retrocommissioning_A_Achievable Economic TRC Potential | F12 | Industrial | Wood and Lumber Products | Existing | Space Heating | Natural Gas | Retrocommissioning | A | Cumulative Winter Peak Savings (MW) | Achievable Economic TRC Potential | 0 | 0 | 0 | 0 | 0 | 0 | 0 | 0 | 0 | 0 | 0 | 0 | 0 | 0 | 0 | 0 | 0 | 0 | 0 | 0 | 0 | 0 | 0 | 0 | 0 | 0 | 0 | 0 | 0 | 0 | 0
F13_Industrial_Wood and Lumber Products_Existing_Space Heating_Natural Gas_Retrocommissioning_A_Achievable Economic TRC Potential | F13 | Industrial | Wood and Lumber Products | Existing | Space Heating | Natural Gas | Retrocommissioning | A | Purchases (Incremental) | Achievable Economic TRC Potential | 0 | 0 | 0 | 0 | 0 | 9.7824 | 9.777 | 9.7194 | 9.7246 | 9.7326 | 9.6091 | 9.5828 | 9.5633 | 9.4115 | 9.4474 | 9.3573 | 9.3585 | 9.3114 | 9.2284 | 9.2393 | 9.2011 | 9.1653 | 9.1319 | 9.1009 | 9.0722 | 0 | 0 | 0 | 0 | 0 | 0
F14_Industrial_Wood and Lumber Products_Existing_Space Heating_Natural Gas_Retrocommissioning_A_Achievable Economic TRC Potential | F14 | Industrial | Wood and Lumber Products | Existing | Space Heating | Natural Gas | Retrocommissioning | A | Purchases (Cumulative) | Achievable Economic TRC Potential | 0 | 0 | 0 | 0 | 0 | 9.7824 | 19.5594 | 29.2787 | 39.0034 | 48.736 | 58.3451 | 67.9279 | 77.4912 | 86.9027 | 96.3501 | 105.7074 | 115.0659 | 124.3774 | 133.6057 | 142.845 | 152.0461 | 161.2114 | 170.3434 | 179.4442 | 188.5164 | 188.5164 | 188.5164 | 188.5164 | 188.5164 | 188.5164 | 188.5164
F1_Industrial_Wood and Lumber Products_Existing_Process_Natural Gas_Retrocommissioning_A_Achievable Economic TRC Potential | F1 | Industrial | Wood and Lumber Products | Existing | Process | Natural Gas | Retrocommissioning | A | Original Unit Energy Savings (kWh or therms) | Achievable Economic TRC Potential | 0 | 0 | 0 | 0 | 0 | 0 | 0 | 0 | 0 | 0 | 0 | 0 | 0 | 0 | 0 | 0 | 0 | 0 | 0 | 0 | 0 | 0 | 0 | 0 | 0 | 0 | 0 | 0 | 0 | 0 | 0
F2_Industrial_Wood and Lumber Products_Existing_Process_Natural Gas_Retrocommissioning_A_Achievable Economic TRC Potential | F2 | Industrial | Wood and Lumber Products | Existing | Process | Natural Gas | Retrocommissioning | A | Original Unit Summer Peak Savings (kW) | Achievable Economic TRC Potential | 0 | 0 | 0 | 0 | 0 | 0 | 0 | 0 | 0 | 0 | 0 | 0 | 0 | 0 | 0 | 0 | 0 | 0 | 0 | 0 | 0 | 0 | 0 | 0 | 0 | 0 | 0 | 0 | 0 | 0 | 0
F3_Industrial_Wood and Lumber Products_Existing_Process_Natural Gas_Retrocommissioning_A_Achievable Economic TRC Potential | F3 | Industrial | Wood and Lumber Products | Existing | Process | Natural Gas | Retrocommissioning | A | Original Unit Winter Peak Savings (kW) | Achievable Economic TRC Potential | 0 | 0 | 0 | 0 | 0 | 0 | 0 | 0 | 0 | 0 | 0 | 0 | 0 | 0 | 0 | 0 | 0 | 0 | 0 | 0 | 0 | 0 | 0 | 0 | 0 | 0 | 0 | 0 | 0 | 0 | 0
F4_Industrial_Wood and Lumber Products_Existing_Process_Natural Gas_Retrocommissioning_A_Achievable Economic TRC Potential | F4 | Industrial | Wood and Lumber Products | Existing | Process | Natural Gas | Retrocommissioning | A | Standalone Impact on Baseline Energy (%) | Achievable Economic TRC Potential | 0% | 0% | 0% | 0% | 0% | 0% | 0% | 0% | 0% | 0% | 0% | 0% | 0% | 0% | 0% | 0% | 0% | 0% | 0% | 0% | 0% | 0% | 0% | 0% | 0 | 0 | 0 | 0 | 0 | 0 | 0
F5_Industrial_Wood and Lumber Products_Existing_Process_Natural Gas_Retrocommissioning_A_Achievable Economic TRC Potential | F5 | Industrial | Wood and Lumber Products | Existing | Process | Natural Gas | Retrocommissioning | A | Standalone Impact on Baseline Summer Peak (%) | Achievable Economic TRC Potential | 0% | 0% | 0% | 0% | 0% | 0% | 0% | 0% | 0% | 0% | 0% | 0% | 0% | 0% | 0% | 0% | 0% | 0% | 0% | 0% | 0% | 0% | 0% | 0% | 0 | 0 | 0 | 0 | 0 | 0 | 0
F6_Industrial_Wood and Lumber Products_Existing_Process_Natural Gas_Retrocommissioning_A_Achievable Economic TRC Potential | F6 | Industrial | Wood and Lumber Products | Existing | Process | Natural Gas | Retrocommissioning | A | Standalone Impact on Baseline Winter Peak (%) | Achievable Economic TRC Potential | 0% | 0% | 0% | 0% | 0% | 0% | 0% | 0% | 0% | 0% | 0% | 0% | 0% | 0% | 0% | 0% | 0% | 0% | 0% | 0% | 0% | 0% | 0% | 0% | 0 | 0 | 0 | 0 | 0 | 0 | 0
F7_Industrial_Wood and Lumber Products_Existing_Process_Natural Gas_Retrocommissioning_A_Achievable Economic TRC Potential | F7 | Industrial | Wood and Lumber Products | Existing | Process | Natural Gas | Retrocommissioning | A | Incremental Energy Savings (MWh or mTherms) | Achievable Economic TRC Potential | 0 | 0 | 0 | 0 | 0 | 0 | 0 | 0 | 0 | 0 | 0 | 0 | 0 | 0 | 0 | 0 | 0 | 0 | 0 | 0 | 0 | 0 | 0 | 0 | 0 | 0 | 0 | 0 | 0 | 0 | 0
F8_Industrial_Wood and Lumber Products_Existing_Process_Natural Gas_Retrocommissioning_A_Achievable Economic TRC Potential | F8 | Industrial | Wood and Lumber Products | Existing | Process | Natural Gas | Retrocommissioning | A | Incremental Summer Peak Savings (MW) | Achievable Economic TRC Potential | 0 | 0 | 0 | 0 | 0 | 0 | 0 | 0 | 0 | 0 | 0 | 0 | 0 | 0 | 0 | 0 | 0 | 0 | 0 | 0 | 0 | 0 | 0 | 0 | 0 | 0 | 0 | 0 | 0 | 0 | 0
F9_Industrial_Wood and Lumber Products_Existing_Process_Natural Gas_Retrocommissioning_A_Achievable Economic TRC Potential | F9 | Industrial | Wood and Lumber Products | Existing | Process | Natural Gas | Retrocommissioning | A | Incremental Winter Peak Savings (MW) | Achievable Economic TRC Potential | 0 | 0 | 0 | 0 | 0 | 0 | 0 | 0 | 0 | 0 | 0 | 0 | 0 | 0 | 0 | 0 | 0 | 0 | 0 | 0 | 0 | 0 | 0 | 0 | 0 | 0 | 0 | 0 | 0 | 0 | 0
F10_Industrial_Wood and Lumber Products_Existing_Process_Natural Gas_Retrocommissioning_A_Achievable Economic TRC Potential | F10 | Industrial | Wood and Lumber Products | Existing | Process | Natural Gas | Retrocommissioning | A | Cumulative Energy Savings (MWh or mTherms) | Achievable Economic TRC Potential | 0 | 0 | 0 | 0 | 0 | 0 | 0 | 0 | 0 | 0 | 0 | 0 | 0 | 0 | 0 | 0 | 0 | 0 | 0 | 0 | 0 | 0 | 0 | 0 | 0 | 0 | 0 | 0 | 0 | 0 | 0
F11_Industrial_Wood and Lumber Products_Existing_Process_Natural Gas_Retrocommissioning_A_Achievable Economic TRC Potential | F11 | Industrial | Wood and Lumber Products | Existing | Process | Natural Gas | Retrocommissioning | A | Cumulative Summer Peak Savings (MW) | Achievable Economic TRC Potential | 0 | 0 | 0 | 0 | 0 | 0 | 0 | 0 | 0 | 0 | 0 | 0 | 0 | 0 | 0 | 0 | 0 | 0 | 0 | 0 | 0 | 0 | 0 | 0 | 0 | 0 | 0 | 0 | 0 | 0 | 0
F12_Industrial_Wood and Lumber Products_Existing_Process_Natural Gas_Retrocommissioning_A_Achievable Economic TRC Potential | F12 | Industrial | Wood and Lumber Products | Existing | Process | Natural Gas | Retrocommissioning | A | Cumulative Winter Peak Savings (MW) | Achievable Economic TRC Potential | 0 | 0 | 0 | 0 | 0 | 0 | 0 | 0 | 0 | 0 | 0 | 0 | 0 | 0 | 0 | 0 | 0 | 0 | 0 | 0 | 0 | 0 | 0 | 0 | 0 | 0 | 0 | 0 | 0 | 0 | 0
F13_Industrial_Wood and Lumber Products_Existing_Process_Natural Gas_Retrocommissioning_A_Achievable Economic TRC Potential | F13 | Industrial | Wood and Lumber Products | Existing | Process | Natural Gas | Retrocommissioning | A | Purchases (Incremental) | Achievable Economic TRC Potential | 0 | 0 | 0 | 0 | 0 | 9.7824 | 9.777 | 9.7194 | 9.7246 | 9.7326 | 9.6091 | 9.5828 | 9.5633 | 9.4115 | 9.4474 | 9.3573 | 9.3585 | 9.3114 | 9.2284 | 9.2393 | 9.2011 | 9.1653 | 9.1319 | 9.1009 | 9.0722 | 0 | 0 | 0 | 0 | 0 | 0
F14_Industrial_Wood and Lumber Products_Existing_Process_Natural Gas_Retrocommissioning_A_Achievable Economic TRC Potential | F14 | Industrial | Wood and Lumber Products | Existing | Process | Natural Gas | Retrocommissioning | A | Purchases (Cumulative) | Achievable Economic TRC Potential | 0 | 0 | 0 | 0 | 0 | 9.7824 | 19.5594 | 29.2787 | 39.0034 | 48.736 | 58.3451 | 67.9279 | 77.4912 | 86.9027 | 96.3501 | 105.7074 | 115.0659 | 124.3774 | 133.6057 | 142.845 | 152.0461 | 161.2114 | 170.3434 | 179.4442 | 188.5164 | 188.5164 | 188.5164 | 188.5164 | 188.5164 | 188.5164 | 188.5164
F1_Industrial_Wood and Lumber Products_New_Space Heating_Natural Gas_Insulation - Roof/Ceiling_A_Achievable Economic TRC Potential | F1 | Industrial | Wood and Lumber Products | New | Space Heating | Natural Gas | Insulation - Roof/Ceiling | A | Original Unit Energy Savings (kWh or therms) | Achievable Economic TRC Potential | 0 | 0 | 0 | 0 | 0 | 0.093892 | 0.092679 | 0.091794 | 0.091122 | 0.090592 | 0.090164 | 0.089662 | 0.089136 | 0.088616 | 0.088114 | 0.08772 | 0.087409 | 0.087162 | 0.08677 | 0.086483 | 0.086275 | 0.086113 | 0.086113 | 0.086113 | 0.086113 | 0.086113 | 0.086113 | 0.086113 | 0 | 0 | 0
F2_Industrial_Wood and Lumber Products_New_Space Heating_Natural Gas_Insulation - Roof/Ceiling_A_Achievable Economic TRC Potential | F2 | Industrial | Wood and Lumber Products | New | Space Heating | Natural Gas | Insulation - Roof/Ceiling | A | Original Unit Summer Peak Savings (kW) | Achievable Economic TRC Potential | 0 | 0 | 0 | 0 | 0 | 0 | 0 | 0 | 0 | 0 | 0 | 0 | 0 | 0 | 0 | 0 | 0 | 0 | 0 | 0 | 0 | 0 | 0 | 0 | 0 | 0 | 0 | 0 | 0 | 0 | 0
F3_Industrial_Wood and Lumber Products_New_Space Heating_Natural Gas_Insulation - Roof/Ceiling_A_Achievable Economic TRC Potential | F3 | Industrial | Wood and Lumber Products | New | Space Heating | Natural Gas | Insulation - Roof/Ceiling | A | Original Unit Winter Peak Savings (kW) | Achievable Economic TRC Potential | 0 | 0 | 0 | 0 | 0 | 0 | 0 | 0 | 0 | 0 | 0 | 0 | 0 | 0 | 0 | 0 | 0 | 0 | 0 | 0 | 0 | 0 | 0 | 0 | 0 | 0 | 0 | 0 | 0 | 0 | 0
F4_Industrial_Wood and Lumber Products_New_Space Heating_Natural Gas_Insulation - Roof/Ceiling_A_Achievable Economic TRC Potential | F4 | Industrial | Wood and Lumber Products | New | Space Heating | Natural Gas | Insulation - Roof/Ceiling | A | Standalone Impact on Baseline Energy (%) | Achievable Economic TRC Potential | 0% | 0% | 0% | 0% | 0% | 0% | 0% | 0% | 0% | 0% | 0% | 0% | 0% | 0% | 0% | 0% | 0% | 0% | 0% | 0% | 0% | 0% | 0% | 0% | 0 | 0 | 0 | 0 | 0 | 0 | 0
F5_Industrial_Wood and Lumber Products_New_Space Heating_Natural Gas_Insulation - Roof/Ceiling_A_Achievable Economic TRC Potential | F5 | Industrial | Wood and Lumber Products | New | Space Heating | Natural Gas | Insulation - Roof/Ceiling | A | Standalone Impact on Baseline Summer Peak (%) | Achievable Economic TRC Potential | 0% | 0% | 0% | 0% | 0% | 0% | 0% | 0% | 0% | 0% | 0% | 0% | 0% | 0% | 0% | 0% | 0% | 0% | 0% | 0% | 0% | 0% | 0% | 0% | 0 | 0 | 0 | 0 | 0 | 0 | 0
F6_Industrial_Wood and Lumber Products_New_Space Heating_Natural Gas_Insulation - Roof/Ceiling_A_Achievable Economic TRC Potential | F6 | Industrial | Wood and Lumber Products | New | Space Heating | Natural Gas | Insulation - Roof/Ceiling | A | Standalone Impact on Baseline Winter Peak (%) | Achievable Economic TRC Potential | 0% | 0% | 0% | 0% | 0% | 0% | 0% | 0% | 0% | 0% | 0% | 0% | 0% | 0% | 0% | 0% | 0% | 0% | 0% | 0% | 0% | 0% | 0% | 0% | 0 | 0 | 0 | 0 | 0 | 0 | 0
F7_Industrial_Wood and Lumber Products_New_Space Heating_Natural Gas_Insulation - Roof/Ceiling_A_Achievable Economic TRC Potential | F7 | Industrial | Wood and Lumber Products | New | Space Heating | Natural Gas | Insulation - Roof/Ceiling | A | Incremental Energy Savings (MWh or mTherms) | Achievable Economic TRC Potential | 0 | 0 | 0 | 0 | 0 | 0 | 0 | 0 | 0 | 0 | 0 | 0 | 0 | 0 | 0 | 0 | 0 | 0 | 0 | 0 | 0 | 0 | 0 | 0 | 0 | 0 | 0 | 0 | 0 | 0 | 0
F8_Industrial_Wood and Lumber Products_New_Space Heating_Natural Gas_Insulation - Roof/Ceiling_A_Achievable Economic TRC Potential | F8 | Industrial | Wood and Lumber Products | New | Space Heating | Natural Gas | Insulation - Roof/Ceiling | A | Incremental Summer Peak Savings (MW) | Achievable Economic TRC Potential | 0 | 0 | 0 | 0 | 0 | 0 | 0 | 0 | 0 | 0 | 0 | 0 | 0 | 0 | 0 | 0 | 0 | 0 | 0 | 0 | 0 | 0 | 0 | 0 | 0 | 0 | 0 | 0 | 0 | 0 | 0
F9_Industrial_Wood and Lumber Products_New_Space Heating_Natural Gas_Insulation - Roof/Ceiling_A_Achievable Economic TRC Potential | F9 | Industrial | Wood and Lumber Products | New | Space Heating | Natural Gas | Insulation - Roof/Ceiling | A | Incremental Winter Peak Savings (MW) | Achievable Economic TRC Potential | 0 | 0 | 0 | 0 | 0 | 0 | 0 | 0 | 0 | 0 | 0 | 0 | 0 | 0 | 0 | 0 | 0 | 0 | 0 | 0 | 0 | 0 | 0 | 0 | 0 | 0 | 0 | 0 | 0 | 0 | 0
F10_Industrial_Wood and Lumber Products_New_Space Heating_Natural Gas_Insulation - Roof/Ceiling_A_Achievable Economic TRC Potential | F10 | Industrial | Wood and Lumber Products | New | Space Heating | Natural Gas | Insulation - Roof/Ceiling | A | Cumulative Energy Savings (MWh or mTherms) | Achievable Economic TRC Potential | 0 | 0 | 0 | 0 | 0 | 0 | 0 | 0 | 0 | 0 | 0 | 0 | 0 | 0 | 0 | 0 | 0 | 0 | 0 | 0 | 0 | 0 | 0 | 0 | 0 | 0 | 0 | 0 | 0 | 0 | 0
F11_Industrial_Wood and Lumber Products_New_Space Heating_Natural Gas_Insulation - Roof/Ceiling_A_Achievable Economic TRC Potential | F11 | Industrial | Wood and Lumber Products | New | Space Heating | Natural Gas | Insulation - Roof/Ceiling | A | Cumulative Summer Peak Savings (MW) | Achievable Economic TRC Potential | 0 | 0 | 0 | 0 | 0 | 0 | 0 | 0 | 0 | 0 | 0 | 0 | 0 | 0 | 0 | 0 | 0 | 0 | 0 | 0 | 0 | 0 | 0 | 0 | 0 | 0 | 0 | 0 | 0 | 0 | 0
F12_Industrial_Wood and Lumber Products_New_Space Heating_Natural Gas_Insulation - Roof/Ceiling_A_Achievable Economic TRC Potential | F12 | Industrial | Wood and Lumber Products | New | Space Heating | Natural Gas | Insulation - Roof/Ceiling | A | Cumulative Winter Peak Savings (MW) | Achievable Economic TRC Potential | 0 | 0 | 0 | 0 | 0 | 0 | 0 | 0 | 0 | 0 | 0 | 0 | 0 | 0 | 0 | 0 | 0 | 0 | 0 | 0 | 0 | 0 | 0 | 0 | 0 | 0 | 0 | 0 | 0 | 0 | 0
F13_Industrial_Wood and Lumber Products_New_Space Heating_Natural Gas_Insulation - Roof/Ceiling_A_Achievable Economic TRC Potential | F13 | Industrial | Wood and Lumber Products | New | Space Heating | Natural Gas | Insulation - Roof/Ceiling | A | Purchases (Incremental) | Achievable Economic TRC Potential | 0 | 0 | 0 | 0 | 0 | 0 | 0 | 0 | 0 | 0 | 0 | 0 | 0 | 0 | 0 | 0 | 0 | 0 | 0 | 0 | 0 | 0 | 0 | 0 | 0 | 0 | 0 | 0 | 0 | 0 | 0
F14_Industrial_Wood and Lumber Products_New_Space Heating_Natural Gas_Insulation - Roof/Ceiling_A_Achievable Economic TRC Potential | F14 | Industrial | Wood and Lumber Products | New | Space Heating | Natural Gas | Insulation - Roof/Ceiling | A | Purchases (Cumulative) | Achievable Economic TRC Potential | 0 | 0 | 0 | 0 | 0 | 0 | 0 | 0 | 0 | 0 | 0 | 0 | 0 | 0 | 0 | 0 | 0 | 0 | 0 | 0 | 0 | 0 | 0 | 0 | 0 | 0 | 0 | 0 | 0 | 0 | 0
F1_Industrial_Wood and Lumber Products_New_Space Heating_Natural Gas_Insulation - Wall Cavity_A_Achievable Economic TRC Potential | F1 | Industrial | Wood and Lumber Products | New | Space Heating | Natural Gas | Insulation - Wall Cavity | A | Original Unit Energy Savings (kWh or therms) | Achievable Economic TRC Potential | 0 | 0 | 0 | 0 | 0 | 0.016909 | 0.016691 | 0.016531 | 0.01641 | 0.016315 | 0.016238 | 0.016147 | 0.016053 | 0.015959 | 0.015869 | 0.015798 | 0.015742 | 0.015697 | 0.015627 | 0.015575 | 0.015537 | 0.015508 | 0.015508 | 0.015508 | 0.015508 | 0.015508 | 0.015508 | 0.015508 | 0 | 0 | 0
F2_Industrial_Wood and Lumber Products_New_Space Heating_Natural Gas_Insulation - Wall Cavity_A_Achievable Economic TRC Potential | F2 | Industrial | Wood and Lumber Products | New | Space Heating | Natural Gas | Insulation - Wall Cavity | A | Original Unit Summer Peak Savings (kW) | Achievable Economic TRC Potential | 0 | 0 | 0 | 0 | 0 | 0 | 0 | 0 | 0 | 0 | 0 | 0 | 0 | 0 | 0 | 0 | 0 | 0 | 0 | 0 | 0 | 0 | 0 | 0 | 0 | 0 | 0 | 0 | 0 | 0 | 0
F3_Industrial_Wood and Lumber Products_New_Space Heating_Natural Gas_Insulation - Wall Cavity_A_Achievable Economic TRC Potential | F3 | Industrial | Wood and Lumber Products | New | Space Heating | Natural Gas | Insulation - Wall Cavity | A | Original Unit Winter Peak Savings (kW) | Achievable Economic TRC Potential | 0 | 0 | 0 | 0 | 0 | 0 | 0 | 0 | 0 | 0 | 0 | 0 | 0 | 0 | 0 | 0 | 0 | 0 | 0 | 0 | 0 | 0 | 0 | 0 | 0 | 0 | 0 | 0 | 0 | 0 | 0
F4_Industrial_Wood and Lumber Products_New_Space Heating_Natural Gas_Insulation - Wall Cavity_A_Achievable Economic TRC Potential | F4 | Industrial | Wood and Lumber Products | New | Space Heating | Natural Gas | Insulation - Wall Cavity | A | Standalone Impact on Baseline Energy (%) | Achievable Economic TRC Potential | 0% | 0% | 0% | 0% | 0% | 0% | 0% | 0% | 0% | 0% | 0% | 0% | 0% | 0% | 0% | 0% | 0% | 0% | 0% | 0% | 0% | 0% | 0% | 0% | 0 | 0 | 0 | 0 | 0 | 0 | 0
F5_Industrial_Wood and Lumber Products_New_Space Heating_Natural Gas_Insulation - Wall Cavity_A_Achievable Economic TRC Potential | F5 | Industrial | Wood and Lumber Products | New | Space Heating | Natural Gas | Insulation - Wall Cavity | A | Standalone Impact on Baseline Summer Peak (%) | Achievable Economic TRC Potential | 0% | 0% | 0% | 0% | 0% | 0% | 0% | 0% | 0% | 0% | 0% | 0% | 0% | 0% | 0% | 0% | 0% | 0% | 0% | 0% | 0% | 0% | 0% | 0% | 0 | 0 | 0 | 0 | 0 | 0 | 0
F6_Industrial_Wood and Lumber Products_New_Space Heating_Natural Gas_Insulation - Wall Cavity_A_Achievable Economic TRC Potential | F6 | Industrial | Wood and Lumber Products | New | Space Heating | Natural Gas | Insulation - Wall Cavity | A | Standalone Impact on Baseline Winter Peak (%) | Achievable Economic TRC Potential | 0% | 0% | 0% | 0% | 0% | 0% | 0% | 0% | 0% | 0% | 0% | 0% | 0% | 0% | 0% | 0% | 0% | 0% | 0% | 0% | 0% | 0% | 0% | 0% | 0 | 0 | 0 | 0 | 0 | 0 | 0
F7_Industrial_Wood and Lumber Products_New_Space Heating_Natural Gas_Insulation - Wall Cavity_A_Achievable Economic TRC Potential | F7 | Industrial | Wood and Lumber Products | New | Space Heating | Natural Gas | Insulation - Wall Cavity | A | Incremental Energy Savings (MWh or mTherms) | Achievable Economic TRC Potential | 0 | 0 | 0 | 0 | 0 | 0 | 0 | 0 | 0 | 0 | 0 | 0 | 0 | 0 | 0 | 0 | 0 | 0 | 0 | 0 | 0 | 0 | 0 | 0 | 0 | 0 | 0 | 0 | 0 | 0 | 0
F8_Industrial_Wood and Lumber Products_New_Space Heating_Natural Gas_Insulation - Wall Cavity_A_Achievable Economic TRC Potential | F8 | Industrial | Wood and Lumber Products | New | Space Heating | Natural Gas | Insulation - Wall Cavity | A | Incremental Summer Peak Savings (MW) | Achievable Economic TRC Potential | 0 | 0 | 0 | 0 | 0 | 0 | 0 | 0 | 0 | 0 | 0 | 0 | 0 | 0 | 0 | 0 | 0 | 0 | 0 | 0 | 0 | 0 | 0 | 0 | 0 | 0 | 0 | 0 | 0 | 0 | 0
F9_Industrial_Wood and Lumber Products_New_Space Heating_Natural Gas_Insulation - Wall Cavity_A_Achievable Economic TRC Potential | F9 | Industrial | Wood and Lumber Products | New | Space Heating | Natural Gas | Insulation - Wall Cavity | A | Incremental Winter Peak Savings (MW) | Achievable Economic TRC Potential | 0 | 0 | 0 | 0 | 0 | 0 | 0 | 0 | 0 | 0 | 0 | 0 | 0 | 0 | 0 | 0 | 0 | 0 | 0 | 0 | 0 | 0 | 0 | 0 | 0 | 0 | 0 | 0 | 0 | 0 | 0
F10_Industrial_Wood and Lumber Products_New_Space Heating_Natural Gas_Insulation - Wall Cavity_A_Achievable Economic TRC Potential | F10 | Industrial | Wood and Lumber Products | New | Space Heating | Natural Gas | Insulation - Wall Cavity | A | Cumulative Energy Savings (MWh or mTherms) | Achievable Economic TRC Potential | 0 | 0 | 0 | 0 | 0 | 0 | 0 | 0 | 0 | 0 | 0 | 0 | 0 | 0 | 0 | 0 | 0 | 0 | 0 | 0 | 0 | 0 | 0 | 0 | 0 | 0 | 0 | 0 | 0 | 0 | 0
F11_Industrial_Wood and Lumber Products_New_Space Heating_Natural Gas_Insulation - Wall Cavity_A_Achievable Economic TRC Potential | F11 | Industrial | Wood and Lumber Products | New | Space Heating | Natural Gas | Insulation - Wall Cavity | A | Cumulative Summer Peak Savings (MW) | Achievable Economic TRC Potential | 0 | 0 | 0 | 0 | 0 | 0 | 0 | 0 | 0 | 0 | 0 | 0 | 0 | 0 | 0 | 0 | 0 | 0 | 0 | 0 | 0 | 0 | 0 | 0 | 0 | 0 | 0 | 0 | 0 | 0 | 0
F12_Industrial_Wood and Lumber Products_New_Space Heating_Natural Gas_Insulation - Wall Cavity_A_Achievable Economic TRC Potential | F12 | Industrial | Wood and Lumber Products | New | Space Heating | Natural Gas | Insulation - Wall Cavity | A | Cumulative Winter Peak Savings (MW) | Achievable Economic TRC Potential | 0 | 0 | 0 | 0 | 0 | 0 | 0 | 0 | 0 | 0 | 0 | 0 | 0 | 0 | 0 | 0 | 0 | 0 | 0 | 0 | 0 | 0 | 0 | 0 | 0 | 0 | 0 | 0 | 0 | 0 | 0
F13_Industrial_Wood and Lumber Products_New_Space Heating_Natural Gas_Insulation - Wall Cavity_A_Achievable Economic TRC Potential | F13 | Industrial | Wood and Lumber Products | New | Space Heating | Natural Gas | Insulation - Wall Cavity | A | Purchases (Incremental) | Achievable Economic TRC Potential | 0 | 0 | 0 | 0 | 0 | 0 | 0 | 0 | 0 | 0 | 0 | 0 | 0 | 0 | 0 | 0 | 0 | 0 | 0 | 0 | 0 | 0 | 0 | 0 | 0 | 0 | 0 | 0 | 0 | 0 | 0
F14_Industrial_Wood and Lumber Products_New_Space Heating_Natural Gas_Insulation - Wall Cavity_A_Achievable Economic TRC Potential | F14 | Industrial | Wood and Lumber Products | New | Space Heating | Natural Gas | Insulation - Wall Cavity | A | Purchases (Cumulative) | Achievable Economic TRC Potential | 0 | 0 | 0 | 0 | 0 | 0 | 0 | 0 | 0 | 0 | 0 | 0 | 0 | 0 | 0 | 0 | 0 | 0 | 0 | 0 | 0 | 0 | 0 | 0 | 0 | 0 | 0 | 0 | 0 | 0 | 0
F1_Industrial_Wood and Lumber Products_New_Space Heating_Natural Gas_Insulation - Ducting_A_Achievable Economic TRC Potential | F1 | Industrial | Wood and Lumber Products | New | Space Heating | Natural Gas | Insulation - Ducting | A | Original Unit Energy Savings (kWh or therms) | Achievable Economic TRC Potential | 0 | 0 | 0 | 0 | 0 | 0 | 0 | 0 | 0 | 0 | 0 | 0 | 0 | 0 | 0 | 0 | 0 | 0 | 0 | 0 | 0 | 0 | 0 | 0 | 0 | 0 | 0 | 0 | 0 | 0 | 0
F2_Industrial_Wood and Lumber Products_New_Space Heating_Natural Gas_Insulation - Ducting_A_Achievable Economic TRC Potential | F2 | Industrial | Wood and Lumber Products | New | Space Heating | Natural Gas | Insulation - Ducting | A | Original Unit Summer Peak Savings (kW) | Achievable Economic TRC Potential | 0 | 0 | 0 | 0 | 0 | 0 | 0 | 0 | 0 | 0 | 0 | 0 | 0 | 0 | 0 | 0 | 0 | 0 | 0 | 0 | 0 | 0 | 0 | 0 | 0 | 0 | 0 | 0 | 0 | 0 | 0
F3_Industrial_Wood and Lumber Products_New_Space Heating_Natural Gas_Insulation - Ducting_A_Achievable Economic TRC Potential | F3 | Industrial | Wood and Lumber Products | New | Space Heating | Natural Gas | Insulation - Ducting | A | Original Unit Winter Peak Savings (kW) | Achievable Economic TRC Potential | 0 | 0 | 0 | 0 | 0 | 0 | 0 | 0 | 0 | 0 | 0 | 0 | 0 | 0 | 0 | 0 | 0 | 0 | 0 | 0 | 0 | 0 | 0 | 0 | 0 | 0 | 0 | 0 | 0 | 0 | 0
F4_Industrial_Wood and Lumber Products_New_Space Heating_Natural Gas_Insulation - Ducting_A_Achievable Economic TRC Potential | F4 | Industrial | Wood and Lumber Products | New | Space Heating | Natural Gas | Insulation - Ducting | A | Standalone Impact on Baseline Energy (%) | Achievable Economic TRC Potential | 0% | 0% | 0% | 0% | 0% | 0% | 0% | 0% | 0% | 0% | 0% | 0% | 0% | 0% | 0% | 0% | 0% | 0% | 0% | 0% | 0% | 0% | 0% | 0% | 0 | 0 | 0 | 0 | 0 | 0 | 0
F5_Industrial_Wood and Lumber Products_New_Space Heating_Natural Gas_Insulation - Ducting_A_Achievable Economic TRC Potential | F5 | Industrial | Wood and Lumber Products | New | Space Heating | Natural Gas | Insulation - Ducting | A | Standalone Impact on Baseline Summer Peak (%) | Achievable Economic TRC Potential | 0% | 0% | 0% | 0% | 0% | 0% | 0% | 0% | 0% | 0% | 0% | 0% | 0% | 0% | 0% | 0% | 0% | 0% | 0% | 0% | 0% | 0% | 0% | 0% | 0 | 0 | 0 | 0 | 0 | 0 | 0
F6_Industrial_Wood and Lumber Products_New_Space Heating_Natural Gas_Insulation - Ducting_A_Achievable Economic TRC Potential | F6 | Industrial | Wood and Lumber Products | New | Space Heating | Natural Gas | Insulation - Ducting | A | Standalone Impact on Baseline Winter Peak (%) | Achievable Economic TRC Potential | 0% | 0% | 0% | 0% | 0% | 0% | 0% | 0% | 0% | 0% | 0% | 0% | 0% | 0% | 0% | 0% | 0% | 0% | 0% | 0% | 0% | 0% | 0% | 0% | 0 | 0 | 0 | 0 | 0 | 0 | 0
F7_Industrial_Wood and Lumber Products_New_Space Heating_Natural Gas_Insulation - Ducting_A_Achievable Economic TRC Potential | F7 | Industrial | Wood and Lumber Products | New | Space Heating | Natural Gas | Insulation - Ducting | A | Incremental Energy Savings (MWh or mTherms) | Achievable Economic TRC Potential | 0 | 0 | 0 | 0 | 0 | 0 | 0 | 0 | 0 | 0 | 0 | 0 | 0 | 0 | 0 | 0 | 0 | 0 | 0 | 0 | 0 | 0 | 0 | 0 | 0 | 0 | 0 | 0 | 0 | 0 | 0
F8_Industrial_Wood and Lumber Products_New_Space Heating_Natural Gas_Insulation - Ducting_A_Achievable Economic TRC Potential | F8 | Industrial | Wood and Lumber Products | New | Space Heating | Natural Gas | Insulation - Ducting | A | Incremental Summer Peak Savings (MW) | Achievable Economic TRC Potential | 0 | 0 | 0 | 0 | 0 | 0 | 0 | 0 | 0 | 0 | 0 | 0 | 0 | 0 | 0 | 0 | 0 | 0 | 0 | 0 | 0 | 0 | 0 | 0 | 0 | 0 | 0 | 0 | 0 | 0 | 0
F9_Industrial_Wood and Lumber Products_New_Space Heating_Natural Gas_Insulation - Ducting_A_Achievable Economic TRC Potential | F9 | Industrial | Wood and Lumber Products | New | Space Heating | Natural Gas | Insulation - Ducting | A | Incremental Winter Peak Savings (MW) | Achievable Economic TRC Potential | 0 | 0 | 0 | 0 | 0 | 0 | 0 | 0 | 0 | 0 | 0 | 0 | 0 | 0 | 0 | 0 | 0 | 0 | 0 | 0 | 0 | 0 | 0 | 0 | 0 | 0 | 0 | 0 | 0 | 0 | 0
F10_Industrial_Wood and Lumber Products_New_Space Heating_Natural Gas_Insulation - Ducting_A_Achievable Economic TRC Potential | F10 | Industrial | Wood and Lumber Products | New | Space Heating | Natural Gas | Insulation - Ducting | A | Cumulative Energy Savings (MWh or mTherms) | Achievable Economic TRC Potential | 0 | 0 | 0 | 0 | 0 | 0 | 0 | 0 | 0 | 0 | 0 | 0 | 0 | 0 | 0 | 0 | 0 | 0 | 0 | 0 | 0 | 0 | 0 | 0 | 0 | 0 | 0 | 0 | 0 | 0 | 0
F11_Industrial_Wood and Lumber Products_New_Space Heating_Natural Gas_Insulation - Ducting_A_Achievable Economic TRC Potential | F11 | Industrial | Wood and Lumber Products | New | Space Heating | Natural Gas | Insulation - Ducting | A | Cumulative Summer Peak Savings (MW) | Achievable Economic TRC Potential | 0 | 0 | 0 | 0 | 0 | 0 | 0 | 0 | 0 | 0 | 0 | 0 | 0 | 0 | 0 | 0 | 0 | 0 | 0 | 0 | 0 | 0 | 0 | 0 | 0 | 0 | 0 | 0 | 0 | 0 | 0
F12_Industrial_Wood and Lumber Products_New_Space Heating_Natural Gas_Insulation - Ducting_A_Achievable Economic TRC Potential | F12 | Industrial | Wood and Lumber Products | New | Space Heating | Natural Gas | Insulation - Ducting | A | Cumulative Winter Peak Savings (MW) | Achievable Economic TRC Potential | 0 | 0 | 0 | 0 | 0 | 0 | 0 | 0 | 0 | 0 | 0 | 0 | 0 | 0 | 0 | 0 | 0 | 0 | 0 | 0 | 0 | 0 | 0 | 0 | 0 | 0 | 0 | 0 | 0 | 0 | 0
F13_Industrial_Wood and Lumber Products_New_Space Heating_Natural Gas_Insulation - Ducting_A_Achievable Economic TRC Potential | F13 | Industrial | Wood and Lumber Products | New | Space Heating | Natural Gas | Insulation - Ducting | A | Purchases (Incremental) | Achievable Economic TRC Potential | 0 | 0 | 0 | 0 | 0 | 0 | 0 | 0 | 0 | 0 | 0 | 0 | 0 | 0 | 0 | 0 | 0 | 0 | 0 | 0 | 0 | 0 | 0 | 0 | 0 | 0 | 0 | 0 | 0 | 0 | 0
F14_Industrial_Wood and Lumber Products_New_Space Heating_Natural Gas_Insulation - Ducting_A_Achievable Economic TRC Potential | F14 | Industrial | Wood and Lumber Products | New | Space Heating | Natural Gas | Insulation - Ducting | A | Purchases (Cumulative) | Achievable Economic TRC Potential | 0 | 0 | 0 | 0 | 0 | 0 | 0 | 0 | 0 | 0 | 0 | 0 | 0 | 0 | 0 | 0 | 0 | 0 | 0 | 0 | 0 | 0 | 0 | 0 | 0 | 0 | 0 | 0 | 0 | 0 | 0
F1_Industrial_Wood and Lumber Products_New_Space Heating_Natural Gas_HVAC - Duct Repair and Sealing_A_Achievable Economic TRC Potential | F1 | Industrial | Wood and Lumber Products | New | Space Heating | Natural Gas | HVAC - Duct Repair and Sealing | A | Original Unit Energy Savings (kWh or therms) | Achievable Economic TRC Potential | 0 | 0 | 0 | 0 | 0 | 0 | 0 | 0 | 0 | 0 | 0 | 0 | 0 | 0 | 0 | 0 | 0 | 0 | 0 | 0 | 0 | 0 | 0 | 0 | 0 | 0 | 0 | 0 | 0 | 0 | 0
F2_Industrial_Wood and Lumber Products_New_Space Heating_Natural Gas_HVAC - Duct Repair and Sealing_A_Achievable Economic TRC Potential | F2 | Industrial | Wood and Lumber Products | New | Space Heating | Natural Gas | HVAC - Duct Repair and Sealing | A | Original Unit Summer Peak Savings (kW) | Achievable Economic TRC Potential | 0 | 0 | 0 | 0 | 0 | 0 | 0 | 0 | 0 | 0 | 0 | 0 | 0 | 0 | 0 | 0 | 0 | 0 | 0 | 0 | 0 | 0 | 0 | 0 | 0 | 0 | 0 | 0 | 0 | 0 | 0
F3_Industrial_Wood and Lumber Products_New_Space Heating_Natural Gas_HVAC - Duct Repair and Sealing_A_Achievable Economic TRC Potential | F3 | Industrial | Wood and Lumber Products | New | Space Heating | Natural Gas | HVAC - Duct Repair and Sealing | A | Original Unit Winter Peak Savings (kW) | Achievable Economic TRC Potential | 0 | 0 | 0 | 0 | 0 | 0 | 0 | 0 | 0 | 0 | 0 | 0 | 0 | 0 | 0 | 0 | 0 | 0 | 0 | 0 | 0 | 0 | 0 | 0 | 0 | 0 | 0 | 0 | 0 | 0 | 0
F4_Industrial_Wood and Lumber Products_New_Space Heating_Natural Gas_HVAC - Duct Repair and Sealing_A_Achievable Economic TRC Potential | F4 | Industrial | Wood and Lumber Products | New | Space Heating | Natural Gas | HVAC - Duct Repair and Sealing | A | Standalone Impact on Baseline Energy (%) | Achievable Economic TRC Potential | 0% | 0% | 0% | 0% | 0% | 0% | 0% | 0% | 0% | 0% | 0% | 0% | 0% | 0% | 0% | 0% | 0% | 0% | 0% | 0% | 0% | 0% | 0% | 0% | 0 | 0 | 0 | 0 | 0 | 0 | 0
F5_Industrial_Wood and Lumber Products_New_Space Heating_Natural Gas_HVAC - Duct Repair and Sealing_A_Achievable Economic TRC Potential | F5 | Industrial | Wood and Lumber Products | New | Space Heating | Natural Gas | HVAC - Duct Repair and Sealing | A | Standalone Impact on Baseline Summer Peak (%) | Achievable Economic TRC Potential | 0% | 0% | 0% | 0% | 0% | 0% | 0% | 0% | 0% | 0% | 0% | 0% | 0% | 0% | 0% | 0% | 0% | 0% | 0% | 0% | 0% | 0% | 0% | 0% | 0 | 0 | 0 | 0 | 0 | 0 | 0
F6_Industrial_Wood and Lumber Products_New_Space Heating_Natural Gas_HVAC - Duct Repair and Sealing_A_Achievable Economic TRC Potential | F6 | Industrial | Wood and Lumber Products | New | Space Heating | Natural Gas | HVAC - Duct Repair and Sealing | A | Standalone Impact on Baseline Winter Peak (%) | Achievable Economic TRC Potential | 0% | 0% | 0% | 0% | 0% | 0% | 0% | 0% | 0% | 0% | 0% | 0% | 0% | 0% | 0% | 0% | 0% | 0% | 0% | 0% | 0% | 0% | 0% | 0% | 0 | 0 | 0 | 0 | 0 | 0 | 0
F7_Industrial_Wood and Lumber Products_New_Space Heating_Natural Gas_HVAC - Duct Repair and Sealing_A_Achievable Economic TRC Potential | F7 | Industrial | Wood and Lumber Products | New | Space Heating | Natural Gas | HVAC - Duct Repair and Sealing | A | Incremental Energy Savings (MWh or mTherms) | Achievable Economic TRC Potential | 0 | 0 | 0 | 0 | 0 | 0 | 0 | 0 | 0 | 0 | 0 | 0 | 0 | 0 | 0 | 0 | 0 | 0 | 0 | 0 | 0 | 0 | 0 | 0 | 0 | 0 | 0 | 0 | 0 | 0 | 0
F8_Industrial_Wood and Lumber Products_New_Space Heating_Natural Gas_HVAC - Duct Repair and Sealing_A_Achievable Economic TRC Potential | F8 | Industrial | Wood and Lumber Products | New | Space Heating | Natural Gas | HVAC - Duct Repair and Sealing | A | Incremental Summer Peak Savings (MW) | Achievable Economic TRC Potential | 0 | 0 | 0 | 0 | 0 | 0 | 0 | 0 | 0 | 0 | 0 | 0 | 0 | 0 | 0 | 0 | 0 | 0 | 0 | 0 | 0 | 0 | 0 | 0 | 0 | 0 | 0 | 0 | 0 | 0 | 0
F9_Industrial_Wood and Lumber Products_New_Space Heating_Natural Gas_HVAC - Duct Repair and Sealing_A_Achievable Economic TRC Potential | F9 | Industrial | Wood and Lumber Products | New | Space Heating | Natural Gas | HVAC - Duct Repair and Sealing | A | Incremental Winter Peak Savings (MW) | Achievable Economic TRC Potential | 0 | 0 | 0 | 0 | 0 | 0 | 0 | 0 | 0 | 0 | 0 | 0 | 0 | 0 | 0 | 0 | 0 | 0 | 0 | 0 | 0 | 0 | 0 | 0 | 0 | 0 | 0 | 0 | 0 | 0 | 0
F10_Industrial_Wood and Lumber Products_New_Space Heating_Natural Gas_HVAC - Duct Repair and Sealing_A_Achievable Economic TRC Potential | F10 | Industrial | Wood and Lumber Products | New | Space Heating | Natural Gas | HVAC - Duct Repair and Sealing | A | Cumulative Energy Savings (MWh or mTherms) | Achievable Economic TRC Potential | 0 | 0 | 0 | 0 | 0 | 0 | 0 | 0 | 0 | 0 | 0 | 0 | 0 | 0 | 0 | 0 | 0 | 0 | 0 | 0 | 0 | 0 | 0 | 0 | 0 | 0 | 0 | 0 | 0 | 0 | 0
F11_Industrial_Wood and Lumber Products_New_Space Heating_Natural Gas_HVAC - Duct Repair and Sealing_A_Achievable Economic TRC Potential | F11 | Industrial | Wood and Lumber Products | New | Space Heating | Natural Gas | HVAC - Duct Repair and Sealing | A | Cumulative Summer Peak Savings (MW) | Achievable Economic TRC Potential | 0 | 0 | 0 | 0 | 0 | 0 | 0 | 0 | 0 | 0 | 0 | 0 | 0 | 0 | 0 | 0 | 0 | 0 | 0 | 0 | 0 | 0 | 0 | 0 | 0 | 0 | 0 | 0 | 0 | 0 | 0
F12_Industrial_Wood and Lumber Products_New_Space Heating_Natural Gas_HVAC - Duct Repair and Sealing_A_Achievable Economic TRC Potential | F12 | Industrial | Wood and Lumber Products | New | Space Heating | Natural Gas | HVAC - Duct Repair and Sealing | A | Cumulative Winter Peak Savings (MW) | Achievable Economic TRC Potential | 0 | 0 | 0 | 0 | 0 | 0 | 0 | 0 | 0 | 0 | 0 | 0 | 0 | 0 | 0 | 0 | 0 | 0 | 0 | 0 | 0 | 0 | 0 | 0 | 0 | 0 | 0 | 0 | 0 | 0 | 0
F13_Industrial_Wood and Lumber Products_New_Space Heating_Natural Gas_HVAC - Duct Repair and Sealing_A_Achievable Economic TRC Potential | F13 | Industrial | Wood and Lumber Products | New | Space Heating | Natural Gas | HVAC - Duct Repair and Sealing | A | Purchases (Incremental) | Achievable Economic TRC Potential | 0 | 0 | 0 | 0 | 0 | 0 | 0 | 0 | 0 | 0 | 0 | 0 | 0 | 0 | 0 | 0 | 0 | 0 | 0 | 0 | 0 | 0 | 0 | 0 | 0 | 0 | 0 | 0 | 0 | 0 | 0
F14_Industrial_Wood and Lumber Products_New_Space Heating_Natural Gas_HVAC - Duct Repair and Sealing_A_Achievable Economic TRC Potential | F14 | Industrial | Wood and Lumber Products | New | Space Heating | Natural Gas | HVAC - Duct Repair and Sealing | A | Purchases (Cumulative) | Achievable Economic TRC Potential | 0 | 0 | 0 | 0 | 0 | 0 | 0 | 0 | 0 | 0 | 0 | 0 | 0 | 0 | 0 | 0 | 0 | 0 | 0 | 0 | 0 | 0 | 0 | 0 | 0 | 0 | 0 | 0 | 0 | 0 | 0
F1_Industrial_Wood and Lumber Products_New_Space Heating_Natural Gas_Windows - High Efficiency_A_Achievable Economic TRC Potential | F1 | Industrial | Wood and Lumber Products | New | Space Heating | Natural Gas | Windows - High Efficiency | A | Original Unit Energy Savings (kWh or therms) | Achievable Economic TRC Potential | 0 | 0 | 0 | 0 | 0 | 0.0053664 | 0.005297 | 0.0052464 | 0.0052081 | 0.0051778 | 0.0051533 | 0.0051246 | 0.0050945 | 0.0050648 | 0.0050361 | 0.0050136 | 0.0049958 | 0.0049817 | 0.0049593 | 0.0049429 | 0.004931 | 0.0049217 | 0.0049217 | 0.0049217 | 0.0049217 | 0.0049217 | 0.0049217 | 0.0049217 | 0 | 0 | 0
F2_Industrial_Wood and Lumber Products_New_Space Heating_Natural Gas_Windows - High Efficiency_A_Achievable Economic TRC Potential | F2 | Industrial | Wood and Lumber Products | New | Space Heating | Natural Gas | Windows - High Efficiency | A | Original Unit Summer Peak Savings (kW) | Achievable Economic TRC Potential | 0 | 0 | 0 | 0 | 0 | 0 | 0 | 0 | 0 | 0 | 0 | 0 | 0 | 0 | 0 | 0 | 0 | 0 | 0 | 0 | 0 | 0 | 0 | 0 | 0 | 0 | 0 | 0 | 0 | 0 | 0
F3_Industrial_Wood and Lumber Products_New_Space Heating_Natural Gas_Windows - High Efficiency_A_Achievable Economic TRC Potential | F3 | Industrial | Wood and Lumber Products | New | Space Heating | Natural Gas | Windows - High Efficiency | A | Original Unit Winter Peak Savings (kW) | Achievable Economic TRC Potential | 0 | 0 | 0 | 0 | 0 | 0 | 0 | 0 | 0 | 0 | 0 | 0 | 0 | 0 | 0 | 0 | 0 | 0 | 0 | 0 | 0 | 0 | 0 | 0 | 0 | 0 | 0 | 0 | 0 | 0 | 0
F4_Industrial_Wood and Lumber Products_New_Space Heating_Natural Gas_Windows - High Efficiency_A_Achievable Economic TRC Potential | F4 | Industrial | Wood and Lumber Products | New | Space Heating | Natural Gas | Windows - High Efficiency | A | Standalone Impact on Baseline Energy (%) | Achievable Economic TRC Potential | 0% | 0% | 0% | 0% | 0% | 0% | 0% | 0% | 0% | 0% | 0% | 0% | 0% | 0% | 0% | 0% | 0% | 0% | 0% | 0% | 0% | 0% | 0% | 0% | 0 | 0 | 0 | 0 | 0 | 0 | 0
F5_Industrial_Wood and Lumber Products_New_Space Heating_Natural Gas_Windows - High Efficiency_A_Achievable Economic TRC Potential | F5 | Industrial | Wood and Lumber Products | New | Space Heating | Natural Gas | Windows - High Efficiency | A | Standalone Impact on Baseline Summer Peak (%) | Achievable Economic TRC Potential | 0% | 0% | 0% | 0% | 0% | 0% | 0% | 0% | 0% | 0% | 0% | 0% | 0% | 0% | 0% | 0% | 0% | 0% | 0% | 0% | 0% | 0% | 0% | 0% | 0 | 0 | 0 | 0 | 0 | 0 | 0
F6_Industrial_Wood and Lumber Products_New_Space Heating_Natural Gas_Windows - High Efficiency_A_Achievable Economic TRC Potential | F6 | Industrial | Wood and Lumber Products | New | Space Heating | Natural Gas | Windows - High Efficiency | A | Standalone Impact on Baseline Winter Peak (%) | Achievable Economic TRC Potential | 0% | 0% | 0% | 0% | 0% | 0% | 0% | 0% | 0% | 0% | 0% | 0% | 0% | 0% | 0% | 0% | 0% | 0% | 0% | 0% | 0% | 0% | 0% | 0% | 0 | 0 | 0 | 0 | 0 | 0 | 0
F7_Industrial_Wood and Lumber Products_New_Space Heating_Natural Gas_Windows - High Efficiency_A_Achievable Economic TRC Potential | F7 | Industrial | Wood and Lumber Products | New | Space Heating | Natural Gas | Windows - High Efficiency | A | Incremental Energy Savings (MWh or mTherms) | Achievable Economic TRC Potential | 0 | 0 | 0 | 0 | 0 | 0 | 0 | 0 | 0 | 0 | 0 | 0 | 0 | 0 | 0 | 0 | 0 | 0 | 0 | 0 | 0 | 0 | 0 | 0 | 0 | 0 | 0 | 0 | 0 | 0 | 0
F8_Industrial_Wood and Lumber Products_New_Space Heating_Natural Gas_Windows - High Efficiency_A_Achievable Economic TRC Potential | F8 | Industrial | Wood and Lumber Products | New | Space Heating | Natural Gas | Windows - High Efficiency | A | Incremental Summer Peak Savings (MW) | Achievable Economic TRC Potential | 0 | 0 | 0 | 0 | 0 | 0 | 0 | 0 | 0 | 0 | 0 | 0 | 0 | 0 | 0 | 0 | 0 | 0 | 0 | 0 | 0 | 0 | 0 | 0 | 0 | 0 | 0 | 0 | 0 | 0 | 0
F9_Industrial_Wood and Lumber Products_New_Space Heating_Natural Gas_Windows - High Efficiency_A_Achievable Economic TRC Potential | F9 | Industrial | Wood and Lumber Products | New | Space Heating | Natural Gas | Windows - High Efficiency | A | Incremental Winter Peak Savings (MW) | Achievable Economic TRC Potential | 0 | 0 | 0 | 0 | 0 | 0 | 0 | 0 | 0 | 0 | 0 | 0 | 0 | 0 | 0 | 0 | 0 | 0 | 0 | 0 | 0 | 0 | 0 | 0 | 0 | 0 | 0 | 0 | 0 | 0 | 0
F10_Industrial_Wood and Lumber Products_New_Space Heating_Natural Gas_Windows - High Efficiency_A_Achievable Economic TRC Potential | F10 | Industrial | Wood and Lumber Products | New | Space Heating | Natural Gas | Windows - High Efficiency | A | Cumulative Energy Savings (MWh or mTherms) | Achievable Economic TRC Potential | 0 | 0 | 0 | 0 | 0 | 0 | 0 | 0 | 0 | 0 | 0 | 0 | 0 | 0 | 0 | 0 | 0 | 0 | 0 | 0 | 0 | 0 | 0 | 0 | 0 | 0 | 0 | 0 | 0 | 0 | 0
F11_Industrial_Wood and Lumber Products_New_Space Heating_Natural Gas_Windows - High Efficiency_A_Achievable Economic TRC Potential | F11 | Industrial | Wood and Lumber Products | New | Space Heating | Natural Gas | Windows - High Efficiency | A | Cumulative Summer Peak Savings (MW) | Achievable Economic TRC Potential | 0 | 0 | 0 | 0 | 0 | 0 | 0 | 0 | 0 | 0 | 0 | 0 | 0 | 0 | 0 | 0 | 0 | 0 | 0 | 0 | 0 | 0 | 0 | 0 | 0 | 0 | 0 | 0 | 0 | 0 | 0
F12_Industrial_Wood and Lumber Products_New_Space Heating_Natural Gas_Windows - High Efficiency_A_Achievable Economic TRC Potential | F12 | Industrial | Wood and Lumber Products | New | Space Heating | Natural Gas | Windows - High Efficiency | A | Cumulative Winter Peak Savings (MW) | Achievable Economic TRC Potential | 0 | 0 | 0 | 0 | 0 | 0 | 0 | 0 | 0 | 0 | 0 | 0 | 0 | 0 | 0 | 0 | 0 | 0 | 0 | 0 | 0 | 0 | 0 | 0 | 0 | 0 | 0 | 0 | 0 | 0 | 0
F13_Industrial_Wood and Lumber Products_New_Space Heating_Natural Gas_Windows - High Efficiency_A_Achievable Economic TRC Potential | F13 | Industrial | Wood and Lumber Products | New | Space Heating | Natural Gas | Windows - High Efficiency | A | Purchases (Incremental) | Achievable Economic TRC Potential | 0 | 0 | 0 | 0 | 0 | 0 | 0 | 0 | 0 | 0 | 0 | 0 | 0 | 0 | 0 | 0 | 0 | 0 | 0 | 0 | 0 | 0 | 0 | 0 | 0 | 0 | 0 | 0 | 0 | 0 | 0
F14_Industrial_Wood and Lumber Products_New_Space Heating_Natural Gas_Windows - High Efficiency_A_Achievable Economic TRC Potential | F14 | Industrial | Wood and Lumber Products | New | Space Heating | Natural Gas | Windows - High Efficiency | A | Purchases (Cumulative) | Achievable Economic TRC Potential | 0 | 0 | 0 | 0 | 0 | 0 | 0 | 0 | 0 | 0 | 0 | 0 | 0 | 0 | 0 | 0 | 0 | 0 | 0 | 0 | 0 | 0 | 0 | 0 | 0 | 0 | 0 | 0 | 0 | 0 | 0
F1_Industrial_Wood and Lumber Products_New_Space Heating_Natural Gas_Gas Boiler - Maintenance_A_Achievable Economic TRC Potential | F1 | Industrial | Wood and Lumber Products | New | Space Heating | Natural Gas | Gas Boiler - Maintenance | A | Original Unit Energy Savings (kWh or therms) | Achievable Economic TRC Potential | 0 | 0 | 0 | 0 | 0 | 0 | 0 | 0 | 0 | 0 | 0 | 0 | 0 | 0 | 0 | 0 | 0 | 0 | 0 | 0 | 0 | 0 | 0 | 0 | 0 | 0 | 0 | 0 | 0 | 0 | 0
F2_Industrial_Wood and Lumber Products_New_Space Heating_Natural Gas_Gas Boiler - Maintenance_A_Achievable Economic TRC Potential | F2 | Industrial | Wood and Lumber Products | New | Space Heating | Natural Gas | Gas Boiler - Maintenance | A | Original Unit Summer Peak Savings (kW) | Achievable Economic TRC Potential | 0 | 0 | 0 | 0 | 0 | 0 | 0 | 0 | 0 | 0 | 0 | 0 | 0 | 0 | 0 | 0 | 0 | 0 | 0 | 0 | 0 | 0 | 0 | 0 | 0 | 0 | 0 | 0 | 0 | 0 | 0
F3_Industrial_Wood and Lumber Products_New_Space Heating_Natural Gas_Gas Boiler - Maintenance_A_Achievable Economic TRC Potential | F3 | Industrial | Wood and Lumber Products | New | Space Heating | Natural Gas | Gas Boiler - Maintenance | A | Original Unit Winter Peak Savings (kW) | Achievable Economic TRC Potential | 0 | 0 | 0 | 0 | 0 | 0 | 0 | 0 | 0 | 0 | 0 | 0 | 0 | 0 | 0 | 0 | 0 | 0 | 0 | 0 | 0 | 0 | 0 | 0 | 0 | 0 | 0 | 0 | 0 | 0 | 0
F4_Industrial_Wood and Lumber Products_New_Space Heating_Natural Gas_Gas Boiler - Maintenance_A_Achievable Economic TRC Potential | F4 | Industrial | Wood and Lumber Products | New | Space Heating | Natural Gas | Gas Boiler - Maintenance | A | Standalone Impact on Baseline Energy (%) | Achievable Economic TRC Potential | 0% | 0% | 0% | 0% | 0% | 0% | 0% | 0% | 0% | 0% | 0% | 0% | 0% | 0% | 0% | 0% | 0% | 0% | 0% | 0% | 0% | 0% | 0% | 0% | 0 | 0 | 0 | 0 | 0 | 0 | 0
F5_Industrial_Wood and Lumber Products_New_Space Heating_Natural Gas_Gas Boiler - Maintenance_A_Achievable Economic TRC Potential | F5 | Industrial | Wood and Lumber Products | New | Space Heating | Natural Gas | Gas Boiler - Maintenance | A | Standalone Impact on Baseline Summer Peak (%) | Achievable Economic TRC Potential | 0% | 0% | 0% | 0% | 0% | 0% | 0% | 0% | 0% | 0% | 0% | 0% | 0% | 0% | 0% | 0% | 0% | 0% | 0% | 0% | 0% | 0% | 0% | 0% | 0 | 0 | 0 | 0 | 0 | 0 | 0
F6_Industrial_Wood and Lumber Products_New_Space Heating_Natural Gas_Gas Boiler - Maintenance_A_Achievable Economic TRC Potential | F6 | Industrial | Wood and Lumber Products | New | Space Heating | Natural Gas | Gas Boiler - Maintenance | A | Standalone Impact on Baseline Winter Peak (%) | Achievable Economic TRC Potential | 0% | 0% | 0% | 0% | 0% | 0% | 0% | 0% | 0% | 0% | 0% | 0% | 0% | 0% | 0% | 0% | 0% | 0% | 0% | 0% | 0% | 0% | 0% | 0% | 0 | 0 | 0 | 0 | 0 | 0 | 0
F7_Industrial_Wood and Lumber Products_New_Space Heating_Natural Gas_Gas Boiler - Maintenance_A_Achievable Economic TRC Potential | F7 | Industrial | Wood and Lumber Products | New | Space Heating | Natural Gas | Gas Boiler - Maintenance | A | Incremental Energy Savings (MWh or mTherms) | Achievable Economic TRC Potential | 0 | 0 | 0 | 0 | 0 | 0 | 0 | 0 | 0 | 0 | 0 | 0 | 0 | 0 | 0 | 0 | 0 | 0 | 0 | 0 | 0 | 0 | 0 | 0 | 0 | 0 | 0 | 0 | 0 | 0 | 0
F8_Industrial_Wood and Lumber Products_New_Space Heating_Natural Gas_Gas Boiler - Maintenance_A_Achievable Economic TRC Potential | F8 | Industrial | Wood and Lumber Products | New | Space Heating | Natural Gas | Gas Boiler - Maintenance | A | Incremental Summer Peak Savings (MW) | Achievable Economic TRC Potential | 0 | 0 | 0 | 0 | 0 | 0 | 0 | 0 | 0 | 0 | 0 | 0 | 0 | 0 | 0 | 0 | 0 | 0 | 0 | 0 | 0 | 0 | 0 | 0 | 0 | 0 | 0 | 0 | 0 | 0 | 0
F9_Industrial_Wood and Lumber Products_New_Space Heating_Natural Gas_Gas Boiler - Maintenance_A_Achievable Economic TRC Potential | F9 | Industrial | Wood and Lumber Products | New | Space Heating | Natural Gas | Gas Boiler - Maintenance | A | Incremental Winter Peak Savings (MW) | Achievable Economic TRC Potential | 0 | 0 | 0 | 0 | 0 | 0 | 0 | 0 | 0 | 0 | 0 | 0 | 0 | 0 | 0 | 0 | 0 | 0 | 0 | 0 | 0 | 0 | 0 | 0 | 0 | 0 | 0 | 0 | 0 | 0 | 0
F10_Industrial_Wood and Lumber Products_New_Space Heating_Natural Gas_Gas Boiler - Maintenance_A_Achievable Economic TRC Potential | F10 | Industrial | Wood and Lumber Products | New | Space Heating | Natural Gas | Gas Boiler - Maintenance | A | Cumulative Energy Savings (MWh or mTherms) | Achievable Economic TRC Potential | 0 | 0 | 0 | 0 | 0 | 0 | 0 | 0 | 0 | 0 | 0 | 0 | 0 | 0 | 0 | 0 | 0 | 0 | 0 | 0 | 0 | 0 | 0 | 0 | 0 | 0 | 0 | 0 | 0 | 0 | 0
F11_Industrial_Wood and Lumber Products_New_Space Heating_Natural Gas_Gas Boiler - Maintenance_A_Achievable Economic TRC Potential | F11 | Industrial | Wood and Lumber Products | New | Space Heating | Natural Gas | Gas Boiler - Maintenance | A | Cumulative Summer Peak Savings (MW) | Achievable Economic TRC Potential | 0 | 0 | 0 | 0 | 0 | 0 | 0 | 0 | 0 | 0 | 0 | 0 | 0 | 0 | 0 | 0 | 0 | 0 | 0 | 0 | 0 | 0 | 0 | 0 | 0 | 0 | 0 | 0 | 0 | 0 | 0
F12_Industrial_Wood and Lumber Products_New_Space Heating_Natural Gas_Gas Boiler - Maintenance_A_Achievable Economic TRC Potential | F12 | Industrial | Wood and Lumber Products | New | Space Heating | Natural Gas | Gas Boiler - Maintenance | A | Cumulative Winter Peak Savings (MW) | Achievable Economic TRC Potential | 0 | 0 | 0 | 0 | 0 | 0 | 0 | 0 | 0 | 0 | 0 | 0 | 0 | 0 | 0 | 0 | 0 | 0 | 0 | 0 | 0 | 0 | 0 | 0 | 0 | 0 | 0 | 0 | 0 | 0 | 0
F13_Industrial_Wood and Lumber Products_New_Space Heating_Natural Gas_Gas Boiler - Maintenance_A_Achievable Economic TRC Potential | F13 | Industrial | Wood and Lumber Products | New | Space Heating | Natural Gas | Gas Boiler - Maintenance | A | Purchases (Incremental) | Achievable Economic TRC Potential | 0 | 0 | 0 | 0 | 0 | 0 | 0 | 0 | 0 | 0 | 0 | 0 | 0 | 0 | 0 | 0 | 0 | 0 | 0 | 0 | 0 | 0 | 0 | 0 | 0 | 0 | 0 | 0 | 0 | 0 | 0
F14_Industrial_Wood and Lumber Products_New_Space Heating_Natural Gas_Gas Boiler - Maintenance_A_Achievable Economic TRC Potential | F14 | Industrial | Wood and Lumber Products | New | Space Heating | Natural Gas | Gas Boiler - Maintenance | A | Purchases (Cumulative) | Achievable Economic TRC Potential | 0 | 0 | 0 | 0 | 0 | 0 | 0 | 0 | 0 | 0 | 0 | 0 | 0 | 0 | 0 | 0 | 0 | 0 | 0 | 0 | 0 | 0 | 0 | 0 | 0 | 0 | 0 | 0 | 0 | 0 | 0
F1_Industrial_Wood and Lumber Products_New_Process_Natural Gas_Gas Boiler - Maintenance_A_Achievable Economic TRC Potential | F1 | Industrial | Wood and Lumber Products | New | Process | Natural Gas | Gas Boiler - Maintenance | A | Original Unit Energy Savings (kWh or therms) | Achievable Economic TRC Potential | 0 | 0 | 0 | 0 | 0 | 6.3264 | 6.3264 | 6.3264 | 6.3264 | 6.3264 | 6.3264 | 6.3264 | 6.3264 | 6.3264 | 6.3264 | 6.3264 | 6.3264 | 6.3264 | 6.3264 | 6.3264 | 6.3264 | 6.3264 | 6.3264 | 6.3264 | 6.3264 | 6.3264 | 6.3264 | 6.3264 | 6.3264 | 6.3264 | 6.3264
F2_Industrial_Wood and Lumber Products_New_Process_Natural Gas_Gas Boiler - Maintenance_A_Achievable Economic TRC Potential | F2 | Industrial | Wood and Lumber Products | New | Process | Natural Gas | Gas Boiler - Maintenance | A | Original Unit Summer Peak Savings (kW) | Achievable Economic TRC Potential | 0 | 0 | 0 | 0 | 0 | 0 | 0 | 0 | 0 | 0 | 0 | 0 | 0 | 0 | 0 | 0 | 0 | 0 | 0 | 0 | 0 | 0 | 0 | 0 | 0 | 0 | 0 | 0 | 0 | 0 | 0
F3_Industrial_Wood and Lumber Products_New_Process_Natural Gas_Gas Boiler - Maintenance_A_Achievable Economic TRC Potential | F3 | Industrial | Wood and Lumber Products | New | Process | Natural Gas | Gas Boiler - Maintenance | A | Original Unit Winter Peak Savings (kW) | Achievable Economic TRC Potential | 0 | 0 | 0 | 0 | 0 | 0 | 0 | 0 | 0 | 0 | 0 | 0 | 0 | 0 | 0 | 0 | 0 | 0 | 0 | 0 | 0 | 0 | 0 | 0 | 0 | 0 | 0 | 0 | 0 | 0 | 0
F4_Industrial_Wood and Lumber Products_New_Process_Natural Gas_Gas Boiler - Maintenance_A_Achievable Economic TRC Potential | F4 | Industrial | Wood and Lumber Products | New | Process | Natural Gas | Gas Boiler - Maintenance | A | Standalone Impact on Baseline Energy (%) | Achievable Economic TRC Potential | 0% | 0% | 0% | 0% | 0% | 0.007147% | 0.01104% | 0.01302% | 0.01148% | 0.01027% | 0.009286% | 0.008484% | 0.007811% | 0.007239% | 0.006752% | 0.006324% | 0.005951% | 0.00562% | 0.005325% | 0.005061% | 0.004823% | 0.004606% | 0.004409% | 0.004229% | 4.0631e-05 | 3.9104e-05 | 3.7692e-05 | 3.6382e-05 | 0 | 0 | 0
F5_Industrial_Wood and Lumber Products_New_Process_Natural Gas_Gas Boiler - Maintenance_A_Achievable Economic TRC Potential | F5 | Industrial | Wood and Lumber Products | New | Process | Natural Gas | Gas Boiler - Maintenance | A | Standalone Impact on Baseline Summer Peak (%) | Achievable Economic TRC Potential | 0% | 0% | 0% | 0% | 0% | 0% | 0% | 0% | 0% | 0% | 0% | 0% | 0% | 0% | 0% | 0% | 0% | 0% | 0% | 0% | 0% | 0% | 0% | 0% | 0 | 0 | 0 | 0 | 0 | 0 | 0
F6_Industrial_Wood and Lumber Products_New_Process_Natural Gas_Gas Boiler - Maintenance_A_Achievable Economic TRC Potential | F6 | Industrial | Wood and Lumber Products | New | Process | Natural Gas | Gas Boiler - Maintenance | A | Standalone Impact on Baseline Winter Peak (%) | Achievable Economic TRC Potential | 0% | 0% | 0% | 0% | 0% | 0% | 0% | 0% | 0% | 0% | 0% | 0% | 0% | 0% | 0% | 0% | 0% | 0% | 0% | 0% | 0% | 0% | 0% | 0% | 0 | 0 | 0 | 0 | 0 | 0 | 0
F7_Industrial_Wood and Lumber Products_New_Process_Natural Gas_Gas Boiler - Maintenance_A_Achievable Economic TRC Potential | F7 | Industrial | Wood and Lumber Products | New | Process | Natural Gas | Gas Boiler - Maintenance | A | Incremental Energy Savings (MWh or mTherms) | Achievable Economic TRC Potential | 0 | 0 | 0 | 0 | 0 | 0.0042346 | 0.0035164 | 0.0028137 | 0.0042346 | 0.0035164 | 0.0028137 | 0.0042346 | 0.0035164 | 0.0028137 | 0.0042346 | 0.0035164 | 0.0028137 | 0.0042346 | 0.0035164 | 0.0028137 | 0.0042346 | 0.0035164 | 0.0028137 | 0.0042346 | 0.0035164 | 0.0028137 | 0.0042346 | 0.0035164 | 0.0028137 | 0.0042346 | 0.0035164
F8_Industrial_Wood and Lumber Products_New_Process_Natural Gas_Gas Boiler - Maintenance_A_Achievable Economic TRC Potential | F8 | Industrial | Wood and Lumber Products | New | Process | Natural Gas | Gas Boiler - Maintenance | A | Incremental Summer Peak Savings (MW) | Achievable Economic TRC Potential | 0 | 0 | 0 | 0 | 0 | 0 | 0 | 0 | 0 | 0 | 0 | 0 | 0 | 0 | 0 | 0 | 0 | 0 | 0 | 0 | 0 | 0 | 0 | 0 | 0 | 0 | 0 | 0 | 0 | 0 | 0
F9_Industrial_Wood and Lumber Products_New_Process_Natural Gas_Gas Boiler - Maintenance_A_Achievable Economic TRC Potential | F9 | Industrial | Wood and Lumber Products | New | Process | Natural Gas | Gas Boiler - Maintenance | A | Incremental Winter Peak Savings (MW) | Achievable Economic TRC Potential | 0 | 0 | 0 | 0 | 0 | 0 | 0 | 0 | 0 | 0 | 0 | 0 | 0 | 0 | 0 | 0 | 0 | 0 | 0 | 0 | 0 | 0 | 0 | 0 | 0 | 0 | 0 | 0 | 0 | 0 | 0
F10_Industrial_Wood and Lumber Products_New_Process_Natural Gas_Gas Boiler - Maintenance_A_Achievable Economic TRC Potential | F10 | Industrial | Wood and Lumber Products | New | Process | Natural Gas | Gas Boiler - Maintenance | A | Cumulative Energy Savings (MWh or mTherms) | Achievable Economic TRC Potential | 0 | 0 | 0 | 0 | 0 | 0.0042346 | 0.0077511 | 0.010565 | 0.010565 | 0.010565 | 0.010565 | 0.010565 | 0.010565 | 0.010565 | 0.010565 | 0.010565 | 0.010565 | 0.010565 | 0.010565 | 0.010565 | 0.010565 | 0.010565 | 0.010565 | 0.010565 | 0.010565 | 0.010565 | 0.010565 | 0.010565 | 0.010565 | 0.010565 | 0.010565
F11_Industrial_Wood and Lumber Products_New_Process_Natural Gas_Gas Boiler - Maintenance_A_Achievable Economic TRC Potential | F11 | Industrial | Wood and Lumber Products | New | Process | Natural Gas | Gas Boiler - Maintenance | A | Cumulative Summer Peak Savings (MW) | Achievable Economic TRC Potential | 0 | 0 | 0 | 0 | 0 | 0 | 0 | 0 | 0 | 0 | 0 | 0 | 0 | 0 | 0 | 0 | 0 | 0 | 0 | 0 | 0 | 0 | 0 | 0 | 0 | 0 | 0 | 0 | 0 | 0 | 0
F12_Industrial_Wood and Lumber Products_New_Process_Natural Gas_Gas Boiler - Maintenance_A_Achievable Economic TRC Potential | F12 | Industrial | Wood and Lumber Products | New | Process | Natural Gas | Gas Boiler - Maintenance | A | Cumulative Winter Peak Savings (MW) | Achievable Economic TRC Potential | 0 | 0 | 0 | 0 | 0 | 0 | 0 | 0 | 0 | 0 | 0 | 0 | 0 | 0 | 0 | 0 | 0 | 0 | 0 | 0 | 0 | 0 | 0 | 0 | 0 | 0 | 0 | 0 | 0 | 0 | 0
F13_Industrial_Wood and Lumber Products_New_Process_Natural Gas_Gas Boiler - Maintenance_A_Achievable Economic TRC Potential | F13 | Industrial | Wood and Lumber Products | New | Process | Natural Gas | Gas Boiler - Maintenance | A | Purchases (Incremental) | Achievable Economic TRC Potential | 0 | 0 | 0 | 0 | 0 | 0.66936 | 0.55584 | 0.44475 | 0.66936 | 0.55584 | 0.44475 | 0.66936 | 0.55584 | 0.44475 | 0.66936 | 0.55584 | 0.44475 | 0.66936 | 0.55584 | 0.44475 | 0.66936 | 0.55584 | 0.44475 | 0.66936 | 0.55584 | 0.44475 | 0.66936 | 0.55584 | 0.44475 | 0.66936 | 0.55584
F14_Industrial_Wood and Lumber Products_New_Process_Natural Gas_Gas Boiler - Maintenance_A_Achievable Economic TRC Potential | F14 | Industrial | Wood and Lumber Products | New | Process | Natural Gas | Gas Boiler - Maintenance | A | Purchases (Cumulative) | Achievable Economic TRC Potential | 0 | 0 | 0 | 0 | 0 | 0.66936 | 1.2252 | 1.6699 | 1.6699 | 1.6699 | 1.6699 | 1.6699 | 1.6699 | 1.6699 | 1.6699 | 1.6699 | 1.6699 | 1.6699 | 1.6699 | 1.6699 | 1.6699 | 1.6699 | 1.6699 | 1.6699 | 1.6699 | 1.6699 | 1.6699 | 1.6699 | 1.6699 | 1.6699 | 1.6699
F1_Industrial_Wood and Lumber Products_New_Space Heating_Natural Gas_Gas Furnace - Maintenance_A_Achievable Economic TRC Potential | F1 | Industrial | Wood and Lumber Products | New | Space Heating | Natural Gas | Gas Furnace - Maintenance | A | Original Unit Energy Savings (kWh or therms) | Achievable Economic TRC Potential | 0 | 0 | 0 | 0 | 0 | 0 | 0 | 0 | 0 | 0 | 0 | 0 | 0 | 0 | 0 | 0 | 0 | 0 | 0 | 0 | 0 | 0 | 0 | 0 | 0 | 0 | 0 | 0 | 0 | 0 | 0
F2_Industrial_Wood and Lumber Products_New_Space Heating_Natural Gas_Gas Furnace - Maintenance_A_Achievable Economic TRC Potential | F2 | Industrial | Wood and Lumber Products | New | Space Heating | Natural Gas | Gas Furnace - Maintenance | A | Original Unit Summer Peak Savings (kW) | Achievable Economic TRC Potential | 0 | 0 | 0 | 0 | 0 | 0 | 0 | 0 | 0 | 0 | 0 | 0 | 0 | 0 | 0 | 0 | 0 | 0 | 0 | 0 | 0 | 0 | 0 | 0 | 0 | 0 | 0 | 0 | 0 | 0 | 0
F3_Industrial_Wood and Lumber Products_New_Space Heating_Natural Gas_Gas Furnace - Maintenance_A_Achievable Economic TRC Potential | F3 | Industrial | Wood and Lumber Products | New | Space Heating | Natural Gas | Gas Furnace - Maintenance | A | Original Unit Winter Peak Savings (kW) | Achievable Economic TRC Potential | 0 | 0 | 0 | 0 | 0 | 0 | 0 | 0 | 0 | 0 | 0 | 0 | 0 | 0 | 0 | 0 | 0 | 0 | 0 | 0 | 0 | 0 | 0 | 0 | 0 | 0 | 0 | 0 | 0 | 0 | 0
F4_Industrial_Wood and Lumber Products_New_Space Heating_Natural Gas_Gas Furnace - Maintenance_A_Achievable Economic TRC Potential | F4 | Industrial | Wood and Lumber Products | New | Space Heating | Natural Gas | Gas Furnace - Maintenance | A | Standalone Impact on Baseline Energy (%) | Achievable Economic TRC Potential | 0% | 0% | 0% | 0% | 0% | 0% | 0% | 0% | 0% | 0% | 0% | 0% | 0% | 0% | 0% | 0% | 0% | 0% | 0% | 0% | 0% | 0% | 0% | 0% | 0 | 0 | 0 | 0 | 0 | 0 | 0
F5_Industrial_Wood and Lumber Products_New_Space Heating_Natural Gas_Gas Furnace - Maintenance_A_Achievable Economic TRC Potential | F5 | Industrial | Wood and Lumber Products | New | Space Heating | Natural Gas | Gas Furnace - Maintenance | A | Standalone Impact on Baseline Summer Peak (%) | Achievable Economic TRC Potential | 0% | 0% | 0% | 0% | 0% | 0% | 0% | 0% | 0% | 0% | 0% | 0% | 0% | 0% | 0% | 0% | 0% | 0% | 0% | 0% | 0% | 0% | 0% | 0% | 0 | 0 | 0 | 0 | 0 | 0 | 0
F6_Industrial_Wood and Lumber Products_New_Space Heating_Natural Gas_Gas Furnace - Maintenance_A_Achievable Economic TRC Potential | F6 | Industrial | Wood and Lumber Products | New | Space Heating | Natural Gas | Gas Furnace - Maintenance | A | Standalone Impact on Baseline Winter Peak (%) | Achievable Economic TRC Potential | 0% | 0% | 0% | 0% | 0% | 0% | 0% | 0% | 0% | 0% | 0% | 0% | 0% | 0% | 0% | 0% | 0% | 0% | 0% | 0% | 0% | 0% | 0% | 0% | 0 | 0 | 0 | 0 | 0 | 0 | 0
F7_Industrial_Wood and Lumber Products_New_Space Heating_Natural Gas_Gas Furnace - Maintenance_A_Achievable Economic TRC Potential | F7 | Industrial | Wood and Lumber Products | New | Space Heating | Natural Gas | Gas Furnace - Maintenance | A | Incremental Energy Savings (MWh or mTherms) | Achievable Economic TRC Potential | 0 | 0 | 0 | 0 | 0 | 0 | 0 | 0 | 0 | 0 | 0 | 0 | 0 | 0 | 0 | 0 | 0 | 0 | 0 | 0 | 0 | 0 | 0 | 0 | 0 | 0 | 0 | 0 | 0 | 0 | 0
F8_Industrial_Wood and Lumber Products_New_Space Heating_Natural Gas_Gas Furnace - Maintenance_A_Achievable Economic TRC Potential | F8 | Industrial | Wood and Lumber Products | New | Space Heating | Natural Gas | Gas Furnace - Maintenance | A | Incremental Summer Peak Savings (MW) | Achievable Economic TRC Potential | 0 | 0 | 0 | 0 | 0 | 0 | 0 | 0 | 0 | 0 | 0 | 0 | 0 | 0 | 0 | 0 | 0 | 0 | 0 | 0 | 0 | 0 | 0 | 0 | 0 | 0 | 0 | 0 | 0 | 0 | 0
F9_Industrial_Wood and Lumber Products_New_Space Heating_Natural Gas_Gas Furnace - Maintenance_A_Achievable Economic TRC Potential | F9 | Industrial | Wood and Lumber Products | New | Space Heating | Natural Gas | Gas Furnace - Maintenance | A | Incremental Winter Peak Savings (MW) | Achievable Economic TRC Potential | 0 | 0 | 0 | 0 | 0 | 0 | 0 | 0 | 0 | 0 | 0 | 0 | 0 | 0 | 0 | 0 | 0 | 0 | 0 | 0 | 0 | 0 | 0 | 0 | 0 | 0 | 0 | 0 | 0 | 0 | 0
F10_Industrial_Wood and Lumber Products_New_Space Heating_Natural Gas_Gas Furnace - Maintenance_A_Achievable Economic TRC Potential | F10 | Industrial | Wood and Lumber Products | New | Space Heating | Natural Gas | Gas Furnace - Maintenance | A | Cumulative Energy Savings (MWh or mTherms) | Achievable Economic TRC Potential | 0 | 0 | 0 | 0 | 0 | 0 | 0 | 0 | 0 | 0 | 0 | 0 | 0 | 0 | 0 | 0 | 0 | 0 | 0 | 0 | 0 | 0 | 0 | 0 | 0 | 0 | 0 | 0 | 0 | 0 | 0
F11_Industrial_Wood and Lumber Products_New_Space Heating_Natural Gas_Gas Furnace - Maintenance_A_Achievable Economic TRC Potential | F11 | Industrial | Wood and Lumber Products | New | Space Heating | Natural Gas | Gas Furnace - Maintenance | A | Cumulative Summer Peak Savings (MW) | Achievable Economic TRC Potential | 0 | 0 | 0 | 0 | 0 | 0 | 0 | 0 | 0 | 0 | 0 | 0 | 0 | 0 | 0 | 0 | 0 | 0 | 0 | 0 | 0 | 0 | 0 | 0 | 0 | 0 | 0 | 0 | 0 | 0 | 0
F12_Industrial_Wood and Lumber Products_New_Space Heating_Natural Gas_Gas Furnace - Maintenance_A_Achievable Economic TRC Potential | F12 | Industrial | Wood and Lumber Products | New | Space Heating | Natural Gas | Gas Furnace - Maintenance | A | Cumulative Winter Peak Savings (MW) | Achievable Economic TRC Potential | 0 | 0 | 0 | 0 | 0 | 0 | 0 | 0 | 0 | 0 | 0 | 0 | 0 | 0 | 0 | 0 | 0 | 0 | 0 | 0 | 0 | 0 | 0 | 0 | 0 | 0 | 0 | 0 | 0 | 0 | 0
F13_Industrial_Wood and Lumber Products_New_Space Heating_Natural Gas_Gas Furnace - Maintenance_A_Achievable Economic TRC Potential | F13 | Industrial | Wood and Lumber Products | New | Space Heating | Natural Gas | Gas Furnace - Maintenance | A | Purchases (Incremental) | Achievable Economic TRC Potential | 0 | 0 | 0 | 0 | 0 | 0 | 0 | 0 | 0 | 0 | 0 | 0 | 0 | 0 | 0 | 0 | 0 | 0 | 0 | 0 | 0 | 0 | 0 | 0 | 0 | 0 | 0 | 0 | 0 | 0 | 0
F14_Industrial_Wood and Lumber Products_New_Space Heating_Natural Gas_Gas Furnace - Maintenance_A_Achievable Economic TRC Potential | F14 | Industrial | Wood and Lumber Products | New | Space Heating | Natural Gas | Gas Furnace - Maintenance | A | Purchases (Cumulative) | Achievable Economic TRC Potential | 0 | 0 | 0 | 0 | 0 | 0 | 0 | 0 | 0 | 0 | 0 | 0 | 0 | 0 | 0 | 0 | 0 | 0 | 0 | 0 | 0 | 0 | 0 | 0 | 0 | 0 | 0 | 0 | 0 | 0 | 0
F1_Industrial_Wood and Lumber Products_New_Space Heating_Natural Gas_Gas Boiler - Hot Water Reset_A_Achievable Economic TRC Potential | F1 | Industrial | Wood and Lumber Products | New | Space Heating | Natural Gas | Gas Boiler - Hot Water Reset | A | Original Unit Energy Savings (kWh or therms) | Achievable Economic TRC Potential | 0 | 0 | 0 | 0 | 0 | 0 | 0 | 0 | 0 | 0 | 0 | 0 | 0 | 0 | 0 | 0 | 0 | 0 | 0 | 0 | 0 | 0 | 0 | 0 | 0 | 0 | 0 | 0 | 0 | 0 | 0
F2_Industrial_Wood and Lumber Products_New_Space Heating_Natural Gas_Gas Boiler - Hot Water Reset_A_Achievable Economic TRC Potential | F2 | Industrial | Wood and Lumber Products | New | Space Heating | Natural Gas | Gas Boiler - Hot Water Reset | A | Original Unit Summer Peak Savings (kW) | Achievable Economic TRC Potential | 0 | 0 | 0 | 0 | 0 | 0 | 0 | 0 | 0 | 0 | 0 | 0 | 0 | 0 | 0 | 0 | 0 | 0 | 0 | 0 | 0 | 0 | 0 | 0 | 0 | 0 | 0 | 0 | 0 | 0 | 0
F3_Industrial_Wood and Lumber Products_New_Space Heating_Natural Gas_Gas Boiler - Hot Water Reset_A_Achievable Economic TRC Potential | F3 | Industrial | Wood and Lumber Products | New | Space Heating | Natural Gas | Gas Boiler - Hot Water Reset | A | Original Unit Winter Peak Savings (kW) | Achievable Economic TRC Potential | 0 | 0 | 0 | 0 | 0 | 0 | 0 | 0 | 0 | 0 | 0 | 0 | 0 | 0 | 0 | 0 | 0 | 0 | 0 | 0 | 0 | 0 | 0 | 0 | 0 | 0 | 0 | 0 | 0 | 0 | 0
F4_Industrial_Wood and Lumber Products_New_Space Heating_Natural Gas_Gas Boiler - Hot Water Reset_A_Achievable Economic TRC Potential | F4 | Industrial | Wood and Lumber Products | New | Space Heating | Natural Gas | Gas Boiler - Hot Water Reset | A | Standalone Impact on Baseline Energy (%) | Achievable Economic TRC Potential | 0% | 0% | 0% | 0% | 0% | 0% | 0% | 0% | 0% | 0% | 0% | 0% | 0% | 0% | 0% | 0% | 0% | 0% | 0% | 0% | 0% | 0% | 0% | 0% | 0 | 0 | 0 | 0 | 0 | 0 | 0
F5_Industrial_Wood and Lumber Products_New_Space Heating_Natural Gas_Gas Boiler - Hot Water Reset_A_Achievable Economic TRC Potential | F5 | Industrial | Wood and Lumber Products | New | Space Heating | Natural Gas | Gas Boiler - Hot Water Reset | A | Standalone Impact on Baseline Summer Peak (%) | Achievable Economic TRC Potential | 0% | 0% | 0% | 0% | 0% | 0% | 0% | 0% | 0% | 0% | 0% | 0% | 0% | 0% | 0% | 0% | 0% | 0% | 0% | 0% | 0% | 0% | 0% | 0% | 0 | 0 | 0 | 0 | 0 | 0 | 0
F6_Industrial_Wood and Lumber Products_New_Space Heating_Natural Gas_Gas Boiler - Hot Water Reset_A_Achievable Economic TRC Potential | F6 | Industrial | Wood and Lumber Products | New | Space Heating | Natural Gas | Gas Boiler - Hot Water Reset | A | Standalone Impact on Baseline Winter Peak (%) | Achievable Economic TRC Potential | 0% | 0% | 0% | 0% | 0% | 0% | 0% | 0% | 0% | 0% | 0% | 0% | 0% | 0% | 0% | 0% | 0% | 0% | 0% | 0% | 0% | 0% | 0% | 0% | 0 | 0 | 0 | 0 | 0 | 0 | 0
F7_Industrial_Wood and Lumber Products_New_Space Heating_Natural Gas_Gas Boiler - Hot Water Reset_A_Achievable Economic TRC Potential | F7 | Industrial | Wood and Lumber Products | New | Space Heating | Natural Gas | Gas Boiler - Hot Water Reset | A | Incremental Energy Savings (MWh or mTherms) | Achievable Economic TRC Potential | 0 | 0 | 0 | 0 | 0 | 0 | 0 | 0 | 0 | 0 | 0 | 0 | 0 | 0 | 0 | 0 | 0 | 0 | 0 | 0 | 0 | 0 | 0 | 0 | 0 | 0 | 0 | 0 | 0 | 0 | 0
F8_Industrial_Wood and Lumber Products_New_Space Heating_Natural Gas_Gas Boiler - Hot Water Reset_A_Achievable Economic TRC Potential | F8 | Industrial | Wood and Lumber Products | New | Space Heating | Natural Gas | Gas Boiler - Hot Water Reset | A | Incremental Summer Peak Savings (MW) | Achievable Economic TRC Potential | 0 | 0 | 0 | 0 | 0 | 0 | 0 | 0 | 0 | 0 | 0 | 0 | 0 | 0 | 0 | 0 | 0 | 0 | 0 | 0 | 0 | 0 | 0 | 0 | 0 | 0 | 0 | 0 | 0 | 0 | 0
F9_Industrial_Wood and Lumber Products_New_Space Heating_Natural Gas_Gas Boiler - Hot Water Reset_A_Achievable Economic TRC Potential | F9 | Industrial | Wood and Lumber Products | New | Space Heating | Natural Gas | Gas Boiler - Hot Water Reset | A | Incremental Winter Peak Savings (MW) | Achievable Economic TRC Potential | 0 | 0 | 0 | 0 | 0 | 0 | 0 | 0 | 0 | 0 | 0 | 0 | 0 | 0 | 0 | 0 | 0 | 0 | 0 | 0 | 0 | 0 | 0 | 0 | 0 | 0 | 0 | 0 | 0 | 0 | 0
F10_Industrial_Wood and Lumber Products_New_Space Heating_Natural Gas_Gas Boiler - Hot Water Reset_A_Achievable Economic TRC Potential | F10 | Industrial | Wood and Lumber Products | New | Space Heating | Natural Gas | Gas Boiler - Hot Water Reset | A | Cumulative Energy Savings (MWh or mTherms) | Achievable Economic TRC Potential | 0 | 0 | 0 | 0 | 0 | 0 | 0 | 0 | 0 | 0 | 0 | 0 | 0 | 0 | 0 | 0 | 0 | 0 | 0 | 0 | 0 | 0 | 0 | 0 | 0 | 0 | 0 | 0 | 0 | 0 | 0
F11_Industrial_Wood and Lumber Products_New_Space Heating_Natural Gas_Gas Boiler - Hot Water Reset_A_Achievable Economic TRC Potential | F11 | Industrial | Wood and Lumber Products | New | Space Heating | Natural Gas | Gas Boiler - Hot Water Reset | A | Cumulative Summer Peak Savings (MW) | Achievable Economic TRC Potential | 0 | 0 | 0 | 0 | 0 | 0 | 0 | 0 | 0 | 0 | 0 | 0 | 0 | 0 | 0 | 0 | 0 | 0 | 0 | 0 | 0 | 0 | 0 | 0 | 0 | 0 | 0 | 0 | 0 | 0 | 0
F12_Industrial_Wood and Lumber Products_New_Space Heating_Natural Gas_Gas Boiler - Hot Water Reset_A_Achievable Economic TRC Potential | F12 | Industrial | Wood and Lumber Products | New | Space Heating | Natural Gas | Gas Boiler - Hot Water Reset | A | Cumulative Winter Peak Savings (MW) | Achievable Economic TRC Potential | 0 | 0 | 0 | 0 | 0 | 0 | 0 | 0 | 0 | 0 | 0 | 0 | 0 | 0 | 0 | 0 | 0 | 0 | 0 | 0 | 0 | 0 | 0 | 0 | 0 | 0 | 0 | 0 | 0 | 0 | 0
F13_Industrial_Wood and Lumber Products_New_Space Heating_Natural Gas_Gas Boiler - Hot Water Reset_A_Achievable Economic TRC Potential | F13 | Industrial | Wood and Lumber Products | New | Space Heating | Natural Gas | Gas Boiler - Hot Water Reset | A | Purchases (Incremental) | Achievable Economic TRC Potential | 0 | 0 | 0 | 0 | 0 | 0 | 0 | 0 | 0 | 0 | 0 | 0 | 0 | 0 | 0 | 0 | 0 | 0 | 0 | 0 | 0 | 0 | 0 | 0 | 0 | 0 | 0 | 0 | 0 | 0 | 0
F14_Industrial_Wood and Lumber Products_New_Space Heating_Natural Gas_Gas Boiler - Hot Water Reset_A_Achievable Economic TRC Potential | F14 | Industrial | Wood and Lumber Products | New | Space Heating | Natural Gas | Gas Boiler - Hot Water Reset | A | Purchases (Cumulative) | Achievable Economic TRC Potential | 0 | 0 | 0 | 0 | 0 | 0 | 0 | 0 | 0 | 0 | 0 | 0 | 0 | 0 | 0 | 0 | 0 | 0 | 0 | 0 | 0 | 0 | 0 | 0 | 0 | 0 | 0 | 0 | 0 | 0 | 0
F1_Industrial_Wood and Lumber Products_New_Process_Natural Gas_Gas Boiler - Hot Water Reset_A_Achievable Economic TRC Potential | F1 | Industrial | Wood and Lumber Products | New | Process | Natural Gas | Gas Boiler - Hot Water Reset | A | Original Unit Energy Savings (kWh or therms) | Achievable Economic TRC Potential | 0 | 0 | 0 | 0 | 0 | 11.5025 | 11.5025 | 11.5025 | 11.5025 | 11.5025 | 11.5025 | 11.5025 | 11.5025 | 11.5025 | 11.5025 | 11.5025 | 11.5025 | 11.5025 | 11.5025 | 11.5025 | 11.5025 | 11.5025 | 11.5025 | 11.5025 | 11.5025 | 11.5025 | 11.5025 | 11.5025 | 11.5025 | 11.5025 | 11.5025
F2_Industrial_Wood and Lumber Products_New_Process_Natural Gas_Gas Boiler - Hot Water Reset_A_Achievable Economic TRC Potential | F2 | Industrial | Wood and Lumber Products | New | Process | Natural Gas | Gas Boiler - Hot Water Reset | A | Original Unit Summer Peak Savings (kW) | Achievable Economic TRC Potential | 0 | 0 | 0 | 0 | 0 | 0 | 0 | 0 | 0 | 0 | 0 | 0 | 0 | 0 | 0 | 0 | 0 | 0 | 0 | 0 | 0 | 0 | 0 | 0 | 0 | 0 | 0 | 0 | 0 | 0 | 0
F3_Industrial_Wood and Lumber Products_New_Process_Natural Gas_Gas Boiler - Hot Water Reset_A_Achievable Economic TRC Potential | F3 | Industrial | Wood and Lumber Products | New | Process | Natural Gas | Gas Boiler - Hot Water Reset | A | Original Unit Winter Peak Savings (kW) | Achievable Economic TRC Potential | 0 | 0 | 0 | 0 | 0 | 0 | 0 | 0 | 0 | 0 | 0 | 0 | 0 | 0 | 0 | 0 | 0 | 0 | 0 | 0 | 0 | 0 | 0 | 0 | 0 | 0 | 0 | 0 | 0 | 0 | 0
F4_Industrial_Wood and Lumber Products_New_Process_Natural Gas_Gas Boiler - Hot Water Reset_A_Achievable Economic TRC Potential | F4 | Industrial | Wood and Lumber Products | New | Process | Natural Gas | Gas Boiler - Hot Water Reset | A | Standalone Impact on Baseline Energy (%) | Achievable Economic TRC Potential | 0% | 0% | 0% | 0% | 0% | 0.01263% | 0.02617% | 0.04162% | 0.05873% | 0.07765% | 0.09959% | 0.1232% | 0.1464% | 0.1667% | 0.1821% | 0.1912% | 0.1936% | 0.1908% | 0.1846% | 0.1771% | 0.1693% | 0.1617% | 0.1548% | 0.1484% | 0.0014263 | 0.0013727 | 0.0013231 | 0.0012771 | 0 | 0 | 0
F5_Industrial_Wood and Lumber Products_New_Process_Natural Gas_Gas Boiler - Hot Water Reset_A_Achievable Economic TRC Potential | F5 | Industrial | Wood and Lumber Products | New | Process | Natural Gas | Gas Boiler - Hot Water Reset | A | Standalone Impact on Baseline Summer Peak (%) | Achievable Economic TRC Potential | 0% | 0% | 0% | 0% | 0% | 0% | 0% | 0% | 0% | 0% | 0% | 0% | 0% | 0% | 0% | 0% | 0% | 0% | 0% | 0% | 0% | 0% | 0% | 0% | 0 | 0 | 0 | 0 | 0 | 0 | 0
F6_Industrial_Wood and Lumber Products_New_Process_Natural Gas_Gas Boiler - Hot Water Reset_A_Achievable Economic TRC Potential | F6 | Industrial | Wood and Lumber Products | New | Process | Natural Gas | Gas Boiler - Hot Water Reset | A | Standalone Impact on Baseline Winter Peak (%) | Achievable Economic TRC Potential | 0% | 0% | 0% | 0% | 0% | 0% | 0% | 0% | 0% | 0% | 0% | 0% | 0% | 0% | 0% | 0% | 0% | 0% | 0% | 0% | 0% | 0% | 0% | 0% | 0 | 0 | 0 | 0 | 0 | 0 | 0
F7_Industrial_Wood and Lumber Products_New_Process_Natural Gas_Gas Boiler - Hot Water Reset_A_Achievable Economic TRC Potential | F7 | Industrial | Wood and Lumber Products | New | Process | Natural Gas | Gas Boiler - Hot Water Reset | A | Incremental Energy Savings (MWh or mTherms) | Achievable Economic TRC Potential | 0 | 0 | 0 | 0 | 0 | 0.0074835 | 0.010886 | 0.015397 | 0.020269 | 0.025854 | 0.033425 | 0.040133 | 0.044528 | 0.045282 | 0.041732 | 0.034476 | 0.024247 | 0.014909 | 0.0075763 | 0.0033722 | 0.001287 | 0.0074835 | 0.010886 | 0.015397 | 0.020269 | 0.025854 | 0.033425 | 0.040133 | 0.044528 | 0.045282 | 0.041732
F8_Industrial_Wood and Lumber Products_New_Process_Natural Gas_Gas Boiler - Hot Water Reset_A_Achievable Economic TRC Potential | F8 | Industrial | Wood and Lumber Products | New | Process | Natural Gas | Gas Boiler - Hot Water Reset | A | Incremental Summer Peak Savings (MW) | Achievable Economic TRC Potential | 0 | 0 | 0 | 0 | 0 | 0 | 0 | 0 | 0 | 0 | 0 | 0 | 0 | 0 | 0 | 0 | 0 | 0 | 0 | 0 | 0 | 0 | 0 | 0 | 0 | 0 | 0 | 0 | 0 | 0 | 0
F9_Industrial_Wood and Lumber Products_New_Process_Natural Gas_Gas Boiler - Hot Water Reset_A_Achievable Economic TRC Potential | F9 | Industrial | Wood and Lumber Products | New | Process | Natural Gas | Gas Boiler - Hot Water Reset | A | Incremental Winter Peak Savings (MW) | Achievable Economic TRC Potential | 0 | 0 | 0 | 0 | 0 | 0 | 0 | 0 | 0 | 0 | 0 | 0 | 0 | 0 | 0 | 0 | 0 | 0 | 0 | 0 | 0 | 0 | 0 | 0 | 0 | 0 | 0 | 0 | 0 | 0 | 0
F10_Industrial_Wood and Lumber Products_New_Process_Natural Gas_Gas Boiler - Hot Water Reset_A_Achievable Economic TRC Potential | F10 | Industrial | Wood and Lumber Products | New | Process | Natural Gas | Gas Boiler - Hot Water Reset | A | Cumulative Energy Savings (MWh or mTherms) | Achievable Economic TRC Potential | 0 | 0 | 0 | 0 | 0 | 0.0074835 | 0.01837 | 0.033767 | 0.054036 | 0.07989 | 0.11332 | 0.15345 | 0.19798 | 0.24326 | 0.28499 | 0.31947 | 0.34371 | 0.35862 | 0.3662 | 0.36957 | 0.37086 | 0.37086 | 0.37086 | 0.37086 | 0.37086 | 0.37086 | 0.37086 | 0.37086 | 0.37086 | 0.37086 | 0.37086
F11_Industrial_Wood and Lumber Products_New_Process_Natural Gas_Gas Boiler - Hot Water Reset_A_Achievable Economic TRC Potential | F11 | Industrial | Wood and Lumber Products | New | Process | Natural Gas | Gas Boiler - Hot Water Reset | A | Cumulative Summer Peak Savings (MW) | Achievable Economic TRC Potential | 0 | 0 | 0 | 0 | 0 | 0 | 0 | 0 | 0 | 0 | 0 | 0 | 0 | 0 | 0 | 0 | 0 | 0 | 0 | 0 | 0 | 0 | 0 | 0 | 0 | 0 | 0 | 0 | 0 | 0 | 0
F12_Industrial_Wood and Lumber Products_New_Process_Natural Gas_Gas Boiler - Hot Water Reset_A_Achievable Economic TRC Potential | F12 | Industrial | Wood and Lumber Products | New | Process | Natural Gas | Gas Boiler - Hot Water Reset | A | Cumulative Winter Peak Savings (MW) | Achievable Economic TRC Potential | 0 | 0 | 0 | 0 | 0 | 0 | 0 | 0 | 0 | 0 | 0 | 0 | 0 | 0 | 0 | 0 | 0 | 0 | 0 | 0 | 0 | 0 | 0 | 0 | 0 | 0 | 0 | 0 | 0 | 0 | 0
F13_Industrial_Wood and Lumber Products_New_Process_Natural Gas_Gas Boiler - Hot Water Reset_A_Achievable Economic TRC Potential | F13 | Industrial | Wood and Lumber Products | New | Process | Natural Gas | Gas Boiler - Hot Water Reset | A | Purchases (Incremental) | Achievable Economic TRC Potential | 0 | 0 | 0 | 0 | 0 | 0.6506 | 0.9464 | 1.3386 | 1.7622 | 2.2477 | 2.9059 | 3.4891 | 3.8712 | 3.9367 | 3.6281 | 2.9972 | 2.108 | 1.2962 | 0.65867 | 0.29317 | 0.11189 | 0.6506 | 0.9464 | 1.3386 | 1.7622 | 2.2477 | 2.9059 | 3.4891 | 3.8712 | 3.9367 | 3.6281
F14_Industrial_Wood and Lumber Products_New_Process_Natural Gas_Gas Boiler - Hot Water Reset_A_Achievable Economic TRC Potential | F14 | Industrial | Wood and Lumber Products | New | Process | Natural Gas | Gas Boiler - Hot Water Reset | A | Purchases (Cumulative) | Achievable Economic TRC Potential | 0 | 0 | 0 | 0 | 0 | 0.6506 | 1.597 | 2.9356 | 4.6978 | 6.9454 | 9.8513 | 13.3404 | 17.2116 | 21.1483 | 24.7764 | 27.7737 | 29.8816 | 31.1778 | 31.8365 | 32.1296 | 32.2415 | 32.2415 | 32.2415 | 32.2415 | 32.2415 | 32.2415 | 32.2415 | 32.2415 | 32.2415 | 32.2415 | 32.2415
F1_Industrial_Wood and Lumber Products_New_Space Heating_Natural Gas_Steam Trap Maintenance_A_Achievable Economic TRC Potential | F1 | Industrial | Wood and Lumber Products | New | Space Heating | Natural Gas | Steam Trap Maintenance | A | Original Unit Energy Savings (kWh or therms) | Achievable Economic TRC Potential | 0 | 0 | 0 | 0 | 0 | 0 | 0 | 0 | 0 | 0 | 0 | 0 | 0 | 0 | 0 | 0 | 0 | 0 | 0 | 0 | 0 | 0 | 0 | 0 | 0 | 0 | 0 | 0 | 0 | 0 | 0
F2_Industrial_Wood and Lumber Products_New_Space Heating_Natural Gas_Steam Trap Maintenance_A_Achievable Economic TRC Potential | F2 | Industrial | Wood and Lumber Products | New | Space Heating | Natural Gas | Steam Trap Maintenance | A | Original Unit Summer Peak Savings (kW) | Achievable Economic TRC Potential | 0 | 0 | 0 | 0 | 0 | 0 | 0 | 0 | 0 | 0 | 0 | 0 | 0 | 0 | 0 | 0 | 0 | 0 | 0 | 0 | 0 | 0 | 0 | 0 | 0 | 0 | 0 | 0 | 0 | 0 | 0
F3_Industrial_Wood and Lumber Products_New_Space Heating_Natural Gas_Steam Trap Maintenance_A_Achievable Economic TRC Potential | F3 | Industrial | Wood and Lumber Products | New | Space Heating | Natural Gas | Steam Trap Maintenance | A | Original Unit Winter Peak Savings (kW) | Achievable Economic TRC Potential | 0 | 0 | 0 | 0 | 0 | 0 | 0 | 0 | 0 | 0 | 0 | 0 | 0 | 0 | 0 | 0 | 0 | 0 | 0 | 0 | 0 | 0 | 0 | 0 | 0 | 0 | 0 | 0 | 0 | 0 | 0
F4_Industrial_Wood and Lumber Products_New_Space Heating_Natural Gas_Steam Trap Maintenance_A_Achievable Economic TRC Potential | F4 | Industrial | Wood and Lumber Products | New | Space Heating | Natural Gas | Steam Trap Maintenance | A | Standalone Impact on Baseline Energy (%) | Achievable Economic TRC Potential | 0% | 0% | 0% | 0% | 0% | 0% | 0% | 0% | 0% | 0% | 0% | 0% | 0% | 0% | 0% | 0% | 0% | 0% | 0% | 0% | 0% | 0% | 0% | 0% | 0 | 0 | 0 | 0 | 0 | 0 | 0
F5_Industrial_Wood and Lumber Products_New_Space Heating_Natural Gas_Steam Trap Maintenance_A_Achievable Economic TRC Potential | F5 | Industrial | Wood and Lumber Products | New | Space Heating | Natural Gas | Steam Trap Maintenance | A | Standalone Impact on Baseline Summer Peak (%) | Achievable Economic TRC Potential | 0% | 0% | 0% | 0% | 0% | 0% | 0% | 0% | 0% | 0% | 0% | 0% | 0% | 0% | 0% | 0% | 0% | 0% | 0% | 0% | 0% | 0% | 0% | 0% | 0 | 0 | 0 | 0 | 0 | 0 | 0
F6_Industrial_Wood and Lumber Products_New_Space Heating_Natural Gas_Steam Trap Maintenance_A_Achievable Economic TRC Potential | F6 | Industrial | Wood and Lumber Products | New | Space Heating | Natural Gas | Steam Trap Maintenance | A | Standalone Impact on Baseline Winter Peak (%) | Achievable Economic TRC Potential | 0% | 0% | 0% | 0% | 0% | 0% | 0% | 0% | 0% | 0% | 0% | 0% | 0% | 0% | 0% | 0% | 0% | 0% | 0% | 0% | 0% | 0% | 0% | 0% | 0 | 0 | 0 | 0 | 0 | 0 | 0
F7_Industrial_Wood and Lumber Products_New_Space Heating_Natural Gas_Steam Trap Maintenance_A_Achievable Economic TRC Potential | F7 | Industrial | Wood and Lumber Products | New | Space Heating | Natural Gas | Steam Trap Maintenance | A | Incremental Energy Savings (MWh or mTherms) | Achievable Economic TRC Potential | 0 | 0 | 0 | 0 | 0 | 0 | 0 | 0 | 0 | 0 | 0 | 0 | 0 | 0 | 0 | 0 | 0 | 0 | 0 | 0 | 0 | 0 | 0 | 0 | 0 | 0 | 0 | 0 | 0 | 0 | 0
F8_Industrial_Wood and Lumber Products_New_Space Heating_Natural Gas_Steam Trap Maintenance_A_Achievable Economic TRC Potential | F8 | Industrial | Wood and Lumber Products | New | Space Heating | Natural Gas | Steam Trap Maintenance | A | Incremental Summer Peak Savings (MW) | Achievable Economic TRC Potential | 0 | 0 | 0 | 0 | 0 | 0 | 0 | 0 | 0 | 0 | 0 | 0 | 0 | 0 | 0 | 0 | 0 | 0 | 0 | 0 | 0 | 0 | 0 | 0 | 0 | 0 | 0 | 0 | 0 | 0 | 0
F9_Industrial_Wood and Lumber Products_New_Space Heating_Natural Gas_Steam Trap Maintenance_A_Achievable Economic TRC Potential | F9 | Industrial | Wood and Lumber Products | New | Space Heating | Natural Gas | Steam Trap Maintenance | A | Incremental Winter Peak Savings (MW) | Achievable Economic TRC Potential | 0 | 0 | 0 | 0 | 0 | 0 | 0 | 0 | 0 | 0 | 0 | 0 | 0 | 0 | 0 | 0 | 0 | 0 | 0 | 0 | 0 | 0 | 0 | 0 | 0 | 0 | 0 | 0 | 0 | 0 | 0
F10_Industrial_Wood and Lumber Products_New_Space Heating_Natural Gas_Steam Trap Maintenance_A_Achievable Economic TRC Potential | F10 | Industrial | Wood and Lumber Products | New | Space Heating | Natural Gas | Steam Trap Maintenance | A | Cumulative Energy Savings (MWh or mTherms) | Achievable Economic TRC Potential | 0 | 0 | 0 | 0 | 0 | 0 | 0 | 0 | 0 | 0 | 0 | 0 | 0 | 0 | 0 | 0 | 0 | 0 | 0 | 0 | 0 | 0 | 0 | 0 | 0 | 0 | 0 | 0 | 0 | 0 | 0
F11_Industrial_Wood and Lumber Products_New_Space Heating_Natural Gas_Steam Trap Maintenance_A_Achievable Economic TRC Potential | F11 | Industrial | Wood and Lumber Products | New | Space Heating | Natural Gas | Steam Trap Maintenance | A | Cumulative Summer Peak Savings (MW) | Achievable Economic TRC Potential | 0 | 0 | 0 | 0 | 0 | 0 | 0 | 0 | 0 | 0 | 0 | 0 | 0 | 0 | 0 | 0 | 0 | 0 | 0 | 0 | 0 | 0 | 0 | 0 | 0 | 0 | 0 | 0 | 0 | 0 | 0
F12_Industrial_Wood and Lumber Products_New_Space Heating_Natural Gas_Steam Trap Maintenance_A_Achievable Economic TRC Potential | F12 | Industrial | Wood and Lumber Products | New | Space Heating | Natural Gas | Steam Trap Maintenance | A | Cumulative Winter Peak Savings (MW) | Achievable Economic TRC Potential | 0 | 0 | 0 | 0 | 0 | 0 | 0 | 0 | 0 | 0 | 0 | 0 | 0 | 0 | 0 | 0 | 0 | 0 | 0 | 0 | 0 | 0 | 0 | 0 | 0 | 0 | 0 | 0 | 0 | 0 | 0
F13_Industrial_Wood and Lumber Products_New_Space Heating_Natural Gas_Steam Trap Maintenance_A_Achievable Economic TRC Potential | F13 | Industrial | Wood and Lumber Products | New | Space Heating | Natural Gas | Steam Trap Maintenance | A | Purchases (Incremental) | Achievable Economic TRC Potential | 0 | 0 | 0 | 0 | 0 | 0 | 0 | 0 | 0 | 0 | 0 | 0 | 0 | 0 | 0 | 0 | 0 | 0 | 0 | 0 | 0 | 0 | 0 | 0 | 0 | 0 | 0 | 0 | 0 | 0 | 0
F14_Industrial_Wood and Lumber Products_New_Space Heating_Natural Gas_Steam Trap Maintenance_A_Achievable Economic TRC Potential | F14 | Industrial | Wood and Lumber Products | New | Space Heating | Natural Gas | Steam Trap Maintenance | A | Purchases (Cumulative) | Achievable Economic TRC Potential | 0 | 0 | 0 | 0 | 0 | 0 | 0 | 0 | 0 | 0 | 0 | 0 | 0 | 0 | 0 | 0 | 0 | 0 | 0 | 0 | 0 | 0 | 0 | 0 | 0 | 0 | 0 | 0 | 0 | 0 | 0
F1_Industrial_Wood and Lumber Products_New_Process_Natural Gas_Steam Trap Maintenance_A_Achievable Economic TRC Potential | F1 | Industrial | Wood and Lumber Products | New | Process | Natural Gas | Steam Trap Maintenance | A | Original Unit Energy Savings (kWh or therms) | Achievable Economic TRC Potential | 0 | 0 | 0 | 0 | 0 | 8.1272 | 8.1272 | 8.1272 | 8.1272 | 8.1272 | 8.1272 | 8.1272 | 8.1272 | 8.1272 | 8.1272 | 8.1272 | 8.1272 | 8.1272 | 8.1272 | 8.1272 | 8.1272 | 8.1272 | 8.1272 | 8.1272 | 8.1272 | 8.1272 | 8.1272 | 8.1272 | 8.1272 | 8.1272 | 8.1272
F2_Industrial_Wood and Lumber Products_New_Process_Natural Gas_Steam Trap Maintenance_A_Achievable Economic TRC Potential | F2 | Industrial | Wood and Lumber Products | New | Process | Natural Gas | Steam Trap Maintenance | A | Original Unit Summer Peak Savings (kW) | Achievable Economic TRC Potential | 0 | 0 | 0 | 0 | 0 | 0 | 0 | 0 | 0 | 0 | 0 | 0 | 0 | 0 | 0 | 0 | 0 | 0 | 0 | 0 | 0 | 0 | 0 | 0 | 0 | 0 | 0 | 0 | 0 | 0 | 0
F3_Industrial_Wood and Lumber Products_New_Process_Natural Gas_Steam Trap Maintenance_A_Achievable Economic TRC Potential | F3 | Industrial | Wood and Lumber Products | New | Process | Natural Gas | Steam Trap Maintenance | A | Original Unit Winter Peak Savings (kW) | Achievable Economic TRC Potential | 0 | 0 | 0 | 0 | 0 | 0 | 0 | 0 | 0 | 0 | 0 | 0 | 0 | 0 | 0 | 0 | 0 | 0 | 0 | 0 | 0 | 0 | 0 | 0 | 0 | 0 | 0 | 0 | 0 | 0 | 0
F4_Industrial_Wood and Lumber Products_New_Process_Natural Gas_Steam Trap Maintenance_A_Achievable Economic TRC Potential | F4 | Industrial | Wood and Lumber Products | New | Process | Natural Gas | Steam Trap Maintenance | A | Standalone Impact on Baseline Energy (%) | Achievable Economic TRC Potential | 0% | 0% | 0% | 0% | 0% | 0% | 0% | 0% | 0% | 0% | 0% | 0% | 0% | 0% | 0% | 0% | 0% | 0% | 0% | 0% | 0% | 0% | 0% | 0% | 0 | 0 | 0 | 0 | 0 | 0 | 0
F5_Industrial_Wood and Lumber Products_New_Process_Natural Gas_Steam Trap Maintenance_A_Achievable Economic TRC Potential | F5 | Industrial | Wood and Lumber Products | New | Process | Natural Gas | Steam Trap Maintenance | A | Standalone Impact on Baseline Summer Peak (%) | Achievable Economic TRC Potential | 0% | 0% | 0% | 0% | 0% | 0% | 0% | 0% | 0% | 0% | 0% | 0% | 0% | 0% | 0% | 0% | 0% | 0% | 0% | 0% | 0% | 0% | 0% | 0% | 0 | 0 | 0 | 0 | 0 | 0 | 0
F6_Industrial_Wood and Lumber Products_New_Process_Natural Gas_Steam Trap Maintenance_A_Achievable Economic TRC Potential | F6 | Industrial | Wood and Lumber Products | New | Process | Natural Gas | Steam Trap Maintenance | A | Standalone Impact on Baseline Winter Peak (%) | Achievable Economic TRC Potential | 0% | 0% | 0% | 0% | 0% | 0% | 0% | 0% | 0% | 0% | 0% | 0% | 0% | 0% | 0% | 0% | 0% | 0% | 0% | 0% | 0% | 0% | 0% | 0% | 0 | 0 | 0 | 0 | 0 | 0 | 0
F7_Industrial_Wood and Lumber Products_New_Process_Natural Gas_Steam Trap Maintenance_A_Achievable Economic TRC Potential | F7 | Industrial | Wood and Lumber Products | New | Process | Natural Gas | Steam Trap Maintenance | A | Incremental Energy Savings (MWh or mTherms) | Achievable Economic TRC Potential | 0 | 0 | 0 | 0 | 0 | 0 | 0 | 0 | 0 | 0 | 0 | 0 | 0 | 0 | 0 | 0 | 0 | 0 | 0 | 0 | 0 | 0 | 0 | 0 | 0 | 0 | 0 | 0 | 0 | 0 | 0
F8_Industrial_Wood and Lumber Products_New_Process_Natural Gas_Steam Trap Maintenance_A_Achievable Economic TRC Potential | F8 | Industrial | Wood and Lumber Products | New | Process | Natural Gas | Steam Trap Maintenance | A | Incremental Summer Peak Savings (MW) | Achievable Economic TRC Potential | 0 | 0 | 0 | 0 | 0 | 0 | 0 | 0 | 0 | 0 | 0 | 0 | 0 | 0 | 0 | 0 | 0 | 0 | 0 | 0 | 0 | 0 | 0 | 0 | 0 | 0 | 0 | 0 | 0 | 0 | 0
F9_Industrial_Wood and Lumber Products_New_Process_Natural Gas_Steam Trap Maintenance_A_Achievable Economic TRC Potential | F9 | Industrial | Wood and Lumber Products | New | Process | Natural Gas | Steam Trap Maintenance | A | Incremental Winter Peak Savings (MW) | Achievable Economic TRC Potential | 0 | 0 | 0 | 0 | 0 | 0 | 0 | 0 | 0 | 0 | 0 | 0 | 0 | 0 | 0 | 0 | 0 | 0 | 0 | 0 | 0 | 0 | 0 | 0 | 0 | 0 | 0 | 0 | 0 | 0 | 0
F10_Industrial_Wood and Lumber Products_New_Process_Natural Gas_Steam Trap Maintenance_A_Achievable Economic TRC Potential | F10 | Industrial | Wood and Lumber Products | New | Process | Natural Gas | Steam Trap Maintenance | A | Cumulative Energy Savings (MWh or mTherms) | Achievable Economic TRC Potential | 0 | 0 | 0 | 0 | 0 | 0 | 0 | 0 | 0 | 0 | 0 | 0 | 0 | 0 | 0 | 0 | 0 | 0 | 0 | 0 | 0 | 0 | 0 | 0 | 0 | 0 | 0 | 0 | 0 | 0 | 0
F11_Industrial_Wood and Lumber Products_New_Process_Natural Gas_Steam Trap Maintenance_A_Achievable Economic TRC Potential | F11 | Industrial | Wood and Lumber Products | New | Process | Natural Gas | Steam Trap Maintenance | A | Cumulative Summer Peak Savings (MW) | Achievable Economic TRC Potential | 0 | 0 | 0 | 0 | 0 | 0 | 0 | 0 | 0 | 0 | 0 | 0 | 0 | 0 | 0 | 0 | 0 | 0 | 0 | 0 | 0 | 0 | 0 | 0 | 0 | 0 | 0 | 0 | 0 | 0 | 0
F12_Industrial_Wood and Lumber Products_New_Process_Natural Gas_Steam Trap Maintenance_A_Achievable Economic TRC Potential | F12 | Industrial | Wood and Lumber Products | New | Process | Natural Gas | Steam Trap Maintenance | A | Cumulative Winter Peak Savings (MW) | Achievable Economic TRC Potential | 0 | 0 | 0 | 0 | 0 | 0 | 0 | 0 | 0 | 0 | 0 | 0 | 0 | 0 | 0 | 0 | 0 | 0 | 0 | 0 | 0 | 0 | 0 | 0 | 0 | 0 | 0 | 0 | 0 | 0 | 0
F13_Industrial_Wood and Lumber Products_New_Process_Natural Gas_Steam Trap Maintenance_A_Achievable Economic TRC Potential | F13 | Industrial | Wood and Lumber Products | New | Process | Natural Gas | Steam Trap Maintenance | A | Purchases (Incremental) | Achievable Economic TRC Potential | 0 | 0 | 0 | 0 | 0 | 0 | 0 | 0 | 0 | 0 | 0 | 0 | 0 | 0 | 0 | 0 | 0 | 0 | 0 | 0 | 0 | 0 | 0 | 0 | 0 | 0 | 0 | 0 | 0 | 0 | 0
F14_Industrial_Wood and Lumber Products_New_Process_Natural Gas_Steam Trap Maintenance_A_Achievable Economic TRC Potential | F14 | Industrial | Wood and Lumber Products | New | Process | Natural Gas | Steam Trap Maintenance | A | Purchases (Cumulative) | Achievable Economic TRC Potential | 0 | 0 | 0 | 0 | 0 | 0 | 0 | 0 | 0 | 0 | 0 | 0 | 0 | 0 | 0 | 0 | 0 | 0 | 0 | 0 | 0 | 0 | 0 | 0 | 0 | 0 | 0 | 0 | 0 | 0 | 0
F1_Industrial_Wood and Lumber Products_New_Space Heating_Natural Gas_Gas Boiler - High Turndown_A_Achievable Economic TRC Potential | F1 | Industrial | Wood and Lumber Products | New | Space Heating | Natural Gas | Gas Boiler - High Turndown | A | Original Unit Energy Savings (kWh or therms) | Achievable Economic TRC Potential | 0 | 0 | 0 | 0 | 0 | 0 | 0 | 0 | 0 | 0 | 0 | 0 | 0 | 0 | 0 | 0 | 0 | 0 | 0 | 0 | 0 | 0 | 0 | 0 | 0 | 0 | 0 | 0 | 0 | 0 | 0
F2_Industrial_Wood and Lumber Products_New_Space Heating_Natural Gas_Gas Boiler - High Turndown_A_Achievable Economic TRC Potential | F2 | Industrial | Wood and Lumber Products | New | Space Heating | Natural Gas | Gas Boiler - High Turndown | A | Original Unit Summer Peak Savings (kW) | Achievable Economic TRC Potential | 0 | 0 | 0 | 0 | 0 | 0 | 0 | 0 | 0 | 0 | 0 | 0 | 0 | 0 | 0 | 0 | 0 | 0 | 0 | 0 | 0 | 0 | 0 | 0 | 0 | 0 | 0 | 0 | 0 | 0 | 0
F3_Industrial_Wood and Lumber Products_New_Space Heating_Natural Gas_Gas Boiler - High Turndown_A_Achievable Economic TRC Potential | F3 | Industrial | Wood and Lumber Products | New | Space Heating | Natural Gas | Gas Boiler - High Turndown | A | Original Unit Winter Peak Savings (kW) | Achievable Economic TRC Potential | 0 | 0 | 0 | 0 | 0 | 0 | 0 | 0 | 0 | 0 | 0 | 0 | 0 | 0 | 0 | 0 | 0 | 0 | 0 | 0 | 0 | 0 | 0 | 0 | 0 | 0 | 0 | 0 | 0 | 0 | 0
F4_Industrial_Wood and Lumber Products_New_Space Heating_Natural Gas_Gas Boiler - High Turndown_A_Achievable Economic TRC Potential | F4 | Industrial | Wood and Lumber Products | New | Space Heating | Natural Gas | Gas Boiler - High Turndown | A | Standalone Impact on Baseline Energy (%) | Achievable Economic TRC Potential | 0% | 0% | 0% | 0% | 0% | 0% | 0% | 0% | 0% | 0% | 0% | 0% | 0% | 0% | 0% | 0% | 0% | 0% | 0% | 0% | 0% | 0% | 0% | 0% | 0 | 0 | 0 | 0 | 0 | 0 | 0
F5_Industrial_Wood and Lumber Products_New_Space Heating_Natural Gas_Gas Boiler - High Turndown_A_Achievable Economic TRC Potential | F5 | Industrial | Wood and Lumber Products | New | Space Heating | Natural Gas | Gas Boiler - High Turndown | A | Standalone Impact on Baseline Summer Peak (%) | Achievable Economic TRC Potential | 0% | 0% | 0% | 0% | 0% | 0% | 0% | 0% | 0% | 0% | 0% | 0% | 0% | 0% | 0% | 0% | 0% | 0% | 0% | 0% | 0% | 0% | 0% | 0% | 0 | 0 | 0 | 0 | 0 | 0 | 0
F6_Industrial_Wood and Lumber Products_New_Space Heating_Natural Gas_Gas Boiler - High Turndown_A_Achievable Economic TRC Potential | F6 | Industrial | Wood and Lumber Products | New | Space Heating | Natural Gas | Gas Boiler - High Turndown | A | Standalone Impact on Baseline Winter Peak (%) | Achievable Economic TRC Potential | 0% | 0% | 0% | 0% | 0% | 0% | 0% | 0% | 0% | 0% | 0% | 0% | 0% | 0% | 0% | 0% | 0% | 0% | 0% | 0% | 0% | 0% | 0% | 0% | 0 | 0 | 0 | 0 | 0 | 0 | 0
F7_Industrial_Wood and Lumber Products_New_Space Heating_Natural Gas_Gas Boiler - High Turndown_A_Achievable Economic TRC Potential | F7 | Industrial | Wood and Lumber Products | New | Space Heating | Natural Gas | Gas Boiler - High Turndown | A | Incremental Energy Savings (MWh or mTherms) | Achievable Economic TRC Potential | 0 | 0 | 0 | 0 | 0 | 0 | 0 | 0 | 0 | 0 | 0 | 0 | 0 | 0 | 0 | 0 | 0 | 0 | 0 | 0 | 0 | 0 | 0 | 0 | 0 | 0 | 0 | 0 | 0 | 0 | 0
F8_Industrial_Wood and Lumber Products_New_Space Heating_Natural Gas_Gas Boiler - High Turndown_A_Achievable Economic TRC Potential | F8 | Industrial | Wood and Lumber Products | New | Space Heating | Natural Gas | Gas Boiler - High Turndown | A | Incremental Summer Peak Savings (MW) | Achievable Economic TRC Potential | 0 | 0 | 0 | 0 | 0 | 0 | 0 | 0 | 0 | 0 | 0 | 0 | 0 | 0 | 0 | 0 | 0 | 0 | 0 | 0 | 0 | 0 | 0 | 0 | 0 | 0 | 0 | 0 | 0 | 0 | 0
F9_Industrial_Wood and Lumber Products_New_Space Heating_Natural Gas_Gas Boiler - High Turndown_A_Achievable Economic TRC Potential | F9 | Industrial | Wood and Lumber Products | New | Space Heating | Natural Gas | Gas Boiler - High Turndown | A | Incremental Winter Peak Savings (MW) | Achievable Economic TRC Potential | 0 | 0 | 0 | 0 | 0 | 0 | 0 | 0 | 0 | 0 | 0 | 0 | 0 | 0 | 0 | 0 | 0 | 0 | 0 | 0 | 0 | 0 | 0 | 0 | 0 | 0 | 0 | 0 | 0 | 0 | 0
F10_Industrial_Wood and Lumber Products_New_Space Heating_Natural Gas_Gas Boiler - High Turndown_A_Achievable Economic TRC Potential | F10 | Industrial | Wood and Lumber Products | New | Space Heating | Natural Gas | Gas Boiler - High Turndown | A | Cumulative Energy Savings (MWh or mTherms) | Achievable Economic TRC Potential | 0 | 0 | 0 | 0 | 0 | 0 | 0 | 0 | 0 | 0 | 0 | 0 | 0 | 0 | 0 | 0 | 0 | 0 | 0 | 0 | 0 | 0 | 0 | 0 | 0 | 0 | 0 | 0 | 0 | 0 | 0
F11_Industrial_Wood and Lumber Products_New_Space Heating_Natural Gas_Gas Boiler - High Turndown_A_Achievable Economic TRC Potential | F11 | Industrial | Wood and Lumber Products | New | Space Heating | Natural Gas | Gas Boiler - High Turndown | A | Cumulative Summer Peak Savings (MW) | Achievable Economic TRC Potential | 0 | 0 | 0 | 0 | 0 | 0 | 0 | 0 | 0 | 0 | 0 | 0 | 0 | 0 | 0 | 0 | 0 | 0 | 0 | 0 | 0 | 0 | 0 | 0 | 0 | 0 | 0 | 0 | 0 | 0 | 0
F12_Industrial_Wood and Lumber Products_New_Space Heating_Natural Gas_Gas Boiler - High Turndown_A_Achievable Economic TRC Potential | F12 | Industrial | Wood and Lumber Products | New | Space Heating | Natural Gas | Gas Boiler - High Turndown | A | Cumulative Winter Peak Savings (MW) | Achievable Economic TRC Potential | 0 | 0 | 0 | 0 | 0 | 0 | 0 | 0 | 0 | 0 | 0 | 0 | 0 | 0 | 0 | 0 | 0 | 0 | 0 | 0 | 0 | 0 | 0 | 0 | 0 | 0 | 0 | 0 | 0 | 0 | 0
F13_Industrial_Wood and Lumber Products_New_Space Heating_Natural Gas_Gas Boiler - High Turndown_A_Achievable Economic TRC Potential | F13 | Industrial | Wood and Lumber Products | New | Space Heating | Natural Gas | Gas Boiler - High Turndown | A | Purchases (Incremental) | Achievable Economic TRC Potential | 0 | 0 | 0 | 0 | 0 | 0 | 0 | 0 | 0 | 0 | 0 | 0 | 0 | 0 | 0 | 0 | 0 | 0 | 0 | 0 | 0 | 0 | 0 | 0 | 0 | 0 | 0 | 0 | 0 | 0 | 0
F14_Industrial_Wood and Lumber Products_New_Space Heating_Natural Gas_Gas Boiler - High Turndown_A_Achievable Economic TRC Potential | F14 | Industrial | Wood and Lumber Products | New | Space Heating | Natural Gas | Gas Boiler - High Turndown | A | Purchases (Cumulative) | Achievable Economic TRC Potential | 0 | 0 | 0 | 0 | 0 | 0 | 0 | 0 | 0 | 0 | 0 | 0 | 0 | 0 | 0 | 0 | 0 | 0 | 0 | 0 | 0 | 0 | 0 | 0 | 0 | 0 | 0 | 0 | 0 | 0 | 0
F1_Industrial_Wood and Lumber Products_New_Process_Natural Gas_Gas Boiler - High Turndown_A_Achievable Economic TRC Potential | F1 | Industrial | Wood and Lumber Products | New | Process | Natural Gas | Gas Boiler - High Turndown | A | Original Unit Energy Savings (kWh or therms) | Achievable Economic TRC Potential | 0 | 0 | 0 | 0 | 0 | 8.6269 | 8.6269 | 8.6269 | 8.6269 | 8.6269 | 8.6269 | 8.6269 | 8.6269 | 8.6269 | 8.6269 | 8.6269 | 8.6269 | 8.6269 | 8.6269 | 8.6269 | 8.6269 | 8.6269 | 8.6269 | 8.6269 | 8.6269 | 8.6269 | 8.6269 | 8.6269 | 8.6269 | 8.6269 | 8.6269
F2_Industrial_Wood and Lumber Products_New_Process_Natural Gas_Gas Boiler - High Turndown_A_Achievable Economic TRC Potential | F2 | Industrial | Wood and Lumber Products | New | Process | Natural Gas | Gas Boiler - High Turndown | A | Original Unit Summer Peak Savings (kW) | Achievable Economic TRC Potential | 0 | 0 | 0 | 0 | 0 | 0 | 0 | 0 | 0 | 0 | 0 | 0 | 0 | 0 | 0 | 0 | 0 | 0 | 0 | 0 | 0 | 0 | 0 | 0 | 0 | 0 | 0 | 0 | 0 | 0 | 0
F3_Industrial_Wood and Lumber Products_New_Process_Natural Gas_Gas Boiler - High Turndown_A_Achievable Economic TRC Potential | F3 | Industrial | Wood and Lumber Products | New | Process | Natural Gas | Gas Boiler - High Turndown | A | Original Unit Winter Peak Savings (kW) | Achievable Economic TRC Potential | 0 | 0 | 0 | 0 | 0 | 0 | 0 | 0 | 0 | 0 | 0 | 0 | 0 | 0 | 0 | 0 | 0 | 0 | 0 | 0 | 0 | 0 | 0 | 0 | 0 | 0 | 0 | 0 | 0 | 0 | 0
F4_Industrial_Wood and Lumber Products_New_Process_Natural Gas_Gas Boiler - High Turndown_A_Achievable Economic TRC Potential | F4 | Industrial | Wood and Lumber Products | New | Process | Natural Gas | Gas Boiler - High Turndown | A | Standalone Impact on Baseline Energy (%) | Achievable Economic TRC Potential | 0% | 0% | 0% | 0% | 0% | 0% | 0% | 0% | 0.01446% | 0.02739% | 0.03922% | 0.05029% | 0.06076% | 0.06932% | 0.07507% | 0.07864% | 0.08067% | 0.0815% | 0.08149% | 0.08087% | 0.07978% | 0.07838% | 0.07677% | 0.07363% | 0.00070751 | 0.00068093 | 0.00065634 | 0.00063353 | 0 | 0 | 0
F5_Industrial_Wood and Lumber Products_New_Process_Natural Gas_Gas Boiler - High Turndown_A_Achievable Economic TRC Potential | F5 | Industrial | Wood and Lumber Products | New | Process | Natural Gas | Gas Boiler - High Turndown | A | Standalone Impact on Baseline Summer Peak (%) | Achievable Economic TRC Potential | 0% | 0% | 0% | 0% | 0% | 0% | 0% | 0% | 0% | 0% | 0% | 0% | 0% | 0% | 0% | 0% | 0% | 0% | 0% | 0% | 0% | 0% | 0% | 0% | 0 | 0 | 0 | 0 | 0 | 0 | 0
F6_Industrial_Wood and Lumber Products_New_Process_Natural Gas_Gas Boiler - High Turndown_A_Achievable Economic TRC Potential | F6 | Industrial | Wood and Lumber Products | New | Process | Natural Gas | Gas Boiler - High Turndown | A | Standalone Impact on Baseline Winter Peak (%) | Achievable Economic TRC Potential | 0% | 0% | 0% | 0% | 0% | 0% | 0% | 0% | 0% | 0% | 0% | 0% | 0% | 0% | 0% | 0% | 0% | 0% | 0% | 0% | 0% | 0% | 0% | 0% | 0 | 0 | 0 | 0 | 0 | 0 | 0
F7_Industrial_Wood and Lumber Products_New_Process_Natural Gas_Gas Boiler - High Turndown_A_Achievable Economic TRC Potential | F7 | Industrial | Wood and Lumber Products | New | Process | Natural Gas | Gas Boiler - High Turndown | A | Incremental Energy Savings (MWh or mTherms) | Achievable Economic TRC Potential | 0 | 0 | 0 | 0 | 0 | 0 | 0 | 0 | 0.013302 | 0.014875 | 0.016449 | 0.018003 | 0.019553 | 0.01899 | 0.016288 | 0.013911 | 0.011826 | 0.010019 | 0.0084593 | 0.0071196 | 0.0059778 | 0.005007 | 0.0041846 | 0.013302 | 0.014875 | 0.016449 | 0.018003 | 0.019553 | 0.01899 | 0.016288 | 0.013911
F8_Industrial_Wood and Lumber Products_New_Process_Natural Gas_Gas Boiler - High Turndown_A_Achievable Economic TRC Potential | F8 | Industrial | Wood and Lumber Products | New | Process | Natural Gas | Gas Boiler - High Turndown | A | Incremental Summer Peak Savings (MW) | Achievable Economic TRC Potential | 0 | 0 | 0 | 0 | 0 | 0 | 0 | 0 | 0 | 0 | 0 | 0 | 0 | 0 | 0 | 0 | 0 | 0 | 0 | 0 | 0 | 0 | 0 | 0 | 0 | 0 | 0 | 0 | 0 | 0 | 0
F9_Industrial_Wood and Lumber Products_New_Process_Natural Gas_Gas Boiler - High Turndown_A_Achievable Economic TRC Potential | F9 | Industrial | Wood and Lumber Products | New | Process | Natural Gas | Gas Boiler - High Turndown | A | Incremental Winter Peak Savings (MW) | Achievable Economic TRC Potential | 0 | 0 | 0 | 0 | 0 | 0 | 0 | 0 | 0 | 0 | 0 | 0 | 0 | 0 | 0 | 0 | 0 | 0 | 0 | 0 | 0 | 0 | 0 | 0 | 0 | 0 | 0 | 0 | 0 | 0 | 0
F10_Industrial_Wood and Lumber Products_New_Process_Natural Gas_Gas Boiler - High Turndown_A_Achievable Economic TRC Potential | F10 | Industrial | Wood and Lumber Products | New | Process | Natural Gas | Gas Boiler - High Turndown | A | Cumulative Energy Savings (MWh or mTherms) | Achievable Economic TRC Potential | 0 | 0 | 0 | 0 | 0 | 0 | 0 | 0 | 0.013302 | 0.028176 | 0.044625 | 0.062629 | 0.082182 | 0.10117 | 0.11746 | 0.13137 | 0.1432 | 0.15322 | 0.16168 | 0.1688 | 0.17477 | 0.17978 | 0.18396 | 0.18396 | 0.18396 | 0.18396 | 0.18396 | 0.18396 | 0.18396 | 0.18396 | 0.18396
F11_Industrial_Wood and Lumber Products_New_Process_Natural Gas_Gas Boiler - High Turndown_A_Achievable Economic TRC Potential | F11 | Industrial | Wood and Lumber Products | New | Process | Natural Gas | Gas Boiler - High Turndown | A | Cumulative Summer Peak Savings (MW) | Achievable Economic TRC Potential | 0 | 0 | 0 | 0 | 0 | 0 | 0 | 0 | 0 | 0 | 0 | 0 | 0 | 0 | 0 | 0 | 0 | 0 | 0 | 0 | 0 | 0 | 0 | 0 | 0 | 0 | 0 | 0 | 0 | 0 | 0
F12_Industrial_Wood and Lumber Products_New_Process_Natural Gas_Gas Boiler - High Turndown_A_Achievable Economic TRC Potential | F12 | Industrial | Wood and Lumber Products | New | Process | Natural Gas | Gas Boiler - High Turndown | A | Cumulative Winter Peak Savings (MW) | Achievable Economic TRC Potential | 0 | 0 | 0 | 0 | 0 | 0 | 0 | 0 | 0 | 0 | 0 | 0 | 0 | 0 | 0 | 0 | 0 | 0 | 0 | 0 | 0 | 0 | 0 | 0 | 0 | 0 | 0 | 0 | 0 | 0 | 0
F13_Industrial_Wood and Lumber Products_New_Process_Natural Gas_Gas Boiler - High Turndown_A_Achievable Economic TRC Potential | F13 | Industrial | Wood and Lumber Products | New | Process | Natural Gas | Gas Boiler - High Turndown | A | Purchases (Incremental) | Achievable Economic TRC Potential | 0 | 0 | 0 | 0 | 0 | 0 | 0 | 0 | 1.5419 | 1.7242 | 1.9067 | 2.0869 | 2.2666 | 2.2013 | 1.8881 | 1.6125 | 1.3708 | 1.1614 | 0.98058 | 0.82529 | 0.69293 | 0.58039 | 0.48507 | 1.5419 | 1.7242 | 1.9067 | 2.0869 | 2.2666 | 2.2013 | 1.8881 | 1.6125
F14_Industrial_Wood and Lumber Products_New_Process_Natural Gas_Gas Boiler - High Turndown_A_Achievable Economic TRC Potential | F14 | Industrial | Wood and Lumber Products | New | Process | Natural Gas | Gas Boiler - High Turndown | A | Purchases (Cumulative) | Achievable Economic TRC Potential | 0 | 0 | 0 | 0 | 0 | 0 | 0 | 0 | 1.5419 | 3.2661 | 5.1728 | 7.2597 | 9.5263 | 11.7276 | 13.6157 | 15.2281 | 16.599 | 17.7604 | 18.7409 | 19.5662 | 20.2591 | 20.8395 | 21.3246 | 21.3246 | 21.3246 | 21.3246 | 21.3246 | 21.3246 | 21.3246 | 21.3246 | 21.3246
F1_Industrial_Wood and Lumber Products_New_Space Heating_Natural Gas_Gas Boiler - Burner Control Optimization_A_Achievable Economic TRC Potential | F1 | Industrial | Wood and Lumber Products | New | Space Heating | Natural Gas | Gas Boiler - Burner Control Optimization | A | Original Unit Energy Savings (kWh or therms) | Achievable Economic TRC Potential | 0 | 0 | 0 | 0 | 0 | 0 | 0 | 0 | 0 | 0 | 0 | 0 | 0 | 0 | 0 | 0 | 0 | 0 | 0 | 0 | 0 | 0 | 0 | 0 | 0 | 0 | 0 | 0 | 0 | 0 | 0
F2_Industrial_Wood and Lumber Products_New_Space Heating_Natural Gas_Gas Boiler - Burner Control Optimization_A_Achievable Economic TRC Potential | F2 | Industrial | Wood and Lumber Products | New | Space Heating | Natural Gas | Gas Boiler - Burner Control Optimization | A | Original Unit Summer Peak Savings (kW) | Achievable Economic TRC Potential | 0 | 0 | 0 | 0 | 0 | 0 | 0 | 0 | 0 | 0 | 0 | 0 | 0 | 0 | 0 | 0 | 0 | 0 | 0 | 0 | 0 | 0 | 0 | 0 | 0 | 0 | 0 | 0 | 0 | 0 | 0
F3_Industrial_Wood and Lumber Products_New_Space Heating_Natural Gas_Gas Boiler - Burner Control Optimization_A_Achievable Economic TRC Potential | F3 | Industrial | Wood and Lumber Products | New | Space Heating | Natural Gas | Gas Boiler - Burner Control Optimization | A | Original Unit Winter Peak Savings (kW) | Achievable Economic TRC Potential | 0 | 0 | 0 | 0 | 0 | 0 | 0 | 0 | 0 | 0 | 0 | 0 | 0 | 0 | 0 | 0 | 0 | 0 | 0 | 0 | 0 | 0 | 0 | 0 | 0 | 0 | 0 | 0 | 0 | 0 | 0
F4_Industrial_Wood and Lumber Products_New_Space Heating_Natural Gas_Gas Boiler - Burner Control Optimization_A_Achievable Economic TRC Potential | F4 | Industrial | Wood and Lumber Products | New | Space Heating | Natural Gas | Gas Boiler - Burner Control Optimization | A | Standalone Impact on Baseline Energy (%) | Achievable Economic TRC Potential | 0% | 0% | 0% | 0% | 0% | 0% | 0% | 0% | 0% | 0% | 0% | 0% | 0% | 0% | 0% | 0% | 0% | 0% | 0% | 0% | 0% | 0% | 0% | 0% | 0 | 0 | 0 | 0 | 0 | 0 | 0
F5_Industrial_Wood and Lumber Products_New_Space Heating_Natural Gas_Gas Boiler - Burner Control Optimization_A_Achievable Economic TRC Potential | F5 | Industrial | Wood and Lumber Products | New | Space Heating | Natural Gas | Gas Boiler - Burner Control Optimization | A | Standalone Impact on Baseline Summer Peak (%) | Achievable Economic TRC Potential | 0% | 0% | 0% | 0% | 0% | 0% | 0% | 0% | 0% | 0% | 0% | 0% | 0% | 0% | 0% | 0% | 0% | 0% | 0% | 0% | 0% | 0% | 0% | 0% | 0 | 0 | 0 | 0 | 0 | 0 | 0
F6_Industrial_Wood and Lumber Products_New_Space Heating_Natural Gas_Gas Boiler - Burner Control Optimization_A_Achievable Economic TRC Potential | F6 | Industrial | Wood and Lumber Products | New | Space Heating | Natural Gas | Gas Boiler - Burner Control Optimization | A | Standalone Impact on Baseline Winter Peak (%) | Achievable Economic TRC Potential | 0% | 0% | 0% | 0% | 0% | 0% | 0% | 0% | 0% | 0% | 0% | 0% | 0% | 0% | 0% | 0% | 0% | 0% | 0% | 0% | 0% | 0% | 0% | 0% | 0 | 0 | 0 | 0 | 0 | 0 | 0
F7_Industrial_Wood and Lumber Products_New_Space Heating_Natural Gas_Gas Boiler - Burner Control Optimization_A_Achievable Economic TRC Potential | F7 | Industrial | Wood and Lumber Products | New | Space Heating | Natural Gas | Gas Boiler - Burner Control Optimization | A | Incremental Energy Savings (MWh or mTherms) | Achievable Economic TRC Potential | 0 | 0 | 0 | 0 | 0 | 0 | 0 | 0 | 0 | 0 | 0 | 0 | 0 | 0 | 0 | 0 | 0 | 0 | 0 | 0 | 0 | 0 | 0 | 0 | 0 | 0 | 0 | 0 | 0 | 0 | 0
F8_Industrial_Wood and Lumber Products_New_Space Heating_Natural Gas_Gas Boiler - Burner Control Optimization_A_Achievable Economic TRC Potential | F8 | Industrial | Wood and Lumber Products | New | Space Heating | Natural Gas | Gas Boiler - Burner Control Optimization | A | Incremental Summer Peak Savings (MW) | Achievable Economic TRC Potential | 0 | 0 | 0 | 0 | 0 | 0 | 0 | 0 | 0 | 0 | 0 | 0 | 0 | 0 | 0 | 0 | 0 | 0 | 0 | 0 | 0 | 0 | 0 | 0 | 0 | 0 | 0 | 0 | 0 | 0 | 0
F9_Industrial_Wood and Lumber Products_New_Space Heating_Natural Gas_Gas Boiler - Burner Control Optimization_A_Achievable Economic TRC Potential | F9 | Industrial | Wood and Lumber Products | New | Space Heating | Natural Gas | Gas Boiler - Burner Control Optimization | A | Incremental Winter Peak Savings (MW) | Achievable Economic TRC Potential | 0 | 0 | 0 | 0 | 0 | 0 | 0 | 0 | 0 | 0 | 0 | 0 | 0 | 0 | 0 | 0 | 0 | 0 | 0 | 0 | 0 | 0 | 0 | 0 | 0 | 0 | 0 | 0 | 0 | 0 | 0
F10_Industrial_Wood and Lumber Products_New_Space Heating_Natural Gas_Gas Boiler - Burner Control Optimization_A_Achievable Economic TRC Potential | F10 | Industrial | Wood and Lumber Products | New | Space Heating | Natural Gas | Gas Boiler - Burner Control Optimization | A | Cumulative Energy Savings (MWh or mTherms) | Achievable Economic TRC Potential | 0 | 0 | 0 | 0 | 0 | 0 | 0 | 0 | 0 | 0 | 0 | 0 | 0 | 0 | 0 | 0 | 0 | 0 | 0 | 0 | 0 | 0 | 0 | 0 | 0 | 0 | 0 | 0 | 0 | 0 | 0
F11_Industrial_Wood and Lumber Products_New_Space Heating_Natural Gas_Gas Boiler - Burner Control Optimization_A_Achievable Economic TRC Potential | F11 | Industrial | Wood and Lumber Products | New | Space Heating | Natural Gas | Gas Boiler - Burner Control Optimization | A | Cumulative Summer Peak Savings (MW) | Achievable Economic TRC Potential | 0 | 0 | 0 | 0 | 0 | 0 | 0 | 0 | 0 | 0 | 0 | 0 | 0 | 0 | 0 | 0 | 0 | 0 | 0 | 0 | 0 | 0 | 0 | 0 | 0 | 0 | 0 | 0 | 0 | 0 | 0
F12_Industrial_Wood and Lumber Products_New_Space Heating_Natural Gas_Gas Boiler - Burner Control Optimization_A_Achievable Economic TRC Potential | F12 | Industrial | Wood and Lumber Products | New | Space Heating | Natural Gas | Gas Boiler - Burner Control Optimization | A | Cumulative Winter Peak Savings (MW) | Achievable Economic TRC Potential | 0 | 0 | 0 | 0 | 0 | 0 | 0 | 0 | 0 | 0 | 0 | 0 | 0 | 0 | 0 | 0 | 0 | 0 | 0 | 0 | 0 | 0 | 0 | 0 | 0 | 0 | 0 | 0 | 0 | 0 | 0
F13_Industrial_Wood and Lumber Products_New_Space Heating_Natural Gas_Gas Boiler - Burner Control Optimization_A_Achievable Economic TRC Potential | F13 | Industrial | Wood and Lumber Products | New | Space Heating | Natural Gas | Gas Boiler - Burner Control Optimization | A | Purchases (Incremental) | Achievable Economic TRC Potential | 0 | 0 | 0 | 0 | 0 | 0 | 0 | 0 | 0 | 0 | 0 | 0 | 0 | 0 | 0 | 0 | 0 | 0 | 0 | 0 | 0 | 0 | 0 | 0 | 0 | 0 | 0 | 0 | 0 | 0 | 0
F14_Industrial_Wood and Lumber Products_New_Space Heating_Natural Gas_Gas Boiler - Burner Control Optimization_A_Achievable Economic TRC Potential | F14 | Industrial | Wood and Lumber Products | New | Space Heating | Natural Gas | Gas Boiler - Burner Control Optimization | A | Purchases (Cumulative) | Achievable Economic TRC Potential | 0 | 0 | 0 | 0 | 0 | 0 | 0 | 0 | 0 | 0 | 0 | 0 | 0 | 0 | 0 | 0 | 0 | 0 | 0 | 0 | 0 | 0 | 0 | 0 | 0 | 0 | 0 | 0 | 0 | 0 | 0
F1_Industrial_Wood and Lumber Products_New_Process_Natural Gas_Gas Boiler - Burner Control Optimization_A_Achievable Economic TRC Potential | F1 | Industrial | Wood and Lumber Products | New | Process | Natural Gas | Gas Boiler - Burner Control Optimization | A | Original Unit Energy Savings (kWh or therms) | Achievable Economic TRC Potential | 0 | 0 | 0 | 0 | 0 | 2.5018 | 2.5018 | 2.5018 | 2.5018 | 2.5018 | 2.5018 | 2.5018 | 2.5018 | 2.5018 | 2.5018 | 2.5018 | 2.5018 | 2.5018 | 2.5018 | 2.5018 | 2.5018 | 2.5018 | 2.5018 | 2.5018 | 2.5018 | 2.5018 | 2.5018 | 2.5018 | 2.5018 | 2.5018 | 2.5018
F2_Industrial_Wood and Lumber Products_New_Process_Natural Gas_Gas Boiler - Burner Control Optimization_A_Achievable Economic TRC Potential | F2 | Industrial | Wood and Lumber Products | New | Process | Natural Gas | Gas Boiler - Burner Control Optimization | A | Original Unit Summer Peak Savings (kW) | Achievable Economic TRC Potential | 0 | 0 | 0 | 0 | 0 | 0 | 0 | 0 | 0 | 0 | 0 | 0 | 0 | 0 | 0 | 0 | 0 | 0 | 0 | 0 | 0 | 0 | 0 | 0 | 0 | 0 | 0 | 0 | 0 | 0 | 0
F3_Industrial_Wood and Lumber Products_New_Process_Natural Gas_Gas Boiler - Burner Control Optimization_A_Achievable Economic TRC Potential | F3 | Industrial | Wood and Lumber Products | New | Process | Natural Gas | Gas Boiler - Burner Control Optimization | A | Original Unit Winter Peak Savings (kW) | Achievable Economic TRC Potential | 0 | 0 | 0 | 0 | 0 | 0 | 0 | 0 | 0 | 0 | 0 | 0 | 0 | 0 | 0 | 0 | 0 | 0 | 0 | 0 | 0 | 0 | 0 | 0 | 0 | 0 | 0 | 0 | 0 | 0 | 0
F4_Industrial_Wood and Lumber Products_New_Process_Natural Gas_Gas Boiler - Burner Control Optimization_A_Achievable Economic TRC Potential | F4 | Industrial | Wood and Lumber Products | New | Process | Natural Gas | Gas Boiler - Burner Control Optimization | A | Standalone Impact on Baseline Energy (%) | Achievable Economic TRC Potential | 0% | 0% | 0% | 0% | 0% | 0.001131% | 0.002732% | 0.00592% | 0.01144% | 0.01991% | 0.03156% | 0.04608% | 0.06255% | 0.07963% | 0.09594% | 0.1101% | 0.1213% | 0.1291% | 0.1337% | 0.1354% | 0.1349% | 0.1327% | 0.1295% | 0.1255% | 0.0012108 | 0.0011654 | 0.0011233 | 0.0010842 | 0 | 0 | 0
F5_Industrial_Wood and Lumber Products_New_Process_Natural Gas_Gas Boiler - Burner Control Optimization_A_Achievable Economic TRC Potential | F5 | Industrial | Wood and Lumber Products | New | Process | Natural Gas | Gas Boiler - Burner Control Optimization | A | Standalone Impact on Baseline Summer Peak (%) | Achievable Economic TRC Potential | 0% | 0% | 0% | 0% | 0% | 0% | 0% | 0% | 0% | 0% | 0% | 0% | 0% | 0% | 0% | 0% | 0% | 0% | 0% | 0% | 0% | 0% | 0% | 0% | 0 | 0 | 0 | 0 | 0 | 0 | 0
F6_Industrial_Wood and Lumber Products_New_Process_Natural Gas_Gas Boiler - Burner Control Optimization_A_Achievable Economic TRC Potential | F6 | Industrial | Wood and Lumber Products | New | Process | Natural Gas | Gas Boiler - Burner Control Optimization | A | Standalone Impact on Baseline Winter Peak (%) | Achievable Economic TRC Potential | 0% | 0% | 0% | 0% | 0% | 0% | 0% | 0% | 0% | 0% | 0% | 0% | 0% | 0% | 0% | 0% | 0% | 0% | 0% | 0% | 0% | 0% | 0% | 0% | 0 | 0 | 0 | 0 | 0 | 0 | 0
F7_Industrial_Wood and Lumber Products_New_Process_Natural Gas_Gas Boiler - Burner Control Optimization_A_Achievable Economic TRC Potential | F7 | Industrial | Wood and Lumber Products | New | Process | Natural Gas | Gas Boiler - Burner Control Optimization | A | Incremental Energy Savings (MWh or mTherms) | Achievable Economic TRC Potential | 0 | 0 | 0 | 0 | 0 | 0.00067009 | 0.0012479 | 0.0028847 | 0.0057249 | 0.0099585 | 0.015418 | 0.021476 | 0.027213 | 0.031625 | 0.033907 | 0.033784 | 0.031414 | 0.027396 | 0.022489 | 0.017433 | 0.012807 | 0.0089395 | 0.0059431 | 0.0037718 | 0.0026579 | 0.0028847 | 0.0057249 | 0.0099585 | 0.015418 | 0.021476 | 0.027213
F8_Industrial_Wood and Lumber Products_New_Process_Natural Gas_Gas Boiler - Burner Control Optimization_A_Achievable Economic TRC Potential | F8 | Industrial | Wood and Lumber Products | New | Process | Natural Gas | Gas Boiler - Burner Control Optimization | A | Incremental Summer Peak Savings (MW) | Achievable Economic TRC Potential | 0 | 0 | 0 | 0 | 0 | 0 | 0 | 0 | 0 | 0 | 0 | 0 | 0 | 0 | 0 | 0 | 0 | 0 | 0 | 0 | 0 | 0 | 0 | 0 | 0 | 0 | 0 | 0 | 0 | 0 | 0
F9_Industrial_Wood and Lumber Products_New_Process_Natural Gas_Gas Boiler - Burner Control Optimization_A_Achievable Economic TRC Potential | F9 | Industrial | Wood and Lumber Products | New | Process | Natural Gas | Gas Boiler - Burner Control Optimization | A | Incremental Winter Peak Savings (MW) | Achievable Economic TRC Potential | 0 | 0 | 0 | 0 | 0 | 0 | 0 | 0 | 0 | 0 | 0 | 0 | 0 | 0 | 0 | 0 | 0 | 0 | 0 | 0 | 0 | 0 | 0 | 0 | 0 | 0 | 0 | 0 | 0 | 0 | 0
F10_Industrial_Wood and Lumber Products_New_Process_Natural Gas_Gas Boiler - Burner Control Optimization_A_Achievable Economic TRC Potential | F10 | Industrial | Wood and Lumber Products | New | Process | Natural Gas | Gas Boiler - Burner Control Optimization | A | Cumulative Energy Savings (MWh or mTherms) | Achievable Economic TRC Potential | 0 | 0 | 0 | 0 | 0 | 0.00067009 | 0.001918 | 0.0048027 | 0.010528 | 0.020486 | 0.035904 | 0.05738 | 0.084593 | 0.11622 | 0.15012 | 0.18391 | 0.21532 | 0.24272 | 0.26521 | 0.28264 | 0.29545 | 0.30439 | 0.31033 | 0.31343 | 0.31484 | 0.31484 | 0.31484 | 0.31484 | 0.31484 | 0.31484 | 0.31484
F11_Industrial_Wood and Lumber Products_New_Process_Natural Gas_Gas Boiler - Burner Control Optimization_A_Achievable Economic TRC Potential | F11 | Industrial | Wood and Lumber Products | New | Process | Natural Gas | Gas Boiler - Burner Control Optimization | A | Cumulative Summer Peak Savings (MW) | Achievable Economic TRC Potential | 0 | 0 | 0 | 0 | 0 | 0 | 0 | 0 | 0 | 0 | 0 | 0 | 0 | 0 | 0 | 0 | 0 | 0 | 0 | 0 | 0 | 0 | 0 | 0 | 0 | 0 | 0 | 0 | 0 | 0 | 0
F12_Industrial_Wood and Lumber Products_New_Process_Natural Gas_Gas Boiler - Burner Control Optimization_A_Achievable Economic TRC Potential | F12 | Industrial | Wood and Lumber Products | New | Process | Natural Gas | Gas Boiler - Burner Control Optimization | A | Cumulative Winter Peak Savings (MW) | Achievable Economic TRC Potential | 0 | 0 | 0 | 0 | 0 | 0 | 0 | 0 | 0 | 0 | 0 | 0 | 0 | 0 | 0 | 0 | 0 | 0 | 0 | 0 | 0 | 0 | 0 | 0 | 0 | 0 | 0 | 0 | 0 | 0 | 0
F13_Industrial_Wood and Lumber Products_New_Process_Natural Gas_Gas Boiler - Burner Control Optimization_A_Achievable Economic TRC Potential | F13 | Industrial | Wood and Lumber Products | New | Process | Natural Gas | Gas Boiler - Burner Control Optimization | A | Purchases (Incremental) | Achievable Economic TRC Potential | 0 | 0 | 0 | 0 | 0 | 0.26784 | 0.4988 | 1.1531 | 2.2883 | 3.9806 | 6.1626 | 8.5844 | 10.8774 | 12.6409 | 13.5529 | 13.5038 | 12.5564 | 10.9505 | 8.989 | 6.9682 | 5.1193 | 3.5732 | 2.3755 | 1.5076 | 1.0624 | 1.1531 | 2.2883 | 3.9806 | 6.1626 | 8.5844 | 10.8774
F14_Industrial_Wood and Lumber Products_New_Process_Natural Gas_Gas Boiler - Burner Control Optimization_A_Achievable Economic TRC Potential | F14 | Industrial | Wood and Lumber Products | New | Process | Natural Gas | Gas Boiler - Burner Control Optimization | A | Purchases (Cumulative) | Achievable Economic TRC Potential | 0 | 0 | 0 | 0 | 0 | 0.26784 | 0.76664 | 1.9197 | 4.208 | 8.1886 | 14.3512 | 22.9356 | 33.813 | 46.4539 | 60.0068 | 73.5106 | 86.067 | 97.0175 | 106.0065 | 112.9747 | 118.094 | 121.6672 | 124.0428 | 125.2826 | 125.8462 | 125.8462 | 125.8462 | 125.8462 | 125.8462 | 125.8462 | 125.8462
F1_Industrial_Wood and Lumber Products_New_Space Heating_Natural Gas_HVAC - Demand Controlled Ventilation_A_Achievable Economic TRC Potential | F1 | Industrial | Wood and Lumber Products | New | Space Heating | Natural Gas | HVAC - Demand Controlled Ventilation | A | Original Unit Energy Savings (kWh or therms) | Achievable Economic TRC Potential | 0 | 0 | 0 | 0 | 0 | 0 | 0 | 0 | 0 | 0 | 0 | 0 | 0 | 0 | 0 | 0 | 0 | 0 | 0 | 0 | 0 | 0 | 0 | 0 | 0 | 0 | 0 | 0 | 0 | 0 | 0
F2_Industrial_Wood and Lumber Products_New_Space Heating_Natural Gas_HVAC - Demand Controlled Ventilation_A_Achievable Economic TRC Potential | F2 | Industrial | Wood and Lumber Products | New | Space Heating | Natural Gas | HVAC - Demand Controlled Ventilation | A | Original Unit Summer Peak Savings (kW) | Achievable Economic TRC Potential | 0 | 0 | 0 | 0 | 0 | 0 | 0 | 0 | 0 | 0 | 0 | 0 | 0 | 0 | 0 | 0 | 0 | 0 | 0 | 0 | 0 | 0 | 0 | 0 | 0 | 0 | 0 | 0 | 0 | 0 | 0
F3_Industrial_Wood and Lumber Products_New_Space Heating_Natural Gas_HVAC - Demand Controlled Ventilation_A_Achievable Economic TRC Potential | F3 | Industrial | Wood and Lumber Products | New | Space Heating | Natural Gas | HVAC - Demand Controlled Ventilation | A | Original Unit Winter Peak Savings (kW) | Achievable Economic TRC Potential | 0 | 0 | 0 | 0 | 0 | 0 | 0 | 0 | 0 | 0 | 0 | 0 | 0 | 0 | 0 | 0 | 0 | 0 | 0 | 0 | 0 | 0 | 0 | 0 | 0 | 0 | 0 | 0 | 0 | 0 | 0
F4_Industrial_Wood and Lumber Products_New_Space Heating_Natural Gas_HVAC - Demand Controlled Ventilation_A_Achievable Economic TRC Potential | F4 | Industrial | Wood and Lumber Products | New | Space Heating | Natural Gas | HVAC - Demand Controlled Ventilation | A | Standalone Impact on Baseline Energy (%) | Achievable Economic TRC Potential | 0% | 0% | 0% | 0% | 0% | 0% | 0% | 0% | 0% | 0% | 0% | 0% | 0% | 0% | 0% | 0% | 0% | 0% | 0% | 0% | 0% | 0% | 0% | 0% | 0 | 0 | 0 | 0 | 0 | 0 | 0
F5_Industrial_Wood and Lumber Products_New_Space Heating_Natural Gas_HVAC - Demand Controlled Ventilation_A_Achievable Economic TRC Potential | F5 | Industrial | Wood and Lumber Products | New | Space Heating | Natural Gas | HVAC - Demand Controlled Ventilation | A | Standalone Impact on Baseline Summer Peak (%) | Achievable Economic TRC Potential | 0% | 0% | 0% | 0% | 0% | 0% | 0% | 0% | 0% | 0% | 0% | 0% | 0% | 0% | 0% | 0% | 0% | 0% | 0% | 0% | 0% | 0% | 0% | 0% | 0 | 0 | 0 | 0 | 0 | 0 | 0
F6_Industrial_Wood and Lumber Products_New_Space Heating_Natural Gas_HVAC - Demand Controlled Ventilation_A_Achievable Economic TRC Potential | F6 | Industrial | Wood and Lumber Products | New | Space Heating | Natural Gas | HVAC - Demand Controlled Ventilation | A | Standalone Impact on Baseline Winter Peak (%) | Achievable Economic TRC Potential | 0% | 0% | 0% | 0% | 0% | 0% | 0% | 0% | 0% | 0% | 0% | 0% | 0% | 0% | 0% | 0% | 0% | 0% | 0% | 0% | 0% | 0% | 0% | 0% | 0 | 0 | 0 | 0 | 0 | 0 | 0
F7_Industrial_Wood and Lumber Products_New_Space Heating_Natural Gas_HVAC - Demand Controlled Ventilation_A_Achievable Economic TRC Potential | F7 | Industrial | Wood and Lumber Products | New | Space Heating | Natural Gas | HVAC - Demand Controlled Ventilation | A | Incremental Energy Savings (MWh or mTherms) | Achievable Economic TRC Potential | 0 | 0 | 0 | 0 | 0 | 0 | 0 | 0 | 0 | 0 | 0 | 0 | 0 | 0 | 0 | 0 | 0 | 0 | 0 | 0 | 0 | 0 | 0 | 0 | 0 | 0 | 0 | 0 | 0 | 0 | 0
F8_Industrial_Wood and Lumber Products_New_Space Heating_Natural Gas_HVAC - Demand Controlled Ventilation_A_Achievable Economic TRC Potential | F8 | Industrial | Wood and Lumber Products | New | Space Heating | Natural Gas | HVAC - Demand Controlled Ventilation | A | Incremental Summer Peak Savings (MW) | Achievable Economic TRC Potential | 0 | 0 | 0 | 0 | 0 | 0 | 0 | 0 | 0 | 0 | 0 | 0 | 0 | 0 | 0 | 0 | 0 | 0 | 0 | 0 | 0 | 0 | 0 | 0 | 0 | 0 | 0 | 0 | 0 | 0 | 0
F9_Industrial_Wood and Lumber Products_New_Space Heating_Natural Gas_HVAC - Demand Controlled Ventilation_A_Achievable Economic TRC Potential | F9 | Industrial | Wood and Lumber Products | New | Space Heating | Natural Gas | HVAC - Demand Controlled Ventilation | A | Incremental Winter Peak Savings (MW) | Achievable Economic TRC Potential | 0 | 0 | 0 | 0 | 0 | 0 | 0 | 0 | 0 | 0 | 0 | 0 | 0 | 0 | 0 | 0 | 0 | 0 | 0 | 0 | 0 | 0 | 0 | 0 | 0 | 0 | 0 | 0 | 0 | 0 | 0
F10_Industrial_Wood and Lumber Products_New_Space Heating_Natural Gas_HVAC - Demand Controlled Ventilation_A_Achievable Economic TRC Potential | F10 | Industrial | Wood and Lumber Products | New | Space Heating | Natural Gas | HVAC - Demand Controlled Ventilation | A | Cumulative Energy Savings (MWh or mTherms) | Achievable Economic TRC Potential | 0 | 0 | 0 | 0 | 0 | 0 | 0 | 0 | 0 | 0 | 0 | 0 | 0 | 0 | 0 | 0 | 0 | 0 | 0 | 0 | 0 | 0 | 0 | 0 | 0 | 0 | 0 | 0 | 0 | 0 | 0
F11_Industrial_Wood and Lumber Products_New_Space Heating_Natural Gas_HVAC - Demand Controlled Ventilation_A_Achievable Economic TRC Potential | F11 | Industrial | Wood and Lumber Products | New | Space Heating | Natural Gas | HVAC - Demand Controlled Ventilation | A | Cumulative Summer Peak Savings (MW) | Achievable Economic TRC Potential | 0 | 0 | 0 | 0 | 0 | 0 | 0 | 0 | 0 | 0 | 0 | 0 | 0 | 0 | 0 | 0 | 0 | 0 | 0 | 0 | 0 | 0 | 0 | 0 | 0 | 0 | 0 | 0 | 0 | 0 | 0
F12_Industrial_Wood and Lumber Products_New_Space Heating_Natural Gas_HVAC - Demand Controlled Ventilation_A_Achievable Economic TRC Potential | F12 | Industrial | Wood and Lumber Products | New | Space Heating | Natural Gas | HVAC - Demand Controlled Ventilation | A | Cumulative Winter Peak Savings (MW) | Achievable Economic TRC Potential | 0 | 0 | 0 | 0 | 0 | 0 | 0 | 0 | 0 | 0 | 0 | 0 | 0 | 0 | 0 | 0 | 0 | 0 | 0 | 0 | 0 | 0 | 0 | 0 | 0 | 0 | 0 | 0 | 0 | 0 | 0
F13_Industrial_Wood and Lumber Products_New_Space Heating_Natural Gas_HVAC - Demand Controlled Ventilation_A_Achievable Economic TRC Potential | F13 | Industrial | Wood and Lumber Products | New | Space Heating | Natural Gas | HVAC - Demand Controlled Ventilation | A | Purchases (Incremental) | Achievable Economic TRC Potential | 0 | 0 | 0 | 0 | 0 | 0 | 0 | 0 | 0 | 0 | 0 | 0 | 0 | 0 | 0 | 0 | 0 | 0 | 0 | 0 | 0 | 0 | 0 | 0 | 0 | 0 | 0 | 0 | 0 | 0 | 0
F14_Industrial_Wood and Lumber Products_New_Space Heating_Natural Gas_HVAC - Demand Controlled Ventilation_A_Achievable Economic TRC Potential | F14 | Industrial | Wood and Lumber Products | New | Space Heating | Natural Gas | HVAC - Demand Controlled Ventilation | A | Purchases (Cumulative) | Achievable Economic TRC Potential | 0 | 0 | 0 | 0 | 0 | 0 | 0 | 0 | 0 | 0 | 0 | 0 | 0 | 0 | 0 | 0 | 0 | 0 | 0 | 0 | 0 | 0 | 0 | 0 | 0 | 0 | 0 | 0 | 0 | 0 | 0
F1_Industrial_Wood and Lumber Products_New_Space Heating_Natural Gas_Gas Boiler - Stack Economizer_A_Achievable Economic TRC Potential | F1 | Industrial | Wood and Lumber Products | New | Space Heating | Natural Gas | Gas Boiler - Stack Economizer | A | Original Unit Energy Savings (kWh or therms) | Achievable Economic TRC Potential | 0 | 0 | 0 | 0 | 0 | 0 | 0 | 0 | 0 | 0 | 0 | 0 | 0 | 0 | 0 | 0 | 0 | 0 | 0 | 0 | 0 | 0 | 0 | 0 | 0 | 0 | 0 | 0 | 0 | 0 | 0
F2_Industrial_Wood and Lumber Products_New_Space Heating_Natural Gas_Gas Boiler - Stack Economizer_A_Achievable Economic TRC Potential | F2 | Industrial | Wood and Lumber Products | New | Space Heating | Natural Gas | Gas Boiler - Stack Economizer | A | Original Unit Summer Peak Savings (kW) | Achievable Economic TRC Potential | 0 | 0 | 0 | 0 | 0 | 0 | 0 | 0 | 0 | 0 | 0 | 0 | 0 | 0 | 0 | 0 | 0 | 0 | 0 | 0 | 0 | 0 | 0 | 0 | 0 | 0 | 0 | 0 | 0 | 0 | 0
F3_Industrial_Wood and Lumber Products_New_Space Heating_Natural Gas_Gas Boiler - Stack Economizer_A_Achievable Economic TRC Potential | F3 | Industrial | Wood and Lumber Products | New | Space Heating | Natural Gas | Gas Boiler - Stack Economizer | A | Original Unit Winter Peak Savings (kW) | Achievable Economic TRC Potential | 0 | 0 | 0 | 0 | 0 | 0 | 0 | 0 | 0 | 0 | 0 | 0 | 0 | 0 | 0 | 0 | 0 | 0 | 0 | 0 | 0 | 0 | 0 | 0 | 0 | 0 | 0 | 0 | 0 | 0 | 0
F4_Industrial_Wood and Lumber Products_New_Space Heating_Natural Gas_Gas Boiler - Stack Economizer_A_Achievable Economic TRC Potential | F4 | Industrial | Wood and Lumber Products | New | Space Heating | Natural Gas | Gas Boiler - Stack Economizer | A | Standalone Impact on Baseline Energy (%) | Achievable Economic TRC Potential | 0% | 0% | 0% | 0% | 0% | 0% | 0% | 0% | 0% | 0% | 0% | 0% | 0% | 0% | 0% | 0% | 0% | 0% | 0% | 0% | 0% | 0% | 0% | 0% | 0 | 0 | 0 | 0 | 0 | 0 | 0
F5_Industrial_Wood and Lumber Products_New_Space Heating_Natural Gas_Gas Boiler - Stack Economizer_A_Achievable Economic TRC Potential | F5 | Industrial | Wood and Lumber Products | New | Space Heating | Natural Gas | Gas Boiler - Stack Economizer | A | Standalone Impact on Baseline Summer Peak (%) | Achievable Economic TRC Potential | 0% | 0% | 0% | 0% | 0% | 0% | 0% | 0% | 0% | 0% | 0% | 0% | 0% | 0% | 0% | 0% | 0% | 0% | 0% | 0% | 0% | 0% | 0% | 0% | 0 | 0 | 0 | 0 | 0 | 0 | 0
F6_Industrial_Wood and Lumber Products_New_Space Heating_Natural Gas_Gas Boiler - Stack Economizer_A_Achievable Economic TRC Potential | F6 | Industrial | Wood and Lumber Products | New | Space Heating | Natural Gas | Gas Boiler - Stack Economizer | A | Standalone Impact on Baseline Winter Peak (%) | Achievable Economic TRC Potential | 0% | 0% | 0% | 0% | 0% | 0% | 0% | 0% | 0% | 0% | 0% | 0% | 0% | 0% | 0% | 0% | 0% | 0% | 0% | 0% | 0% | 0% | 0% | 0% | 0 | 0 | 0 | 0 | 0 | 0 | 0
F7_Industrial_Wood and Lumber Products_New_Space Heating_Natural Gas_Gas Boiler - Stack Economizer_A_Achievable Economic TRC Potential | F7 | Industrial | Wood and Lumber Products | New | Space Heating | Natural Gas | Gas Boiler - Stack Economizer | A | Incremental Energy Savings (MWh or mTherms) | Achievable Economic TRC Potential | 0 | 0 | 0 | 0 | 0 | 0 | 0 | 0 | 0 | 0 | 0 | 0 | 0 | 0 | 0 | 0 | 0 | 0 | 0 | 0 | 0 | 0 | 0 | 0 | 0 | 0 | 0 | 0 | 0 | 0 | 0
F8_Industrial_Wood and Lumber Products_New_Space Heating_Natural Gas_Gas Boiler - Stack Economizer_A_Achievable Economic TRC Potential | F8 | Industrial | Wood and Lumber Products | New | Space Heating | Natural Gas | Gas Boiler - Stack Economizer | A | Incremental Summer Peak Savings (MW) | Achievable Economic TRC Potential | 0 | 0 | 0 | 0 | 0 | 0 | 0 | 0 | 0 | 0 | 0 | 0 | 0 | 0 | 0 | 0 | 0 | 0 | 0 | 0 | 0 | 0 | 0 | 0 | 0 | 0 | 0 | 0 | 0 | 0 | 0
F9_Industrial_Wood and Lumber Products_New_Space Heating_Natural Gas_Gas Boiler - Stack Economizer_A_Achievable Economic TRC Potential | F9 | Industrial | Wood and Lumber Products | New | Space Heating | Natural Gas | Gas Boiler - Stack Economizer | A | Incremental Winter Peak Savings (MW) | Achievable Economic TRC Potential | 0 | 0 | 0 | 0 | 0 | 0 | 0 | 0 | 0 | 0 | 0 | 0 | 0 | 0 | 0 | 0 | 0 | 0 | 0 | 0 | 0 | 0 | 0 | 0 | 0 | 0 | 0 | 0 | 0 | 0 | 0
F10_Industrial_Wood and Lumber Products_New_Space Heating_Natural Gas_Gas Boiler - Stack Economizer_A_Achievable Economic TRC Potential | F10 | Industrial | Wood and Lumber Products | New | Space Heating | Natural Gas | Gas Boiler - Stack Economizer | A | Cumulative Energy Savings (MWh or mTherms) | Achievable Economic TRC Potential | 0 | 0 | 0 | 0 | 0 | 0 | 0 | 0 | 0 | 0 | 0 | 0 | 0 | 0 | 0 | 0 | 0 | 0 | 0 | 0 | 0 | 0 | 0 | 0 | 0 | 0 | 0 | 0 | 0 | 0 | 0
F11_Industrial_Wood and Lumber Products_New_Space Heating_Natural Gas_Gas Boiler - Stack Economizer_A_Achievable Economic TRC Potential | F11 | Industrial | Wood and Lumber Products | New | Space Heating | Natural Gas | Gas Boiler - Stack Economizer | A | Cumulative Summer Peak Savings (MW) | Achievable Economic TRC Potential | 0 | 0 | 0 | 0 | 0 | 0 | 0 | 0 | 0 | 0 | 0 | 0 | 0 | 0 | 0 | 0 | 0 | 0 | 0 | 0 | 0 | 0 | 0 | 0 | 0 | 0 | 0 | 0 | 0 | 0 | 0
F12_Industrial_Wood and Lumber Products_New_Space Heating_Natural Gas_Gas Boiler - Stack Economizer_A_Achievable Economic TRC Potential | F12 | Industrial | Wood and Lumber Products | New | Space Heating | Natural Gas | Gas Boiler - Stack Economizer | A | Cumulative Winter Peak Savings (MW) | Achievable Economic TRC Potential | 0 | 0 | 0 | 0 | 0 | 0 | 0 | 0 | 0 | 0 | 0 | 0 | 0 | 0 | 0 | 0 | 0 | 0 | 0 | 0 | 0 | 0 | 0 | 0 | 0 | 0 | 0 | 0 | 0 | 0 | 0
F13_Industrial_Wood and Lumber Products_New_Space Heating_Natural Gas_Gas Boiler - Stack Economizer_A_Achievable Economic TRC Potential | F13 | Industrial | Wood and Lumber Products | New | Space Heating | Natural Gas | Gas Boiler - Stack Economizer | A | Purchases (Incremental) | Achievable Economic TRC Potential | 0 | 0 | 0 | 0 | 0 | 0 | 0 | 0 | 0 | 0 | 0 | 0 | 0 | 0 | 0 | 0 | 0 | 0 | 0 | 0 | 0 | 0 | 0 | 0 | 0 | 0 | 0 | 0 | 0 | 0 | 0
F14_Industrial_Wood and Lumber Products_New_Space Heating_Natural Gas_Gas Boiler - Stack Economizer_A_Achievable Economic TRC Potential | F14 | Industrial | Wood and Lumber Products | New | Space Heating | Natural Gas | Gas Boiler - Stack Economizer | A | Purchases (Cumulative) | Achievable Economic TRC Potential | 0 | 0 | 0 | 0 | 0 | 0 | 0 | 0 | 0 | 0 | 0 | 0 | 0 | 0 | 0 | 0 | 0 | 0 | 0 | 0 | 0 | 0 | 0 | 0 | 0 | 0 | 0 | 0 | 0 | 0 | 0
F1_Industrial_Wood and Lumber Products_New_Process_Natural Gas_Gas Boiler - Stack Economizer_A_Achievable Economic TRC Potential | F1 | Industrial | Wood and Lumber Products | New | Process | Natural Gas | Gas Boiler - Stack Economizer | A | Original Unit Energy Savings (kWh or therms) | Achievable Economic TRC Potential | 0 | 0 | 0 | 0 | 0 | 8.2818 | 8.2818 | 8.2818 | 8.2818 | 8.2818 | 8.2818 | 8.2818 | 8.2818 | 8.2818 | 8.2818 | 8.2818 | 8.2818 | 8.2818 | 8.2818 | 8.2818 | 8.2818 | 8.2818 | 8.2818 | 8.2818 | 8.2818 | 8.2818 | 8.2818 | 8.2818 | 8.2818 | 8.2818 | 8.2818
F2_Industrial_Wood and Lumber Products_New_Process_Natural Gas_Gas Boiler - Stack Economizer_A_Achievable Economic TRC Potential | F2 | Industrial | Wood and Lumber Products | New | Process | Natural Gas | Gas Boiler - Stack Economizer | A | Original Unit Summer Peak Savings (kW) | Achievable Economic TRC Potential | 0 | 0 | 0 | 0 | 0 | 0 | 0 | 0 | 0 | 0 | 0 | 0 | 0 | 0 | 0 | 0 | 0 | 0 | 0 | 0 | 0 | 0 | 0 | 0 | 0 | 0 | 0 | 0 | 0 | 0 | 0
F3_Industrial_Wood and Lumber Products_New_Process_Natural Gas_Gas Boiler - Stack Economizer_A_Achievable Economic TRC Potential | F3 | Industrial | Wood and Lumber Products | New | Process | Natural Gas | Gas Boiler - Stack Economizer | A | Original Unit Winter Peak Savings (kW) | Achievable Economic TRC Potential | 0 | 0 | 0 | 0 | 0 | 0 | 0 | 0 | 0 | 0 | 0 | 0 | 0 | 0 | 0 | 0 | 0 | 0 | 0 | 0 | 0 | 0 | 0 | 0 | 0 | 0 | 0 | 0 | 0 | 0 | 0
F4_Industrial_Wood and Lumber Products_New_Process_Natural Gas_Gas Boiler - Stack Economizer_A_Achievable Economic TRC Potential | F4 | Industrial | Wood and Lumber Products | New | Process | Natural Gas | Gas Boiler - Stack Economizer | A | Standalone Impact on Baseline Energy (%) | Achievable Economic TRC Potential | 0% | 0% | 0% | 0% | 0% | 0.03701% | 0.06825% | 0.09606% | 0.1217% | 0.1459% | 0.1652% | 0.1776% | 0.1848% | 0.1883% | 0.1893% | 0.1882% | 0.1859% | 0.1825% | 0.1785% | 0.1742% | 0.1659% | 0.1585% | 0.1517% | 0.1455% | 0.001398 | 0.0013455 | 0.0012969 | 0.0012518 | 0 | 0 | 0
F5_Industrial_Wood and Lumber Products_New_Process_Natural Gas_Gas Boiler - Stack Economizer_A_Achievable Economic TRC Potential | F5 | Industrial | Wood and Lumber Products | New | Process | Natural Gas | Gas Boiler - Stack Economizer | A | Standalone Impact on Baseline Summer Peak (%) | Achievable Economic TRC Potential | 0% | 0% | 0% | 0% | 0% | 0% | 0% | 0% | 0% | 0% | 0% | 0% | 0% | 0% | 0% | 0% | 0% | 0% | 0% | 0% | 0% | 0% | 0% | 0% | 0 | 0 | 0 | 0 | 0 | 0 | 0
F6_Industrial_Wood and Lumber Products_New_Process_Natural Gas_Gas Boiler - Stack Economizer_A_Achievable Economic TRC Potential | F6 | Industrial | Wood and Lumber Products | New | Process | Natural Gas | Gas Boiler - Stack Economizer | A | Standalone Impact on Baseline Winter Peak (%) | Achievable Economic TRC Potential | 0% | 0% | 0% | 0% | 0% | 0% | 0% | 0% | 0% | 0% | 0% | 0% | 0% | 0% | 0% | 0% | 0% | 0% | 0% | 0% | 0% | 0% | 0% | 0% | 0 | 0 | 0 | 0 | 0 | 0 | 0
F7_Industrial_Wood and Lumber Products_New_Process_Natural Gas_Gas Boiler - Stack Economizer_A_Achievable Economic TRC Potential | F7 | Industrial | Wood and Lumber Products | New | Process | Natural Gas | Gas Boiler - Stack Economizer | A | Incremental Energy Savings (MWh or mTherms) | Achievable Economic TRC Potential | 0 | 0 | 0 | 0 | 0 | 0.021928 | 0.025979 | 0.030028 | 0.034052 | 0.038079 | 0.037899 | 0.033184 | 0.028833 | 0.024891 | 0.021349 | 0.018233 | 0.015501 | 0.013132 | 0.011088 | 0.0093319 | 0.021928 | 0.025979 | 0.030028 | 0.034052 | 0.038079 | 0.037899 | 0.033184 | 0.028833 | 0.024891 | 0.021349 | 0.018233
F8_Industrial_Wood and Lumber Products_New_Process_Natural Gas_Gas Boiler - Stack Economizer_A_Achievable Economic TRC Potential | F8 | Industrial | Wood and Lumber Products | New | Process | Natural Gas | Gas Boiler - Stack Economizer | A | Incremental Summer Peak Savings (MW) | Achievable Economic TRC Potential | 0 | 0 | 0 | 0 | 0 | 0 | 0 | 0 | 0 | 0 | 0 | 0 | 0 | 0 | 0 | 0 | 0 | 0 | 0 | 0 | 0 | 0 | 0 | 0 | 0 | 0 | 0 | 0 | 0 | 0 | 0
F9_Industrial_Wood and Lumber Products_New_Process_Natural Gas_Gas Boiler - Stack Economizer_A_Achievable Economic TRC Potential | F9 | Industrial | Wood and Lumber Products | New | Process | Natural Gas | Gas Boiler - Stack Economizer | A | Incremental Winter Peak Savings (MW) | Achievable Economic TRC Potential | 0 | 0 | 0 | 0 | 0 | 0 | 0 | 0 | 0 | 0 | 0 | 0 | 0 | 0 | 0 | 0 | 0 | 0 | 0 | 0 | 0 | 0 | 0 | 0 | 0 | 0 | 0 | 0 | 0 | 0 | 0
F10_Industrial_Wood and Lumber Products_New_Process_Natural Gas_Gas Boiler - Stack Economizer_A_Achievable Economic TRC Potential | F10 | Industrial | Wood and Lumber Products | New | Process | Natural Gas | Gas Boiler - Stack Economizer | A | Cumulative Energy Savings (MWh or mTherms) | Achievable Economic TRC Potential | 0 | 0 | 0 | 0 | 0 | 0.021928 | 0.047908 | 0.077935 | 0.11199 | 0.15007 | 0.18797 | 0.22115 | 0.24998 | 0.27487 | 0.29622 | 0.31446 | 0.32996 | 0.34309 | 0.35418 | 0.36351 | 0.36351 | 0.36351 | 0.36351 | 0.36351 | 0.36351 | 0.36351 | 0.36351 | 0.36351 | 0.36351 | 0.36351 | 0.36351
F11_Industrial_Wood and Lumber Products_New_Process_Natural Gas_Gas Boiler - Stack Economizer_A_Achievable Economic TRC Potential | F11 | Industrial | Wood and Lumber Products | New | Process | Natural Gas | Gas Boiler - Stack Economizer | A | Cumulative Summer Peak Savings (MW) | Achievable Economic TRC Potential | 0 | 0 | 0 | 0 | 0 | 0 | 0 | 0 | 0 | 0 | 0 | 0 | 0 | 0 | 0 | 0 | 0 | 0 | 0 | 0 | 0 | 0 | 0 | 0 | 0 | 0 | 0 | 0 | 0 | 0 | 0
F12_Industrial_Wood and Lumber Products_New_Process_Natural Gas_Gas Boiler - Stack Economizer_A_Achievable Economic TRC Potential | F12 | Industrial | Wood and Lumber Products | New | Process | Natural Gas | Gas Boiler - Stack Economizer | A | Cumulative Winter Peak Savings (MW) | Achievable Economic TRC Potential | 0 | 0 | 0 | 0 | 0 | 0 | 0 | 0 | 0 | 0 | 0 | 0 | 0 | 0 | 0 | 0 | 0 | 0 | 0 | 0 | 0 | 0 | 0 | 0 | 0 | 0 | 0 | 0 | 0 | 0 | 0
F13_Industrial_Wood and Lumber Products_New_Process_Natural Gas_Gas Boiler - Stack Economizer_A_Achievable Economic TRC Potential | F13 | Industrial | Wood and Lumber Products | New | Process | Natural Gas | Gas Boiler - Stack Economizer | A | Purchases (Incremental) | Achievable Economic TRC Potential | 0 | 0 | 0 | 0 | 0 | 2.6478 | 3.1369 | 3.6257 | 4.1117 | 4.5979 | 4.5761 | 4.0068 | 3.4814 | 3.0055 | 2.5779 | 2.2016 | 1.8717 | 1.5856 | 1.3388 | 1.1268 | 2.6478 | 3.1369 | 3.6257 | 4.1117 | 4.5979 | 4.5761 | 4.0068 | 3.4814 | 3.0055 | 2.5779 | 2.2016
F14_Industrial_Wood and Lumber Products_New_Process_Natural Gas_Gas Boiler - Stack Economizer_A_Achievable Economic TRC Potential | F14 | Industrial | Wood and Lumber Products | New | Process | Natural Gas | Gas Boiler - Stack Economizer | A | Purchases (Cumulative) | Achievable Economic TRC Potential | 0 | 0 | 0 | 0 | 0 | 2.6478 | 5.7847 | 9.4104 | 13.5221 | 18.1201 | 22.6962 | 26.703 | 30.1845 | 33.1899 | 35.7678 | 37.9694 | 39.8411 | 41.4267 | 42.7655 | 43.8923 | 43.8923 | 43.8923 | 43.8923 | 43.8923 | 43.8923 | 43.8923 | 43.8923 | 43.8923 | 43.8923 | 43.8923 | 43.8923
F1_Industrial_Wood and Lumber Products_New_Space Heating_Natural Gas_Gas Furnace Tube Inserts_A_Achievable Economic TRC Potential | F1 | Industrial | Wood and Lumber Products | New | Space Heating | Natural Gas | Gas Furnace Tube Inserts | A | Original Unit Energy Savings (kWh or therms) | Achievable Economic TRC Potential | 0 | 0 | 0 | 0 | 0 | 0 | 0 | 0 | 0 | 0 | 0 | 0 | 0 | 0 | 0 | 0 | 0 | 0 | 0 | 0 | 0 | 0 | 0 | 0 | 0 | 0 | 0 | 0 | 0 | 0 | 0
F2_Industrial_Wood and Lumber Products_New_Space Heating_Natural Gas_Gas Furnace Tube Inserts_A_Achievable Economic TRC Potential | F2 | Industrial | Wood and Lumber Products | New | Space Heating | Natural Gas | Gas Furnace Tube Inserts | A | Original Unit Summer Peak Savings (kW) | Achievable Economic TRC Potential | 0 | 0 | 0 | 0 | 0 | 0 | 0 | 0 | 0 | 0 | 0 | 0 | 0 | 0 | 0 | 0 | 0 | 0 | 0 | 0 | 0 | 0 | 0 | 0 | 0 | 0 | 0 | 0 | 0 | 0 | 0
F3_Industrial_Wood and Lumber Products_New_Space Heating_Natural Gas_Gas Furnace Tube Inserts_A_Achievable Economic TRC Potential | F3 | Industrial | Wood and Lumber Products | New | Space Heating | Natural Gas | Gas Furnace Tube Inserts | A | Original Unit Winter Peak Savings (kW) | Achievable Economic TRC Potential | 0 | 0 | 0 | 0 | 0 | 0 | 0 | 0 | 0 | 0 | 0 | 0 | 0 | 0 | 0 | 0 | 0 | 0 | 0 | 0 | 0 | 0 | 0 | 0 | 0 | 0 | 0 | 0 | 0 | 0 | 0
F4_Industrial_Wood and Lumber Products_New_Space Heating_Natural Gas_Gas Furnace Tube Inserts_A_Achievable Economic TRC Potential | F4 | Industrial | Wood and Lumber Products | New | Space Heating | Natural Gas | Gas Furnace Tube Inserts | A | Standalone Impact on Baseline Energy (%) | Achievable Economic TRC Potential | 0% | 0% | 0% | 0% | 0% | 0% | 0% | 0% | 0% | 0% | 0% | 0% | 0% | 0% | 0% | 0% | 0% | 0% | 0% | 0% | 0% | 0% | 0% | 0% | 0 | 0 | 0 | 0 | 0 | 0 | 0
F5_Industrial_Wood and Lumber Products_New_Space Heating_Natural Gas_Gas Furnace Tube Inserts_A_Achievable Economic TRC Potential | F5 | Industrial | Wood and Lumber Products | New | Space Heating | Natural Gas | Gas Furnace Tube Inserts | A | Standalone Impact on Baseline Summer Peak (%) | Achievable Economic TRC Potential | 0% | 0% | 0% | 0% | 0% | 0% | 0% | 0% | 0% | 0% | 0% | 0% | 0% | 0% | 0% | 0% | 0% | 0% | 0% | 0% | 0% | 0% | 0% | 0% | 0 | 0 | 0 | 0 | 0 | 0 | 0
F6_Industrial_Wood and Lumber Products_New_Space Heating_Natural Gas_Gas Furnace Tube Inserts_A_Achievable Economic TRC Potential | F6 | Industrial | Wood and Lumber Products | New | Space Heating | Natural Gas | Gas Furnace Tube Inserts | A | Standalone Impact on Baseline Winter Peak (%) | Achievable Economic TRC Potential | 0% | 0% | 0% | 0% | 0% | 0% | 0% | 0% | 0% | 0% | 0% | 0% | 0% | 0% | 0% | 0% | 0% | 0% | 0% | 0% | 0% | 0% | 0% | 0% | 0 | 0 | 0 | 0 | 0 | 0 | 0
F7_Industrial_Wood and Lumber Products_New_Space Heating_Natural Gas_Gas Furnace Tube Inserts_A_Achievable Economic TRC Potential | F7 | Industrial | Wood and Lumber Products | New | Space Heating | Natural Gas | Gas Furnace Tube Inserts | A | Incremental Energy Savings (MWh or mTherms) | Achievable Economic TRC Potential | 0 | 0 | 0 | 0 | 0 | 0 | 0 | 0 | 0 | 0 | 0 | 0 | 0 | 0 | 0 | 0 | 0 | 0 | 0 | 0 | 0 | 0 | 0 | 0 | 0 | 0 | 0 | 0 | 0 | 0 | 0
F8_Industrial_Wood and Lumber Products_New_Space Heating_Natural Gas_Gas Furnace Tube Inserts_A_Achievable Economic TRC Potential | F8 | Industrial | Wood and Lumber Products | New | Space Heating | Natural Gas | Gas Furnace Tube Inserts | A | Incremental Summer Peak Savings (MW) | Achievable Economic TRC Potential | 0 | 0 | 0 | 0 | 0 | 0 | 0 | 0 | 0 | 0 | 0 | 0 | 0 | 0 | 0 | 0 | 0 | 0 | 0 | 0 | 0 | 0 | 0 | 0 | 0 | 0 | 0 | 0 | 0 | 0 | 0
F9_Industrial_Wood and Lumber Products_New_Space Heating_Natural Gas_Gas Furnace Tube Inserts_A_Achievable Economic TRC Potential | F9 | Industrial | Wood and Lumber Products | New | Space Heating | Natural Gas | Gas Furnace Tube Inserts | A | Incremental Winter Peak Savings (MW) | Achievable Economic TRC Potential | 0 | 0 | 0 | 0 | 0 | 0 | 0 | 0 | 0 | 0 | 0 | 0 | 0 | 0 | 0 | 0 | 0 | 0 | 0 | 0 | 0 | 0 | 0 | 0 | 0 | 0 | 0 | 0 | 0 | 0 | 0
F10_Industrial_Wood and Lumber Products_New_Space Heating_Natural Gas_Gas Furnace Tube Inserts_A_Achievable Economic TRC Potential | F10 | Industrial | Wood and Lumber Products | New | Space Heating | Natural Gas | Gas Furnace Tube Inserts | A | Cumulative Energy Savings (MWh or mTherms) | Achievable Economic TRC Potential | 0 | 0 | 0 | 0 | 0 | 0 | 0 | 0 | 0 | 0 | 0 | 0 | 0 | 0 | 0 | 0 | 0 | 0 | 0 | 0 | 0 | 0 | 0 | 0 | 0 | 0 | 0 | 0 | 0 | 0 | 0
F11_Industrial_Wood and Lumber Products_New_Space Heating_Natural Gas_Gas Furnace Tube Inserts_A_Achievable Economic TRC Potential | F11 | Industrial | Wood and Lumber Products | New | Space Heating | Natural Gas | Gas Furnace Tube Inserts | A | Cumulative Summer Peak Savings (MW) | Achievable Economic TRC Potential | 0 | 0 | 0 | 0 | 0 | 0 | 0 | 0 | 0 | 0 | 0 | 0 | 0 | 0 | 0 | 0 | 0 | 0 | 0 | 0 | 0 | 0 | 0 | 0 | 0 | 0 | 0 | 0 | 0 | 0 | 0
F12_Industrial_Wood and Lumber Products_New_Space Heating_Natural Gas_Gas Furnace Tube Inserts_A_Achievable Economic TRC Potential | F12 | Industrial | Wood and Lumber Products | New | Space Heating | Natural Gas | Gas Furnace Tube Inserts | A | Cumulative Winter Peak Savings (MW) | Achievable Economic TRC Potential | 0 | 0 | 0 | 0 | 0 | 0 | 0 | 0 | 0 | 0 | 0 | 0 | 0 | 0 | 0 | 0 | 0 | 0 | 0 | 0 | 0 | 0 | 0 | 0 | 0 | 0 | 0 | 0 | 0 | 0 | 0
F13_Industrial_Wood and Lumber Products_New_Space Heating_Natural Gas_Gas Furnace Tube Inserts_A_Achievable Economic TRC Potential | F13 | Industrial | Wood and Lumber Products | New | Space Heating | Natural Gas | Gas Furnace Tube Inserts | A | Purchases (Incremental) | Achievable Economic TRC Potential | 0 | 0 | 0 | 0 | 0 | 0 | 0 | 0 | 0 | 0 | 0 | 0 | 0 | 0 | 0 | 0 | 0 | 0 | 0 | 0 | 0 | 0 | 0 | 0 | 0 | 0 | 0 | 0 | 0 | 0 | 0
F14_Industrial_Wood and Lumber Products_New_Space Heating_Natural Gas_Gas Furnace Tube Inserts_A_Achievable Economic TRC Potential | F14 | Industrial | Wood and Lumber Products | New | Space Heating | Natural Gas | Gas Furnace Tube Inserts | A | Purchases (Cumulative) | Achievable Economic TRC Potential | 0 | 0 | 0 | 0 | 0 | 0 | 0 | 0 | 0 | 0 | 0 | 0 | 0 | 0 | 0 | 0 | 0 | 0 | 0 | 0 | 0 | 0 | 0 | 0 | 0 | 0 | 0 | 0 | 0 | 0 | 0
F1_Industrial_Wood and Lumber Products_New_Space Heating_Natural Gas_Space Heating - Heat Recovery Ventilator_A_Achievable Economic TRC Potential | F1 | Industrial | Wood and Lumber Products | New | Space Heating | Natural Gas | Space Heating - Heat Recovery Ventilator | A | Original Unit Energy Savings (kWh or therms) | Achievable Economic TRC Potential | 0 | 0 | 0 | 0 | 0 | 0.012468 | 0.012307 | 0.01219 | 0.0121 | 0.01203 | 0.011973 | 0.011906 | 0.011837 | 0.011768 | 0.011701 | 0.011649 | 0.011607 | 0.011574 | 0.011522 | 0.011484 | 0.011457 | 0.011435 | 0.011435 | 0.011435 | 0.011435 | 0.011435 | 0.011435 | 0.011435 | 0 | 0 | 0
F2_Industrial_Wood and Lumber Products_New_Space Heating_Natural Gas_Space Heating - Heat Recovery Ventilator_A_Achievable Economic TRC Potential | F2 | Industrial | Wood and Lumber Products | New | Space Heating | Natural Gas | Space Heating - Heat Recovery Ventilator | A | Original Unit Summer Peak Savings (kW) | Achievable Economic TRC Potential | 0 | 0 | 0 | 0 | 0 | 0 | 0 | 0 | 0 | 0 | 0 | 0 | 0 | 0 | 0 | 0 | 0 | 0 | 0 | 0 | 0 | 0 | 0 | 0 | 0 | 0 | 0 | 0 | 0 | 0 | 0
F3_Industrial_Wood and Lumber Products_New_Space Heating_Natural Gas_Space Heating - Heat Recovery Ventilator_A_Achievable Economic TRC Potential | F3 | Industrial | Wood and Lumber Products | New | Space Heating | Natural Gas | Space Heating - Heat Recovery Ventilator | A | Original Unit Winter Peak Savings (kW) | Achievable Economic TRC Potential | 0 | 0 | 0 | 0 | 0 | 0 | 0 | 0 | 0 | 0 | 0 | 0 | 0 | 0 | 0 | 0 | 0 | 0 | 0 | 0 | 0 | 0 | 0 | 0 | 0 | 0 | 0 | 0 | 0 | 0 | 0
F4_Industrial_Wood and Lumber Products_New_Space Heating_Natural Gas_Space Heating - Heat Recovery Ventilator_A_Achievable Economic TRC Potential | F4 | Industrial | Wood and Lumber Products | New | Space Heating | Natural Gas | Space Heating - Heat Recovery Ventilator | A | Standalone Impact on Baseline Energy (%) | Achievable Economic TRC Potential | 0% | 0% | 0% | 0% | 0% | 0% | 0% | 0% | 0% | 0% | 0% | 0% | 0% | 0% | 0% | 0% | 0% | 0% | 0% | 0% | 0% | 0% | 0% | 0% | 0 | 0 | 0 | 0 | 0 | 0 | 0
F5_Industrial_Wood and Lumber Products_New_Space Heating_Natural Gas_Space Heating - Heat Recovery Ventilator_A_Achievable Economic TRC Potential | F5 | Industrial | Wood and Lumber Products | New | Space Heating | Natural Gas | Space Heating - Heat Recovery Ventilator | A | Standalone Impact on Baseline Summer Peak (%) | Achievable Economic TRC Potential | 0% | 0% | 0% | 0% | 0% | 0% | 0% | 0% | 0% | 0% | 0% | 0% | 0% | 0% | 0% | 0% | 0% | 0% | 0% | 0% | 0% | 0% | 0% | 0% | 0 | 0 | 0 | 0 | 0 | 0 | 0
F6_Industrial_Wood and Lumber Products_New_Space Heating_Natural Gas_Space Heating - Heat Recovery Ventilator_A_Achievable Economic TRC Potential | F6 | Industrial | Wood and Lumber Products | New | Space Heating | Natural Gas | Space Heating - Heat Recovery Ventilator | A | Standalone Impact on Baseline Winter Peak (%) | Achievable Economic TRC Potential | 0% | 0% | 0% | 0% | 0% | 0% | 0% | 0% | 0% | 0% | 0% | 0% | 0% | 0% | 0% | 0% | 0% | 0% | 0% | 0% | 0% | 0% | 0% | 0% | 0 | 0 | 0 | 0 | 0 | 0 | 0
F7_Industrial_Wood and Lumber Products_New_Space Heating_Natural Gas_Space Heating - Heat Recovery Ventilator_A_Achievable Economic TRC Potential | F7 | Industrial | Wood and Lumber Products | New | Space Heating | Natural Gas | Space Heating - Heat Recovery Ventilator | A | Incremental Energy Savings (MWh or mTherms) | Achievable Economic TRC Potential | 0 | 0 | 0 | 0 | 0 | 0 | 0 | 0 | 0 | 0 | 0 | 0 | 0 | 0 | 0 | 0 | 0 | 0 | 0 | 0 | 0 | 0 | 0 | 0 | 0 | 0 | 0 | 0 | 0 | 0 | 0
F8_Industrial_Wood and Lumber Products_New_Space Heating_Natural Gas_Space Heating - Heat Recovery Ventilator_A_Achievable Economic TRC Potential | F8 | Industrial | Wood and Lumber Products | New | Space Heating | Natural Gas | Space Heating - Heat Recovery Ventilator | A | Incremental Summer Peak Savings (MW) | Achievable Economic TRC Potential | 0 | 0 | 0 | 0 | 0 | 0 | 0 | 0 | 0 | 0 | 0 | 0 | 0 | 0 | 0 | 0 | 0 | 0 | 0 | 0 | 0 | 0 | 0 | 0 | 0 | 0 | 0 | 0 | 0 | 0 | 0
F9_Industrial_Wood and Lumber Products_New_Space Heating_Natural Gas_Space Heating - Heat Recovery Ventilator_A_Achievable Economic TRC Potential | F9 | Industrial | Wood and Lumber Products | New | Space Heating | Natural Gas | Space Heating - Heat Recovery Ventilator | A | Incremental Winter Peak Savings (MW) | Achievable Economic TRC Potential | 0 | 0 | 0 | 0 | 0 | 0 | 0 | 0 | 0 | 0 | 0 | 0 | 0 | 0 | 0 | 0 | 0 | 0 | 0 | 0 | 0 | 0 | 0 | 0 | 0 | 0 | 0 | 0 | 0 | 0 | 0
F10_Industrial_Wood and Lumber Products_New_Space Heating_Natural Gas_Space Heating - Heat Recovery Ventilator_A_Achievable Economic TRC Potential | F10 | Industrial | Wood and Lumber Products | New | Space Heating | Natural Gas | Space Heating - Heat Recovery Ventilator | A | Cumulative Energy Savings (MWh or mTherms) | Achievable Economic TRC Potential | 0 | 0 | 0 | 0 | 0 | 0 | 0 | 0 | 0 | 0 | 0 | 0 | 0 | 0 | 0 | 0 | 0 | 0 | 0 | 0 | 0 | 0 | 0 | 0 | 0 | 0 | 0 | 0 | 0 | 0 | 0
F11_Industrial_Wood and Lumber Products_New_Space Heating_Natural Gas_Space Heating - Heat Recovery Ventilator_A_Achievable Economic TRC Potential | F11 | Industrial | Wood and Lumber Products | New | Space Heating | Natural Gas | Space Heating - Heat Recovery Ventilator | A | Cumulative Summer Peak Savings (MW) | Achievable Economic TRC Potential | 0 | 0 | 0 | 0 | 0 | 0 | 0 | 0 | 0 | 0 | 0 | 0 | 0 | 0 | 0 | 0 | 0 | 0 | 0 | 0 | 0 | 0 | 0 | 0 | 0 | 0 | 0 | 0 | 0 | 0 | 0
F12_Industrial_Wood and Lumber Products_New_Space Heating_Natural Gas_Space Heating - Heat Recovery Ventilator_A_Achievable Economic TRC Potential | F12 | Industrial | Wood and Lumber Products | New | Space Heating | Natural Gas | Space Heating - Heat Recovery Ventilator | A | Cumulative Winter Peak Savings (MW) | Achievable Economic TRC Potential | 0 | 0 | 0 | 0 | 0 | 0 | 0 | 0 | 0 | 0 | 0 | 0 | 0 | 0 | 0 | 0 | 0 | 0 | 0 | 0 | 0 | 0 | 0 | 0 | 0 | 0 | 0 | 0 | 0 | 0 | 0
F13_Industrial_Wood and Lumber Products_New_Space Heating_Natural Gas_Space Heating - Heat Recovery Ventilator_A_Achievable Economic TRC Potential | F13 | Industrial | Wood and Lumber Products | New | Space Heating | Natural Gas | Space Heating - Heat Recovery Ventilator | A | Purchases (Incremental) | Achievable Economic TRC Potential | 0 | 0 | 0 | 0 | 0 | 0 | 0 | 0 | 0 | 0 | 0 | 0 | 0 | 0 | 0 | 0 | 0 | 0 | 0 | 0 | 0 | 0 | 0 | 0 | 0 | 0 | 0 | 0 | 0 | 0 | 0
F14_Industrial_Wood and Lumber Products_New_Space Heating_Natural Gas_Space Heating - Heat Recovery Ventilator_A_Achievable Economic TRC Potential | F14 | Industrial | Wood and Lumber Products | New | Space Heating | Natural Gas | Space Heating - Heat Recovery Ventilator | A | Purchases (Cumulative) | Achievable Economic TRC Potential | 0 | 0 | 0 | 0 | 0 | 0 | 0 | 0 | 0 | 0 | 0 | 0 | 0 | 0 | 0 | 0 | 0 | 0 | 0 | 0 | 0 | 0 | 0 | 0 | 0 | 0 | 0 | 0 | 0 | 0 | 0
F1_Industrial_Wood and Lumber Products_New_Space Heating_Natural Gas_Thermostat - Programmable_A_Achievable Economic TRC Potential | F1 | Industrial | Wood and Lumber Products | New | Space Heating | Natural Gas | Thermostat - Programmable | A | Original Unit Energy Savings (kWh or therms) | Achievable Economic TRC Potential | 0 | 0 | 0 | 0 | 0 | 0.006194 | 0.006114 | 0.0060556 | 0.0060113 | 0.0059764 | 0.0059481 | 0.005915 | 0.0058802 | 0.005846 | 0.0058129 | 0.0057868 | 0.0057663 | 0.00575 | 0.0057242 | 0.0057053 | 0.0056915 | 0.0056808 | 0.0056808 | 0.0056808 | 0.0056808 | 0.0056808 | 0.0056808 | 0.0056808 | 0 | 0 | 0
F2_Industrial_Wood and Lumber Products_New_Space Heating_Natural Gas_Thermostat - Programmable_A_Achievable Economic TRC Potential | F2 | Industrial | Wood and Lumber Products | New | Space Heating | Natural Gas | Thermostat - Programmable | A | Original Unit Summer Peak Savings (kW) | Achievable Economic TRC Potential | 0 | 0 | 0 | 0 | 0 | 0 | 0 | 0 | 0 | 0 | 0 | 0 | 0 | 0 | 0 | 0 | 0 | 0 | 0 | 0 | 0 | 0 | 0 | 0 | 0 | 0 | 0 | 0 | 0 | 0 | 0
F3_Industrial_Wood and Lumber Products_New_Space Heating_Natural Gas_Thermostat - Programmable_A_Achievable Economic TRC Potential | F3 | Industrial | Wood and Lumber Products | New | Space Heating | Natural Gas | Thermostat - Programmable | A | Original Unit Winter Peak Savings (kW) | Achievable Economic TRC Potential | 0 | 0 | 0 | 0 | 0 | 0 | 0 | 0 | 0 | 0 | 0 | 0 | 0 | 0 | 0 | 0 | 0 | 0 | 0 | 0 | 0 | 0 | 0 | 0 | 0 | 0 | 0 | 0 | 0 | 0 | 0
F4_Industrial_Wood and Lumber Products_New_Space Heating_Natural Gas_Thermostat - Programmable_A_Achievable Economic TRC Potential | F4 | Industrial | Wood and Lumber Products | New | Space Heating | Natural Gas | Thermostat - Programmable | A | Standalone Impact on Baseline Energy (%) | Achievable Economic TRC Potential | 0% | 0% | 0% | 0% | 0% | 0% | 0% | 0% | 0% | 0% | 0% | 0% | 0% | 0% | 0% | 0% | 0% | 0% | 0% | 0% | 0% | 0% | 0% | 0% | 0 | 0 | 0 | 0 | 0 | 0 | 0
F5_Industrial_Wood and Lumber Products_New_Space Heating_Natural Gas_Thermostat - Programmable_A_Achievable Economic TRC Potential | F5 | Industrial | Wood and Lumber Products | New | Space Heating | Natural Gas | Thermostat - Programmable | A | Standalone Impact on Baseline Summer Peak (%) | Achievable Economic TRC Potential | 0% | 0% | 0% | 0% | 0% | 0% | 0% | 0% | 0% | 0% | 0% | 0% | 0% | 0% | 0% | 0% | 0% | 0% | 0% | 0% | 0% | 0% | 0% | 0% | 0 | 0 | 0 | 0 | 0 | 0 | 0
F6_Industrial_Wood and Lumber Products_New_Space Heating_Natural Gas_Thermostat - Programmable_A_Achievable Economic TRC Potential | F6 | Industrial | Wood and Lumber Products | New | Space Heating | Natural Gas | Thermostat - Programmable | A | Standalone Impact on Baseline Winter Peak (%) | Achievable Economic TRC Potential | 0% | 0% | 0% | 0% | 0% | 0% | 0% | 0% | 0% | 0% | 0% | 0% | 0% | 0% | 0% | 0% | 0% | 0% | 0% | 0% | 0% | 0% | 0% | 0% | 0 | 0 | 0 | 0 | 0 | 0 | 0
F7_Industrial_Wood and Lumber Products_New_Space Heating_Natural Gas_Thermostat - Programmable_A_Achievable Economic TRC Potential | F7 | Industrial | Wood and Lumber Products | New | Space Heating | Natural Gas | Thermostat - Programmable | A | Incremental Energy Savings (MWh or mTherms) | Achievable Economic TRC Potential | 0 | 0 | 0 | 0 | 0 | 0 | 0 | 0 | 0 | 0 | 0 | 0 | 0 | 0 | 0 | 0 | 0 | 0 | 0 | 0 | 0 | 0 | 0 | 0 | 0 | 0 | 0 | 0 | 0 | 0 | 0
F8_Industrial_Wood and Lumber Products_New_Space Heating_Natural Gas_Thermostat - Programmable_A_Achievable Economic TRC Potential | F8 | Industrial | Wood and Lumber Products | New | Space Heating | Natural Gas | Thermostat - Programmable | A | Incremental Summer Peak Savings (MW) | Achievable Economic TRC Potential | 0 | 0 | 0 | 0 | 0 | 0 | 0 | 0 | 0 | 0 | 0 | 0 | 0 | 0 | 0 | 0 | 0 | 0 | 0 | 0 | 0 | 0 | 0 | 0 | 0 | 0 | 0 | 0 | 0 | 0 | 0
F9_Industrial_Wood and Lumber Products_New_Space Heating_Natural Gas_Thermostat - Programmable_A_Achievable Economic TRC Potential | F9 | Industrial | Wood and Lumber Products | New | Space Heating | Natural Gas | Thermostat - Programmable | A | Incremental Winter Peak Savings (MW) | Achievable Economic TRC Potential | 0 | 0 | 0 | 0 | 0 | 0 | 0 | 0 | 0 | 0 | 0 | 0 | 0 | 0 | 0 | 0 | 0 | 0 | 0 | 0 | 0 | 0 | 0 | 0 | 0 | 0 | 0 | 0 | 0 | 0 | 0
F10_Industrial_Wood and Lumber Products_New_Space Heating_Natural Gas_Thermostat - Programmable_A_Achievable Economic TRC Potential | F10 | Industrial | Wood and Lumber Products | New | Space Heating | Natural Gas | Thermostat - Programmable | A | Cumulative Energy Savings (MWh or mTherms) | Achievable Economic TRC Potential | 0 | 0 | 0 | 0 | 0 | 0 | 0 | 0 | 0 | 0 | 0 | 0 | 0 | 0 | 0 | 0 | 0 | 0 | 0 | 0 | 0 | 0 | 0 | 0 | 0 | 0 | 0 | 0 | 0 | 0 | 0
F11_Industrial_Wood and Lumber Products_New_Space Heating_Natural Gas_Thermostat - Programmable_A_Achievable Economic TRC Potential | F11 | Industrial | Wood and Lumber Products | New | Space Heating | Natural Gas | Thermostat - Programmable | A | Cumulative Summer Peak Savings (MW) | Achievable Economic TRC Potential | 0 | 0 | 0 | 0 | 0 | 0 | 0 | 0 | 0 | 0 | 0 | 0 | 0 | 0 | 0 | 0 | 0 | 0 | 0 | 0 | 0 | 0 | 0 | 0 | 0 | 0 | 0 | 0 | 0 | 0 | 0
F12_Industrial_Wood and Lumber Products_New_Space Heating_Natural Gas_Thermostat - Programmable_A_Achievable Economic TRC Potential | F12 | Industrial | Wood and Lumber Products | New | Space Heating | Natural Gas | Thermostat - Programmable | A | Cumulative Winter Peak Savings (MW) | Achievable Economic TRC Potential | 0 | 0 | 0 | 0 | 0 | 0 | 0 | 0 | 0 | 0 | 0 | 0 | 0 | 0 | 0 | 0 | 0 | 0 | 0 | 0 | 0 | 0 | 0 | 0 | 0 | 0 | 0 | 0 | 0 | 0 | 0
F13_Industrial_Wood and Lumber Products_New_Space Heating_Natural Gas_Thermostat - Programmable_A_Achievable Economic TRC Potential | F13 | Industrial | Wood and Lumber Products | New | Space Heating | Natural Gas | Thermostat - Programmable | A | Purchases (Incremental) | Achievable Economic TRC Potential | 0 | 0 | 0 | 0 | 0 | 0 | 0 | 0 | 0 | 0 | 0 | 0 | 0 | 0 | 0 | 0 | 0 | 0 | 0 | 0 | 0 | 0 | 0 | 0 | 0 | 0 | 0 | 0 | 0 | 0 | 0
F14_Industrial_Wood and Lumber Products_New_Space Heating_Natural Gas_Thermostat - Programmable_A_Achievable Economic TRC Potential | F14 | Industrial | Wood and Lumber Products | New | Space Heating | Natural Gas | Thermostat - Programmable | A | Purchases (Cumulative) | Achievable Economic TRC Potential | 0 | 0 | 0 | 0 | 0 | 0 | 0 | 0 | 0 | 0 | 0 | 0 | 0 | 0 | 0 | 0 | 0 | 0 | 0 | 0 | 0 | 0 | 0 | 0 | 0 | 0 | 0 | 0 | 0 | 0 | 0
F1_Industrial_Wood and Lumber Products_New_Space Heating_Natural Gas_ENERGY STAR Connected Thermostat_A_Achievable Economic TRC Potential | F1 | Industrial | Wood and Lumber Products | New | Space Heating | Natural Gas | ENERGY STAR Connected Thermostat | A | Original Unit Energy Savings (kWh or therms) | Achievable Economic TRC Potential | 0 | 0 | 0 | 0 | 0 | 0.014581 | 0.014392 | 0.014255 | 0.014151 | 0.014068 | 0.014002 | 0.013924 | 0.013842 | 0.013762 | 0.013684 | 0.013622 | 0.013574 | 0.013536 | 0.013475 | 0.01343 | 0.013398 | 0.013373 | 0.013373 | 0.013373 | 0.013373 | 0.013373 | 0.013373 | 0.013373 | 0 | 0 | 0
F2_Industrial_Wood and Lumber Products_New_Space Heating_Natural Gas_ENERGY STAR Connected Thermostat_A_Achievable Economic TRC Potential | F2 | Industrial | Wood and Lumber Products | New | Space Heating | Natural Gas | ENERGY STAR Connected Thermostat | A | Original Unit Summer Peak Savings (kW) | Achievable Economic TRC Potential | 0 | 0 | 0 | 0 | 0 | 0 | 0 | 0 | 0 | 0 | 0 | 0 | 0 | 0 | 0 | 0 | 0 | 0 | 0 | 0 | 0 | 0 | 0 | 0 | 0 | 0 | 0 | 0 | 0 | 0 | 0
F3_Industrial_Wood and Lumber Products_New_Space Heating_Natural Gas_ENERGY STAR Connected Thermostat_A_Achievable Economic TRC Potential | F3 | Industrial | Wood and Lumber Products | New | Space Heating | Natural Gas | ENERGY STAR Connected Thermostat | A | Original Unit Winter Peak Savings (kW) | Achievable Economic TRC Potential | 0 | 0 | 0 | 0 | 0 | 0 | 0 | 0 | 0 | 0 | 0 | 0 | 0 | 0 | 0 | 0 | 0 | 0 | 0 | 0 | 0 | 0 | 0 | 0 | 0 | 0 | 0 | 0 | 0 | 0 | 0
F4_Industrial_Wood and Lumber Products_New_Space Heating_Natural Gas_ENERGY STAR Connected Thermostat_A_Achievable Economic TRC Potential | F4 | Industrial | Wood and Lumber Products | New | Space Heating | Natural Gas | ENERGY STAR Connected Thermostat | A | Standalone Impact on Baseline Energy (%) | Achievable Economic TRC Potential | 0% | 0% | 0% | 0% | 0% | 0% | 0% | 0% | 0% | 0% | 0% | 0% | 0% | 0% | 0% | 0% | 0% | 0% | 0% | 0% | 0% | 0% | 0% | 0% | 0 | 0 | 0 | 0 | 0 | 0 | 0
F5_Industrial_Wood and Lumber Products_New_Space Heating_Natural Gas_ENERGY STAR Connected Thermostat_A_Achievable Economic TRC Potential | F5 | Industrial | Wood and Lumber Products | New | Space Heating | Natural Gas | ENERGY STAR Connected Thermostat | A | Standalone Impact on Baseline Summer Peak (%) | Achievable Economic TRC Potential | 0% | 0% | 0% | 0% | 0% | 0% | 0% | 0% | 0% | 0% | 0% | 0% | 0% | 0% | 0% | 0% | 0% | 0% | 0% | 0% | 0% | 0% | 0% | 0% | 0 | 0 | 0 | 0 | 0 | 0 | 0
F6_Industrial_Wood and Lumber Products_New_Space Heating_Natural Gas_ENERGY STAR Connected Thermostat_A_Achievable Economic TRC Potential | F6 | Industrial | Wood and Lumber Products | New | Space Heating | Natural Gas | ENERGY STAR Connected Thermostat | A | Standalone Impact on Baseline Winter Peak (%) | Achievable Economic TRC Potential | 0% | 0% | 0% | 0% | 0% | 0% | 0% | 0% | 0% | 0% | 0% | 0% | 0% | 0% | 0% | 0% | 0% | 0% | 0% | 0% | 0% | 0% | 0% | 0% | 0 | 0 | 0 | 0 | 0 | 0 | 0
F7_Industrial_Wood and Lumber Products_New_Space Heating_Natural Gas_ENERGY STAR Connected Thermostat_A_Achievable Economic TRC Potential | F7 | Industrial | Wood and Lumber Products | New | Space Heating | Natural Gas | ENERGY STAR Connected Thermostat | A | Incremental Energy Savings (MWh or mTherms) | Achievable Economic TRC Potential | 0 | 0 | 0 | 0 | 0 | 0 | 0 | 0 | 0 | 0 | 0 | 0 | 0 | 0 | 0 | 0 | 0 | 0 | 0 | 0 | 0 | 0 | 0 | 0 | 0 | 0 | 0 | 0 | 0 | 0 | 0
F8_Industrial_Wood and Lumber Products_New_Space Heating_Natural Gas_ENERGY STAR Connected Thermostat_A_Achievable Economic TRC Potential | F8 | Industrial | Wood and Lumber Products | New | Space Heating | Natural Gas | ENERGY STAR Connected Thermostat | A | Incremental Summer Peak Savings (MW) | Achievable Economic TRC Potential | 0 | 0 | 0 | 0 | 0 | 0 | 0 | 0 | 0 | 0 | 0 | 0 | 0 | 0 | 0 | 0 | 0 | 0 | 0 | 0 | 0 | 0 | 0 | 0 | 0 | 0 | 0 | 0 | 0 | 0 | 0
F9_Industrial_Wood and Lumber Products_New_Space Heating_Natural Gas_ENERGY STAR Connected Thermostat_A_Achievable Economic TRC Potential | F9 | Industrial | Wood and Lumber Products | New | Space Heating | Natural Gas | ENERGY STAR Connected Thermostat | A | Incremental Winter Peak Savings (MW) | Achievable Economic TRC Potential | 0 | 0 | 0 | 0 | 0 | 0 | 0 | 0 | 0 | 0 | 0 | 0 | 0 | 0 | 0 | 0 | 0 | 0 | 0 | 0 | 0 | 0 | 0 | 0 | 0 | 0 | 0 | 0 | 0 | 0 | 0
F10_Industrial_Wood and Lumber Products_New_Space Heating_Natural Gas_ENERGY STAR Connected Thermostat_A_Achievable Economic TRC Potential | F10 | Industrial | Wood and Lumber Products | New | Space Heating | Natural Gas | ENERGY STAR Connected Thermostat | A | Cumulative Energy Savings (MWh or mTherms) | Achievable Economic TRC Potential | 0 | 0 | 0 | 0 | 0 | 0 | 0 | 0 | 0 | 0 | 0 | 0 | 0 | 0 | 0 | 0 | 0 | 0 | 0 | 0 | 0 | 0 | 0 | 0 | 0 | 0 | 0 | 0 | 0 | 0 | 0
F11_Industrial_Wood and Lumber Products_New_Space Heating_Natural Gas_ENERGY STAR Connected Thermostat_A_Achievable Economic TRC Potential | F11 | Industrial | Wood and Lumber Products | New | Space Heating | Natural Gas | ENERGY STAR Connected Thermostat | A | Cumulative Summer Peak Savings (MW) | Achievable Economic TRC Potential | 0 | 0 | 0 | 0 | 0 | 0 | 0 | 0 | 0 | 0 | 0 | 0 | 0 | 0 | 0 | 0 | 0 | 0 | 0 | 0 | 0 | 0 | 0 | 0 | 0 | 0 | 0 | 0 | 0 | 0 | 0
F12_Industrial_Wood and Lumber Products_New_Space Heating_Natural Gas_ENERGY STAR Connected Thermostat_A_Achievable Economic TRC Potential | F12 | Industrial | Wood and Lumber Products | New | Space Heating | Natural Gas | ENERGY STAR Connected Thermostat | A | Cumulative Winter Peak Savings (MW) | Achievable Economic TRC Potential | 0 | 0 | 0 | 0 | 0 | 0 | 0 | 0 | 0 | 0 | 0 | 0 | 0 | 0 | 0 | 0 | 0 | 0 | 0 | 0 | 0 | 0 | 0 | 0 | 0 | 0 | 0 | 0 | 0 | 0 | 0
F13_Industrial_Wood and Lumber Products_New_Space Heating_Natural Gas_ENERGY STAR Connected Thermostat_A_Achievable Economic TRC Potential | F13 | Industrial | Wood and Lumber Products | New | Space Heating | Natural Gas | ENERGY STAR Connected Thermostat | A | Purchases (Incremental) | Achievable Economic TRC Potential | 0 | 0 | 0 | 0 | 0 | 0 | 0 | 0 | 0 | 0 | 0 | 0 | 0 | 0 | 0 | 0 | 0 | 0 | 0 | 0 | 0 | 0 | 0 | 0 | 0 | 0 | 0 | 0 | 0 | 0 | 0
F14_Industrial_Wood and Lumber Products_New_Space Heating_Natural Gas_ENERGY STAR Connected Thermostat_A_Achievable Economic TRC Potential | F14 | Industrial | Wood and Lumber Products | New | Space Heating | Natural Gas | ENERGY STAR Connected Thermostat | A | Purchases (Cumulative) | Achievable Economic TRC Potential | 0 | 0 | 0 | 0 | 0 | 0 | 0 | 0 | 0 | 0 | 0 | 0 | 0 | 0 | 0 | 0 | 0 | 0 | 0 | 0 | 0 | 0 | 0 | 0 | 0 | 0 | 0 | 0 | 0 | 0 | 0
F1_Industrial_Wood and Lumber Products_New_Space Heating_Natural Gas_Destratification Fans (HVLS)_A_Achievable Economic TRC Potential | F1 | Industrial | Wood and Lumber Products | New | Space Heating | Natural Gas | Destratification Fans (HVLS) | A | Original Unit Energy Savings (kWh or therms) | Achievable Economic TRC Potential | 0 | 0 | 0 | 0 | 0 | 0.014581 | 0.014392 | 0.014255 | 0.014151 | 0.014068 | 0.014002 | 0.013924 | 0.013842 | 0.013762 | 0.013684 | 0.013622 | 0.013574 | 0.013536 | 0.013475 | 0.01343 | 0.013398 | 0.013373 | 0.013373 | 0.013373 | 0.013373 | 0.013373 | 0.013373 | 0.013373 | 0 | 0 | 0
F2_Industrial_Wood and Lumber Products_New_Space Heating_Natural Gas_Destratification Fans (HVLS)_A_Achievable Economic TRC Potential | F2 | Industrial | Wood and Lumber Products | New | Space Heating | Natural Gas | Destratification Fans (HVLS) | A | Original Unit Summer Peak Savings (kW) | Achievable Economic TRC Potential | 0 | 0 | 0 | 0 | 0 | 0 | 0 | 0 | 0 | 0 | 0 | 0 | 0 | 0 | 0 | 0 | 0 | 0 | 0 | 0 | 0 | 0 | 0 | 0 | 0 | 0 | 0 | 0 | 0 | 0 | 0
F3_Industrial_Wood and Lumber Products_New_Space Heating_Natural Gas_Destratification Fans (HVLS)_A_Achievable Economic TRC Potential | F3 | Industrial | Wood and Lumber Products | New | Space Heating | Natural Gas | Destratification Fans (HVLS) | A | Original Unit Winter Peak Savings (kW) | Achievable Economic TRC Potential | 0 | 0 | 0 | 0 | 0 | 0 | 0 | 0 | 0 | 0 | 0 | 0 | 0 | 0 | 0 | 0 | 0 | 0 | 0 | 0 | 0 | 0 | 0 | 0 | 0 | 0 | 0 | 0 | 0 | 0 | 0
F4_Industrial_Wood and Lumber Products_New_Space Heating_Natural Gas_Destratification Fans (HVLS)_A_Achievable Economic TRC Potential | F4 | Industrial | Wood and Lumber Products | New | Space Heating | Natural Gas | Destratification Fans (HVLS) | A | Standalone Impact on Baseline Energy (%) | Achievable Economic TRC Potential | 0% | 0% | 0% | 0% | 0% | 0% | 0% | 0% | 0% | 0% | 0% | 0% | 0% | 0% | 0% | 0% | 0% | 0% | 0% | 0% | 0% | 0% | 0% | 0% | 0 | 0 | 0 | 0 | 0 | 0 | 0
F5_Industrial_Wood and Lumber Products_New_Space Heating_Natural Gas_Destratification Fans (HVLS)_A_Achievable Economic TRC Potential | F5 | Industrial | Wood and Lumber Products | New | Space Heating | Natural Gas | Destratification Fans (HVLS) | A | Standalone Impact on Baseline Summer Peak (%) | Achievable Economic TRC Potential | 0% | 0% | 0% | 0% | 0% | 0% | 0% | 0% | 0% | 0% | 0% | 0% | 0% | 0% | 0% | 0% | 0% | 0% | 0% | 0% | 0% | 0% | 0% | 0% | 0 | 0 | 0 | 0 | 0 | 0 | 0
F6_Industrial_Wood and Lumber Products_New_Space Heating_Natural Gas_Destratification Fans (HVLS)_A_Achievable Economic TRC Potential | F6 | Industrial | Wood and Lumber Products | New | Space Heating | Natural Gas | Destratification Fans (HVLS) | A | Standalone Impact on Baseline Winter Peak (%) | Achievable Economic TRC Potential | 0% | 0% | 0% | 0% | 0% | 0% | 0% | 0% | 0% | 0% | 0% | 0% | 0% | 0% | 0% | 0% | 0% | 0% | 0% | 0% | 0% | 0% | 0% | 0% | 0 | 0 | 0 | 0 | 0 | 0 | 0
F7_Industrial_Wood and Lumber Products_New_Space Heating_Natural Gas_Destratification Fans (HVLS)_A_Achievable Economic TRC Potential | F7 | Industrial | Wood and Lumber Products | New | Space Heating | Natural Gas | Destratification Fans (HVLS) | A | Incremental Energy Savings (MWh or mTherms) | Achievable Economic TRC Potential | 0 | 0 | 0 | 0 | 0 | 0 | 0 | 0 | 0 | 0 | 0 | 0 | 0 | 0 | 0 | 0 | 0 | 0 | 0 | 0 | 0 | 0 | 0 | 0 | 0 | 0 | 0 | 0 | 0 | 0 | 0
F8_Industrial_Wood and Lumber Products_New_Space Heating_Natural Gas_Destratification Fans (HVLS)_A_Achievable Economic TRC Potential | F8 | Industrial | Wood and Lumber Products | New | Space Heating | Natural Gas | Destratification Fans (HVLS) | A | Incremental Summer Peak Savings (MW) | Achievable Economic TRC Potential | 0 | 0 | 0 | 0 | 0 | 0 | 0 | 0 | 0 | 0 | 0 | 0 | 0 | 0 | 0 | 0 | 0 | 0 | 0 | 0 | 0 | 0 | 0 | 0 | 0 | 0 | 0 | 0 | 0 | 0 | 0
F9_Industrial_Wood and Lumber Products_New_Space Heating_Natural Gas_Destratification Fans (HVLS)_A_Achievable Economic TRC Potential | F9 | Industrial | Wood and Lumber Products | New | Space Heating | Natural Gas | Destratification Fans (HVLS) | A | Incremental Winter Peak Savings (MW) | Achievable Economic TRC Potential | 0 | 0 | 0 | 0 | 0 | 0 | 0 | 0 | 0 | 0 | 0 | 0 | 0 | 0 | 0 | 0 | 0 | 0 | 0 | 0 | 0 | 0 | 0 | 0 | 0 | 0 | 0 | 0 | 0 | 0 | 0
F10_Industrial_Wood and Lumber Products_New_Space Heating_Natural Gas_Destratification Fans (HVLS)_A_Achievable Economic TRC Potential | F10 | Industrial | Wood and Lumber Products | New | Space Heating | Natural Gas | Destratification Fans (HVLS) | A | Cumulative Energy Savings (MWh or mTherms) | Achievable Economic TRC Potential | 0 | 0 | 0 | 0 | 0 | 0 | 0 | 0 | 0 | 0 | 0 | 0 | 0 | 0 | 0 | 0 | 0 | 0 | 0 | 0 | 0 | 0 | 0 | 0 | 0 | 0 | 0 | 0 | 0 | 0 | 0
F11_Industrial_Wood and Lumber Products_New_Space Heating_Natural Gas_Destratification Fans (HVLS)_A_Achievable Economic TRC Potential | F11 | Industrial | Wood and Lumber Products | New | Space Heating | Natural Gas | Destratification Fans (HVLS) | A | Cumulative Summer Peak Savings (MW) | Achievable Economic TRC Potential | 0 | 0 | 0 | 0 | 0 | 0 | 0 | 0 | 0 | 0 | 0 | 0 | 0 | 0 | 0 | 0 | 0 | 0 | 0 | 0 | 0 | 0 | 0 | 0 | 0 | 0 | 0 | 0 | 0 | 0 | 0
F12_Industrial_Wood and Lumber Products_New_Space Heating_Natural Gas_Destratification Fans (HVLS)_A_Achievable Economic TRC Potential | F12 | Industrial | Wood and Lumber Products | New | Space Heating | Natural Gas | Destratification Fans (HVLS) | A | Cumulative Winter Peak Savings (MW) | Achievable Economic TRC Potential | 0 | 0 | 0 | 0 | 0 | 0 | 0 | 0 | 0 | 0 | 0 | 0 | 0 | 0 | 0 | 0 | 0 | 0 | 0 | 0 | 0 | 0 | 0 | 0 | 0 | 0 | 0 | 0 | 0 | 0 | 0
F13_Industrial_Wood and Lumber Products_New_Space Heating_Natural Gas_Destratification Fans (HVLS)_A_Achievable Economic TRC Potential | F13 | Industrial | Wood and Lumber Products | New | Space Heating | Natural Gas | Destratification Fans (HVLS) | A | Purchases (Incremental) | Achievable Economic TRC Potential | 0 | 0 | 0 | 0 | 0 | 0 | 0 | 0 | 0 | 0 | 0 | 0 | 0 | 0 | 0 | 0 | 0 | 0 | 0 | 0 | 0 | 0 | 0 | 0 | 0 | 0 | 0 | 0 | 0 | 0 | 0
F14_Industrial_Wood and Lumber Products_New_Space Heating_Natural Gas_Destratification Fans (HVLS)_A_Achievable Economic TRC Potential | F14 | Industrial | Wood and Lumber Products | New | Space Heating | Natural Gas | Destratification Fans (HVLS) | A | Purchases (Cumulative) | Achievable Economic TRC Potential | 0 | 0 | 0 | 0 | 0 | 0 | 0 | 0 | 0 | 0 | 0 | 0 | 0 | 0 | 0 | 0 | 0 | 0 | 0 | 0 | 0 | 0 | 0 | 0 | 0 | 0 | 0 | 0 | 0 | 0 | 0
F1_Industrial_Wood and Lumber Products_New_Space Heating_Natural Gas_Gas Boiler - Insulate Steam Lines/Condensate Tank_A_Achievable Economic TRC Potential | F1 | Industrial | Wood and Lumber Products | New | Space Heating | Natural Gas | Gas Boiler - Insulate Steam Lines/Condensate Tank | A | Original Unit Energy Savings (kWh or therms) | Achievable Economic TRC Potential | 0 | 0 | 0 | 0 | 0 | 0 | 0 | 0 | 0 | 0 | 0 | 0 | 0 | 0 | 0 | 0 | 0 | 0 | 0 | 0 | 0 | 0 | 0 | 0 | 0 | 0 | 0 | 0 | 0 | 0 | 0
F2_Industrial_Wood and Lumber Products_New_Space Heating_Natural Gas_Gas Boiler - Insulate Steam Lines/Condensate Tank_A_Achievable Economic TRC Potential | F2 | Industrial | Wood and Lumber Products | New | Space Heating | Natural Gas | Gas Boiler - Insulate Steam Lines/Condensate Tank | A | Original Unit Summer Peak Savings (kW) | Achievable Economic TRC Potential | 0 | 0 | 0 | 0 | 0 | 0 | 0 | 0 | 0 | 0 | 0 | 0 | 0 | 0 | 0 | 0 | 0 | 0 | 0 | 0 | 0 | 0 | 0 | 0 | 0 | 0 | 0 | 0 | 0 | 0 | 0
F3_Industrial_Wood and Lumber Products_New_Space Heating_Natural Gas_Gas Boiler - Insulate Steam Lines/Condensate Tank_A_Achievable Economic TRC Potential | F3 | Industrial | Wood and Lumber Products | New | Space Heating | Natural Gas | Gas Boiler - Insulate Steam Lines/Condensate Tank | A | Original Unit Winter Peak Savings (kW) | Achievable Economic TRC Potential | 0 | 0 | 0 | 0 | 0 | 0 | 0 | 0 | 0 | 0 | 0 | 0 | 0 | 0 | 0 | 0 | 0 | 0 | 0 | 0 | 0 | 0 | 0 | 0 | 0 | 0 | 0 | 0 | 0 | 0 | 0
F4_Industrial_Wood and Lumber Products_New_Space Heating_Natural Gas_Gas Boiler - Insulate Steam Lines/Condensate Tank_A_Achievable Economic TRC Potential | F4 | Industrial | Wood and Lumber Products | New | Space Heating | Natural Gas | Gas Boiler - Insulate Steam Lines/Condensate Tank | A | Standalone Impact on Baseline Energy (%) | Achievable Economic TRC Potential | 0% | 0% | 0% | 0% | 0% | 0% | 0% | 0% | 0% | 0% | 0% | 0% | 0% | 0% | 0% | 0% | 0% | 0% | 0% | 0% | 0% | 0% | 0% | 0% | 0 | 0 | 0 | 0 | 0 | 0 | 0
F5_Industrial_Wood and Lumber Products_New_Space Heating_Natural Gas_Gas Boiler - Insulate Steam Lines/Condensate Tank_A_Achievable Economic TRC Potential | F5 | Industrial | Wood and Lumber Products | New | Space Heating | Natural Gas | Gas Boiler - Insulate Steam Lines/Condensate Tank | A | Standalone Impact on Baseline Summer Peak (%) | Achievable Economic TRC Potential | 0% | 0% | 0% | 0% | 0% | 0% | 0% | 0% | 0% | 0% | 0% | 0% | 0% | 0% | 0% | 0% | 0% | 0% | 0% | 0% | 0% | 0% | 0% | 0% | 0 | 0 | 0 | 0 | 0 | 0 | 0
F6_Industrial_Wood and Lumber Products_New_Space Heating_Natural Gas_Gas Boiler - Insulate Steam Lines/Condensate Tank_A_Achievable Economic TRC Potential | F6 | Industrial | Wood and Lumber Products | New | Space Heating | Natural Gas | Gas Boiler - Insulate Steam Lines/Condensate Tank | A | Standalone Impact on Baseline Winter Peak (%) | Achievable Economic TRC Potential | 0% | 0% | 0% | 0% | 0% | 0% | 0% | 0% | 0% | 0% | 0% | 0% | 0% | 0% | 0% | 0% | 0% | 0% | 0% | 0% | 0% | 0% | 0% | 0% | 0 | 0 | 0 | 0 | 0 | 0 | 0
F7_Industrial_Wood and Lumber Products_New_Space Heating_Natural Gas_Gas Boiler - Insulate Steam Lines/Condensate Tank_A_Achievable Economic TRC Potential | F7 | Industrial | Wood and Lumber Products | New | Space Heating | Natural Gas | Gas Boiler - Insulate Steam Lines/Condensate Tank | A | Incremental Energy Savings (MWh or mTherms) | Achievable Economic TRC Potential | 0 | 0 | 0 | 0 | 0 | 0 | 0 | 0 | 0 | 0 | 0 | 0 | 0 | 0 | 0 | 0 | 0 | 0 | 0 | 0 | 0 | 0 | 0 | 0 | 0 | 0 | 0 | 0 | 0 | 0 | 0
F8_Industrial_Wood and Lumber Products_New_Space Heating_Natural Gas_Gas Boiler - Insulate Steam Lines/Condensate Tank_A_Achievable Economic TRC Potential | F8 | Industrial | Wood and Lumber Products | New | Space Heating | Natural Gas | Gas Boiler - Insulate Steam Lines/Condensate Tank | A | Incremental Summer Peak Savings (MW) | Achievable Economic TRC Potential | 0 | 0 | 0 | 0 | 0 | 0 | 0 | 0 | 0 | 0 | 0 | 0 | 0 | 0 | 0 | 0 | 0 | 0 | 0 | 0 | 0 | 0 | 0 | 0 | 0 | 0 | 0 | 0 | 0 | 0 | 0
F9_Industrial_Wood and Lumber Products_New_Space Heating_Natural Gas_Gas Boiler - Insulate Steam Lines/Condensate Tank_A_Achievable Economic TRC Potential | F9 | Industrial | Wood and Lumber Products | New | Space Heating | Natural Gas | Gas Boiler - Insulate Steam Lines/Condensate Tank | A | Incremental Winter Peak Savings (MW) | Achievable Economic TRC Potential | 0 | 0 | 0 | 0 | 0 | 0 | 0 | 0 | 0 | 0 | 0 | 0 | 0 | 0 | 0 | 0 | 0 | 0 | 0 | 0 | 0 | 0 | 0 | 0 | 0 | 0 | 0 | 0 | 0 | 0 | 0
F10_Industrial_Wood and Lumber Products_New_Space Heating_Natural Gas_Gas Boiler - Insulate Steam Lines/Condensate Tank_A_Achievable Economic TRC Potential | F10 | Industrial | Wood and Lumber Products | New | Space Heating | Natural Gas | Gas Boiler - Insulate Steam Lines/Condensate Tank | A | Cumulative Energy Savings (MWh or mTherms) | Achievable Economic TRC Potential | 0 | 0 | 0 | 0 | 0 | 0 | 0 | 0 | 0 | 0 | 0 | 0 | 0 | 0 | 0 | 0 | 0 | 0 | 0 | 0 | 0 | 0 | 0 | 0 | 0 | 0 | 0 | 0 | 0 | 0 | 0
F11_Industrial_Wood and Lumber Products_New_Space Heating_Natural Gas_Gas Boiler - Insulate Steam Lines/Condensate Tank_A_Achievable Economic TRC Potential | F11 | Industrial | Wood and Lumber Products | New | Space Heating | Natural Gas | Gas Boiler - Insulate Steam Lines/Condensate Tank | A | Cumulative Summer Peak Savings (MW) | Achievable Economic TRC Potential | 0 | 0 | 0 | 0 | 0 | 0 | 0 | 0 | 0 | 0 | 0 | 0 | 0 | 0 | 0 | 0 | 0 | 0 | 0 | 0 | 0 | 0 | 0 | 0 | 0 | 0 | 0 | 0 | 0 | 0 | 0
F12_Industrial_Wood and Lumber Products_New_Space Heating_Natural Gas_Gas Boiler - Insulate Steam Lines/Condensate Tank_A_Achievable Economic TRC Potential | F12 | Industrial | Wood and Lumber Products | New | Space Heating | Natural Gas | Gas Boiler - Insulate Steam Lines/Condensate Tank | A | Cumulative Winter Peak Savings (MW) | Achievable Economic TRC Potential | 0 | 0 | 0 | 0 | 0 | 0 | 0 | 0 | 0 | 0 | 0 | 0 | 0 | 0 | 0 | 0 | 0 | 0 | 0 | 0 | 0 | 0 | 0 | 0 | 0 | 0 | 0 | 0 | 0 | 0 | 0
F13_Industrial_Wood and Lumber Products_New_Space Heating_Natural Gas_Gas Boiler - Insulate Steam Lines/Condensate Tank_A_Achievable Economic TRC Potential | F13 | Industrial | Wood and Lumber Products | New | Space Heating | Natural Gas | Gas Boiler - Insulate Steam Lines/Condensate Tank | A | Purchases (Incremental) | Achievable Economic TRC Potential | 0 | 0 | 0 | 0 | 0 | 0 | 0 | 0 | 0 | 0 | 0 | 0 | 0 | 0 | 0 | 0 | 0 | 0 | 0 | 0 | 0 | 0 | 0 | 0 | 0 | 0 | 0 | 0 | 0 | 0 | 0
F14_Industrial_Wood and Lumber Products_New_Space Heating_Natural Gas_Gas Boiler - Insulate Steam Lines/Condensate Tank_A_Achievable Economic TRC Potential | F14 | Industrial | Wood and Lumber Products | New | Space Heating | Natural Gas | Gas Boiler - Insulate Steam Lines/Condensate Tank | A | Purchases (Cumulative) | Achievable Economic TRC Potential | 0 | 0 | 0 | 0 | 0 | 0 | 0 | 0 | 0 | 0 | 0 | 0 | 0 | 0 | 0 | 0 | 0 | 0 | 0 | 0 | 0 | 0 | 0 | 0 | 0 | 0 | 0 | 0 | 0 | 0 | 0
F1_Industrial_Wood and Lumber Products_New_Process_Natural Gas_Gas Boiler - Insulate Steam Lines/Condensate Tank_A_Achievable Economic TRC Potential | F1 | Industrial | Wood and Lumber Products | New | Process | Natural Gas | Gas Boiler - Insulate Steam Lines/Condensate Tank | A | Original Unit Energy Savings (kWh or therms) | Achievable Economic TRC Potential | 0 | 0 | 0 | 0 | 0 | 68.5138 | 68.5138 | 68.5138 | 68.5138 | 68.5138 | 68.5138 | 68.5138 | 68.5138 | 68.5138 | 68.5138 | 68.5138 | 68.5138 | 68.5138 | 68.5138 | 68.5138 | 68.5138 | 68.5138 | 68.5138 | 68.5138 | 68.5138 | 68.5138 | 68.5138 | 68.5138 | 68.5138 | 68.5138 | 68.5138
F2_Industrial_Wood and Lumber Products_New_Process_Natural Gas_Gas Boiler - Insulate Steam Lines/Condensate Tank_A_Achievable Economic TRC Potential | F2 | Industrial | Wood and Lumber Products | New | Process | Natural Gas | Gas Boiler - Insulate Steam Lines/Condensate Tank | A | Original Unit Summer Peak Savings (kW) | Achievable Economic TRC Potential | 0 | 0 | 0 | 0 | 0 | 0 | 0 | 0 | 0 | 0 | 0 | 0 | 0 | 0 | 0 | 0 | 0 | 0 | 0 | 0 | 0 | 0 | 0 | 0 | 0 | 0 | 0 | 0 | 0 | 0 | 0
F3_Industrial_Wood and Lumber Products_New_Process_Natural Gas_Gas Boiler - Insulate Steam Lines/Condensate Tank_A_Achievable Economic TRC Potential | F3 | Industrial | Wood and Lumber Products | New | Process | Natural Gas | Gas Boiler - Insulate Steam Lines/Condensate Tank | A | Original Unit Winter Peak Savings (kW) | Achievable Economic TRC Potential | 0 | 0 | 0 | 0 | 0 | 0 | 0 | 0 | 0 | 0 | 0 | 0 | 0 | 0 | 0 | 0 | 0 | 0 | 0 | 0 | 0 | 0 | 0 | 0 | 0 | 0 | 0 | 0 | 0 | 0 | 0
F4_Industrial_Wood and Lumber Products_New_Process_Natural Gas_Gas Boiler - Insulate Steam Lines/Condensate Tank_A_Achievable Economic TRC Potential | F4 | Industrial | Wood and Lumber Products | New | Process | Natural Gas | Gas Boiler - Insulate Steam Lines/Condensate Tank | A | Standalone Impact on Baseline Energy (%) | Achievable Economic TRC Potential | 0% | 0% | 0% | 0% | 0% | 0.0175% | 0.03226% | 0.04541% | 0.05754% | 0.06895% | 0.07985% | 0.09045% | 0.1008% | 0.1109% | 0.1209% | 0.1308% | 0.1405% | 0.1502% | 0.1598% | 0.1694% | 0.1789% | 0.1884% | 0.1978% | 0.2072% | 0.0021661 | 0.0020847 | 0.0020094 | 0.0019396 | 0 | 0 | 0
F5_Industrial_Wood and Lumber Products_New_Process_Natural Gas_Gas Boiler - Insulate Steam Lines/Condensate Tank_A_Achievable Economic TRC Potential | F5 | Industrial | Wood and Lumber Products | New | Process | Natural Gas | Gas Boiler - Insulate Steam Lines/Condensate Tank | A | Standalone Impact on Baseline Summer Peak (%) | Achievable Economic TRC Potential | 0% | 0% | 0% | 0% | 0% | 0% | 0% | 0% | 0% | 0% | 0% | 0% | 0% | 0% | 0% | 0% | 0% | 0% | 0% | 0% | 0% | 0% | 0% | 0% | 0 | 0 | 0 | 0 | 0 | 0 | 0
F6_Industrial_Wood and Lumber Products_New_Process_Natural Gas_Gas Boiler - Insulate Steam Lines/Condensate Tank_A_Achievable Economic TRC Potential | F6 | Industrial | Wood and Lumber Products | New | Process | Natural Gas | Gas Boiler - Insulate Steam Lines/Condensate Tank | A | Standalone Impact on Baseline Winter Peak (%) | Achievable Economic TRC Potential | 0% | 0% | 0% | 0% | 0% | 0% | 0% | 0% | 0% | 0% | 0% | 0% | 0% | 0% | 0% | 0% | 0% | 0% | 0% | 0% | 0% | 0% | 0% | 0% | 0 | 0 | 0 | 0 | 0 | 0 | 0
F7_Industrial_Wood and Lumber Products_New_Process_Natural Gas_Gas Boiler - Insulate Steam Lines/Condensate Tank_A_Achievable Economic TRC Potential | F7 | Industrial | Wood and Lumber Products | New | Process | Natural Gas | Gas Boiler - Insulate Steam Lines/Condensate Tank | A | Incremental Energy Savings (MWh or mTherms) | Achievable Economic TRC Potential | 0 | 0 | 0 | 0 | 0 | 0.010366 | 0.012281 | 0.014195 | 0.016098 | 0.018001 | 0.019907 | 0.021788 | 0.023663 | 0.025535 | 0.027378 | 0.029227 | 0.031059 | 0.032891 | 0.034714 | 0.03652 | 0.038329 | 0.04013 | 0.041924 | 0.043712 | 0.045493 | 0.010366 | 0.012281 | 0.014195 | 0.016098 | 0.018001 | 0.019907
F8_Industrial_Wood and Lumber Products_New_Process_Natural Gas_Gas Boiler - Insulate Steam Lines/Condensate Tank_A_Achievable Economic TRC Potential | F8 | Industrial | Wood and Lumber Products | New | Process | Natural Gas | Gas Boiler - Insulate Steam Lines/Condensate Tank | A | Incremental Summer Peak Savings (MW) | Achievable Economic TRC Potential | 0 | 0 | 0 | 0 | 0 | 0 | 0 | 0 | 0 | 0 | 0 | 0 | 0 | 0 | 0 | 0 | 0 | 0 | 0 | 0 | 0 | 0 | 0 | 0 | 0 | 0 | 0 | 0 | 0 | 0 | 0
F9_Industrial_Wood and Lumber Products_New_Process_Natural Gas_Gas Boiler - Insulate Steam Lines/Condensate Tank_A_Achievable Economic TRC Potential | F9 | Industrial | Wood and Lumber Products | New | Process | Natural Gas | Gas Boiler - Insulate Steam Lines/Condensate Tank | A | Incremental Winter Peak Savings (MW) | Achievable Economic TRC Potential | 0 | 0 | 0 | 0 | 0 | 0 | 0 | 0 | 0 | 0 | 0 | 0 | 0 | 0 | 0 | 0 | 0 | 0 | 0 | 0 | 0 | 0 | 0 | 0 | 0 | 0 | 0 | 0 | 0 | 0 | 0
F10_Industrial_Wood and Lumber Products_New_Process_Natural Gas_Gas Boiler - Insulate Steam Lines/Condensate Tank_A_Achievable Economic TRC Potential | F10 | Industrial | Wood and Lumber Products | New | Process | Natural Gas | Gas Boiler - Insulate Steam Lines/Condensate Tank | A | Cumulative Energy Savings (MWh or mTherms) | Achievable Economic TRC Potential | 0 | 0 | 0 | 0 | 0 | 0.010366 | 0.022648 | 0.036843 | 0.05294 | 0.070942 | 0.090848 | 0.11264 | 0.1363 | 0.16183 | 0.18921 | 0.21844 | 0.2495 | 0.28239 | 0.3171 | 0.35362 | 0.39195 | 0.43208 | 0.47401 | 0.51772 | 0.56321 | 0.56321 | 0.56321 | 0.56321 | 0.56321 | 0.56321 | 0.56321
F11_Industrial_Wood and Lumber Products_New_Process_Natural Gas_Gas Boiler - Insulate Steam Lines/Condensate Tank_A_Achievable Economic TRC Potential | F11 | Industrial | Wood and Lumber Products | New | Process | Natural Gas | Gas Boiler - Insulate Steam Lines/Condensate Tank | A | Cumulative Summer Peak Savings (MW) | Achievable Economic TRC Potential | 0 | 0 | 0 | 0 | 0 | 0 | 0 | 0 | 0 | 0 | 0 | 0 | 0 | 0 | 0 | 0 | 0 | 0 | 0 | 0 | 0 | 0 | 0 | 0 | 0 | 0 | 0 | 0 | 0 | 0 | 0
F12_Industrial_Wood and Lumber Products_New_Process_Natural Gas_Gas Boiler - Insulate Steam Lines/Condensate Tank_A_Achievable Economic TRC Potential | F12 | Industrial | Wood and Lumber Products | New | Process | Natural Gas | Gas Boiler - Insulate Steam Lines/Condensate Tank | A | Cumulative Winter Peak Savings (MW) | Achievable Economic TRC Potential | 0 | 0 | 0 | 0 | 0 | 0 | 0 | 0 | 0 | 0 | 0 | 0 | 0 | 0 | 0 | 0 | 0 | 0 | 0 | 0 | 0 | 0 | 0 | 0 | 0 | 0 | 0 | 0 | 0 | 0 | 0
F13_Industrial_Wood and Lumber Products_New_Process_Natural Gas_Gas Boiler - Insulate Steam Lines/Condensate Tank_A_Achievable Economic TRC Potential | F13 | Industrial | Wood and Lumber Products | New | Process | Natural Gas | Gas Boiler - Insulate Steam Lines/Condensate Tank | A | Purchases (Incremental) | Achievable Economic TRC Potential | 0 | 0 | 0 | 0 | 0 | 0.1513 | 0.17925 | 0.20719 | 0.23496 | 0.26274 | 0.29055 | 0.318 | 0.34538 | 0.37271 | 0.3996 | 0.42659 | 0.45332 | 0.48006 | 0.50667 | 0.53303 | 0.55943 | 0.58572 | 0.61191 | 0.638 | 0.664 | 0.1513 | 0.17925 | 0.20719 | 0.23496 | 0.26274 | 0.29055
F14_Industrial_Wood and Lumber Products_New_Process_Natural Gas_Gas Boiler - Insulate Steam Lines/Condensate Tank_A_Achievable Economic TRC Potential | F14 | Industrial | Wood and Lumber Products | New | Process | Natural Gas | Gas Boiler - Insulate Steam Lines/Condensate Tank | A | Purchases (Cumulative) | Achievable Economic TRC Potential | 0 | 0 | 0 | 0 | 0 | 0.1513 | 0.33055 | 0.53774 | 0.7727 | 1.0354 | 1.326 | 1.644 | 1.9894 | 2.3621 | 2.7617 | 3.1883 | 3.6416 | 4.1216 | 4.6283 | 5.1613 | 5.7208 | 6.3065 | 6.9184 | 7.5564 | 8.2204 | 8.2204 | 8.2204 | 8.2204 | 8.2204 | 8.2204 | 8.2204
F1_Industrial_Wood and Lumber Products_New_Space Heating_Natural Gas_Gas Boiler - Insulate Hot Water Lines_A_Achievable Economic TRC Potential | F1 | Industrial | Wood and Lumber Products | New | Space Heating | Natural Gas | Gas Boiler - Insulate Hot Water Lines | A | Original Unit Energy Savings (kWh or therms) | Achievable Economic TRC Potential | 0 | 0 | 0 | 0 | 0 | 0 | 0 | 0 | 0 | 0 | 0 | 0 | 0 | 0 | 0 | 0 | 0 | 0 | 0 | 0 | 0 | 0 | 0 | 0 | 0 | 0 | 0 | 0 | 0 | 0 | 0
F2_Industrial_Wood and Lumber Products_New_Space Heating_Natural Gas_Gas Boiler - Insulate Hot Water Lines_A_Achievable Economic TRC Potential | F2 | Industrial | Wood and Lumber Products | New | Space Heating | Natural Gas | Gas Boiler - Insulate Hot Water Lines | A | Original Unit Summer Peak Savings (kW) | Achievable Economic TRC Potential | 0 | 0 | 0 | 0 | 0 | 0 | 0 | 0 | 0 | 0 | 0 | 0 | 0 | 0 | 0 | 0 | 0 | 0 | 0 | 0 | 0 | 0 | 0 | 0 | 0 | 0 | 0 | 0 | 0 | 0 | 0
F3_Industrial_Wood and Lumber Products_New_Space Heating_Natural Gas_Gas Boiler - Insulate Hot Water Lines_A_Achievable Economic TRC Potential | F3 | Industrial | Wood and Lumber Products | New | Space Heating | Natural Gas | Gas Boiler - Insulate Hot Water Lines | A | Original Unit Winter Peak Savings (kW) | Achievable Economic TRC Potential | 0 | 0 | 0 | 0 | 0 | 0 | 0 | 0 | 0 | 0 | 0 | 0 | 0 | 0 | 0 | 0 | 0 | 0 | 0 | 0 | 0 | 0 | 0 | 0 | 0 | 0 | 0 | 0 | 0 | 0 | 0
F4_Industrial_Wood and Lumber Products_New_Space Heating_Natural Gas_Gas Boiler - Insulate Hot Water Lines_A_Achievable Economic TRC Potential | F4 | Industrial | Wood and Lumber Products | New | Space Heating | Natural Gas | Gas Boiler - Insulate Hot Water Lines | A | Standalone Impact on Baseline Energy (%) | Achievable Economic TRC Potential | 0% | 0% | 0% | 0% | 0% | 0% | 0% | 0% | 0% | 0% | 0% | 0% | 0% | 0% | 0% | 0% | 0% | 0% | 0% | 0% | 0% | 0% | 0% | 0% | 0 | 0 | 0 | 0 | 0 | 0 | 0
F5_Industrial_Wood and Lumber Products_New_Space Heating_Natural Gas_Gas Boiler - Insulate Hot Water Lines_A_Achievable Economic TRC Potential | F5 | Industrial | Wood and Lumber Products | New | Space Heating | Natural Gas | Gas Boiler - Insulate Hot Water Lines | A | Standalone Impact on Baseline Summer Peak (%) | Achievable Economic TRC Potential | 0% | 0% | 0% | 0% | 0% | 0% | 0% | 0% | 0% | 0% | 0% | 0% | 0% | 0% | 0% | 0% | 0% | 0% | 0% | 0% | 0% | 0% | 0% | 0% | 0 | 0 | 0 | 0 | 0 | 0 | 0
F6_Industrial_Wood and Lumber Products_New_Space Heating_Natural Gas_Gas Boiler - Insulate Hot Water Lines_A_Achievable Economic TRC Potential | F6 | Industrial | Wood and Lumber Products | New | Space Heating | Natural Gas | Gas Boiler - Insulate Hot Water Lines | A | Standalone Impact on Baseline Winter Peak (%) | Achievable Economic TRC Potential | 0% | 0% | 0% | 0% | 0% | 0% | 0% | 0% | 0% | 0% | 0% | 0% | 0% | 0% | 0% | 0% | 0% | 0% | 0% | 0% | 0% | 0% | 0% | 0% | 0 | 0 | 0 | 0 | 0 | 0 | 0
F7_Industrial_Wood and Lumber Products_New_Space Heating_Natural Gas_Gas Boiler - Insulate Hot Water Lines_A_Achievable Economic TRC Potential | F7 | Industrial | Wood and Lumber Products | New | Space Heating | Natural Gas | Gas Boiler - Insulate Hot Water Lines | A | Incremental Energy Savings (MWh or mTherms) | Achievable Economic TRC Potential | 0 | 0 | 0 | 0 | 0 | 0 | 0 | 0 | 0 | 0 | 0 | 0 | 0 | 0 | 0 | 0 | 0 | 0 | 0 | 0 | 0 | 0 | 0 | 0 | 0 | 0 | 0 | 0 | 0 | 0 | 0
F8_Industrial_Wood and Lumber Products_New_Space Heating_Natural Gas_Gas Boiler - Insulate Hot Water Lines_A_Achievable Economic TRC Potential | F8 | Industrial | Wood and Lumber Products | New | Space Heating | Natural Gas | Gas Boiler - Insulate Hot Water Lines | A | Incremental Summer Peak Savings (MW) | Achievable Economic TRC Potential | 0 | 0 | 0 | 0 | 0 | 0 | 0 | 0 | 0 | 0 | 0 | 0 | 0 | 0 | 0 | 0 | 0 | 0 | 0 | 0 | 0 | 0 | 0 | 0 | 0 | 0 | 0 | 0 | 0 | 0 | 0
F9_Industrial_Wood and Lumber Products_New_Space Heating_Natural Gas_Gas Boiler - Insulate Hot Water Lines_A_Achievable Economic TRC Potential | F9 | Industrial | Wood and Lumber Products | New | Space Heating | Natural Gas | Gas Boiler - Insulate Hot Water Lines | A | Incremental Winter Peak Savings (MW) | Achievable Economic TRC Potential | 0 | 0 | 0 | 0 | 0 | 0 | 0 | 0 | 0 | 0 | 0 | 0 | 0 | 0 | 0 | 0 | 0 | 0 | 0 | 0 | 0 | 0 | 0 | 0 | 0 | 0 | 0 | 0 | 0 | 0 | 0
F10_Industrial_Wood and Lumber Products_New_Space Heating_Natural Gas_Gas Boiler - Insulate Hot Water Lines_A_Achievable Economic TRC Potential | F10 | Industrial | Wood and Lumber Products | New | Space Heating | Natural Gas | Gas Boiler - Insulate Hot Water Lines | A | Cumulative Energy Savings (MWh or mTherms) | Achievable Economic TRC Potential | 0 | 0 | 0 | 0 | 0 | 0 | 0 | 0 | 0 | 0 | 0 | 0 | 0 | 0 | 0 | 0 | 0 | 0 | 0 | 0 | 0 | 0 | 0 | 0 | 0 | 0 | 0 | 0 | 0 | 0 | 0
F11_Industrial_Wood and Lumber Products_New_Space Heating_Natural Gas_Gas Boiler - Insulate Hot Water Lines_A_Achievable Economic TRC Potential | F11 | Industrial | Wood and Lumber Products | New | Space Heating | Natural Gas | Gas Boiler - Insulate Hot Water Lines | A | Cumulative Summer Peak Savings (MW) | Achievable Economic TRC Potential | 0 | 0 | 0 | 0 | 0 | 0 | 0 | 0 | 0 | 0 | 0 | 0 | 0 | 0 | 0 | 0 | 0 | 0 | 0 | 0 | 0 | 0 | 0 | 0 | 0 | 0 | 0 | 0 | 0 | 0 | 0
F12_Industrial_Wood and Lumber Products_New_Space Heating_Natural Gas_Gas Boiler - Insulate Hot Water Lines_A_Achievable Economic TRC Potential | F12 | Industrial | Wood and Lumber Products | New | Space Heating | Natural Gas | Gas Boiler - Insulate Hot Water Lines | A | Cumulative Winter Peak Savings (MW) | Achievable Economic TRC Potential | 0 | 0 | 0 | 0 | 0 | 0 | 0 | 0 | 0 | 0 | 0 | 0 | 0 | 0 | 0 | 0 | 0 | 0 | 0 | 0 | 0 | 0 | 0 | 0 | 0 | 0 | 0 | 0 | 0 | 0 | 0
F13_Industrial_Wood and Lumber Products_New_Space Heating_Natural Gas_Gas Boiler - Insulate Hot Water Lines_A_Achievable Economic TRC Potential | F13 | Industrial | Wood and Lumber Products | New | Space Heating | Natural Gas | Gas Boiler - Insulate Hot Water Lines | A | Purchases (Incremental) | Achievable Economic TRC Potential | 0 | 0 | 0 | 0 | 0 | 0 | 0 | 0 | 0 | 0 | 0 | 0 | 0 | 0 | 0 | 0 | 0 | 0 | 0 | 0 | 0 | 0 | 0 | 0 | 0 | 0 | 0 | 0 | 0 | 0 | 0
F14_Industrial_Wood and Lumber Products_New_Space Heating_Natural Gas_Gas Boiler - Insulate Hot Water Lines_A_Achievable Economic TRC Potential | F14 | Industrial | Wood and Lumber Products | New | Space Heating | Natural Gas | Gas Boiler - Insulate Hot Water Lines | A | Purchases (Cumulative) | Achievable Economic TRC Potential | 0 | 0 | 0 | 0 | 0 | 0 | 0 | 0 | 0 | 0 | 0 | 0 | 0 | 0 | 0 | 0 | 0 | 0 | 0 | 0 | 0 | 0 | 0 | 0 | 0 | 0 | 0 | 0 | 0 | 0 | 0
F1_Industrial_Wood and Lumber Products_New_Process_Natural Gas_Gas Boiler - Insulate Hot Water Lines_A_Achievable Economic TRC Potential | F1 | Industrial | Wood and Lumber Products | New | Process | Natural Gas | Gas Boiler - Insulate Hot Water Lines | A | Original Unit Energy Savings (kWh or therms) | Achievable Economic TRC Potential | 0 | 0 | 0 | 0 | 0 | 77.4421 | 77.4421 | 77.4421 | 77.4421 | 77.4421 | 77.4421 | 77.4421 | 77.4421 | 77.4421 | 77.4421 | 77.4421 | 77.4421 | 77.4421 | 77.4421 | 77.4421 | 77.4421 | 77.4421 | 77.4421 | 77.4421 | 77.4421 | 77.4421 | 77.4421 | 77.4421 | 77.4421 | 77.4421 | 77.4421
F2_Industrial_Wood and Lumber Products_New_Process_Natural Gas_Gas Boiler - Insulate Hot Water Lines_A_Achievable Economic TRC Potential | F2 | Industrial | Wood and Lumber Products | New | Process | Natural Gas | Gas Boiler - Insulate Hot Water Lines | A | Original Unit Summer Peak Savings (kW) | Achievable Economic TRC Potential | 0 | 0 | 0 | 0 | 0 | 0 | 0 | 0 | 0 | 0 | 0 | 0 | 0 | 0 | 0 | 0 | 0 | 0 | 0 | 0 | 0 | 0 | 0 | 0 | 0 | 0 | 0 | 0 | 0 | 0 | 0
F3_Industrial_Wood and Lumber Products_New_Process_Natural Gas_Gas Boiler - Insulate Hot Water Lines_A_Achievable Economic TRC Potential | F3 | Industrial | Wood and Lumber Products | New | Process | Natural Gas | Gas Boiler - Insulate Hot Water Lines | A | Original Unit Winter Peak Savings (kW) | Achievable Economic TRC Potential | 0 | 0 | 0 | 0 | 0 | 0 | 0 | 0 | 0 | 0 | 0 | 0 | 0 | 0 | 0 | 0 | 0 | 0 | 0 | 0 | 0 | 0 | 0 | 0 | 0 | 0 | 0 | 0 | 0 | 0 | 0
F4_Industrial_Wood and Lumber Products_New_Process_Natural Gas_Gas Boiler - Insulate Hot Water Lines_A_Achievable Economic TRC Potential | F4 | Industrial | Wood and Lumber Products | New | Process | Natural Gas | Gas Boiler - Insulate Hot Water Lines | A | Standalone Impact on Baseline Energy (%) | Achievable Economic TRC Potential | 0% | 0% | 0% | 0% | 0% | 0.01978% | 0.03647% | 0.05133% | 0.06504% | 0.07794% | 0.09025% | 0.1022% | 0.1139% | 0.1253% | 0.1367% | 0.1478% | 0.1589% | 0.1698% | 0.1807% | 0.1915% | 0.2022% | 0.2129% | 0.2236% | 0.2342% | 0.0024483 | 0.0023563 | 0.0022713 | 0.0021923 | 0 | 0 | 0
F5_Industrial_Wood and Lumber Products_New_Process_Natural Gas_Gas Boiler - Insulate Hot Water Lines_A_Achievable Economic TRC Potential | F5 | Industrial | Wood and Lumber Products | New | Process | Natural Gas | Gas Boiler - Insulate Hot Water Lines | A | Standalone Impact on Baseline Summer Peak (%) | Achievable Economic TRC Potential | 0% | 0% | 0% | 0% | 0% | 0% | 0% | 0% | 0% | 0% | 0% | 0% | 0% | 0% | 0% | 0% | 0% | 0% | 0% | 0% | 0% | 0% | 0% | 0% | 0 | 0 | 0 | 0 | 0 | 0 | 0
F6_Industrial_Wood and Lumber Products_New_Process_Natural Gas_Gas Boiler - Insulate Hot Water Lines_A_Achievable Economic TRC Potential | F6 | Industrial | Wood and Lumber Products | New | Process | Natural Gas | Gas Boiler - Insulate Hot Water Lines | A | Standalone Impact on Baseline Winter Peak (%) | Achievable Economic TRC Potential | 0% | 0% | 0% | 0% | 0% | 0% | 0% | 0% | 0% | 0% | 0% | 0% | 0% | 0% | 0% | 0% | 0% | 0% | 0% | 0% | 0% | 0% | 0% | 0% | 0 | 0 | 0 | 0 | 0 | 0 | 0
F7_Industrial_Wood and Lumber Products_New_Process_Natural Gas_Gas Boiler - Insulate Hot Water Lines_A_Achievable Economic TRC Potential | F7 | Industrial | Wood and Lumber Products | New | Process | Natural Gas | Gas Boiler - Insulate Hot Water Lines | A | Incremental Energy Savings (MWh or mTherms) | Achievable Economic TRC Potential | 0 | 0 | 0 | 0 | 0 | 0.011717 | 0.013882 | 0.016045 | 0.018195 | 0.020347 | 0.022501 | 0.024627 | 0.026747 | 0.028863 | 0.030946 | 0.033036 | 0.035106 | 0.037177 | 0.039237 | 0.041279 | 0.043324 | 0.045359 | 0.047387 | 0.049408 | 0.051422 | 0.011717 | 0.013882 | 0.016045 | 0.018195 | 0.020347 | 0.022501
F8_Industrial_Wood and Lumber Products_New_Process_Natural Gas_Gas Boiler - Insulate Hot Water Lines_A_Achievable Economic TRC Potential | F8 | Industrial | Wood and Lumber Products | New | Process | Natural Gas | Gas Boiler - Insulate Hot Water Lines | A | Incremental Summer Peak Savings (MW) | Achievable Economic TRC Potential | 0 | 0 | 0 | 0 | 0 | 0 | 0 | 0 | 0 | 0 | 0 | 0 | 0 | 0 | 0 | 0 | 0 | 0 | 0 | 0 | 0 | 0 | 0 | 0 | 0 | 0 | 0 | 0 | 0 | 0 | 0
F9_Industrial_Wood and Lumber Products_New_Process_Natural Gas_Gas Boiler - Insulate Hot Water Lines_A_Achievable Economic TRC Potential | F9 | Industrial | Wood and Lumber Products | New | Process | Natural Gas | Gas Boiler - Insulate Hot Water Lines | A | Incremental Winter Peak Savings (MW) | Achievable Economic TRC Potential | 0 | 0 | 0 | 0 | 0 | 0 | 0 | 0 | 0 | 0 | 0 | 0 | 0 | 0 | 0 | 0 | 0 | 0 | 0 | 0 | 0 | 0 | 0 | 0 | 0 | 0 | 0 | 0 | 0 | 0 | 0
F10_Industrial_Wood and Lumber Products_New_Process_Natural Gas_Gas Boiler - Insulate Hot Water Lines_A_Achievable Economic TRC Potential | F10 | Industrial | Wood and Lumber Products | New | Process | Natural Gas | Gas Boiler - Insulate Hot Water Lines | A | Cumulative Energy Savings (MWh or mTherms) | Achievable Economic TRC Potential | 0 | 0 | 0 | 0 | 0 | 0.011717 | 0.025599 | 0.041644 | 0.059839 | 0.080186 | 0.10269 | 0.12731 | 0.15406 | 0.18292 | 0.21387 | 0.24691 | 0.28201 | 0.31919 | 0.35843 | 0.39971 | 0.44303 | 0.48839 | 0.53578 | 0.58518 | 0.63661 | 0.63661 | 0.63661 | 0.63661 | 0.63661 | 0.63661 | 0.63661
F11_Industrial_Wood and Lumber Products_New_Process_Natural Gas_Gas Boiler - Insulate Hot Water Lines_A_Achievable Economic TRC Potential | F11 | Industrial | Wood and Lumber Products | New | Process | Natural Gas | Gas Boiler - Insulate Hot Water Lines | A | Cumulative Summer Peak Savings (MW) | Achievable Economic TRC Potential | 0 | 0 | 0 | 0 | 0 | 0 | 0 | 0 | 0 | 0 | 0 | 0 | 0 | 0 | 0 | 0 | 0 | 0 | 0 | 0 | 0 | 0 | 0 | 0 | 0 | 0 | 0 | 0 | 0 | 0 | 0
F12_Industrial_Wood and Lumber Products_New_Process_Natural Gas_Gas Boiler - Insulate Hot Water Lines_A_Achievable Economic TRC Potential | F12 | Industrial | Wood and Lumber Products | New | Process | Natural Gas | Gas Boiler - Insulate Hot Water Lines | A | Cumulative Winter Peak Savings (MW) | Achievable Economic TRC Potential | 0 | 0 | 0 | 0 | 0 | 0 | 0 | 0 | 0 | 0 | 0 | 0 | 0 | 0 | 0 | 0 | 0 | 0 | 0 | 0 | 0 | 0 | 0 | 0 | 0 | 0 | 0 | 0 | 0 | 0 | 0
F13_Industrial_Wood and Lumber Products_New_Process_Natural Gas_Gas Boiler - Insulate Hot Water Lines_A_Achievable Economic TRC Potential | F13 | Industrial | Wood and Lumber Products | New | Process | Natural Gas | Gas Boiler - Insulate Hot Water Lines | A | Purchases (Incremental) | Achievable Economic TRC Potential | 0 | 0 | 0 | 0 | 0 | 0.1513 | 0.17925 | 0.20719 | 0.23496 | 0.26274 | 0.29055 | 0.318 | 0.34538 | 0.37271 | 0.3996 | 0.42659 | 0.45332 | 0.48006 | 0.50667 | 0.53303 | 0.55943 | 0.58572 | 0.61191 | 0.638 | 0.664 | 0.1513 | 0.17925 | 0.20719 | 0.23496 | 0.26274 | 0.29055
F14_Industrial_Wood and Lumber Products_New_Process_Natural Gas_Gas Boiler - Insulate Hot Water Lines_A_Achievable Economic TRC Potential | F14 | Industrial | Wood and Lumber Products | New | Process | Natural Gas | Gas Boiler - Insulate Hot Water Lines | A | Purchases (Cumulative) | Achievable Economic TRC Potential | 0 | 0 | 0 | 0 | 0 | 0.1513 | 0.33055 | 0.53774 | 0.7727 | 1.0354 | 1.326 | 1.644 | 1.9894 | 2.3621 | 2.7617 | 3.1883 | 3.6416 | 4.1216 | 4.6283 | 5.1613 | 5.7208 | 6.3065 | 6.9184 | 7.5564 | 8.2204 | 8.2204 | 8.2204 | 8.2204 | 8.2204 | 8.2204 | 8.2204
F1_Industrial_Wood and Lumber Products_New_Process_Natural Gas_Process - Insulate Heated Process Fluids_A_Achievable Economic TRC Potential | F1 | Industrial | Wood and Lumber Products | New | Process | Natural Gas | Process - Insulate Heated Process Fluids | A | Original Unit Energy Savings (kWh or therms) | Achievable Economic TRC Potential | 0 | 0 | 0 | 0 | 0 | 125.8253 | 125.8253 | 125.8253 | 125.8253 | 125.8253 | 125.8253 | 125.8253 | 125.8253 | 125.8253 | 125.8253 | 125.8253 | 125.8253 | 125.8253 | 125.8253 | 125.8253 | 125.8253 | 125.8253 | 125.8253 | 125.8253 | 125.8253 | 125.8253 | 125.8253 | 125.8253 | 125.8253 | 125.8253 | 125.8253
F2_Industrial_Wood and Lumber Products_New_Process_Natural Gas_Process - Insulate Heated Process Fluids_A_Achievable Economic TRC Potential | F2 | Industrial | Wood and Lumber Products | New | Process | Natural Gas | Process - Insulate Heated Process Fluids | A | Original Unit Summer Peak Savings (kW) | Achievable Economic TRC Potential | 0 | 0 | 0 | 0 | 0 | 0 | 0 | 0 | 0 | 0 | 0 | 0 | 0 | 0 | 0 | 0 | 0 | 0 | 0 | 0 | 0 | 0 | 0 | 0 | 0 | 0 | 0 | 0 | 0 | 0 | 0
F3_Industrial_Wood and Lumber Products_New_Process_Natural Gas_Process - Insulate Heated Process Fluids_A_Achievable Economic TRC Potential | F3 | Industrial | Wood and Lumber Products | New | Process | Natural Gas | Process - Insulate Heated Process Fluids | A | Original Unit Winter Peak Savings (kW) | Achievable Economic TRC Potential | 0 | 0 | 0 | 0 | 0 | 0 | 0 | 0 | 0 | 0 | 0 | 0 | 0 | 0 | 0 | 0 | 0 | 0 | 0 | 0 | 0 | 0 | 0 | 0 | 0 | 0 | 0 | 0 | 0 | 0 | 0
F4_Industrial_Wood and Lumber Products_New_Process_Natural Gas_Process - Insulate Heated Process Fluids_A_Achievable Economic TRC Potential | F4 | Industrial | Wood and Lumber Products | New | Process | Natural Gas | Process - Insulate Heated Process Fluids | A | Standalone Impact on Baseline Energy (%) | Achievable Economic TRC Potential | 0% | 0% | 0% | 0% | 0% | 0.07029% | 0.1296% | 0.1824% | 0.2312% | 0.277% | 0.3137% | 0.3373% | 0.351% | 0.3577% | 0.3595% | 0.3575% | 0.353% | 0.3466% | 0.339% | 0.3307% | 0.3219% | 0.3075% | 0.2944% | 0.2823% | 0.0027129 | 0.0026109 | 0.0025167 | 0.0024292 | 0 | 0 | 0
F5_Industrial_Wood and Lumber Products_New_Process_Natural Gas_Process - Insulate Heated Process Fluids_A_Achievable Economic TRC Potential | F5 | Industrial | Wood and Lumber Products | New | Process | Natural Gas | Process - Insulate Heated Process Fluids | A | Standalone Impact on Baseline Summer Peak (%) | Achievable Economic TRC Potential | 0% | 0% | 0% | 0% | 0% | 0% | 0% | 0% | 0% | 0% | 0% | 0% | 0% | 0% | 0% | 0% | 0% | 0% | 0% | 0% | 0% | 0% | 0% | 0% | 0 | 0 | 0 | 0 | 0 | 0 | 0
F6_Industrial_Wood and Lumber Products_New_Process_Natural Gas_Process - Insulate Heated Process Fluids_A_Achievable Economic TRC Potential | F6 | Industrial | Wood and Lumber Products | New | Process | Natural Gas | Process - Insulate Heated Process Fluids | A | Standalone Impact on Baseline Winter Peak (%) | Achievable Economic TRC Potential | 0% | 0% | 0% | 0% | 0% | 0% | 0% | 0% | 0% | 0% | 0% | 0% | 0% | 0% | 0% | 0% | 0% | 0% | 0% | 0% | 0% | 0% | 0% | 0% | 0 | 0 | 0 | 0 | 0 | 0 | 0
F7_Industrial_Wood and Lumber Products_New_Process_Natural Gas_Process - Insulate Heated Process Fluids_A_Achievable Economic TRC Potential | F7 | Industrial | Wood and Lumber Products | New | Process | Natural Gas | Process - Insulate Heated Process Fluids | A | Incremental Energy Savings (MWh or mTherms) | Achievable Economic TRC Potential | 0 | 0 | 0 | 0 | 0 | 0.041645 | 0.049338 | 0.057026 | 0.06467 | 0.072317 | 0.071974 | 0.06302 | 0.054757 | 0.047271 | 0.040545 | 0.034627 | 0.029438 | 0.024939 | 0.021057 | 0.017722 | 0.01488 | 0.00010626 | 3.9648e-05 | 1.4093e-05 | 4.7827e-06 | 0.041645 | 0.049338 | 0.057026 | 0.06467 | 0.072317 | 0.071974
F8_Industrial_Wood and Lumber Products_New_Process_Natural Gas_Process - Insulate Heated Process Fluids_A_Achievable Economic TRC Potential | F8 | Industrial | Wood and Lumber Products | New | Process | Natural Gas | Process - Insulate Heated Process Fluids | A | Incremental Summer Peak Savings (MW) | Achievable Economic TRC Potential | 0 | 0 | 0 | 0 | 0 | 0 | 0 | 0 | 0 | 0 | 0 | 0 | 0 | 0 | 0 | 0 | 0 | 0 | 0 | 0 | 0 | 0 | 0 | 0 | 0 | 0 | 0 | 0 | 0 | 0 | 0
F9_Industrial_Wood and Lumber Products_New_Process_Natural Gas_Process - Insulate Heated Process Fluids_A_Achievable Economic TRC Potential | F9 | Industrial | Wood and Lumber Products | New | Process | Natural Gas | Process - Insulate Heated Process Fluids | A | Incremental Winter Peak Savings (MW) | Achievable Economic TRC Potential | 0 | 0 | 0 | 0 | 0 | 0 | 0 | 0 | 0 | 0 | 0 | 0 | 0 | 0 | 0 | 0 | 0 | 0 | 0 | 0 | 0 | 0 | 0 | 0 | 0 | 0 | 0 | 0 | 0 | 0 | 0
F10_Industrial_Wood and Lumber Products_New_Process_Natural Gas_Process - Insulate Heated Process Fluids_A_Achievable Economic TRC Potential | F10 | Industrial | Wood and Lumber Products | New | Process | Natural Gas | Process - Insulate Heated Process Fluids | A | Cumulative Energy Savings (MWh or mTherms) | Achievable Economic TRC Potential | 0 | 0 | 0 | 0 | 0 | 0.041645 | 0.090982 | 0.14801 | 0.21268 | 0.285 | 0.35697 | 0.41999 | 0.47475 | 0.52202 | 0.56256 | 0.59719 | 0.62663 | 0.65157 | 0.67262 | 0.69035 | 0.70523 | 0.70533 | 0.70537 | 0.70539 | 0.70539 | 0.70539 | 0.70539 | 0.70539 | 0.70539 | 0.70539 | 0.70539
F11_Industrial_Wood and Lumber Products_New_Process_Natural Gas_Process - Insulate Heated Process Fluids_A_Achievable Economic TRC Potential | F11 | Industrial | Wood and Lumber Products | New | Process | Natural Gas | Process - Insulate Heated Process Fluids | A | Cumulative Summer Peak Savings (MW) | Achievable Economic TRC Potential | 0 | 0 | 0 | 0 | 0 | 0 | 0 | 0 | 0 | 0 | 0 | 0 | 0 | 0 | 0 | 0 | 0 | 0 | 0 | 0 | 0 | 0 | 0 | 0 | 0 | 0 | 0 | 0 | 0 | 0 | 0
F12_Industrial_Wood and Lumber Products_New_Process_Natural Gas_Process - Insulate Heated Process Fluids_A_Achievable Economic TRC Potential | F12 | Industrial | Wood and Lumber Products | New | Process | Natural Gas | Process - Insulate Heated Process Fluids | A | Cumulative Winter Peak Savings (MW) | Achievable Economic TRC Potential | 0 | 0 | 0 | 0 | 0 | 0 | 0 | 0 | 0 | 0 | 0 | 0 | 0 | 0 | 0 | 0 | 0 | 0 | 0 | 0 | 0 | 0 | 0 | 0 | 0 | 0 | 0 | 0 | 0 | 0 | 0
F13_Industrial_Wood and Lumber Products_New_Process_Natural Gas_Process - Insulate Heated Process Fluids_A_Achievable Economic TRC Potential | F13 | Industrial | Wood and Lumber Products | New | Process | Natural Gas | Process - Insulate Heated Process Fluids | A | Purchases (Incremental) | Achievable Economic TRC Potential | 0 | 0 | 0 | 0 | 0 | 0.33097 | 0.39211 | 0.45322 | 0.51396 | 0.57474 | 0.57201 | 0.50085 | 0.43518 | 0.37569 | 0.32223 | 0.2752 | 0.23396 | 0.19821 | 0.16735 | 0.14085 | 0.11826 | 0.00084452 | 0.0003151 | 0.000112 | 3.8011e-05 | 0.33097 | 0.39211 | 0.45322 | 0.51396 | 0.57474 | 0.57201
F14_Industrial_Wood and Lumber Products_New_Process_Natural Gas_Process - Insulate Heated Process Fluids_A_Achievable Economic TRC Potential | F14 | Industrial | Wood and Lumber Products | New | Process | Natural Gas | Process - Insulate Heated Process Fluids | A | Purchases (Cumulative) | Achievable Economic TRC Potential | 0 | 0 | 0 | 0 | 0 | 0.33097 | 0.72309 | 1.1763 | 1.6903 | 2.265 | 2.837 | 3.3379 | 3.7731 | 4.1487 | 4.471 | 4.7462 | 4.9801 | 5.1783 | 5.3457 | 5.4865 | 5.6048 | 5.6056 | 5.606 | 5.6061 | 5.6061 | 5.6061 | 5.6061 | 5.6061 | 5.6061 | 5.6061 | 5.6061
F1_Industrial_Wood and Lumber Products_New_Process_Natural Gas_Process Heat Recovery_A_Achievable Economic TRC Potential | F1 | Industrial | Wood and Lumber Products | New | Process | Natural Gas | Process Heat Recovery | A | Original Unit Energy Savings (kWh or therms) | Achievable Economic TRC Potential | 0 | 0 | 0 | 0 | 0 | 0.21081 | 0.21081 | 0.21081 | 0.21081 | 0.21081 | 0.21081 | 0.21081 | 0.21081 | 0.21081 | 0.21081 | 0.21081 | 0.21081 | 0.21081 | 0.21081 | 0.21081 | 0.21081 | 0.21081 | 0.21081 | 0.21081 | 0.21081 | 0.21081 | 0.21081 | 0.21081 | 0 | 0 | 0
F2_Industrial_Wood and Lumber Products_New_Process_Natural Gas_Process Heat Recovery_A_Achievable Economic TRC Potential | F2 | Industrial | Wood and Lumber Products | New | Process | Natural Gas | Process Heat Recovery | A | Original Unit Summer Peak Savings (kW) | Achievable Economic TRC Potential | 0 | 0 | 0 | 0 | 0 | 0 | 0 | 0 | 0 | 0 | 0 | 0 | 0 | 0 | 0 | 0 | 0 | 0 | 0 | 0 | 0 | 0 | 0 | 0 | 0 | 0 | 0 | 0 | 0 | 0 | 0
F3_Industrial_Wood and Lumber Products_New_Process_Natural Gas_Process Heat Recovery_A_Achievable Economic TRC Potential | F3 | Industrial | Wood and Lumber Products | New | Process | Natural Gas | Process Heat Recovery | A | Original Unit Winter Peak Savings (kW) | Achievable Economic TRC Potential | 0 | 0 | 0 | 0 | 0 | 0 | 0 | 0 | 0 | 0 | 0 | 0 | 0 | 0 | 0 | 0 | 0 | 0 | 0 | 0 | 0 | 0 | 0 | 0 | 0 | 0 | 0 | 0 | 0 | 0 | 0
F4_Industrial_Wood and Lumber Products_New_Process_Natural Gas_Process Heat Recovery_A_Achievable Economic TRC Potential | F4 | Industrial | Wood and Lumber Products | New | Process | Natural Gas | Process Heat Recovery | A | Standalone Impact on Baseline Energy (%) | Achievable Economic TRC Potential | 0% | 0% | 0% | 0% | 0% | 0% | 0% | 0% | 0% | 0% | 0% | 0% | 0% | 0% | 0% | 0% | 0% | 0% | 0% | 0% | 0% | 0% | 0% | 0% | 0 | 0 | 0 | 0 | 0 | 0 | 0
F5_Industrial_Wood and Lumber Products_New_Process_Natural Gas_Process Heat Recovery_A_Achievable Economic TRC Potential | F5 | Industrial | Wood and Lumber Products | New | Process | Natural Gas | Process Heat Recovery | A | Standalone Impact on Baseline Summer Peak (%) | Achievable Economic TRC Potential | 0% | 0% | 0% | 0% | 0% | 0% | 0% | 0% | 0% | 0% | 0% | 0% | 0% | 0% | 0% | 0% | 0% | 0% | 0% | 0% | 0% | 0% | 0% | 0% | 0 | 0 | 0 | 0 | 0 | 0 | 0
F6_Industrial_Wood and Lumber Products_New_Process_Natural Gas_Process Heat Recovery_A_Achievable Economic TRC Potential | F6 | Industrial | Wood and Lumber Products | New | Process | Natural Gas | Process Heat Recovery | A | Standalone Impact on Baseline Winter Peak (%) | Achievable Economic TRC Potential | 0% | 0% | 0% | 0% | 0% | 0% | 0% | 0% | 0% | 0% | 0% | 0% | 0% | 0% | 0% | 0% | 0% | 0% | 0% | 0% | 0% | 0% | 0% | 0% | 0 | 0 | 0 | 0 | 0 | 0 | 0
F7_Industrial_Wood and Lumber Products_New_Process_Natural Gas_Process Heat Recovery_A_Achievable Economic TRC Potential | F7 | Industrial | Wood and Lumber Products | New | Process | Natural Gas | Process Heat Recovery | A | Incremental Energy Savings (MWh or mTherms) | Achievable Economic TRC Potential | 0 | 0 | 0 | 0 | 0 | 0 | 0 | 0 | 0 | 0 | 0 | 0 | 0 | 0 | 0 | 0 | 0 | 0 | 0 | 0 | 0 | 0 | 0 | 0 | 0 | 0 | 0 | 0 | 0 | 0 | 0
F8_Industrial_Wood and Lumber Products_New_Process_Natural Gas_Process Heat Recovery_A_Achievable Economic TRC Potential | F8 | Industrial | Wood and Lumber Products | New | Process | Natural Gas | Process Heat Recovery | A | Incremental Summer Peak Savings (MW) | Achievable Economic TRC Potential | 0 | 0 | 0 | 0 | 0 | 0 | 0 | 0 | 0 | 0 | 0 | 0 | 0 | 0 | 0 | 0 | 0 | 0 | 0 | 0 | 0 | 0 | 0 | 0 | 0 | 0 | 0 | 0 | 0 | 0 | 0
F9_Industrial_Wood and Lumber Products_New_Process_Natural Gas_Process Heat Recovery_A_Achievable Economic TRC Potential | F9 | Industrial | Wood and Lumber Products | New | Process | Natural Gas | Process Heat Recovery | A | Incremental Winter Peak Savings (MW) | Achievable Economic TRC Potential | 0 | 0 | 0 | 0 | 0 | 0 | 0 | 0 | 0 | 0 | 0 | 0 | 0 | 0 | 0 | 0 | 0 | 0 | 0 | 0 | 0 | 0 | 0 | 0 | 0 | 0 | 0 | 0 | 0 | 0 | 0
F10_Industrial_Wood and Lumber Products_New_Process_Natural Gas_Process Heat Recovery_A_Achievable Economic TRC Potential | F10 | Industrial | Wood and Lumber Products | New | Process | Natural Gas | Process Heat Recovery | A | Cumulative Energy Savings (MWh or mTherms) | Achievable Economic TRC Potential | 0 | 0 | 0 | 0 | 0 | 0 | 0 | 0 | 0 | 0 | 0 | 0 | 0 | 0 | 0 | 0 | 0 | 0 | 0 | 0 | 0 | 0 | 0 | 0 | 0 | 0 | 0 | 0 | 0 | 0 | 0
F11_Industrial_Wood and Lumber Products_New_Process_Natural Gas_Process Heat Recovery_A_Achievable Economic TRC Potential | F11 | Industrial | Wood and Lumber Products | New | Process | Natural Gas | Process Heat Recovery | A | Cumulative Summer Peak Savings (MW) | Achievable Economic TRC Potential | 0 | 0 | 0 | 0 | 0 | 0 | 0 | 0 | 0 | 0 | 0 | 0 | 0 | 0 | 0 | 0 | 0 | 0 | 0 | 0 | 0 | 0 | 0 | 0 | 0 | 0 | 0 | 0 | 0 | 0 | 0
F12_Industrial_Wood and Lumber Products_New_Process_Natural Gas_Process Heat Recovery_A_Achievable Economic TRC Potential | F12 | Industrial | Wood and Lumber Products | New | Process | Natural Gas | Process Heat Recovery | A | Cumulative Winter Peak Savings (MW) | Achievable Economic TRC Potential | 0 | 0 | 0 | 0 | 0 | 0 | 0 | 0 | 0 | 0 | 0 | 0 | 0 | 0 | 0 | 0 | 0 | 0 | 0 | 0 | 0 | 0 | 0 | 0 | 0 | 0 | 0 | 0 | 0 | 0 | 0
F13_Industrial_Wood and Lumber Products_New_Process_Natural Gas_Process Heat Recovery_A_Achievable Economic TRC Potential | F13 | Industrial | Wood and Lumber Products | New | Process | Natural Gas | Process Heat Recovery | A | Purchases (Incremental) | Achievable Economic TRC Potential | 0 | 0 | 0 | 0 | 0 | 0 | 0 | 0 | 0 | 0 | 0 | 0 | 0 | 0 | 0 | 0 | 0 | 0 | 0 | 0 | 0 | 0 | 0 | 0 | 0 | 0 | 0 | 0 | 0 | 0 | 0
F14_Industrial_Wood and Lumber Products_New_Process_Natural Gas_Process Heat Recovery_A_Achievable Economic TRC Potential | F14 | Industrial | Wood and Lumber Products | New | Process | Natural Gas | Process Heat Recovery | A | Purchases (Cumulative) | Achievable Economic TRC Potential | 0 | 0 | 0 | 0 | 0 | 0 | 0 | 0 | 0 | 0 | 0 | 0 | 0 | 0 | 0 | 0 | 0 | 0 | 0 | 0 | 0 | 0 | 0 | 0 | 0 | 0 | 0 | 0 | 0 | 0 | 0
F1_Industrial_Wood and Lumber Products_New_Space Heating_Natural Gas_Building Automation System_A_Achievable Economic TRC Potential | F1 | Industrial | Wood and Lumber Products | New | Space Heating | Natural Gas | Building Automation System | A | Original Unit Energy Savings (kWh or therms) | Achievable Economic TRC Potential | 0 | 0 | 0 | 0 | 0 | 0.014581 | 0.014392 | 0.014255 | 0.014151 | 0.014068 | 0.014002 | 0.013924 | 0.013842 | 0.013762 | 0.013684 | 0.013622 | 0.013574 | 0.013536 | 0.013475 | 0.01343 | 0.013398 | 0.013373 | 0.013373 | 0.013373 | 0.013373 | 0.013373 | 0.013373 | 0.013373 | 0 | 0 | 0
F2_Industrial_Wood and Lumber Products_New_Space Heating_Natural Gas_Building Automation System_A_Achievable Economic TRC Potential | F2 | Industrial | Wood and Lumber Products | New | Space Heating | Natural Gas | Building Automation System | A | Original Unit Summer Peak Savings (kW) | Achievable Economic TRC Potential | 0 | 0 | 0 | 0 | 0 | 0 | 0 | 0 | 0 | 0 | 0 | 0 | 0 | 0 | 0 | 0 | 0 | 0 | 0 | 0 | 0 | 0 | 0 | 0 | 0 | 0 | 0 | 0 | 0 | 0 | 0
F3_Industrial_Wood and Lumber Products_New_Space Heating_Natural Gas_Building Automation System_A_Achievable Economic TRC Potential | F3 | Industrial | Wood and Lumber Products | New | Space Heating | Natural Gas | Building Automation System | A | Original Unit Winter Peak Savings (kW) | Achievable Economic TRC Potential | 0 | 0 | 0 | 0 | 0 | 0 | 0 | 0 | 0 | 0 | 0 | 0 | 0 | 0 | 0 | 0 | 0 | 0 | 0 | 0 | 0 | 0 | 0 | 0 | 0 | 0 | 0 | 0 | 0 | 0 | 0
F4_Industrial_Wood and Lumber Products_New_Space Heating_Natural Gas_Building Automation System_A_Achievable Economic TRC Potential | F4 | Industrial | Wood and Lumber Products | New | Space Heating | Natural Gas | Building Automation System | A | Standalone Impact on Baseline Energy (%) | Achievable Economic TRC Potential | 0% | 0% | 0% | 0% | 0% | 0.003058% | 0.008695% | 0.01838% | 0.03386% | 0.05708% | 0.09001% | 0.1345% | 0.1915% | 0.2612% | 0.3423% | 0.4314% | 0.5238% | 0.613% | 0.6923% | 0.7561% | 0.8007% | 0.8249% | 0.8289% | 0.8159% | 0.0079126 | 0.0076153 | 0.0073403 | 0.0070852 | 0 | 0 | 0
F5_Industrial_Wood and Lumber Products_New_Space Heating_Natural Gas_Building Automation System_A_Achievable Economic TRC Potential | F5 | Industrial | Wood and Lumber Products | New | Space Heating | Natural Gas | Building Automation System | A | Standalone Impact on Baseline Summer Peak (%) | Achievable Economic TRC Potential | 0% | 0% | 0% | 0% | 0% | 0% | 0% | 0% | 0% | 0% | 0% | 0% | 0% | 0% | 0% | 0% | 0% | 0% | 0% | 0% | 0% | 0% | 0% | 0% | 0 | 0 | 0 | 0 | 0 | 0 | 0
F6_Industrial_Wood and Lumber Products_New_Space Heating_Natural Gas_Building Automation System_A_Achievable Economic TRC Potential | F6 | Industrial | Wood and Lumber Products | New | Space Heating | Natural Gas | Building Automation System | A | Standalone Impact on Baseline Winter Peak (%) | Achievable Economic TRC Potential | 0% | 0% | 0% | 0% | 0% | 0% | 0% | 0% | 0% | 0% | 0% | 0% | 0% | 0% | 0% | 0% | 0% | 0% | 0% | 0% | 0% | 0% | 0% | 0% | 0 | 0 | 0 | 0 | 0 | 0 | 0
F7_Industrial_Wood and Lumber Products_New_Space Heating_Natural Gas_Building Automation System_A_Achievable Economic TRC Potential | F7 | Industrial | Wood and Lumber Products | New | Space Heating | Natural Gas | Building Automation System | A | Incremental Energy Savings (MWh or mTherms) | Achievable Economic TRC Potential | 0 | 0 | 0 | 0 | 0 | 2.5708e-05 | 6.0095e-05 | 0.00012215 | 0.00022368 | 0.00037746 | 0.00059498 | 0.00088089 | 0.001233 | 0.0016361 | 0.0020568 | 0.0024524 | 0.0027626 | 0.0029294 | 0.0029014 | 0.0026749 | 0.0023161 | 0.0018508 | 0.0013386 | 0.00089171 | 0.00060525 | 0.00056825 | 0.00084602 | 0.0011912 | 0 | 0 | 0
F8_Industrial_Wood and Lumber Products_New_Space Heating_Natural Gas_Building Automation System_A_Achievable Economic TRC Potential | F8 | Industrial | Wood and Lumber Products | New | Space Heating | Natural Gas | Building Automation System | A | Incremental Summer Peak Savings (MW) | Achievable Economic TRC Potential | 0 | 0 | 0 | 0 | 0 | 0 | 0 | 0 | 0 | 0 | 0 | 0 | 0 | 0 | 0 | 0 | 0 | 0 | 0 | 0 | 0 | 0 | 0 | 0 | 0 | 0 | 0 | 0 | 0 | 0 | 0
F9_Industrial_Wood and Lumber Products_New_Space Heating_Natural Gas_Building Automation System_A_Achievable Economic TRC Potential | F9 | Industrial | Wood and Lumber Products | New | Space Heating | Natural Gas | Building Automation System | A | Incremental Winter Peak Savings (MW) | Achievable Economic TRC Potential | 0 | 0 | 0 | 0 | 0 | 0 | 0 | 0 | 0 | 0 | 0 | 0 | 0 | 0 | 0 | 0 | 0 | 0 | 0 | 0 | 0 | 0 | 0 | 0 | 0 | 0 | 0 | 0 | 0 | 0 | 0
F10_Industrial_Wood and Lumber Products_New_Space Heating_Natural Gas_Building Automation System_A_Achievable Economic TRC Potential | F10 | Industrial | Wood and Lumber Products | New | Space Heating | Natural Gas | Building Automation System | A | Cumulative Energy Savings (MWh or mTherms) | Achievable Economic TRC Potential | 0 | 0 | 0 | 0 | 0 | 2.5708e-05 | 8.5471e-05 | 0.00020681 | 0.00042897 | 0.00080394 | 0.0013951 | 0.0022682 | 0.0034879 | 0.0051037 | 0.0071315 | 0.009552 | 0.012281 | 0.015175 | 0.018009 | 0.020624 | 0.022867 | 0.024619 | 0.025843 | 0.026523 | 0.02677 | 0.02677 | 0.02677 | 0.02677 | 0 | 0 | 0
F11_Industrial_Wood and Lumber Products_New_Space Heating_Natural Gas_Building Automation System_A_Achievable Economic TRC Potential | F11 | Industrial | Wood and Lumber Products | New | Space Heating | Natural Gas | Building Automation System | A | Cumulative Summer Peak Savings (MW) | Achievable Economic TRC Potential | 0 | 0 | 0 | 0 | 0 | 0 | 0 | 0 | 0 | 0 | 0 | 0 | 0 | 0 | 0 | 0 | 0 | 0 | 0 | 0 | 0 | 0 | 0 | 0 | 0 | 0 | 0 | 0 | 0 | 0 | 0
F12_Industrial_Wood and Lumber Products_New_Space Heating_Natural Gas_Building Automation System_A_Achievable Economic TRC Potential | F12 | Industrial | Wood and Lumber Products | New | Space Heating | Natural Gas | Building Automation System | A | Cumulative Winter Peak Savings (MW) | Achievable Economic TRC Potential | 0 | 0 | 0 | 0 | 0 | 0 | 0 | 0 | 0 | 0 | 0 | 0 | 0 | 0 | 0 | 0 | 0 | 0 | 0 | 0 | 0 | 0 | 0 | 0 | 0 | 0 | 0 | 0 | 0 | 0 | 0
F13_Industrial_Wood and Lumber Products_New_Space Heating_Natural Gas_Building Automation System_A_Achievable Economic TRC Potential | F13 | Industrial | Wood and Lumber Products | New | Space Heating | Natural Gas | Building Automation System | A | Purchases (Incremental) | Achievable Economic TRC Potential | 0 | 0 | 0 | 0 | 0 | 1.7631 | 4.1755 | 8.5691 | 15.807 | 26.83 | 42.4933 | 63.2644 | 89.0747 | 118.8858 | 150.3094 | 180.0287 | 203.5194 | 216.4235 | 215.3218 | 199.168 | 172.8668 | 138.4043 | 100.1022 | 66.6812 | 45.2601 | 42.4933 | 63.2644 | 89.0747 | 118.8858 | 150.3094 | 180.0287
F14_Industrial_Wood and Lumber Products_New_Space Heating_Natural Gas_Building Automation System_A_Achievable Economic TRC Potential | F14 | Industrial | Wood and Lumber Products | New | Space Heating | Natural Gas | Building Automation System | A | Purchases (Cumulative) | Achievable Economic TRC Potential | 0 | 0 | 0 | 0 | 0 | 1.7631 | 5.9386 | 14.5077 | 30.3146 | 57.1447 | 99.6379 | 162.9023 | 251.977 | 370.8628 | 521.1722 | 701.2009 | 904.7204 | 1121.1439 | 1336.4657 | 1535.6337 | 1706.7374 | 1840.9662 | 1932.4994 | 1983.3736 | 2001.8036 | 2001.8036 | 2001.8036 | 2001.8036 | 2001.8036 | 2001.8036 | 2001.8036
F1_Industrial_Wood and Lumber Products_New_Space Heating_Natural Gas_Steam System Efficiency Improvements_A_Achievable Economic TRC Potential | F1 | Industrial | Wood and Lumber Products | New | Space Heating | Natural Gas | Steam System Efficiency Improvements | A | Original Unit Energy Savings (kWh or therms) | Achievable Economic TRC Potential | 0 | 0 | 0 | 0 | 0 | 0 | 0 | 0 | 0 | 0 | 0 | 0 | 0 | 0 | 0 | 0 | 0 | 0 | 0 | 0 | 0 | 0 | 0 | 0 | 0 | 0 | 0 | 0 | 0 | 0 | 0
F2_Industrial_Wood and Lumber Products_New_Space Heating_Natural Gas_Steam System Efficiency Improvements_A_Achievable Economic TRC Potential | F2 | Industrial | Wood and Lumber Products | New | Space Heating | Natural Gas | Steam System Efficiency Improvements | A | Original Unit Summer Peak Savings (kW) | Achievable Economic TRC Potential | 0 | 0 | 0 | 0 | 0 | 0 | 0 | 0 | 0 | 0 | 0 | 0 | 0 | 0 | 0 | 0 | 0 | 0 | 0 | 0 | 0 | 0 | 0 | 0 | 0 | 0 | 0 | 0 | 0 | 0 | 0
F3_Industrial_Wood and Lumber Products_New_Space Heating_Natural Gas_Steam System Efficiency Improvements_A_Achievable Economic TRC Potential | F3 | Industrial | Wood and Lumber Products | New | Space Heating | Natural Gas | Steam System Efficiency Improvements | A | Original Unit Winter Peak Savings (kW) | Achievable Economic TRC Potential | 0 | 0 | 0 | 0 | 0 | 0 | 0 | 0 | 0 | 0 | 0 | 0 | 0 | 0 | 0 | 0 | 0 | 0 | 0 | 0 | 0 | 0 | 0 | 0 | 0 | 0 | 0 | 0 | 0 | 0 | 0
F4_Industrial_Wood and Lumber Products_New_Space Heating_Natural Gas_Steam System Efficiency Improvements_A_Achievable Economic TRC Potential | F4 | Industrial | Wood and Lumber Products | New | Space Heating | Natural Gas | Steam System Efficiency Improvements | A | Standalone Impact on Baseline Energy (%) | Achievable Economic TRC Potential | 0% | 0% | 0% | 0% | 0% | 0% | 0% | 0% | 0% | 0% | 0% | 0% | 0% | 0% | 0% | 0% | 0% | 0% | 0% | 0% | 0% | 0% | 0% | 0% | 0 | 0 | 0 | 0 | 0 | 0 | 0
F5_Industrial_Wood and Lumber Products_New_Space Heating_Natural Gas_Steam System Efficiency Improvements_A_Achievable Economic TRC Potential | F5 | Industrial | Wood and Lumber Products | New | Space Heating | Natural Gas | Steam System Efficiency Improvements | A | Standalone Impact on Baseline Summer Peak (%) | Achievable Economic TRC Potential | 0% | 0% | 0% | 0% | 0% | 0% | 0% | 0% | 0% | 0% | 0% | 0% | 0% | 0% | 0% | 0% | 0% | 0% | 0% | 0% | 0% | 0% | 0% | 0% | 0 | 0 | 0 | 0 | 0 | 0 | 0
F6_Industrial_Wood and Lumber Products_New_Space Heating_Natural Gas_Steam System Efficiency Improvements_A_Achievable Economic TRC Potential | F6 | Industrial | Wood and Lumber Products | New | Space Heating | Natural Gas | Steam System Efficiency Improvements | A | Standalone Impact on Baseline Winter Peak (%) | Achievable Economic TRC Potential | 0% | 0% | 0% | 0% | 0% | 0% | 0% | 0% | 0% | 0% | 0% | 0% | 0% | 0% | 0% | 0% | 0% | 0% | 0% | 0% | 0% | 0% | 0% | 0% | 0 | 0 | 0 | 0 | 0 | 0 | 0
F7_Industrial_Wood and Lumber Products_New_Space Heating_Natural Gas_Steam System Efficiency Improvements_A_Achievable Economic TRC Potential | F7 | Industrial | Wood and Lumber Products | New | Space Heating | Natural Gas | Steam System Efficiency Improvements | A | Incremental Energy Savings (MWh or mTherms) | Achievable Economic TRC Potential | 0 | 0 | 0 | 0 | 0 | 0 | 0 | 0 | 0 | 0 | 0 | 0 | 0 | 0 | 0 | 0 | 0 | 0 | 0 | 0 | 0 | 0 | 0 | 0 | 0 | 0 | 0 | 0 | 0 | 0 | 0
F8_Industrial_Wood and Lumber Products_New_Space Heating_Natural Gas_Steam System Efficiency Improvements_A_Achievable Economic TRC Potential | F8 | Industrial | Wood and Lumber Products | New | Space Heating | Natural Gas | Steam System Efficiency Improvements | A | Incremental Summer Peak Savings (MW) | Achievable Economic TRC Potential | 0 | 0 | 0 | 0 | 0 | 0 | 0 | 0 | 0 | 0 | 0 | 0 | 0 | 0 | 0 | 0 | 0 | 0 | 0 | 0 | 0 | 0 | 0 | 0 | 0 | 0 | 0 | 0 | 0 | 0 | 0
F9_Industrial_Wood and Lumber Products_New_Space Heating_Natural Gas_Steam System Efficiency Improvements_A_Achievable Economic TRC Potential | F9 | Industrial | Wood and Lumber Products | New | Space Heating | Natural Gas | Steam System Efficiency Improvements | A | Incremental Winter Peak Savings (MW) | Achievable Economic TRC Potential | 0 | 0 | 0 | 0 | 0 | 0 | 0 | 0 | 0 | 0 | 0 | 0 | 0 | 0 | 0 | 0 | 0 | 0 | 0 | 0 | 0 | 0 | 0 | 0 | 0 | 0 | 0 | 0 | 0 | 0 | 0
F10_Industrial_Wood and Lumber Products_New_Space Heating_Natural Gas_Steam System Efficiency Improvements_A_Achievable Economic TRC Potential | F10 | Industrial | Wood and Lumber Products | New | Space Heating | Natural Gas | Steam System Efficiency Improvements | A | Cumulative Energy Savings (MWh or mTherms) | Achievable Economic TRC Potential | 0 | 0 | 0 | 0 | 0 | 0 | 0 | 0 | 0 | 0 | 0 | 0 | 0 | 0 | 0 | 0 | 0 | 0 | 0 | 0 | 0 | 0 | 0 | 0 | 0 | 0 | 0 | 0 | 0 | 0 | 0
F11_Industrial_Wood and Lumber Products_New_Space Heating_Natural Gas_Steam System Efficiency Improvements_A_Achievable Economic TRC Potential | F11 | Industrial | Wood and Lumber Products | New | Space Heating | Natural Gas | Steam System Efficiency Improvements | A | Cumulative Summer Peak Savings (MW) | Achievable Economic TRC Potential | 0 | 0 | 0 | 0 | 0 | 0 | 0 | 0 | 0 | 0 | 0 | 0 | 0 | 0 | 0 | 0 | 0 | 0 | 0 | 0 | 0 | 0 | 0 | 0 | 0 | 0 | 0 | 0 | 0 | 0 | 0
F12_Industrial_Wood and Lumber Products_New_Space Heating_Natural Gas_Steam System Efficiency Improvements_A_Achievable Economic TRC Potential | F12 | Industrial | Wood and Lumber Products | New | Space Heating | Natural Gas | Steam System Efficiency Improvements | A | Cumulative Winter Peak Savings (MW) | Achievable Economic TRC Potential | 0 | 0 | 0 | 0 | 0 | 0 | 0 | 0 | 0 | 0 | 0 | 0 | 0 | 0 | 0 | 0 | 0 | 0 | 0 | 0 | 0 | 0 | 0 | 0 | 0 | 0 | 0 | 0 | 0 | 0 | 0
F13_Industrial_Wood and Lumber Products_New_Space Heating_Natural Gas_Steam System Efficiency Improvements_A_Achievable Economic TRC Potential | F13 | Industrial | Wood and Lumber Products | New | Space Heating | Natural Gas | Steam System Efficiency Improvements | A | Purchases (Incremental) | Achievable Economic TRC Potential | 0 | 0 | 0 | 0 | 0 | 0 | 0 | 0 | 0 | 0 | 0 | 0 | 0 | 0 | 0 | 0 | 0 | 0 | 0 | 0 | 0 | 0 | 0 | 0 | 0 | 0 | 0 | 0 | 0 | 0 | 0
F14_Industrial_Wood and Lumber Products_New_Space Heating_Natural Gas_Steam System Efficiency Improvements_A_Achievable Economic TRC Potential | F14 | Industrial | Wood and Lumber Products | New | Space Heating | Natural Gas | Steam System Efficiency Improvements | A | Purchases (Cumulative) | Achievable Economic TRC Potential | 0 | 0 | 0 | 0 | 0 | 0 | 0 | 0 | 0 | 0 | 0 | 0 | 0 | 0 | 0 | 0 | 0 | 0 | 0 | 0 | 0 | 0 | 0 | 0 | 0 | 0 | 0 | 0 | 0 | 0 | 0
F1_Industrial_Wood and Lumber Products_New_Process_Natural Gas_Steam System Efficiency Improvements_A_Achievable Economic TRC Potential | F1 | Industrial | Wood and Lumber Products | New | Process | Natural Gas | Steam System Efficiency Improvements | A | Original Unit Energy Savings (kWh or therms) | Achievable Economic TRC Potential | 0 | 0 | 0 | 0 | 0 | 0.98506 | 0.98506 | 0.98506 | 0.98506 | 0.98506 | 0.98506 | 0.98506 | 0.98506 | 0.98506 | 0.98506 | 0.98506 | 0.98506 | 0.98506 | 0.98506 | 0.98506 | 0.98506 | 0.98506 | 0.98506 | 0.98506 | 0.98506 | 0.98506 | 0.98506 | 0.98506 | 0.98506 | 0.98506 | 0.98506
F2_Industrial_Wood and Lumber Products_New_Process_Natural Gas_Steam System Efficiency Improvements_A_Achievable Economic TRC Potential | F2 | Industrial | Wood and Lumber Products | New | Process | Natural Gas | Steam System Efficiency Improvements | A | Original Unit Summer Peak Savings (kW) | Achievable Economic TRC Potential | 0 | 0 | 0 | 0 | 0 | 0 | 0 | 0 | 0 | 0 | 0 | 0 | 0 | 0 | 0 | 0 | 0 | 0 | 0 | 0 | 0 | 0 | 0 | 0 | 0 | 0 | 0 | 0 | 0 | 0 | 0
F3_Industrial_Wood and Lumber Products_New_Process_Natural Gas_Steam System Efficiency Improvements_A_Achievable Economic TRC Potential | F3 | Industrial | Wood and Lumber Products | New | Process | Natural Gas | Steam System Efficiency Improvements | A | Original Unit Winter Peak Savings (kW) | Achievable Economic TRC Potential | 0 | 0 | 0 | 0 | 0 | 0 | 0 | 0 | 0 | 0 | 0 | 0 | 0 | 0 | 0 | 0 | 0 | 0 | 0 | 0 | 0 | 0 | 0 | 0 | 0 | 0 | 0 | 0 | 0 | 0 | 0
F4_Industrial_Wood and Lumber Products_New_Process_Natural Gas_Steam System Efficiency Improvements_A_Achievable Economic TRC Potential | F4 | Industrial | Wood and Lumber Products | New | Process | Natural Gas | Steam System Efficiency Improvements | A | Standalone Impact on Baseline Energy (%) | Achievable Economic TRC Potential | 0% | 0% | 0% | 0% | 0% | 0% | 0% | 0% | 0% | 0% | 0% | 0% | 0% | 0% | 0% | 0% | 0% | 0% | 7.741e-05% | 0.0002283% | 0.0004923% | 0.0009171% | 0.001556% | 0.002403% | 3.5058e-05 | 4.8645e-05 | 6.4421e-05 | 8.1572e-05 | 0 | 0 | 0
F5_Industrial_Wood and Lumber Products_New_Process_Natural Gas_Steam System Efficiency Improvements_A_Achievable Economic TRC Potential | F5 | Industrial | Wood and Lumber Products | New | Process | Natural Gas | Steam System Efficiency Improvements | A | Standalone Impact on Baseline Summer Peak (%) | Achievable Economic TRC Potential | 0% | 0% | 0% | 0% | 0% | 0% | 0% | 0% | 0% | 0% | 0% | 0% | 0% | 0% | 0% | 0% | 0% | 0% | 0% | 0% | 0% | 0% | 0% | 0% | 0 | 0 | 0 | 0 | 0 | 0 | 0
F6_Industrial_Wood and Lumber Products_New_Process_Natural Gas_Steam System Efficiency Improvements_A_Achievable Economic TRC Potential | F6 | Industrial | Wood and Lumber Products | New | Process | Natural Gas | Steam System Efficiency Improvements | A | Standalone Impact on Baseline Winter Peak (%) | Achievable Economic TRC Potential | 0% | 0% | 0% | 0% | 0% | 0% | 0% | 0% | 0% | 0% | 0% | 0% | 0% | 0% | 0% | 0% | 0% | 0% | 0% | 0% | 0% | 0% | 0% | 0% | 0 | 0 | 0 | 0 | 0 | 0 | 0
F7_Industrial_Wood and Lumber Products_New_Process_Natural Gas_Steam System Efficiency Improvements_A_Achievable Economic TRC Potential | F7 | Industrial | Wood and Lumber Products | New | Process | Natural Gas | Steam System Efficiency Improvements | A | Incremental Energy Savings (MWh or mTherms) | Achievable Economic TRC Potential | 0 | 0 | 0 | 0 | 0 | 0 | 0 | 0 | 0 | 0 | 0 | 0 | 0 | 0 | 0 | 0 | 0 | 0 | 0.00015359 | 0.00032298 | 0.00060187 | 0.001025 | 0.0016254 | 0.0024272 | 0.0034362 | 0.0046285 | 0.0059391 | 0.0072558 | 0.0084229 | 0.00926 | 0.009599
F8_Industrial_Wood and Lumber Products_New_Process_Natural Gas_Steam System Efficiency Improvements_A_Achievable Economic TRC Potential | F8 | Industrial | Wood and Lumber Products | New | Process | Natural Gas | Steam System Efficiency Improvements | A | Incremental Summer Peak Savings (MW) | Achievable Economic TRC Potential | 0 | 0 | 0 | 0 | 0 | 0 | 0 | 0 | 0 | 0 | 0 | 0 | 0 | 0 | 0 | 0 | 0 | 0 | 0 | 0 | 0 | 0 | 0 | 0 | 0 | 0 | 0 | 0 | 0 | 0 | 0
F9_Industrial_Wood and Lumber Products_New_Process_Natural Gas_Steam System Efficiency Improvements_A_Achievable Economic TRC Potential | F9 | Industrial | Wood and Lumber Products | New | Process | Natural Gas | Steam System Efficiency Improvements | A | Incremental Winter Peak Savings (MW) | Achievable Economic TRC Potential | 0 | 0 | 0 | 0 | 0 | 0 | 0 | 0 | 0 | 0 | 0 | 0 | 0 | 0 | 0 | 0 | 0 | 0 | 0 | 0 | 0 | 0 | 0 | 0 | 0 | 0 | 0 | 0 | 0 | 0 | 0
F10_Industrial_Wood and Lumber Products_New_Process_Natural Gas_Steam System Efficiency Improvements_A_Achievable Economic TRC Potential | F10 | Industrial | Wood and Lumber Products | New | Process | Natural Gas | Steam System Efficiency Improvements | A | Cumulative Energy Savings (MWh or mTherms) | Achievable Economic TRC Potential | 0 | 0 | 0 | 0 | 0 | 0 | 0 | 0 | 0 | 0 | 0 | 0 | 0 | 0 | 0 | 0 | 0 | 0 | 0.00015359 | 0.00047657 | 0.0010784 | 0.0021035 | 0.0037289 | 0.0060025 | 0.0091158 | 0.013142 | 0.018057 | 0.023687 | 0.029683 | 0.035506 | 0.040477
F11_Industrial_Wood and Lumber Products_New_Process_Natural Gas_Steam System Efficiency Improvements_A_Achievable Economic TRC Potential | F11 | Industrial | Wood and Lumber Products | New | Process | Natural Gas | Steam System Efficiency Improvements | A | Cumulative Summer Peak Savings (MW) | Achievable Economic TRC Potential | 0 | 0 | 0 | 0 | 0 | 0 | 0 | 0 | 0 | 0 | 0 | 0 | 0 | 0 | 0 | 0 | 0 | 0 | 0 | 0 | 0 | 0 | 0 | 0 | 0 | 0 | 0 | 0 | 0 | 0 | 0
F12_Industrial_Wood and Lumber Products_New_Process_Natural Gas_Steam System Efficiency Improvements_A_Achievable Economic TRC Potential | F12 | Industrial | Wood and Lumber Products | New | Process | Natural Gas | Steam System Efficiency Improvements | A | Cumulative Winter Peak Savings (MW) | Achievable Economic TRC Potential | 0 | 0 | 0 | 0 | 0 | 0 | 0 | 0 | 0 | 0 | 0 | 0 | 0 | 0 | 0 | 0 | 0 | 0 | 0 | 0 | 0 | 0 | 0 | 0 | 0 | 0 | 0 | 0 | 0 | 0 | 0
F13_Industrial_Wood and Lumber Products_New_Process_Natural Gas_Steam System Efficiency Improvements_A_Achievable Economic TRC Potential | F13 | Industrial | Wood and Lumber Products | New | Process | Natural Gas | Steam System Efficiency Improvements | A | Purchases (Incremental) | Achievable Economic TRC Potential | 0 | 0 | 0 | 0 | 0 | 0 | 0 | 0 | 0 | 0 | 0 | 0 | 0 | 0 | 0 | 0 | 0 | 0 | 0.15592 | 0.32788 | 0.611 | 1.0406 | 1.6501 | 2.464 | 3.4884 | 4.6987 | 6.0292 | 7.3659 | 8.5506 | 9.4004 | 9.7446
F14_Industrial_Wood and Lumber Products_New_Process_Natural Gas_Steam System Efficiency Improvements_A_Achievable Economic TRC Potential | F14 | Industrial | Wood and Lumber Products | New | Process | Natural Gas | Steam System Efficiency Improvements | A | Purchases (Cumulative) | Achievable Economic TRC Potential | 0 | 0 | 0 | 0 | 0 | 0 | 0 | 0 | 0 | 0 | 0 | 0 | 0 | 0 | 0 | 0 | 0 | 0 | 0.15592 | 0.4838 | 1.0948 | 2.1354 | 3.7855 | 6.0936 | 9.2541 | 13.3418 | 18.3304 | 24.0462 | 30.1328 | 36.0449 | 41.0907
F1_Industrial_Wood and Lumber Products_New_Space Heating_Natural Gas_Strategic Energy Management_A_Achievable Economic TRC Potential | F1 | Industrial | Wood and Lumber Products | New | Space Heating | Natural Gas | Strategic Energy Management | A | Original Unit Energy Savings (kWh or therms) | Achievable Economic TRC Potential | 0 | 0 | 0 | 0 | 0 | 5.2427 | 5.1749 | 5.1255 | 5.088 | 5.0584 | 5.0345 | 5.0065 | 4.9771 | 4.9481 | 4.9201 | 4.898 | 4.8807 | 4.8669 | 4.845 | 4.829 | 4.8174 | 4.8083 | 4.8083 | 4.8083 | 4.8083 | 4.8083 | 4.8083 | 4.8083 | 0 | 0 | 0
F2_Industrial_Wood and Lumber Products_New_Space Heating_Natural Gas_Strategic Energy Management_A_Achievable Economic TRC Potential | F2 | Industrial | Wood and Lumber Products | New | Space Heating | Natural Gas | Strategic Energy Management | A | Original Unit Summer Peak Savings (kW) | Achievable Economic TRC Potential | 0 | 0 | 0 | 0 | 0 | 0 | 0 | 0 | 0 | 0 | 0 | 0 | 0 | 0 | 0 | 0 | 0 | 0 | 0 | 0 | 0 | 0 | 0 | 0 | 0 | 0 | 0 | 0 | 0 | 0 | 0
F3_Industrial_Wood and Lumber Products_New_Space Heating_Natural Gas_Strategic Energy Management_A_Achievable Economic TRC Potential | F3 | Industrial | Wood and Lumber Products | New | Space Heating | Natural Gas | Strategic Energy Management | A | Original Unit Winter Peak Savings (kW) | Achievable Economic TRC Potential | 0 | 0 | 0 | 0 | 0 | 0 | 0 | 0 | 0 | 0 | 0 | 0 | 0 | 0 | 0 | 0 | 0 | 0 | 0 | 0 | 0 | 0 | 0 | 0 | 0 | 0 | 0 | 0 | 0 | 0 | 0
F4_Industrial_Wood and Lumber Products_New_Space Heating_Natural Gas_Strategic Energy Management_A_Achievable Economic TRC Potential | F4 | Industrial | Wood and Lumber Products | New | Space Heating | Natural Gas | Strategic Energy Management | A | Standalone Impact on Baseline Energy (%) | Achievable Economic TRC Potential | 0% | 0% | 0% | 0% | 0% | 0.01923% | 0.03546% | 0.04992% | 0.06325% | 0.07579% | 0.07775% | 0.07943% | 0.08083% | 0.08201% | 0.08308% | 0.08396% | 0.08475% | 0.08542% | 0.08602% | 0.08658% | 0.08706% | 0.0875% | 0.0879% | 0.08826% | 0.00088601 | 0.00085273 | 0.00082193 | 0.00079336 | 0 | 0 | 0
F5_Industrial_Wood and Lumber Products_New_Space Heating_Natural Gas_Strategic Energy Management_A_Achievable Economic TRC Potential | F5 | Industrial | Wood and Lumber Products | New | Space Heating | Natural Gas | Strategic Energy Management | A | Standalone Impact on Baseline Summer Peak (%) | Achievable Economic TRC Potential | 0% | 0% | 0% | 0% | 0% | 0% | 0% | 0% | 0% | 0% | 0% | 0% | 0% | 0% | 0% | 0% | 0% | 0% | 0% | 0% | 0% | 0% | 0% | 0% | 0 | 0 | 0 | 0 | 0 | 0 | 0
F6_Industrial_Wood and Lumber Products_New_Space Heating_Natural Gas_Strategic Energy Management_A_Achievable Economic TRC Potential | F6 | Industrial | Wood and Lumber Products | New | Space Heating | Natural Gas | Strategic Energy Management | A | Standalone Impact on Baseline Winter Peak (%) | Achievable Economic TRC Potential | 0% | 0% | 0% | 0% | 0% | 0% | 0% | 0% | 0% | 0% | 0% | 0% | 0% | 0% | 0% | 0% | 0% | 0% | 0% | 0% | 0% | 0% | 0% | 0% | 0 | 0 | 0 | 0 | 0 | 0 | 0
F7_Industrial_Wood and Lumber Products_New_Space Heating_Natural Gas_Strategic Energy Management_A_Achievable Economic TRC Potential | F7 | Industrial | Wood and Lumber Products | New | Space Heating | Natural Gas | Strategic Energy Management | A | Incremental Energy Savings (MWh or mTherms) | Achievable Economic TRC Potential | 0 | 0 | 0 | 0 | 0 | 0.00016165 | 0.00018904 | 0.00021641 | 0.00024362 | 0.00027085 | 0.0002981 | 0.00032445 | 0.00035032 | 0.00037583 | 0.00040066 | 0.00042581 | 0.00045089 | 0.00047614 | 0.00050027 | 0.00052456 | 0.00054922 | 0.00057394 | 0.0005996 | 0.00062517 | 0.00065065 | 0.00054818 | 0.00057394 | 0.0005996 | 0 | 0 | 0
F8_Industrial_Wood and Lumber Products_New_Space Heating_Natural Gas_Strategic Energy Management_A_Achievable Economic TRC Potential | F8 | Industrial | Wood and Lumber Products | New | Space Heating | Natural Gas | Strategic Energy Management | A | Incremental Summer Peak Savings (MW) | Achievable Economic TRC Potential | 0 | 0 | 0 | 0 | 0 | 0 | 0 | 0 | 0 | 0 | 0 | 0 | 0 | 0 | 0 | 0 | 0 | 0 | 0 | 0 | 0 | 0 | 0 | 0 | 0 | 0 | 0 | 0 | 0 | 0 | 0
F9_Industrial_Wood and Lumber Products_New_Space Heating_Natural Gas_Strategic Energy Management_A_Achievable Economic TRC Potential | F9 | Industrial | Wood and Lumber Products | New | Space Heating | Natural Gas | Strategic Energy Management | A | Incremental Winter Peak Savings (MW) | Achievable Economic TRC Potential | 0 | 0 | 0 | 0 | 0 | 0 | 0 | 0 | 0 | 0 | 0 | 0 | 0 | 0 | 0 | 0 | 0 | 0 | 0 | 0 | 0 | 0 | 0 | 0 | 0 | 0 | 0 | 0 | 0 | 0 | 0
F10_Industrial_Wood and Lumber Products_New_Space Heating_Natural Gas_Strategic Energy Management_A_Achievable Economic TRC Potential | F10 | Industrial | Wood and Lumber Products | New | Space Heating | Natural Gas | Strategic Energy Management | A | Cumulative Energy Savings (MWh or mTherms) | Achievable Economic TRC Potential | 0 | 0 | 0 | 0 | 0 | 0.00016165 | 0.00034861 | 0.00056169 | 0.0008012 | 0.0010674 | 0.0012052 | 0.0013401 | 0.0014724 | 0.0016027 | 0.0017308 | 0.0018589 | 0.0019869 | 0.0021149 | 0.0022376 | 0.0023615 | 0.0024863 | 0.0026113 | 0.0027405 | 0.0028692 | 0.0029975 | 0.0029975 | 0.0029975 | 0.0029975 | 0 | 0 | 0
F11_Industrial_Wood and Lumber Products_New_Space Heating_Natural Gas_Strategic Energy Management_A_Achievable Economic TRC Potential | F11 | Industrial | Wood and Lumber Products | New | Space Heating | Natural Gas | Strategic Energy Management | A | Cumulative Summer Peak Savings (MW) | Achievable Economic TRC Potential | 0 | 0 | 0 | 0 | 0 | 0 | 0 | 0 | 0 | 0 | 0 | 0 | 0 | 0 | 0 | 0 | 0 | 0 | 0 | 0 | 0 | 0 | 0 | 0 | 0 | 0 | 0 | 0 | 0 | 0 | 0
F12_Industrial_Wood and Lumber Products_New_Space Heating_Natural Gas_Strategic Energy Management_A_Achievable Economic TRC Potential | F12 | Industrial | Wood and Lumber Products | New | Space Heating | Natural Gas | Strategic Energy Management | A | Cumulative Winter Peak Savings (MW) | Achievable Economic TRC Potential | 0 | 0 | 0 | 0 | 0 | 0 | 0 | 0 | 0 | 0 | 0 | 0 | 0 | 0 | 0 | 0 | 0 | 0 | 0 | 0 | 0 | 0 | 0 | 0 | 0 | 0 | 0 | 0 | 0 | 0 | 0
F13_Industrial_Wood and Lumber Products_New_Space Heating_Natural Gas_Strategic Energy Management_A_Achievable Economic TRC Potential | F13 | Industrial | Wood and Lumber Products | New | Space Heating | Natural Gas | Strategic Energy Management | A | Purchases (Incremental) | Achievable Economic TRC Potential | 0 | 0 | 0 | 0 | 0 | 0.030834 | 0.03653 | 0.042223 | 0.047882 | 0.053544 | 0.059211 | 0.064806 | 0.070386 | 0.075954 | 0.081434 | 0.086935 | 0.092383 | 0.097832 | 0.10325 | 0.10863 | 0.11401 | 0.11936 | 0.1247 | 0.13002 | 0.13532 | 0.11401 | 0.11936 | 0.1247 | 0.13002 | 0.13532 | 0.11401
F14_Industrial_Wood and Lumber Products_New_Space Heating_Natural Gas_Strategic Energy Management_A_Achievable Economic TRC Potential | F14 | Industrial | Wood and Lumber Products | New | Space Heating | Natural Gas | Strategic Energy Management | A | Purchases (Cumulative) | Achievable Economic TRC Potential | 0 | 0 | 0 | 0 | 0 | 0.030834 | 0.067364 | 0.10959 | 0.15747 | 0.21101 | 0.23939 | 0.26767 | 0.29583 | 0.3239 | 0.35179 | 0.37951 | 0.40709 | 0.43454 | 0.46184 | 0.48903 | 0.5161 | 0.54309 | 0.56995 | 0.59672 | 0.62341 | 0.62341 | 0.62341 | 0.62341 | 0.62341 | 0.62341 | 0.62341
F1_Industrial_Wood and Lumber Products_New_Process_Natural Gas_Strategic Energy Management_A_Achievable Economic TRC Potential | F1 | Industrial | Wood and Lumber Products | New | Process | Natural Gas | Strategic Energy Management | A | Original Unit Energy Savings (kWh or therms) | Achievable Economic TRC Potential | 0 | 0 | 0 | 0 | 0 | 8.9454 | 8.9454 | 8.9454 | 8.9454 | 8.9454 | 8.9454 | 8.9454 | 8.9454 | 8.9454 | 8.9454 | 8.9454 | 8.9454 | 8.9454 | 8.9454 | 8.9454 | 8.9454 | 8.9454 | 8.9454 | 8.9454 | 8.9454 | 8.9454 | 8.9454 | 8.9454 | 0 | 0 | 0
F2_Industrial_Wood and Lumber Products_New_Process_Natural Gas_Strategic Energy Management_A_Achievable Economic TRC Potential | F2 | Industrial | Wood and Lumber Products | New | Process | Natural Gas | Strategic Energy Management | A | Original Unit Summer Peak Savings (kW) | Achievable Economic TRC Potential | 0 | 0 | 0 | 0 | 0 | 0 | 0 | 0 | 0 | 0 | 0 | 0 | 0 | 0 | 0 | 0 | 0 | 0 | 0 | 0 | 0 | 0 | 0 | 0 | 0 | 0 | 0 | 0 | 0 | 0 | 0
F3_Industrial_Wood and Lumber Products_New_Process_Natural Gas_Strategic Energy Management_A_Achievable Economic TRC Potential | F3 | Industrial | Wood and Lumber Products | New | Process | Natural Gas | Strategic Energy Management | A | Original Unit Winter Peak Savings (kW) | Achievable Economic TRC Potential | 0 | 0 | 0 | 0 | 0 | 0 | 0 | 0 | 0 | 0 | 0 | 0 | 0 | 0 | 0 | 0 | 0 | 0 | 0 | 0 | 0 | 0 | 0 | 0 | 0 | 0 | 0 | 0 | 0 | 0 | 0
F4_Industrial_Wood and Lumber Products_New_Process_Natural Gas_Strategic Energy Management_A_Achievable Economic TRC Potential | F4 | Industrial | Wood and Lumber Products | New | Process | Natural Gas | Strategic Energy Management | A | Standalone Impact on Baseline Energy (%) | Achievable Economic TRC Potential | 0% | 0% | 0% | 0% | 0% | 0.08224% | 0.1517% | 0.2134% | 0.2705% | 0.3241% | 0.3325% | 0.3397% | 0.3456% | 0.3507% | 0.3553% | 0.359% | 0.3624% | 0.3653% | 0.3678% | 0.3702% | 0.3723% | 0.3742% | 0.3759% | 0.3774% | 0.0037887 | 0.0036463 | 0.0035147 | 0.0033925 | 0 | 0 | 0
F5_Industrial_Wood and Lumber Products_New_Process_Natural Gas_Strategic Energy Management_A_Achievable Economic TRC Potential | F5 | Industrial | Wood and Lumber Products | New | Process | Natural Gas | Strategic Energy Management | A | Standalone Impact on Baseline Summer Peak (%) | Achievable Economic TRC Potential | 0% | 0% | 0% | 0% | 0% | 0% | 0% | 0% | 0% | 0% | 0% | 0% | 0% | 0% | 0% | 0% | 0% | 0% | 0% | 0% | 0% | 0% | 0% | 0% | 0 | 0 | 0 | 0 | 0 | 0 | 0
F6_Industrial_Wood and Lumber Products_New_Process_Natural Gas_Strategic Energy Management_A_Achievable Economic TRC Potential | F6 | Industrial | Wood and Lumber Products | New | Process | Natural Gas | Strategic Energy Management | A | Standalone Impact on Baseline Winter Peak (%) | Achievable Economic TRC Potential | 0% | 0% | 0% | 0% | 0% | 0% | 0% | 0% | 0% | 0% | 0% | 0% | 0% | 0% | 0% | 0% | 0% | 0% | 0% | 0% | 0% | 0% | 0% | 0% | 0 | 0 | 0 | 0 | 0 | 0 | 0
F7_Industrial_Wood and Lumber Products_New_Process_Natural Gas_Strategic Energy Management_A_Achievable Economic TRC Potential | F7 | Industrial | Wood and Lumber Products | New | Process | Natural Gas | Strategic Energy Management | A | Incremental Energy Savings (MWh or mTherms) | Achievable Economic TRC Potential | 0 | 0 | 0 | 0 | 0 | 0.048725 | 0.057726 | 0.066721 | 0.075664 | 0.084612 | 0.093567 | 0.10241 | 0.11123 | 0.12002 | 0.12868 | 0.13738 | 0.14599 | 0.1546 | 0.16316 | 0.17166 | 0.18016 | 0.18862 | 0.19706 | 0.20546 | 0.21383 | 0.18016 | 0.18862 | 0.19706 | 0 | 0 | 0
F8_Industrial_Wood and Lumber Products_New_Process_Natural Gas_Strategic Energy Management_A_Achievable Economic TRC Potential | F8 | Industrial | Wood and Lumber Products | New | Process | Natural Gas | Strategic Energy Management | A | Incremental Summer Peak Savings (MW) | Achievable Economic TRC Potential | 0 | 0 | 0 | 0 | 0 | 0 | 0 | 0 | 0 | 0 | 0 | 0 | 0 | 0 | 0 | 0 | 0 | 0 | 0 | 0 | 0 | 0 | 0 | 0 | 0 | 0 | 0 | 0 | 0 | 0 | 0
F9_Industrial_Wood and Lumber Products_New_Process_Natural Gas_Strategic Energy Management_A_Achievable Economic TRC Potential | F9 | Industrial | Wood and Lumber Products | New | Process | Natural Gas | Strategic Energy Management | A | Incremental Winter Peak Savings (MW) | Achievable Economic TRC Potential | 0 | 0 | 0 | 0 | 0 | 0 | 0 | 0 | 0 | 0 | 0 | 0 | 0 | 0 | 0 | 0 | 0 | 0 | 0 | 0 | 0 | 0 | 0 | 0 | 0 | 0 | 0 | 0 | 0 | 0 | 0
F10_Industrial_Wood and Lumber Products_New_Process_Natural Gas_Strategic Energy Management_A_Achievable Economic TRC Potential | F10 | Industrial | Wood and Lumber Products | New | Process | Natural Gas | Strategic Energy Management | A | Cumulative Energy Savings (MWh or mTherms) | Achievable Economic TRC Potential | 0 | 0 | 0 | 0 | 0 | 0.048725 | 0.10645 | 0.17317 | 0.24884 | 0.33345 | 0.37829 | 0.42297 | 0.46748 | 0.51184 | 0.55591 | 0.59972 | 0.6433 | 0.68667 | 0.72981 | 0.77278 | 0.81556 | 0.8582 | 0.90065 | 0.94295 | 0.98512 | 0.98512 | 0.98512 | 0.98512 | 0 | 0 | 0
F11_Industrial_Wood and Lumber Products_New_Process_Natural Gas_Strategic Energy Management_A_Achievable Economic TRC Potential | F11 | Industrial | Wood and Lumber Products | New | Process | Natural Gas | Strategic Energy Management | A | Cumulative Summer Peak Savings (MW) | Achievable Economic TRC Potential | 0 | 0 | 0 | 0 | 0 | 0 | 0 | 0 | 0 | 0 | 0 | 0 | 0 | 0 | 0 | 0 | 0 | 0 | 0 | 0 | 0 | 0 | 0 | 0 | 0 | 0 | 0 | 0 | 0 | 0 | 0
F12_Industrial_Wood and Lumber Products_New_Process_Natural Gas_Strategic Energy Management_A_Achievable Economic TRC Potential | F12 | Industrial | Wood and Lumber Products | New | Process | Natural Gas | Strategic Energy Management | A | Cumulative Winter Peak Savings (MW) | Achievable Economic TRC Potential | 0 | 0 | 0 | 0 | 0 | 0 | 0 | 0 | 0 | 0 | 0 | 0 | 0 | 0 | 0 | 0 | 0 | 0 | 0 | 0 | 0 | 0 | 0 | 0 | 0 | 0 | 0 | 0 | 0 | 0 | 0
F13_Industrial_Wood and Lumber Products_New_Process_Natural Gas_Strategic Energy Management_A_Achievable Economic TRC Potential | F13 | Industrial | Wood and Lumber Products | New | Process | Natural Gas | Strategic Energy Management | A | Purchases (Incremental) | Achievable Economic TRC Potential | 0 | 0 | 0 | 0 | 0 | 5.4469 | 6.4531 | 7.4587 | 8.4584 | 9.4587 | 10.4597 | 11.4481 | 12.4338 | 13.4174 | 14.3854 | 15.3572 | 16.3196 | 17.2822 | 18.24 | 19.1892 | 20.1395 | 21.0859 | 22.0286 | 22.9679 | 23.904 | 20.1395 | 21.0859 | 22.0286 | 22.9679 | 23.904 | 20.1395
F14_Industrial_Wood and Lumber Products_New_Process_Natural Gas_Strategic Energy Management_A_Achievable Economic TRC Potential | F14 | Industrial | Wood and Lumber Products | New | Process | Natural Gas | Strategic Energy Management | A | Purchases (Cumulative) | Achievable Economic TRC Potential | 0 | 0 | 0 | 0 | 0 | 5.4469 | 11.9 | 19.3587 | 27.8171 | 37.2757 | 42.2886 | 47.2836 | 52.2587 | 57.2176 | 62.1444 | 67.0419 | 71.9134 | 76.7619 | 81.5845 | 86.3882 | 91.1706 | 95.9369 | 100.6833 | 105.4112 | 110.126 | 110.126 | 110.126 | 110.126 | 110.126 | 110.126 | 110.126
F1_Industrial_Wood and Lumber Products_New_Miscellaneous_Natural Gas_Strategic Energy Management_A_Achievable Economic TRC Potential | F1 | Industrial | Wood and Lumber Products | New | Miscellaneous | Natural Gas | Strategic Energy Management | A | Original Unit Energy Savings (kWh or therms) | Achievable Economic TRC Potential | 0 | 0 | 0 | 0 | 0 | 3.4004 | 3.4004 | 3.4004 | 3.4004 | 3.4004 | 3.4004 | 3.4004 | 3.4004 | 3.4004 | 3.4004 | 3.4004 | 3.4004 | 3.4004 | 3.4004 | 3.4004 | 3.4004 | 3.4004 | 3.4004 | 3.4004 | 3.4004 | 3.4004 | 3.4004 | 3.4004 | 0 | 0 | 0
F2_Industrial_Wood and Lumber Products_New_Miscellaneous_Natural Gas_Strategic Energy Management_A_Achievable Economic TRC Potential | F2 | Industrial | Wood and Lumber Products | New | Miscellaneous | Natural Gas | Strategic Energy Management | A | Original Unit Summer Peak Savings (kW) | Achievable Economic TRC Potential | 0 | 0 | 0 | 0 | 0 | 0 | 0 | 0 | 0 | 0 | 0 | 0 | 0 | 0 | 0 | 0 | 0 | 0 | 0 | 0 | 0 | 0 | 0 | 0 | 0 | 0 | 0 | 0 | 0 | 0 | 0
F3_Industrial_Wood and Lumber Products_New_Miscellaneous_Natural Gas_Strategic Energy Management_A_Achievable Economic TRC Potential | F3 | Industrial | Wood and Lumber Products | New | Miscellaneous | Natural Gas | Strategic Energy Management | A | Original Unit Winter Peak Savings (kW) | Achievable Economic TRC Potential | 0 | 0 | 0 | 0 | 0 | 0 | 0 | 0 | 0 | 0 | 0 | 0 | 0 | 0 | 0 | 0 | 0 | 0 | 0 | 0 | 0 | 0 | 0 | 0 | 0 | 0 | 0 | 0 | 0 | 0 | 0
F4_Industrial_Wood and Lumber Products_New_Miscellaneous_Natural Gas_Strategic Energy Management_A_Achievable Economic TRC Potential | F4 | Industrial | Wood and Lumber Products | New | Miscellaneous | Natural Gas | Strategic Energy Management | A | Standalone Impact on Baseline Energy (%) | Achievable Economic TRC Potential | 0% | 0% | 0% | 0% | 0% | 0.08224% | 0.1517% | 0.2134% | 0.2705% | 0.3241% | 0.3325% | 0.3397% | 0.3456% | 0.3507% | 0.3553% | 0.359% | 0.3624% | 0.3653% | 0.3678% | 0.3702% | 0.3723% | 0.3742% | 0.3759% | 0.3774% | 0.0037887 | 0.0036463 | 0.0035147 | 0.0033925 | 0 | 0 | 0
F5_Industrial_Wood and Lumber Products_New_Miscellaneous_Natural Gas_Strategic Energy Management_A_Achievable Economic TRC Potential | F5 | Industrial | Wood and Lumber Products | New | Miscellaneous | Natural Gas | Strategic Energy Management | A | Standalone Impact on Baseline Summer Peak (%) | Achievable Economic TRC Potential | 0% | 0% | 0% | 0% | 0% | 0% | 0% | 0% | 0% | 0% | 0% | 0% | 0% | 0% | 0% | 0% | 0% | 0% | 0% | 0% | 0% | 0% | 0% | 0% | 0 | 0 | 0 | 0 | 0 | 0 | 0
F6_Industrial_Wood and Lumber Products_New_Miscellaneous_Natural Gas_Strategic Energy Management_A_Achievable Economic TRC Potential | F6 | Industrial | Wood and Lumber Products | New | Miscellaneous | Natural Gas | Strategic Energy Management | A | Standalone Impact on Baseline Winter Peak (%) | Achievable Economic TRC Potential | 0% | 0% | 0% | 0% | 0% | 0% | 0% | 0% | 0% | 0% | 0% | 0% | 0% | 0% | 0% | 0% | 0% | 0% | 0% | 0% | 0% | 0% | 0% | 0% | 0 | 0 | 0 | 0 | 0 | 0 | 0
F7_Industrial_Wood and Lumber Products_New_Miscellaneous_Natural Gas_Strategic Energy Management_A_Achievable Economic TRC Potential | F7 | Industrial | Wood and Lumber Products | New | Miscellaneous | Natural Gas | Strategic Energy Management | A | Incremental Energy Savings (MWh or mTherms) | Achievable Economic TRC Potential | 0 | 0 | 0 | 0 | 0 | 0.0046305 | 0.0054858 | 0.0063407 | 0.0071906 | 0.0080409 | 0.0088919 | 0.0097321 | 0.01057 | 0.011406 | 0.012229 | 0.013055 | 0.013874 | 0.014692 | 0.015506 | 0.016313 | 0.017121 | 0.017925 | 0.018727 | 0.019525 | 0.020321 | 0.017121 | 0.017925 | 0.018727 | 0 | 0 | 0
F8_Industrial_Wood and Lumber Products_New_Miscellaneous_Natural Gas_Strategic Energy Management_A_Achievable Economic TRC Potential | F8 | Industrial | Wood and Lumber Products | New | Miscellaneous | Natural Gas | Strategic Energy Management | A | Incremental Summer Peak Savings (MW) | Achievable Economic TRC Potential | 0 | 0 | 0 | 0 | 0 | 0 | 0 | 0 | 0 | 0 | 0 | 0 | 0 | 0 | 0 | 0 | 0 | 0 | 0 | 0 | 0 | 0 | 0 | 0 | 0 | 0 | 0 | 0 | 0 | 0 | 0
F9_Industrial_Wood and Lumber Products_New_Miscellaneous_Natural Gas_Strategic Energy Management_A_Achievable Economic TRC Potential | F9 | Industrial | Wood and Lumber Products | New | Miscellaneous | Natural Gas | Strategic Energy Management | A | Incremental Winter Peak Savings (MW) | Achievable Economic TRC Potential | 0 | 0 | 0 | 0 | 0 | 0 | 0 | 0 | 0 | 0 | 0 | 0 | 0 | 0 | 0 | 0 | 0 | 0 | 0 | 0 | 0 | 0 | 0 | 0 | 0 | 0 | 0 | 0 | 0 | 0 | 0
F10_Industrial_Wood and Lumber Products_New_Miscellaneous_Natural Gas_Strategic Energy Management_A_Achievable Economic TRC Potential | F10 | Industrial | Wood and Lumber Products | New | Miscellaneous | Natural Gas | Strategic Energy Management | A | Cumulative Energy Savings (MWh or mTherms) | Achievable Economic TRC Potential | 0 | 0 | 0 | 0 | 0 | 0.0046305 | 0.010116 | 0.016457 | 0.023648 | 0.031689 | 0.03595 | 0.040196 | 0.044426 | 0.048641 | 0.05283 | 0.056993 | 0.061134 | 0.065256 | 0.069356 | 0.07344 | 0.077505 | 0.081557 | 0.085592 | 0.089611 | 0.093619 | 0.093619 | 0.093619 | 0.093619 | 0 | 0 | 0
F11_Industrial_Wood and Lumber Products_New_Miscellaneous_Natural Gas_Strategic Energy Management_A_Achievable Economic TRC Potential | F11 | Industrial | Wood and Lumber Products | New | Miscellaneous | Natural Gas | Strategic Energy Management | A | Cumulative Summer Peak Savings (MW) | Achievable Economic TRC Potential | 0 | 0 | 0 | 0 | 0 | 0 | 0 | 0 | 0 | 0 | 0 | 0 | 0 | 0 | 0 | 0 | 0 | 0 | 0 | 0 | 0 | 0 | 0 | 0 | 0 | 0 | 0 | 0 | 0 | 0 | 0
F12_Industrial_Wood and Lumber Products_New_Miscellaneous_Natural Gas_Strategic Energy Management_A_Achievable Economic TRC Potential | F12 | Industrial | Wood and Lumber Products | New | Miscellaneous | Natural Gas | Strategic Energy Management | A | Cumulative Winter Peak Savings (MW) | Achievable Economic TRC Potential | 0 | 0 | 0 | 0 | 0 | 0 | 0 | 0 | 0 | 0 | 0 | 0 | 0 | 0 | 0 | 0 | 0 | 0 | 0 | 0 | 0 | 0 | 0 | 0 | 0 | 0 | 0 | 0 | 0 | 0 | 0
F13_Industrial_Wood and Lumber Products_New_Miscellaneous_Natural Gas_Strategic Energy Management_A_Achievable Economic TRC Potential | F13 | Industrial | Wood and Lumber Products | New | Miscellaneous | Natural Gas | Strategic Energy Management | A | Purchases (Incremental) | Achievable Economic TRC Potential | 0 | 0 | 0 | 0 | 0 | 1.3617 | 1.6133 | 1.8647 | 2.1146 | 2.3647 | 2.6149 | 2.862 | 3.1084 | 3.3544 | 3.5964 | 3.8393 | 4.0799 | 4.3206 | 4.56 | 4.7973 | 5.0349 | 5.2715 | 5.5072 | 5.742 | 5.976 | 5.0349 | 5.2715 | 5.5072 | 5.742 | 5.976 | 5.0349
F14_Industrial_Wood and Lumber Products_New_Miscellaneous_Natural Gas_Strategic Energy Management_A_Achievable Economic TRC Potential | F14 | Industrial | Wood and Lumber Products | New | Miscellaneous | Natural Gas | Strategic Energy Management | A | Purchases (Cumulative) | Achievable Economic TRC Potential | 0 | 0 | 0 | 0 | 0 | 1.3617 | 2.975 | 4.8397 | 6.9543 | 9.3189 | 10.5721 | 11.8209 | 13.0647 | 14.3044 | 15.5361 | 16.7605 | 17.9784 | 19.1905 | 20.3961 | 21.5971 | 22.7926 | 23.9842 | 25.1708 | 26.3528 | 27.5315 | 27.5315 | 27.5315 | 27.5315 | 27.5315 | 27.5315 | 27.5315
F1_Industrial_Wood and Lumber Products_New_Space Heating_Natural Gas_Commissioning_A_Achievable Economic TRC Potential | F1 | Industrial | Wood and Lumber Products | New | Space Heating | Natural Gas | Commissioning | A | Original Unit Energy Savings (kWh or therms) | Achievable Economic TRC Potential | 0 | 0 | 0 | 0 | 0 | 6.5433 | 6.4588 | 6.3971 | 6.3503 | 6.3134 | 6.2835 | 6.2485 | 6.2118 | 6.1756 | 6.1407 | 6.1132 | 6.0915 | 6.0743 | 6.047 | 6.027 | 6.0125 | 6.0012 | 6.0012 | 6.0012 | 6.0012 | 6.0012 | 6.0012 | 6.0012 | 0 | 0 | 0
F2_Industrial_Wood and Lumber Products_New_Space Heating_Natural Gas_Commissioning_A_Achievable Economic TRC Potential | F2 | Industrial | Wood and Lumber Products | New | Space Heating | Natural Gas | Commissioning | A | Original Unit Summer Peak Savings (kW) | Achievable Economic TRC Potential | 0 | 0 | 0 | 0 | 0 | 0 | 0 | 0 | 0 | 0 | 0 | 0 | 0 | 0 | 0 | 0 | 0 | 0 | 0 | 0 | 0 | 0 | 0 | 0 | 0 | 0 | 0 | 0 | 0 | 0 | 0
F3_Industrial_Wood and Lumber Products_New_Space Heating_Natural Gas_Commissioning_A_Achievable Economic TRC Potential | F3 | Industrial | Wood and Lumber Products | New | Space Heating | Natural Gas | Commissioning | A | Original Unit Winter Peak Savings (kW) | Achievable Economic TRC Potential | 0 | 0 | 0 | 0 | 0 | 0 | 0 | 0 | 0 | 0 | 0 | 0 | 0 | 0 | 0 | 0 | 0 | 0 | 0 | 0 | 0 | 0 | 0 | 0 | 0 | 0 | 0 | 0 | 0 | 0 | 0
F4_Industrial_Wood and Lumber Products_New_Space Heating_Natural Gas_Commissioning_A_Achievable Economic TRC Potential | F4 | Industrial | Wood and Lumber Products | New | Space Heating | Natural Gas | Commissioning | A | Standalone Impact on Baseline Energy (%) | Achievable Economic TRC Potential | 0% | 0% | 0% | 0% | 0% | 0% | 0% | 0% | 0% | 0% | 0% | 0% | 0% | 0% | 0% | 0% | 0% | 0% | 0% | 0% | 0% | 0% | 0% | 0% | 0 | 0 | 0 | 0 | 0 | 0 | 0
F5_Industrial_Wood and Lumber Products_New_Space Heating_Natural Gas_Commissioning_A_Achievable Economic TRC Potential | F5 | Industrial | Wood and Lumber Products | New | Space Heating | Natural Gas | Commissioning | A | Standalone Impact on Baseline Summer Peak (%) | Achievable Economic TRC Potential | 0% | 0% | 0% | 0% | 0% | 0% | 0% | 0% | 0% | 0% | 0% | 0% | 0% | 0% | 0% | 0% | 0% | 0% | 0% | 0% | 0% | 0% | 0% | 0% | 0 | 0 | 0 | 0 | 0 | 0 | 0
F6_Industrial_Wood and Lumber Products_New_Space Heating_Natural Gas_Commissioning_A_Achievable Economic TRC Potential | F6 | Industrial | Wood and Lumber Products | New | Space Heating | Natural Gas | Commissioning | A | Standalone Impact on Baseline Winter Peak (%) | Achievable Economic TRC Potential | 0% | 0% | 0% | 0% | 0% | 0% | 0% | 0% | 0% | 0% | 0% | 0% | 0% | 0% | 0% | 0% | 0% | 0% | 0% | 0% | 0% | 0% | 0% | 0% | 0 | 0 | 0 | 0 | 0 | 0 | 0
F7_Industrial_Wood and Lumber Products_New_Space Heating_Natural Gas_Commissioning_A_Achievable Economic TRC Potential | F7 | Industrial | Wood and Lumber Products | New | Space Heating | Natural Gas | Commissioning | A | Incremental Energy Savings (MWh or mTherms) | Achievable Economic TRC Potential | 0 | 0 | 0 | 0 | 0 | 0 | 0 | 0 | 0 | 0 | 0 | 0 | 0 | 0 | 0 | 0 | 0 | 0 | 0 | 0 | 0 | 0 | 0 | 0 | 0 | 0 | 0 | 0 | 0 | 0 | 0
F8_Industrial_Wood and Lumber Products_New_Space Heating_Natural Gas_Commissioning_A_Achievable Economic TRC Potential | F8 | Industrial | Wood and Lumber Products | New | Space Heating | Natural Gas | Commissioning | A | Incremental Summer Peak Savings (MW) | Achievable Economic TRC Potential | 0 | 0 | 0 | 0 | 0 | 0 | 0 | 0 | 0 | 0 | 0 | 0 | 0 | 0 | 0 | 0 | 0 | 0 | 0 | 0 | 0 | 0 | 0 | 0 | 0 | 0 | 0 | 0 | 0 | 0 | 0
F9_Industrial_Wood and Lumber Products_New_Space Heating_Natural Gas_Commissioning_A_Achievable Economic TRC Potential | F9 | Industrial | Wood and Lumber Products | New | Space Heating | Natural Gas | Commissioning | A | Incremental Winter Peak Savings (MW) | Achievable Economic TRC Potential | 0 | 0 | 0 | 0 | 0 | 0 | 0 | 0 | 0 | 0 | 0 | 0 | 0 | 0 | 0 | 0 | 0 | 0 | 0 | 0 | 0 | 0 | 0 | 0 | 0 | 0 | 0 | 0 | 0 | 0 | 0
F10_Industrial_Wood and Lumber Products_New_Space Heating_Natural Gas_Commissioning_A_Achievable Economic TRC Potential | F10 | Industrial | Wood and Lumber Products | New | Space Heating | Natural Gas | Commissioning | A | Cumulative Energy Savings (MWh or mTherms) | Achievable Economic TRC Potential | 0 | 0 | 0 | 0 | 0 | 0 | 0 | 0 | 0 | 0 | 0 | 0 | 0 | 0 | 0 | 0 | 0 | 0 | 0 | 0 | 0 | 0 | 0 | 0 | 0 | 0 | 0 | 0 | 0 | 0 | 0
F11_Industrial_Wood and Lumber Products_New_Space Heating_Natural Gas_Commissioning_A_Achievable Economic TRC Potential | F11 | Industrial | Wood and Lumber Products | New | Space Heating | Natural Gas | Commissioning | A | Cumulative Summer Peak Savings (MW) | Achievable Economic TRC Potential | 0 | 0 | 0 | 0 | 0 | 0 | 0 | 0 | 0 | 0 | 0 | 0 | 0 | 0 | 0 | 0 | 0 | 0 | 0 | 0 | 0 | 0 | 0 | 0 | 0 | 0 | 0 | 0 | 0 | 0 | 0
F12_Industrial_Wood and Lumber Products_New_Space Heating_Natural Gas_Commissioning_A_Achievable Economic TRC Potential | F12 | Industrial | Wood and Lumber Products | New | Space Heating | Natural Gas | Commissioning | A | Cumulative Winter Peak Savings (MW) | Achievable Economic TRC Potential | 0 | 0 | 0 | 0 | 0 | 0 | 0 | 0 | 0 | 0 | 0 | 0 | 0 | 0 | 0 | 0 | 0 | 0 | 0 | 0 | 0 | 0 | 0 | 0 | 0 | 0 | 0 | 0 | 0 | 0 | 0
F13_Industrial_Wood and Lumber Products_New_Space Heating_Natural Gas_Commissioning_A_Achievable Economic TRC Potential | F13 | Industrial | Wood and Lumber Products | New | Space Heating | Natural Gas | Commissioning | A | Purchases (Incremental) | Achievable Economic TRC Potential | 0 | 0 | 0 | 0 | 0 | 0 | 0 | 0 | 0 | 0 | 0 | 0 | 0 | 0 | 0 | 0 | 0 | 0 | 0 | 0 | 0 | 0 | 0 | 0 | 0 | 0 | 0 | 0 | 0 | 0 | 0
F14_Industrial_Wood and Lumber Products_New_Space Heating_Natural Gas_Commissioning_A_Achievable Economic TRC Potential | F14 | Industrial | Wood and Lumber Products | New | Space Heating | Natural Gas | Commissioning | A | Purchases (Cumulative) | Achievable Economic TRC Potential | 0 | 0 | 0 | 0 | 0 | 0 | 0 | 0 | 0 | 0 | 0 | 0 | 0 | 0 | 0 | 0 | 0 | 0 | 0 | 0 | 0 | 0 | 0 | 0 | 0 | 0 | 0 | 0 | 0 | 0 | 0
F1_Industrial_Wood and Lumber Products_New_Process_Natural Gas_Commissioning_A_Achievable Economic TRC Potential | F1 | Industrial | Wood and Lumber Products | New | Process | Natural Gas | Commissioning | A | Original Unit Energy Savings (kWh or therms) | Achievable Economic TRC Potential | 0 | 0 | 0 | 0 | 0 | 49.928 | 49.928 | 49.928 | 49.928 | 49.928 | 49.928 | 49.928 | 49.928 | 49.928 | 49.928 | 49.928 | 49.928 | 49.928 | 49.928 | 49.928 | 49.928 | 49.928 | 49.928 | 49.928 | 49.928 | 49.928 | 49.928 | 49.928 | 0 | 0 | 0
F2_Industrial_Wood and Lumber Products_New_Process_Natural Gas_Commissioning_A_Achievable Economic TRC Potential | F2 | Industrial | Wood and Lumber Products | New | Process | Natural Gas | Commissioning | A | Original Unit Summer Peak Savings (kW) | Achievable Economic TRC Potential | 0 | 0 | 0 | 0 | 0 | 0 | 0 | 0 | 0 | 0 | 0 | 0 | 0 | 0 | 0 | 0 | 0 | 0 | 0 | 0 | 0 | 0 | 0 | 0 | 0 | 0 | 0 | 0 | 0 | 0 | 0
F3_Industrial_Wood and Lumber Products_New_Process_Natural Gas_Commissioning_A_Achievable Economic TRC Potential | F3 | Industrial | Wood and Lumber Products | New | Process | Natural Gas | Commissioning | A | Original Unit Winter Peak Savings (kW) | Achievable Economic TRC Potential | 0 | 0 | 0 | 0 | 0 | 0 | 0 | 0 | 0 | 0 | 0 | 0 | 0 | 0 | 0 | 0 | 0 | 0 | 0 | 0 | 0 | 0 | 0 | 0 | 0 | 0 | 0 | 0 | 0 | 0 | 0
F4_Industrial_Wood and Lumber Products_New_Process_Natural Gas_Commissioning_A_Achievable Economic TRC Potential | F4 | Industrial | Wood and Lumber Products | New | Process | Natural Gas | Commissioning | A | Standalone Impact on Baseline Energy (%) | Achievable Economic TRC Potential | 0% | 0% | 0% | 0% | 0% | 0% | 0% | 0% | 0% | 0% | 0% | 0% | 0% | 0% | 0% | 0% | 0% | 0% | 0% | 0% | 0% | 0% | 0% | 0% | 0 | 0 | 0 | 0 | 0 | 0 | 0
F5_Industrial_Wood and Lumber Products_New_Process_Natural Gas_Commissioning_A_Achievable Economic TRC Potential | F5 | Industrial | Wood and Lumber Products | New | Process | Natural Gas | Commissioning | A | Standalone Impact on Baseline Summer Peak (%) | Achievable Economic TRC Potential | 0% | 0% | 0% | 0% | 0% | 0% | 0% | 0% | 0% | 0% | 0% | 0% | 0% | 0% | 0% | 0% | 0% | 0% | 0% | 0% | 0% | 0% | 0% | 0% | 0 | 0 | 0 | 0 | 0 | 0 | 0
F6_Industrial_Wood and Lumber Products_New_Process_Natural Gas_Commissioning_A_Achievable Economic TRC Potential | F6 | Industrial | Wood and Lumber Products | New | Process | Natural Gas | Commissioning | A | Standalone Impact on Baseline Winter Peak (%) | Achievable Economic TRC Potential | 0% | 0% | 0% | 0% | 0% | 0% | 0% | 0% | 0% | 0% | 0% | 0% | 0% | 0% | 0% | 0% | 0% | 0% | 0% | 0% | 0% | 0% | 0% | 0% | 0 | 0 | 0 | 0 | 0 | 0 | 0
F7_Industrial_Wood and Lumber Products_New_Process_Natural Gas_Commissioning_A_Achievable Economic TRC Potential | F7 | Industrial | Wood and Lumber Products | New | Process | Natural Gas | Commissioning | A | Incremental Energy Savings (MWh or mTherms) | Achievable Economic TRC Potential | 0 | 0 | 0 | 0 | 0 | 0 | 0 | 0 | 0 | 0 | 0 | 0 | 0 | 0 | 0 | 0 | 0 | 0 | 0 | 0 | 0 | 0 | 0 | 0 | 0 | 0 | 0 | 0 | 0 | 0 | 0
F8_Industrial_Wood and Lumber Products_New_Process_Natural Gas_Commissioning_A_Achievable Economic TRC Potential | F8 | Industrial | Wood and Lumber Products | New | Process | Natural Gas | Commissioning | A | Incremental Summer Peak Savings (MW) | Achievable Economic TRC Potential | 0 | 0 | 0 | 0 | 0 | 0 | 0 | 0 | 0 | 0 | 0 | 0 | 0 | 0 | 0 | 0 | 0 | 0 | 0 | 0 | 0 | 0 | 0 | 0 | 0 | 0 | 0 | 0 | 0 | 0 | 0
F9_Industrial_Wood and Lumber Products_New_Process_Natural Gas_Commissioning_A_Achievable Economic TRC Potential | F9 | Industrial | Wood and Lumber Products | New | Process | Natural Gas | Commissioning | A | Incremental Winter Peak Savings (MW) | Achievable Economic TRC Potential | 0 | 0 | 0 | 0 | 0 | 0 | 0 | 0 | 0 | 0 | 0 | 0 | 0 | 0 | 0 | 0 | 0 | 0 | 0 | 0 | 0 | 0 | 0 | 0 | 0 | 0 | 0 | 0 | 0 | 0 | 0
F10_Industrial_Wood and Lumber Products_New_Process_Natural Gas_Commissioning_A_Achievable Economic TRC Potential | F10 | Industrial | Wood and Lumber Products | New | Process | Natural Gas | Commissioning | A | Cumulative Energy Savings (MWh or mTherms) | Achievable Economic TRC Potential | 0 | 0 | 0 | 0 | 0 | 0 | 0 | 0 | 0 | 0 | 0 | 0 | 0 | 0 | 0 | 0 | 0 | 0 | 0 | 0 | 0 | 0 | 0 | 0 | 0 | 0 | 0 | 0 | 0 | 0 | 0
F11_Industrial_Wood and Lumber Products_New_Process_Natural Gas_Commissioning_A_Achievable Economic TRC Potential | F11 | Industrial | Wood and Lumber Products | New | Process | Natural Gas | Commissioning | A | Cumulative Summer Peak Savings (MW) | Achievable Economic TRC Potential | 0 | 0 | 0 | 0 | 0 | 0 | 0 | 0 | 0 | 0 | 0 | 0 | 0 | 0 | 0 | 0 | 0 | 0 | 0 | 0 | 0 | 0 | 0 | 0 | 0 | 0 | 0 | 0 | 0 | 0 | 0
F12_Industrial_Wood and Lumber Products_New_Process_Natural Gas_Commissioning_A_Achievable Economic TRC Potential | F12 | Industrial | Wood and Lumber Products | New | Process | Natural Gas | Commissioning | A | Cumulative Winter Peak Savings (MW) | Achievable Economic TRC Potential | 0 | 0 | 0 | 0 | 0 | 0 | 0 | 0 | 0 | 0 | 0 | 0 | 0 | 0 | 0 | 0 | 0 | 0 | 0 | 0 | 0 | 0 | 0 | 0 | 0 | 0 | 0 | 0 | 0 | 0 | 0
F13_Industrial_Wood and Lumber Products_New_Process_Natural Gas_Commissioning_A_Achievable Economic TRC Potential | F13 | Industrial | Wood and Lumber Products | New | Process | Natural Gas | Commissioning | A | Purchases (Incremental) | Achievable Economic TRC Potential | 0 | 0 | 0 | 0 | 0 | 0 | 0 | 0 | 0 | 0 | 0 | 0 | 0 | 0 | 0 | 0 | 0 | 0 | 0 | 0 | 0 | 0 | 0 | 0 | 0 | 0 | 0 | 0 | 0 | 0 | 0
F14_Industrial_Wood and Lumber Products_New_Process_Natural Gas_Commissioning_A_Achievable Economic TRC Potential | F14 | Industrial | Wood and Lumber Products | New | Process | Natural Gas | Commissioning | A | Purchases (Cumulative) | Achievable Economic TRC Potential | 0 | 0 | 0 | 0 | 0 | 0 | 0 | 0 | 0 | 0 | 0 | 0 | 0 | 0 | 0 | 0 | 0 | 0 | 0 | 0 | 0 | 0 | 0 | 0 | 0 | 0 | 0 | 0 | 0 | 0 | 0
F1_Industrial_Wood and Lumber Products_New_Space Heating_Natural Gas_Retrocommissioning_A_Achievable Economic TRC Potential | F1 | Industrial | Wood and Lumber Products | New | Space Heating | Natural Gas | Retrocommissioning | A | Original Unit Energy Savings (kWh or therms) | Achievable Economic TRC Potential | 0 | 0 | 0 | 0 | 0 | 0 | 0 | 0 | 0 | 0 | 0 | 0 | 0 | 0 | 0 | 0 | 0 | 0 | 0 | 0 | 0 | 0 | 0 | 0 | 0 | 0 | 0 | 0 | 0 | 0 | 0
F2_Industrial_Wood and Lumber Products_New_Space Heating_Natural Gas_Retrocommissioning_A_Achievable Economic TRC Potential | F2 | Industrial | Wood and Lumber Products | New | Space Heating | Natural Gas | Retrocommissioning | A | Original Unit Summer Peak Savings (kW) | Achievable Economic TRC Potential | 0 | 0 | 0 | 0 | 0 | 0 | 0 | 0 | 0 | 0 | 0 | 0 | 0 | 0 | 0 | 0 | 0 | 0 | 0 | 0 | 0 | 0 | 0 | 0 | 0 | 0 | 0 | 0 | 0 | 0 | 0
F3_Industrial_Wood and Lumber Products_New_Space Heating_Natural Gas_Retrocommissioning_A_Achievable Economic TRC Potential | F3 | Industrial | Wood and Lumber Products | New | Space Heating | Natural Gas | Retrocommissioning | A | Original Unit Winter Peak Savings (kW) | Achievable Economic TRC Potential | 0 | 0 | 0 | 0 | 0 | 0 | 0 | 0 | 0 | 0 | 0 | 0 | 0 | 0 | 0 | 0 | 0 | 0 | 0 | 0 | 0 | 0 | 0 | 0 | 0 | 0 | 0 | 0 | 0 | 0 | 0
F4_Industrial_Wood and Lumber Products_New_Space Heating_Natural Gas_Retrocommissioning_A_Achievable Economic TRC Potential | F4 | Industrial | Wood and Lumber Products | New | Space Heating | Natural Gas | Retrocommissioning | A | Standalone Impact on Baseline Energy (%) | Achievable Economic TRC Potential | 0% | 0% | 0% | 0% | 0% | 0% | 0% | 0% | 0% | 0% | 0% | 0% | 0% | 0% | 0% | 0% | 0% | 0% | 0% | 0% | 0% | 0% | 0% | 0% | 0 | 0 | 0 | 0 | 0 | 0 | 0
F5_Industrial_Wood and Lumber Products_New_Space Heating_Natural Gas_Retrocommissioning_A_Achievable Economic TRC Potential | F5 | Industrial | Wood and Lumber Products | New | Space Heating | Natural Gas | Retrocommissioning | A | Standalone Impact on Baseline Summer Peak (%) | Achievable Economic TRC Potential | 0% | 0% | 0% | 0% | 0% | 0% | 0% | 0% | 0% | 0% | 0% | 0% | 0% | 0% | 0% | 0% | 0% | 0% | 0% | 0% | 0% | 0% | 0% | 0% | 0 | 0 | 0 | 0 | 0 | 0 | 0
F6_Industrial_Wood and Lumber Products_New_Space Heating_Natural Gas_Retrocommissioning_A_Achievable Economic TRC Potential | F6 | Industrial | Wood and Lumber Products | New | Space Heating | Natural Gas | Retrocommissioning | A | Standalone Impact on Baseline Winter Peak (%) | Achievable Economic TRC Potential | 0% | 0% | 0% | 0% | 0% | 0% | 0% | 0% | 0% | 0% | 0% | 0% | 0% | 0% | 0% | 0% | 0% | 0% | 0% | 0% | 0% | 0% | 0% | 0% | 0 | 0 | 0 | 0 | 0 | 0 | 0
F7_Industrial_Wood and Lumber Products_New_Space Heating_Natural Gas_Retrocommissioning_A_Achievable Economic TRC Potential | F7 | Industrial | Wood and Lumber Products | New | Space Heating | Natural Gas | Retrocommissioning | A | Incremental Energy Savings (MWh or mTherms) | Achievable Economic TRC Potential | 0 | 0 | 0 | 0 | 0 | 0 | 0 | 0 | 0 | 0 | 0 | 0 | 0 | 0 | 0 | 0 | 0 | 0 | 0 | 0 | 0 | 0 | 0 | 0 | 0 | 0 | 0 | 0 | 0 | 0 | 0
F8_Industrial_Wood and Lumber Products_New_Space Heating_Natural Gas_Retrocommissioning_A_Achievable Economic TRC Potential | F8 | Industrial | Wood and Lumber Products | New | Space Heating | Natural Gas | Retrocommissioning | A | Incremental Summer Peak Savings (MW) | Achievable Economic TRC Potential | 0 | 0 | 0 | 0 | 0 | 0 | 0 | 0 | 0 | 0 | 0 | 0 | 0 | 0 | 0 | 0 | 0 | 0 | 0 | 0 | 0 | 0 | 0 | 0 | 0 | 0 | 0 | 0 | 0 | 0 | 0
F9_Industrial_Wood and Lumber Products_New_Space Heating_Natural Gas_Retrocommissioning_A_Achievable Economic TRC Potential | F9 | Industrial | Wood and Lumber Products | New | Space Heating | Natural Gas | Retrocommissioning | A | Incremental Winter Peak Savings (MW) | Achievable Economic TRC Potential | 0 | 0 | 0 | 0 | 0 | 0 | 0 | 0 | 0 | 0 | 0 | 0 | 0 | 0 | 0 | 0 | 0 | 0 | 0 | 0 | 0 | 0 | 0 | 0 | 0 | 0 | 0 | 0 | 0 | 0 | 0
F10_Industrial_Wood and Lumber Products_New_Space Heating_Natural Gas_Retrocommissioning_A_Achievable Economic TRC Potential | F10 | Industrial | Wood and Lumber Products | New | Space Heating | Natural Gas | Retrocommissioning | A | Cumulative Energy Savings (MWh or mTherms) | Achievable Economic TRC Potential | 0 | 0 | 0 | 0 | 0 | 0 | 0 | 0 | 0 | 0 | 0 | 0 | 0 | 0 | 0 | 0 | 0 | 0 | 0 | 0 | 0 | 0 | 0 | 0 | 0 | 0 | 0 | 0 | 0 | 0 | 0
F11_Industrial_Wood and Lumber Products_New_Space Heating_Natural Gas_Retrocommissioning_A_Achievable Economic TRC Potential | F11 | Industrial | Wood and Lumber Products | New | Space Heating | Natural Gas | Retrocommissioning | A | Cumulative Summer Peak Savings (MW) | Achievable Economic TRC Potential | 0 | 0 | 0 | 0 | 0 | 0 | 0 | 0 | 0 | 0 | 0 | 0 | 0 | 0 | 0 | 0 | 0 | 0 | 0 | 0 | 0 | 0 | 0 | 0 | 0 | 0 | 0 | 0 | 0 | 0 | 0
F12_Industrial_Wood and Lumber Products_New_Space Heating_Natural Gas_Retrocommissioning_A_Achievable Economic TRC Potential | F12 | Industrial | Wood and Lumber Products | New | Space Heating | Natural Gas | Retrocommissioning | A | Cumulative Winter Peak Savings (MW) | Achievable Economic TRC Potential | 0 | 0 | 0 | 0 | 0 | 0 | 0 | 0 | 0 | 0 | 0 | 0 | 0 | 0 | 0 | 0 | 0 | 0 | 0 | 0 | 0 | 0 | 0 | 0 | 0 | 0 | 0 | 0 | 0 | 0 | 0
F13_Industrial_Wood and Lumber Products_New_Space Heating_Natural Gas_Retrocommissioning_A_Achievable Economic TRC Potential | F13 | Industrial | Wood and Lumber Products | New | Space Heating | Natural Gas | Retrocommissioning | A | Purchases (Incremental) | Achievable Economic TRC Potential | 0 | 0 | 0 | 0 | 0 | 0 | 0 | 0 | 0 | 0 | 0 | 0 | 0 | 0 | 0 | 0 | 0 | 0 | 0 | 0 | 0 | 0 | 0 | 0 | 0 | 0 | 0 | 0 | 0 | 0 | 0
F14_Industrial_Wood and Lumber Products_New_Space Heating_Natural Gas_Retrocommissioning_A_Achievable Economic TRC Potential | F14 | Industrial | Wood and Lumber Products | New | Space Heating | Natural Gas | Retrocommissioning | A | Purchases (Cumulative) | Achievable Economic TRC Potential | 0 | 0 | 0 | 0 | 0 | 0 | 0 | 0 | 0 | 0 | 0 | 0 | 0 | 0 | 0 | 0 | 0 | 0 | 0 | 0 | 0 | 0 | 0 | 0 | 0 | 0 | 0 | 0 | 0 | 0 | 0
F1_Industrial_Wood and Lumber Products_New_Process_Natural Gas_Retrocommissioning_A_Achievable Economic TRC Potential | F1 | Industrial | Wood and Lumber Products | New | Process | Natural Gas | Retrocommissioning | A | Original Unit Energy Savings (kWh or therms) | Achievable Economic TRC Potential | 0 | 0 | 0 | 0 | 0 | 0 | 0 | 0 | 0 | 0 | 0 | 0 | 0 | 0 | 0 | 0 | 0 | 0 | 0 | 0 | 0 | 0 | 0 | 0 | 0 | 0 | 0 | 0 | 0 | 0 | 0
F2_Industrial_Wood and Lumber Products_New_Process_Natural Gas_Retrocommissioning_A_Achievable Economic TRC Potential | F2 | Industrial | Wood and Lumber Products | New | Process | Natural Gas | Retrocommissioning | A | Original Unit Summer Peak Savings (kW) | Achievable Economic TRC Potential | 0 | 0 | 0 | 0 | 0 | 0 | 0 | 0 | 0 | 0 | 0 | 0 | 0 | 0 | 0 | 0 | 0 | 0 | 0 | 0 | 0 | 0 | 0 | 0 | 0 | 0 | 0 | 0 | 0 | 0 | 0
F3_Industrial_Wood and Lumber Products_New_Process_Natural Gas_Retrocommissioning_A_Achievable Economic TRC Potential | F3 | Industrial | Wood and Lumber Products | New | Process | Natural Gas | Retrocommissioning | A | Original Unit Winter Peak Savings (kW) | Achievable Economic TRC Potential | 0 | 0 | 0 | 0 | 0 | 0 | 0 | 0 | 0 | 0 | 0 | 0 | 0 | 0 | 0 | 0 | 0 | 0 | 0 | 0 | 0 | 0 | 0 | 0 | 0 | 0 | 0 | 0 | 0 | 0 | 0
F4_Industrial_Wood and Lumber Products_New_Process_Natural Gas_Retrocommissioning_A_Achievable Economic TRC Potential | F4 | Industrial | Wood and Lumber Products | New | Process | Natural Gas | Retrocommissioning | A | Standalone Impact on Baseline Energy (%) | Achievable Economic TRC Potential | 0% | 0% | 0% | 0% | 0% | 0% | 0% | 0% | 0% | 0% | 0% | 0% | 0% | 0% | 0% | 0% | 0% | 0% | 0% | 0% | 0% | 0% | 0% | 0% | 0 | 0 | 0 | 0 | 0 | 0 | 0
F5_Industrial_Wood and Lumber Products_New_Process_Natural Gas_Retrocommissioning_A_Achievable Economic TRC Potential | F5 | Industrial | Wood and Lumber Products | New | Process | Natural Gas | Retrocommissioning | A | Standalone Impact on Baseline Summer Peak (%) | Achievable Economic TRC Potential | 0% | 0% | 0% | 0% | 0% | 0% | 0% | 0% | 0% | 0% | 0% | 0% | 0% | 0% | 0% | 0% | 0% | 0% | 0% | 0% | 0% | 0% | 0% | 0% | 0 | 0 | 0 | 0 | 0 | 0 | 0
F6_Industrial_Wood and Lumber Products_New_Process_Natural Gas_Retrocommissioning_A_Achievable Economic TRC Potential | F6 | Industrial | Wood and Lumber Products | New | Process | Natural Gas | Retrocommissioning | A | Standalone Impact on Baseline Winter Peak (%) | Achievable Economic TRC Potential | 0% | 0% | 0% | 0% | 0% | 0% | 0% | 0% | 0% | 0% | 0% | 0% | 0% | 0% | 0% | 0% | 0% | 0% | 0% | 0% | 0% | 0% | 0% | 0% | 0 | 0 | 0 | 0 | 0 | 0 | 0
F7_Industrial_Wood and Lumber Products_New_Process_Natural Gas_Retrocommissioning_A_Achievable Economic TRC Potential | F7 | Industrial | Wood and Lumber Products | New | Process | Natural Gas | Retrocommissioning | A | Incremental Energy Savings (MWh or mTherms) | Achievable Economic TRC Potential | 0 | 0 | 0 | 0 | 0 | 0 | 0 | 0 | 0 | 0 | 0 | 0 | 0 | 0 | 0 | 0 | 0 | 0 | 0 | 0 | 0 | 0 | 0 | 0 | 0 | 0 | 0 | 0 | 0 | 0 | 0
F8_Industrial_Wood and Lumber Products_New_Process_Natural Gas_Retrocommissioning_A_Achievable Economic TRC Potential | F8 | Industrial | Wood and Lumber Products | New | Process | Natural Gas | Retrocommissioning | A | Incremental Summer Peak Savings (MW) | Achievable Economic TRC Potential | 0 | 0 | 0 | 0 | 0 | 0 | 0 | 0 | 0 | 0 | 0 | 0 | 0 | 0 | 0 | 0 | 0 | 0 | 0 | 0 | 0 | 0 | 0 | 0 | 0 | 0 | 0 | 0 | 0 | 0 | 0
F9_Industrial_Wood and Lumber Products_New_Process_Natural Gas_Retrocommissioning_A_Achievable Economic TRC Potential | F9 | Industrial | Wood and Lumber Products | New | Process | Natural Gas | Retrocommissioning | A | Incremental Winter Peak Savings (MW) | Achievable Economic TRC Potential | 0 | 0 | 0 | 0 | 0 | 0 | 0 | 0 | 0 | 0 | 0 | 0 | 0 | 0 | 0 | 0 | 0 | 0 | 0 | 0 | 0 | 0 | 0 | 0 | 0 | 0 | 0 | 0 | 0 | 0 | 0
F10_Industrial_Wood and Lumber Products_New_Process_Natural Gas_Retrocommissioning_A_Achievable Economic TRC Potential | F10 | Industrial | Wood and Lumber Products | New | Process | Natural Gas | Retrocommissioning | A | Cumulative Energy Savings (MWh or mTherms) | Achievable Economic TRC Potential | 0 | 0 | 0 | 0 | 0 | 0 | 0 | 0 | 0 | 0 | 0 | 0 | 0 | 0 | 0 | 0 | 0 | 0 | 0 | 0 | 0 | 0 | 0 | 0 | 0 | 0 | 0 | 0 | 0 | 0 | 0
F11_Industrial_Wood and Lumber Products_New_Process_Natural Gas_Retrocommissioning_A_Achievable Economic TRC Potential | F11 | Industrial | Wood and Lumber Products | New | Process | Natural Gas | Retrocommissioning | A | Cumulative Summer Peak Savings (MW) | Achievable Economic TRC Potential | 0 | 0 | 0 | 0 | 0 | 0 | 0 | 0 | 0 | 0 | 0 | 0 | 0 | 0 | 0 | 0 | 0 | 0 | 0 | 0 | 0 | 0 | 0 | 0 | 0 | 0 | 0 | 0 | 0 | 0 | 0
F12_Industrial_Wood and Lumber Products_New_Process_Natural Gas_Retrocommissioning_A_Achievable Economic TRC Potential | F12 | Industrial | Wood and Lumber Products | New | Process | Natural Gas | Retrocommissioning | A | Cumulative Winter Peak Savings (MW) | Achievable Economic TRC Potential | 0 | 0 | 0 | 0 | 0 | 0 | 0 | 0 | 0 | 0 | 0 | 0 | 0 | 0 | 0 | 0 | 0 | 0 | 0 | 0 | 0 | 0 | 0 | 0 | 0 | 0 | 0 | 0 | 0 | 0 | 0
F13_Industrial_Wood and Lumber Products_New_Process_Natural Gas_Retrocommissioning_A_Achievable Economic TRC Potential | F13 | Industrial | Wood and Lumber Products | New | Process | Natural Gas | Retrocommissioning | A | Purchases (Incremental) | Achievable Economic TRC Potential | 0 | 0 | 0 | 0 | 0 | 0 | 0 | 0 | 0 | 0 | 0 | 0 | 0 | 0 | 0 | 0 | 0 | 0 | 0 | 0 | 0 | 0 | 0 | 0 | 0 | 0 | 0 | 0 | 0 | 0 | 0
F14_Industrial_Wood and Lumber Products_New_Process_Natural Gas_Retrocommissioning_A_Achievable Economic TRC Potential | F14 | Industrial | Wood and Lumber Products | New | Process | Natural Gas | Retrocommissioning | A | Purchases (Cumulative) | Achievable Economic TRC Potential | 0 | 0 | 0 | 0 | 0 | 0 | 0 | 0 | 0 | 0 | 0 | 0 | 0 | 0 | 0 | 0 | 0 | 0 | 0 | 0 | 0 | 0 | 0 | 0 | 0 | 0 | 0 | 0 | 0 | 0 | 0
F1_Industrial_Other Industrial_Existing_Space Heating_Natural Gas_Insulation - Roof/Ceiling_A_Achievable Economic TRC Potential | F1 | Industrial | Other Industrial | Existing | Space Heating | Natural Gas | Insulation - Roof/Ceiling | A | Original Unit Energy Savings (kWh or therms) | Achievable Economic TRC Potential | 0 | 0 | 0 | 0 | 0 | 0.099591 | 0.099104 | 0.098502 | 0.097865 | 0.097198 | 0.096522 | 0.095828 | 0.095137 | 0.094449 | 0.093706 | 0.093019 | 0.09234 | 0.09171 | 0.091123 | 0.090551 | 0.090011 | 0.089458 | 0.08896 | 0.088489 | 0.088041 | 0.087626 | 0.087242 | 0.086887 | 0 | 0 | 0
F2_Industrial_Other Industrial_Existing_Space Heating_Natural Gas_Insulation - Roof/Ceiling_A_Achievable Economic TRC Potential | F2 | Industrial | Other Industrial | Existing | Space Heating | Natural Gas | Insulation - Roof/Ceiling | A | Original Unit Summer Peak Savings (kW) | Achievable Economic TRC Potential | 0 | 0 | 0 | 0 | 0 | 0 | 0 | 0 | 0 | 0 | 0 | 0 | 0 | 0 | 0 | 0 | 0 | 0 | 0 | 0 | 0 | 0 | 0 | 0 | 0 | 0 | 0 | 0 | 0 | 0 | 0
F3_Industrial_Other Industrial_Existing_Space Heating_Natural Gas_Insulation - Roof/Ceiling_A_Achievable Economic TRC Potential | F3 | Industrial | Other Industrial | Existing | Space Heating | Natural Gas | Insulation - Roof/Ceiling | A | Original Unit Winter Peak Savings (kW) | Achievable Economic TRC Potential | 0 | 0 | 0 | 0 | 0 | 0 | 0 | 0 | 0 | 0 | 0 | 0 | 0 | 0 | 0 | 0 | 0 | 0 | 0 | 0 | 0 | 0 | 0 | 0 | 0 | 0 | 0 | 0 | 0 | 0 | 0
F4_Industrial_Other Industrial_Existing_Space Heating_Natural Gas_Insulation - Roof/Ceiling_A_Achievable Economic TRC Potential | F4 | Industrial | Other Industrial | Existing | Space Heating | Natural Gas | Insulation - Roof/Ceiling | A | Standalone Impact on Baseline Energy (%) | Achievable Economic TRC Potential | 0% | 0% | 0% | 0% | 0% | 0.07615% | 0.2095% | 0.418% | 0.708% | 1.077% | 1.522% | 1.99% | 2.458% | 2.931% | 3.299% | 3.643% | 3.885% | 4.083% | 4.245% | 4.324% | 4.395% | 4.444% | 4.483% | 4.498% | 0.045122 | 0.045253 | 0.045374 | 0.045484 | 0 | 0 | 0
F5_Industrial_Other Industrial_Existing_Space Heating_Natural Gas_Insulation - Roof/Ceiling_A_Achievable Economic TRC Potential | F5 | Industrial | Other Industrial | Existing | Space Heating | Natural Gas | Insulation - Roof/Ceiling | A | Standalone Impact on Baseline Summer Peak (%) | Achievable Economic TRC Potential | 0% | 0% | 0% | 0% | 0% | 0% | 0% | 0% | 0% | 0% | 0% | 0% | 0% | 0% | 0% | 0% | 0% | 0% | 0% | 0% | 0% | 0% | 0% | 0% | 0 | 0 | 0 | 0 | 0 | 0 | 0
F6_Industrial_Other Industrial_Existing_Space Heating_Natural Gas_Insulation - Roof/Ceiling_A_Achievable Economic TRC Potential | F6 | Industrial | Other Industrial | Existing | Space Heating | Natural Gas | Insulation - Roof/Ceiling | A | Standalone Impact on Baseline Winter Peak (%) | Achievable Economic TRC Potential | 0% | 0% | 0% | 0% | 0% | 0% | 0% | 0% | 0% | 0% | 0% | 0% | 0% | 0% | 0% | 0% | 0% | 0% | 0% | 0% | 0% | 0% | 0% | 0% | 0 | 0 | 0 | 0 | 0 | 0 | 0
F7_Industrial_Other Industrial_Existing_Space Heating_Natural Gas_Insulation - Roof/Ceiling_A_Achievable Economic TRC Potential | F7 | Industrial | Other Industrial | Existing | Space Heating | Natural Gas | Insulation - Roof/Ceiling | A | Incremental Energy Savings (MWh or mTherms) | Achievable Economic TRC Potential | 0 | 0 | 0 | 0 | 0 | 0.57597 | 1.0025 | 1.5408 | 2.1443 | 2.7128 | 3.103 | 3.3085 | 3.278 | 2.9891 | 2.6048 | 2.1091 | 1.6287 | 1.1859 | 0.81744 | 0.54218 | 0.34155 | 0.20582 | 0.13808 | 0 | 0 | 0 | 0 | 0 | 0 | 0 | 0
F8_Industrial_Other Industrial_Existing_Space Heating_Natural Gas_Insulation - Roof/Ceiling_A_Achievable Economic TRC Potential | F8 | Industrial | Other Industrial | Existing | Space Heating | Natural Gas | Insulation - Roof/Ceiling | A | Incremental Summer Peak Savings (MW) | Achievable Economic TRC Potential | 0 | 0 | 0 | 0 | 0 | 0 | 0 | 0 | 0 | 0 | 0 | 0 | 0 | 0 | 0 | 0 | 0 | 0 | 0 | 0 | 0 | 0 | 0 | 0 | 0 | 0 | 0 | 0 | 0 | 0 | 0
F9_Industrial_Other Industrial_Existing_Space Heating_Natural Gas_Insulation - Roof/Ceiling_A_Achievable Economic TRC Potential | F9 | Industrial | Other Industrial | Existing | Space Heating | Natural Gas | Insulation - Roof/Ceiling | A | Incremental Winter Peak Savings (MW) | Achievable Economic TRC Potential | 0 | 0 | 0 | 0 | 0 | 0 | 0 | 0 | 0 | 0 | 0 | 0 | 0 | 0 | 0 | 0 | 0 | 0 | 0 | 0 | 0 | 0 | 0 | 0 | 0 | 0 | 0 | 0 | 0 | 0 | 0
F10_Industrial_Other Industrial_Existing_Space Heating_Natural Gas_Insulation - Roof/Ceiling_A_Achievable Economic TRC Potential | F10 | Industrial | Other Industrial | Existing | Space Heating | Natural Gas | Insulation - Roof/Ceiling | A | Cumulative Energy Savings (MWh or mTherms) | Achievable Economic TRC Potential | 0 | 0 | 0 | 0 | 0 | 0.57597 | 1.5756 | 3.1068 | 5.231 | 7.9081 | 10.9561 | 14.1858 | 17.3616 | 20.2251 | 22.6708 | 24.6137 | 26.0627 | 27.0708 | 27.715 | 28.0832 | 28.2571 | 28.2895 | 28.27 | 28.1203 | 27.9779 | 27.8461 | 27.7241 | 27.6112 | 0 | 0 | 0
F11_Industrial_Other Industrial_Existing_Space Heating_Natural Gas_Insulation - Roof/Ceiling_A_Achievable Economic TRC Potential | F11 | Industrial | Other Industrial | Existing | Space Heating | Natural Gas | Insulation - Roof/Ceiling | A | Cumulative Summer Peak Savings (MW) | Achievable Economic TRC Potential | 0 | 0 | 0 | 0 | 0 | 0 | 0 | 0 | 0 | 0 | 0 | 0 | 0 | 0 | 0 | 0 | 0 | 0 | 0 | 0 | 0 | 0 | 0 | 0 | 0 | 0 | 0 | 0 | 0 | 0 | 0
F12_Industrial_Other Industrial_Existing_Space Heating_Natural Gas_Insulation - Roof/Ceiling_A_Achievable Economic TRC Potential | F12 | Industrial | Other Industrial | Existing | Space Heating | Natural Gas | Insulation - Roof/Ceiling | A | Cumulative Winter Peak Savings (MW) | Achievable Economic TRC Potential | 0 | 0 | 0 | 0 | 0 | 0 | 0 | 0 | 0 | 0 | 0 | 0 | 0 | 0 | 0 | 0 | 0 | 0 | 0 | 0 | 0 | 0 | 0 | 0 | 0 | 0 | 0 | 0 | 0 | 0 | 0
F13_Industrial_Other Industrial_Existing_Space Heating_Natural Gas_Insulation - Roof/Ceiling_A_Achievable Economic TRC Potential | F13 | Industrial | Other Industrial | Existing | Space Heating | Natural Gas | Insulation - Roof/Ceiling | A | Purchases (Incremental) | Achievable Economic TRC Potential | 0 | 0 | 0 | 0 | 0 | 5783.3307 | 10115.274 | 15642.0764 | 21910.7464 | 27909.4633 | 32147.5488 | 34525.8309 | 34455.7286 | 31648.0112 | 27797.7389 | 22673.9481 | 17637.5816 | 12930.7027 | 8970.7531 | 5987.5863 | 3794.5258 | 2300.7281 | 1552.1095 | 0 | 0 | 0 | 0 | 0 | 0 | 0 | 0
F14_Industrial_Other Industrial_Existing_Space Heating_Natural Gas_Insulation - Roof/Ceiling_A_Achievable Economic TRC Potential | F14 | Industrial | Other Industrial | Existing | Space Heating | Natural Gas | Insulation - Roof/Ceiling | A | Purchases (Cumulative) | Achievable Economic TRC Potential | 0 | 0 | 0 | 0 | 0 | 5783.3307 | 15898.6046 | 31540.681 | 53451.4275 | 81360.8907 | 113508.4395 | 148034.2704 | 182489.999 | 214138.0102 | 241935.7491 | 264609.6971 | 282247.2787 | 295177.9814 | 304148.7346 | 310136.3209 | 313930.8467 | 316231.5748 | 317783.6842 | 317783.6842 | 317783.6842 | 317783.6842 | 317783.6842 | 317783.6842 | 317783.6842 | 317783.6842 | 317783.6842
F1_Industrial_Other Industrial_Existing_Space Heating_Natural Gas_Insulation - Wall Cavity_A_Achievable Economic TRC Potential | F1 | Industrial | Other Industrial | Existing | Space Heating | Natural Gas | Insulation - Wall Cavity | A | Original Unit Energy Savings (kWh or therms) | Achievable Economic TRC Potential | 0 | 0 | 0 | 0 | 0 | 0.017935 | 0.017848 | 0.017739 | 0.017625 | 0.017505 | 0.017383 | 0.017258 | 0.017133 | 0.017009 | 0.016876 | 0.016752 | 0.01663 | 0.016516 | 0.01641 | 0.016307 | 0.01621 | 0.016111 | 0.016021 | 0.015936 | 0.015855 | 0.015781 | 0.015712 | 0.015648 | 0 | 0 | 0
F2_Industrial_Other Industrial_Existing_Space Heating_Natural Gas_Insulation - Wall Cavity_A_Achievable Economic TRC Potential | F2 | Industrial | Other Industrial | Existing | Space Heating | Natural Gas | Insulation - Wall Cavity | A | Original Unit Summer Peak Savings (kW) | Achievable Economic TRC Potential | 0 | 0 | 0 | 0 | 0 | 0 | 0 | 0 | 0 | 0 | 0 | 0 | 0 | 0 | 0 | 0 | 0 | 0 | 0 | 0 | 0 | 0 | 0 | 0 | 0 | 0 | 0 | 0 | 0 | 0 | 0
F3_Industrial_Other Industrial_Existing_Space Heating_Natural Gas_Insulation - Wall Cavity_A_Achievable Economic TRC Potential | F3 | Industrial | Other Industrial | Existing | Space Heating | Natural Gas | Insulation - Wall Cavity | A | Original Unit Winter Peak Savings (kW) | Achievable Economic TRC Potential | 0 | 0 | 0 | 0 | 0 | 0 | 0 | 0 | 0 | 0 | 0 | 0 | 0 | 0 | 0 | 0 | 0 | 0 | 0 | 0 | 0 | 0 | 0 | 0 | 0 | 0 | 0 | 0 | 0 | 0 | 0
F4_Industrial_Other Industrial_Existing_Space Heating_Natural Gas_Insulation - Wall Cavity_A_Achievable Economic TRC Potential | F4 | Industrial | Other Industrial | Existing | Space Heating | Natural Gas | Insulation - Wall Cavity | A | Standalone Impact on Baseline Energy (%) | Achievable Economic TRC Potential | 0% | 0% | 0% | 0% | 0% | 0.01371% | 0.03772% | 0.07528% | 0.1275% | 0.1939% | 0.274% | 0.3584% | 0.4427% | 0.5278% | 0.5941% | 0.656% | 0.6996% | 0.7354% | 0.7646% | 0.7787% | 0.7915% | 0.8004% | 0.8073% | 0.81% | 0.008126 | 0.0081497 | 0.0081715 | 0.0081913 | 0 | 0 | 0
F5_Industrial_Other Industrial_Existing_Space Heating_Natural Gas_Insulation - Wall Cavity_A_Achievable Economic TRC Potential | F5 | Industrial | Other Industrial | Existing | Space Heating | Natural Gas | Insulation - Wall Cavity | A | Standalone Impact on Baseline Summer Peak (%) | Achievable Economic TRC Potential | 0% | 0% | 0% | 0% | 0% | 0% | 0% | 0% | 0% | 0% | 0% | 0% | 0% | 0% | 0% | 0% | 0% | 0% | 0% | 0% | 0% | 0% | 0% | 0% | 0 | 0 | 0 | 0 | 0 | 0 | 0
F6_Industrial_Other Industrial_Existing_Space Heating_Natural Gas_Insulation - Wall Cavity_A_Achievable Economic TRC Potential | F6 | Industrial | Other Industrial | Existing | Space Heating | Natural Gas | Insulation - Wall Cavity | A | Standalone Impact on Baseline Winter Peak (%) | Achievable Economic TRC Potential | 0% | 0% | 0% | 0% | 0% | 0% | 0% | 0% | 0% | 0% | 0% | 0% | 0% | 0% | 0% | 0% | 0% | 0% | 0% | 0% | 0% | 0% | 0% | 0% | 0 | 0 | 0 | 0 | 0 | 0 | 0
F7_Industrial_Other Industrial_Existing_Space Heating_Natural Gas_Insulation - Wall Cavity_A_Achievable Economic TRC Potential | F7 | Industrial | Other Industrial | Existing | Space Heating | Natural Gas | Insulation - Wall Cavity | A | Incremental Energy Savings (MWh or mTherms) | Achievable Economic TRC Potential | 0 | 0 | 0 | 0 | 0 | 0.10373 | 0.18054 | 0.27748 | 0.38617 | 0.48854 | 0.55882 | 0.59584 | 0.59034 | 0.53832 | 0.4691 | 0.37983 | 0.29331 | 0.21357 | 0.14721 | 0.097642 | 0.06151 | 0.037066 | 0.024866 | 0 | 0 | 0 | 0 | 0 | 0 | 0 | 0
F8_Industrial_Other Industrial_Existing_Space Heating_Natural Gas_Insulation - Wall Cavity_A_Achievable Economic TRC Potential | F8 | Industrial | Other Industrial | Existing | Space Heating | Natural Gas | Insulation - Wall Cavity | A | Incremental Summer Peak Savings (MW) | Achievable Economic TRC Potential | 0 | 0 | 0 | 0 | 0 | 0 | 0 | 0 | 0 | 0 | 0 | 0 | 0 | 0 | 0 | 0 | 0 | 0 | 0 | 0 | 0 | 0 | 0 | 0 | 0 | 0 | 0 | 0 | 0 | 0 | 0
F9_Industrial_Other Industrial_Existing_Space Heating_Natural Gas_Insulation - Wall Cavity_A_Achievable Economic TRC Potential | F9 | Industrial | Other Industrial | Existing | Space Heating | Natural Gas | Insulation - Wall Cavity | A | Incremental Winter Peak Savings (MW) | Achievable Economic TRC Potential | 0 | 0 | 0 | 0 | 0 | 0 | 0 | 0 | 0 | 0 | 0 | 0 | 0 | 0 | 0 | 0 | 0 | 0 | 0 | 0 | 0 | 0 | 0 | 0 | 0 | 0 | 0 | 0 | 0 | 0 | 0
F10_Industrial_Other Industrial_Existing_Space Heating_Natural Gas_Insulation - Wall Cavity_A_Achievable Economic TRC Potential | F10 | Industrial | Other Industrial | Existing | Space Heating | Natural Gas | Insulation - Wall Cavity | A | Cumulative Energy Savings (MWh or mTherms) | Achievable Economic TRC Potential | 0 | 0 | 0 | 0 | 0 | 0.10373 | 0.28375 | 0.55951 | 0.94206 | 1.4242 | 1.9731 | 2.5547 | 3.1267 | 3.6424 | 4.0828 | 4.4327 | 4.6937 | 4.8752 | 4.9912 | 5.0575 | 5.0889 | 5.0947 | 5.0912 | 5.0642 | 5.0386 | 5.0148 | 4.9929 | 4.9725 | 0 | 0 | 0
F11_Industrial_Other Industrial_Existing_Space Heating_Natural Gas_Insulation - Wall Cavity_A_Achievable Economic TRC Potential | F11 | Industrial | Other Industrial | Existing | Space Heating | Natural Gas | Insulation - Wall Cavity | A | Cumulative Summer Peak Savings (MW) | Achievable Economic TRC Potential | 0 | 0 | 0 | 0 | 0 | 0 | 0 | 0 | 0 | 0 | 0 | 0 | 0 | 0 | 0 | 0 | 0 | 0 | 0 | 0 | 0 | 0 | 0 | 0 | 0 | 0 | 0 | 0 | 0 | 0 | 0
F12_Industrial_Other Industrial_Existing_Space Heating_Natural Gas_Insulation - Wall Cavity_A_Achievable Economic TRC Potential | F12 | Industrial | Other Industrial | Existing | Space Heating | Natural Gas | Insulation - Wall Cavity | A | Cumulative Winter Peak Savings (MW) | Achievable Economic TRC Potential | 0 | 0 | 0 | 0 | 0 | 0 | 0 | 0 | 0 | 0 | 0 | 0 | 0 | 0 | 0 | 0 | 0 | 0 | 0 | 0 | 0 | 0 | 0 | 0 | 0 | 0 | 0 | 0 | 0 | 0 | 0
F13_Industrial_Other Industrial_Existing_Space Heating_Natural Gas_Insulation - Wall Cavity_A_Achievable Economic TRC Potential | F13 | Industrial | Other Industrial | Existing | Space Heating | Natural Gas | Insulation - Wall Cavity | A | Purchases (Incremental) | Achievable Economic TRC Potential | 0 | 0 | 0 | 0 | 0 | 5783.3307 | 10115.274 | 15642.0764 | 21910.7464 | 27909.4633 | 32147.5488 | 34525.8309 | 34455.7286 | 31648.0112 | 27797.7389 | 22673.9481 | 17637.5816 | 12930.7027 | 8970.7531 | 5987.5863 | 3794.5258 | 2300.7281 | 1552.1095 | 0 | 0 | 0 | 0 | 0 | 0 | 0 | 0
F14_Industrial_Other Industrial_Existing_Space Heating_Natural Gas_Insulation - Wall Cavity_A_Achievable Economic TRC Potential | F14 | Industrial | Other Industrial | Existing | Space Heating | Natural Gas | Insulation - Wall Cavity | A | Purchases (Cumulative) | Achievable Economic TRC Potential | 0 | 0 | 0 | 0 | 0 | 5783.3307 | 15898.6046 | 31540.681 | 53451.4275 | 81360.8907 | 113508.4395 | 148034.2704 | 182489.999 | 214138.0102 | 241935.7491 | 264609.6971 | 282247.2787 | 295177.9814 | 304148.7346 | 310136.3209 | 313930.8467 | 316231.5748 | 317783.6842 | 317783.6842 | 317783.6842 | 317783.6842 | 317783.6842 | 317783.6842 | 317783.6842 | 317783.6842 | 317783.6842
F1_Industrial_Other Industrial_Existing_Space Heating_Natural Gas_Insulation - Ducting_A_Achievable Economic TRC Potential | F1 | Industrial | Other Industrial | Existing | Space Heating | Natural Gas | Insulation - Ducting | A | Original Unit Energy Savings (kWh or therms) | Achievable Economic TRC Potential | 0 | 0 | 0 | 0 | 0 | 0.0016309 | 0.0016162 | 0.0015975 | 0.0015784 | 0.0015594 | 0.0015407 | 0.0015222 | 0.0015048 | 0.0014884 | 0.0014718 | 0.0014574 | 0.0014437 | 0.0014309 | 0.0014188 | 0.0014066 | 0.0013948 | 0.001383 | 0.0013709 | 0.0013593 | 0.0013481 | 0.0013376 | 0.0013278 | 0.0013186 | 0.00131 | 0.0013019 | 0.0012943
F2_Industrial_Other Industrial_Existing_Space Heating_Natural Gas_Insulation - Ducting_A_Achievable Economic TRC Potential | F2 | Industrial | Other Industrial | Existing | Space Heating | Natural Gas | Insulation - Ducting | A | Original Unit Summer Peak Savings (kW) | Achievable Economic TRC Potential | 0 | 0 | 0 | 0 | 0 | 0 | 0 | 0 | 0 | 0 | 0 | 0 | 0 | 0 | 0 | 0 | 0 | 0 | 0 | 0 | 0 | 0 | 0 | 0 | 0 | 0 | 0 | 0 | 0 | 0 | 0
F3_Industrial_Other Industrial_Existing_Space Heating_Natural Gas_Insulation - Ducting_A_Achievable Economic TRC Potential | F3 | Industrial | Other Industrial | Existing | Space Heating | Natural Gas | Insulation - Ducting | A | Original Unit Winter Peak Savings (kW) | Achievable Economic TRC Potential | 0 | 0 | 0 | 0 | 0 | 0 | 0 | 0 | 0 | 0 | 0 | 0 | 0 | 0 | 0 | 0 | 0 | 0 | 0 | 0 | 0 | 0 | 0 | 0 | 0 | 0 | 0 | 0 | 0 | 0 | 0
F4_Industrial_Other Industrial_Existing_Space Heating_Natural Gas_Insulation - Ducting_A_Achievable Economic TRC Potential | F4 | Industrial | Other Industrial | Existing | Space Heating | Natural Gas | Insulation - Ducting | A | Standalone Impact on Baseline Energy (%) | Achievable Economic TRC Potential | 0% | 0% | 0% | 0% | 0% | 0% | 0% | 0% | 0% | 0% | 0% | 0% | 0% | 0% | 0% | 0% | 0% | 0% | 0% | 0% | 0% | 0% | 0% | 0% | 0 | 0 | 0 | 0 | 0 | 0 | 0
F5_Industrial_Other Industrial_Existing_Space Heating_Natural Gas_Insulation - Ducting_A_Achievable Economic TRC Potential | F5 | Industrial | Other Industrial | Existing | Space Heating | Natural Gas | Insulation - Ducting | A | Standalone Impact on Baseline Summer Peak (%) | Achievable Economic TRC Potential | 0% | 0% | 0% | 0% | 0% | 0% | 0% | 0% | 0% | 0% | 0% | 0% | 0% | 0% | 0% | 0% | 0% | 0% | 0% | 0% | 0% | 0% | 0% | 0% | 0 | 0 | 0 | 0 | 0 | 0 | 0
F6_Industrial_Other Industrial_Existing_Space Heating_Natural Gas_Insulation - Ducting_A_Achievable Economic TRC Potential | F6 | Industrial | Other Industrial | Existing | Space Heating | Natural Gas | Insulation - Ducting | A | Standalone Impact on Baseline Winter Peak (%) | Achievable Economic TRC Potential | 0% | 0% | 0% | 0% | 0% | 0% | 0% | 0% | 0% | 0% | 0% | 0% | 0% | 0% | 0% | 0% | 0% | 0% | 0% | 0% | 0% | 0% | 0% | 0% | 0 | 0 | 0 | 0 | 0 | 0 | 0
F7_Industrial_Other Industrial_Existing_Space Heating_Natural Gas_Insulation - Ducting_A_Achievable Economic TRC Potential | F7 | Industrial | Other Industrial | Existing | Space Heating | Natural Gas | Insulation - Ducting | A | Incremental Energy Savings (MWh or mTherms) | Achievable Economic TRC Potential | 0 | 0 | 0 | 0 | 0 | 0 | 0 | 0 | 0 | 0 | 0 | 0 | 0 | 0 | 0 | 0 | 0 | 0 | 0 | 0 | 0 | 0 | 0 | 0 | 0 | 0 | 0 | 0 | 0 | 0 | 0
F8_Industrial_Other Industrial_Existing_Space Heating_Natural Gas_Insulation - Ducting_A_Achievable Economic TRC Potential | F8 | Industrial | Other Industrial | Existing | Space Heating | Natural Gas | Insulation - Ducting | A | Incremental Summer Peak Savings (MW) | Achievable Economic TRC Potential | 0 | 0 | 0 | 0 | 0 | 0 | 0 | 0 | 0 | 0 | 0 | 0 | 0 | 0 | 0 | 0 | 0 | 0 | 0 | 0 | 0 | 0 | 0 | 0 | 0 | 0 | 0 | 0 | 0 | 0 | 0
F9_Industrial_Other Industrial_Existing_Space Heating_Natural Gas_Insulation - Ducting_A_Achievable Economic TRC Potential | F9 | Industrial | Other Industrial | Existing | Space Heating | Natural Gas | Insulation - Ducting | A | Incremental Winter Peak Savings (MW) | Achievable Economic TRC Potential | 0 | 0 | 0 | 0 | 0 | 0 | 0 | 0 | 0 | 0 | 0 | 0 | 0 | 0 | 0 | 0 | 0 | 0 | 0 | 0 | 0 | 0 | 0 | 0 | 0 | 0 | 0 | 0 | 0 | 0 | 0
F10_Industrial_Other Industrial_Existing_Space Heating_Natural Gas_Insulation - Ducting_A_Achievable Economic TRC Potential | F10 | Industrial | Other Industrial | Existing | Space Heating | Natural Gas | Insulation - Ducting | A | Cumulative Energy Savings (MWh or mTherms) | Achievable Economic TRC Potential | 0 | 0 | 0 | 0 | 0 | 0 | 0 | 0 | 0 | 0 | 0 | 0 | 0 | 0 | 0 | 0 | 0 | 0 | 0 | 0 | 0 | 0 | 0 | 0 | 0 | 0 | 0 | 0 | 0 | 0 | 0
F11_Industrial_Other Industrial_Existing_Space Heating_Natural Gas_Insulation - Ducting_A_Achievable Economic TRC Potential | F11 | Industrial | Other Industrial | Existing | Space Heating | Natural Gas | Insulation - Ducting | A | Cumulative Summer Peak Savings (MW) | Achievable Economic TRC Potential | 0 | 0 | 0 | 0 | 0 | 0 | 0 | 0 | 0 | 0 | 0 | 0 | 0 | 0 | 0 | 0 | 0 | 0 | 0 | 0 | 0 | 0 | 0 | 0 | 0 | 0 | 0 | 0 | 0 | 0 | 0
F12_Industrial_Other Industrial_Existing_Space Heating_Natural Gas_Insulation - Ducting_A_Achievable Economic TRC Potential | F12 | Industrial | Other Industrial | Existing | Space Heating | Natural Gas | Insulation - Ducting | A | Cumulative Winter Peak Savings (MW) | Achievable Economic TRC Potential | 0 | 0 | 0 | 0 | 0 | 0 | 0 | 0 | 0 | 0 | 0 | 0 | 0 | 0 | 0 | 0 | 0 | 0 | 0 | 0 | 0 | 0 | 0 | 0 | 0 | 0 | 0 | 0 | 0 | 0 | 0
F13_Industrial_Other Industrial_Existing_Space Heating_Natural Gas_Insulation - Ducting_A_Achievable Economic TRC Potential | F13 | Industrial | Other Industrial | Existing | Space Heating | Natural Gas | Insulation - Ducting | A | Purchases (Incremental) | Achievable Economic TRC Potential | 0 | 0 | 0 | 0 | 0 | 0 | 0 | 0 | 0 | 0 | 0 | 0 | 0 | 0 | 0 | 0 | 0 | 0 | 0 | 0 | 0 | 0 | 0 | 0 | 0 | 0 | 0 | 0 | 0 | 0 | 0
F14_Industrial_Other Industrial_Existing_Space Heating_Natural Gas_Insulation - Ducting_A_Achievable Economic TRC Potential | F14 | Industrial | Other Industrial | Existing | Space Heating | Natural Gas | Insulation - Ducting | A | Purchases (Cumulative) | Achievable Economic TRC Potential | 0 | 0 | 0 | 0 | 0 | 0 | 0 | 0 | 0 | 0 | 0 | 0 | 0 | 0 | 0 | 0 | 0 | 0 | 0 | 0 | 0 | 0 | 0 | 0 | 0 | 0 | 0 | 0 | 0 | 0 | 0
F1_Industrial_Other Industrial_Existing_Space Heating_Natural Gas_HVAC - Duct Repair and Sealing_A_Achievable Economic TRC Potential | F1 | Industrial | Other Industrial | Existing | Space Heating | Natural Gas | HVAC - Duct Repair and Sealing | A | Original Unit Energy Savings (kWh or therms) | Achievable Economic TRC Potential | 0 | 0 | 0 | 0 | 0 | 0.0038394 | 0.0038048 | 0.0037607 | 0.003716 | 0.0036711 | 0.0036271 | 0.0035835 | 0.0035425 | 0.0035039 | 0.003465 | 0.0034309 | 0.0033988 | 0.0033686 | 0.0033402 | 0.0033115 | 0.0032836 | 0.003256 | 0.0032274 | 0.0032 | 0.0031737 | 0.003149 | 0.0031259 | 0.0031042 | 0.0030839 | 0.0030649 | 0.0030471
F2_Industrial_Other Industrial_Existing_Space Heating_Natural Gas_HVAC - Duct Repair and Sealing_A_Achievable Economic TRC Potential | F2 | Industrial | Other Industrial | Existing | Space Heating | Natural Gas | HVAC - Duct Repair and Sealing | A | Original Unit Summer Peak Savings (kW) | Achievable Economic TRC Potential | 0 | 0 | 0 | 0 | 0 | 0 | 0 | 0 | 0 | 0 | 0 | 0 | 0 | 0 | 0 | 0 | 0 | 0 | 0 | 0 | 0 | 0 | 0 | 0 | 0 | 0 | 0 | 0 | 0 | 0 | 0
F3_Industrial_Other Industrial_Existing_Space Heating_Natural Gas_HVAC - Duct Repair and Sealing_A_Achievable Economic TRC Potential | F3 | Industrial | Other Industrial | Existing | Space Heating | Natural Gas | HVAC - Duct Repair and Sealing | A | Original Unit Winter Peak Savings (kW) | Achievable Economic TRC Potential | 0 | 0 | 0 | 0 | 0 | 0 | 0 | 0 | 0 | 0 | 0 | 0 | 0 | 0 | 0 | 0 | 0 | 0 | 0 | 0 | 0 | 0 | 0 | 0 | 0 | 0 | 0 | 0 | 0 | 0 | 0
F4_Industrial_Other Industrial_Existing_Space Heating_Natural Gas_HVAC - Duct Repair and Sealing_A_Achievable Economic TRC Potential | F4 | Industrial | Other Industrial | Existing | Space Heating | Natural Gas | HVAC - Duct Repair and Sealing | A | Standalone Impact on Baseline Energy (%) | Achievable Economic TRC Potential | 0% | 0% | 0% | 0% | 0% | 0% | 0% | 0% | 0% | 0% | 0% | 0% | 0% | 0% | 0% | 0% | 0% | 0% | 0% | 0% | 0% | 0% | 0% | 0% | 0 | 0 | 0 | 0 | 0 | 0 | 0
F5_Industrial_Other Industrial_Existing_Space Heating_Natural Gas_HVAC - Duct Repair and Sealing_A_Achievable Economic TRC Potential | F5 | Industrial | Other Industrial | Existing | Space Heating | Natural Gas | HVAC - Duct Repair and Sealing | A | Standalone Impact on Baseline Summer Peak (%) | Achievable Economic TRC Potential | 0% | 0% | 0% | 0% | 0% | 0% | 0% | 0% | 0% | 0% | 0% | 0% | 0% | 0% | 0% | 0% | 0% | 0% | 0% | 0% | 0% | 0% | 0% | 0% | 0 | 0 | 0 | 0 | 0 | 0 | 0
F6_Industrial_Other Industrial_Existing_Space Heating_Natural Gas_HVAC - Duct Repair and Sealing_A_Achievable Economic TRC Potential | F6 | Industrial | Other Industrial | Existing | Space Heating | Natural Gas | HVAC - Duct Repair and Sealing | A | Standalone Impact on Baseline Winter Peak (%) | Achievable Economic TRC Potential | 0% | 0% | 0% | 0% | 0% | 0% | 0% | 0% | 0% | 0% | 0% | 0% | 0% | 0% | 0% | 0% | 0% | 0% | 0% | 0% | 0% | 0% | 0% | 0% | 0 | 0 | 0 | 0 | 0 | 0 | 0
F7_Industrial_Other Industrial_Existing_Space Heating_Natural Gas_HVAC - Duct Repair and Sealing_A_Achievable Economic TRC Potential | F7 | Industrial | Other Industrial | Existing | Space Heating | Natural Gas | HVAC - Duct Repair and Sealing | A | Incremental Energy Savings (MWh or mTherms) | Achievable Economic TRC Potential | 0 | 0 | 0 | 0 | 0 | 0 | 0 | 0 | 0 | 0 | 0 | 0 | 0 | 0 | 0 | 0 | 0 | 0 | 0 | 0 | 0 | 0 | 0 | 0 | 0 | 0 | 0 | 0 | 0 | 0 | 0
F8_Industrial_Other Industrial_Existing_Space Heating_Natural Gas_HVAC - Duct Repair and Sealing_A_Achievable Economic TRC Potential | F8 | Industrial | Other Industrial | Existing | Space Heating | Natural Gas | HVAC - Duct Repair and Sealing | A | Incremental Summer Peak Savings (MW) | Achievable Economic TRC Potential | 0 | 0 | 0 | 0 | 0 | 0 | 0 | 0 | 0 | 0 | 0 | 0 | 0 | 0 | 0 | 0 | 0 | 0 | 0 | 0 | 0 | 0 | 0 | 0 | 0 | 0 | 0 | 0 | 0 | 0 | 0
F9_Industrial_Other Industrial_Existing_Space Heating_Natural Gas_HVAC - Duct Repair and Sealing_A_Achievable Economic TRC Potential | F9 | Industrial | Other Industrial | Existing | Space Heating | Natural Gas | HVAC - Duct Repair and Sealing | A | Incremental Winter Peak Savings (MW) | Achievable Economic TRC Potential | 0 | 0 | 0 | 0 | 0 | 0 | 0 | 0 | 0 | 0 | 0 | 0 | 0 | 0 | 0 | 0 | 0 | 0 | 0 | 0 | 0 | 0 | 0 | 0 | 0 | 0 | 0 | 0 | 0 | 0 | 0
F10_Industrial_Other Industrial_Existing_Space Heating_Natural Gas_HVAC - Duct Repair and Sealing_A_Achievable Economic TRC Potential | F10 | Industrial | Other Industrial | Existing | Space Heating | Natural Gas | HVAC - Duct Repair and Sealing | A | Cumulative Energy Savings (MWh or mTherms) | Achievable Economic TRC Potential | 0 | 0 | 0 | 0 | 0 | 0 | 0 | 0 | 0 | 0 | 0 | 0 | 0 | 0 | 0 | 0 | 0 | 0 | 0 | 0 | 0 | 0 | 0 | 0 | 0 | 0 | 0 | 0 | 0 | 0 | 0
F11_Industrial_Other Industrial_Existing_Space Heating_Natural Gas_HVAC - Duct Repair and Sealing_A_Achievable Economic TRC Potential | F11 | Industrial | Other Industrial | Existing | Space Heating | Natural Gas | HVAC - Duct Repair and Sealing | A | Cumulative Summer Peak Savings (MW) | Achievable Economic TRC Potential | 0 | 0 | 0 | 0 | 0 | 0 | 0 | 0 | 0 | 0 | 0 | 0 | 0 | 0 | 0 | 0 | 0 | 0 | 0 | 0 | 0 | 0 | 0 | 0 | 0 | 0 | 0 | 0 | 0 | 0 | 0
F12_Industrial_Other Industrial_Existing_Space Heating_Natural Gas_HVAC - Duct Repair and Sealing_A_Achievable Economic TRC Potential | F12 | Industrial | Other Industrial | Existing | Space Heating | Natural Gas | HVAC - Duct Repair and Sealing | A | Cumulative Winter Peak Savings (MW) | Achievable Economic TRC Potential | 0 | 0 | 0 | 0 | 0 | 0 | 0 | 0 | 0 | 0 | 0 | 0 | 0 | 0 | 0 | 0 | 0 | 0 | 0 | 0 | 0 | 0 | 0 | 0 | 0 | 0 | 0 | 0 | 0 | 0 | 0
F13_Industrial_Other Industrial_Existing_Space Heating_Natural Gas_HVAC - Duct Repair and Sealing_A_Achievable Economic TRC Potential | F13 | Industrial | Other Industrial | Existing | Space Heating | Natural Gas | HVAC - Duct Repair and Sealing | A | Purchases (Incremental) | Achievable Economic TRC Potential | 0 | 0 | 0 | 0 | 0 | 0 | 0 | 0 | 0 | 0 | 0 | 0 | 0 | 0 | 0 | 0 | 0 | 0 | 0 | 0 | 0 | 0 | 0 | 0 | 0 | 0 | 0 | 0 | 0 | 0 | 0
F14_Industrial_Other Industrial_Existing_Space Heating_Natural Gas_HVAC - Duct Repair and Sealing_A_Achievable Economic TRC Potential | F14 | Industrial | Other Industrial | Existing | Space Heating | Natural Gas | HVAC - Duct Repair and Sealing | A | Purchases (Cumulative) | Achievable Economic TRC Potential | 0 | 0 | 0 | 0 | 0 | 0 | 0 | 0 | 0 | 0 | 0 | 0 | 0 | 0 | 0 | 0 | 0 | 0 | 0 | 0 | 0 | 0 | 0 | 0 | 0 | 0 | 0 | 0 | 0 | 0 | 0
F1_Industrial_Other Industrial_Existing_Space Heating_Natural Gas_Windows - High Efficiency_A_Achievable Economic TRC Potential | F1 | Industrial | Other Industrial | Existing | Space Heating | Natural Gas | Windows - High Efficiency | A | Original Unit Energy Savings (kWh or therms) | Achievable Economic TRC Potential | 0 | 0 | 0 | 0 | 0 | 0.0056921 | 0.0056642 | 0.0056298 | 0.0055934 | 0.0055553 | 0.0055167 | 0.005477 | 0.0054375 | 0.0053982 | 0.0053557 | 0.0053164 | 0.0052777 | 0.0052417 | 0.0052081 | 0.0051754 | 0.0051445 | 0.005113 | 0.0050845 | 0.0050575 | 0.0050319 | 0.0050082 | 0.0049863 | 0.004966 | 0 | 0 | 0
F2_Industrial_Other Industrial_Existing_Space Heating_Natural Gas_Windows - High Efficiency_A_Achievable Economic TRC Potential | F2 | Industrial | Other Industrial | Existing | Space Heating | Natural Gas | Windows - High Efficiency | A | Original Unit Summer Peak Savings (kW) | Achievable Economic TRC Potential | 0 | 0 | 0 | 0 | 0 | 0 | 0 | 0 | 0 | 0 | 0 | 0 | 0 | 0 | 0 | 0 | 0 | 0 | 0 | 0 | 0 | 0 | 0 | 0 | 0 | 0 | 0 | 0 | 0 | 0 | 0
F3_Industrial_Other Industrial_Existing_Space Heating_Natural Gas_Windows - High Efficiency_A_Achievable Economic TRC Potential | F3 | Industrial | Other Industrial | Existing | Space Heating | Natural Gas | Windows - High Efficiency | A | Original Unit Winter Peak Savings (kW) | Achievable Economic TRC Potential | 0 | 0 | 0 | 0 | 0 | 0 | 0 | 0 | 0 | 0 | 0 | 0 | 0 | 0 | 0 | 0 | 0 | 0 | 0 | 0 | 0 | 0 | 0 | 0 | 0 | 0 | 0 | 0 | 0 | 0 | 0
F4_Industrial_Other Industrial_Existing_Space Heating_Natural Gas_Windows - High Efficiency_A_Achievable Economic TRC Potential | F4 | Industrial | Other Industrial | Existing | Space Heating | Natural Gas | Windows - High Efficiency | A | Standalone Impact on Baseline Energy (%) | Achievable Economic TRC Potential | 0% | 0% | 0% | 0% | 0% | 0% | 0% | 0% | 0% | 0% | 0% | 0% | 0% | 0% | 0% | 0% | 0% | 0% | 0% | 0% | 0% | 0% | 0% | 0% | 0 | 0 | 0 | 0 | 0 | 0 | 0
F5_Industrial_Other Industrial_Existing_Space Heating_Natural Gas_Windows - High Efficiency_A_Achievable Economic TRC Potential | F5 | Industrial | Other Industrial | Existing | Space Heating | Natural Gas | Windows - High Efficiency | A | Standalone Impact on Baseline Summer Peak (%) | Achievable Economic TRC Potential | 0% | 0% | 0% | 0% | 0% | 0% | 0% | 0% | 0% | 0% | 0% | 0% | 0% | 0% | 0% | 0% | 0% | 0% | 0% | 0% | 0% | 0% | 0% | 0% | 0 | 0 | 0 | 0 | 0 | 0 | 0
F6_Industrial_Other Industrial_Existing_Space Heating_Natural Gas_Windows - High Efficiency_A_Achievable Economic TRC Potential | F6 | Industrial | Other Industrial | Existing | Space Heating | Natural Gas | Windows - High Efficiency | A | Standalone Impact on Baseline Winter Peak (%) | Achievable Economic TRC Potential | 0% | 0% | 0% | 0% | 0% | 0% | 0% | 0% | 0% | 0% | 0% | 0% | 0% | 0% | 0% | 0% | 0% | 0% | 0% | 0% | 0% | 0% | 0% | 0% | 0 | 0 | 0 | 0 | 0 | 0 | 0
F7_Industrial_Other Industrial_Existing_Space Heating_Natural Gas_Windows - High Efficiency_A_Achievable Economic TRC Potential | F7 | Industrial | Other Industrial | Existing | Space Heating | Natural Gas | Windows - High Efficiency | A | Incremental Energy Savings (MWh or mTherms) | Achievable Economic TRC Potential | 0 | 0 | 0 | 0 | 0 | 0 | 0 | 0 | 0 | 0 | 0 | 0 | 0 | 0 | 0 | 0 | 0 | 0 | 0 | 0 | 0 | 0 | 0 | 0 | 0 | 0 | 0 | 0 | 0 | 0 | 0
F8_Industrial_Other Industrial_Existing_Space Heating_Natural Gas_Windows - High Efficiency_A_Achievable Economic TRC Potential | F8 | Industrial | Other Industrial | Existing | Space Heating | Natural Gas | Windows - High Efficiency | A | Incremental Summer Peak Savings (MW) | Achievable Economic TRC Potential | 0 | 0 | 0 | 0 | 0 | 0 | 0 | 0 | 0 | 0 | 0 | 0 | 0 | 0 | 0 | 0 | 0 | 0 | 0 | 0 | 0 | 0 | 0 | 0 | 0 | 0 | 0 | 0 | 0 | 0 | 0
F9_Industrial_Other Industrial_Existing_Space Heating_Natural Gas_Windows - High Efficiency_A_Achievable Economic TRC Potential | F9 | Industrial | Other Industrial | Existing | Space Heating | Natural Gas | Windows - High Efficiency | A | Incremental Winter Peak Savings (MW) | Achievable Economic TRC Potential | 0 | 0 | 0 | 0 | 0 | 0 | 0 | 0 | 0 | 0 | 0 | 0 | 0 | 0 | 0 | 0 | 0 | 0 | 0 | 0 | 0 | 0 | 0 | 0 | 0 | 0 | 0 | 0 | 0 | 0 | 0
F10_Industrial_Other Industrial_Existing_Space Heating_Natural Gas_Windows - High Efficiency_A_Achievable Economic TRC Potential | F10 | Industrial | Other Industrial | Existing | Space Heating | Natural Gas | Windows - High Efficiency | A | Cumulative Energy Savings (MWh or mTherms) | Achievable Economic TRC Potential | 0 | 0 | 0 | 0 | 0 | 0 | 0 | 0 | 0 | 0 | 0 | 0 | 0 | 0 | 0 | 0 | 0 | 0 | 0 | 0 | 0 | 0 | 0 | 0 | 0 | 0 | 0 | 0 | 0 | 0 | 0
F11_Industrial_Other Industrial_Existing_Space Heating_Natural Gas_Windows - High Efficiency_A_Achievable Economic TRC Potential | F11 | Industrial | Other Industrial | Existing | Space Heating | Natural Gas | Windows - High Efficiency | A | Cumulative Summer Peak Savings (MW) | Achievable Economic TRC Potential | 0 | 0 | 0 | 0 | 0 | 0 | 0 | 0 | 0 | 0 | 0 | 0 | 0 | 0 | 0 | 0 | 0 | 0 | 0 | 0 | 0 | 0 | 0 | 0 | 0 | 0 | 0 | 0 | 0 | 0 | 0
F12_Industrial_Other Industrial_Existing_Space Heating_Natural Gas_Windows - High Efficiency_A_Achievable Economic TRC Potential | F12 | Industrial | Other Industrial | Existing | Space Heating | Natural Gas | Windows - High Efficiency | A | Cumulative Winter Peak Savings (MW) | Achievable Economic TRC Potential | 0 | 0 | 0 | 0 | 0 | 0 | 0 | 0 | 0 | 0 | 0 | 0 | 0 | 0 | 0 | 0 | 0 | 0 | 0 | 0 | 0 | 0 | 0 | 0 | 0 | 0 | 0 | 0 | 0 | 0 | 0
F13_Industrial_Other Industrial_Existing_Space Heating_Natural Gas_Windows - High Efficiency_A_Achievable Economic TRC Potential | F13 | Industrial | Other Industrial | Existing | Space Heating | Natural Gas | Windows - High Efficiency | A | Purchases (Incremental) | Achievable Economic TRC Potential | 0 | 0 | 0 | 0 | 0 | 0 | 0 | 0 | 0 | 0 | 0 | 0 | 0 | 0 | 0 | 0 | 0 | 0 | 0 | 0 | 0 | 0 | 0 | 0 | 0 | 0 | 0 | 0 | 0 | 0 | 0
F14_Industrial_Other Industrial_Existing_Space Heating_Natural Gas_Windows - High Efficiency_A_Achievable Economic TRC Potential | F14 | Industrial | Other Industrial | Existing | Space Heating | Natural Gas | Windows - High Efficiency | A | Purchases (Cumulative) | Achievable Economic TRC Potential | 0 | 0 | 0 | 0 | 0 | 0 | 0 | 0 | 0 | 0 | 0 | 0 | 0 | 0 | 0 | 0 | 0 | 0 | 0 | 0 | 0 | 0 | 0 | 0 | 0 | 0 | 0 | 0 | 0 | 0 | 0
F1_Industrial_Other Industrial_Existing_Space Heating_Natural Gas_Gas Boiler - Maintenance_A_Achievable Economic TRC Potential | F1 | Industrial | Other Industrial | Existing | Space Heating | Natural Gas | Gas Boiler - Maintenance | A | Original Unit Energy Savings (kWh or therms) | Achievable Economic TRC Potential | 0 | 0 | 0 | 0 | 0 | 2.0182 | 2.0045 | 1.9909 | 1.9773 | 1.9636 | 1.9504 | 1.9373 | 1.9243 | 1.9115 | 1.8979 | 1.8855 | 1.8732 | 1.8611 | 1.8491 | 1.8372 | 1.8256 | 1.8136 | 1.802 | 1.7908 | 1.7795 | 1.7691 | 1.7597 | 1.7511 | 1.7433 | 1.7361 | 1.7296
F2_Industrial_Other Industrial_Existing_Space Heating_Natural Gas_Gas Boiler - Maintenance_A_Achievable Economic TRC Potential | F2 | Industrial | Other Industrial | Existing | Space Heating | Natural Gas | Gas Boiler - Maintenance | A | Original Unit Summer Peak Savings (kW) | Achievable Economic TRC Potential | 0 | 0 | 0 | 0 | 0 | 0 | 0 | 0 | 0 | 0 | 0 | 0 | 0 | 0 | 0 | 0 | 0 | 0 | 0 | 0 | 0 | 0 | 0 | 0 | 0 | 0 | 0 | 0 | 0 | 0 | 0
F3_Industrial_Other Industrial_Existing_Space Heating_Natural Gas_Gas Boiler - Maintenance_A_Achievable Economic TRC Potential | F3 | Industrial | Other Industrial | Existing | Space Heating | Natural Gas | Gas Boiler - Maintenance | A | Original Unit Winter Peak Savings (kW) | Achievable Economic TRC Potential | 0 | 0 | 0 | 0 | 0 | 0 | 0 | 0 | 0 | 0 | 0 | 0 | 0 | 0 | 0 | 0 | 0 | 0 | 0 | 0 | 0 | 0 | 0 | 0 | 0 | 0 | 0 | 0 | 0 | 0 | 0
F4_Industrial_Other Industrial_Existing_Space Heating_Natural Gas_Gas Boiler - Maintenance_A_Achievable Economic TRC Potential | F4 | Industrial | Other Industrial | Existing | Space Heating | Natural Gas | Gas Boiler - Maintenance | A | Standalone Impact on Baseline Energy (%) | Achievable Economic TRC Potential | 0% | 0% | 0% | 0% | 0% | 0.004179% | 0.007097% | 0.009157% | 0.01072% | 0.01209% | 0.01344% | 0.01451% | 0.01542% | 0.01641% | 0.01698% | 0.01767% | 0.01808% | 0.01849% | 0.0189% | 0.01906% | 0.01931% | 0.01951% | 0.01969% | 0.01983% | 0.00019949 | 0.00019985 | 0.0002002 | 0.00020052 | 0 | 0 | 0
F5_Industrial_Other Industrial_Existing_Space Heating_Natural Gas_Gas Boiler - Maintenance_A_Achievable Economic TRC Potential | F5 | Industrial | Other Industrial | Existing | Space Heating | Natural Gas | Gas Boiler - Maintenance | A | Standalone Impact on Baseline Summer Peak (%) | Achievable Economic TRC Potential | 0% | 0% | 0% | 0% | 0% | 0% | 0% | 0% | 0% | 0% | 0% | 0% | 0% | 0% | 0% | 0% | 0% | 0% | 0% | 0% | 0% | 0% | 0% | 0% | 0 | 0 | 0 | 0 | 0 | 0 | 0
F6_Industrial_Other Industrial_Existing_Space Heating_Natural Gas_Gas Boiler - Maintenance_A_Achievable Economic TRC Potential | F6 | Industrial | Other Industrial | Existing | Space Heating | Natural Gas | Gas Boiler - Maintenance | A | Standalone Impact on Baseline Winter Peak (%) | Achievable Economic TRC Potential | 0% | 0% | 0% | 0% | 0% | 0% | 0% | 0% | 0% | 0% | 0% | 0% | 0% | 0% | 0% | 0% | 0% | 0% | 0% | 0% | 0% | 0% | 0% | 0% | 0 | 0 | 0 | 0 | 0 | 0 | 0
F7_Industrial_Other Industrial_Existing_Space Heating_Natural Gas_Gas Boiler - Maintenance_A_Achievable Economic TRC Potential | F7 | Industrial | Other Industrial | Existing | Space Heating | Natural Gas | Gas Boiler - Maintenance | A | Incremental Energy Savings (MWh or mTherms) | Achievable Economic TRC Potential | 0 | 0 | 0 | 0 | 0 | 0.031606 | 0.021991 | 0.015032 | 0.011633 | 0.01013 | 0.0085962 | 0.0072947 | 0.0061436 | 0.0050671 | 0.0042357 | 0.0034778 | 0.0026911 | 0.0020718 | 0.0015889 | 0.0012309 | 0.0011185 | 0.00086618 | 0.0007384 | 0.00061335 | 0.00049072 | 0 | 0 | 0 | 0 | 0 | 0
F8_Industrial_Other Industrial_Existing_Space Heating_Natural Gas_Gas Boiler - Maintenance_A_Achievable Economic TRC Potential | F8 | Industrial | Other Industrial | Existing | Space Heating | Natural Gas | Gas Boiler - Maintenance | A | Incremental Summer Peak Savings (MW) | Achievable Economic TRC Potential | 0 | 0 | 0 | 0 | 0 | 0 | 0 | 0 | 0 | 0 | 0 | 0 | 0 | 0 | 0 | 0 | 0 | 0 | 0 | 0 | 0 | 0 | 0 | 0 | 0 | 0 | 0 | 0 | 0 | 0 | 0
F9_Industrial_Other Industrial_Existing_Space Heating_Natural Gas_Gas Boiler - Maintenance_A_Achievable Economic TRC Potential | F9 | Industrial | Other Industrial | Existing | Space Heating | Natural Gas | Gas Boiler - Maintenance | A | Incremental Winter Peak Savings (MW) | Achievable Economic TRC Potential | 0 | 0 | 0 | 0 | 0 | 0 | 0 | 0 | 0 | 0 | 0 | 0 | 0 | 0 | 0 | 0 | 0 | 0 | 0 | 0 | 0 | 0 | 0 | 0 | 0 | 0 | 0 | 0 | 0 | 0 | 0
F10_Industrial_Other Industrial_Existing_Space Heating_Natural Gas_Gas Boiler - Maintenance_A_Achievable Economic TRC Potential | F10 | Industrial | Other Industrial | Existing | Space Heating | Natural Gas | Gas Boiler - Maintenance | A | Cumulative Energy Savings (MWh or mTherms) | Achievable Economic TRC Potential | 0 | 0 | 0 | 0 | 0 | 0.031606 | 0.053384 | 0.068053 | 0.079219 | 0.088803 | 0.0968 | 0.10344 | 0.1089 | 0.11324 | 0.11667 | 0.11938 | 0.12129 | 0.12258 | 0.12338 | 0.12382 | 0.12416 | 0.12421 | 0.12415 | 0.12399 | 0.1237 | 0.12298 | 0.12232 | 0.12173 | 0.12118 | 0.12068 | 0.12023
F11_Industrial_Other Industrial_Existing_Space Heating_Natural Gas_Gas Boiler - Maintenance_A_Achievable Economic TRC Potential | F11 | Industrial | Other Industrial | Existing | Space Heating | Natural Gas | Gas Boiler - Maintenance | A | Cumulative Summer Peak Savings (MW) | Achievable Economic TRC Potential | 0 | 0 | 0 | 0 | 0 | 0 | 0 | 0 | 0 | 0 | 0 | 0 | 0 | 0 | 0 | 0 | 0 | 0 | 0 | 0 | 0 | 0 | 0 | 0 | 0 | 0 | 0 | 0 | 0 | 0 | 0
F12_Industrial_Other Industrial_Existing_Space Heating_Natural Gas_Gas Boiler - Maintenance_A_Achievable Economic TRC Potential | F12 | Industrial | Other Industrial | Existing | Space Heating | Natural Gas | Gas Boiler - Maintenance | A | Cumulative Winter Peak Savings (MW) | Achievable Economic TRC Potential | 0 | 0 | 0 | 0 | 0 | 0 | 0 | 0 | 0 | 0 | 0 | 0 | 0 | 0 | 0 | 0 | 0 | 0 | 0 | 0 | 0 | 0 | 0 | 0 | 0 | 0 | 0 | 0 | 0 | 0 | 0
F13_Industrial_Other Industrial_Existing_Space Heating_Natural Gas_Gas Boiler - Maintenance_A_Achievable Economic TRC Potential | F13 | Industrial | Other Industrial | Existing | Space Heating | Natural Gas | Gas Boiler - Maintenance | A | Purchases (Incremental) | Achievable Economic TRC Potential | 0 | 0 | 0 | 0 | 0 | 15.6607 | 10.9709 | 7.55 | 5.8831 | 5.1588 | 4.4074 | 3.7654 | 3.1926 | 2.6508 | 2.2317 | 1.8445 | 1.4367 | 1.1132 | 0.85926 | 0.66999 | 0.61265 | 0.4776 | 0.40977 | 0.34251 | 0.27577 | 0 | 0 | 0 | 0 | 0 | 0
F14_Industrial_Other Industrial_Existing_Space Heating_Natural Gas_Gas Boiler - Maintenance_A_Achievable Economic TRC Potential | F14 | Industrial | Other Industrial | Existing | Space Heating | Natural Gas | Gas Boiler - Maintenance | A | Purchases (Cumulative) | Achievable Economic TRC Potential | 0 | 0 | 0 | 0 | 0 | 15.6607 | 26.6316 | 34.1816 | 40.0647 | 45.2235 | 49.6308 | 53.3962 | 56.5888 | 59.2396 | 61.4714 | 63.3159 | 64.7525 | 65.8658 | 66.725 | 67.395 | 68.0077 | 68.4853 | 68.895 | 69.2375 | 69.5133 | 69.5133 | 69.5133 | 69.5133 | 69.5133 | 69.5133 | 69.5133
F1_Industrial_Other Industrial_Existing_Process_Natural Gas_Gas Boiler - Maintenance_A_Achievable Economic TRC Potential | F1 | Industrial | Other Industrial | Existing | Process | Natural Gas | Gas Boiler - Maintenance | A | Original Unit Energy Savings (kWh or therms) | Achievable Economic TRC Potential | 0 | 0 | 0 | 0 | 0 | 1.5559 | 1.5559 | 1.5559 | 1.5559 | 1.5559 | 1.5559 | 1.5559 | 1.5559 | 1.5559 | 1.5559 | 1.5559 | 1.5559 | 1.5559 | 1.5559 | 1.5559 | 1.5559 | 1.5559 | 1.5559 | 1.5559 | 1.5559 | 1.5559 | 1.5559 | 1.5559 | 1.5559 | 1.5559 | 1.5559
F2_Industrial_Other Industrial_Existing_Process_Natural Gas_Gas Boiler - Maintenance_A_Achievable Economic TRC Potential | F2 | Industrial | Other Industrial | Existing | Process | Natural Gas | Gas Boiler - Maintenance | A | Original Unit Summer Peak Savings (kW) | Achievable Economic TRC Potential | 0 | 0 | 0 | 0 | 0 | 0 | 0 | 0 | 0 | 0 | 0 | 0 | 0 | 0 | 0 | 0 | 0 | 0 | 0 | 0 | 0 | 0 | 0 | 0 | 0 | 0 | 0 | 0 | 0 | 0 | 0
F3_Industrial_Other Industrial_Existing_Process_Natural Gas_Gas Boiler - Maintenance_A_Achievable Economic TRC Potential | F3 | Industrial | Other Industrial | Existing | Process | Natural Gas | Gas Boiler - Maintenance | A | Original Unit Winter Peak Savings (kW) | Achievable Economic TRC Potential | 0 | 0 | 0 | 0 | 0 | 0 | 0 | 0 | 0 | 0 | 0 | 0 | 0 | 0 | 0 | 0 | 0 | 0 | 0 | 0 | 0 | 0 | 0 | 0 | 0 | 0 | 0 | 0 | 0 | 0 | 0
F4_Industrial_Other Industrial_Existing_Process_Natural Gas_Gas Boiler - Maintenance_A_Achievable Economic TRC Potential | F4 | Industrial | Other Industrial | Existing | Process | Natural Gas | Gas Boiler - Maintenance | A | Standalone Impact on Baseline Energy (%) | Achievable Economic TRC Potential | 0% | 0% | 0% | 0% | 0% | 0.02236% | 0.03804% | 0.04912% | 0.05754% | 0.06489% | 0.07213% | 0.07782% | 0.08264% | 0.08791% | 0.09087% | 0.0945% | 0.09663% | 0.09879% | 0.101% | 0.1019% | 0.1032% | 0.1044% | 0.1054% | 0.1062% | 0.0010701 | 0.0010732 | 0.0010761 | 0.0010787 | 0 | 0 | 0
F5_Industrial_Other Industrial_Existing_Process_Natural Gas_Gas Boiler - Maintenance_A_Achievable Economic TRC Potential | F5 | Industrial | Other Industrial | Existing | Process | Natural Gas | Gas Boiler - Maintenance | A | Standalone Impact on Baseline Summer Peak (%) | Achievable Economic TRC Potential | 0% | 0% | 0% | 0% | 0% | 0% | 0% | 0% | 0% | 0% | 0% | 0% | 0% | 0% | 0% | 0% | 0% | 0% | 0% | 0% | 0% | 0% | 0% | 0% | 0 | 0 | 0 | 0 | 0 | 0 | 0
F6_Industrial_Other Industrial_Existing_Process_Natural Gas_Gas Boiler - Maintenance_A_Achievable Economic TRC Potential | F6 | Industrial | Other Industrial | Existing | Process | Natural Gas | Gas Boiler - Maintenance | A | Standalone Impact on Baseline Winter Peak (%) | Achievable Economic TRC Potential | 0% | 0% | 0% | 0% | 0% | 0% | 0% | 0% | 0% | 0% | 0% | 0% | 0% | 0% | 0% | 0% | 0% | 0% | 0% | 0% | 0% | 0% | 0% | 0% | 0 | 0 | 0 | 0 | 0 | 0 | 0
F7_Industrial_Other Industrial_Existing_Process_Natural Gas_Gas Boiler - Maintenance_A_Achievable Economic TRC Potential | F7 | Industrial | Other Industrial | Existing | Process | Natural Gas | Gas Boiler - Maintenance | A | Incremental Energy Savings (MWh or mTherms) | Achievable Economic TRC Potential | 0 | 0 | 0 | 0 | 0 | 0.3528 | 0.24715 | 0.17009 | 0.13253 | 0.11622 | 0.099288 | 0.084826 | 0.071922 | 0.059717 | 0.050276 | 0.041552 | 0.032365 | 0.025079 | 0.019357 | 0.015093 | 0.013802 | 0.010759 | 0.0092312 | 0.007716 | 0.0062125 | 0 | 0 | 0 | 0 | 0 | 0
F8_Industrial_Other Industrial_Existing_Process_Natural Gas_Gas Boiler - Maintenance_A_Achievable Economic TRC Potential | F8 | Industrial | Other Industrial | Existing | Process | Natural Gas | Gas Boiler - Maintenance | A | Incremental Summer Peak Savings (MW) | Achievable Economic TRC Potential | 0 | 0 | 0 | 0 | 0 | 0 | 0 | 0 | 0 | 0 | 0 | 0 | 0 | 0 | 0 | 0 | 0 | 0 | 0 | 0 | 0 | 0 | 0 | 0 | 0 | 0 | 0 | 0 | 0 | 0 | 0
F9_Industrial_Other Industrial_Existing_Process_Natural Gas_Gas Boiler - Maintenance_A_Achievable Economic TRC Potential | F9 | Industrial | Other Industrial | Existing | Process | Natural Gas | Gas Boiler - Maintenance | A | Incremental Winter Peak Savings (MW) | Achievable Economic TRC Potential | 0 | 0 | 0 | 0 | 0 | 0 | 0 | 0 | 0 | 0 | 0 | 0 | 0 | 0 | 0 | 0 | 0 | 0 | 0 | 0 | 0 | 0 | 0 | 0 | 0 | 0 | 0 | 0 | 0 | 0 | 0
F10_Industrial_Other Industrial_Existing_Process_Natural Gas_Gas Boiler - Maintenance_A_Achievable Economic TRC Potential | F10 | Industrial | Other Industrial | Existing | Process | Natural Gas | Gas Boiler - Maintenance | A | Cumulative Energy Savings (MWh or mTherms) | Achievable Economic TRC Potential | 0 | 0 | 0 | 0 | 0 | 0.3528 | 0.59995 | 0.77004 | 0.90257 | 1.0188 | 1.1181 | 1.2029 | 1.2748 | 1.3345 | 1.3848 | 1.4264 | 1.4587 | 1.4838 | 1.5032 | 1.5183 | 1.5321 | 1.5428 | 1.5521 | 1.5598 | 1.566 | 1.566 | 1.566 | 1.566 | 1.566 | 1.566 | 1.566
F11_Industrial_Other Industrial_Existing_Process_Natural Gas_Gas Boiler - Maintenance_A_Achievable Economic TRC Potential | F11 | Industrial | Other Industrial | Existing | Process | Natural Gas | Gas Boiler - Maintenance | A | Cumulative Summer Peak Savings (MW) | Achievable Economic TRC Potential | 0 | 0 | 0 | 0 | 0 | 0 | 0 | 0 | 0 | 0 | 0 | 0 | 0 | 0 | 0 | 0 | 0 | 0 | 0 | 0 | 0 | 0 | 0 | 0 | 0 | 0 | 0 | 0 | 0 | 0 | 0
F12_Industrial_Other Industrial_Existing_Process_Natural Gas_Gas Boiler - Maintenance_A_Achievable Economic TRC Potential | F12 | Industrial | Other Industrial | Existing | Process | Natural Gas | Gas Boiler - Maintenance | A | Cumulative Winter Peak Savings (MW) | Achievable Economic TRC Potential | 0 | 0 | 0 | 0 | 0 | 0 | 0 | 0 | 0 | 0 | 0 | 0 | 0 | 0 | 0 | 0 | 0 | 0 | 0 | 0 | 0 | 0 | 0 | 0 | 0 | 0 | 0 | 0 | 0 | 0 | 0
F13_Industrial_Other Industrial_Existing_Process_Natural Gas_Gas Boiler - Maintenance_A_Achievable Economic TRC Potential | F13 | Industrial | Other Industrial | Existing | Process | Natural Gas | Gas Boiler - Maintenance | A | Purchases (Incremental) | Achievable Economic TRC Potential | 0 | 0 | 0 | 0 | 0 | 226.7545 | 158.8497 | 109.3179 | 85.1829 | 74.6948 | 63.8152 | 54.5198 | 46.226 | 38.3816 | 32.3139 | 26.7065 | 20.8018 | 16.1189 | 12.4414 | 9.7009 | 8.8706 | 6.9152 | 5.9331 | 4.9592 | 3.9929 | 0 | 0 | 0 | 0 | 0 | 0
F14_Industrial_Other Industrial_Existing_Process_Natural Gas_Gas Boiler - Maintenance_A_Achievable Economic TRC Potential | F14 | Industrial | Other Industrial | Existing | Process | Natural Gas | Gas Boiler - Maintenance | A | Purchases (Cumulative) | Achievable Economic TRC Potential | 0 | 0 | 0 | 0 | 0 | 226.7545 | 385.6042 | 494.9221 | 580.105 | 654.7998 | 718.615 | 773.1348 | 819.3609 | 857.7425 | 890.0564 | 916.763 | 937.5648 | 953.6837 | 966.1251 | 975.826 | 984.6966 | 991.6119 | 997.545 | 1002.5042 | 1006.4971 | 1006.4971 | 1006.4971 | 1006.4971 | 1006.4971 | 1006.4971 | 1006.4971
F1_Industrial_Other Industrial_Existing_Space Heating_Natural Gas_Gas Furnace - Maintenance_A_Achievable Economic TRC Potential | F1 | Industrial | Other Industrial | Existing | Space Heating | Natural Gas | Gas Furnace - Maintenance | A | Original Unit Energy Savings (kWh or therms) | Achievable Economic TRC Potential | 0 | 0 | 0 | 0 | 0 | 0.0091939 | 0.0091109 | 0.0090054 | 0.0088982 | 0.0087907 | 0.0086854 | 0.0085811 | 0.0084829 | 0.0083904 | 0.0082972 | 0.0082156 | 0.0081386 | 0.0080664 | 0.0079984 | 0.0079296 | 0.007863 | 0.0077967 | 0.0077284 | 0.0076628 | 0.0075997 | 0.0075405 | 0.0074852 | 0.0074333 | 0.0073847 | 0.0073392 | 0.0072965
F2_Industrial_Other Industrial_Existing_Space Heating_Natural Gas_Gas Furnace - Maintenance_A_Achievable Economic TRC Potential | F2 | Industrial | Other Industrial | Existing | Space Heating | Natural Gas | Gas Furnace - Maintenance | A | Original Unit Summer Peak Savings (kW) | Achievable Economic TRC Potential | 0 | 0 | 0 | 0 | 0 | 0 | 0 | 0 | 0 | 0 | 0 | 0 | 0 | 0 | 0 | 0 | 0 | 0 | 0 | 0 | 0 | 0 | 0 | 0 | 0 | 0 | 0 | 0 | 0 | 0 | 0
F3_Industrial_Other Industrial_Existing_Space Heating_Natural Gas_Gas Furnace - Maintenance_A_Achievable Economic TRC Potential | F3 | Industrial | Other Industrial | Existing | Space Heating | Natural Gas | Gas Furnace - Maintenance | A | Original Unit Winter Peak Savings (kW) | Achievable Economic TRC Potential | 0 | 0 | 0 | 0 | 0 | 0 | 0 | 0 | 0 | 0 | 0 | 0 | 0 | 0 | 0 | 0 | 0 | 0 | 0 | 0 | 0 | 0 | 0 | 0 | 0 | 0 | 0 | 0 | 0 | 0 | 0
F4_Industrial_Other Industrial_Existing_Space Heating_Natural Gas_Gas Furnace - Maintenance_A_Achievable Economic TRC Potential | F4 | Industrial | Other Industrial | Existing | Space Heating | Natural Gas | Gas Furnace - Maintenance | A | Standalone Impact on Baseline Energy (%) | Achievable Economic TRC Potential | 0% | 0% | 0% | 0% | 0% | 0.0001285% | 0.0002178% | 0.0002796% | 0.0003258% | 0.0003655% | 0.0004042% | 0.000434% | 0.0004589% | 0.0004863% | 0.0005011% | 0.0005198% | 0.0005304% | 0.0005411% | 0.000552% | 0.0005556% | 0.0005616% | 0.0005664% | 0.0005701% | 0.000573% | 5.7525e-06 | 5.7515e-06 | 5.7497e-06 | 5.7472e-06 | 0 | 0 | 0
F5_Industrial_Other Industrial_Existing_Space Heating_Natural Gas_Gas Furnace - Maintenance_A_Achievable Economic TRC Potential | F5 | Industrial | Other Industrial | Existing | Space Heating | Natural Gas | Gas Furnace - Maintenance | A | Standalone Impact on Baseline Summer Peak (%) | Achievable Economic TRC Potential | 0% | 0% | 0% | 0% | 0% | 0% | 0% | 0% | 0% | 0% | 0% | 0% | 0% | 0% | 0% | 0% | 0% | 0% | 0% | 0% | 0% | 0% | 0% | 0% | 0 | 0 | 0 | 0 | 0 | 0 | 0
F6_Industrial_Other Industrial_Existing_Space Heating_Natural Gas_Gas Furnace - Maintenance_A_Achievable Economic TRC Potential | F6 | Industrial | Other Industrial | Existing | Space Heating | Natural Gas | Gas Furnace - Maintenance | A | Standalone Impact on Baseline Winter Peak (%) | Achievable Economic TRC Potential | 0% | 0% | 0% | 0% | 0% | 0% | 0% | 0% | 0% | 0% | 0% | 0% | 0% | 0% | 0% | 0% | 0% | 0% | 0% | 0% | 0% | 0% | 0% | 0% | 0 | 0 | 0 | 0 | 0 | 0 | 0
F7_Industrial_Other Industrial_Existing_Space Heating_Natural Gas_Gas Furnace - Maintenance_A_Achievable Economic TRC Potential | F7 | Industrial | Other Industrial | Existing | Space Heating | Natural Gas | Gas Furnace - Maintenance | A | Incremental Energy Savings (MWh or mTherms) | Achievable Economic TRC Potential | 0 | 0 | 0 | 0 | 0 | 0.00097216 | 0.00067489 | 0.00045907 | 0.00035346 | 0.00030619 | 0.00025846 | 0.00021816 | 0.00018286 | 0.00015017 | 0.00012503 | 0.00010232 | 7.8947e-05 | 6.0631e-05 | 4.6404e-05 | 3.5871e-05 | 3.2526e-05 | 2.5142e-05 | 2.1382e-05 | 1.7721e-05 | 1.415e-05 | 0 | 0 | 0 | 0 | 0 | 0
F8_Industrial_Other Industrial_Existing_Space Heating_Natural Gas_Gas Furnace - Maintenance_A_Achievable Economic TRC Potential | F8 | Industrial | Other Industrial | Existing | Space Heating | Natural Gas | Gas Furnace - Maintenance | A | Incremental Summer Peak Savings (MW) | Achievable Economic TRC Potential | 0 | 0 | 0 | 0 | 0 | 0 | 0 | 0 | 0 | 0 | 0 | 0 | 0 | 0 | 0 | 0 | 0 | 0 | 0 | 0 | 0 | 0 | 0 | 0 | 0 | 0 | 0 | 0 | 0 | 0 | 0
F9_Industrial_Other Industrial_Existing_Space Heating_Natural Gas_Gas Furnace - Maintenance_A_Achievable Economic TRC Potential | F9 | Industrial | Other Industrial | Existing | Space Heating | Natural Gas | Gas Furnace - Maintenance | A | Incremental Winter Peak Savings (MW) | Achievable Economic TRC Potential | 0 | 0 | 0 | 0 | 0 | 0 | 0 | 0 | 0 | 0 | 0 | 0 | 0 | 0 | 0 | 0 | 0 | 0 | 0 | 0 | 0 | 0 | 0 | 0 | 0 | 0 | 0 | 0 | 0 | 0 | 0
F10_Industrial_Other Industrial_Existing_Space Heating_Natural Gas_Gas Furnace - Maintenance_A_Achievable Economic TRC Potential | F10 | Industrial | Other Industrial | Existing | Space Heating | Natural Gas | Gas Furnace - Maintenance | A | Cumulative Energy Savings (MWh or mTherms) | Achievable Economic TRC Potential | 0 | 0 | 0 | 0 | 0 | 0.00097216 | 0.0016383 | 0.0020784 | 0.0024071 | 0.0026842 | 0.0029105 | 0.0030937 | 0.0032412 | 0.003356 | 0.0034437 | 0.0035122 | 0.0035582 | 0.0035873 | 0.0036035 | 0.0036083 | 0.0036105 | 0.0036053 | 0.0035951 | 0.0035823 | 0.0035669 | 0.0035391 | 0.0035132 | 0.0034888 | 0.003466 | 0.0034446 | 0.0034246
F11_Industrial_Other Industrial_Existing_Space Heating_Natural Gas_Gas Furnace - Maintenance_A_Achievable Economic TRC Potential | F11 | Industrial | Other Industrial | Existing | Space Heating | Natural Gas | Gas Furnace - Maintenance | A | Cumulative Summer Peak Savings (MW) | Achievable Economic TRC Potential | 0 | 0 | 0 | 0 | 0 | 0 | 0 | 0 | 0 | 0 | 0 | 0 | 0 | 0 | 0 | 0 | 0 | 0 | 0 | 0 | 0 | 0 | 0 | 0 | 0 | 0 | 0 | 0 | 0 | 0 | 0
F12_Industrial_Other Industrial_Existing_Space Heating_Natural Gas_Gas Furnace - Maintenance_A_Achievable Economic TRC Potential | F12 | Industrial | Other Industrial | Existing | Space Heating | Natural Gas | Gas Furnace - Maintenance | A | Cumulative Winter Peak Savings (MW) | Achievable Economic TRC Potential | 0 | 0 | 0 | 0 | 0 | 0 | 0 | 0 | 0 | 0 | 0 | 0 | 0 | 0 | 0 | 0 | 0 | 0 | 0 | 0 | 0 | 0 | 0 | 0 | 0 | 0 | 0 | 0 | 0 | 0 | 0
F13_Industrial_Other Industrial_Existing_Space Heating_Natural Gas_Gas Furnace - Maintenance_A_Achievable Economic TRC Potential | F13 | Industrial | Other Industrial | Existing | Space Heating | Natural Gas | Gas Furnace - Maintenance | A | Purchases (Incremental) | Achievable Economic TRC Potential | 0 | 0 | 0 | 0 | 0 | 105.7401 | 74.0747 | 50.9771 | 39.7225 | 34.8317 | 29.7583 | 25.4237 | 21.5561 | 17.8981 | 15.0686 | 12.4538 | 9.7003 | 7.5166 | 5.8017 | 4.5237 | 4.1366 | 3.2247 | 2.7667 | 2.3126 | 1.862 | 0 | 0 | 0 | 0 | 0 | 0
F14_Industrial_Other Industrial_Existing_Space Heating_Natural Gas_Gas Furnace - Maintenance_A_Achievable Economic TRC Potential | F14 | Industrial | Other Industrial | Existing | Space Heating | Natural Gas | Gas Furnace - Maintenance | A | Purchases (Cumulative) | Achievable Economic TRC Potential | 0 | 0 | 0 | 0 | 0 | 105.7401 | 179.8148 | 230.7919 | 270.5143 | 305.346 | 335.1043 | 360.5279 | 382.084 | 399.9822 | 415.0508 | 427.5045 | 437.2048 | 444.7214 | 450.5231 | 455.0468 | 459.1833 | 462.408 | 465.1748 | 467.4874 | 469.3493 | 469.3493 | 469.3493 | 469.3493 | 469.3493 | 469.3493 | 469.3493
F1_Industrial_Other Industrial_Existing_Space Heating_Natural Gas_Gas Boiler - Hot Water Reset_A_Achievable Economic TRC Potential | F1 | Industrial | Other Industrial | Existing | Space Heating | Natural Gas | Gas Boiler - Hot Water Reset | A | Original Unit Energy Savings (kWh or therms) | Achievable Economic TRC Potential | 0 | 0 | 0 | 0 | 0 | 7.3389 | 7.2892 | 7.2397 | 7.1901 | 7.1405 | 7.0924 | 7.0447 | 6.9976 | 6.951 | 6.9016 | 6.8563 | 6.8116 | 6.7675 | 6.7241 | 6.6807 | 6.6387 | 6.5949 | 6.5527 | 6.5119 | 6.4707 | 6.4332 | 6.3989 | 6.3677 | 6.3392 | 6.3131 | 6.2894
F2_Industrial_Other Industrial_Existing_Space Heating_Natural Gas_Gas Boiler - Hot Water Reset_A_Achievable Economic TRC Potential | F2 | Industrial | Other Industrial | Existing | Space Heating | Natural Gas | Gas Boiler - Hot Water Reset | A | Original Unit Summer Peak Savings (kW) | Achievable Economic TRC Potential | 0 | 0 | 0 | 0 | 0 | 0 | 0 | 0 | 0 | 0 | 0 | 0 | 0 | 0 | 0 | 0 | 0 | 0 | 0 | 0 | 0 | 0 | 0 | 0 | 0 | 0 | 0 | 0 | 0 | 0 | 0
F3_Industrial_Other Industrial_Existing_Space Heating_Natural Gas_Gas Boiler - Hot Water Reset_A_Achievable Economic TRC Potential | F3 | Industrial | Other Industrial | Existing | Space Heating | Natural Gas | Gas Boiler - Hot Water Reset | A | Original Unit Winter Peak Savings (kW) | Achievable Economic TRC Potential | 0 | 0 | 0 | 0 | 0 | 0 | 0 | 0 | 0 | 0 | 0 | 0 | 0 | 0 | 0 | 0 | 0 | 0 | 0 | 0 | 0 | 0 | 0 | 0 | 0 | 0 | 0 | 0 | 0 | 0 | 0
F4_Industrial_Other Industrial_Existing_Space Heating_Natural Gas_Gas Boiler - Hot Water Reset_A_Achievable Economic TRC Potential | F4 | Industrial | Other Industrial | Existing | Space Heating | Natural Gas | Gas Boiler - Hot Water Reset | A | Standalone Impact on Baseline Energy (%) | Achievable Economic TRC Potential | 0% | 0% | 0% | 0% | 0% | 0.007385% | 0.01643% | 0.02758% | 0.0404% | 0.05501% | 0.07286% | 0.09189% | 0.1113% | 0.1313% | 0.1465% | 0.1601% | 0.1682% | 0.1738% | 0.1776% | 0.1783% | 0.1793% | 0.18% | 0.1805% | 0.181% | 0.0018133 | 0.0018166 | 0.0018197 | 0.0018227 | 0 | 0 | 0
F5_Industrial_Other Industrial_Existing_Space Heating_Natural Gas_Gas Boiler - Hot Water Reset_A_Achievable Economic TRC Potential | F5 | Industrial | Other Industrial | Existing | Space Heating | Natural Gas | Gas Boiler - Hot Water Reset | A | Standalone Impact on Baseline Summer Peak (%) | Achievable Economic TRC Potential | 0% | 0% | 0% | 0% | 0% | 0% | 0% | 0% | 0% | 0% | 0% | 0% | 0% | 0% | 0% | 0% | 0% | 0% | 0% | 0% | 0% | 0% | 0% | 0% | 0 | 0 | 0 | 0 | 0 | 0 | 0
F6_Industrial_Other Industrial_Existing_Space Heating_Natural Gas_Gas Boiler - Hot Water Reset_A_Achievable Economic TRC Potential | F6 | Industrial | Other Industrial | Existing | Space Heating | Natural Gas | Gas Boiler - Hot Water Reset | A | Standalone Impact on Baseline Winter Peak (%) | Achievable Economic TRC Potential | 0% | 0% | 0% | 0% | 0% | 0% | 0% | 0% | 0% | 0% | 0% | 0% | 0% | 0% | 0% | 0% | 0% | 0% | 0% | 0% | 0% | 0% | 0% | 0% | 0 | 0 | 0 | 0 | 0 | 0 | 0
F7_Industrial_Other Industrial_Existing_Space Heating_Natural Gas_Gas Boiler - Hot Water Reset_A_Achievable Economic TRC Potential | F7 | Industrial | Other Industrial | Existing | Space Heating | Natural Gas | Gas Boiler - Hot Water Reset | A | Incremental Energy Savings (MWh or mTherms) | Achievable Economic TRC Potential | 0 | 0 | 0 | 0 | 0 | 0.055856 | 0.06808 | 0.082257 | 0.094883 | 0.10757 | 0.12333 | 0.13402 | 0.13571 | 0.12503 | 0.10711 | 0.08156 | 0.053633 | 0.030785 | 0.014596 | 0.0061425 | 0.0022104 | 0.00068322 | 0.00014742 | 2.3999e-05 | 2.8534e-06 | 0 | 0 | 0 | 0 | 0 | 0
F8_Industrial_Other Industrial_Existing_Space Heating_Natural Gas_Gas Boiler - Hot Water Reset_A_Achievable Economic TRC Potential | F8 | Industrial | Other Industrial | Existing | Space Heating | Natural Gas | Gas Boiler - Hot Water Reset | A | Incremental Summer Peak Savings (MW) | Achievable Economic TRC Potential | 0 | 0 | 0 | 0 | 0 | 0 | 0 | 0 | 0 | 0 | 0 | 0 | 0 | 0 | 0 | 0 | 0 | 0 | 0 | 0 | 0 | 0 | 0 | 0 | 0 | 0 | 0 | 0 | 0 | 0 | 0
F9_Industrial_Other Industrial_Existing_Space Heating_Natural Gas_Gas Boiler - Hot Water Reset_A_Achievable Economic TRC Potential | F9 | Industrial | Other Industrial | Existing | Space Heating | Natural Gas | Gas Boiler - Hot Water Reset | A | Incremental Winter Peak Savings (MW) | Achievable Economic TRC Potential | 0 | 0 | 0 | 0 | 0 | 0 | 0 | 0 | 0 | 0 | 0 | 0 | 0 | 0 | 0 | 0 | 0 | 0 | 0 | 0 | 0 | 0 | 0 | 0 | 0 | 0 | 0 | 0 | 0 | 0 | 0
F10_Industrial_Other Industrial_Existing_Space Heating_Natural Gas_Gas Boiler - Hot Water Reset_A_Achievable Economic TRC Potential | F10 | Industrial | Other Industrial | Existing | Space Heating | Natural Gas | Gas Boiler - Hot Water Reset | A | Cumulative Energy Savings (MWh or mTherms) | Achievable Economic TRC Potential | 0 | 0 | 0 | 0 | 0 | 0.055856 | 0.12356 | 0.20498 | 0.29845 | 0.40397 | 0.52457 | 0.65506 | 0.78639 | 0.90618 | 1.0069 | 1.0818 | 1.1284 | 1.1519 | 1.1591 | 1.1577 | 1.1527 | 1.1458 | 1.1386 | 1.1315 | 1.1243 | 1.1178 | 1.1119 | 1.1064 | 1.1015 | 1.097 | 1.0928
F11_Industrial_Other Industrial_Existing_Space Heating_Natural Gas_Gas Boiler - Hot Water Reset_A_Achievable Economic TRC Potential | F11 | Industrial | Other Industrial | Existing | Space Heating | Natural Gas | Gas Boiler - Hot Water Reset | A | Cumulative Summer Peak Savings (MW) | Achievable Economic TRC Potential | 0 | 0 | 0 | 0 | 0 | 0 | 0 | 0 | 0 | 0 | 0 | 0 | 0 | 0 | 0 | 0 | 0 | 0 | 0 | 0 | 0 | 0 | 0 | 0 | 0 | 0 | 0 | 0 | 0 | 0 | 0
F12_Industrial_Other Industrial_Existing_Space Heating_Natural Gas_Gas Boiler - Hot Water Reset_A_Achievable Economic TRC Potential | F12 | Industrial | Other Industrial | Existing | Space Heating | Natural Gas | Gas Boiler - Hot Water Reset | A | Cumulative Winter Peak Savings (MW) | Achievable Economic TRC Potential | 0 | 0 | 0 | 0 | 0 | 0 | 0 | 0 | 0 | 0 | 0 | 0 | 0 | 0 | 0 | 0 | 0 | 0 | 0 | 0 | 0 | 0 | 0 | 0 | 0 | 0 | 0 | 0 | 0 | 0 | 0
F13_Industrial_Other Industrial_Existing_Space Heating_Natural Gas_Gas Boiler - Hot Water Reset_A_Achievable Economic TRC Potential | F13 | Industrial | Other Industrial | Existing | Space Heating | Natural Gas | Gas Boiler - Hot Water Reset | A | Purchases (Incremental) | Achievable Economic TRC Potential | 0 | 0 | 0 | 0 | 0 | 7.6109 | 9.3398 | 11.3618 | 13.1964 | 15.0646 | 17.3887 | 19.0236 | 19.3945 | 17.9867 | 15.5201 | 11.8956 | 7.8738 | 4.5489 | 2.1707 | 0.91944 | 0.33296 | 0.1036 | 0.022497 | 0.0036854 | 0.00044097 | 0 | 0 | 0 | 0 | 0 | 0
F14_Industrial_Other Industrial_Existing_Space Heating_Natural Gas_Gas Boiler - Hot Water Reset_A_Achievable Economic TRC Potential | F14 | Industrial | Other Industrial | Existing | Space Heating | Natural Gas | Gas Boiler - Hot Water Reset | A | Purchases (Cumulative) | Achievable Economic TRC Potential | 0 | 0 | 0 | 0 | 0 | 7.6109 | 16.9507 | 28.3126 | 41.509 | 56.5737 | 73.9624 | 92.986 | 112.3804 | 130.3671 | 145.8873 | 157.7829 | 165.6567 | 170.2056 | 172.3762 | 173.2957 | 173.6286 | 173.7322 | 173.7547 | 173.7584 | 173.7588 | 173.7588 | 173.7588 | 173.7588 | 173.7588 | 173.7588 | 173.7588
F1_Industrial_Other Industrial_Existing_Process_Natural Gas_Gas Boiler - Hot Water Reset_A_Achievable Economic TRC Potential | F1 | Industrial | Other Industrial | Existing | Process | Natural Gas | Gas Boiler - Hot Water Reset | A | Original Unit Energy Savings (kWh or therms) | Achievable Economic TRC Potential | 0 | 0 | 0 | 0 | 0 | 2.8289 | 2.8289 | 2.8289 | 2.8289 | 2.8289 | 2.8289 | 2.8289 | 2.8289 | 2.8289 | 2.8289 | 2.8289 | 2.8289 | 2.8289 | 2.8289 | 2.8289 | 2.8289 | 2.8289 | 2.8289 | 2.8289 | 2.8289 | 2.8289 | 2.8289 | 2.8289 | 2.8289 | 2.8289 | 2.8289
F2_Industrial_Other Industrial_Existing_Process_Natural Gas_Gas Boiler - Hot Water Reset_A_Achievable Economic TRC Potential | F2 | Industrial | Other Industrial | Existing | Process | Natural Gas | Gas Boiler - Hot Water Reset | A | Original Unit Summer Peak Savings (kW) | Achievable Economic TRC Potential | 0 | 0 | 0 | 0 | 0 | 0 | 0 | 0 | 0 | 0 | 0 | 0 | 0 | 0 | 0 | 0 | 0 | 0 | 0 | 0 | 0 | 0 | 0 | 0 | 0 | 0 | 0 | 0 | 0 | 0 | 0
F3_Industrial_Other Industrial_Existing_Process_Natural Gas_Gas Boiler - Hot Water Reset_A_Achievable Economic TRC Potential | F3 | Industrial | Other Industrial | Existing | Process | Natural Gas | Gas Boiler - Hot Water Reset | A | Original Unit Winter Peak Savings (kW) | Achievable Economic TRC Potential | 0 | 0 | 0 | 0 | 0 | 0 | 0 | 0 | 0 | 0 | 0 | 0 | 0 | 0 | 0 | 0 | 0 | 0 | 0 | 0 | 0 | 0 | 0 | 0 | 0 | 0 | 0 | 0 | 0 | 0 | 0
F4_Industrial_Other Industrial_Existing_Process_Natural Gas_Gas Boiler - Hot Water Reset_A_Achievable Economic TRC Potential | F4 | Industrial | Other Industrial | Existing | Process | Natural Gas | Gas Boiler - Hot Water Reset | A | Standalone Impact on Baseline Energy (%) | Achievable Economic TRC Potential | 0% | 0% | 0% | 0% | 0% | 0.01976% | 0.04402% | 0.07397% | 0.1084% | 0.1476% | 0.1954% | 0.2464% | 0.2984% | 0.3517% | 0.3921% | 0.4282% | 0.4495% | 0.4641% | 0.4743% | 0.4763% | 0.4792% | 0.4813% | 0.4831% | 0.4848% | 0.0048633 | 0.0048775 | 0.0048906 | 0.0049024 | 0 | 0 | 0
F5_Industrial_Other Industrial_Existing_Process_Natural Gas_Gas Boiler - Hot Water Reset_A_Achievable Economic TRC Potential | F5 | Industrial | Other Industrial | Existing | Process | Natural Gas | Gas Boiler - Hot Water Reset | A | Standalone Impact on Baseline Summer Peak (%) | Achievable Economic TRC Potential | 0% | 0% | 0% | 0% | 0% | 0% | 0% | 0% | 0% | 0% | 0% | 0% | 0% | 0% | 0% | 0% | 0% | 0% | 0% | 0% | 0% | 0% | 0% | 0% | 0 | 0 | 0 | 0 | 0 | 0 | 0
F6_Industrial_Other Industrial_Existing_Process_Natural Gas_Gas Boiler - Hot Water Reset_A_Achievable Economic TRC Potential | F6 | Industrial | Other Industrial | Existing | Process | Natural Gas | Gas Boiler - Hot Water Reset | A | Standalone Impact on Baseline Winter Peak (%) | Achievable Economic TRC Potential | 0% | 0% | 0% | 0% | 0% | 0% | 0% | 0% | 0% | 0% | 0% | 0% | 0% | 0% | 0% | 0% | 0% | 0% | 0% | 0% | 0% | 0% | 0% | 0% | 0 | 0 | 0 | 0 | 0 | 0 | 0
F7_Industrial_Other Industrial_Existing_Process_Natural Gas_Gas Boiler - Hot Water Reset_A_Achievable Economic TRC Potential | F7 | Industrial | Other Industrial | Existing | Process | Natural Gas | Gas Boiler - Hot Water Reset | A | Incremental Energy Savings (MWh or mTherms) | Achievable Economic TRC Potential | 0 | 0 | 0 | 0 | 0 | 0.31174 | 0.38256 | 0.46538 | 0.54052 | 0.61704 | 0.71224 | 0.7792 | 0.79439 | 0.73673 | 0.6357 | 0.48724 | 0.32251 | 0.18632 | 0.08891 | 0.03766 | 0.013638 | 0.0042433 | 0.00092148 | 0.00015095 | 1.8062e-05 | 0 | 0 | 0 | 0 | 0 | 0
F8_Industrial_Other Industrial_Existing_Process_Natural Gas_Gas Boiler - Hot Water Reset_A_Achievable Economic TRC Potential | F8 | Industrial | Other Industrial | Existing | Process | Natural Gas | Gas Boiler - Hot Water Reset | A | Incremental Summer Peak Savings (MW) | Achievable Economic TRC Potential | 0 | 0 | 0 | 0 | 0 | 0 | 0 | 0 | 0 | 0 | 0 | 0 | 0 | 0 | 0 | 0 | 0 | 0 | 0 | 0 | 0 | 0 | 0 | 0 | 0 | 0 | 0 | 0 | 0 | 0 | 0
F9_Industrial_Other Industrial_Existing_Process_Natural Gas_Gas Boiler - Hot Water Reset_A_Achievable Economic TRC Potential | F9 | Industrial | Other Industrial | Existing | Process | Natural Gas | Gas Boiler - Hot Water Reset | A | Incremental Winter Peak Savings (MW) | Achievable Economic TRC Potential | 0 | 0 | 0 | 0 | 0 | 0 | 0 | 0 | 0 | 0 | 0 | 0 | 0 | 0 | 0 | 0 | 0 | 0 | 0 | 0 | 0 | 0 | 0 | 0 | 0 | 0 | 0 | 0 | 0 | 0 | 0
F10_Industrial_Other Industrial_Existing_Process_Natural Gas_Gas Boiler - Hot Water Reset_A_Achievable Economic TRC Potential | F10 | Industrial | Other Industrial | Existing | Process | Natural Gas | Gas Boiler - Hot Water Reset | A | Cumulative Energy Savings (MWh or mTherms) | Achievable Economic TRC Potential | 0 | 0 | 0 | 0 | 0 | 0.31174 | 0.6943 | 1.1597 | 1.7002 | 2.3172 | 3.0295 | 3.8087 | 4.6031 | 5.3398 | 5.9755 | 6.4627 | 6.7853 | 6.9716 | 7.0605 | 7.0981 | 7.1118 | 7.116 | 7.1169 | 7.1171 | 7.1171 | 7.1171 | 7.1171 | 7.1171 | 7.1171 | 7.1171 | 7.1171
F11_Industrial_Other Industrial_Existing_Process_Natural Gas_Gas Boiler - Hot Water Reset_A_Achievable Economic TRC Potential | F11 | Industrial | Other Industrial | Existing | Process | Natural Gas | Gas Boiler - Hot Water Reset | A | Cumulative Summer Peak Savings (MW) | Achievable Economic TRC Potential | 0 | 0 | 0 | 0 | 0 | 0 | 0 | 0 | 0 | 0 | 0 | 0 | 0 | 0 | 0 | 0 | 0 | 0 | 0 | 0 | 0 | 0 | 0 | 0 | 0 | 0 | 0 | 0 | 0 | 0 | 0
F12_Industrial_Other Industrial_Existing_Process_Natural Gas_Gas Boiler - Hot Water Reset_A_Achievable Economic TRC Potential | F12 | Industrial | Other Industrial | Existing | Process | Natural Gas | Gas Boiler - Hot Water Reset | A | Cumulative Winter Peak Savings (MW) | Achievable Economic TRC Potential | 0 | 0 | 0 | 0 | 0 | 0 | 0 | 0 | 0 | 0 | 0 | 0 | 0 | 0 | 0 | 0 | 0 | 0 | 0 | 0 | 0 | 0 | 0 | 0 | 0 | 0 | 0 | 0 | 0 | 0 | 0
F13_Industrial_Other Industrial_Existing_Process_Natural Gas_Gas Boiler - Hot Water Reset_A_Achievable Economic TRC Potential | F13 | Industrial | Other Industrial | Existing | Process | Natural Gas | Gas Boiler - Hot Water Reset | A | Purchases (Incremental) | Achievable Economic TRC Potential | 0 | 0 | 0 | 0 | 0 | 110.1998 | 135.2335 | 164.5103 | 191.0738 | 218.1241 | 251.7748 | 275.4462 | 280.8164 | 260.4334 | 224.7193 | 172.2389 | 114.0062 | 65.864 | 31.4294 | 13.3128 | 4.821 | 1.5 | 0.32574 | 0.053361 | 0.0063849 | 0 | 0 | 0 | 0 | 0 | 0
F14_Industrial_Other Industrial_Existing_Process_Natural Gas_Gas Boiler - Hot Water Reset_A_Achievable Economic TRC Potential | F14 | Industrial | Other Industrial | Existing | Process | Natural Gas | Gas Boiler - Hot Water Reset | A | Purchases (Cumulative) | Achievable Economic TRC Potential | 0 | 0 | 0 | 0 | 0 | 110.1998 | 245.4333 | 409.9436 | 601.0174 | 819.1415 | 1070.9163 | 1346.3625 | 1627.1788 | 1887.6122 | 2112.3315 | 2284.5704 | 2398.5766 | 2464.4406 | 2495.87 | 2509.1828 | 2514.0038 | 2515.5038 | 2515.8295 | 2515.8829 | 2515.8893 | 2515.8893 | 2515.8893 | 2515.8893 | 2515.8893 | 2515.8893 | 2515.8893
F1_Industrial_Other Industrial_Existing_Space Heating_Natural Gas_Steam Trap Maintenance_A_Achievable Economic TRC Potential | F1 | Industrial | Other Industrial | Existing | Space Heating | Natural Gas | Steam Trap Maintenance | A | Original Unit Energy Savings (kWh or therms) | Achievable Economic TRC Potential | 0 | 0 | 0 | 0 | 0 | 2.5927 | 2.5751 | 2.5577 | 2.5401 | 2.5226 | 2.5056 | 2.4888 | 2.4721 | 2.4556 | 2.4382 | 2.4222 | 2.4064 | 2.3908 | 2.3755 | 2.3601 | 2.3453 | 2.3299 | 2.3149 | 2.3005 | 2.286 | 2.2727 | 2.2606 | 2.2496 | 2.2395 | 2.2303 | 2.2219
F2_Industrial_Other Industrial_Existing_Space Heating_Natural Gas_Steam Trap Maintenance_A_Achievable Economic TRC Potential | F2 | Industrial | Other Industrial | Existing | Space Heating | Natural Gas | Steam Trap Maintenance | A | Original Unit Summer Peak Savings (kW) | Achievable Economic TRC Potential | 0 | 0 | 0 | 0 | 0 | 0 | 0 | 0 | 0 | 0 | 0 | 0 | 0 | 0 | 0 | 0 | 0 | 0 | 0 | 0 | 0 | 0 | 0 | 0 | 0 | 0 | 0 | 0 | 0 | 0 | 0
F3_Industrial_Other Industrial_Existing_Space Heating_Natural Gas_Steam Trap Maintenance_A_Achievable Economic TRC Potential | F3 | Industrial | Other Industrial | Existing | Space Heating | Natural Gas | Steam Trap Maintenance | A | Original Unit Winter Peak Savings (kW) | Achievable Economic TRC Potential | 0 | 0 | 0 | 0 | 0 | 0 | 0 | 0 | 0 | 0 | 0 | 0 | 0 | 0 | 0 | 0 | 0 | 0 | 0 | 0 | 0 | 0 | 0 | 0 | 0 | 0 | 0 | 0 | 0 | 0 | 0
F4_Industrial_Other Industrial_Existing_Space Heating_Natural Gas_Steam Trap Maintenance_A_Achievable Economic TRC Potential | F4 | Industrial | Other Industrial | Existing | Space Heating | Natural Gas | Steam Trap Maintenance | A | Standalone Impact on Baseline Energy (%) | Achievable Economic TRC Potential | 0% | 0% | 0% | 0% | 0% | 0.001456% | 0.002908% | 0.004375% | 0.005823% | 0.00727% | 0.008817% | 0.0103% | 0.01178% | 0.01343% | 0.01484% | 0.01645% | 0.01792% | 0.01948% | 0.02111% | 0.02254% | 0.02408% | 0.02562% | 0.02715% | 0.02867% | 0.0003018 | 0.00030235 | 0.00030287 | 0.00030336 | 0 | 0 | 0
F5_Industrial_Other Industrial_Existing_Space Heating_Natural Gas_Steam Trap Maintenance_A_Achievable Economic TRC Potential | F5 | Industrial | Other Industrial | Existing | Space Heating | Natural Gas | Steam Trap Maintenance | A | Standalone Impact on Baseline Summer Peak (%) | Achievable Economic TRC Potential | 0% | 0% | 0% | 0% | 0% | 0% | 0% | 0% | 0% | 0% | 0% | 0% | 0% | 0% | 0% | 0% | 0% | 0% | 0% | 0% | 0% | 0% | 0% | 0% | 0 | 0 | 0 | 0 | 0 | 0 | 0
F6_Industrial_Other Industrial_Existing_Space Heating_Natural Gas_Steam Trap Maintenance_A_Achievable Economic TRC Potential | F6 | Industrial | Other Industrial | Existing | Space Heating | Natural Gas | Steam Trap Maintenance | A | Standalone Impact on Baseline Winter Peak (%) | Achievable Economic TRC Potential | 0% | 0% | 0% | 0% | 0% | 0% | 0% | 0% | 0% | 0% | 0% | 0% | 0% | 0% | 0% | 0% | 0% | 0% | 0% | 0% | 0% | 0% | 0% | 0% | 0 | 0 | 0 | 0 | 0 | 0 | 0
F7_Industrial_Other Industrial_Existing_Space Heating_Natural Gas_Steam Trap Maintenance_A_Achievable Economic TRC Potential | F7 | Industrial | Other Industrial | Existing | Space Heating | Natural Gas | Steam Trap Maintenance | A | Incremental Energy Savings (MWh or mTherms) | Achievable Economic TRC Potential | 0 | 0 | 0 | 0 | 0 | 0.011014 | 0.010933 | 0.010795 | 0.010726 | 0.010661 | 0.010455 | 0.010356 | 0.010266 | 0.010036 | 0.010003 | 0.0098423 | 0.0097793 | 0.0096672 | 0.0095195 | 0.0094691 | 0.0093707 | 0.0092728 | 0.0091799 | 0.0090916 | 0.0090057 | 0 | 0 | 0 | 0 | 0 | 0
F8_Industrial_Other Industrial_Existing_Space Heating_Natural Gas_Steam Trap Maintenance_A_Achievable Economic TRC Potential | F8 | Industrial | Other Industrial | Existing | Space Heating | Natural Gas | Steam Trap Maintenance | A | Incremental Summer Peak Savings (MW) | Achievable Economic TRC Potential | 0 | 0 | 0 | 0 | 0 | 0 | 0 | 0 | 0 | 0 | 0 | 0 | 0 | 0 | 0 | 0 | 0 | 0 | 0 | 0 | 0 | 0 | 0 | 0 | 0 | 0 | 0 | 0 | 0 | 0 | 0
F9_Industrial_Other Industrial_Existing_Space Heating_Natural Gas_Steam Trap Maintenance_A_Achievable Economic TRC Potential | F9 | Industrial | Other Industrial | Existing | Space Heating | Natural Gas | Steam Trap Maintenance | A | Incremental Winter Peak Savings (MW) | Achievable Economic TRC Potential | 0 | 0 | 0 | 0 | 0 | 0 | 0 | 0 | 0 | 0 | 0 | 0 | 0 | 0 | 0 | 0 | 0 | 0 | 0 | 0 | 0 | 0 | 0 | 0 | 0 | 0 | 0 | 0 | 0 | 0 | 0
F10_Industrial_Other Industrial_Existing_Space Heating_Natural Gas_Steam Trap Maintenance_A_Achievable Economic TRC Potential | F10 | Industrial | Other Industrial | Existing | Space Heating | Natural Gas | Steam Trap Maintenance | A | Cumulative Energy Savings (MWh or mTherms) | Achievable Economic TRC Potential | 0 | 0 | 0 | 0 | 0 | 0.011014 | 0.021872 | 0.032518 | 0.043022 | 0.053387 | 0.063482 | 0.073412 | 0.083186 | 0.092668 | 0.10201 | 0.11119 | 0.12024 | 0.12913 | 0.13782 | 0.1464 | 0.15485 | 0.1631 | 0.17124 | 0.17926 | 0.18714 | 0.18605 | 0.18506 | 0.18415 | 0.18333 | 0.18258 | 0.18189
F11_Industrial_Other Industrial_Existing_Space Heating_Natural Gas_Steam Trap Maintenance_A_Achievable Economic TRC Potential | F11 | Industrial | Other Industrial | Existing | Space Heating | Natural Gas | Steam Trap Maintenance | A | Cumulative Summer Peak Savings (MW) | Achievable Economic TRC Potential | 0 | 0 | 0 | 0 | 0 | 0 | 0 | 0 | 0 | 0 | 0 | 0 | 0 | 0 | 0 | 0 | 0 | 0 | 0 | 0 | 0 | 0 | 0 | 0 | 0 | 0 | 0 | 0 | 0 | 0 | 0
F12_Industrial_Other Industrial_Existing_Space Heating_Natural Gas_Steam Trap Maintenance_A_Achievable Economic TRC Potential | F12 | Industrial | Other Industrial | Existing | Space Heating | Natural Gas | Steam Trap Maintenance | A | Cumulative Winter Peak Savings (MW) | Achievable Economic TRC Potential | 0 | 0 | 0 | 0 | 0 | 0 | 0 | 0 | 0 | 0 | 0 | 0 | 0 | 0 | 0 | 0 | 0 | 0 | 0 | 0 | 0 | 0 | 0 | 0 | 0 | 0 | 0 | 0 | 0 | 0 | 0
F13_Industrial_Other Industrial_Existing_Space Heating_Natural Gas_Steam Trap Maintenance_A_Achievable Economic TRC Potential | F13 | Industrial | Other Industrial | Existing | Space Heating | Natural Gas | Steam Trap Maintenance | A | Purchases (Incremental) | Achievable Economic TRC Potential | 0 | 0 | 0 | 0 | 0 | 4.2479 | 4.2456 | 4.2206 | 4.2229 | 4.2263 | 4.1727 | 4.1613 | 4.1528 | 4.0869 | 4.1025 | 4.0634 | 4.0639 | 4.0434 | 4.0074 | 4.0121 | 3.9955 | 3.98 | 3.9655 | 3.952 | 3.9395 | 0 | 0 | 0 | 0 | 0 | 0
F14_Industrial_Other Industrial_Existing_Space Heating_Natural Gas_Steam Trap Maintenance_A_Achievable Economic TRC Potential | F14 | Industrial | Other Industrial | Existing | Space Heating | Natural Gas | Steam Trap Maintenance | A | Purchases (Cumulative) | Achievable Economic TRC Potential | 0 | 0 | 0 | 0 | 0 | 4.2479 | 8.4936 | 12.7141 | 16.937 | 21.1633 | 25.336 | 29.4973 | 33.6501 | 37.737 | 41.8395 | 45.9029 | 49.9668 | 54.0102 | 58.0176 | 62.0297 | 66.0252 | 70.0052 | 73.9707 | 77.9227 | 81.8622 | 81.8622 | 81.8622 | 81.8622 | 81.8622 | 81.8622 | 81.8622
F1_Industrial_Other Industrial_Existing_Process_Natural Gas_Steam Trap Maintenance_A_Achievable Economic TRC Potential | F1 | Industrial | Other Industrial | Existing | Process | Natural Gas | Steam Trap Maintenance | A | Original Unit Energy Savings (kWh or therms) | Achievable Economic TRC Potential | 0 | 0 | 0 | 0 | 0 | 1.9988 | 1.9988 | 1.9988 | 1.9988 | 1.9988 | 1.9988 | 1.9988 | 1.9988 | 1.9988 | 1.9988 | 1.9988 | 1.9988 | 1.9988 | 1.9988 | 1.9988 | 1.9988 | 1.9988 | 1.9988 | 1.9988 | 1.9988 | 1.9988 | 1.9988 | 1.9988 | 1.9988 | 1.9988 | 1.9988
F2_Industrial_Other Industrial_Existing_Process_Natural Gas_Steam Trap Maintenance_A_Achievable Economic TRC Potential | F2 | Industrial | Other Industrial | Existing | Process | Natural Gas | Steam Trap Maintenance | A | Original Unit Summer Peak Savings (kW) | Achievable Economic TRC Potential | 0 | 0 | 0 | 0 | 0 | 0 | 0 | 0 | 0 | 0 | 0 | 0 | 0 | 0 | 0 | 0 | 0 | 0 | 0 | 0 | 0 | 0 | 0 | 0 | 0 | 0 | 0 | 0 | 0 | 0 | 0
F3_Industrial_Other Industrial_Existing_Process_Natural Gas_Steam Trap Maintenance_A_Achievable Economic TRC Potential | F3 | Industrial | Other Industrial | Existing | Process | Natural Gas | Steam Trap Maintenance | A | Original Unit Winter Peak Savings (kW) | Achievable Economic TRC Potential | 0 | 0 | 0 | 0 | 0 | 0 | 0 | 0 | 0 | 0 | 0 | 0 | 0 | 0 | 0 | 0 | 0 | 0 | 0 | 0 | 0 | 0 | 0 | 0 | 0 | 0 | 0 | 0 | 0 | 0 | 0
F4_Industrial_Other Industrial_Existing_Process_Natural Gas_Steam Trap Maintenance_A_Achievable Economic TRC Potential | F4 | Industrial | Other Industrial | Existing | Process | Natural Gas | Steam Trap Maintenance | A | Standalone Impact on Baseline Energy (%) | Achievable Economic TRC Potential | 0% | 0% | 0% | 0% | 0% | 0.007791% | 0.01559% | 0.02347% | 0.03125% | 0.03901% | 0.0473% | 0.05523% | 0.06313% | 0.07194% | 0.07945% | 0.08801% | 0.09579% | 0.1041% | 0.1128% | 0.1205% | 0.1287% | 0.137% | 0.1453% | 0.1536% | 0.0016189 | 0.0016236 | 0.001628 | 0.0016319 | 0 | 0 | 0
F5_Industrial_Other Industrial_Existing_Process_Natural Gas_Steam Trap Maintenance_A_Achievable Economic TRC Potential | F5 | Industrial | Other Industrial | Existing | Process | Natural Gas | Steam Trap Maintenance | A | Standalone Impact on Baseline Summer Peak (%) | Achievable Economic TRC Potential | 0% | 0% | 0% | 0% | 0% | 0% | 0% | 0% | 0% | 0% | 0% | 0% | 0% | 0% | 0% | 0% | 0% | 0% | 0% | 0% | 0% | 0% | 0% | 0% | 0 | 0 | 0 | 0 | 0 | 0 | 0
F6_Industrial_Other Industrial_Existing_Process_Natural Gas_Steam Trap Maintenance_A_Achievable Economic TRC Potential | F6 | Industrial | Other Industrial | Existing | Process | Natural Gas | Steam Trap Maintenance | A | Standalone Impact on Baseline Winter Peak (%) | Achievable Economic TRC Potential | 0% | 0% | 0% | 0% | 0% | 0% | 0% | 0% | 0% | 0% | 0% | 0% | 0% | 0% | 0% | 0% | 0% | 0% | 0% | 0% | 0% | 0% | 0% | 0% | 0 | 0 | 0 | 0 | 0 | 0 | 0
F7_Industrial_Other Industrial_Existing_Process_Natural Gas_Steam Trap Maintenance_A_Achievable Economic TRC Potential | F7 | Industrial | Other Industrial | Existing | Process | Natural Gas | Steam Trap Maintenance | A | Incremental Energy Savings (MWh or mTherms) | Achievable Economic TRC Potential | 0 | 0 | 0 | 0 | 0 | 0.12294 | 0.12287 | 0.12215 | 0.12221 | 0.12231 | 0.12076 | 0.12043 | 0.12018 | 0.11828 | 0.11873 | 0.1176 | 0.11761 | 0.11702 | 0.11597 | 0.11611 | 0.11563 | 0.11518 | 0.11476 | 0.11437 | 0.11401 | 0 | 0 | 0 | 0 | 0 | 0
F8_Industrial_Other Industrial_Existing_Process_Natural Gas_Steam Trap Maintenance_A_Achievable Economic TRC Potential | F8 | Industrial | Other Industrial | Existing | Process | Natural Gas | Steam Trap Maintenance | A | Incremental Summer Peak Savings (MW) | Achievable Economic TRC Potential | 0 | 0 | 0 | 0 | 0 | 0 | 0 | 0 | 0 | 0 | 0 | 0 | 0 | 0 | 0 | 0 | 0 | 0 | 0 | 0 | 0 | 0 | 0 | 0 | 0 | 0 | 0 | 0 | 0 | 0 | 0
F9_Industrial_Other Industrial_Existing_Process_Natural Gas_Steam Trap Maintenance_A_Achievable Economic TRC Potential | F9 | Industrial | Other Industrial | Existing | Process | Natural Gas | Steam Trap Maintenance | A | Incremental Winter Peak Savings (MW) | Achievable Economic TRC Potential | 0 | 0 | 0 | 0 | 0 | 0 | 0 | 0 | 0 | 0 | 0 | 0 | 0 | 0 | 0 | 0 | 0 | 0 | 0 | 0 | 0 | 0 | 0 | 0 | 0 | 0 | 0 | 0 | 0 | 0 | 0
F10_Industrial_Other Industrial_Existing_Process_Natural Gas_Steam Trap Maintenance_A_Achievable Economic TRC Potential | F10 | Industrial | Other Industrial | Existing | Process | Natural Gas | Steam Trap Maintenance | A | Cumulative Energy Savings (MWh or mTherms) | Achievable Economic TRC Potential | 0 | 0 | 0 | 0 | 0 | 0.12294 | 0.24581 | 0.36795 | 0.49016 | 0.61248 | 0.73324 | 0.85366 | 0.97385 | 1.0921 | 1.2109 | 1.3284 | 1.4461 | 1.5631 | 1.6791 | 1.7952 | 1.9108 | 2.026 | 2.1407 | 2.2551 | 2.3691 | 2.3691 | 2.3691 | 2.3691 | 2.3691 | 2.3691 | 2.3691
F11_Industrial_Other Industrial_Existing_Process_Natural Gas_Steam Trap Maintenance_A_Achievable Economic TRC Potential | F11 | Industrial | Other Industrial | Existing | Process | Natural Gas | Steam Trap Maintenance | A | Cumulative Summer Peak Savings (MW) | Achievable Economic TRC Potential | 0 | 0 | 0 | 0 | 0 | 0 | 0 | 0 | 0 | 0 | 0 | 0 | 0 | 0 | 0 | 0 | 0 | 0 | 0 | 0 | 0 | 0 | 0 | 0 | 0 | 0 | 0 | 0 | 0 | 0 | 0
F12_Industrial_Other Industrial_Existing_Process_Natural Gas_Steam Trap Maintenance_A_Achievable Economic TRC Potential | F12 | Industrial | Other Industrial | Existing | Process | Natural Gas | Steam Trap Maintenance | A | Cumulative Winter Peak Savings (MW) | Achievable Economic TRC Potential | 0 | 0 | 0 | 0 | 0 | 0 | 0 | 0 | 0 | 0 | 0 | 0 | 0 | 0 | 0 | 0 | 0 | 0 | 0 | 0 | 0 | 0 | 0 | 0 | 0 | 0 | 0 | 0 | 0 | 0 | 0
F13_Industrial_Other Industrial_Existing_Process_Natural Gas_Steam Trap Maintenance_A_Achievable Economic TRC Potential | F13 | Industrial | Other Industrial | Existing | Process | Natural Gas | Steam Trap Maintenance | A | Purchases (Incremental) | Achievable Economic TRC Potential | 0 | 0 | 0 | 0 | 0 | 61.5069 | 61.4731 | 61.1106 | 61.1436 | 61.1942 | 60.4171 | 60.252 | 60.1296 | 59.1748 | 59.4007 | 58.8343 | 58.8419 | 58.5457 | 58.0235 | 58.0922 | 57.852 | 57.627 | 57.417 | 57.2219 | 57.0415 | 0 | 0 | 0 | 0 | 0 | 0
F14_Industrial_Other Industrial_Existing_Process_Natural Gas_Steam Trap Maintenance_A_Achievable Economic TRC Potential | F14 | Industrial | Other Industrial | Existing | Process | Natural Gas | Steam Trap Maintenance | A | Purchases (Cumulative) | Achievable Economic TRC Potential | 0 | 0 | 0 | 0 | 0 | 61.5069 | 122.98 | 184.0905 | 245.2341 | 306.4283 | 366.8454 | 427.0974 | 487.227 | 546.4018 | 605.8025 | 664.6368 | 723.4787 | 782.0244 | 840.0479 | 898.1402 | 955.9922 | 1013.6192 | 1071.0363 | 1128.2582 | 1185.2997 | 1185.2997 | 1185.2997 | 1185.2997 | 1185.2997 | 1185.2997 | 1185.2997
F1_Industrial_Other Industrial_Existing_Space Heating_Natural Gas_Gas Boiler - High Turndown_A_Achievable Economic TRC Potential | F1 | Industrial | Other Industrial | Existing | Space Heating | Natural Gas | Gas Boiler - High Turndown | A | Original Unit Energy Savings (kWh or therms) | Achievable Economic TRC Potential | 0 | 0 | 0 | 0 | 0 | 2.7521 | 2.7334 | 2.7149 | 2.6963 | 2.6777 | 2.6596 | 2.6418 | 2.6241 | 2.6066 | 2.5881 | 2.5711 | 2.5543 | 2.5378 | 2.5216 | 2.5052 | 2.4895 | 2.4731 | 2.4573 | 2.442 | 2.4265 | 2.4125 | 2.3996 | 2.3879 | 2.3772 | 2.3674 | 2.3585
F2_Industrial_Other Industrial_Existing_Space Heating_Natural Gas_Gas Boiler - High Turndown_A_Achievable Economic TRC Potential | F2 | Industrial | Other Industrial | Existing | Space Heating | Natural Gas | Gas Boiler - High Turndown | A | Original Unit Summer Peak Savings (kW) | Achievable Economic TRC Potential | 0 | 0 | 0 | 0 | 0 | 0 | 0 | 0 | 0 | 0 | 0 | 0 | 0 | 0 | 0 | 0 | 0 | 0 | 0 | 0 | 0 | 0 | 0 | 0 | 0 | 0 | 0 | 0 | 0 | 0 | 0
F3_Industrial_Other Industrial_Existing_Space Heating_Natural Gas_Gas Boiler - High Turndown_A_Achievable Economic TRC Potential | F3 | Industrial | Other Industrial | Existing | Space Heating | Natural Gas | Gas Boiler - High Turndown | A | Original Unit Winter Peak Savings (kW) | Achievable Economic TRC Potential | 0 | 0 | 0 | 0 | 0 | 0 | 0 | 0 | 0 | 0 | 0 | 0 | 0 | 0 | 0 | 0 | 0 | 0 | 0 | 0 | 0 | 0 | 0 | 0 | 0 | 0 | 0 | 0 | 0 | 0 | 0
F4_Industrial_Other Industrial_Existing_Space Heating_Natural Gas_Gas Boiler - High Turndown_A_Achievable Economic TRC Potential | F4 | Industrial | Other Industrial | Existing | Space Heating | Natural Gas | Gas Boiler - High Turndown | A | Standalone Impact on Baseline Energy (%) | Achievable Economic TRC Potential | 0% | 0% | 0% | 0% | 0% | 0.004227% | 0.00844% | 0.0127% | 0.0169% | 0.0211% | 0.02517% | 0.02829% | 0.03079% | 0.03325% | 0.0347% | 0.03631% | 0.03733% | 0.03834% | 0.03932% | 0.03978% | 0.04034% | 0.04048% | 0.04059% | 0.04069% | 0.00040772 | 0.00040847 | 0.00040917 | 0.00040983 | 0 | 0 | 0
F5_Industrial_Other Industrial_Existing_Space Heating_Natural Gas_Gas Boiler - High Turndown_A_Achievable Economic TRC Potential | F5 | Industrial | Other Industrial | Existing | Space Heating | Natural Gas | Gas Boiler - High Turndown | A | Standalone Impact on Baseline Summer Peak (%) | Achievable Economic TRC Potential | 0% | 0% | 0% | 0% | 0% | 0% | 0% | 0% | 0% | 0% | 0% | 0% | 0% | 0% | 0% | 0% | 0% | 0% | 0% | 0% | 0% | 0% | 0% | 0% | 0 | 0 | 0 | 0 | 0 | 0 | 0
F6_Industrial_Other Industrial_Existing_Space Heating_Natural Gas_Gas Boiler - High Turndown_A_Achievable Economic TRC Potential | F6 | Industrial | Other Industrial | Existing | Space Heating | Natural Gas | Gas Boiler - High Turndown | A | Standalone Impact on Baseline Winter Peak (%) | Achievable Economic TRC Potential | 0% | 0% | 0% | 0% | 0% | 0% | 0% | 0% | 0% | 0% | 0% | 0% | 0% | 0% | 0% | 0% | 0% | 0% | 0% | 0% | 0% | 0% | 0% | 0% | 0 | 0 | 0 | 0 | 0 | 0 | 0
F7_Industrial_Other Industrial_Existing_Space Heating_Natural Gas_Gas Boiler - High Turndown_A_Achievable Economic TRC Potential | F7 | Industrial | Other Industrial | Existing | Space Heating | Natural Gas | Gas Boiler - High Turndown | A | Incremental Energy Savings (MWh or mTherms) | Achievable Economic TRC Potential | 0 | 0 | 0 | 0 | 0 | 0.031967 | 0.031733 | 0.031332 | 0.031133 | 0.030945 | 0.027311 | 0.021643 | 0.017163 | 0.013423 | 0.010703 | 0.0084248 | 0.0066967 | 0.0052959 | 0.004172 | 0.00332 | 0.0026284 | 1.774e-05 | 6.2723e-06 | 2.1177e-06 | 6.8403e-07 | 5.7637e-07 | 5.7178e-07 | 5.6761e-07 | 5.6383e-07 | 5.6042e-07 | 5.5736e-07
F8_Industrial_Other Industrial_Existing_Space Heating_Natural Gas_Gas Boiler - High Turndown_A_Achievable Economic TRC Potential | F8 | Industrial | Other Industrial | Existing | Space Heating | Natural Gas | Gas Boiler - High Turndown | A | Incremental Summer Peak Savings (MW) | Achievable Economic TRC Potential | 0 | 0 | 0 | 0 | 0 | 0 | 0 | 0 | 0 | 0 | 0 | 0 | 0 | 0 | 0 | 0 | 0 | 0 | 0 | 0 | 0 | 0 | 0 | 0 | 0 | 0 | 0 | 0 | 0 | 0 | 0
F9_Industrial_Other Industrial_Existing_Space Heating_Natural Gas_Gas Boiler - High Turndown_A_Achievable Economic TRC Potential | F9 | Industrial | Other Industrial | Existing | Space Heating | Natural Gas | Gas Boiler - High Turndown | A | Incremental Winter Peak Savings (MW) | Achievable Economic TRC Potential | 0 | 0 | 0 | 0 | 0 | 0 | 0 | 0 | 0 | 0 | 0 | 0 | 0 | 0 | 0 | 0 | 0 | 0 | 0 | 0 | 0 | 0 | 0 | 0 | 0 | 0 | 0 | 0 | 0 | 0 | 0
F10_Industrial_Other Industrial_Existing_Space Heating_Natural Gas_Gas Boiler - High Turndown_A_Achievable Economic TRC Potential | F10 | Industrial | Other Industrial | Existing | Space Heating | Natural Gas | Gas Boiler - High Turndown | A | Cumulative Energy Savings (MWh or mTherms) | Achievable Economic TRC Potential | 0 | 0 | 0 | 0 | 0 | 0.031967 | 0.063483 | 0.094384 | 0.12487 | 0.15495 | 0.18122 | 0.20165 | 0.21746 | 0.22943 | 0.23851 | 0.24537 | 0.25046 | 0.25414 | 0.25668 | 0.25834 | 0.25934 | 0.25765 | 0.25601 | 0.25442 | 0.25281 | 0.25135 | 0.25001 | 0.24879 | 0.24767 | 0.24666 | 0.24573
F11_Industrial_Other Industrial_Existing_Space Heating_Natural Gas_Gas Boiler - High Turndown_A_Achievable Economic TRC Potential | F11 | Industrial | Other Industrial | Existing | Space Heating | Natural Gas | Gas Boiler - High Turndown | A | Cumulative Summer Peak Savings (MW) | Achievable Economic TRC Potential | 0 | 0 | 0 | 0 | 0 | 0 | 0 | 0 | 0 | 0 | 0 | 0 | 0 | 0 | 0 | 0 | 0 | 0 | 0 | 0 | 0 | 0 | 0 | 0 | 0 | 0 | 0 | 0 | 0 | 0 | 0
F12_Industrial_Other Industrial_Existing_Space Heating_Natural Gas_Gas Boiler - High Turndown_A_Achievable Economic TRC Potential | F12 | Industrial | Other Industrial | Existing | Space Heating | Natural Gas | Gas Boiler - High Turndown | A | Cumulative Winter Peak Savings (MW) | Achievable Economic TRC Potential | 0 | 0 | 0 | 0 | 0 | 0 | 0 | 0 | 0 | 0 | 0 | 0 | 0 | 0 | 0 | 0 | 0 | 0 | 0 | 0 | 0 | 0 | 0 | 0 | 0 | 0 | 0 | 0 | 0 | 0 | 0
F13_Industrial_Other Industrial_Existing_Space Heating_Natural Gas_Gas Boiler - High Turndown_A_Achievable Economic TRC Potential | F13 | Industrial | Other Industrial | Existing | Space Heating | Natural Gas | Gas Boiler - High Turndown | A | Purchases (Incremental) | Achievable Economic TRC Potential | 0 | 0 | 0 | 0 | 0 | 11.6154 | 11.6091 | 11.5406 | 11.5468 | 11.5564 | 10.2687 | 8.1925 | 6.5407 | 5.1495 | 4.1353 | 3.2767 | 2.6217 | 2.0868 | 1.6545 | 1.3252 | 1.0558 | 0.0071732 | 0.0025525 | 0.00086722 | 0.0002819 | 0.00023892 | 0.00023828 | 0.0002377 | 0.00023718 | 0.00023672 | 0.00023632
F14_Industrial_Other Industrial_Existing_Space Heating_Natural Gas_Gas Boiler - High Turndown_A_Achievable Economic TRC Potential | F14 | Industrial | Other Industrial | Existing | Space Heating | Natural Gas | Gas Boiler - High Turndown | A | Purchases (Cumulative) | Achievable Economic TRC Potential | 0 | 0 | 0 | 0 | 0 | 11.6154 | 23.2245 | 34.7651 | 46.3119 | 57.8683 | 68.137 | 76.3295 | 82.8701 | 88.0196 | 92.1549 | 95.4316 | 98.0532 | 100.14 | 101.7946 | 103.1198 | 104.1756 | 104.1827 | 104.1853 | 104.1862 | 104.1864 | 104.1867 | 104.1869 | 104.1872 | 104.1874 | 104.1876 | 104.1879
F1_Industrial_Other Industrial_Existing_Process_Natural Gas_Gas Boiler - High Turndown_A_Achievable Economic TRC Potential | F1 | Industrial | Other Industrial | Existing | Process | Natural Gas | Gas Boiler - High Turndown | A | Original Unit Energy Savings (kWh or therms) | Achievable Economic TRC Potential | 0 | 0 | 0 | 0 | 0 | 2.1216 | 2.1216 | 2.1216 | 2.1216 | 2.1216 | 2.1216 | 2.1216 | 2.1216 | 2.1216 | 2.1216 | 2.1216 | 2.1216 | 2.1216 | 2.1216 | 2.1216 | 2.1216 | 2.1216 | 2.1216 | 2.1216 | 2.1216 | 2.1216 | 2.1216 | 2.1216 | 2.1216 | 2.1216 | 2.1216
F2_Industrial_Other Industrial_Existing_Process_Natural Gas_Gas Boiler - High Turndown_A_Achievable Economic TRC Potential | F2 | Industrial | Other Industrial | Existing | Process | Natural Gas | Gas Boiler - High Turndown | A | Original Unit Summer Peak Savings (kW) | Achievable Economic TRC Potential | 0 | 0 | 0 | 0 | 0 | 0 | 0 | 0 | 0 | 0 | 0 | 0 | 0 | 0 | 0 | 0 | 0 | 0 | 0 | 0 | 0 | 0 | 0 | 0 | 0 | 0 | 0 | 0 | 0 | 0 | 0
F3_Industrial_Other Industrial_Existing_Process_Natural Gas_Gas Boiler - High Turndown_A_Achievable Economic TRC Potential | F3 | Industrial | Other Industrial | Existing | Process | Natural Gas | Gas Boiler - High Turndown | A | Original Unit Winter Peak Savings (kW) | Achievable Economic TRC Potential | 0 | 0 | 0 | 0 | 0 | 0 | 0 | 0 | 0 | 0 | 0 | 0 | 0 | 0 | 0 | 0 | 0 | 0 | 0 | 0 | 0 | 0 | 0 | 0 | 0 | 0 | 0 | 0 | 0 | 0 | 0
F4_Industrial_Other Industrial_Existing_Process_Natural Gas_Gas Boiler - High Turndown_A_Achievable Economic TRC Potential | F4 | Industrial | Other Industrial | Existing | Process | Natural Gas | Gas Boiler - High Turndown | A | Standalone Impact on Baseline Energy (%) | Achievable Economic TRC Potential | 0% | 0% | 0% | 0% | 0% | 0.02261% | 0.04524% | 0.06812% | 0.09069% | 0.1132% | 0.135% | 0.1517% | 0.165% | 0.1781% | 0.1858% | 0.1942% | 0.1995% | 0.2048% | 0.2101% | 0.2126% | 0.2156% | 0.2165% | 0.2173% | 0.218% | 0.0021871 | 0.0021934 | 0.0021993 | 0.0022047 | 0 | 0 | 0
F5_Industrial_Other Industrial_Existing_Process_Natural Gas_Gas Boiler - High Turndown_A_Achievable Economic TRC Potential | F5 | Industrial | Other Industrial | Existing | Process | Natural Gas | Gas Boiler - High Turndown | A | Standalone Impact on Baseline Summer Peak (%) | Achievable Economic TRC Potential | 0% | 0% | 0% | 0% | 0% | 0% | 0% | 0% | 0% | 0% | 0% | 0% | 0% | 0% | 0% | 0% | 0% | 0% | 0% | 0% | 0% | 0% | 0% | 0% | 0 | 0 | 0 | 0 | 0 | 0 | 0
F6_Industrial_Other Industrial_Existing_Process_Natural Gas_Gas Boiler - High Turndown_A_Achievable Economic TRC Potential | F6 | Industrial | Other Industrial | Existing | Process | Natural Gas | Gas Boiler - High Turndown | A | Standalone Impact on Baseline Winter Peak (%) | Achievable Economic TRC Potential | 0% | 0% | 0% | 0% | 0% | 0% | 0% | 0% | 0% | 0% | 0% | 0% | 0% | 0% | 0% | 0% | 0% | 0% | 0% | 0% | 0% | 0% | 0% | 0% | 0 | 0 | 0 | 0 | 0 | 0 | 0
F7_Industrial_Other Industrial_Existing_Process_Natural Gas_Gas Boiler - High Turndown_A_Achievable Economic TRC Potential | F7 | Industrial | Other Industrial | Existing | Process | Natural Gas | Gas Boiler - High Turndown | A | Incremental Energy Savings (MWh or mTherms) | Achievable Economic TRC Potential | 0 | 0 | 0 | 0 | 0 | 0.35682 | 0.35663 | 0.35452 | 0.35472 | 0.35501 | 0.31545 | 0.25167 | 0.20093 | 0.15819 | 0.12704 | 0.10066 | 0.080538 | 0.064106 | 0.050827 | 0.04071 | 0.032433 | 0.00022036 | 7.8413e-05 | 2.6641e-05 | 8.6599e-06 | 7.3395e-06 | 7.3199e-06 | 7.3022e-06 | 7.2862e-06 | 7.2721e-06 | 7.2597e-06
F8_Industrial_Other Industrial_Existing_Process_Natural Gas_Gas Boiler - High Turndown_A_Achievable Economic TRC Potential | F8 | Industrial | Other Industrial | Existing | Process | Natural Gas | Gas Boiler - High Turndown | A | Incremental Summer Peak Savings (MW) | Achievable Economic TRC Potential | 0 | 0 | 0 | 0 | 0 | 0 | 0 | 0 | 0 | 0 | 0 | 0 | 0 | 0 | 0 | 0 | 0 | 0 | 0 | 0 | 0 | 0 | 0 | 0 | 0 | 0 | 0 | 0 | 0 | 0 | 0
F9_Industrial_Other Industrial_Existing_Process_Natural Gas_Gas Boiler - High Turndown_A_Achievable Economic TRC Potential | F9 | Industrial | Other Industrial | Existing | Process | Natural Gas | Gas Boiler - High Turndown | A | Incremental Winter Peak Savings (MW) | Achievable Economic TRC Potential | 0 | 0 | 0 | 0 | 0 | 0 | 0 | 0 | 0 | 0 | 0 | 0 | 0 | 0 | 0 | 0 | 0 | 0 | 0 | 0 | 0 | 0 | 0 | 0 | 0 | 0 | 0 | 0 | 0 | 0 | 0
F10_Industrial_Other Industrial_Existing_Process_Natural Gas_Gas Boiler - High Turndown_A_Achievable Economic TRC Potential | F10 | Industrial | Other Industrial | Existing | Process | Natural Gas | Gas Boiler - High Turndown | A | Cumulative Energy Savings (MWh or mTherms) | Achievable Economic TRC Potential | 0 | 0 | 0 | 0 | 0 | 0.35682 | 0.71345 | 1.068 | 1.4227 | 1.7777 | 2.0932 | 2.3448 | 2.5458 | 2.7039 | 2.831 | 2.9316 | 3.0122 | 3.0763 | 3.1271 | 3.1678 | 3.2003 | 3.2005 | 3.2006 | 3.2006 | 3.2006 | 3.2006 | 3.2006 | 3.2006 | 3.2006 | 3.2006 | 3.2006
F11_Industrial_Other Industrial_Existing_Process_Natural Gas_Gas Boiler - High Turndown_A_Achievable Economic TRC Potential | F11 | Industrial | Other Industrial | Existing | Process | Natural Gas | Gas Boiler - High Turndown | A | Cumulative Summer Peak Savings (MW) | Achievable Economic TRC Potential | 0 | 0 | 0 | 0 | 0 | 0 | 0 | 0 | 0 | 0 | 0 | 0 | 0 | 0 | 0 | 0 | 0 | 0 | 0 | 0 | 0 | 0 | 0 | 0 | 0 | 0 | 0 | 0 | 0 | 0 | 0
F12_Industrial_Other Industrial_Existing_Process_Natural Gas_Gas Boiler - High Turndown_A_Achievable Economic TRC Potential | F12 | Industrial | Other Industrial | Existing | Process | Natural Gas | Gas Boiler - High Turndown | A | Cumulative Winter Peak Savings (MW) | Achievable Economic TRC Potential | 0 | 0 | 0 | 0 | 0 | 0 | 0 | 0 | 0 | 0 | 0 | 0 | 0 | 0 | 0 | 0 | 0 | 0 | 0 | 0 | 0 | 0 | 0 | 0 | 0 | 0 | 0 | 0 | 0 | 0 | 0
F13_Industrial_Other Industrial_Existing_Process_Natural Gas_Gas Boiler - High Turndown_A_Achievable Economic TRC Potential | F13 | Industrial | Other Industrial | Existing | Process | Natural Gas | Gas Boiler - High Turndown | A | Purchases (Incremental) | Achievable Economic TRC Potential | 0 | 0 | 0 | 0 | 0 | 168.1822 | 168.0899 | 167.0986 | 167.1889 | 167.3272 | 148.6821 | 118.6206 | 94.7038 | 74.56 | 59.8757 | 47.4438 | 37.9599 | 30.2151 | 23.9565 | 19.1879 | 15.2868 | 0.10386 | 0.036959 | 0.012557 | 0.0040817 | 0.0034593 | 0.0034501 | 0.0034417 | 0.0034342 | 0.0034276 | 0.0034217
F14_Industrial_Other Industrial_Existing_Process_Natural Gas_Gas Boiler - High Turndown_A_Achievable Economic TRC Potential | F14 | Industrial | Other Industrial | Existing | Process | Natural Gas | Gas Boiler - High Turndown | A | Purchases (Cumulative) | Achievable Economic TRC Potential | 0 | 0 | 0 | 0 | 0 | 168.1822 | 336.2721 | 503.3707 | 670.5596 | 837.8868 | 986.5689 | 1105.1895 | 1199.8934 | 1274.4533 | 1334.329 | 1381.7728 | 1419.7327 | 1449.9479 | 1473.9043 | 1493.0922 | 1508.379 | 1508.4829 | 1508.5199 | 1508.5324 | 1508.5365 | 1508.54 | 1508.5434 | 1508.5468 | 1508.5503 | 1508.5537 | 1508.5571
F1_Industrial_Other Industrial_Existing_Space Heating_Natural Gas_Gas Boiler - Burner Control Optimization_A_Achievable Economic TRC Potential | F1 | Industrial | Other Industrial | Existing | Space Heating | Natural Gas | Gas Boiler - Burner Control Optimization | A | Original Unit Energy Savings (kWh or therms) | Achievable Economic TRC Potential | 0 | 0 | 0 | 0 | 0 | 0.7981 | 0.7927 | 0.78732 | 0.78192 | 0.77653 | 0.7713 | 0.76612 | 0.76099 | 0.75592 | 0.75055 | 0.74563 | 0.74076 | 0.73597 | 0.73125 | 0.72652 | 0.72195 | 0.7172 | 0.71261 | 0.70817 | 0.70369 | 0.69961 | 0.69589 | 0.69249 | 0.68938 | 0.68655 | 0.68397
F2_Industrial_Other Industrial_Existing_Space Heating_Natural Gas_Gas Boiler - Burner Control Optimization_A_Achievable Economic TRC Potential | F2 | Industrial | Other Industrial | Existing | Space Heating | Natural Gas | Gas Boiler - Burner Control Optimization | A | Original Unit Summer Peak Savings (kW) | Achievable Economic TRC Potential | 0 | 0 | 0 | 0 | 0 | 0 | 0 | 0 | 0 | 0 | 0 | 0 | 0 | 0 | 0 | 0 | 0 | 0 | 0 | 0 | 0 | 0 | 0 | 0 | 0 | 0 | 0 | 0 | 0 | 0 | 0
F3_Industrial_Other Industrial_Existing_Space Heating_Natural Gas_Gas Boiler - Burner Control Optimization_A_Achievable Economic TRC Potential | F3 | Industrial | Other Industrial | Existing | Space Heating | Natural Gas | Gas Boiler - Burner Control Optimization | A | Original Unit Winter Peak Savings (kW) | Achievable Economic TRC Potential | 0 | 0 | 0 | 0 | 0 | 0 | 0 | 0 | 0 | 0 | 0 | 0 | 0 | 0 | 0 | 0 | 0 | 0 | 0 | 0 | 0 | 0 | 0 | 0 | 0 | 0 | 0 | 0 | 0 | 0 | 0
F4_Industrial_Other Industrial_Existing_Space Heating_Natural Gas_Gas Boiler - Burner Control Optimization_A_Achievable Economic TRC Potential | F4 | Industrial | Other Industrial | Existing | Space Heating | Natural Gas | Gas Boiler - Burner Control Optimization | A | Standalone Impact on Baseline Energy (%) | Achievable Economic TRC Potential | 0% | 0% | 0% | 0% | 0% | 0.0003306% | 0.000849% | 0.00189% | 0.003702% | 0.00652% | 0.01056% | 0.01562% | 0.02153% | 0.02822% | 0.03446% | 0.04074% | 0.04594% | 0.05046% | 0.05423% | 0.0566% | 0.05853% | 0.05987% | 0.06076% | 0.06135% | 0.00061767 | 0.00061879 | 0.00061986 | 0.00062085 | 0 | 0 | 0
F5_Industrial_Other Industrial_Existing_Space Heating_Natural Gas_Gas Boiler - Burner Control Optimization_A_Achievable Economic TRC Potential | F5 | Industrial | Other Industrial | Existing | Space Heating | Natural Gas | Gas Boiler - Burner Control Optimization | A | Standalone Impact on Baseline Summer Peak (%) | Achievable Economic TRC Potential | 0% | 0% | 0% | 0% | 0% | 0% | 0% | 0% | 0% | 0% | 0% | 0% | 0% | 0% | 0% | 0% | 0% | 0% | 0% | 0% | 0% | 0% | 0% | 0% | 0 | 0 | 0 | 0 | 0 | 0 | 0
F6_Industrial_Other Industrial_Existing_Space Heating_Natural Gas_Gas Boiler - Burner Control Optimization_A_Achievable Economic TRC Potential | F6 | Industrial | Other Industrial | Existing | Space Heating | Natural Gas | Gas Boiler - Burner Control Optimization | A | Standalone Impact on Baseline Winter Peak (%) | Achievable Economic TRC Potential | 0% | 0% | 0% | 0% | 0% | 0% | 0% | 0% | 0% | 0% | 0% | 0% | 0% | 0% | 0% | 0% | 0% | 0% | 0% | 0% | 0% | 0% | 0% | 0% | 0 | 0 | 0 | 0 | 0 | 0 | 0
F7_Industrial_Other Industrial_Existing_Space Heating_Natural Gas_Gas Boiler - Burner Control Optimization_A_Achievable Economic TRC Potential | F7 | Industrial | Other Industrial | Existing | Space Heating | Natural Gas | Gas Boiler - Burner Control Optimization | A | Incremental Energy Savings (MWh or mTherms) | Achievable Economic TRC Potential | 0 | 0 | 0 | 0 | 0 | 0.0025007 | 0.0039021 | 0.0077056 | 0.0134 | 0.020717 | 0.028443 | 0.035858 | 0.04147 | 0.043658 | 0.043514 | 0.039962 | 0.034743 | 0.028284 | 0.021662 | 0.015877 | 0.010999 | 0.0072558 | 0.004571 | 0.0027556 | 0.0018482 | 0 | 0 | 0 | 0 | 0 | 0
F8_Industrial_Other Industrial_Existing_Space Heating_Natural Gas_Gas Boiler - Burner Control Optimization_A_Achievable Economic TRC Potential | F8 | Industrial | Other Industrial | Existing | Space Heating | Natural Gas | Gas Boiler - Burner Control Optimization | A | Incremental Summer Peak Savings (MW) | Achievable Economic TRC Potential | 0 | 0 | 0 | 0 | 0 | 0 | 0 | 0 | 0 | 0 | 0 | 0 | 0 | 0 | 0 | 0 | 0 | 0 | 0 | 0 | 0 | 0 | 0 | 0 | 0 | 0 | 0 | 0 | 0 | 0 | 0
F9_Industrial_Other Industrial_Existing_Space Heating_Natural Gas_Gas Boiler - Burner Control Optimization_A_Achievable Economic TRC Potential | F9 | Industrial | Other Industrial | Existing | Space Heating | Natural Gas | Gas Boiler - Burner Control Optimization | A | Incremental Winter Peak Savings (MW) | Achievable Economic TRC Potential | 0 | 0 | 0 | 0 | 0 | 0 | 0 | 0 | 0 | 0 | 0 | 0 | 0 | 0 | 0 | 0 | 0 | 0 | 0 | 0 | 0 | 0 | 0 | 0 | 0 | 0 | 0 | 0 | 0 | 0 | 0
F10_Industrial_Other Industrial_Existing_Space Heating_Natural Gas_Gas Boiler - Burner Control Optimization_A_Achievable Economic TRC Potential | F10 | Industrial | Other Industrial | Existing | Space Heating | Natural Gas | Gas Boiler - Burner Control Optimization | A | Cumulative Energy Savings (MWh or mTherms) | Achievable Economic TRC Potential | 0 | 0 | 0 | 0 | 0 | 0.0025007 | 0.0063859 | 0.014048 | 0.027351 | 0.04788 | 0.076 | 0.11135 | 0.15207 | 0.19472 | 0.23685 | 0.27526 | 0.3082 | 0.33449 | 0.35401 | 0.3676 | 0.37629 | 0.38106 | 0.3832 | 0.38356 | 0.38299 | 0.38077 | 0.37874 | 0.37689 | 0.3752 | 0.37366 | 0.37225
F11_Industrial_Other Industrial_Existing_Space Heating_Natural Gas_Gas Boiler - Burner Control Optimization_A_Achievable Economic TRC Potential | F11 | Industrial | Other Industrial | Existing | Space Heating | Natural Gas | Gas Boiler - Burner Control Optimization | A | Cumulative Summer Peak Savings (MW) | Achievable Economic TRC Potential | 0 | 0 | 0 | 0 | 0 | 0 | 0 | 0 | 0 | 0 | 0 | 0 | 0 | 0 | 0 | 0 | 0 | 0 | 0 | 0 | 0 | 0 | 0 | 0 | 0 | 0 | 0 | 0 | 0 | 0 | 0
F12_Industrial_Other Industrial_Existing_Space Heating_Natural Gas_Gas Boiler - Burner Control Optimization_A_Achievable Economic TRC Potential | F12 | Industrial | Other Industrial | Existing | Space Heating | Natural Gas | Gas Boiler - Burner Control Optimization | A | Cumulative Winter Peak Savings (MW) | Achievable Economic TRC Potential | 0 | 0 | 0 | 0 | 0 | 0 | 0 | 0 | 0 | 0 | 0 | 0 | 0 | 0 | 0 | 0 | 0 | 0 | 0 | 0 | 0 | 0 | 0 | 0 | 0 | 0 | 0 | 0 | 0 | 0 | 0
F13_Industrial_Other Industrial_Existing_Space Heating_Natural Gas_Gas Boiler - Burner Control Optimization_A_Achievable Economic TRC Potential | F13 | Industrial | Other Industrial | Existing | Space Heating | Natural Gas | Gas Boiler - Burner Control Optimization | A | Purchases (Incremental) | Achievable Economic TRC Potential | 0 | 0 | 0 | 0 | 0 | 3.1333 | 4.9226 | 9.7871 | 17.1367 | 26.6791 | 36.8764 | 46.8053 | 54.4953 | 57.7554 | 57.9759 | 53.5948 | 46.9015 | 38.4304 | 29.6237 | 21.8538 | 15.2344 | 10.1168 | 6.4145 | 3.8912 | 2.6264 | 0 | 0 | 0 | 0 | 0 | 0
F14_Industrial_Other Industrial_Existing_Space Heating_Natural Gas_Gas Boiler - Burner Control Optimization_A_Achievable Economic TRC Potential | F14 | Industrial | Other Industrial | Existing | Space Heating | Natural Gas | Gas Boiler - Burner Control Optimization | A | Purchases (Cumulative) | Achievable Economic TRC Potential | 0 | 0 | 0 | 0 | 0 | 3.1333 | 8.0559 | 17.843 | 34.9796 | 61.6587 | 98.5351 | 145.3404 | 199.8358 | 257.5911 | 315.567 | 369.1618 | 416.0633 | 454.4937 | 484.1174 | 505.9712 | 521.2056 | 531.3224 | 537.7369 | 541.6281 | 544.2545 | 544.2545 | 544.2545 | 544.2545 | 544.2545 | 544.2545 | 544.2545
F1_Industrial_Other Industrial_Existing_Process_Natural Gas_Gas Boiler - Burner Control Optimization_A_Achievable Economic TRC Potential | F1 | Industrial | Other Industrial | Existing | Process | Natural Gas | Gas Boiler - Burner Control Optimization | A | Original Unit Energy Savings (kWh or therms) | Achievable Economic TRC Potential | 0 | 0 | 0 | 0 | 0 | 0.61528 | 0.61528 | 0.61528 | 0.61528 | 0.61528 | 0.61528 | 0.61528 | 0.61528 | 0.61528 | 0.61528 | 0.61528 | 0.61528 | 0.61528 | 0.61528 | 0.61528 | 0.61528 | 0.61528 | 0.61528 | 0.61528 | 0.61528 | 0.61528 | 0.61528 | 0.61528 | 0.61528 | 0.61528 | 0.61528
F2_Industrial_Other Industrial_Existing_Process_Natural Gas_Gas Boiler - Burner Control Optimization_A_Achievable Economic TRC Potential | F2 | Industrial | Other Industrial | Existing | Process | Natural Gas | Gas Boiler - Burner Control Optimization | A | Original Unit Summer Peak Savings (kW) | Achievable Economic TRC Potential | 0 | 0 | 0 | 0 | 0 | 0 | 0 | 0 | 0 | 0 | 0 | 0 | 0 | 0 | 0 | 0 | 0 | 0 | 0 | 0 | 0 | 0 | 0 | 0 | 0 | 0 | 0 | 0 | 0 | 0 | 0
F3_Industrial_Other Industrial_Existing_Process_Natural Gas_Gas Boiler - Burner Control Optimization_A_Achievable Economic TRC Potential | F3 | Industrial | Other Industrial | Existing | Process | Natural Gas | Gas Boiler - Burner Control Optimization | A | Original Unit Winter Peak Savings (kW) | Achievable Economic TRC Potential | 0 | 0 | 0 | 0 | 0 | 0 | 0 | 0 | 0 | 0 | 0 | 0 | 0 | 0 | 0 | 0 | 0 | 0 | 0 | 0 | 0 | 0 | 0 | 0 | 0 | 0 | 0 | 0 | 0 | 0 | 0
F4_Industrial_Other Industrial_Existing_Process_Natural Gas_Gas Boiler - Burner Control Optimization_A_Achievable Economic TRC Potential | F4 | Industrial | Other Industrial | Existing | Process | Natural Gas | Gas Boiler - Burner Control Optimization | A | Standalone Impact on Baseline Energy (%) | Achievable Economic TRC Potential | 0% | 0% | 0% | 0% | 0% | 0.001769% | 0.004551% | 0.01014% | 0.01987% | 0.03499% | 0.05663% | 0.08376% | 0.1154% | 0.1512% | 0.1845% | 0.2179% | 0.2455% | 0.2696% | 0.2897% | 0.3024% | 0.3128% | 0.3202% | 0.3252% | 0.3287% | 0.0033132 | 0.0033229 | 0.0033318 | 0.0033398 | 0 | 0 | 0
F5_Industrial_Other Industrial_Existing_Process_Natural Gas_Gas Boiler - Burner Control Optimization_A_Achievable Economic TRC Potential | F5 | Industrial | Other Industrial | Existing | Process | Natural Gas | Gas Boiler - Burner Control Optimization | A | Standalone Impact on Baseline Summer Peak (%) | Achievable Economic TRC Potential | 0% | 0% | 0% | 0% | 0% | 0% | 0% | 0% | 0% | 0% | 0% | 0% | 0% | 0% | 0% | 0% | 0% | 0% | 0% | 0% | 0% | 0% | 0% | 0% | 0 | 0 | 0 | 0 | 0 | 0 | 0
F6_Industrial_Other Industrial_Existing_Process_Natural Gas_Gas Boiler - Burner Control Optimization_A_Achievable Economic TRC Potential | F6 | Industrial | Other Industrial | Existing | Process | Natural Gas | Gas Boiler - Burner Control Optimization | A | Standalone Impact on Baseline Winter Peak (%) | Achievable Economic TRC Potential | 0% | 0% | 0% | 0% | 0% | 0% | 0% | 0% | 0% | 0% | 0% | 0% | 0% | 0% | 0% | 0% | 0% | 0% | 0% | 0% | 0% | 0% | 0% | 0% | 0 | 0 | 0 | 0 | 0 | 0 | 0
F7_Industrial_Other Industrial_Existing_Process_Natural Gas_Gas Boiler - Burner Control Optimization_A_Achievable Economic TRC Potential | F7 | Industrial | Other Industrial | Existing | Process | Natural Gas | Gas Boiler - Burner Control Optimization | A | Incremental Energy Savings (MWh or mTherms) | Achievable Economic TRC Potential | 0 | 0 | 0 | 0 | 0 | 0.027914 | 0.043854 | 0.087191 | 0.15267 | 0.23768 | 0.32852 | 0.41698 | 0.48548 | 0.51453 | 0.51649 | 0.47746 | 0.41783 | 0.34237 | 0.26391 | 0.19469 | 0.13572 | 0.090128 | 0.057145 | 0.034666 | 0.023398 | 0 | 0 | 0 | 0 | 0 | 0
F8_Industrial_Other Industrial_Existing_Process_Natural Gas_Gas Boiler - Burner Control Optimization_A_Achievable Economic TRC Potential | F8 | Industrial | Other Industrial | Existing | Process | Natural Gas | Gas Boiler - Burner Control Optimization | A | Incremental Summer Peak Savings (MW) | Achievable Economic TRC Potential | 0 | 0 | 0 | 0 | 0 | 0 | 0 | 0 | 0 | 0 | 0 | 0 | 0 | 0 | 0 | 0 | 0 | 0 | 0 | 0 | 0 | 0 | 0 | 0 | 0 | 0 | 0 | 0 | 0 | 0 | 0
F9_Industrial_Other Industrial_Existing_Process_Natural Gas_Gas Boiler - Burner Control Optimization_A_Achievable Economic TRC Potential | F9 | Industrial | Other Industrial | Existing | Process | Natural Gas | Gas Boiler - Burner Control Optimization | A | Incremental Winter Peak Savings (MW) | Achievable Economic TRC Potential | 0 | 0 | 0 | 0 | 0 | 0 | 0 | 0 | 0 | 0 | 0 | 0 | 0 | 0 | 0 | 0 | 0 | 0 | 0 | 0 | 0 | 0 | 0 | 0 | 0 | 0 | 0 | 0 | 0 | 0 | 0
F10_Industrial_Other Industrial_Existing_Process_Natural Gas_Gas Boiler - Burner Control Optimization_A_Achievable Economic TRC Potential | F10 | Industrial | Other Industrial | Existing | Process | Natural Gas | Gas Boiler - Burner Control Optimization | A | Cumulative Energy Savings (MWh or mTherms) | Achievable Economic TRC Potential | 0 | 0 | 0 | 0 | 0 | 0.027914 | 0.071768 | 0.15896 | 0.31162 | 0.5493 | 0.87782 | 1.2948 | 1.7803 | 2.2948 | 2.8113 | 3.2888 | 3.7066 | 4.049 | 4.3129 | 4.5076 | 4.6433 | 4.7334 | 4.7906 | 4.8252 | 4.8486 | 4.8486 | 4.8486 | 4.8486 | 4.8486 | 4.8486 | 4.8486
F11_Industrial_Other Industrial_Existing_Process_Natural Gas_Gas Boiler - Burner Control Optimization_A_Achievable Economic TRC Potential | F11 | Industrial | Other Industrial | Existing | Process | Natural Gas | Gas Boiler - Burner Control Optimization | A | Cumulative Summer Peak Savings (MW) | Achievable Economic TRC Potential | 0 | 0 | 0 | 0 | 0 | 0 | 0 | 0 | 0 | 0 | 0 | 0 | 0 | 0 | 0 | 0 | 0 | 0 | 0 | 0 | 0 | 0 | 0 | 0 | 0 | 0 | 0 | 0 | 0 | 0 | 0
F12_Industrial_Other Industrial_Existing_Process_Natural Gas_Gas Boiler - Burner Control Optimization_A_Achievable Economic TRC Potential | F12 | Industrial | Other Industrial | Existing | Process | Natural Gas | Gas Boiler - Burner Control Optimization | A | Cumulative Winter Peak Savings (MW) | Achievable Economic TRC Potential | 0 | 0 | 0 | 0 | 0 | 0 | 0 | 0 | 0 | 0 | 0 | 0 | 0 | 0 | 0 | 0 | 0 | 0 | 0 | 0 | 0 | 0 | 0 | 0 | 0 | 0 | 0 | 0 | 0 | 0 | 0
F13_Industrial_Other Industrial_Existing_Process_Natural Gas_Gas Boiler - Burner Control Optimization_A_Achievable Economic TRC Potential | F13 | Industrial | Other Industrial | Existing | Process | Natural Gas | Gas Boiler - Burner Control Optimization | A | Purchases (Incremental) | Achievable Economic TRC Potential | 0 | 0 | 0 | 0 | 0 | 45.3679 | 71.2749 | 141.7092 | 248.1252 | 386.2917 | 533.9406 | 677.7038 | 789.049 | 836.2515 | 839.4443 | 776.0098 | 679.0967 | 556.4414 | 428.9273 | 316.4261 | 220.5823 | 146.4829 | 92.8768 | 56.3416 | 38.0277 | 0 | 0 | 0 | 0 | 0 | 0
F14_Industrial_Other Industrial_Existing_Process_Natural Gas_Gas Boiler - Burner Control Optimization_A_Achievable Economic TRC Potential | F14 | Industrial | Other Industrial | Existing | Process | Natural Gas | Gas Boiler - Burner Control Optimization | A | Purchases (Cumulative) | Achievable Economic TRC Potential | 0 | 0 | 0 | 0 | 0 | 45.3679 | 116.6428 | 258.352 | 506.4772 | 892.7689 | 1426.7095 | 2104.4133 | 2893.4623 | 3729.7137 | 4569.158 | 5345.1678 | 6024.2646 | 6580.7059 | 7009.6332 | 7326.0593 | 7546.6415 | 7693.1245 | 7786.0012 | 7842.3428 | 7880.3704 | 7880.3704 | 7880.3704 | 7880.3704 | 7880.3704 | 7880.3704 | 7880.3704
F1_Industrial_Other Industrial_Existing_Space Heating_Natural Gas_HVAC - Demand Controlled Ventilation_A_Achievable Economic TRC Potential | F1 | Industrial | Other Industrial | Existing | Space Heating | Natural Gas | HVAC - Demand Controlled Ventilation | A | Original Unit Energy Savings (kWh or therms) | Achievable Economic TRC Potential | 0 | 0 | 0 | 0 | 0 | 0.045714 | 0.045302 | 0.044777 | 0.044244 | 0.043709 | 0.043186 | 0.042667 | 0.042179 | 0.041719 | 0.041255 | 0.04085 | 0.040467 | 0.040108 | 0.03977 | 0.039428 | 0.039096 | 0.038767 | 0.038427 | 0.038101 | 0.037787 | 0.037493 | 0.037218 | 0.03696 | 0.036718 | 0.036492 | 0.03628
F2_Industrial_Other Industrial_Existing_Space Heating_Natural Gas_HVAC - Demand Controlled Ventilation_A_Achievable Economic TRC Potential | F2 | Industrial | Other Industrial | Existing | Space Heating | Natural Gas | HVAC - Demand Controlled Ventilation | A | Original Unit Summer Peak Savings (kW) | Achievable Economic TRC Potential | 0 | 0 | 0 | 0 | 0 | 0 | 0 | 0 | 0 | 0 | 0 | 0 | 0 | 0 | 0 | 0 | 0 | 0 | 0 | 0 | 0 | 0 | 0 | 0 | 0 | 0 | 0 | 0 | 0 | 0 | 0
F3_Industrial_Other Industrial_Existing_Space Heating_Natural Gas_HVAC - Demand Controlled Ventilation_A_Achievable Economic TRC Potential | F3 | Industrial | Other Industrial | Existing | Space Heating | Natural Gas | HVAC - Demand Controlled Ventilation | A | Original Unit Winter Peak Savings (kW) | Achievable Economic TRC Potential | 0 | 0 | 0 | 0 | 0 | 0 | 0 | 0 | 0 | 0 | 0 | 0 | 0 | 0 | 0 | 0 | 0 | 0 | 0 | 0 | 0 | 0 | 0 | 0 | 0 | 0 | 0 | 0 | 0 | 0 | 0
F4_Industrial_Other Industrial_Existing_Space Heating_Natural Gas_HVAC - Demand Controlled Ventilation_A_Achievable Economic TRC Potential | F4 | Industrial | Other Industrial | Existing | Space Heating | Natural Gas | HVAC - Demand Controlled Ventilation | A | Standalone Impact on Baseline Energy (%) | Achievable Economic TRC Potential | 0% | 0% | 0% | 0% | 0% | 0% | 0% | 0% | 0% | 0% | 0% | 0% | 0% | 0% | 0% | 0% | 0% | 0% | 0% | 0% | 0% | 0% | 0% | 0% | 0 | 0 | 0 | 0 | 0 | 0 | 0
F5_Industrial_Other Industrial_Existing_Space Heating_Natural Gas_HVAC - Demand Controlled Ventilation_A_Achievable Economic TRC Potential | F5 | Industrial | Other Industrial | Existing | Space Heating | Natural Gas | HVAC - Demand Controlled Ventilation | A | Standalone Impact on Baseline Summer Peak (%) | Achievable Economic TRC Potential | 0% | 0% | 0% | 0% | 0% | 0% | 0% | 0% | 0% | 0% | 0% | 0% | 0% | 0% | 0% | 0% | 0% | 0% | 0% | 0% | 0% | 0% | 0% | 0% | 0 | 0 | 0 | 0 | 0 | 0 | 0
F6_Industrial_Other Industrial_Existing_Space Heating_Natural Gas_HVAC - Demand Controlled Ventilation_A_Achievable Economic TRC Potential | F6 | Industrial | Other Industrial | Existing | Space Heating | Natural Gas | HVAC - Demand Controlled Ventilation | A | Standalone Impact on Baseline Winter Peak (%) | Achievable Economic TRC Potential | 0% | 0% | 0% | 0% | 0% | 0% | 0% | 0% | 0% | 0% | 0% | 0% | 0% | 0% | 0% | 0% | 0% | 0% | 0% | 0% | 0% | 0% | 0% | 0% | 0 | 0 | 0 | 0 | 0 | 0 | 0
F7_Industrial_Other Industrial_Existing_Space Heating_Natural Gas_HVAC - Demand Controlled Ventilation_A_Achievable Economic TRC Potential | F7 | Industrial | Other Industrial | Existing | Space Heating | Natural Gas | HVAC - Demand Controlled Ventilation | A | Incremental Energy Savings (MWh or mTherms) | Achievable Economic TRC Potential | 0 | 0 | 0 | 0 | 0 | 0 | 0 | 0 | 0 | 0 | 0 | 0 | 0 | 0 | 0 | 0 | 0 | 0 | 0 | 0 | 0 | 0 | 0 | 0 | 0 | 0 | 0 | 0 | 0 | 0 | 0
F8_Industrial_Other Industrial_Existing_Space Heating_Natural Gas_HVAC - Demand Controlled Ventilation_A_Achievable Economic TRC Potential | F8 | Industrial | Other Industrial | Existing | Space Heating | Natural Gas | HVAC - Demand Controlled Ventilation | A | Incremental Summer Peak Savings (MW) | Achievable Economic TRC Potential | 0 | 0 | 0 | 0 | 0 | 0 | 0 | 0 | 0 | 0 | 0 | 0 | 0 | 0 | 0 | 0 | 0 | 0 | 0 | 0 | 0 | 0 | 0 | 0 | 0 | 0 | 0 | 0 | 0 | 0 | 0
F9_Industrial_Other Industrial_Existing_Space Heating_Natural Gas_HVAC - Demand Controlled Ventilation_A_Achievable Economic TRC Potential | F9 | Industrial | Other Industrial | Existing | Space Heating | Natural Gas | HVAC - Demand Controlled Ventilation | A | Incremental Winter Peak Savings (MW) | Achievable Economic TRC Potential | 0 | 0 | 0 | 0 | 0 | 0 | 0 | 0 | 0 | 0 | 0 | 0 | 0 | 0 | 0 | 0 | 0 | 0 | 0 | 0 | 0 | 0 | 0 | 0 | 0 | 0 | 0 | 0 | 0 | 0 | 0
F10_Industrial_Other Industrial_Existing_Space Heating_Natural Gas_HVAC - Demand Controlled Ventilation_A_Achievable Economic TRC Potential | F10 | Industrial | Other Industrial | Existing | Space Heating | Natural Gas | HVAC - Demand Controlled Ventilation | A | Cumulative Energy Savings (MWh or mTherms) | Achievable Economic TRC Potential | 0 | 0 | 0 | 0 | 0 | 0 | 0 | 0 | 0 | 0 | 0 | 0 | 0 | 0 | 0 | 0 | 0 | 0 | 0 | 0 | 0 | 0 | 0 | 0 | 0 | 0 | 0 | 0 | 0 | 0 | 0
F11_Industrial_Other Industrial_Existing_Space Heating_Natural Gas_HVAC - Demand Controlled Ventilation_A_Achievable Economic TRC Potential | F11 | Industrial | Other Industrial | Existing | Space Heating | Natural Gas | HVAC - Demand Controlled Ventilation | A | Cumulative Summer Peak Savings (MW) | Achievable Economic TRC Potential | 0 | 0 | 0 | 0 | 0 | 0 | 0 | 0 | 0 | 0 | 0 | 0 | 0 | 0 | 0 | 0 | 0 | 0 | 0 | 0 | 0 | 0 | 0 | 0 | 0 | 0 | 0 | 0 | 0 | 0 | 0
F12_Industrial_Other Industrial_Existing_Space Heating_Natural Gas_HVAC - Demand Controlled Ventilation_A_Achievable Economic TRC Potential | F12 | Industrial | Other Industrial | Existing | Space Heating | Natural Gas | HVAC - Demand Controlled Ventilation | A | Cumulative Winter Peak Savings (MW) | Achievable Economic TRC Potential | 0 | 0 | 0 | 0 | 0 | 0 | 0 | 0 | 0 | 0 | 0 | 0 | 0 | 0 | 0 | 0 | 0 | 0 | 0 | 0 | 0 | 0 | 0 | 0 | 0 | 0 | 0 | 0 | 0 | 0 | 0
F13_Industrial_Other Industrial_Existing_Space Heating_Natural Gas_HVAC - Demand Controlled Ventilation_A_Achievable Economic TRC Potential | F13 | Industrial | Other Industrial | Existing | Space Heating | Natural Gas | HVAC - Demand Controlled Ventilation | A | Purchases (Incremental) | Achievable Economic TRC Potential | 0 | 0 | 0 | 0 | 0 | 0 | 0 | 0 | 0 | 0 | 0 | 0 | 0 | 0 | 0 | 0 | 0 | 0 | 0 | 0 | 0 | 0 | 0 | 0 | 0 | 0 | 0 | 0 | 0 | 0 | 0
F14_Industrial_Other Industrial_Existing_Space Heating_Natural Gas_HVAC - Demand Controlled Ventilation_A_Achievable Economic TRC Potential | F14 | Industrial | Other Industrial | Existing | Space Heating | Natural Gas | HVAC - Demand Controlled Ventilation | A | Purchases (Cumulative) | Achievable Economic TRC Potential | 0 | 0 | 0 | 0 | 0 | 0 | 0 | 0 | 0 | 0 | 0 | 0 | 0 | 0 | 0 | 0 | 0 | 0 | 0 | 0 | 0 | 0 | 0 | 0 | 0 | 0 | 0 | 0 | 0 | 0 | 0
F1_Industrial_Other Industrial_Existing_Space Heating_Natural Gas_Gas Boiler - Stack Economizer_A_Achievable Economic TRC Potential | F1 | Industrial | Other Industrial | Existing | Space Heating | Natural Gas | Gas Boiler - Stack Economizer | A | Original Unit Energy Savings (kWh or therms) | Achievable Economic TRC Potential | 0 | 0 | 0 | 0 | 0 | 2.009 | 1.9954 | 1.9819 | 1.9683 | 1.9547 | 1.9415 | 1.9285 | 1.9156 | 1.9028 | 1.8893 | 1.8769 | 1.8647 | 1.8526 | 1.8407 | 1.8288 | 1.8173 | 1.8054 | 1.7938 | 1.7826 | 1.7714 | 1.7611 | 1.7517 | 1.7432 | 1.7353 | 1.7282 | 1.7217
F2_Industrial_Other Industrial_Existing_Space Heating_Natural Gas_Gas Boiler - Stack Economizer_A_Achievable Economic TRC Potential | F2 | Industrial | Other Industrial | Existing | Space Heating | Natural Gas | Gas Boiler - Stack Economizer | A | Original Unit Summer Peak Savings (kW) | Achievable Economic TRC Potential | 0 | 0 | 0 | 0 | 0 | 0 | 0 | 0 | 0 | 0 | 0 | 0 | 0 | 0 | 0 | 0 | 0 | 0 | 0 | 0 | 0 | 0 | 0 | 0 | 0 | 0 | 0 | 0 | 0 | 0 | 0
F3_Industrial_Other Industrial_Existing_Space Heating_Natural Gas_Gas Boiler - Stack Economizer_A_Achievable Economic TRC Potential | F3 | Industrial | Other Industrial | Existing | Space Heating | Natural Gas | Gas Boiler - Stack Economizer | A | Original Unit Winter Peak Savings (kW) | Achievable Economic TRC Potential | 0 | 0 | 0 | 0 | 0 | 0 | 0 | 0 | 0 | 0 | 0 | 0 | 0 | 0 | 0 | 0 | 0 | 0 | 0 | 0 | 0 | 0 | 0 | 0 | 0 | 0 | 0 | 0 | 0 | 0 | 0
F4_Industrial_Other Industrial_Existing_Space Heating_Natural Gas_Gas Boiler - Stack Economizer_A_Achievable Economic TRC Potential | F4 | Industrial | Other Industrial | Existing | Space Heating | Natural Gas | Gas Boiler - Stack Economizer | A | Standalone Impact on Baseline Energy (%) | Achievable Economic TRC Potential | 0% | 0% | 0% | 0% | 0% | 0.008228% | 0.01643% | 0.02472% | 0.0329% | 0.04107% | 0.049% | 0.05506% | 0.05993% | 0.06472% | 0.06756% | 0.07069% | 0.07268% | 0.07463% | 0.07654% | 0.07743% | 0.07852% | 0.0788% | 0.07902% | 0.07922% | 0.0007937 | 0.00079515 | 0.00079652 | 0.0007978 | 0 | 0 | 0
F5_Industrial_Other Industrial_Existing_Space Heating_Natural Gas_Gas Boiler - Stack Economizer_A_Achievable Economic TRC Potential | F5 | Industrial | Other Industrial | Existing | Space Heating | Natural Gas | Gas Boiler - Stack Economizer | A | Standalone Impact on Baseline Summer Peak (%) | Achievable Economic TRC Potential | 0% | 0% | 0% | 0% | 0% | 0% | 0% | 0% | 0% | 0% | 0% | 0% | 0% | 0% | 0% | 0% | 0% | 0% | 0% | 0% | 0% | 0% | 0% | 0% | 0 | 0 | 0 | 0 | 0 | 0 | 0
F6_Industrial_Other Industrial_Existing_Space Heating_Natural Gas_Gas Boiler - Stack Economizer_A_Achievable Economic TRC Potential | F6 | Industrial | Other Industrial | Existing | Space Heating | Natural Gas | Gas Boiler - Stack Economizer | A | Standalone Impact on Baseline Winter Peak (%) | Achievable Economic TRC Potential | 0% | 0% | 0% | 0% | 0% | 0% | 0% | 0% | 0% | 0% | 0% | 0% | 0% | 0% | 0% | 0% | 0% | 0% | 0% | 0% | 0% | 0% | 0% | 0% | 0 | 0 | 0 | 0 | 0 | 0 | 0
F7_Industrial_Other Industrial_Existing_Space Heating_Natural Gas_Gas Boiler - Stack Economizer_A_Achievable Economic TRC Potential | F7 | Industrial | Other Industrial | Existing | Space Heating | Natural Gas | Gas Boiler - Stack Economizer | A | Incremental Energy Savings (MWh or mTherms) | Achievable Economic TRC Potential | 0 | 0 | 0 | 0 | 0 | 0.062228 | 0.061773 | 0.060992 | 0.060606 | 0.060239 | 0.053166 | 0.042131 | 0.033411 | 0.026129 | 0.020834 | 0.0164 | 0.013036 | 0.010309 | 0.0081215 | 0.0064629 | 0.0051165 | 3.4534e-05 | 1.221e-05 | 4.1225e-06 | 1.3316e-06 | 1.122e-06 | 1.1131e-06 | 1.1049e-06 | 1.0976e-06 | 1.091e-06 | 1.085e-06
F8_Industrial_Other Industrial_Existing_Space Heating_Natural Gas_Gas Boiler - Stack Economizer_A_Achievable Economic TRC Potential | F8 | Industrial | Other Industrial | Existing | Space Heating | Natural Gas | Gas Boiler - Stack Economizer | A | Incremental Summer Peak Savings (MW) | Achievable Economic TRC Potential | 0 | 0 | 0 | 0 | 0 | 0 | 0 | 0 | 0 | 0 | 0 | 0 | 0 | 0 | 0 | 0 | 0 | 0 | 0 | 0 | 0 | 0 | 0 | 0 | 0 | 0 | 0 | 0 | 0 | 0 | 0
F9_Industrial_Other Industrial_Existing_Space Heating_Natural Gas_Gas Boiler - Stack Economizer_A_Achievable Economic TRC Potential | F9 | Industrial | Other Industrial | Existing | Space Heating | Natural Gas | Gas Boiler - Stack Economizer | A | Incremental Winter Peak Savings (MW) | Achievable Economic TRC Potential | 0 | 0 | 0 | 0 | 0 | 0 | 0 | 0 | 0 | 0 | 0 | 0 | 0 | 0 | 0 | 0 | 0 | 0 | 0 | 0 | 0 | 0 | 0 | 0 | 0 | 0 | 0 | 0 | 0 | 0 | 0
F10_Industrial_Other Industrial_Existing_Space Heating_Natural Gas_Gas Boiler - Stack Economizer_A_Achievable Economic TRC Potential | F10 | Industrial | Other Industrial | Existing | Space Heating | Natural Gas | Gas Boiler - Stack Economizer | A | Cumulative Energy Savings (MWh or mTherms) | Achievable Economic TRC Potential | 0 | 0 | 0 | 0 | 0 | 0.062228 | 0.12358 | 0.18373 | 0.24308 | 0.30164 | 0.35278 | 0.39254 | 0.42332 | 0.44663 | 0.46429 | 0.47765 | 0.48756 | 0.49472 | 0.49967 | 0.5029 | 0.50486 | 0.50157 | 0.49837 | 0.49527 | 0.49214 | 0.48929 | 0.48668 | 0.4843 | 0.48214 | 0.48016 | 0.47835
F11_Industrial_Other Industrial_Existing_Space Heating_Natural Gas_Gas Boiler - Stack Economizer_A_Achievable Economic TRC Potential | F11 | Industrial | Other Industrial | Existing | Space Heating | Natural Gas | Gas Boiler - Stack Economizer | A | Cumulative Summer Peak Savings (MW) | Achievable Economic TRC Potential | 0 | 0 | 0 | 0 | 0 | 0 | 0 | 0 | 0 | 0 | 0 | 0 | 0 | 0 | 0 | 0 | 0 | 0 | 0 | 0 | 0 | 0 | 0 | 0 | 0 | 0 | 0 | 0 | 0 | 0 | 0
F12_Industrial_Other Industrial_Existing_Space Heating_Natural Gas_Gas Boiler - Stack Economizer_A_Achievable Economic TRC Potential | F12 | Industrial | Other Industrial | Existing | Space Heating | Natural Gas | Gas Boiler - Stack Economizer | A | Cumulative Winter Peak Savings (MW) | Achievable Economic TRC Potential | 0 | 0 | 0 | 0 | 0 | 0 | 0 | 0 | 0 | 0 | 0 | 0 | 0 | 0 | 0 | 0 | 0 | 0 | 0 | 0 | 0 | 0 | 0 | 0 | 0 | 0 | 0 | 0 | 0 | 0 | 0
F13_Industrial_Other Industrial_Existing_Space Heating_Natural Gas_Gas Boiler - Stack Economizer_A_Achievable Economic TRC Potential | F13 | Industrial | Other Industrial | Existing | Space Heating | Natural Gas | Gas Boiler - Stack Economizer | A | Purchases (Incremental) | Achievable Economic TRC Potential | 0 | 0 | 0 | 0 | 0 | 30.9745 | 30.9575 | 30.7749 | 30.7916 | 30.817 | 27.3831 | 21.8466 | 17.4418 | 13.7319 | 11.0274 | 8.7378 | 6.9912 | 5.5648 | 4.4121 | 3.5339 | 2.8154 | 0.019129 | 0.0068067 | 0.0023126 | 0.00075173 | 0.00063711 | 0.00063541 | 0.00063387 | 0.00063249 | 0.00063126 | 0.00063019
F14_Industrial_Other Industrial_Existing_Space Heating_Natural Gas_Gas Boiler - Stack Economizer_A_Achievable Economic TRC Potential | F14 | Industrial | Other Industrial | Existing | Space Heating | Natural Gas | Gas Boiler - Stack Economizer | A | Purchases (Cumulative) | Achievable Economic TRC Potential | 0 | 0 | 0 | 0 | 0 | 30.9745 | 61.932 | 92.7069 | 123.4985 | 154.3155 | 181.6986 | 203.5452 | 220.987 | 234.7189 | 245.7463 | 254.4842 | 261.4753 | 267.0401 | 271.4522 | 274.9861 | 277.8015 | 277.8206 | 277.8274 | 277.8298 | 277.8305 | 277.8312 | 277.8318 | 277.8324 | 277.8331 | 277.8337 | 277.8343
F1_Industrial_Other Industrial_Existing_Process_Natural Gas_Gas Boiler - Stack Economizer_A_Achievable Economic TRC Potential | F1 | Industrial | Other Industrial | Existing | Process | Natural Gas | Gas Boiler - Stack Economizer | A | Original Unit Energy Savings (kWh or therms) | Achievable Economic TRC Potential | 0 | 0 | 0 | 0 | 0 | 2.0368 | 2.0368 | 2.0368 | 2.0368 | 2.0368 | 2.0368 | 2.0368 | 2.0368 | 2.0368 | 2.0368 | 2.0368 | 2.0368 | 2.0368 | 2.0368 | 2.0368 | 2.0368 | 2.0368 | 2.0368 | 2.0368 | 2.0368 | 2.0368 | 2.0368 | 2.0368 | 2.0368 | 2.0368 | 2.0368
F2_Industrial_Other Industrial_Existing_Process_Natural Gas_Gas Boiler - Stack Economizer_A_Achievable Economic TRC Potential | F2 | Industrial | Other Industrial | Existing | Process | Natural Gas | Gas Boiler - Stack Economizer | A | Original Unit Summer Peak Savings (kW) | Achievable Economic TRC Potential | 0 | 0 | 0 | 0 | 0 | 0 | 0 | 0 | 0 | 0 | 0 | 0 | 0 | 0 | 0 | 0 | 0 | 0 | 0 | 0 | 0 | 0 | 0 | 0 | 0 | 0 | 0 | 0 | 0 | 0 | 0
F3_Industrial_Other Industrial_Existing_Process_Natural Gas_Gas Boiler - Stack Economizer_A_Achievable Economic TRC Potential | F3 | Industrial | Other Industrial | Existing | Process | Natural Gas | Gas Boiler - Stack Economizer | A | Original Unit Winter Peak Savings (kW) | Achievable Economic TRC Potential | 0 | 0 | 0 | 0 | 0 | 0 | 0 | 0 | 0 | 0 | 0 | 0 | 0 | 0 | 0 | 0 | 0 | 0 | 0 | 0 | 0 | 0 | 0 | 0 | 0 | 0 | 0 | 0 | 0 | 0 | 0
F4_Industrial_Other Industrial_Existing_Process_Natural Gas_Gas Boiler - Stack Economizer_A_Achievable Economic TRC Potential | F4 | Industrial | Other Industrial | Existing | Process | Natural Gas | Gas Boiler - Stack Economizer | A | Standalone Impact on Baseline Energy (%) | Achievable Economic TRC Potential | 0% | 0% | 0% | 0% | 0% | 0.05789% | 0.1158% | 0.1744% | 0.2322% | 0.2899% | 0.3457% | 0.3883% | 0.4225% | 0.456% | 0.4756% | 0.4972% | 0.5108% | 0.5243% | 0.5378% | 0.5441% | 0.552% | 0.5542% | 0.5562% | 0.5581% | 0.0055989 | 0.0056152 | 0.0056302 | 0.0056439 | 0 | 0 | 0
F5_Industrial_Other Industrial_Existing_Process_Natural Gas_Gas Boiler - Stack Economizer_A_Achievable Economic TRC Potential | F5 | Industrial | Other Industrial | Existing | Process | Natural Gas | Gas Boiler - Stack Economizer | A | Standalone Impact on Baseline Summer Peak (%) | Achievable Economic TRC Potential | 0% | 0% | 0% | 0% | 0% | 0% | 0% | 0% | 0% | 0% | 0% | 0% | 0% | 0% | 0% | 0% | 0% | 0% | 0% | 0% | 0% | 0% | 0% | 0% | 0 | 0 | 0 | 0 | 0 | 0 | 0
F6_Industrial_Other Industrial_Existing_Process_Natural Gas_Gas Boiler - Stack Economizer_A_Achievable Economic TRC Potential | F6 | Industrial | Other Industrial | Existing | Process | Natural Gas | Gas Boiler - Stack Economizer | A | Standalone Impact on Baseline Winter Peak (%) | Achievable Economic TRC Potential | 0% | 0% | 0% | 0% | 0% | 0% | 0% | 0% | 0% | 0% | 0% | 0% | 0% | 0% | 0% | 0% | 0% | 0% | 0% | 0% | 0% | 0% | 0% | 0% | 0 | 0 | 0 | 0 | 0 | 0 | 0
F7_Industrial_Other Industrial_Existing_Process_Natural Gas_Gas Boiler - Stack Economizer_A_Achievable Economic TRC Potential | F7 | Industrial | Other Industrial | Existing | Process | Natural Gas | Gas Boiler - Stack Economizer | A | Incremental Energy Savings (MWh or mTherms) | Achievable Economic TRC Potential | 0 | 0 | 0 | 0 | 0 | 0.91347 | 0.91297 | 0.90758 | 0.90807 | 0.90882 | 0.80756 | 0.64428 | 0.51438 | 0.40497 | 0.32521 | 0.25769 | 0.20618 | 0.16411 | 0.13012 | 0.10422 | 0.083029 | 0.00056412 | 0.00020074 | 6.8201e-05 | 2.2169e-05 | 1.8789e-05 | 1.8739e-05 | 1.8694e-05 | 1.8653e-05 | 1.8617e-05 | 1.8585e-05
F8_Industrial_Other Industrial_Existing_Process_Natural Gas_Gas Boiler - Stack Economizer_A_Achievable Economic TRC Potential | F8 | Industrial | Other Industrial | Existing | Process | Natural Gas | Gas Boiler - Stack Economizer | A | Incremental Summer Peak Savings (MW) | Achievable Economic TRC Potential | 0 | 0 | 0 | 0 | 0 | 0 | 0 | 0 | 0 | 0 | 0 | 0 | 0 | 0 | 0 | 0 | 0 | 0 | 0 | 0 | 0 | 0 | 0 | 0 | 0 | 0 | 0 | 0 | 0 | 0 | 0
F9_Industrial_Other Industrial_Existing_Process_Natural Gas_Gas Boiler - Stack Economizer_A_Achievable Economic TRC Potential | F9 | Industrial | Other Industrial | Existing | Process | Natural Gas | Gas Boiler - Stack Economizer | A | Incremental Winter Peak Savings (MW) | Achievable Economic TRC Potential | 0 | 0 | 0 | 0 | 0 | 0 | 0 | 0 | 0 | 0 | 0 | 0 | 0 | 0 | 0 | 0 | 0 | 0 | 0 | 0 | 0 | 0 | 0 | 0 | 0 | 0 | 0 | 0 | 0 | 0 | 0
F10_Industrial_Other Industrial_Existing_Process_Natural Gas_Gas Boiler - Stack Economizer_A_Achievable Economic TRC Potential | F10 | Industrial | Other Industrial | Existing | Process | Natural Gas | Gas Boiler - Stack Economizer | A | Cumulative Energy Savings (MWh or mTherms) | Achievable Economic TRC Potential | 0 | 0 | 0 | 0 | 0 | 0.91347 | 1.8264 | 2.734 | 3.6421 | 4.5509 | 5.3585 | 6.0028 | 6.5171 | 6.9221 | 7.2473 | 7.505 | 7.7112 | 7.8753 | 8.0054 | 8.1096 | 8.1926 | 8.1932 | 8.1934 | 8.1935 | 8.1935 | 8.1935 | 8.1935 | 8.1936 | 8.1936 | 8.1936 | 8.1936
F11_Industrial_Other Industrial_Existing_Process_Natural Gas_Gas Boiler - Stack Economizer_A_Achievable Economic TRC Potential | F11 | Industrial | Other Industrial | Existing | Process | Natural Gas | Gas Boiler - Stack Economizer | A | Cumulative Summer Peak Savings (MW) | Achievable Economic TRC Potential | 0 | 0 | 0 | 0 | 0 | 0 | 0 | 0 | 0 | 0 | 0 | 0 | 0 | 0 | 0 | 0 | 0 | 0 | 0 | 0 | 0 | 0 | 0 | 0 | 0 | 0 | 0 | 0 | 0 | 0 | 0
F12_Industrial_Other Industrial_Existing_Process_Natural Gas_Gas Boiler - Stack Economizer_A_Achievable Economic TRC Potential | F12 | Industrial | Other Industrial | Existing | Process | Natural Gas | Gas Boiler - Stack Economizer | A | Cumulative Winter Peak Savings (MW) | Achievable Economic TRC Potential | 0 | 0 | 0 | 0 | 0 | 0 | 0 | 0 | 0 | 0 | 0 | 0 | 0 | 0 | 0 | 0 | 0 | 0 | 0 | 0 | 0 | 0 | 0 | 0 | 0 | 0 | 0 | 0 | 0 | 0 | 0
F13_Industrial_Other Industrial_Existing_Process_Natural Gas_Gas Boiler - Stack Economizer_A_Achievable Economic TRC Potential | F13 | Industrial | Other Industrial | Existing | Process | Natural Gas | Gas Boiler - Stack Economizer | A | Purchases (Incremental) | Achievable Economic TRC Potential | 0 | 0 | 0 | 0 | 0 | 448.4859 | 448.2397 | 445.5963 | 445.8372 | 446.2058 | 396.4855 | 316.3217 | 252.5435 | 198.8266 | 159.6686 | 126.5167 | 101.2265 | 80.5736 | 63.8839 | 51.1677 | 40.7649 | 0.27697 | 0.098556 | 0.033484 | 0.010884 | 0.0092248 | 0.0092003 | 0.009178 | 0.0091579 | 0.0091402 | 0.0091246
F14_Industrial_Other Industrial_Existing_Process_Natural Gas_Gas Boiler - Stack Economizer_A_Achievable Economic TRC Potential | F14 | Industrial | Other Industrial | Existing | Process | Natural Gas | Gas Boiler - Stack Economizer | A | Purchases (Cumulative) | Achievable Economic TRC Potential | 0 | 0 | 0 | 0 | 0 | 448.4859 | 896.7256 | 1342.3219 | 1788.159 | 2234.3649 | 2630.8504 | 2947.1721 | 3199.7156 | 3398.5422 | 3558.2107 | 3684.7275 | 3785.954 | 3866.5276 | 3930.4115 | 3981.5792 | 4022.3441 | 4022.6211 | 4022.7196 | 4022.7531 | 4022.764 | 4022.7732 | 4022.7824 | 4022.7916 | 4022.8008 | 4022.8099 | 4022.819
F1_Industrial_Other Industrial_Existing_Space Heating_Natural Gas_Gas Furnace Tube Inserts_A_Achievable Economic TRC Potential | F1 | Industrial | Other Industrial | Existing | Space Heating | Natural Gas | Gas Furnace Tube Inserts | A | Original Unit Energy Savings (kWh or therms) | Achievable Economic TRC Potential | 0 | 0 | 0 | 0 | 0 | 0.086193 | 0.085415 | 0.084425 | 0.083421 | 0.082413 | 0.081426 | 0.080448 | 0.079527 | 0.07866 | 0.077786 | 0.077021 | 0.0763 | 0.075622 | 0.074985 | 0.07434 | 0.073715 | 0.073094 | 0.072454 | 0.071839 | 0.071247 | 0.070693 | 0.070173 | 0.069687 | 0.069231 | 0.068805 | 0.068405
F2_Industrial_Other Industrial_Existing_Space Heating_Natural Gas_Gas Furnace Tube Inserts_A_Achievable Economic TRC Potential | F2 | Industrial | Other Industrial | Existing | Space Heating | Natural Gas | Gas Furnace Tube Inserts | A | Original Unit Summer Peak Savings (kW) | Achievable Economic TRC Potential | 0 | 0 | 0 | 0 | 0 | 0 | 0 | 0 | 0 | 0 | 0 | 0 | 0 | 0 | 0 | 0 | 0 | 0 | 0 | 0 | 0 | 0 | 0 | 0 | 0 | 0 | 0 | 0 | 0 | 0 | 0
F3_Industrial_Other Industrial_Existing_Space Heating_Natural Gas_Gas Furnace Tube Inserts_A_Achievable Economic TRC Potential | F3 | Industrial | Other Industrial | Existing | Space Heating | Natural Gas | Gas Furnace Tube Inserts | A | Original Unit Winter Peak Savings (kW) | Achievable Economic TRC Potential | 0 | 0 | 0 | 0 | 0 | 0 | 0 | 0 | 0 | 0 | 0 | 0 | 0 | 0 | 0 | 0 | 0 | 0 | 0 | 0 | 0 | 0 | 0 | 0 | 0 | 0 | 0 | 0 | 0 | 0 | 0
F4_Industrial_Other Industrial_Existing_Space Heating_Natural Gas_Gas Furnace Tube Inserts_A_Achievable Economic TRC Potential | F4 | Industrial | Other Industrial | Existing | Space Heating | Natural Gas | Gas Furnace Tube Inserts | A | Standalone Impact on Baseline Energy (%) | Achievable Economic TRC Potential | 0% | 0% | 0% | 0% | 0% | 0% | 0% | 0% | 0% | 0% | 0% | 0% | 0% | 0% | 0% | 0% | 0% | 0% | 0% | 0% | 0% | 0% | 0% | 0% | 0 | 0 | 0 | 0 | 0 | 0 | 0
F5_Industrial_Other Industrial_Existing_Space Heating_Natural Gas_Gas Furnace Tube Inserts_A_Achievable Economic TRC Potential | F5 | Industrial | Other Industrial | Existing | Space Heating | Natural Gas | Gas Furnace Tube Inserts | A | Standalone Impact on Baseline Summer Peak (%) | Achievable Economic TRC Potential | 0% | 0% | 0% | 0% | 0% | 0% | 0% | 0% | 0% | 0% | 0% | 0% | 0% | 0% | 0% | 0% | 0% | 0% | 0% | 0% | 0% | 0% | 0% | 0% | 0 | 0 | 0 | 0 | 0 | 0 | 0
F6_Industrial_Other Industrial_Existing_Space Heating_Natural Gas_Gas Furnace Tube Inserts_A_Achievable Economic TRC Potential | F6 | Industrial | Other Industrial | Existing | Space Heating | Natural Gas | Gas Furnace Tube Inserts | A | Standalone Impact on Baseline Winter Peak (%) | Achievable Economic TRC Potential | 0% | 0% | 0% | 0% | 0% | 0% | 0% | 0% | 0% | 0% | 0% | 0% | 0% | 0% | 0% | 0% | 0% | 0% | 0% | 0% | 0% | 0% | 0% | 0% | 0 | 0 | 0 | 0 | 0 | 0 | 0
F7_Industrial_Other Industrial_Existing_Space Heating_Natural Gas_Gas Furnace Tube Inserts_A_Achievable Economic TRC Potential | F7 | Industrial | Other Industrial | Existing | Space Heating | Natural Gas | Gas Furnace Tube Inserts | A | Incremental Energy Savings (MWh or mTherms) | Achievable Economic TRC Potential | 0 | 0 | 0 | 0 | 0 | 0 | 0 | 0 | 0 | 0 | 0 | 0 | 0 | 0 | 0 | 0 | 0 | 0 | 0 | 0 | 0 | 0 | 0 | 0 | 0 | 0 | 0 | 0 | 0 | 0 | 0
F8_Industrial_Other Industrial_Existing_Space Heating_Natural Gas_Gas Furnace Tube Inserts_A_Achievable Economic TRC Potential | F8 | Industrial | Other Industrial | Existing | Space Heating | Natural Gas | Gas Furnace Tube Inserts | A | Incremental Summer Peak Savings (MW) | Achievable Economic TRC Potential | 0 | 0 | 0 | 0 | 0 | 0 | 0 | 0 | 0 | 0 | 0 | 0 | 0 | 0 | 0 | 0 | 0 | 0 | 0 | 0 | 0 | 0 | 0 | 0 | 0 | 0 | 0 | 0 | 0 | 0 | 0
F9_Industrial_Other Industrial_Existing_Space Heating_Natural Gas_Gas Furnace Tube Inserts_A_Achievable Economic TRC Potential | F9 | Industrial | Other Industrial | Existing | Space Heating | Natural Gas | Gas Furnace Tube Inserts | A | Incremental Winter Peak Savings (MW) | Achievable Economic TRC Potential | 0 | 0 | 0 | 0 | 0 | 0 | 0 | 0 | 0 | 0 | 0 | 0 | 0 | 0 | 0 | 0 | 0 | 0 | 0 | 0 | 0 | 0 | 0 | 0 | 0 | 0 | 0 | 0 | 0 | 0 | 0
F10_Industrial_Other Industrial_Existing_Space Heating_Natural Gas_Gas Furnace Tube Inserts_A_Achievable Economic TRC Potential | F10 | Industrial | Other Industrial | Existing | Space Heating | Natural Gas | Gas Furnace Tube Inserts | A | Cumulative Energy Savings (MWh or mTherms) | Achievable Economic TRC Potential | 0 | 0 | 0 | 0 | 0 | 0 | 0 | 0 | 0 | 0 | 0 | 0 | 0 | 0 | 0 | 0 | 0 | 0 | 0 | 0 | 0 | 0 | 0 | 0 | 0 | 0 | 0 | 0 | 0 | 0 | 0
F11_Industrial_Other Industrial_Existing_Space Heating_Natural Gas_Gas Furnace Tube Inserts_A_Achievable Economic TRC Potential | F11 | Industrial | Other Industrial | Existing | Space Heating | Natural Gas | Gas Furnace Tube Inserts | A | Cumulative Summer Peak Savings (MW) | Achievable Economic TRC Potential | 0 | 0 | 0 | 0 | 0 | 0 | 0 | 0 | 0 | 0 | 0 | 0 | 0 | 0 | 0 | 0 | 0 | 0 | 0 | 0 | 0 | 0 | 0 | 0 | 0 | 0 | 0 | 0 | 0 | 0 | 0
F12_Industrial_Other Industrial_Existing_Space Heating_Natural Gas_Gas Furnace Tube Inserts_A_Achievable Economic TRC Potential | F12 | Industrial | Other Industrial | Existing | Space Heating | Natural Gas | Gas Furnace Tube Inserts | A | Cumulative Winter Peak Savings (MW) | Achievable Economic TRC Potential | 0 | 0 | 0 | 0 | 0 | 0 | 0 | 0 | 0 | 0 | 0 | 0 | 0 | 0 | 0 | 0 | 0 | 0 | 0 | 0 | 0 | 0 | 0 | 0 | 0 | 0 | 0 | 0 | 0 | 0 | 0
F13_Industrial_Other Industrial_Existing_Space Heating_Natural Gas_Gas Furnace Tube Inserts_A_Achievable Economic TRC Potential | F13 | Industrial | Other Industrial | Existing | Space Heating | Natural Gas | Gas Furnace Tube Inserts | A | Purchases (Incremental) | Achievable Economic TRC Potential | 0 | 0 | 0 | 0 | 0 | 0 | 0 | 0 | 0 | 0 | 0 | 0 | 0 | 0 | 0 | 0 | 0 | 0 | 0 | 0 | 0 | 0 | 0 | 0 | 0 | 0 | 0 | 0 | 0 | 0 | 0
F14_Industrial_Other Industrial_Existing_Space Heating_Natural Gas_Gas Furnace Tube Inserts_A_Achievable Economic TRC Potential | F14 | Industrial | Other Industrial | Existing | Space Heating | Natural Gas | Gas Furnace Tube Inserts | A | Purchases (Cumulative) | Achievable Economic TRC Potential | 0 | 0 | 0 | 0 | 0 | 0 | 0 | 0 | 0 | 0 | 0 | 0 | 0 | 0 | 0 | 0 | 0 | 0 | 0 | 0 | 0 | 0 | 0 | 0 | 0 | 0 | 0 | 0 | 0 | 0 | 0
F1_Industrial_Other Industrial_Existing_Space Heating_Natural Gas_Space Heating - Heat Recovery Ventilator_A_Achievable Economic TRC Potential | F1 | Industrial | Other Industrial | Existing | Space Heating | Natural Gas | Space Heating - Heat Recovery Ventilator | A | Original Unit Energy Savings (kWh or therms) | Achievable Economic TRC Potential | 0 | 0 | 0 | 0 | 0 | 0.013225 | 0.01316 | 0.01308 | 0.012996 | 0.012907 | 0.012817 | 0.012725 | 0.012634 | 0.012542 | 0.012443 | 0.012352 | 0.012262 | 0.012178 | 0.0121 | 0.012025 | 0.011953 | 0.011879 | 0.011813 | 0.011751 | 0.011691 | 0.011636 | 0.011585 | 0.011538 | 0 | 0 | 0
F2_Industrial_Other Industrial_Existing_Space Heating_Natural Gas_Space Heating - Heat Recovery Ventilator_A_Achievable Economic TRC Potential | F2 | Industrial | Other Industrial | Existing | Space Heating | Natural Gas | Space Heating - Heat Recovery Ventilator | A | Original Unit Summer Peak Savings (kW) | Achievable Economic TRC Potential | 0 | 0 | 0 | 0 | 0 | 0 | 0 | 0 | 0 | 0 | 0 | 0 | 0 | 0 | 0 | 0 | 0 | 0 | 0 | 0 | 0 | 0 | 0 | 0 | 0 | 0 | 0 | 0 | 0 | 0 | 0
F3_Industrial_Other Industrial_Existing_Space Heating_Natural Gas_Space Heating - Heat Recovery Ventilator_A_Achievable Economic TRC Potential | F3 | Industrial | Other Industrial | Existing | Space Heating | Natural Gas | Space Heating - Heat Recovery Ventilator | A | Original Unit Winter Peak Savings (kW) | Achievable Economic TRC Potential | 0 | 0 | 0 | 0 | 0 | 0 | 0 | 0 | 0 | 0 | 0 | 0 | 0 | 0 | 0 | 0 | 0 | 0 | 0 | 0 | 0 | 0 | 0 | 0 | 0 | 0 | 0 | 0 | 0 | 0 | 0
F4_Industrial_Other Industrial_Existing_Space Heating_Natural Gas_Space Heating - Heat Recovery Ventilator_A_Achievable Economic TRC Potential | F4 | Industrial | Other Industrial | Existing | Space Heating | Natural Gas | Space Heating - Heat Recovery Ventilator | A | Standalone Impact on Baseline Energy (%) | Achievable Economic TRC Potential | 0% | 0% | 0% | 0% | 0% | 0% | 0% | 0% | 0% | 0% | 0% | 0% | 0% | 0% | 0% | 0% | 0% | 0% | 0% | 0% | 0% | 0% | 0% | 0% | 0 | 0 | 0 | 0 | 0 | 0 | 0
F5_Industrial_Other Industrial_Existing_Space Heating_Natural Gas_Space Heating - Heat Recovery Ventilator_A_Achievable Economic TRC Potential | F5 | Industrial | Other Industrial | Existing | Space Heating | Natural Gas | Space Heating - Heat Recovery Ventilator | A | Standalone Impact on Baseline Summer Peak (%) | Achievable Economic TRC Potential | 0% | 0% | 0% | 0% | 0% | 0% | 0% | 0% | 0% | 0% | 0% | 0% | 0% | 0% | 0% | 0% | 0% | 0% | 0% | 0% | 0% | 0% | 0% | 0% | 0 | 0 | 0 | 0 | 0 | 0 | 0
F6_Industrial_Other Industrial_Existing_Space Heating_Natural Gas_Space Heating - Heat Recovery Ventilator_A_Achievable Economic TRC Potential | F6 | Industrial | Other Industrial | Existing | Space Heating | Natural Gas | Space Heating - Heat Recovery Ventilator | A | Standalone Impact on Baseline Winter Peak (%) | Achievable Economic TRC Potential | 0% | 0% | 0% | 0% | 0% | 0% | 0% | 0% | 0% | 0% | 0% | 0% | 0% | 0% | 0% | 0% | 0% | 0% | 0% | 0% | 0% | 0% | 0% | 0% | 0 | 0 | 0 | 0 | 0 | 0 | 0
F7_Industrial_Other Industrial_Existing_Space Heating_Natural Gas_Space Heating - Heat Recovery Ventilator_A_Achievable Economic TRC Potential | F7 | Industrial | Other Industrial | Existing | Space Heating | Natural Gas | Space Heating - Heat Recovery Ventilator | A | Incremental Energy Savings (MWh or mTherms) | Achievable Economic TRC Potential | 0 | 0 | 0 | 0 | 0 | 0 | 0 | 0 | 0 | 0 | 0 | 0 | 0 | 0 | 0 | 0 | 0 | 0 | 0 | 0 | 0 | 0 | 0 | 0 | 0 | 0 | 0 | 0 | 0 | 0 | 0
F8_Industrial_Other Industrial_Existing_Space Heating_Natural Gas_Space Heating - Heat Recovery Ventilator_A_Achievable Economic TRC Potential | F8 | Industrial | Other Industrial | Existing | Space Heating | Natural Gas | Space Heating - Heat Recovery Ventilator | A | Incremental Summer Peak Savings (MW) | Achievable Economic TRC Potential | 0 | 0 | 0 | 0 | 0 | 0 | 0 | 0 | 0 | 0 | 0 | 0 | 0 | 0 | 0 | 0 | 0 | 0 | 0 | 0 | 0 | 0 | 0 | 0 | 0 | 0 | 0 | 0 | 0 | 0 | 0
F9_Industrial_Other Industrial_Existing_Space Heating_Natural Gas_Space Heating - Heat Recovery Ventilator_A_Achievable Economic TRC Potential | F9 | Industrial | Other Industrial | Existing | Space Heating | Natural Gas | Space Heating - Heat Recovery Ventilator | A | Incremental Winter Peak Savings (MW) | Achievable Economic TRC Potential | 0 | 0 | 0 | 0 | 0 | 0 | 0 | 0 | 0 | 0 | 0 | 0 | 0 | 0 | 0 | 0 | 0 | 0 | 0 | 0 | 0 | 0 | 0 | 0 | 0 | 0 | 0 | 0 | 0 | 0 | 0
F10_Industrial_Other Industrial_Existing_Space Heating_Natural Gas_Space Heating - Heat Recovery Ventilator_A_Achievable Economic TRC Potential | F10 | Industrial | Other Industrial | Existing | Space Heating | Natural Gas | Space Heating - Heat Recovery Ventilator | A | Cumulative Energy Savings (MWh or mTherms) | Achievable Economic TRC Potential | 0 | 0 | 0 | 0 | 0 | 0 | 0 | 0 | 0 | 0 | 0 | 0 | 0 | 0 | 0 | 0 | 0 | 0 | 0 | 0 | 0 | 0 | 0 | 0 | 0 | 0 | 0 | 0 | 0 | 0 | 0
F11_Industrial_Other Industrial_Existing_Space Heating_Natural Gas_Space Heating - Heat Recovery Ventilator_A_Achievable Economic TRC Potential | F11 | Industrial | Other Industrial | Existing | Space Heating | Natural Gas | Space Heating - Heat Recovery Ventilator | A | Cumulative Summer Peak Savings (MW) | Achievable Economic TRC Potential | 0 | 0 | 0 | 0 | 0 | 0 | 0 | 0 | 0 | 0 | 0 | 0 | 0 | 0 | 0 | 0 | 0 | 0 | 0 | 0 | 0 | 0 | 0 | 0 | 0 | 0 | 0 | 0 | 0 | 0 | 0
F12_Industrial_Other Industrial_Existing_Space Heating_Natural Gas_Space Heating - Heat Recovery Ventilator_A_Achievable Economic TRC Potential | F12 | Industrial | Other Industrial | Existing | Space Heating | Natural Gas | Space Heating - Heat Recovery Ventilator | A | Cumulative Winter Peak Savings (MW) | Achievable Economic TRC Potential | 0 | 0 | 0 | 0 | 0 | 0 | 0 | 0 | 0 | 0 | 0 | 0 | 0 | 0 | 0 | 0 | 0 | 0 | 0 | 0 | 0 | 0 | 0 | 0 | 0 | 0 | 0 | 0 | 0 | 0 | 0
F13_Industrial_Other Industrial_Existing_Space Heating_Natural Gas_Space Heating - Heat Recovery Ventilator_A_Achievable Economic TRC Potential | F13 | Industrial | Other Industrial | Existing | Space Heating | Natural Gas | Space Heating - Heat Recovery Ventilator | A | Purchases (Incremental) | Achievable Economic TRC Potential | 0 | 0 | 0 | 0 | 0 | 0 | 0 | 0 | 0 | 0 | 0 | 0 | 0 | 0 | 0 | 0 | 0 | 0 | 0 | 0 | 0 | 0 | 0 | 0 | 0 | 0 | 0 | 0 | 0 | 0 | 0
F14_Industrial_Other Industrial_Existing_Space Heating_Natural Gas_Space Heating - Heat Recovery Ventilator_A_Achievable Economic TRC Potential | F14 | Industrial | Other Industrial | Existing | Space Heating | Natural Gas | Space Heating - Heat Recovery Ventilator | A | Purchases (Cumulative) | Achievable Economic TRC Potential | 0 | 0 | 0 | 0 | 0 | 0 | 0 | 0 | 0 | 0 | 0 | 0 | 0 | 0 | 0 | 0 | 0 | 0 | 0 | 0 | 0 | 0 | 0 | 0 | 0 | 0 | 0 | 0 | 0 | 0 | 0
F1_Industrial_Other Industrial_Existing_Space Heating_Natural Gas_Thermostat - Programmable_A_Achievable Economic TRC Potential | F1 | Industrial | Other Industrial | Existing | Space Heating | Natural Gas | Thermostat - Programmable | A | Original Unit Energy Savings (kWh or therms) | Achievable Economic TRC Potential | 0 | 0 | 0 | 0 | 0 | 0.00657 | 0.0065379 | 0.0064981 | 0.0064561 | 0.0064121 | 0.0063676 | 0.0063217 | 0.0062762 | 0.0062308 | 0.0061817 | 0.0061364 | 0.0060916 | 0.0060501 | 0.0060114 | 0.0059736 | 0.005938 | 0.0059015 | 0.0058686 | 0.0058376 | 0.005808 | 0.0057807 | 0.0057553 | 0.0057319 | 0 | 0 | 0
F2_Industrial_Other Industrial_Existing_Space Heating_Natural Gas_Thermostat - Programmable_A_Achievable Economic TRC Potential | F2 | Industrial | Other Industrial | Existing | Space Heating | Natural Gas | Thermostat - Programmable | A | Original Unit Summer Peak Savings (kW) | Achievable Economic TRC Potential | 0 | 0 | 0 | 0 | 0 | 0 | 0 | 0 | 0 | 0 | 0 | 0 | 0 | 0 | 0 | 0 | 0 | 0 | 0 | 0 | 0 | 0 | 0 | 0 | 0 | 0 | 0 | 0 | 0 | 0 | 0
F3_Industrial_Other Industrial_Existing_Space Heating_Natural Gas_Thermostat - Programmable_A_Achievable Economic TRC Potential | F3 | Industrial | Other Industrial | Existing | Space Heating | Natural Gas | Thermostat - Programmable | A | Original Unit Winter Peak Savings (kW) | Achievable Economic TRC Potential | 0 | 0 | 0 | 0 | 0 | 0 | 0 | 0 | 0 | 0 | 0 | 0 | 0 | 0 | 0 | 0 | 0 | 0 | 0 | 0 | 0 | 0 | 0 | 0 | 0 | 0 | 0 | 0 | 0 | 0 | 0
F4_Industrial_Other Industrial_Existing_Space Heating_Natural Gas_Thermostat - Programmable_A_Achievable Economic TRC Potential | F4 | Industrial | Other Industrial | Existing | Space Heating | Natural Gas | Thermostat - Programmable | A | Standalone Impact on Baseline Energy (%) | Achievable Economic TRC Potential | 0% | 0% | 0% | 0% | 0% | 0% | 0% | 0% | 0% | 0% | 0% | 0% | 0% | 0% | 0% | 0% | 0% | 0% | 0% | 0% | 0% | 0% | 0% | 0% | 0 | 0 | 0 | 0 | 0 | 0 | 0
F5_Industrial_Other Industrial_Existing_Space Heating_Natural Gas_Thermostat - Programmable_A_Achievable Economic TRC Potential | F5 | Industrial | Other Industrial | Existing | Space Heating | Natural Gas | Thermostat - Programmable | A | Standalone Impact on Baseline Summer Peak (%) | Achievable Economic TRC Potential | 0% | 0% | 0% | 0% | 0% | 0% | 0% | 0% | 0% | 0% | 0% | 0% | 0% | 0% | 0% | 0% | 0% | 0% | 0% | 0% | 0% | 0% | 0% | 0% | 0 | 0 | 0 | 0 | 0 | 0 | 0
F6_Industrial_Other Industrial_Existing_Space Heating_Natural Gas_Thermostat - Programmable_A_Achievable Economic TRC Potential | F6 | Industrial | Other Industrial | Existing | Space Heating | Natural Gas | Thermostat - Programmable | A | Standalone Impact on Baseline Winter Peak (%) | Achievable Economic TRC Potential | 0% | 0% | 0% | 0% | 0% | 0% | 0% | 0% | 0% | 0% | 0% | 0% | 0% | 0% | 0% | 0% | 0% | 0% | 0% | 0% | 0% | 0% | 0% | 0% | 0 | 0 | 0 | 0 | 0 | 0 | 0
F7_Industrial_Other Industrial_Existing_Space Heating_Natural Gas_Thermostat - Programmable_A_Achievable Economic TRC Potential | F7 | Industrial | Other Industrial | Existing | Space Heating | Natural Gas | Thermostat - Programmable | A | Incremental Energy Savings (MWh or mTherms) | Achievable Economic TRC Potential | 0 | 0 | 0 | 0 | 0 | 0 | 0 | 0 | 0 | 0 | 0 | 0 | 0 | 0 | 0 | 0 | 0 | 0 | 0 | 0 | 0 | 0 | 0 | 0 | 0 | 0 | 0 | 0 | 0 | 0 | 0
F8_Industrial_Other Industrial_Existing_Space Heating_Natural Gas_Thermostat - Programmable_A_Achievable Economic TRC Potential | F8 | Industrial | Other Industrial | Existing | Space Heating | Natural Gas | Thermostat - Programmable | A | Incremental Summer Peak Savings (MW) | Achievable Economic TRC Potential | 0 | 0 | 0 | 0 | 0 | 0 | 0 | 0 | 0 | 0 | 0 | 0 | 0 | 0 | 0 | 0 | 0 | 0 | 0 | 0 | 0 | 0 | 0 | 0 | 0 | 0 | 0 | 0 | 0 | 0 | 0
F9_Industrial_Other Industrial_Existing_Space Heating_Natural Gas_Thermostat - Programmable_A_Achievable Economic TRC Potential | F9 | Industrial | Other Industrial | Existing | Space Heating | Natural Gas | Thermostat - Programmable | A | Incremental Winter Peak Savings (MW) | Achievable Economic TRC Potential | 0 | 0 | 0 | 0 | 0 | 0 | 0 | 0 | 0 | 0 | 0 | 0 | 0 | 0 | 0 | 0 | 0 | 0 | 0 | 0 | 0 | 0 | 0 | 0 | 0 | 0 | 0 | 0 | 0 | 0 | 0
F10_Industrial_Other Industrial_Existing_Space Heating_Natural Gas_Thermostat - Programmable_A_Achievable Economic TRC Potential | F10 | Industrial | Other Industrial | Existing | Space Heating | Natural Gas | Thermostat - Programmable | A | Cumulative Energy Savings (MWh or mTherms) | Achievable Economic TRC Potential | 0 | 0 | 0 | 0 | 0 | 0 | 0 | 0 | 0 | 0 | 0 | 0 | 0 | 0 | 0 | 0 | 0 | 0 | 0 | 0 | 0 | 0 | 0 | 0 | 0 | 0 | 0 | 0 | 0 | 0 | 0
F11_Industrial_Other Industrial_Existing_Space Heating_Natural Gas_Thermostat - Programmable_A_Achievable Economic TRC Potential | F11 | Industrial | Other Industrial | Existing | Space Heating | Natural Gas | Thermostat - Programmable | A | Cumulative Summer Peak Savings (MW) | Achievable Economic TRC Potential | 0 | 0 | 0 | 0 | 0 | 0 | 0 | 0 | 0 | 0 | 0 | 0 | 0 | 0 | 0 | 0 | 0 | 0 | 0 | 0 | 0 | 0 | 0 | 0 | 0 | 0 | 0 | 0 | 0 | 0 | 0
F12_Industrial_Other Industrial_Existing_Space Heating_Natural Gas_Thermostat - Programmable_A_Achievable Economic TRC Potential | F12 | Industrial | Other Industrial | Existing | Space Heating | Natural Gas | Thermostat - Programmable | A | Cumulative Winter Peak Savings (MW) | Achievable Economic TRC Potential | 0 | 0 | 0 | 0 | 0 | 0 | 0 | 0 | 0 | 0 | 0 | 0 | 0 | 0 | 0 | 0 | 0 | 0 | 0 | 0 | 0 | 0 | 0 | 0 | 0 | 0 | 0 | 0 | 0 | 0 | 0
F13_Industrial_Other Industrial_Existing_Space Heating_Natural Gas_Thermostat - Programmable_A_Achievable Economic TRC Potential | F13 | Industrial | Other Industrial | Existing | Space Heating | Natural Gas | Thermostat - Programmable | A | Purchases (Incremental) | Achievable Economic TRC Potential | 0 | 0 | 0 | 0 | 0 | 0 | 0 | 0 | 0 | 0 | 0 | 0 | 0 | 0 | 0 | 0 | 0 | 0 | 0 | 0 | 0 | 0 | 0 | 0 | 0 | 0 | 0 | 0 | 0 | 0 | 0
F14_Industrial_Other Industrial_Existing_Space Heating_Natural Gas_Thermostat - Programmable_A_Achievable Economic TRC Potential | F14 | Industrial | Other Industrial | Existing | Space Heating | Natural Gas | Thermostat - Programmable | A | Purchases (Cumulative) | Achievable Economic TRC Potential | 0 | 0 | 0 | 0 | 0 | 0 | 0 | 0 | 0 | 0 | 0 | 0 | 0 | 0 | 0 | 0 | 0 | 0 | 0 | 0 | 0 | 0 | 0 | 0 | 0 | 0 | 0 | 0 | 0 | 0 | 0
F1_Industrial_Other Industrial_Existing_Space Heating_Natural Gas_ENERGY STAR Connected Thermostat_A_Achievable Economic TRC Potential | F1 | Industrial | Other Industrial | Existing | Space Heating | Natural Gas | ENERGY STAR Connected Thermostat | A | Original Unit Energy Savings (kWh or therms) | Achievable Economic TRC Potential | 0 | 0 | 0 | 0 | 0 | 0.015466 | 0.01539 | 0.015297 | 0.015198 | 0.015094 | 0.014989 | 0.014881 | 0.014774 | 0.014667 | 0.014552 | 0.014445 | 0.01434 | 0.014242 | 0.014151 | 0.014062 | 0.013978 | 0.013892 | 0.013815 | 0.013742 | 0.013672 | 0.013608 | 0.013548 | 0.013493 | 0 | 0 | 0
F2_Industrial_Other Industrial_Existing_Space Heating_Natural Gas_ENERGY STAR Connected Thermostat_A_Achievable Economic TRC Potential | F2 | Industrial | Other Industrial | Existing | Space Heating | Natural Gas | ENERGY STAR Connected Thermostat | A | Original Unit Summer Peak Savings (kW) | Achievable Economic TRC Potential | 0 | 0 | 0 | 0 | 0 | 0 | 0 | 0 | 0 | 0 | 0 | 0 | 0 | 0 | 0 | 0 | 0 | 0 | 0 | 0 | 0 | 0 | 0 | 0 | 0 | 0 | 0 | 0 | 0 | 0 | 0
F3_Industrial_Other Industrial_Existing_Space Heating_Natural Gas_ENERGY STAR Connected Thermostat_A_Achievable Economic TRC Potential | F3 | Industrial | Other Industrial | Existing | Space Heating | Natural Gas | ENERGY STAR Connected Thermostat | A | Original Unit Winter Peak Savings (kW) | Achievable Economic TRC Potential | 0 | 0 | 0 | 0 | 0 | 0 | 0 | 0 | 0 | 0 | 0 | 0 | 0 | 0 | 0 | 0 | 0 | 0 | 0 | 0 | 0 | 0 | 0 | 0 | 0 | 0 | 0 | 0 | 0 | 0 | 0
F4_Industrial_Other Industrial_Existing_Space Heating_Natural Gas_ENERGY STAR Connected Thermostat_A_Achievable Economic TRC Potential | F4 | Industrial | Other Industrial | Existing | Space Heating | Natural Gas | ENERGY STAR Connected Thermostat | A | Standalone Impact on Baseline Energy (%) | Achievable Economic TRC Potential | 0% | 0% | 0% | 0% | 0% | 0% | 0% | 0% | 0% | 0% | 0% | 0% | 0% | 0% | 0% | 0% | 0% | 0% | 0% | 0% | 0% | 0% | 0% | 0% | 0 | 0 | 0 | 0 | 0 | 0 | 0
F5_Industrial_Other Industrial_Existing_Space Heating_Natural Gas_ENERGY STAR Connected Thermostat_A_Achievable Economic TRC Potential | F5 | Industrial | Other Industrial | Existing | Space Heating | Natural Gas | ENERGY STAR Connected Thermostat | A | Standalone Impact on Baseline Summer Peak (%) | Achievable Economic TRC Potential | 0% | 0% | 0% | 0% | 0% | 0% | 0% | 0% | 0% | 0% | 0% | 0% | 0% | 0% | 0% | 0% | 0% | 0% | 0% | 0% | 0% | 0% | 0% | 0% | 0 | 0 | 0 | 0 | 0 | 0 | 0
F6_Industrial_Other Industrial_Existing_Space Heating_Natural Gas_ENERGY STAR Connected Thermostat_A_Achievable Economic TRC Potential | F6 | Industrial | Other Industrial | Existing | Space Heating | Natural Gas | ENERGY STAR Connected Thermostat | A | Standalone Impact on Baseline Winter Peak (%) | Achievable Economic TRC Potential | 0% | 0% | 0% | 0% | 0% | 0% | 0% | 0% | 0% | 0% | 0% | 0% | 0% | 0% | 0% | 0% | 0% | 0% | 0% | 0% | 0% | 0% | 0% | 0% | 0 | 0 | 0 | 0 | 0 | 0 | 0
F7_Industrial_Other Industrial_Existing_Space Heating_Natural Gas_ENERGY STAR Connected Thermostat_A_Achievable Economic TRC Potential | F7 | Industrial | Other Industrial | Existing | Space Heating | Natural Gas | ENERGY STAR Connected Thermostat | A | Incremental Energy Savings (MWh or mTherms) | Achievable Economic TRC Potential | 0 | 0 | 0 | 0 | 0 | 0 | 0 | 0 | 0 | 0 | 0 | 0 | 0 | 0 | 0 | 0 | 0 | 0 | 0 | 0 | 0 | 0 | 0 | 0 | 0 | 0 | 0 | 0 | 0 | 0 | 0
F8_Industrial_Other Industrial_Existing_Space Heating_Natural Gas_ENERGY STAR Connected Thermostat_A_Achievable Economic TRC Potential | F8 | Industrial | Other Industrial | Existing | Space Heating | Natural Gas | ENERGY STAR Connected Thermostat | A | Incremental Summer Peak Savings (MW) | Achievable Economic TRC Potential | 0 | 0 | 0 | 0 | 0 | 0 | 0 | 0 | 0 | 0 | 0 | 0 | 0 | 0 | 0 | 0 | 0 | 0 | 0 | 0 | 0 | 0 | 0 | 0 | 0 | 0 | 0 | 0 | 0 | 0 | 0
F9_Industrial_Other Industrial_Existing_Space Heating_Natural Gas_ENERGY STAR Connected Thermostat_A_Achievable Economic TRC Potential | F9 | Industrial | Other Industrial | Existing | Space Heating | Natural Gas | ENERGY STAR Connected Thermostat | A | Incremental Winter Peak Savings (MW) | Achievable Economic TRC Potential | 0 | 0 | 0 | 0 | 0 | 0 | 0 | 0 | 0 | 0 | 0 | 0 | 0 | 0 | 0 | 0 | 0 | 0 | 0 | 0 | 0 | 0 | 0 | 0 | 0 | 0 | 0 | 0 | 0 | 0 | 0
F10_Industrial_Other Industrial_Existing_Space Heating_Natural Gas_ENERGY STAR Connected Thermostat_A_Achievable Economic TRC Potential | F10 | Industrial | Other Industrial | Existing | Space Heating | Natural Gas | ENERGY STAR Connected Thermostat | A | Cumulative Energy Savings (MWh or mTherms) | Achievable Economic TRC Potential | 0 | 0 | 0 | 0 | 0 | 0 | 0 | 0 | 0 | 0 | 0 | 0 | 0 | 0 | 0 | 0 | 0 | 0 | 0 | 0 | 0 | 0 | 0 | 0 | 0 | 0 | 0 | 0 | 0 | 0 | 0
F11_Industrial_Other Industrial_Existing_Space Heating_Natural Gas_ENERGY STAR Connected Thermostat_A_Achievable Economic TRC Potential | F11 | Industrial | Other Industrial | Existing | Space Heating | Natural Gas | ENERGY STAR Connected Thermostat | A | Cumulative Summer Peak Savings (MW) | Achievable Economic TRC Potential | 0 | 0 | 0 | 0 | 0 | 0 | 0 | 0 | 0 | 0 | 0 | 0 | 0 | 0 | 0 | 0 | 0 | 0 | 0 | 0 | 0 | 0 | 0 | 0 | 0 | 0 | 0 | 0 | 0 | 0 | 0
F12_Industrial_Other Industrial_Existing_Space Heating_Natural Gas_ENERGY STAR Connected Thermostat_A_Achievable Economic TRC Potential | F12 | Industrial | Other Industrial | Existing | Space Heating | Natural Gas | ENERGY STAR Connected Thermostat | A | Cumulative Winter Peak Savings (MW) | Achievable Economic TRC Potential | 0 | 0 | 0 | 0 | 0 | 0 | 0 | 0 | 0 | 0 | 0 | 0 | 0 | 0 | 0 | 0 | 0 | 0 | 0 | 0 | 0 | 0 | 0 | 0 | 0 | 0 | 0 | 0 | 0 | 0 | 0
F13_Industrial_Other Industrial_Existing_Space Heating_Natural Gas_ENERGY STAR Connected Thermostat_A_Achievable Economic TRC Potential | F13 | Industrial | Other Industrial | Existing | Space Heating | Natural Gas | ENERGY STAR Connected Thermostat | A | Purchases (Incremental) | Achievable Economic TRC Potential | 0 | 0 | 0 | 0 | 0 | 0 | 0 | 0 | 0 | 0 | 0 | 0 | 0 | 0 | 0 | 0 | 0 | 0 | 0 | 0 | 0 | 0 | 0 | 0 | 0 | 0 | 0 | 0 | 0 | 0 | 0
F14_Industrial_Other Industrial_Existing_Space Heating_Natural Gas_ENERGY STAR Connected Thermostat_A_Achievable Economic TRC Potential | F14 | Industrial | Other Industrial | Existing | Space Heating | Natural Gas | ENERGY STAR Connected Thermostat | A | Purchases (Cumulative) | Achievable Economic TRC Potential | 0 | 0 | 0 | 0 | 0 | 0 | 0 | 0 | 0 | 0 | 0 | 0 | 0 | 0 | 0 | 0 | 0 | 0 | 0 | 0 | 0 | 0 | 0 | 0 | 0 | 0 | 0 | 0 | 0 | 0 | 0
F1_Industrial_Other Industrial_Existing_Space Heating_Natural Gas_Destratification Fans (HVLS)_A_Achievable Economic TRC Potential | F1 | Industrial | Other Industrial | Existing | Space Heating | Natural Gas | Destratification Fans (HVLS) | A | Original Unit Energy Savings (kWh or therms) | Achievable Economic TRC Potential | 0 | 0 | 0 | 0 | 0 | 0.015466 | 0.01539 | 0.015297 | 0.015198 | 0.015094 | 0.014989 | 0.014881 | 0.014774 | 0.014667 | 0.014552 | 0.014445 | 0.01434 | 0.014242 | 0.014151 | 0.014062 | 0.013978 | 0.013892 | 0.013815 | 0.013742 | 0.013672 | 0.013608 | 0.013548 | 0.013493 | 0 | 0 | 0
F2_Industrial_Other Industrial_Existing_Space Heating_Natural Gas_Destratification Fans (HVLS)_A_Achievable Economic TRC Potential | F2 | Industrial | Other Industrial | Existing | Space Heating | Natural Gas | Destratification Fans (HVLS) | A | Original Unit Summer Peak Savings (kW) | Achievable Economic TRC Potential | 0 | 0 | 0 | 0 | 0 | 0 | 0 | 0 | 0 | 0 | 0 | 0 | 0 | 0 | 0 | 0 | 0 | 0 | 0 | 0 | 0 | 0 | 0 | 0 | 0 | 0 | 0 | 0 | 0 | 0 | 0
F3_Industrial_Other Industrial_Existing_Space Heating_Natural Gas_Destratification Fans (HVLS)_A_Achievable Economic TRC Potential | F3 | Industrial | Other Industrial | Existing | Space Heating | Natural Gas | Destratification Fans (HVLS) | A | Original Unit Winter Peak Savings (kW) | Achievable Economic TRC Potential | 0 | 0 | 0 | 0 | 0 | 0 | 0 | 0 | 0 | 0 | 0 | 0 | 0 | 0 | 0 | 0 | 0 | 0 | 0 | 0 | 0 | 0 | 0 | 0 | 0 | 0 | 0 | 0 | 0 | 0 | 0
F4_Industrial_Other Industrial_Existing_Space Heating_Natural Gas_Destratification Fans (HVLS)_A_Achievable Economic TRC Potential | F4 | Industrial | Other Industrial | Existing | Space Heating | Natural Gas | Destratification Fans (HVLS) | A | Standalone Impact on Baseline Energy (%) | Achievable Economic TRC Potential | 0% | 0% | 0% | 0% | 0% | 0% | 0% | 0% | 0% | 0% | 0% | 0% | 0% | 0% | 0% | 0% | 0% | 0% | 0% | 0% | 0% | 0% | 0% | 0% | 0 | 0 | 0 | 0 | 0 | 0 | 0
F5_Industrial_Other Industrial_Existing_Space Heating_Natural Gas_Destratification Fans (HVLS)_A_Achievable Economic TRC Potential | F5 | Industrial | Other Industrial | Existing | Space Heating | Natural Gas | Destratification Fans (HVLS) | A | Standalone Impact on Baseline Summer Peak (%) | Achievable Economic TRC Potential | 0% | 0% | 0% | 0% | 0% | 0% | 0% | 0% | 0% | 0% | 0% | 0% | 0% | 0% | 0% | 0% | 0% | 0% | 0% | 0% | 0% | 0% | 0% | 0% | 0 | 0 | 0 | 0 | 0 | 0 | 0
F6_Industrial_Other Industrial_Existing_Space Heating_Natural Gas_Destratification Fans (HVLS)_A_Achievable Economic TRC Potential | F6 | Industrial | Other Industrial | Existing | Space Heating | Natural Gas | Destratification Fans (HVLS) | A | Standalone Impact on Baseline Winter Peak (%) | Achievable Economic TRC Potential | 0% | 0% | 0% | 0% | 0% | 0% | 0% | 0% | 0% | 0% | 0% | 0% | 0% | 0% | 0% | 0% | 0% | 0% | 0% | 0% | 0% | 0% | 0% | 0% | 0 | 0 | 0 | 0 | 0 | 0 | 0
F7_Industrial_Other Industrial_Existing_Space Heating_Natural Gas_Destratification Fans (HVLS)_A_Achievable Economic TRC Potential | F7 | Industrial | Other Industrial | Existing | Space Heating | Natural Gas | Destratification Fans (HVLS) | A | Incremental Energy Savings (MWh or mTherms) | Achievable Economic TRC Potential | 0 | 0 | 0 | 0 | 0 | 0 | 0 | 0 | 0 | 0 | 0 | 0 | 0 | 0 | 0 | 0 | 0 | 0 | 0 | 0 | 0 | 0 | 0 | 0 | 0 | 0 | 0 | 0 | 0 | 0 | 0
F8_Industrial_Other Industrial_Existing_Space Heating_Natural Gas_Destratification Fans (HVLS)_A_Achievable Economic TRC Potential | F8 | Industrial | Other Industrial | Existing | Space Heating | Natural Gas | Destratification Fans (HVLS) | A | Incremental Summer Peak Savings (MW) | Achievable Economic TRC Potential | 0 | 0 | 0 | 0 | 0 | 0 | 0 | 0 | 0 | 0 | 0 | 0 | 0 | 0 | 0 | 0 | 0 | 0 | 0 | 0 | 0 | 0 | 0 | 0 | 0 | 0 | 0 | 0 | 0 | 0 | 0
F9_Industrial_Other Industrial_Existing_Space Heating_Natural Gas_Destratification Fans (HVLS)_A_Achievable Economic TRC Potential | F9 | Industrial | Other Industrial | Existing | Space Heating | Natural Gas | Destratification Fans (HVLS) | A | Incremental Winter Peak Savings (MW) | Achievable Economic TRC Potential | 0 | 0 | 0 | 0 | 0 | 0 | 0 | 0 | 0 | 0 | 0 | 0 | 0 | 0 | 0 | 0 | 0 | 0 | 0 | 0 | 0 | 0 | 0 | 0 | 0 | 0 | 0 | 0 | 0 | 0 | 0
F10_Industrial_Other Industrial_Existing_Space Heating_Natural Gas_Destratification Fans (HVLS)_A_Achievable Economic TRC Potential | F10 | Industrial | Other Industrial | Existing | Space Heating | Natural Gas | Destratification Fans (HVLS) | A | Cumulative Energy Savings (MWh or mTherms) | Achievable Economic TRC Potential | 0 | 0 | 0 | 0 | 0 | 0 | 0 | 0 | 0 | 0 | 0 | 0 | 0 | 0 | 0 | 0 | 0 | 0 | 0 | 0 | 0 | 0 | 0 | 0 | 0 | 0 | 0 | 0 | 0 | 0 | 0
F11_Industrial_Other Industrial_Existing_Space Heating_Natural Gas_Destratification Fans (HVLS)_A_Achievable Economic TRC Potential | F11 | Industrial | Other Industrial | Existing | Space Heating | Natural Gas | Destratification Fans (HVLS) | A | Cumulative Summer Peak Savings (MW) | Achievable Economic TRC Potential | 0 | 0 | 0 | 0 | 0 | 0 | 0 | 0 | 0 | 0 | 0 | 0 | 0 | 0 | 0 | 0 | 0 | 0 | 0 | 0 | 0 | 0 | 0 | 0 | 0 | 0 | 0 | 0 | 0 | 0 | 0
F12_Industrial_Other Industrial_Existing_Space Heating_Natural Gas_Destratification Fans (HVLS)_A_Achievable Economic TRC Potential | F12 | Industrial | Other Industrial | Existing | Space Heating | Natural Gas | Destratification Fans (HVLS) | A | Cumulative Winter Peak Savings (MW) | Achievable Economic TRC Potential | 0 | 0 | 0 | 0 | 0 | 0 | 0 | 0 | 0 | 0 | 0 | 0 | 0 | 0 | 0 | 0 | 0 | 0 | 0 | 0 | 0 | 0 | 0 | 0 | 0 | 0 | 0 | 0 | 0 | 0 | 0
F13_Industrial_Other Industrial_Existing_Space Heating_Natural Gas_Destratification Fans (HVLS)_A_Achievable Economic TRC Potential | F13 | Industrial | Other Industrial | Existing | Space Heating | Natural Gas | Destratification Fans (HVLS) | A | Purchases (Incremental) | Achievable Economic TRC Potential | 0 | 0 | 0 | 0 | 0 | 0 | 0 | 0 | 0 | 0 | 0 | 0 | 0 | 0 | 0 | 0 | 0 | 0 | 0 | 0 | 0 | 0 | 0 | 0 | 0 | 0 | 0 | 0 | 0 | 0 | 0
F14_Industrial_Other Industrial_Existing_Space Heating_Natural Gas_Destratification Fans (HVLS)_A_Achievable Economic TRC Potential | F14 | Industrial | Other Industrial | Existing | Space Heating | Natural Gas | Destratification Fans (HVLS) | A | Purchases (Cumulative) | Achievable Economic TRC Potential | 0 | 0 | 0 | 0 | 0 | 0 | 0 | 0 | 0 | 0 | 0 | 0 | 0 | 0 | 0 | 0 | 0 | 0 | 0 | 0 | 0 | 0 | 0 | 0 | 0 | 0 | 0 | 0 | 0 | 0 | 0
F1_Industrial_Other Industrial_Existing_Space Heating_Natural Gas_Gas Boiler - Insulate Steam Lines/Condensate Tank_A_Achievable Economic TRC Potential | F1 | Industrial | Other Industrial | Existing | Space Heating | Natural Gas | Gas Boiler - Insulate Steam Lines/Condensate Tank | A | Original Unit Energy Savings (kWh or therms) | Achievable Economic TRC Potential | 0 | 0 | 0 | 0 | 0 | 21.8568 | 21.7087 | 21.5615 | 21.4136 | 21.266 | 21.1227 | 20.9807 | 20.8403 | 20.7015 | 20.5545 | 20.4196 | 20.2863 | 20.1551 | 20.0259 | 19.8964 | 19.7713 | 19.6411 | 19.5155 | 19.3937 | 19.2712 | 19.1594 | 19.0574 | 18.9643 | 18.8794 | 18.8018 | 18.731
F2_Industrial_Other Industrial_Existing_Space Heating_Natural Gas_Gas Boiler - Insulate Steam Lines/Condensate Tank_A_Achievable Economic TRC Potential | F2 | Industrial | Other Industrial | Existing | Space Heating | Natural Gas | Gas Boiler - Insulate Steam Lines/Condensate Tank | A | Original Unit Summer Peak Savings (kW) | Achievable Economic TRC Potential | 0 | 0 | 0 | 0 | 0 | 0 | 0 | 0 | 0 | 0 | 0 | 0 | 0 | 0 | 0 | 0 | 0 | 0 | 0 | 0 | 0 | 0 | 0 | 0 | 0 | 0 | 0 | 0 | 0 | 0 | 0
F3_Industrial_Other Industrial_Existing_Space Heating_Natural Gas_Gas Boiler - Insulate Steam Lines/Condensate Tank_A_Achievable Economic TRC Potential | F3 | Industrial | Other Industrial | Existing | Space Heating | Natural Gas | Gas Boiler - Insulate Steam Lines/Condensate Tank | A | Original Unit Winter Peak Savings (kW) | Achievable Economic TRC Potential | 0 | 0 | 0 | 0 | 0 | 0 | 0 | 0 | 0 | 0 | 0 | 0 | 0 | 0 | 0 | 0 | 0 | 0 | 0 | 0 | 0 | 0 | 0 | 0 | 0 | 0 | 0 | 0 | 0 | 0 | 0
F4_Industrial_Other Industrial_Existing_Space Heating_Natural Gas_Gas Boiler - Insulate Steam Lines/Condensate Tank_A_Achievable Economic TRC Potential | F4 | Industrial | Other Industrial | Existing | Space Heating | Natural Gas | Gas Boiler - Insulate Steam Lines/Condensate Tank | A | Standalone Impact on Baseline Energy (%) | Achievable Economic TRC Potential | 0% | 0% | 0% | 0% | 0% | 0.005115% | 0.01021% | 0.01537% | 0.02045% | 0.02553% | 0.03097% | 0.03617% | 0.04137% | 0.04717% | 0.05214% | 0.0578% | 0.06296% | 0.06842% | 0.07416% | 0.07918% | 0.0846% | 0.09001% | 0.09538% | 0.1007% | 0.0010601 | 0.001062 | 0.0010639 | 0.0010656 | 0 | 0 | 0
F5_Industrial_Other Industrial_Existing_Space Heating_Natural Gas_Gas Boiler - Insulate Steam Lines/Condensate Tank_A_Achievable Economic TRC Potential | F5 | Industrial | Other Industrial | Existing | Space Heating | Natural Gas | Gas Boiler - Insulate Steam Lines/Condensate Tank | A | Standalone Impact on Baseline Summer Peak (%) | Achievable Economic TRC Potential | 0% | 0% | 0% | 0% | 0% | 0% | 0% | 0% | 0% | 0% | 0% | 0% | 0% | 0% | 0% | 0% | 0% | 0% | 0% | 0% | 0% | 0% | 0% | 0% | 0 | 0 | 0 | 0 | 0 | 0 | 0
F6_Industrial_Other Industrial_Existing_Space Heating_Natural Gas_Gas Boiler - Insulate Steam Lines/Condensate Tank_A_Achievable Economic TRC Potential | F6 | Industrial | Other Industrial | Existing | Space Heating | Natural Gas | Gas Boiler - Insulate Steam Lines/Condensate Tank | A | Standalone Impact on Baseline Winter Peak (%) | Achievable Economic TRC Potential | 0% | 0% | 0% | 0% | 0% | 0% | 0% | 0% | 0% | 0% | 0% | 0% | 0% | 0% | 0% | 0% | 0% | 0% | 0% | 0% | 0% | 0% | 0% | 0% | 0 | 0 | 0 | 0 | 0 | 0 | 0
F7_Industrial_Other Industrial_Existing_Space Heating_Natural Gas_Gas Boiler - Insulate Steam Lines/Condensate Tank_A_Achievable Economic TRC Potential | F7 | Industrial | Other Industrial | Existing | Space Heating | Natural Gas | Gas Boiler - Insulate Steam Lines/Condensate Tank | A | Incremental Energy Savings (MWh or mTherms) | Achievable Economic TRC Potential | 0 | 0 | 0 | 0 | 0 | 0.038686 | 0.038403 | 0.037917 | 0.037678 | 0.037449 | 0.036724 | 0.036378 | 0.036061 | 0.035252 | 0.035135 | 0.034572 | 0.034351 | 0.033957 | 0.033438 | 0.033261 | 0.032915 | 0.032571 | 0.032245 | 0.031935 | 0.031633 | 0 | 0 | 0 | 0 | 0 | 0
F8_Industrial_Other Industrial_Existing_Space Heating_Natural Gas_Gas Boiler - Insulate Steam Lines/Condensate Tank_A_Achievable Economic TRC Potential | F8 | Industrial | Other Industrial | Existing | Space Heating | Natural Gas | Gas Boiler - Insulate Steam Lines/Condensate Tank | A | Incremental Summer Peak Savings (MW) | Achievable Economic TRC Potential | 0 | 0 | 0 | 0 | 0 | 0 | 0 | 0 | 0 | 0 | 0 | 0 | 0 | 0 | 0 | 0 | 0 | 0 | 0 | 0 | 0 | 0 | 0 | 0 | 0 | 0 | 0 | 0 | 0 | 0 | 0
F9_Industrial_Other Industrial_Existing_Space Heating_Natural Gas_Gas Boiler - Insulate Steam Lines/Condensate Tank_A_Achievable Economic TRC Potential | F9 | Industrial | Other Industrial | Existing | Space Heating | Natural Gas | Gas Boiler - Insulate Steam Lines/Condensate Tank | A | Incremental Winter Peak Savings (MW) | Achievable Economic TRC Potential | 0 | 0 | 0 | 0 | 0 | 0 | 0 | 0 | 0 | 0 | 0 | 0 | 0 | 0 | 0 | 0 | 0 | 0 | 0 | 0 | 0 | 0 | 0 | 0 | 0 | 0 | 0 | 0 | 0 | 0 | 0
F10_Industrial_Other Industrial_Existing_Space Heating_Natural Gas_Gas Boiler - Insulate Steam Lines/Condensate Tank_A_Achievable Economic TRC Potential | F10 | Industrial | Other Industrial | Existing | Space Heating | Natural Gas | Gas Boiler - Insulate Steam Lines/Condensate Tank | A | Cumulative Energy Savings (MWh or mTherms) | Achievable Economic TRC Po
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